## Title
Future 1 BAU, Sensitivity 11: Decreased Renewable Resources Cost
"The results presented herein use modeling assumptions developed by EIPC, EIPC stakeholders and CRA for purposes of EIPC capacity expansion modeling. As such, these results do not necessarily reflect the opinions or views of CRA or any individual EIPC stakeholder."

## Build Summary
EI New Build Summary
EI New Builds by Type
|  | Additions |  |  | Retirements
| 2010 | 2015 | 2020 | 2030 | 2015 | 2020 | 2030 | Total
Coal | 271.9155 | 8.4766 | 0 | 1.3888 | 65.9485 | 13.521 | 0.0972 | 202.2142
Nuclear | 99.849 | 2.7406 | 4.53 | 0 | 0 | 0.6145 | 1.4882 | 105.0169
CC | 132.682 | 29.3066 | 14.3413 | 18.5959 | 5.3501 | 0 | 0 | 189.5757
CT | 120.329 | 4.6917 | 6.5061 | 6.7043 | 2.3271 | 0 | 0 | 135.9041
Steam Oil/Gas | 74.547 | 0 | 0 | 0 | 36.6488 | 0.29563 | 0.31174 | 37.2908
Hydro | 44.6048 | 0 | 0 | 0 | 0 | 0 | 0 | 44.6048
On-Shore Wind | 18.707 | 22.1949 | 15.1805 | 52.0772 | 0 | 0 | 0 | 108.1596
Off-Shore Wind | 0 | 0.469 | 0.75027 | 3.0027 | 0 | 0 | 0 | 4.222
Other Renewable | 3.613 | 2.3484 | 2.9988 | 3.6279 | 0 | 0 | 0 | 12.588
New HQ/Maritimes | 0 | 0 | 0 | 0 | 0 | 0 | 0 | 0
Other | 17.054 | 0 | 0 | 0 | 0 | 0 | 0 | 17.054
Total w/o DR | 783.3012 | 70.2277 | 44.307 | 85.3969 | 110.2746 | 14.4311 | 1.8971 | 856.6301
DR | 33.1 | -1.344 | 16.8375 | 22.1146 | 0 | 0 | 0 | 70.7081
Total w/DR | 816.4012 | 68.8837 | 61.1445 | 107.5115 | 110.2746 | 14.4311 | 1.8971 | 927.3382
EI New Builds by Region
| EI Cumulative New Builds |  |  |  | EI Cumulative New CCs |  |  |  | EI Cumulative New On-Shore Wind |  |  |  | EI Cumulative Coal Retirements
| 2015 | 2020 | 2030 |  |  | 2015 | 2020 | 2030 |  | 2015 | 2020 | 2030 |  | 2015 | 2020 | 2030
ENT | 890.3 | 1903.2 | 2905.34 |  | ENT | 0.01 | 948.37 | 1804.92 | ENT | 0 | 0 | 0 | ENT | 892.9 | 892.9 | 892.9
FRCC | 4226.23 | 9284.19 | 15575.96 |  | FRCC | 1516.9 | 6574.86 | 12668.63 | FRCC | 0 | 0 | 0 | FRCC | 465.99 | 1334.99 | 1334.99
IESO | 5144.99 | 5144.99 | 5144.99 |  | IESO | 1263 | 1263 | 1263 | IESO | 2105.9 | 2105.9 | 2105.9 | IESO | 6416 | 6416 | 6416
MAPP_CA | 1215.47 | 1726.89 | 2309.2 |  | MAPP_CA | 913.07 | 1424.49 | 1743.18 | MAPP_CA | 302.4 | 302.4 | 302.4 | MAPP_CA | 1009.4 | 1009.4 | 1009.4
MAPP_US | 729.6 | 729.6 | 1677.87 |  | MAPP_US | 0 | 0 | 0 | MAPP_US | 421.3 | 421.3 | 1223.76 | MAPP_US | 710.4 | 710.4 | 710.4
MISO_IN | 618 | 1162.66 | 2115.46 |  | MISO_IN | 0 | 303.08 | 1010.92 | MISO_IN | 0 | 0 | 0 | MISO_IN | 929.9 | 929.9 | 929.9
MISO_MI | 2000 | 2748.15 | 3058.88 |  | MISO_MI | 0 | 0 | 0.01 | MISO_MI | 2000 | 2600 | 2898.61 | MISO_MI | 2325.99 | 3512.97 | 3512.97
MISO_MO-IL | 2090 | 2090 | 2313.33 |  | MISO_MO-IL | 0 | 0 | 0 | MISO_MO-IL | 300 | 300 | 300 | MISO_MO-IL | 1024.69 | 2056.36 | 2056.36
MISO_W | 2894.83 | 5473.99 | 22943.39 |  | MISO_W | 0 | 0 | 0 | MISO_W | 2800.5 | 5379.66 | 22777.38 | MISO_W | 2356.89 | 2928.55 | 2928.55
MISO_WUMS | 1818.9 | 7425.24 | 9996.48 |  | MISO_WUMS | 0 | 1921.57 | 1921.58 | MISO_WUMS | 968.9 | 968.9 | 968.9 | MISO_WUMS | 2411.09 | 2411.09 | 2411.09
NE | 434.1 | 434.1 | 505.77 |  | NE | 0 | 0 | 0 | NE | 202 | 202 | 202 | NE | 0 | 0 | 0
NEISO | 3384.16 | 7652.36 | 8817.56 |  | NEISO | 2049.5 | 2049.5 | 2049.5 | NEISO | 231.2 | 4184.62 | 5280 | NEISO | 2250.13 | 2570.13 | 2570.13
NonRTO_Midwest | 0 | 748.1 | 1168.04 |  | NonRTO_Midwest | 0 | 555.53 | 709.05 | NonRTO_Midwest | 0 | 0 | 0 | NonRTO_Midwest | 1100.91 | 1100.91 | 1100.91
NYISO_A-F | 3289.7 | 3999.5 | 5087.38 |  | NYISO_A-F | 639 | 639 | 639 | NYISO_A-F | 2476.3 | 3186.1 | 4206.05 | NYISO_A-F | 2251.89 | 2251.89 | 2251.89
NYISO_G-I | 0 | 60 | 1301.17 |  | NYISO_G-I | 0 | 0 | 1166.83 | NYISO_G-I | 0 | 60 | 60.01 | NYISO_G-I | 368.2 | 368.2 | 368.2
NYISO_J-K | 1207.4 | 1207.4 | 2764.23 |  | NYISO_J-K | 1175.4 | 1175.4 | 1175.4 | NYISO_J-K | 0 | 0 | 0 | NYISO_J-K | 0 | 0 | 0
PJM_E | 5940.05 | 6072.95 | 7172.95 |  | PJM_E | 4634.3 | 4634.3 | 4634.3 | PJM_E | 1150 | 1150 | 1150 | PJM_E | 2804 | 3371.99 | 3371.99
PJM_ROM | 2243.7 | 4904.09 | 6031.7 |  | PJM_ROM | 1678.5 | 1678.5 | 1678.5 | PJM_ROM | 479.8 | 1428.9 | 1428.9 | PJM_ROM | 8045.49 | 8045.49 | 8045.49
PJM_ROR | 14076.1 | 14529.87 | 34099.34 |  | PJM_ROR | 3077 | 3197 | 7465.52 | PJM_ROR | 8325.7 | 8517.4 | 23446.71 | PJM_ROR | 13793.32 | 20222.92 | 20222.92
SOCO | 5151.9 | 7538.9 | 10396.29 |  | SOCO | 5026.9 | 5213.9 | 6575.08 | SOCO | 0 | 0 | 0 | SOCO | 8549.54 | 8549.54 | 8549.54
SPP_N | 465.04 | 2397.61 | 3921.4 |  | SPP_N | 0 | 1300.15 | 1300.16 | SPP_N | 0 | 0.01 | 0.01 | SPP_N | 0 | 0 | 0
SPP_S | 1830.99 | 4769.3 | 21398.07 |  | SPP_S | 0 | 0.03 | 0.03 | SPP_S | 430 | 3068.25 | 19602.01 | SPP_S | 1221.58 | 1221.58 | 1318.79
TVA | 3115.89 | 6442.68 | 7758.75 |  | TVA | 1418 | 3048.44 | 3799.68 | TVA | 0 | 0 | 0 | TVA | 3802.82 | 4168.9 | 4168.9
VACAR | 7460.35 | 16088.95 | 21468.08 |  | VACAR | 5914.99 | 7720.76 | 10638.49 | VACAR | 0.9 | 3500 | 3500 | VACAR | 3217.38 | 5395.36 | 5395.36
| 70227.7 | 114534.72 | 199931.63 |  |  | 29306.57 | 43647.88 | 62243.78 |  | 22194.9 | 37375.44 | 89452.64 |  | 65948.51 | 79469.47 | 79566.68

## Generation
#1 | Total Generation (GWh)
Total Generation by Reporting Type: Entergy
ReportingType | 2015 | 2020 | 2025 | 2030 | 2035 | 2040
BM | 0 | 0 | 0 | 0 | 0 | 0
CC | 66813.23 | 87256.4 | 76728.67 | 75853.17 | 74618.25 | 70526.06
CSP | 0 | 0 | 0 | 0 | 0 | 0
CT | 0 | 0 | 0 | 0 | 0 | 0
Coal | 60773.61 | 49276.15 | 59481.39 | 60276.31 | 62423.23 | 77903.33
Geo | 0 | 0 | 0 | 0 | 0 | 0
H | 153 | 153 | 153 | 153 | 153 | 153
LFG | 63.07 | 63.07 | 63.13 | 909.81 | 909.81 | 909.81
Nuc | 42234.08 | 42234.08 | 42234.08 | 42234.08 | 35675.42 | 27909.39
PS | 25.67 | 25.67 | 26.51 | 25.67 | 43.37 | 43.37
PV | 0.57 | 124.94 | 192.43 | 198.55 | 205.47 | 212.64
PeakG | 0 | 4.3 | 30.13 | 28.26 | 19.53 | 17.32
PeakO | 0 | 0 | 0 | 0 | 0 | 0
ST | 0 | 0 | 0 | 0 | 0 | 0
STOG | 1471.39 | 1603.24 | 1503.45 | 1503.45 | 1463.87 | 1473.29
STWD | 0 | 0 | 0 | 0 | 6.19 | 76.01
WT | 315.27 | 315.27 | 315.28 | 315.28 | 315.28 | 315.28
IGCC | 0 | 0 | 0 | 0 | 0 | 0
DemandResponse | 0 | 0 | 0 | 0 | 0 | 0
IGCC-CCS | 0 | 0 | 0 | 0 | 0 | 0
WT_off | 0 | 0 | 0 | 0 | 0 | 0
PseudoUnit | 0 | 0 | 0 | 0 | 0 | 0
FixedInterchange | 0 | 0 | 0 | 0 | 0 | 0
Total Generation by Reporting Type: FRCC
ReportingType | 2015 | 2020 | 2025 | 2030 | 2035 | 2040
BM | 0 | 0 | 0 | 0 | 0 | 0
CC | 151118.53 | 173466.74 | 182118.32 | 200569.34 | 232006.74 | 264799.36
CSP | 0 | 0 | 0 | 0 | 0 | 0
CT | 848.24 | 1007.71 | 1000.85 | 959.06 | 843.98 | 718.45
Coal | 54492.87 | 52038.49 | 58140.22 | 58970.8 | 60270.39 | 60270.43
Geo | 0 | 0 | 0 | 0 | 0 | 0
H | 27.85 | 27.85 | 27.85 | 27.85 | 27.85 | 27.85
LFG | 3831.62 | 3831.62 | 5392.66 | 5392.66 | 5392.66 | 5392.66
Nuc | 32180.57 | 32180.57 | 32180.57 | 32180.57 | 19598.11 | 6535.31
PS | 0 | 0 | 0 | 0 | 0 | 0
PV | 134.03 | 134.03 | 134.03 | 134.03 | 134.03 | 134.03
PeakG | 443.13 | 456.07 | 717.84 | 504.05 | 400.96 | 303.85
PeakO | 0 | 0 | 0 | 0 | 0 | 0
ST | 0 | 0 | 0 | 0 | 0 | 0
STOG | 3588.97 | 3242.89 | 2847.05 | 2783.89 | 2558.21 | 1676.76
STWD | 0 | 79.27 | 131.92 | 131.92 | 157.41 | 202.12
WT | 0 | 0 | 0 | 0 | 0 | 0
IGCC | 0 | 0 | 0 | 0 | 0 | 0
DemandResponse | 0 | 0 | 0 | 0 | 0 | 0
IGCC-CCS | 0 | 0 | 0 | 0 | 0 | 0
WT_off | 0 | 0 | 0 | 0 | 0 | 0
PseudoUnit | 0 | 0 | 0 | 0 | 0 | 0
FixedInterchange | 0 | 0 | 0 | 0 | 0 | 0
Total Generation by Reporting Type: MAPP_US
ReportingType | 2015 | 2020 | 2025 | 2030 | 2035 | 2040
BM | 0 | 0 | 0 | 0 | 0 | 0
CC | 204.14 | 257.22 | 204.14 | 199.47 | 199.47 | 197.49
CSP | 0 | 0 | 0 | 0 | 0 | 0
CT | 0 | 0 | 0 | 0 | 0 | 0
Coal | 20789.19 | 20938.63 | 20938.64 | 20938.64 | 22952.86 | 25046.91
Geo | 354.6 | 354.6 | 354.6 | 354.6 | 354.6 | 354.6
H | 10150.02 | 10150.02 | 10150.02 | 10150.02 | 10150.02 | 10150.02
LFG | 15.77 | 15.77 | 15.77 | 580.79 | 580.79 | 580.79
Nuc | 0 | 0 | 0 | 0 | 0 | 0
PS | 0 | 0 | 0 | 0 | 0 | 0
PV | 0 | 0 | 0 | 0 | 0 | 0
PeakG | 25.29 | 69.32 | 82.56 | 132.12 | 138.38 | 68.21
PeakO | 0 | 0 | 0 | 0 | 0 | 0
ST | 0 | 0 | 0 | 0 | 0 | 0
STOG | 0 | 0 | 0 | 0 | 0 | 0
STWD | 0 | 0 | 0 | 0 | 0 | 0
WT | 5908.78 | 5908.78 | 5908.8 | 8715.59 | 9060.84 | 9419.76
IGCC | 0 | 0 | 0 | 0 | 0 | 0
DemandResponse | 0 | 0 | 0 | 0 | 0 | 0
IGCC-CCS | 0 | 0 | 0 | 0 | 0 | 0
WT_off | 0 | 0 | 0 | 0 | 0 | 0
PseudoUnit | 0 | 0 | 0 | 0 | 0 | 0
FixedInterchange | 0 | 0 | 0 | 0 | 0 | 0
Total Generation by Reporting Type: MISO_IN
ReportingType | 2015 | 2020 | 2025 | 2030 | 2035 | 2040
BM | 0 | 0 | 0 | 0 | 0 | 0
CC | 4340.03 | 9522.53 | 6602.42 | 10177.57 | 23277.12 | 27147.63
CSP | 0 | 0 | 0 | 0 | 0 | 0
CT | 0 | 0 | 0 | 0 | 0 | 0
Coal | 87306 | 90025.34 | 93821.94 | 96703.99 | 100257.67 | 101754.78
Geo | 0 | 0 | 0 | 0 | 0 | 0
H | 417.2 | 417.2 | 417.2 | 417.2 | 417.2 | 417.2
LFG | 291.71 | 291.71 | 923.41 | 923.41 | 923.41 | 923.41
Nuc | 0 | 0 | 0 | 0 | 0 | 0.02
PS | 0 | 0 | 0 | 0 | 0 | 0
PV | 0 | 402.09 | 655.09 | 676.43 | 698.39 | 721.04
PeakG | 14.12 | 25.81 | 25.81 | 25.81 | 25.82 | 90.34
PeakO | 0 | 0 | 0 | 0 | 0 | 0
ST | 0 | 0 | 0 | 0 | 0 | 0
STOG | 54.68 | 54.68 | 106.75 | 54.68 | 54.68 | 106.75
STWD | 0 | 0 | 0 | 0 | 0 | 0
WT | 1553.06 | 1553.06 | 1553.06 | 1553.06 | 1553.06 | 1553.06
IGCC | 4427.31 | 4427.31 | 4427.31 | 4427.31 | 4427.31 | 4427.31
DemandResponse | 0 | 0 | 0 | 0 | 0 | 0
IGCC-CCS | 0 | 0 | 0 | 0 | 0 | 0
WT_off | 0 | 0 | 0 | 0 | 0 | 0
PseudoUnit | 0 | 0 | 0 | 0 | 0 | 0
FixedInterchange | 0 | 0 | 0 | 0 | 0 | 0
Total Generation by Reporting Type: MISO_MI
ReportingType | 2015 | 2020 | 2025 | 2030 | 2035 | 2040
BM | 0 | 0 | 0 | 0 | 0 | 0
CC | 14441.18 | 14165.57 | 12705.47 | 9532.29 | 7666.72 | 7195.77
CSP | 0 | 0 | 0 | 0 | 0 | 0
CT | 0 | 0 | 0 | 0 | 0 | 0.01
Coal | 54448.95 | 48638.85 | 50762.76 | 52848.32 | 53729.93 | 53729.95
Geo | 0 | 0 | 0 | 0 | 0 | 0
H | 410 | 410 | 410 | 410 | 410 | 410
LFG | 1285.09 | 2453.11 | 2548.5 | 2548.5 | 2548.5 | 2548.5
Nuc | 14714.16 | 14714.16 | 14714.16 | 14714.16 | 8654.01 | 8654.01
PS | 797.9 | 851.01 | 1092.17 | 1175.49 | 1422.72 | 1422.72
PV | 0 | 0 | 0 | 0 | 0 | 0
PeakG | 19.51 | 33.78 | 104.84 | 88.08 | 84.99 | 37.23
PeakO | 0 | 0 | 0 | 0 | 0 | 0
ST | 0 | 0 | 0 | 0 | 0 | 0
STOG | 307.73 | 521.03 | 540.49 | 519.59 | 540.49 | 666.24
STWD | 144.53 | 34.47 | 65.83 | 65.83 | 110.26 | 144.53
WT | 5161.16 | 6773.47 | 7054.91 | 7479.47 | 7876.63 | 8280.13
IGCC | 0 | 0 | 0 | 0 | 0 | 0
DemandResponse | 0 | 0 | 0 | 0 | 0 | 0
IGCC-CCS | 0 | 0 | 0 | 0 | 0 | 0
WT_off | 0 | 0 | 0 | 0 | 0 | 0
PseudoUnit | 0 | 0 | 0 | 0 | 0 | 0
FixedInterchange | 0 | 0 | 0 | 0 | 0 | 0
Total Generation by Reporting Type: MISO_MO-IL
ReportingType | 2015 | 2020 | 2025 | 2030 | 2035 | 2040
BM | 0 | 0 | 0 | 0 | 0 | 0
CC | 3111.58 | 4746.49 | 2661.8 | 1647.22 | 1221.71 | 1433.2
CSP | 0 | 0 | 0 | 0 | 0 | 0
CT | 0 | 0 | 0 | 0 | 0 | 0
Coal | 101036.52 | 84276.33 | 92144.89 | 93140.87 | 97826.59 | 98124.19
Geo | 0 | 0 | 0 | 0 | 0 | 0
H | 1317.1 | 1317.1 | 1317.1 | 1317.1 | 1317.1 | 1317.1
LFG | 141.91 | 141.91 | 1902.67 | 1902.67 | 1902.67 | 1902.67
Nuc | 17393.71 | 17393.71 | 17393.71 | 17393.71 | 17393.71 | 17393.71
PS | 202.4 | 202.4 | 334.4 | 334.4 | 334.4 | 334.4
PV | 0 | 0 | 0 | 0 | 0 | 0
PeakG | 144.06 | 272.8 | 422.89 | 393.98 | 441.61 | 613.55
PeakO | 0 | 0 | 0 | 0 | 0 | 0
ST | 0 | 0 | 0 | 0 | 0 | 0
STOG | 57.9 | 110.53 | 110.53 | 57.9 | 57.89 | 18.42
STWD | 0 | 0 | 0 | 0 | 0 | 0
WT | 2075.16 | 2075.16 | 2075.16 | 2075.16 | 8717.75 | 13896.97
IGCC | 0 | 0 | 0 | 0 | 0 | 0
DemandResponse | 0 | 0 | 0 | 0 | 0 | 0
IGCC-CCS | 0 | 0 | 0 | 0 | 0 | 0
WT_off | 0 | 0 | 0 | 0 | 0 | 0
PseudoUnit | 0 | 0 | 0 | 0 | 0 | 0
FixedInterchange | 0 | 0 | 0 | 0 | 0 | 0
Total Generation by Reporting Type: MISO_W
ReportingType | 2015 | 2020 | 2025 | 2030 | 2035 | 2040
BM | 0 | 0 | 0 | 0 | 0 | 0
CC | 10829.2 | 9642.28 | 6059.46 | 4208.35 | 2659.6 | 3340.47
CSP | 0 | 0 | 0 | 0 | 0 | 0
CT | 0 | 0 | 0 | 0 | 0 | 0
Coal | 85766.55 | 80063.62 | 81424.21 | 79796.6 | 79303.99 | 79045.54
Geo | 0 | 0 | 0 | 0 | 0 | 0
H | 1643.74 | 1643.74 | 1643.74 | 1643.74 | 1643.74 | 1643.74
LFG | 1616.22 | 1616.22 | 2181.24 | 2181.24 | 2181.24 | 2181.24
Nuc | 18393.35 | 18393.35 | 18393.35 | 18393.35 | 0.78 | 0.78
PS | 0 | 0 | 0 | 0 | 0 | 0
PV | 0 | 0 | 0 | 0 | 0 | 0
PeakG | 406.69 | 262.64 | 214.04 | 72.62 | 36.86 | 68.5
PeakO | 0 | 0 | 0 | 0 | 0 | 0
ST | 0 | 0 | 0 | 0 | 0 | 0
STOG | 27.24 | 7.64 | 4.84 | 1.3 | 1.29 | 0.18
STWD | 0 | 2.82 | 0 | 2.82 | 115.5 | 122.54
WT | 27590.66 | 36104.24 | 47355.61 | 93532.54 | 126151.96 | 126151.96
IGCC | 0 | 0 | 0 | 0 | 0 | 0
DemandResponse | 0 | 0 | 0 | 0 | 0 | 0
IGCC-CCS | 0 | 0 | 0 | 0 | 0 | 0
WT_off | 0 | 0 | 0 | 0 | 0 | 0
PseudoUnit | 0 | 0 | 0 | 0 | 0 | 0
FixedInterchange | 0 | 0 | 0 | 0 | 0 | 0
Total Generation by Reporting Type: MISO_WUMS
ReportingType | 2015 | 2020 | 2025 | 2030 | 2035 | 2040
BM | 0 | 0 | 0 | 0 | 0 | 0
CC | 16052.47 | 30364.04 | 24653.79 | 19029.8 | 20839.03 | 20883.29
CSP | 0 | 0 | 0 | 0 | 0 | 0
CT | 0 | 217.64 | 267.54 | 361.11 | 874.85 | 1586.88
Coal | 27908.23 | 28048.48 | 32703.31 | 34729.74 | 40886.87 | 42374.72
Geo | 0 | 0 | 0 | 0 | 0 | 0
H | 1018.41 | 1018.41 | 1018.41 | 1018.41 | 1018.41 | 1018.41
LFG | 559.76 | 559.76 | 2320.52 | 2320.52 | 2320.52 | 2320.52
Nuc | 14153.33 | 14153.33 | 14153.33 | 14153.33 | 0.78 | 0.78
PS | 0 | 0 | 0 | 0 | 0 | 0
PV | 0 | 0 | 0 | 0 | 0 | 0
PeakG | 26.97 | 1.4 | 0 | 0 | 0 | 0
PeakO | 0 | 0 | 0 | 0 | 0 | 0
ST | 0 | 0 | 0 | 0 | 0 | 0
STOG | 2.44 | 0 | 0 | 0 | 0 | 0
STWD | 0 | 0 | 0 | 0 | 0 | 41.11
WT | 4109.61 | 4109.61 | 4109.61 | 4109.61 | 4197.83 | 4197.83
IGCC | 0 | 0 | 0 | 0 | 0 | 0
DemandResponse | 0 | 0 | 0 | 0 | 0 | 0
IGCC-CCS | 0 | 0 | 0 | 0 | 0 | 0
WT_off | 0 | 0 | 0 | 0 | 0 | 0
PseudoUnit | 0 | 0 | 0 | 0 | 0 | 0
FixedInterchange | 0 | 0 | 0 | 0 | 0 | 0
Total Generation by Reporting Type: Nebraska
ReportingType | 2015 | 2020 | 2025 | 2030 | 2035 | 2040
BM | 0 | 0 | 0 | 0 | 0 | 0
CC | 656.43 | 544.75 | 443.42 | 371.3 | 361.56 | 253.03
CSP | 0 | 0 | 0 | 0 | 0 | 0
CT | 0 | 0 | 0 | 0 | 0 | 0
Coal | 30719.51 | 30424.37 | 30424.37 | 30350.04 | 42365.53 | 46884.66
Geo | 0 | 0 | 0 | 0 | 0 | 0
H | 591 | 591 | 591 | 591 | 591 | 591
LFG | 47.3 | 47.3 | 47.31 | 612.32 | 612.32 | 612.32
Nuc | 9752.32 | 9752.32 | 9752.32 | 9752.32 | 1.56 | 1.56
PS | 0 | 0 | 0 | 0 | 0 | 0
PV | 0 | 0 | 0 | 0 | 0 | 0
PeakG | 71.78 | 70.34 | 89.83 | 110.23 | 23.6 | 8.13
PeakO | 0 | 0 | 0 | 0 | 0 | 0
ST | 0 | 0 | 0 | 0 | 0 | 0
STOG | 52.91 | 52.91 | 52.91 | 75.38 | 20.95 | 2.52
STWD | 0 | 0 | 0 | 0 | 0 | 0
WT | 1220.72 | 1220.72 | 1220.72 | 1220.72 | 1220.72 | 1220.72
IGCC | 0 | 0 | 0 | 0 | 0 | 0
DemandResponse | 0 | 0 | 0 | 0 | 0 | 0
IGCC-CCS | 0 | 0 | 0 | 0 | 0 | 0
WT_off | 0 | 0 | 0 | 0 | 0 | 0
PseudoUnit | 0 | 0 | 0 | 0 | 0 | 0
FixedInterchange | 0 | 0 | 0 | 0 | 0 | 0
Total Generation by Reporting Type: NEISO
ReportingType | 2015 | 2020 | 2025 | 2030 | 2035 | 2040
BM | 1882.96 | 8.14 | 8.14 | 25.58 | 25.58 | 28.62
CC | 45503.4 | 36553.19 | 36511.42 | 39625.84 | 52819.79 | 59112.4
CSP | 0 | 0 | 0 | 0 | 0 | 0
CT | 3.12 | 10.92 | 10.92 | 3.12 | 32.24 | 66.46
Coal | 32.28 | 0.01 | 0.01 | 0.02 | 0.02 | 0.02
Geo | 0 | 0 | 0 | 0 | 0 | 0
H | 12289.94 | 12289.94 | 12289.94 | 12289.94 | 12289.94 | 12289.94
LFG | 4582.65 | 4582.66 | 5132.48 | 5132.48 | 5132.48 | 5132.48
Nuc | 36181.73 | 36181.73 | 36181.73 | 36181.73 | 26141.23 | 19310.53
PS | 58.59 | 184.14 | 184.14 | 185.4 | 307.43 | 469.59
PV | 5.26 | 556.75 | 556.75 | 556.89 | 556.98 | 557.07
PeakG | 25.92 | 38.51 | 38.51 | 35.79 | 102.41 | 102.41
PeakO | 0 | 0 | 0 | 0 | 0 | 0
ST | 0 | 0 | 0 | 0 | 0 | 0
STOG | 0 | 0 | 0 | 0 | 0 | 0
STWD | 4030.2 | 11.33 | 16.88 | 10.92 | 32.24 | 34.58
WT | 1283.3 | 12967.77 | 15774.67 | 16205.22 | 16205.23 | 16205.23
IGCC | 0 | 0 | 0 | 0 | 0 | 0
DemandResponse | 0 | 0 | 0 | 0 | 0 | 0
IGCC-CCS | 0 | 0 | 0 | 0 | 0 | 0
WT_off | 1870.13 | 1870.13 | 1870.13 | 1870.13 | 0.01 | 0.01
PseudoUnit | 0 | 0 | 0 | 0 | 0 | 0
FixedInterchange | 0 | 0 | 0 | 0 | 0 | 0
Total Generation by Reporting Type: NonRTO_Midwest
ReportingType | 2015 | 2020 | 2025 | 2030 | 2035 | 2040
BM | 0 | 0 | 0 | 0 | 0 | 0
CC | 0 | 2476.58 | 1933.35 | 2405.39 | 2959.62 | 3998.89
CSP | 0 | 0 | 0 | 0 | 0 | 0
CT | 0 | 37.77 | 37.78 | 114.41 | 58.6 | 141.95
Coal | 61188.96 | 63196.65 | 64465.6 | 65690.81 | 67137.31 | 68617.16
Geo | 0 | 0 | 0 | 0 | 0 | 0
H | 457.8 | 457.8 | 457.8 | 457.8 | 457.8 | 457.8
LFG | 110.38 | 110.38 | 720.26 | 1373.79 | 1373.79 | 1373.79
Nuc | 0 | 0 | 0 | 0 | 0 | 0.04
PS | 0 | 0 | 0 | 0 | 0 | 0
PV | 0 | 0 | 0 | 0 | 0 | 0
PeakG | 155.24 | 295.22 | 335.41 | 308.54 | 291.53 | 345.34
PeakO | 0 | 0 | 0 | 0 | 0 | 0
ST | 0 | 0 | 0 | 0 | 0 | 0
STOG | 0 | 0 | 0 | 0 | 0 | 0
STWD | 0 | 0 | 0 | 0 | 0 | 0
WT | 151.43 | 151.43 | 151.43 | 151.43 | 151.43 | 151.43
IGCC | 0 | 0 | 0 | 0 | 0 | 0
DemandResponse | 0 | 0 | 0 | 0 | 0 | 0
IGCC-CCS | 0 | 0 | 0 | 0 | 0 | 0
WT_off | 0 | 0 | 0 | 0 | 0 | 0
PseudoUnit | 0 | 0 | 0 | 0 | 0 | 0
FixedInterchange | 0 | 0 | 0 | 0 | 0 | 0
Total Generation by Reporting Type: NYISO_A-F
ReportingType | 2015 | 2020 | 2025 | 2030 | 2035 | 2040
BM | 0 | 0 | 0 | 0 | 0 | 0
CC | 7004.18 | 10445.99 | 11495.52 | 11747.15 | 14952.95 | 14493.24
CSP | 0 | 0 | 0 | 0 | 0 | 0
CT | 0 | 0 | 0 | 0 | 0 | 0
Coal | 0.03 | 0.04 | 0.06 | 0.06 | 0.06 | 0.06
Geo | 0 | 0 | 0 | 0 | 0 | 0
H | 27149.99 | 27149.99 | 27149.99 | 27149.99 | 27149.99 | 27149.99
LFG | 1359.2 | 1359.2 | 1894.79 | 1894.79 | 1894.79 | 1894.79
Nuc | 26211.3 | 26211.3 | 26211.3 | 21372.53 | 16850.79 | 10212.67
PS | 15.18 | 64.19 | 155.32 | 204.58 | 296.52 | 365.57
PV | 0 | 0 | 0 | 0 | 0 | 0
PeakG | 0 | 1.88 | 6.58 | 6.58 | 6.58 | 6.58
PeakO | 0 | 0 | 0 | 0 | 0 | 0
ST | 0 | 0 | 0 | 0 | 0 | 0
STOG | 0 | 0 | 0 | 0 | 0 | 0
STWD | 0 | 0 | 0 | 0 | 0.61 | 2.71
WT | 10101.82 | 11933.66 | 11933.66 | 14445.23 | 16299.39 | 16746.55
IGCC | 0 | 0 | 0 | 0 | 0 | 0
DemandResponse | 0 | 0 | 0 | 0 | 0 | 0
IGCC-CCS | 0 | 0 | 0 | 0 | 0 | 0
WT_off | 0 | 0 | 0 | 0 | 0 | 0
PseudoUnit | 0 | 0 | 0 | 0 | 0 | 0
FixedInterchange | 0 | 0 | 0 | 0 | 0 | 0
Total Generation by Reporting Type: NYISO_G-I
ReportingType | 2015 | 2020 | 2025 | 2030 | 2035 | 2040
BM | 0 | 0 | 0 | 0 | 0 | 0
CC | 6767.27 | 8555.68 | 10961.89 | 17104.98 | 37693.76 | 58639.11
CSP | 0 | 0 | 0 | 0 | 0 | 0
CT | 0 | 0 | 0 | 0 | 0 | 0
Coal | 0.01 | 0 | 0 | 0.01 | 0.01 | 0.01
Geo | 0 | 0 | 0 | 0 | 0 | 0
H | 266.56 | 266.56 | 266.56 | 266.56 | 266.56 | 266.56
LFG | 504.58 | 504.58 | 1090.62 | 1090.62 | 1090.62 | 1090.62
Nuc | 15929.31 | 15929.31 | 15929.31 | 15929.31 | 7987.24 | 3.12
PS | 0 | 0 | 0 | 0 | 0 | 0
PV | 0 | 0 | 0 | 0 | 0 | 0
PeakG | 0.01 | 0.04 | 0.04 | 0.04 | 0.04 | 0.04
PeakO | 0 | 0 | 0 | 0 | 0 | 0
ST | 0 | 0 | 0 | 0 | 0 | 0
STOG | 0 | 0 | 0 | 0 | 0 | 0
STWD | 0 | 0 | 0 | 0 | 0 | 0
WT | 0 | 178.23 | 178.23 | 178.26 | 178.26 | 178.28
IGCC | 0 | 0 | 0 | 0 | 0 | 0
DemandResponse | 0 | 0 | 0 | 0 | 0 | 0
IGCC-CCS | 0 | 0 | 0 | 0 | 0 | 0
WT_off | 0 | 0 | 0 | 0 | 0 | 0
PseudoUnit | 0 | 0 | 0 | 0 | 0 | 0
FixedInterchange | 0 | 0 | 0 | 0 | 0 | 0
Total Generation by Reporting Type: NYISO_J-K
ReportingType | 2015 | 2020 | 2025 | 2030 | 2035 | 2040
BM | 0 | 0 | 0 | 0 | 0 | 0
CC | 24803.09 | 31224.09 | 31332.2 | 30403.2 | 31299.77 | 32301.29
CSP | 0 | 0 | 0 | 0 | 0 | 0
CT | 0 | 0 | 19.04 | 48.47 | 124.37 | 240.81
Coal | 0 | 0 | 0 | 0 | 0 | 0
Geo | 0 | 0 | 0 | 0 | 0 | 0
H | 0 | 0 | 0 | 0 | 0 | 0
LFG | 977.62 | 977.62 | 977.62 | 1563.66 | 1563.66 | 1563.66
Nuc | 0 | 0 | 0 | 0 | 0 | 0
PS | 0 | 0 | 0 | 0 | 0 | 0
PV | 53.26 | 53.26 | 53.26 | 53.26 | 0 | 0
PeakG | 49.73 | 144.71 | 176.38 | 167.32 | 178.48 | 295.55
PeakO | 0 | 0 | 0 | 0 | 0 | 0
ST | 0 | 0 | 0 | 0 | 0 | 0
STOG | 1155.78 | 2171.96 | 2669.11 | 2688.54 | 3152.83 | 3943.45
STWD | 0 | 0 | 0 | 0 | 0 | 0
WT | 0 | 0 | 0 | 0 | 0 | 0.01
IGCC | 0 | 0 | 0 | 0 | 0 | 0
DemandResponse | 0 | 0 | 0 | 0 | 0 | 0
IGCC-CCS | 0 | 0 | 0 | 0 | 0 | 0
WT_off | 0 | 0 | 0 | 0 | 0 | 0
PseudoUnit | 0 | 0 | 0 | 0 | 0 | 0
FixedInterchange | 0 | 0 | 0 | 0 | 0 | 0
Total Generation by Reporting Type: PJM_E
ReportingType | 2015 | 2020 | 2025 | 2030 | 2035 | 2040
BM | 141.19 | 223.98 | 223.98 | 189.07 | 71.18 | 38.98
CC | 25269.19 | 47706.01 | 43253.93 | 37214.4 | 49323.78 | 54011.07
CSP | 0 | 0 | 0 | 0 | 0 | 0
CT | 0 | 0.86 | 0.86 | 2.69 | 214.29 | 112.25
Coal | 508.88 | 606.04 | 842.67 | 1219.48 | 2273.71 | 2909.54
Geo | 0 | 0 | 0 | 0 | 0 | 0
H | 1839.28 | 1839.28 | 1839.28 | 1839.28 | 1839.28 | 1839.27
LFG | 3714.15 | 4761.94 | 4761.94 | 4761.94 | 4761.94 | 4761.94
Nuc | 66287.73 | 61501.14 | 61501.14 | 61501.14 | 44177.54 | 35032.79
PS | 163.98 | 230.77 | 304 | 252.5 | 304 | 254.3
PV | 102.4 | 102.4 | 102.4 | 102.4 | 102.4 | 102.4
PeakG | 0 | 80.26 | 481.53 | 481.53 | 604.09 | 252.23
PeakO | 0 | 0 | 0 | 0 | 0 | 0
ST | 0 | 0 | 0 | 0 | 0 | 0
STOG | 85.43 | 512.56 | 707.45 | 512.63 | 1000.72 | 449.08
STWD | 0 | 0 | 0 | 0 | 0 | 0
WT | 2143.36 | 2143.36 | 2143.36 | 2143.36 | 2143.36 | 2143.36
IGCC | 0 | 0 | 0 | 0 | 0 | 0
DemandResponse | 0 | 0 | 0 | 0 | 0 | 0
IGCC-CCS | 0 | 0 | 0 | 0 | 0 | 0
WT_off | 0 | 0 | 3990.53 | 3990.53 | 3990.53 | 3990.53
PseudoUnit | 0 | 0 | 0 | 0 | 0 | 0
FixedInterchange | 0 | 0 | 0 | 0 | 0 | 0
Total Generation by Reporting Type: PJM_ROM
ReportingType | 2015 | 2020 | 2025 | 2030 | 2035 | 2040
BM | 73.84 | 134.39 | 134.39 | 113.44 | 42.71 | 23.39
CC | 15503.19 | 25149.78 | 22545.18 | 19864.74 | 49813.71 | 148821.16
CSP | 0 | 0 | 0 | 0 | 0 | 0
CT | 0 | 0.52 | 3.14 | 1.64 | 3.14 | 1.64
Coal | 52060.23 | 58315.36 | 60595.4 | 62700.68 | 62700.69 | 62700.69
Geo | 0 | 0 | 0 | 0 | 0 | 0
H | 3645.46 | 3645.46 | 3645.46 | 3645.46 | 3645.46 | 3645.46
LFG | 2813.8 | 4903.85 | 4903.85 | 4903.85 | 4903.85 | 4903.85
Nuc | 39227.38 | 39227.38 | 39227.38 | 39227.38 | 25736.15 | 18733.49
PS | 620.32 | 696.02 | 1149.88 | 1148.41 | 1149.88 | 1111.87
PV | 10.51 | 2544.25 | 4121.36 | 4519.81 | 4676.78 | 4839.08
PeakG | 0 | 48.51 | 48.51 | 48.51 | 196.62 | 48.51
PeakO | 0 | 0 | 0 | 0 | 0 | 0
ST | 0 | 0 | 0 | 0 | 0 | 0
STOG | 691.59 | 1273.08 | 1350.24 | 1350.24 | 1376.35 | 1350.24
STWD | 219.65 | 490.56 | 490.56 | 411.05 | 156.6 | 87.27
WT | 3032.09 | 5332.34 | 5332.34 | 5332.34 | 5332.34 | 5332.34
IGCC | 0 | 0 | 0 | 0 | 0 | 0
DemandResponse | 0 | 0 | 0 | 0 | 0 | 0
IGCC-CCS | 0 | 0 | 0 | 0 | 0 | 0
WT_off | 0 | 0 | 0 | 0 | 0 | 0
PseudoUnit | 0 | 0 | 0 | 0 | 0 | 0
FixedInterchange | 0 | 0 | 0 | 0 | 0 | 0
Total Generation by Reporting Type: PJM_ROR
ReportingType | 2015 | 2020 | 2025 | 2030 | 2035 | 2040
BM | 72.76 | 267.8 | 358.22 | 160.58 | 196.8 | 152.04
CC | 72250.65 | 70359.44 | 60828.06 | 80171.86 | 131339.67 | 103249.12
CSP | 0 | 0 | 0 | 0 | 0 | 0
CT | 2.98 | 5.69 | 5.69 | 5.69 | 5.69 | 5.69
Coal | 344045 | 295908.22 | 302225.35 | 303677.97 | 306665.36 | 307989.51
Geo | 0 | 0 | 0 | 0 | 0 | 0
H | 4602.26 | 4602.26 | 4602.26 | 4602.26 | 4602.26 | 4602.26
LFG | 4252.63 | 5372.68 | 8302.71 | 8302.71 | 8302.71 | 8302.71
Nuc | 156083.84 | 156083.84 | 156083.84 | 149330.43 | 116030.78 | 77993.94
PS | 1340.24 | 2135.93 | 2341.56 | 2341.53 | 2341.56 | 2283.56
PV | 63.07 | 63.07 | 63.07 | 63.07 | 63.07 | 63.07
PeakG | 1294.92 | 1257.69 | 1178 | 1183.18 | 873.03 | 1172.44
PeakO | 0 | 0 | 0 | 0 | 0 | 0
ST | 0 | 0 | 0 | 0 | 0 | 0
STOG | 798.51 | 857 | 842.22 | 822.26 | 798.51 | 798.52
STWD | 36.67 | 608.76 | 608.76 | 172.02 | 148.7 | 96.32
WT | 28147.97 | 28682.04 | 59236.98 | 63866.99 | 68689.74 | 73129.91
IGCC | 0 | 0 | 0 | 0 | 0 | 0
DemandResponse | 0 | 0 | 0 | 0 | 0 | 0
IGCC-CCS | 0 | 0 | 0 | 0 | 0 | 0
WT_off | 0 | 0 | 0 | 0 | 0 | 0
PseudoUnit | 0 | 0 | 0 | 0 | 0 | 0
FixedInterchange | 0 | 0 | 0 | 0 | 0 | 0
Total Generation by Reporting Type: SOCO
ReportingType | 2015 | 2020 | 2025 | 2030 | 2035 | 2040
BM | 0 | 0 | 23.04 | 23.04 | 38.15 | 38.16
CC | 116185.64 | 121930.43 | 106624.52 | 107804.84 | 99995.26 | 94602.78
CSP | 0 | 0 | 0 | 0 | 0 | 0
CT | 0 | 0 | 0 | 0 | 0 | 0
Coal | 99823.26 | 98840.89 | 123642.81 | 135190.33 | 156623.58 | 198279.67
Geo | 0 | 0 | 0 | 0 | 0 | 0
H | 10893.11 | 10893.11 | 10893.11 | 10893.11 | 10893.11 | 10893.11
LFG | 291.71 | 291.71 | 1138.45 | 1138.45 | 1138.45 | 1138.45
Nuc | 45497.84 | 62634.5 | 62634.5 | 62634.5 | 62634.5 | 42031.17
PS | 930.88 | 1273 | 1273 | 1273 | 1273 | 1273
PV | 0 | 0 | 0 | 0 | 0 | 0
PeakG | 482.18 | 1146.98 | 1957.72 | 1888.88 | 1966.36 | 1917.89
PeakO | 0 | 0 | 0 | 0 | 0 | 0
ST | 0 | 0 | 0 | 0 | 0 | 0
STOG | 0 | 0 | 0 | 0 | 0 | 0
STWD | 0 | 0 | 0 | 0 | 0 | 0
WT | 0 | 0 | 0 | 0 | 0 | 0
IGCC | 0 | 0 | 0 | 0 | 0 | 0
DemandResponse | 0 | 0 | 0 | 0 | 0 | 0
IGCC-CCS | 0 | 0 | 0 | 0 | 0 | 0
WT_off | 0 | 0 | 0 | 0 | 0 | 0
PseudoUnit | 0 | 0 | 0 | 0 | 0 | 0
FixedInterchange | 0 | 0 | 0 | 0 | 0 | 0
Total Generation by Reporting Type: SPP_N
ReportingType | 2015 | 2020 | 2025 | 2030 | 2035 | 2040
BM | 0 | 0 | 0 | 0 | 0 | 0
CC | 8570.49 | 15176.74 | 8995.86 | 8045.24 | 8575.8 | 7715.73
CSP | 0 | 0 | 0 | 0 | 0 | 0
CT | 0 | 64.98 | 100.62 | 386.25 | 658.59 | 380.29
Coal | 61836.51 | 61532.14 | 61676.24 | 61676.24 | 61676.24 | 76998.07
Geo | 0 | 0 | 0 | 0 | 0 | 0
H | 60 | 60 | 60 | 60 | 60 | 60
LFG | 55.19 | 55.19 | 55.19 | 804.17 | 804.17 | 804.17
Nuc | 9035.69 | 9035.69 | 9035.69 | 9035.69 | 9035.69 | 9035.69
PS | 0 | 0 | 0 | 0 | 0 | 0
PV | 0 | 0 | 0 | 0 | 0 | 0
PeakG | 58.82 | 24.65 | 87.92 | 38.4 | 0.3 | 0
PeakO | 0 | 0 | 0 | 0 | 0 | 0
ST | 0 | 0 | 0 | 0 | 0 | 0
STOG | 497.78 | 567.32 | 595.19 | 635.9 | 635.9 | 608.47
STWD | 0 | 0 | 0 | 0 | 0 | 0
WT | 4213.48 | 4213.51 | 4213.52 | 4213.52 | 4213.52 | 4213.52
IGCC | 0 | 0 | 0 | 0 | 0 | 0
DemandResponse | 0 | 0 | 0 | 0 | 0 | 0
IGCC-CCS | 0 | 0 | 0 | 0 | 0 | 0
WT_off | 0 | 0 | 0 | 0 | 0 | 0
PseudoUnit | 0 | 0 | 0 | 0 | 0 | 0
FixedInterchange | 0 | 0 | 0 | 0 | 0 | 0
Total Generation by Reporting Type: SPP_S
ReportingType | 2015 | 2020 | 2025 | 2030 | 2035 | 2040
BM | 0 | 0 | 0 | 0 | 0 | 0
CC | 40718.97 | 52418.19 | 19636.25 | 19610.1 | 20482.84 | 17773.26
CSP | 0 | 0 | 0 | 0 | 0 | 0
CT | 0 | 70.27 | 0 | 0 | 0 | 14.3
Coal | 88238.28 | 79607.42 | 83580.85 | 88139.26 | 91992.22 | 90942.65
Geo | 0 | 0 | 0 | 0 | 0 | 0
H | 10050.79 | 10050.79 | 10050.79 | 10050.79 | 10050.79 | 10050.79
LFG | 149.8 | 149.8 | 149.8 | 898.78 | 898.78 | 898.78
Nuc | 0 | 0 | 0 | 0 | 0 | 0.01
PS | 200.02 | 327.81 | 326.34 | 327.81 | 327.81 | 383.56
PV | 0 | 0 | 0 | 0 | 0 | 0
PeakG | 0 | 10.9 | 0 | 0 | 0 | 0
PeakO | 0 | 0 | 0 | 0 | 0 | 0
ST | 0 | 0 | 0 | 0 | 0 | 0
STOG | 2232.78 | 2535.99 | 1118.97 | 1374.07 | 1682.63 | 1924.31
STWD | 0 | 0 | 0 | 0 | 0 | 5.67
WT | 9404.55 | 18503.04 | 72619.41 | 75522.67 | 78536.87 | 81666.4
IGCC | 0 | 0 | 0 | 0 | 0 | 0
DemandResponse | 0 | 0 | 0 | 0 | 0 | 0
IGCC-CCS | 0 | 0 | 0 | 0 | 0 | 0
WT_off | 0 | 0 | 0 | 0 | 0 | 0
PseudoUnit | 0 | 0 | 0 | 0 | 0 | 0
FixedInterchange | 0 | 0 | 0 | 0 | 0 | 0
Total Generation by Reporting Type: TVA
ReportingType | 2015 | 2020 | 2025 | 2030 | 2035 | 2040
BM | 0 | 0 | 0 | 0 | 0 | 0
CC | 20503.26 | 29865.86 | 29886.29 | 31693.18 | 27051.7 | 25418.52
CSP | 0 | 0 | 0 | 0 | 0 | 0
CT | 0 | 250.27 | 258.57 | 365.16 | 221.3 | 414.95
Coal | 83023.39 | 77012.03 | 80437.75 | 81270.49 | 108712.04 | 126868.58
Geo | 0 | 0 | 0 | 0 | 0 | 0
H | 17444.81 | 17444.81 | 17444.81 | 17444.81 | 17444.81 | 17444.81
LFG | 102.49 | 102.49 | 949.23 | 949.23 | 949.23 | 949.23
Nuc | 65391.09 | 65391.09 | 65391.09 | 65391.09 | 45821.54 | 35861.5
PS | 736.92 | 756.12 | 792.91 | 793.95 | 778.38 | 873.01
PV | 0 | 0 | 0 | 0 | 0 | 0
PeakG | 0 | 0 | 23.02 | 8.79 | 7.46 | 18.41
PeakO | 0 | 0 | 0 | 0 | 0 | 0
ST | 0 | 0 | 0 | 0 | 0 | 0
STOG | 0 | 0 | 0 | 0 | 0 | 0
STWD | 0 | 0 | 0.04 | 0.16 | 1.84 | 1.85
WT | 73.94 | 73.94 | 73.94 | 73.94 | 73.94 | 73.94
IGCC | 0 | 0 | 0 | 0 | 0 | 0
DemandResponse | 0 | 0 | 0 | 0 | 0 | 0
IGCC-CCS | 0 | 0 | 0 | 0 | 0 | 0
WT_off | 0 | 0 | 0 | 0 | 0 | 0
PseudoUnit | 0 | 0 | 0 | 0 | 0 | 0
FixedInterchange | 0 | 0 | 0 | 0 | 0 | 0
Total Generation by Reporting Type: TVA_Transmission
ReportingType | 2015 | 2020 | 2025 | 2030 | 2035 | 2040
BM | 0 | 0 | 0 | 0 | 0 | 0
CC | 0 | 0 | 0 | 0 | 0 | 0
CSP | 0 | 0 | 0 | 0 | 0 | 0
CT | 0 | 0 | 0 | 0 | 0 | 0
Coal | 0 | 0 | 0 | 0 | 0 | 0
Geo | 0 | 0 | 0 | 0 | 0 | 0
H | 0 | 0 | 0 | 0 | 0 | 0
LFG | 0 | 0 | 0 | 0 | 0 | 0
Nuc | 0 | 0 | 0 | 0 | 0 | 0
PS | 0 | 0 | 0 | 0 | 0 | 0
PV | 0 | 0 | 0 | 0 | 0 | 0
PeakG | 0 | 0 | 0 | 0 | 0 | 0
PeakO | 0 | 0 | 0 | 0 | 0 | 0
ST | 0 | 0 | 0 | 0 | 0 | 0
STOG | 0 | 0 | 0 | 0 | 0 | 0
STWD | 0 | 0 | 0 | 0 | 0 | 0
WT | 0 | 0 | 0 | 0 | 0 | 0
IGCC | 0 | 0 | 0 | 0 | 0 | 0
DemandResponse | 0 | 0 | 0 | 0 | 0 | 0
IGCC-CCS | 0 | 0 | 0 | 0 | 0 | 0
WT_off | 0 | 0 | 0 | 0 | 0 | 0
PseudoUnit | 0 | 0 | 0 | 0 | 0 | 0
FixedInterchange | 0 | 0 | 0 | 0 | 0 | 0
Total Generation by Reporting Type: VACAR
ReportingType | 2015 | 2020 | 2025 | 2030 | 2035 | 2040
BM | 6.84 | 6.84 | 6.84 | 6.84 | 6.84 | 6.84
CC | 55505.85 | 62754.92 | 52778.02 | 57841.1 | 81487.37 | 110416.68
CSP | 0 | 0 | 0 | 0 | 0 | 0
CT | 73.69 | 73.69 | 76.26 | 150.77 | 393.77 | 580.24
Coal | 81808.68 | 78057.51 | 95799.54 | 105027.96 | 114134.22 | 115229.39
Geo | 0 | 0 | 0 | 0 | 0 | 0
H | 4325 | 4325 | 4325 | 4325 | 4325 | 4325
LFG | 499.37 | 1343.43 | 1343.43 | 1343.43 | 1343.43 | 1343.43
Nuc | 89032.75 | 107182.03 | 107182.03 | 107182.03 | 81882.09 | 67409.4
PS | 592.26 | 1180.73 | 1203.36 | 1203.36 | 1203.36 | 1798.45
PV | 42.05 | 304.91 | 317.74 | 333.62 | 349.95 | 367.07
PeakG | 113.51 | 189.62 | 320.4 | 304.46 | 303.16 | 286
PeakO | 0 | 0 | 0 | 0 | 0 | 0
ST | 0 | 0 | 0 | 0 | 0 | 0
STOG | 0 | 0 | 0 | 0 | 0 | 0
STWD | 1969.25 | 1969.25 | 190.1 | 215.39 | 218.92 | 249.16
WT | 2.34 | 7866.99 | 7866.99 | 7866.99 | 7866.99 | 7866.99
IGCC | 0 | 0 | 0 | 0 | 0 | 0
DemandResponse | 0 | 0 | 0 | 0 | 0 | 0
IGCC-CCS | 0 | 0 | 0 | 0 | 0 | 0
WT_off | 3.46 | 2596.66 | 8210.61 | 9173.09 | 10174.95 | 11210.71
PseudoUnit | 0 | 0 | 0 | 0 | 0 | 0
FixedInterchange | 0 | 0 | 0 | 0 | 0 | 0
Total Generation by Reporting Type: IESO
ReportingType | 2015 | 2020 | 2025 | 2030 | 2035 | 2040
BM | 0 | 0 | 0 | 0 | 0 | 3.01
CC | 949.94 | 1512.66 | 1959.6 | 2274.9 | 9294.09 | 28179.46
CSP | 0 | 0 | 0 | 0 | 0 | 0
CT | 0 | 0 | 0 | 0 | 35.68 | 136.89
Coal | 0 | 0 | 0 | 0 | 0 | 0
Geo | 0 | 0 | 0 | 0 | 0 | 0
H | 46189.03 | 46189.03 | 46189.03 | 46189.03 | 46189.03 | 46189.03
LFG | 926.37 | 926.37 | 926.37 | 926.37 | 930.31 | 930.31
Nuc | 101402.3 | 101402.3 | 101402.3 | 101402.3 | 93379.23 | 81383.57
PS | 6.99 | 13.53 | 13.53 | 25.83 | 25.83 | 50.43
PV | 78.84 | 78.84 | 78.84 | 78.84 | 78.84 | 78.84
PeakG | 0 | 0 | 0 | 0 | 4.3 | 15.05
PeakO | 0 | 0 | 0 | 0 | 0 | 0
ST | 0 | 0 | 0 | 0 | 0 | 0
STOG | 0 | 0 | 0 | 0 | 0 | 0
STWD | 0 | 0 | 0 | 0 | 0 | 0
WT | 8479.75 | 8479.75 | 8479.75 | 8479.75 | 5802.26 | 5802.26
IGCC | 0 | 0 | 0 | 0 | 0 | 0
DemandResponse | 0 | 0 | 0 | 0 | 0 | 0
IGCC-CCS | 0 | 0 | 0 | 0 | 0 | 0
WT_off | 0 | 0 | 0 | 0 | 0 | 0
PseudoUnit | 0 | 0 | 0 | 0 | 0 | 0
FixedInterchange | 0 | 0 | 0 | 0 | 0 | 0
Total Generation by Reporting Type: MAPP_CA
ReportingType | 2015 | 2020 | 2025 | 2030 | 2035 | 2040
BM | 0 | 0 | 0 | 0 | 0 | 0
CC | 10059.51 | 13513.58 | 13915.61 | 14147.51 | 14724.19 | 14713.35
CSP | 0 | 0 | 0 | 0 | 0 | 0
CT | 0 | 0 | 0 | 8.27 | 53.09 | 28.77
Coal | 110.65 | 233.6 | 568.08 | 2021.3 | 3780.66 | 5542.64
Geo | 0 | 0 | 0 | 0 | 0 | 0
H | 41520.42 | 41520.42 | 41520.42 | 41520.42 | 41520.42 | 41520.42
LFG | 0 | 0 | 0 | 0 | 0 | 0
Nuc | 0 | 0 | 0 | 0 | 0 | 0.02
PS | 0 | 0 | 0 | 0 | 0 | 0
PV | 0 | 0 | 0 | 0 | 0 | 0
PeakG | 0 | 0 | 0.51 | 0 | 0 | 0
PeakO | 0 | 0 | 0 | 0 | 0 | 0
ST | 0 | 0 | 0 | 0 | 0 | 0
STOG | 0 | 0 | 0 | 0 | 0 | 0
STWD | 0 | 0 | 0 | 0 | 0 | 0
WT | 1446.06 | 1446.06 | 1446.06 | 1446.06 | 1446.06 | 1446.06
IGCC | 0 | 0 | 0 | 0 | 0 | 0
DemandResponse | 0 | 0 | 0 | 0 | 0 | 0
IGCC-CCS | 0 | 0 | 0 | 0 | 0 | 0
WT_off | 0 | 0 | 0 | 0 | 0 | 0
PseudoUnit | 0 | 0 | 0 | 0 | 0 | 0
FixedInterchange | 0 | 0 | 0 | 0 | 0 | 0
Total Generation by Reporting Type: AZ_NM_SNV_Coal
ReportingType | 2015 | 2020 | 2025 | 2030 | 2035 | 2040
BM | 0 | 0 | 0 | 0 | 0 | 0
CC | 0 | 0 | 0 | 0 | 0 | 0
CSP | 0 | 0 | 0 | 0 | 0 | 0
CT | 0 | 0 | 0 | 0 | 0 | 0
Coal | 72778.84 | 77472.95 | 77472.95 | 77472.96 | 77191.25 | 68906.93
Geo | 0 | 0 | 0 | 0 | 0 | 0
H | 0 | 0 | 0 | 0 | 0 | 0
LFG | 0 | 0 | 0 | 0 | 0 | 0
Nuc | 0 | 0 | 0 | 0 | 0 | 0
PS | 0 | 0 | 0 | 0 | 0 | 0
PV | 0 | 0 | 0 | 0 | 0 | 0
PeakG | 0 | 0 | 0 | 0 | 0 | 0
PeakO | 0 | 0 | 0 | 0 | 0 | 0
ST | 0 | 0 | 0 | 0 | 0 | 0
STOG | 0 | 0 | 0 | 0 | 0 | 0
STWD | 0 | 0 | 0 | 0 | 0 | 0
WT | 0 | 0 | 0 | 0 | 0 | 0
IGCC | 0 | 0 | 0 | 0 | 0 | 0
DemandResponse | 0 | 0 | 0 | 0 | 0 | 0
IGCC-CCS | 0 | 0 | 0 | 0 | 0 | 0
WT_off | 0 | 0 | 0 | 0 | 0 | 0
PseudoUnit | 0 | 0 | 0 | 0 | 0 | 0
FixedInterchange | 0 | 0 | 0 | 0 | 0 | 0
Total Generation by Reporting Type: AZ_NM_SNV_Gas
ReportingType | 2015 | 2020 | 2025 | 2030 | 2035 | 2040
BM | 0 | 0 | 0 | 0 | 0 | 0
CC | 105089.53 | 106260.83 | 107645.85 | 83337.13 | 54911.42 | 50352.58
CSP | 0 | 0 | 0 | 0 | 0 | 0
CT | 0 | 0 | 75.62 | 75.62 | 0 | 0
Coal | 0 | 0 | 0 | 0 | 0 | 0
Geo | 0 | 0 | 0 | 0 | 0 | 0
H | 0 | 0 | 0 | 0 | 0 | 0
LFG | 0 | 0 | 0 | 0 | 0 | 0
Nuc | 0 | 0 | 0 | 0 | 0 | 0
PS | 0 | 0 | 0 | 0 | 0 | 0
PV | 0 | 0 | 0 | 0 | 0 | 0
PeakG | 0 | 0 | 220.06 | 259.24 | 322.38 | 322.38
PeakO | 0 | 0 | 0 | 0 | 0 | 0
ST | 0 | 0 | 0 | 0 | 0 | 0
STOG | 0 | 0 | 0 | 0 | 0 | 0
STWD | 0 | 0 | 0 | 0 | 0 | 0
WT | 0 | 0 | 0 | 0 | 0 | 0
IGCC | 0 | 0 | 0 | 0 | 0 | 0
DemandResponse | 0 | 0 | 0 | 0 | 0 | 0
IGCC-CCS | 0 | 0 | 0 | 0 | 0 | 0
WT_off | 0 | 0 | 0 | 0 | 0 | 0
PseudoUnit | 0 | 0 | 0 | 0 | 0 | 0
FixedInterchange | 0 | 0 | 0 | 0 | 0 | 0
Total Generation by Reporting Type: AZ_NM_SNV_NucRenew
ReportingType | 2015 | 2020 | 2025 | 2030 | 2035 | 2040
BM | 0 | 0 | 0 | 0 | 0 | 0
CC | 0 | 0 | 0 | 0 | 0 | 0
CSP | 0 | 0 | 0 | 0 | 0 | 0
CT | 0 | 0 | 0 | 0 | 0 | 0
Coal | 0 | 0 | 0 | 0 | 0 | 0
Geo | 0 | 0 | 12066.9 | 12066.9 | 12066.9 | 12066.9
H | 8952 | 8952 | 8952 | 8952 | 8952 | 8952
LFG | 55.19 | 55.19 | 533.48 | 533.48 | 533.48 | 533.48
Nuc | 30183.89 | 30183.89 | 30183.89 | 30183.89 | 30183.89 | 30183.89
PS | 23.76 | 23.76 | 45.36 | 45.36 | 240.03 | 164.16
PV | 365.63 | 365.63 | 365.63 | 365.63 | 365.63 | 365.63
PeakG | 0 | 0 | 0 | 0 | 0 | 0
PeakO | 0 | 0 | 0 | 0 | 0 | 0
ST | 981.12 | 2607.69 | 3582.95 | 3845.87 | 3845.87 | 3845.88
STOG | 0 | 0 | 0 | 0 | 0 | 0
STWD | 182.21 | 38.26 | 4.91 | 4.91 | 56.39 | 56.98
WT | 1407.73 | 40378.54 | 40378.55 | 75617.71 | 136770.91 | 177979.38
IGCC | 0 | 0 | 0 | 0 | 0 | 0
DemandResponse | 0 | 0 | 0 | 0 | 0 | 0
IGCC-CCS | 0 | 0 | 0 | 0 | 0 | 0
WT_off | 0 | 0 | 0 | 0 | 0 | 0
PseudoUnit | 0 | 0 | 0 | 0 | 0 | 0
FixedInterchange | 0 | 0 | 0 | 0 | 0 | 0
Total Generation by Reporting Type: ERCOT
ReportingType | 2015 | 2020 | 2025 | 2030 | 2035 | 2040
BM | 0 | 0 | 4.68 | 0 | 98.27 | 98.27
CC | 158485.57 | 170950.81 | 158589.68 | 104972.69 | 113700.87 | 122446.4
CSP | 0 | 0 | 0 | 0 | 0 | 0
CT | 0 | 5.44 | 8.17 | 0 | 0 | 0
Coal | 109579.74 | 121047.51 | 141005.36 | 140676.15 | 141005.37 | 141005.38
Geo | 0 | 0 | 0 | 0 | 0 | 0
H | 607.38 | 607.38 | 607.38 | 607.38 | 607.38 | 607.38
LFG | 591.3 | 591.3 | 2620.52 | 3382.24 | 3382.24 | 3382.24
Nuc | 39655.79 | 39655.79 | 39655.79 | 39655.79 | 39655.79 | 39655.79
PS | 0 | 0 | 0 | 0 | 0 | 0
PV | 30.84 | 30.84 | 30.84 | 30.84 | 2.63 | 2.63
PeakG | 0 | 12.14 | 64.42 | 0 | 0 | 0
PeakO | 0 | 0 | 0 | 0 | 0 | 0
ST | 0 | 0 | 0 | 0 | 0 | 0
STOG | 5610.33 | 7321.65 | 9598.48 | 4705.81 | 4473.27 | 3845.16
STWD | 0 | 0 | 0 | 0 | 0 | 0
WT | 27080.39 | 27080.39 | 27080.39 | 98050.62 | 101326.78 | 104664.21
IGCC | 0 | 0 | 0 | 0 | 0 | 0
DemandResponse | 0 | 0 | 0 | 0 | 0 | 0
IGCC-CCS | 0 | 0 | 0 | 0 | 0 | 0
WT_off | 0 | 0 | 0 | 0 | 0 | 0
PseudoUnit | 0 | 0 | 0 | 0 | 0 | 0
FixedInterchange | 0 | 0 | 0 | 0 | 0 | 0
Total Generation by Reporting Type: NP15
ReportingType | 2015 | 2020 | 2025 | 2030 | 2035 | 2040
BM | 0 | 0 | 0 | 0 | 0 | 0
CC | 39090.6 | 20528.55 | 28977.59 | 21630.32 | 7100.04 | 4137.87
CSP | 0 | 0 | 0 | 0 | 0 | 0
CT | 0 | 0 | 0 | 0 | 0 | 0
Coal | 213.44 | 0.01 | 0.01 | 0.01 | 0 | 0
Geo | 9050.48 | 14043.68 | 14043.68 | 14043.68 | 14043.68 | 14043.68
H | 24182 | 24182 | 24182 | 24182 | 24182 | 24182
LFG | 670.14 | 5124.6 | 5124.6 | 5124.6 | 5124.6 | 5124.6
Nuc | 17915.6 | 17915.6 | 17915.6 | 17915.6 | 17915.6 | 17915.6
PS | 1.48 | 0 | 7.24 | 22.35 | 104.16 | 276.65
PV | 153.52 | 153.52 | 153.52 | 153.52 | 153.52 | 153.52
PeakG | 0 | 0 | 0 | 0 | 0 | 0
PeakO | 0 | 0 | 0 | 0 | 0 | 0
ST | 99.08 | 99.08 | 99.08 | 99.08 | 99.08 | 99.08
STOG | 134.1 | 78.79 | 199.93 | 122.38 | 149.56 | 106.63
STWD | 3097.54 | 43.76 | 3.98 | 43.76 | 163.1 | 943.85
WT | 3102.31 | 11679.16 | 11679.16 | 11679.16 | 11679.16 | 36260.46
IGCC | 0 | 0 | 0 | 0 | 0 | 0
DemandResponse | 0 | 0 | 0 | 0 | 0 | 0
IGCC-CCS | 0 | 0 | 0 | 0 | 0 | 0
WT_off | 0 | 0 | 0 | 0 | 0 | 0
PseudoUnit | 0 | 0 | 0 | 0 | 0 | 0
FixedInterchange | 0 | 0 | 0 | 0 | 0 | 0
Total Generation by Reporting Type: NWPP_Coal
ReportingType | 2015 | 2020 | 2025 | 2030 | 2035 | 2040
BM | 0 | 0 | 0 | 0 | 0 | 0
CC | 0 | 0 | 0 | 0 | 0 | 0
CSP | 0 | 0 | 0 | 0 | 0 | 0
CT | 0 | 0 | 0 | 0 | 0 | 0
Coal | 97191.09 | 97072.98 | 97072.99 | 97072.99 | 97072.99 | 97072.99
Geo | 0 | 0 | 0 | 0 | 0 | 0
H | 0 | 0 | 0 | 0 | 0 | 0
LFG | 0 | 0 | 0 | 0 | 0 | 0
Nuc | 0 | 0 | 0 | 0 | 0 | 0
PS | 0 | 0 | 0 | 0 | 0 | 0
PV | 0 | 0 | 0 | 0 | 0 | 0
PeakG | 0 | 0 | 0 | 0 | 0 | 0
PeakO | 0 | 0 | 0 | 0 | 0 | 0
ST | 0 | 0 | 0 | 0 | 0 | 0
STOG | 0 | 0 | 0 | 0 | 0 | 0
STWD | 0 | 0 | 0 | 0 | 0 | 0
WT | 0 | 0 | 0 | 0 | 0 | 0
IGCC | 0 | 0 | 0 | 0 | 0 | 0
DemandResponse | 0 | 0 | 0 | 0 | 0 | 0
IGCC-CCS | 0 | 0 | 0 | 0 | 0 | 0
WT_off | 0 | 0 | 0 | 0 | 0 | 0
PseudoUnit | 0 | 0 | 0 | 0 | 0 | 0
FixedInterchange | 0 | 0 | 0 | 0 | 0 | 0
Total Generation by Reporting Type: NWPP_Gas
ReportingType | 2015 | 2020 | 2025 | 2030 | 2035 | 2040
BM | 0 | 0 | 0 | 0 | 0 | 0
CC | 50575.36 | 50575.36 | 50575.37 | 64180.62 | 87826.19 | 80277.98
CSP | 0 | 0 | 0 | 0 | 0 | 0
CT | 0 | 0 | 0 | 0 | 0 | 0
Coal | 0 | 0 | 0 | 0 | 1.9 | 7269.78
Geo | 0 | 0 | 0 | 0 | 0 | 0
H | 0 | 0 | 0 | 0 | 0 | 0
LFG | 0 | 0 | 0 | 0 | 0 | 0
Nuc | 0 | 0 | 0 | 0 | 0 | 0
PS | 0 | 0 | 0 | 0 | 0 | 0
PV | 0 | 0 | 0 | 0 | 0 | 0
PeakG | 0 | 0 | 0 | 0 | 0 | 0
PeakO | 0 | 0 | 0 | 0 | 0 | 0
ST | 0 | 0 | 0 | 0 | 0 | 0
STOG | 0 | 0 | 0 | 0 | 0 | 0
STWD | 0 | 0 | 0 | 0 | 0 | 0
WT | 0 | 0 | 0 | 0 | 0 | 0
IGCC | 0 | 0 | 0 | 0 | 0 | 0
DemandResponse | 0 | 0 | 0 | 0 | 0 | 0
IGCC-CCS | 0 | 0 | 0 | 0 | 0 | 0
WT_off | 0 | 0 | 0 | 0 | 0 | 0
PseudoUnit | 0 | 0 | 0 | 0 | 0 | 0
FixedInterchange | 0 | 0 | 0 | 0 | 0 | 0
Total Generation by Reporting Type: NWPP_NucRenew
ReportingType | 2015 | 2020 | 2025 | 2030 | 2035 | 2040
BM | 0 | 65.88 | 0 | 65.13 | 65.13 | 0
CC | 0 | 0 | 0 | 0 | 0 | 0
CSP | 0 | 0 | 0 | 0 | 0 | 0
CT | 0 | 0 | 0 | 0 | 0 | 0
Coal | 0 | 0 | 0 | 0 | 0 | 0
Geo | 3280.13 | 3280.13 | 6891.88 | 6891.88 | 6891.88 | 6891.88
H | 133486 | 133486 | 133486 | 133486 | 133486 | 133486
LFG | 1013.09 | 1304.18 | 2940.73 | 2940.73 | 2940.73 | 2940.73
Nuc | 8809.8 | 8809.8 | 8809.8 | 8809.8 | 8809.8 | 8809.8
PS | 0 | 0 | 0 | 0 | 0 | 0
PV | 7.88 | 7.88 | 7.88 | 7.88 | 7.88 | 7.88
PeakG | 0 | 0 | 0 | 0 | 0 | 0
PeakO | 0 | 0 | 0 | 0 | 0 | 0
ST | 0 | 0 | 0 | 0 | 0 | 0
STOG | 0 | 0 | 0 | 0 | 0 | 0
STWD | 0 | 0 | 0 | 0 | 0 | 0
WT | 15874.4 | 15874.4 | 15874.4 | 16243.06 | 16243.06 | 16308.15
IGCC | 0 | 0 | 0 | 0 | 0 | 0
DemandResponse | 0 | 0 | 0 | 0 | 0 | 0
IGCC-CCS | 0 | 0 | 0 | 0 | 0 | 0
WT_off | 0 | 0 | 0 | 0 | 0 | 0
PseudoUnit | 0 | 0 | 0 | 0 | 0 | 0
FixedInterchange | 0 | 0 | 0 | 0 | 0 | 0
Total Generation by Reporting Type: RMPA
ReportingType | 2015 | 2020 | 2025 | 2030 | 2035 | 2040
BM | 0 | 0 | 0 | 0 | 0 | 0
CC | 8490.07 | 5154.13 | 1497.52 | 2057.12 | 3076.26 | 1520.31
CSP | 0 | 0 | 0 | 0 | 0 | 0
CT | 0 | 0 | 0 | 0 | 0 | 0
Coal | 54029.99 | 52672.79 | 49576.79 | 49576.79 | 56409.54 | 65312.27
Geo | 0 | 208.05 | 21387.54 | 21387.54 | 21387.54 | 21387.54
H | 4353 | 4353 | 4353 | 4353 | 4353 | 4353
LFG | 58.34 | 58.35 | 58.35 | 286.45 | 286.45 | 286.45
Nuc | 0 | 0 | 0 | 0 | 0 | 0
PS | 61.93 | 76.01 | 650.34 | 326.72 | 653.97 | 1223.77
PV | 54.93 | 54.93 | 54.93 | 54.93 | 54.93 | 54.93
PeakG | 11.05 | 10.28 | 0 | 12.61 | 11.95 | 7.32
PeakO | 0 | 0 | 0 | 0 | 0 | 0
ST | 9.83 | 1242.02 | 1326.28 | 1416.22 | 1416.22 | 1416.22
STOG | 0 | 0 | 0 | 0 | 0 | 0
STWD | 0 | 0 | 0 | 0 | 0 | 0
WT | 6354.34 | 15413.02 | 15413.02 | 15413.02 | 15413.03 | 15413.03
IGCC | 0 | 0 | 0 | 0 | 0 | 0
DemandResponse | 0 | 0 | 0 | 0 | 0 | 0
IGCC-CCS | 0 | 0 | 0 | 0 | 0 | 0
WT_off | 0 | 0 | 0 | 0 | 0 | 0
PseudoUnit | 0 | 0 | 0 | 0 | 0 | 0
FixedInterchange | 0 | 0 | 0 | 0 | 0 | 0
Total Generation by Reporting Type: SP15
ReportingType | 2015 | 2020 | 2025 | 2030 | 2035 | 2040
BM | 44.8 | 10.7 | 1.16 | 1.16 | 13.33 | 13.47
CC | 32993.78 | 18668.86 | 17992.81 | 14001.76 | 10493.82 | 6246.96
CSP | 0 | 0 | 0 | 0 | 0 | 0
CT | 0 | 0 | 0 | 0 | 0 | 0
Coal | 761.6 | 761.6 | 761.6 | 231.91 | 0 | 0
Geo | 7774.15 | 19841.05 | 19841.05 | 19841.05 | 19841.05 | 19841.05
H | 5920 | 5920 | 5920 | 5920 | 5920 | 5920
LFG | 1759.71 | 6141.64 | 6141.64 | 6141.64 | 6141.64 | 6141.64
Nuc | 17526.13 | 17526.13 | 17526.13 | 17526.13 | 17526.13 | 17526.13
PS | 158.4 | 158.4 | 259.4 | 302.4 | 482.4 | 904.04
PV | 331.57 | 331.57 | 331.57 | 331.57 | 331.57 | 331.57
PeakG | 0 | 0 | 0 | 0 | 0 | 0
PeakO | 0 | 0 | 0 | 0 | 0 | 0
ST | 1569.79 | 1569.79 | 1569.79 | 1569.79 | 1569.79 | 1569.79
STOG | 154.9 | 189.01 | 44.49 | 18.93 | 41.3 | 70.38
STWD | 833.95 | 22.49 | 11.78 | 22.49 | 43.91 | 172.43
WT | 5740.26 | 5740.26 | 5740.26 | 38716.55 | 42569.13 | 42569.13
IGCC | 0 | 0 | 0 | 0 | 0 | 0
DemandResponse | 0 | 0 | 0 | 0 | 0 | 0
IGCC-CCS | 0 | 0 | 0 | 0 | 0 | 0
WT_off | 0 | 0 | 0 | 0 | 0 | 0
PseudoUnit | 0 | 0 | 0 | 0 | 0 | 0
FixedInterchange | 0 | 0 | 0 | 0 | 0 | 0
Total Generation by Reporting Type: ALB
ReportingType | 2015 | 2020 | 2025 | 2030 | 2035 | 2040
BM | 0 | 0 | 0 | 0 | 0 | 0
CC | 18524.68 | 24486.3 | 28788.7 | 35285.04 | 41279.38 | 47770.07
CSP | 0 | 0 | 0 | 0 | 0 | 0
CT | 0 | 0 | 0 | 0 | 0 | 0
Coal | 46350.59 | 46350.59 | 46350.59 | 46350.59 | 46350.59 | 46350.59
Geo | 0 | 0 | 0 | 0 | 0 | 0
H | 1979.87 | 1979.87 | 1979.87 | 1979.87 | 1979.87 | 1979.87
LFG | 78.84 | 78.84 | 78.84 | 78.84 | 78.84 | 78.84
Nuc | 0 | 0 | 0 | 0 | 0 | 0
PS | 0 | 0 | 0 | 0 | 0 | 0
PV | 0 | 0 | 0 | 0 | 0 | 0
PeakG | 0 | 0 | 0 | 0 | 0 | 0
PeakO | 0 | 0 | 0 | 0 | 0 | 0
ST | 0 | 0 | 0 | 0 | 0 | 0
STOG | 0 | 0 | 0 | 0 | 0 | 0
STWD | 0 | 0 | 0 | 0 | 0 | 0
WT | 1553.84 | 1553.84 | 1553.84 | 1553.84 | 1553.84 | 1553.84
IGCC | 0 | 0 | 0 | 0 | 0 | 0
DemandResponse | 0 | 0 | 0 | 0 | 0 | 0
IGCC-CCS | 0 | 0 | 0 | 0 | 0 | 0
WT_off | 0 | 0 | 0 | 0 | 0 | 0
PseudoUnit | 0 | 0 | 0 | 0 | 0 | 0
FixedInterchange | 0 | 0 | 0 | 0 | 0 | 0
Total Generation by Reporting Type: BC
ReportingType | 2015 | 2020 | 2025 | 2030 | 2035 | 2040
BM | 0 | 0 | 0 | 0 | 0 | 0
CC | 10267.3 | 13584.42 | 18577.16 | 22630.19 | 28572.91 | 33026.25
CSP | 0 | 0 | 0 | 0 | 0 | 0
CT | 0 | 0 | 0 | 0 | 0 | 0
Coal | 0 | 0 | 0 | 0 | 0 | 0
Geo | 0 | 0 | 0 | 0 | 0 | 0
H | 54411.22 | 54411.22 | 54411.22 | 54411.22 | 54411.22 | 54411.22
LFG | 189.22 | 189.22 | 189.22 | 189.22 | 189.22 | 189.22
Nuc | 0 | 0 | 0 | 0 | 0 | 0
PS | 0 | 0 | 0 | 0 | 0 | 0
PV | 0 | 0 | 0 | 0 | 0 | 0
PeakG | 0 | 0 | 0 | 0 | 0 | 0
PeakO | 0 | 0 | 0 | 0 | 0 | 0
ST | 0 | 0 | 0 | 0 | 0 | 0
STOG | 0 | 0 | 0 | 0 | 0 | 0
STWD | 0 | 0 | 0 | 0 | 0 | 0
WT | 568.82 | 568.82 | 568.82 | 568.82 | 568.82 | 568.82
IGCC | 0 | 0 | 0 | 0 | 0 | 0
DemandResponse | 0 | 0 | 0 | 0 | 0 | 0
IGCC-CCS | 0 | 0 | 0 | 0 | 0 | 0
WT_off | 0 | 0 | 0 | 0 | 0 | 0
PseudoUnit | 0 | 0 | 0 | 0 | 0 | 0
FixedInterchange | 0 | 0 | 0 | 0 | 0 | 0
Total Generation by Reporting Type: HQ_IESO
ReportingType | 2015 | 2020 | 2025 | 2030 | 2035 | 2040
BM | 0 | 0 | 0 | 0 | 0 | 0
CC | 0 | 0 | 0 | 0 | 0 | 0
CSP | 0 | 0 | 0 | 0 | 0 | 0
CT | 0 | 0 | 0 | 0 | 0 | 0
Coal | 0 | 0 | 0 | 0 | 0 | 0
Geo | 0 | 0 | 0 | 0 | 0 | 0
H | 0 | 0 | 0 | 0 | 0 | 0
LFG | 0 | 0 | 0 | 0 | 0 | 0
Nuc | 0 | 0 | 0 | 0 | 0 | 0
PS | 0 | 0 | 0 | 0 | 0 | 0
PV | 0 | 0 | 0 | 0 | 0 | 0
PeakG | 0 | 0 | 0 | 0 | 0 | 0
PeakO | 0 | 0 | 0 | 0 | 0 | 0
ST | 0 | 0 | 0 | 0 | 0 | 0
STOG | 0 | 0 | 0 | 0 | 0 | 0
STWD | 0 | 0 | 0 | 0 | 0 | 0
WT | 0 | 0 | 0 | 0 | 0 | 0
IGCC | 0 | 0 | 0 | 0 | 0 | 0
DemandResponse | 0 | 0 | 0 | 0 | 0 | 0
IGCC-CCS | 0 | 0 | 0 | 0 | 0 | 0
WT_off | 0 | 0 | 0 | 0 | 0 | 0
PseudoUnit | 0 | 0 | 0 | 0 | 0 | 0
FixedInterchange | 2336 | 2336 | 2336 | 2336 | 2336 | 2336
Total Generation by Reporting Type: HQ_NEISO
ReportingType | 2015 | 2020 | 2025 | 2030 | 2035 | 2040
BM | 0 | 0 | 0 | 0 | 0 | 0
CC | 0 | 0 | 0 | 0 | 0 | 0
CSP | 0 | 0 | 0 | 0 | 0 | 0
CT | 0 | 0 | 0 | 0 | 0 | 0
Coal | 0 | 0 | 0 | 0 | 0 | 0
Geo | 0 | 0 | 0 | 0 | 0 | 0
H | 0 | 0 | 0 | 0 | 0 | 0
LFG | 0 | 0 | 0 | 0 | 0 | 0
Nuc | 0 | 0 | 0 | 0 | 0 | 0
PS | 0 | 0 | 0 | 0 | 0 | 0
PV | 0 | 0 | 0 | 0 | 0 | 0
PeakG | 0 | 0 | 0 | 0 | 0 | 0
PeakO | 0 | 0 | 0 | 0 | 0 | 0
ST | 0 | 0 | 0 | 0 | 0 | 0
STOG | 0 | 0 | 0 | 0 | 0 | 0
STWD | 0 | 0 | 0 | 0 | 0 | 0
WT | 0 | 0 | 0 | 0 | 0 | 0
IGCC | 0 | 0 | 0 | 0 | 0 | 0
DemandResponse | 0 | 0 | 0 | 0 | 0 | 0
IGCC-CCS | 0 | 0 | 0 | 0 | 0 | 0
WT_off | 0 | 0 | 0 | 0 | 0 | 0
PseudoUnit | 0 | 0 | 0 | 0 | 0 | 0
FixedInterchange | 19184.4 | 19184.4 | 19184.4 | 19184.4 | 19184.4 | 19184.4
Total Generation by Reporting Type: HQ_NY
ReportingType | 2015 | 2020 | 2025 | 2030 | 2035 | 2040
BM | 0 | 0 | 0 | 0 | 0 | 0
CC | 0 | 0 | 0 | 0 | 0 | 0
CSP | 0 | 0 | 0 | 0 | 0 | 0
CT | 0 | 0 | 0 | 0 | 0 | 0
Coal | 0 | 0 | 0 | 0 | 0 | 0
Geo | 0 | 0 | 0 | 0 | 0 | 0
H | 0 | 0 | 0 | 0 | 0 | 0
LFG | 0 | 0 | 0 | 0 | 0 | 0
Nuc | 0 | 0 | 0 | 0 | 0 | 0
PS | 0 | 0 | 0 | 0 | 0 | 0
PV | 0 | 0 | 0 | 0 | 0 | 0
PeakG | 0 | 0 | 0 | 0 | 0 | 0
PeakO | 0 | 0 | 0 | 0 | 0 | 0
ST | 0 | 0 | 0 | 0 | 0 | 0
STOG | 0 | 0 | 0 | 0 | 0 | 0
STWD | 0 | 0 | 0 | 0 | 0 | 0
WT | 0 | 0 | 0 | 0 | 0 | 0
IGCC | 0 | 0 | 0 | 0 | 0 | 0
DemandResponse | 0 | 0 | 0 | 0 | 0 | 0
IGCC-CCS | 0 | 0 | 0 | 0 | 0 | 0
WT_off | 0 | 0 | 0 | 0 | 0 | 0
PseudoUnit | 0 | 0 | 0 | 0 | 0 | 0
FixedInterchange | 5840 | 5840 | 5840 | 5840 | 5840 | 5840
Total Generation by Reporting Type: MARITIMES
ReportingType | 2015 | 2020 | 2025 | 2030 | 2035 | 2040
BM | 0 | 0 | 0 | 0 | 0 | 0
CC | 0 | 0 | 0 | 0 | 0 | 0
CSP | 0 | 0 | 0 | 0 | 0 | 0
CT | 0 | 0 | 0 | 0 | 0 | 0
Coal | 0 | 0 | 0 | 0 | 0 | 0
Geo | 0 | 0 | 0 | 0 | 0 | 0
H | 0 | 0 | 0 | 0 | 0 | 0
LFG | 0 | 0 | 0 | 0 | 0 | 0
Nuc | 0 | 0 | 0 | 0 | 0 | 0
PS | 0 | 0 | 0 | 0 | 0 | 0
PV | 0 | 0 | 0 | 0 | 0 | 0
PeakG | 0 | 0 | 0 | 0 | 0 | 0
PeakO | 0 | 0 | 0 | 0 | 0 | 0
ST | 0 | 0 | 0 | 0 | 0 | 0
STOG | 0 | 0 | 0 | 0 | 0 | 0
STWD | 0 | 0 | 0 | 0 | 0 | 0
WT | 0 | 0 | 0 | 0 | 0 | 0
IGCC | 0 | 0 | 0 | 0 | 0 | 0
DemandResponse | 0 | 0 | 0 | 0 | 0 | 0
IGCC-CCS | 0 | 0 | 0 | 0 | 0 | 0
WT_off | 0 | 0 | 0 | 0 | 0 | 0
PseudoUnit | 0 | 0 | 0 | 0 | 0 | 0
FixedInterchange | 8760 | 8760 | 8760 | 8760 | 8760 | 8760
Total Generation by Reporting Type: All
ReportingType | 2015 | 2020 | 2025 | 2030 | 2035 | 2040
BM | 2222.39 | 717.73 | 760.46 | 584.86 | 558 | 402.78
CC | 1140678.32 | 1269818.42 | 1177479.87 | 1149637.82 | 1341625.4 | 1515000.78
CSP | 0 | 0 | 0 | 0 | 0 | 0
CT | 928.03 | 1745.77 | 1865.05 | 2482.27 | 3519.61 | 4429.58
Coal | 1776822.88 | 1692418.6 | 1805916.38 | 1845751.29 | 1953744.82 | 2067130.44
Geo | 20459.37 | 37727.52 | 74585.65 | 74585.65 | 74585.65 | 74585.65
H | 430354.22 | 430354.22 | 430354.22 | 430354.22 | 430354.22 | 430354.22
LFG | 32608.23 | 48005.68 | 65429.32 | 71133.39 | 71137.33 | 71137.33
Nuc | 913193.7 | 943693.07 | 943693.07 | 932100.9 | 725092.39 | 571594.73
PS | 5936.9 | 8199.48 | 10159.45 | 9988.77 | 11288.82 | 13232.44
PV | 1434.35 | 5308.91 | 7219.34 | 7661.27 | 7782.08 | 7991.41
PeakG | 3342.95 | 4457.82 | 6626.96 | 6099.02 | 6040.42 | 5997.28
PeakO | 0 | 0 | 0 | 0 | 0 | 0
ST | 2659.82 | 5518.58 | 6578.1 | 6930.95 | 6930.96 | 6930.97
STOG | 16924.45 | 21100.28 | 22292.11 | 17226.93 | 18008.47 | 17040.41
STWD | 10513.99 | 3300.97 | 1524.77 | 1081.28 | 1211.69 | 2237.13
WT | 178096.59 | 278320.89 | 377331.93 | 576769.98 | 692158.19 | 775309.02
IGCC | 4427.31 | 4427.31 | 4427.31 | 4427.32 | 4427.33 | 4427.34
DemandResponse | 0 | 0 | 0 | 0 | 0 | 0
IGCC-CCS | 0 | 0 | 0 | 0 | 0 | 0
WT_off | 1873.58 | 4466.79 | 14071.26 | 15033.75 | 14165.48 | 15201.25
PseudoUnit | 0 | 0 | 0 | 0 | 0 | 0
FixedInterchange | 36120.4 | 36120.4 | 36120.4 | 36120.4 | 36120.4 | 36120.4
Total Generation by Reporting Type: EI_US
ReportingType | 2015 | 2020 | 2025 | 2030 | 2035 | 2040
BM | 2177.59 | 641.15 | 754.61 | 518.56 | 381.26 | 288.02
CC | 706151.98 | 844582.91 | 748959.98 | 785120.54 | 970646.23 | 1126329.55
CSP | 0 | 0 | 0 | 0 | 0 | 0
CT | 928.03 | 1740.33 | 1781.25 | 2398.38 | 3430.83 | 4263.92
Coal | 1395806.94 | 1296806.57 | 1393108.01 | 1432348.6 | 1531932.51 | 1635669.86
Geo | 354.6 | 354.6 | 354.6 | 354.6 | 354.6 | 354.6
H | 108753.3 | 108753.3 | 108753.3 | 108753.3 | 108753.3 | 108753.3
LFG | 27266.03 | 33536 | 46815.58 | 51529.82 | 51529.82 | 51529.82
Nuc | 697700.18 | 728199.54 | 728199.54 | 716607.37 | 517621.93 | 376119.92
PS | 5684.34 | 7927.78 | 9183.58 | 9266.1 | 9782.43 | 10613.39
PV | 411.15 | 4285.71 | 6196.14 | 6638.06 | 6787.08 | 6996.41
PeakG | 3331.9 | 4435.4 | 6341.96 | 5827.16 | 5701.79 | 5652.52
PeakO | 0 | 0 | 0 | 0 | 0 | 0
ST | 0 | 0 | 0 | 0 | 0 | 0
STOG | 11025.11 | 13510.83 | 12449.21 | 12379.81 | 13344.33 | 13018.24
STWD | 6400.29 | 3196.46 | 1504.1 | 1010.11 | 948.28 | 1063.87
WT | 106488.69 | 150106.64 | 249117.68 | 309001.38 | 358785.14 | 372743.67
IGCC | 4427.31 | 4427.31 | 4427.31 | 4427.32 | 4427.33 | 4427.34
DemandResponse | 0 | 0 | 0 | 0 | 0 | 0
IGCC-CCS | 0 | 0 | 0 | 0 | 0 | 0
WT_off | 1873.58 | 4466.79 | 14071.26 | 15033.75 | 14165.48 | 15201.25
PseudoUnit | 0 | 0 | 0 | 0 | 0 | 0
FixedInterchange | 33784.4 | 33784.4 | 33784.4 | 33784.4 | 33784.4 | 33784.4
Total Generation by Reporting Type: EI_Canada
ReportingType | 2015 | 2020 | 2025 | 2030 | 2035 | 2040
BM | 0 | 0 | 0 | 0 | 0 | 3.01
CC | 11009.45 | 15026.24 | 15875.22 | 16422.41 | 24018.28 | 42892.81
CSP | 0 | 0 | 0 | 0 | 0 | 0
CT | 0 | 0 | 0 | 8.27 | 88.77 | 165.66
Coal | 110.65 | 233.6 | 568.08 | 2021.3 | 3780.67 | 5542.64
Geo | 0 | 0 | 0 | 0 | 0 | 0
H | 87709.45 | 87709.45 | 87709.45 | 87709.45 | 87709.45 | 87709.45
LFG | 926.37 | 926.37 | 926.37 | 926.37 | 930.31 | 930.31
Nuc | 101402.3 | 101402.3 | 101402.3 | 101402.3 | 93379.23 | 81383.59
PS | 6.99 | 13.53 | 13.53 | 25.83 | 25.83 | 50.43
PV | 78.84 | 78.84 | 78.84 | 78.84 | 78.84 | 78.84
PeakG | 0 | 0 | 0.51 | 0 | 4.3 | 15.05
PeakO | 0 | 0 | 0 | 0 | 0 | 0
ST | 0 | 0 | 0 | 0 | 0 | 0
STOG | 0 | 0 | 0 | 0 | 0 | 0
STWD | 0 | 0 | 0 | 0 | 0 | 0
WT | 9925.81 | 9925.81 | 9925.81 | 9925.81 | 7248.31 | 7248.31
IGCC | 0 | 0 | 0 | 0 | 0 | 0
DemandResponse | 0 | 0 | 0 | 0 | 0 | 0
IGCC-CCS | 0 | 0 | 0 | 0 | 0 | 0
WT_off | 0 | 0 | 0 | 0 | 0 | 0
PseudoUnit | 0 | 0 | 0 | 0 | 0 | 0
FixedInterchange | 2336 | 2336 | 2336 | 2336 | 2336 | 2336
Total Generation by Reporting Type: EI
ReportingType | 2015 | 2020 | 2025 | 2030 | 2035 | 2040
BM | 2177.59 | 641.15 | 754.61 | 518.56 | 381.26 | 291.03
CC | 717161.44 | 859609.15 | 764835.2 | 801542.95 | 994664.51 | 1169222.36
CSP | 0 | 0 | 0 | 0 | 0 | 0
CT | 928.03 | 1740.33 | 1781.25 | 2406.65 | 3519.61 | 4429.58
Coal | 1395917.59 | 1297040.17 | 1393676.09 | 1434369.89 | 1535713.18 | 1641212.5
Geo | 354.6 | 354.6 | 354.6 | 354.6 | 354.6 | 354.6
H | 196462.75 | 196462.75 | 196462.75 | 196462.75 | 196462.75 | 196462.75
LFG | 28192.4 | 34462.37 | 47741.95 | 52456.19 | 52460.14 | 52460.13
Nuc | 799102.48 | 829601.84 | 829601.84 | 818009.67 | 611001.16 | 457503.5
PS | 5691.33 | 7941.31 | 9197.11 | 9291.93 | 9808.26 | 10663.82
PV | 489.99 | 4364.55 | 6274.98 | 6716.9 | 6865.92 | 7075.25
PeakG | 3331.9 | 4435.4 | 6342.47 | 5827.16 | 5706.09 | 5667.57
PeakO | 0 | 0 | 0 | 0 | 0 | 0
ST | 0 | 0 | 0 | 0 | 0 | 0
STOG | 11025.11 | 13510.83 | 12449.21 | 12379.81 | 13344.33 | 13018.24
STWD | 6400.29 | 3196.46 | 1504.1 | 1010.11 | 948.28 | 1063.87
WT | 116414.5 | 160032.44 | 259043.49 | 318927.19 | 366033.45 | 379991.99
IGCC | 4427.31 | 4427.31 | 4427.31 | 4427.32 | 4427.33 | 4427.34
DemandResponse | 0 | 0 | 0 | 0 | 0 | 0
IGCC-CCS | 0 | 0 | 0 | 0 | 0 | 0
WT_off | 1873.58 | 4466.79 | 14071.26 | 15033.75 | 14165.48 | 15201.25
PseudoUnit | 0 | 0 | 0 | 0 | 0 | 0
FixedInterchange | 36120.4 | 36120.4 | 36120.4 | 36120.4 | 36120.4 | 36120.4
Total Generation by Reporting Type: Outside_EI
ReportingType | 2015 | 2020 | 2025 | 2030 | 2035 | 2040
BM | 44.8 | 76.58 | 5.84 | 66.3 | 176.73 | 111.75
CC | 423516.88 | 410209.27 | 412644.68 | 348094.87 | 346960.89 | 345778.42
CSP | 0 | 0 | 0 | 0 | 0 | 0
CT | 0 | 5.45 | 83.8 | 75.63 | 0 | 0
Coal | 380905.29 | 395378.43 | 412240.29 | 411381.39 | 418031.64 | 425917.94
Geo | 20104.76 | 37372.91 | 74231.05 | 74231.05 | 74231.05 | 74231.05
H | 233891.47 | 233891.47 | 233891.47 | 233891.47 | 233891.47 | 233891.47
LFG | 4415.83 | 13543.31 | 17687.37 | 18677.2 | 18677.2 | 18677.2
Nuc | 114091.22 | 114091.22 | 114091.22 | 114091.22 | 114091.23 | 114091.23
PS | 245.57 | 258.17 | 962.34 | 696.84 | 1480.56 | 2568.62
PV | 944.36 | 944.36 | 944.36 | 944.36 | 916.16 | 916.16
PeakG | 11.05 | 22.42 | 284.48 | 271.86 | 334.33 | 329.7
PeakO | 0 | 0 | 0 | 0 | 0 | 0
ST | 2659.82 | 5518.58 | 6578.1 | 6930.95 | 6930.96 | 6930.97
STOG | 5899.33 | 7589.44 | 9842.9 | 4847.12 | 4664.13 | 4022.17
STWD | 4113.7 | 104.51 | 20.67 | 71.16 | 263.41 | 1173.26
WT | 61682.09 | 118288.44 | 118288.44 | 257842.8 | 326124.74 | 395317.04
IGCC | 0 | 0 | 0 | 0 | 0 | 0
DemandResponse | 0 | 0 | 0 | 0 | 0 | 0
IGCC-CCS | 0 | 0 | 0 | 0 | 0 | 0
WT_off | 0 | 0 | 0 | 0 | 0 | 0
PseudoUnit | 0 | 0 | 0 | 0 | 0 | 0
FixedInterchange | 0 | 0 | 0 | 0 | 0 | 0
#2 | Energy Demand (TWh)
Energy Demand by Pool & Region:
Pool/Region | 2015 | 2020 | 2025 | 2030 | 2035 | 2040
ENT | 170.56 | 180.36 | 185.19 | 190.15 | 195.24 | 200.47
FRCC | 249.01 | 267.35 | 284.35 | 302.42 | 321.64 | 342.08
MAPP_US | 30.63 | 32.26 | 33.53 | 34.86 | 36.24 | 37.68
MISO_IN | 101.24 | 106.66 | 109.96 | 113.35 | 116.85 | 120.46
MISO_MI | 97.74 | 101.72 | 105.8 | 110.04 | 114.46 | 119.05
MISO_MO-IL | 99.56 | 103.97 | 108.31 | 112.82 | 117.52 | 122.42
MISO_W | 142.5 | 148.67 | 154.56 | 160.68 | 167.05 | 173.67
MISO_WUMS | 69.4 | 73.3 | 75.75 | 78.28 | 80.9 | 83.6
NE | 32.19 | 34.65 | 36.02 | 37.44 | 38.93 | 40.47
NEISO | 129.72 | 130.01 | 129.96 | 130.06 | 130.08 | 130.1
NonRTO_Midwest | 62.65 | 67.4 | 69.07 | 70.78 | 72.53 | 74.32
NYISO_A-F | 61.21 | 64.4 | 66.06 | 67.76 | 69.51 | 71.3
NYISO_G-I | 18.61 | 19.78 | 20.64 | 21.53 | 22.46 | 23.43
NYISO_J-K | 70.23 | 75.9 | 79.3 | 82.85 | 86.56 | 90.44
PJM_E | 131.69 | 124.3 | 128.52 | 132.88 | 137.39 | 142.06
PJM_ROM | 147.41 | 155.57 | 160.85 | 166.31 | 171.96 | 177.8
PJM_ROR | 547.27 | 538.93 | 555.57 | 572.72 | 590.4 | 608.63
SOCO | 272.24 | 296.47 | 308.67 | 321.38 | 334.6 | 348.38
SPP_N | 78.31 | 84.71 | 88.63 | 92.74 | 97.03 | 101.53
SPP_S | 172.38 | 181.68 | 187.57 | 193.65 | 199.92 | 206.4
TVA | 186.06 | 189.35 | 194.03 | 198.83 | 203.75 | 208.79
TVA_Transmission | 0 | 0 | 0 | 0 | 0 | 0
VACAR | 252.05 | 272.96 | 286.32 | 300.33 | 315.02 | 330.44
IESO | 141.12 | 138.65 | 143.35 | 148.22 | 153.25 | 158.46
MAPP_CA | 53.52 | 57.41 | 59.69 | 62.05 | 64.51 | 67.06
AZ_NM_SNV_Coal | 133.91 | 146.91 | 156.77 | 167.46 | 178.59 | 190.6
AZ_NM_SNV_Gas | 0 | 0 | 0 | 0 | 0 | 0
AZ_NM_SNV_NucRenew | 0 | 0 | 0 | 0 | 0 | 0
ERCOT | 341.98 | 367.77 | 380.66 | 392.33 | 405.32 | 418.67
NP15 | 114.79 | 119.7 | 124.98 | 132.1 | 138.96 | 146.05
NWPP_Coal | 263.05 | 277.43 | 289.37 | 304.27 | 319.2 | 334.48
NWPP_Gas | 0 | 0 | 0 | 0 | 0 | 0
NWPP_NucRenew | 0 | 0 | 0 | 0 | 0 | 0
RMPA | 74.52 | 80.3 | 85.52 | 91.09 | 97.01 | 103.32
SP15 | 189.47 | 202.27 | 211.19 | 223.22 | 234.82 | 246.8
ALB | 68.94 | 73.93 | 79.28 | 85.01 | 91.16 | 97.76
BC | 66.74 | 70.01 | 73.44 | 77.03 | 80.81 | 84.77
HQ_IESO | 0 | 0 | 0 | 0 | 0 | 0
HQ_NEISO | 0 | 0 | 0 | 0 | 0 | 0
HQ_NY | 0 | 0 | 0 | 0 | 0 | 0
MARITIMES | 0 | 0 | 0 | 0 | 0 | 0
All | 4570.68 | 4784.77 | 4972.89 | 5174.65 | 5383.7 | 5601.48
EI_US | 3122.64 | 3250.39 | 3368.63 | 3491.87 | 3620.06 | 3753.52
EI_Canada | 194.64 | 196.06 | 203.04 | 210.27 | 217.76 | 225.52
EI | 3317.29 | 3446.45 | 3571.67 | 3702.14 | 3837.82 | 3979.04
Outside_EI | 1253.39 | 1338.32 | 1401.22 | 1472.51 | 1545.88 | 1622.44
#3 | Generation Minus Energy (TWh)
Generation Minus Energy by Pool & Region:
Pool/Region | 2015 | 2020 | 2025 | 2030 | 2035 | 2040
ENT | 1.29 | 0.7 | -4.46 | -8.65 | -19.41 | -20.93
FRCC | -2.34 | -0.89 | -1.66 | -0.76 | -0.25 | -2.02
MAPP_US | 6.82 | 5.44 | 4.12 | 6.21 | 7.19 | 8.14
MISO_IN | -2.84 | 0.06 | -1.42 | 1.61 | 14.78 | 16.68
MISO_MI | -6.01 | -13.12 | -15.8 | -20.66 | -31.42 | -35.96
MISO_MO-IL | 25.93 | 6.56 | 10.06 | 5.44 | 11.69 | 12.61
MISO_W | 3.78 | -0.94 | 2.71 | 39.15 | 45.05 | 38.89
MISO_WUMS | -5.57 | 5.17 | 3.48 | -2.56 | -10.76 | -11.18
NE | 10.92 | 8.06 | 6.6 | 5.64 | 6.27 | 9.1
NEISO | -21.97 | -24.76 | -21.38 | -17.94 | -16.44 | -16.79
NonRTO_Midwest | -0.58 | -0.67 | -0.97 | -0.27 | -0.1 | 0.77
NYISO_A-F | 10.63 | 12.76 | 12.79 | 9.06 | 7.94 | -0.43
NYISO_G-I | 4.86 | 5.65 | 7.79 | 13.04 | 24.76 | 36.75
NYISO_J-K | -43.19 | -41.33 | -44.07 | -47.93 | -50.24 | -52.09
PJM_E | -31.43 | -4.59 | -8.36 | -18.67 | -26.58 | -36.16
PJM_ROM | -29.51 | -13.81 | -17.3 | -23.04 | -12.22 | 73.8
PJM_ROR | 65.72 | 27.27 | 41.11 | 41.98 | 49.65 | -28.79
SOCO | 1.86 | 0.54 | -0.48 | -0.53 | -0.04 | 1.8
SPP_N | 6.02 | 6.02 | -3.81 | -7.84 | -11.37 | -1.71
SPP_S | -21.38 | -18 | -0.08 | 2.28 | 4.05 | -2.74
TVA | 1.21 | 1.55 | 1.23 | -0.84 | -2.69 | -0.87
TVA_Transmission | 0 | 0 | 0 | 0 | 0 | 0
VACAR | -18.08 | -5.11 | -6.7 | -5.35 | -11.33 | -9.35
IESO | 16.91 | 19.96 | 15.7 | 11.16 | 2.49 | 4.31
MAPP_CA | -0.38 | -0.7 | -2.23 | -2.91 | -2.98 | -3.81
AZ_NM_SNV_Coal | -61.13 | -69.44 | -79.3 | -89.99 | -101.4 | -121.69
AZ_NM_SNV_Gas | 105.09 | 106.26 | 107.94 | 83.67 | 55.23 | 50.67
AZ_NM_SNV_NucRenew | 42.15 | 82.6 | 96.11 | 131.62 | 193.02 | 234.15
ERCOT | -0.34 | -0.47 | -1.39 | -0.24 | -1.07 | -2.96
NP15 | -17.08 | -25.85 | -22.6 | -37.08 | -58.25 | -42.81
NWPP_Coal | -165.85 | -180.36 | -192.3 | -207.2 | -222.13 | -237.4
NWPP_Gas | 50.58 | 50.58 | 50.58 | 64.18 | 87.83 | 87.55
NWPP_NucRenew | 162.47 | 162.83 | 168.01 | 168.44 | 168.44 | 168.44
RMPA | -1.09 | -1.06 | 8.8 | 3.79 | 6.05 | 7.66
SP15 | -113.9 | -125.39 | -135.05 | -118.59 | -129.85 | -145.49
ALB | -0.45 | 0.52 | -0.53 | 0.23 | 0.08 | -0.03
BC | -1.3 | -1.25 | 0.31 | 0.76 | 2.93 | 3.43
HQ_IESO | 2.34 | 2.34 | 2.34 | 2.34 | 2.34 | 2.34
HQ_NEISO | 19.18 | 19.18 | 19.18 | 19.18 | 19.18 | 19.18
HQ_NY | 5.84 | 5.84 | 5.84 | 5.84 | 5.84 | 5.84
MARITIMES | 8.76 | 8.76 | 8.76 | 8.76 | 8.76 | 8.76
All | 7.92 | 10.93 | 13.55 | 13.32 | 15.05 | 17.64
EI_US | -10.08 | -9.64 | -2.83 | 3.13 | 12.31 | 13.29
EI_Canada | 18.86 | 21.6 | 15.8 | 10.59 | 1.84 | 2.84
EI | 8.78 | 11.96 | 12.97 | 13.72 | 14.15 | 16.13
Outside_EI | -0.87 | -1.03 | 0.58 | -0.4 | 0.9 | 1.52
#4 | Fuel Use (TBtu)
Total Fuel Consumption by Reporting Type: Entergy
ReportingType | 2015 | 2020 | 2025 | 2030 | 2035 | 2040
BM | 0 | 0 | 0 | 0 | 0 | 0
CC | 485.63 | 630.38 | 552.23 | 540.74 | 522.59 | 493.24
CSP | 0 | 0 | 0 | 0 | 0 | 0
CT | 0 | 0 | 0 | 0 | 0 | 0
Coal | 610.16 | 497.88 | 603.89 | 612.4 | 632.15 | 774.57
Geo | 0 | 0 | 0 | 0 | 0 | 0
H | 0 | 0 | 0 | 0 | 0 | 0
LFG | 0 | 0 | 0 | 11.56 | 11.56 | 11.56
Nuc | 464.87 | 464.87 | 464.87 | 464.87 | 392.68 | 307.2
PS | 0 | 0 | 0 | 0 | 0 | 0
PV | 0 | 0 | 0 | 0 | 0 | 0
PeakG | 0 | 0.05 | 0.35 | 0.33 | 0.23 | 0.2
PeakO | 0 | 0 | 0 | 0 | 0 | 0
ST | 0 | 0 | 0 | 0 | 0 | 0
STOG | 15.84 | 17.26 | 16.18 | 16.18 | 15.76 | 15.86
STWD | 0 | 0 | 0 | 0 | 0.08 | 1
WT | 0 | 0 | 0 | 0 | 0 | 0
IGCC | 0 | 0 | 0 | 0 | 0 | 0
DemandResponse | 0 | 0 | 0 | 0 | 0 | 0
IGCC-CCS | 0 | 0 | 0 | 0 | 0 | 0
WT_off | 0 | 0 | 0 | 0 | 0 | 0
PseudoUnit | 0 | 0 | 0 | 0 | 0 | 0
FixedInterchange | 0 | 0 | 0 | 0 | 0 | 0
Total Fuel Consumption by Reporting Type: FRCC
ReportingType | 2015 | 2020 | 2025 | 2030 | 2035 | 2040
BM | 0 | 0 | 0 | 0 | 0 | 0
CC | 1086.97 | 1215.37 | 1264.16 | 1373.34 | 1565.48 | 1765.37
CSP | 0 | 0 | 0 | 0 | 0 | 0
CT | 9.17 | 10.89 | 10.82 | 10.37 | 9.12 | 7.77
Coal | 577.3 | 555.96 | 618.28 | 627.58 | 642.17 | 642.17
Geo | 0 | 0 | 0 | 0 | 0 | 0
H | 0 | 0 | 0 | 0 | 0 | 0
LFG | 0 | 0 | 21.31 | 21.31 | 21.31 | 21.31
Nuc | 352.09 | 352.09 | 352.09 | 352.09 | 214.42 | 71.5
PS | 0 | 0 | 0 | 0 | 0 | 0
PV | 0 | 0 | 0 | 0 | 0 | 0
PeakG | 4.99 | 5.13 | 8.08 | 5.67 | 4.51 | 3.42
PeakO | 0 | 0 | 0 | 0 | 0 | 0
ST | 0 | 0 | 0 | 0 | 0 | 0
STOG | 37.05 | 33.48 | 29.39 | 28.74 | 26.41 | 17.31
STWD | 0 | 0.9 | 1.49 | 1.49 | 1.78 | 2.28
WT | 0 | 0 | 0 | 0 | 0 | 0
IGCC | 0 | 0 | 0 | 0 | 0 | 0
DemandResponse | 0 | 0 | 0 | 0 | 0 | 0
IGCC-CCS | 0 | 0 | 0 | 0 | 0 | 0
WT_off | 0 | 0 | 0 | 0 | 0 | 0
PseudoUnit | 0 | 0 | 0 | 0 | 0 | 0
FixedInterchange | 0 | 0 | 0 | 0 | 0 | 0
Total Fuel Consumption by Reporting Type: MAPP_US
ReportingType | 2015 | 2020 | 2025 | 2030 | 2035 | 2040
BM | 0 | 0 | 0 | 0 | 0 | 0
CC | 1.47 | 1.85 | 1.47 | 1.44 | 1.44 | 1.42
CSP | 0 | 0 | 0 | 0 | 0 | 0
CT | 0 | 0 | 0 | 0 | 0 | 0
Coal | 218.93 | 221 | 221 | 221 | 239.53 | 258.79
Geo | 0 | 0 | 0 | 0 | 0 | 0
H | 0 | 0 | 0 | 0 | 0 | 0
LFG | 0 | 0 | 0 | 7.71 | 7.71 | 7.71
Nuc | 0 | 0 | 0 | 0 | 0 | 0
PS | 0 | 0 | 0 | 0 | 0 | 0
PV | 0 | 0 | 0 | 0 | 0 | 0
PeakG | 0.25 | 0.69 | 0.82 | 1.31 | 1.37 | 0.68
PeakO | 0 | 0 | 0 | 0 | 0 | 0
ST | 0 | 0 | 0 | 0 | 0 | 0
STOG | 0 | 0 | 0 | 0 | 0 | 0
STWD | 0 | 0 | 0 | 0 | 0 | 0
WT | 0.01 | 0.01 | 0.01 | 0.01 | 0.01 | 0.01
IGCC | 0 | 0 | 0 | 0 | 0 | 0
DemandResponse | 0 | 0 | 0 | 0 | 0 | 0
IGCC-CCS | 0 | 0 | 0 | 0 | 0 | 0
WT_off | 0 | 0 | 0 | 0 | 0 | 0
PseudoUnit | 0 | 0 | 0 | 0 | 0 | 0
FixedInterchange | 0 | 0 | 0 | 0 | 0 | 0
Total Fuel Consumption by Reporting Type: MISO_IN
ReportingType | 2015 | 2020 | 2025 | 2030 | 2035 | 2040
BM | 0 | 0 | 0 | 0 | 0 | 0
CC | 31.52 | 67.2 | 46.44 | 68.99 | 152.8 | 177.63
CSP | 0 | 0 | 0 | 0 | 0 | 0
CT | 0 | 0 | 0 | 0 | 0 | 0
Coal | 886.25 | 920.89 | 962.5 | 993.95 | 1034.15 | 1053.06
Geo | 0 | 0 | 0 | 0 | 0 | 0
H | 0 | 0 | 0 | 0 | 0 | 0
LFG | 0 | 0 | 8.62 | 8.62 | 8.62 | 8.62
Nuc | 0 | 0 | 0 | 0 | 0 | 0
PS | 0 | 0 | 0 | 0 | 0 | 0
PV | 0 | 0 | 0 | 0 | 0 | 0
PeakG | 0.17 | 0.31 | 0.31 | 0.31 | 0.31 | 1.07
PeakO | 0 | 0 | 0 | 0 | 0 | 0
ST | 0 | 0 | 0 | 0 | 0 | 0
STOG | 0.65 | 0.65 | 1.26 | 0.65 | 0.65 | 1.26
STWD | 0 | 0 | 0 | 0 | 0 | 0
WT | 0 | 0 | 0 | 0 | 0 | 0
IGCC | 40.45 | 40.45 | 40.45 | 40.45 | 40.45 | 40.45
DemandResponse | 0 | 0 | 0 | 0 | 0 | 0
IGCC-CCS | 0 | 0 | 0 | 0 | 0 | 0
WT_off | 0 | 0 | 0 | 0 | 0 | 0
PseudoUnit | 0 | 0 | 0 | 0 | 0 | 0
FixedInterchange | 0 | 0 | 0 | 0 | 0 | 0
Total Fuel Consumption by Reporting Type: MISO_MI
ReportingType | 2015 | 2020 | 2025 | 2030 | 2035 | 2040
BM | 0 | 0 | 0 | 0 | 0 | 0
CC | 107.84 | 106.18 | 95.05 | 71.88 | 57.9 | 54.31
CSP | 0 | 0 | 0 | 0 | 0 | 0
CT | 0 | 0 | 0 | 0 | 0 | 0
Coal | 546.67 | 494.13 | 516.42 | 538.04 | 546.86 | 546.86
Geo | 0 | 0 | 0 | 0 | 0 | 0
H | 0 | 0 | 0 | 0 | 0 | 0
LFG | 0 | 15.94 | 17.24 | 17.24 | 17.24 | 17.24
Nuc | 174.19 | 174.19 | 174.19 | 174.19 | 102.45 | 102.45
PS | 0 | 0 | 0 | 0 | 0 | 0
PV | 0 | 0 | 0 | 0 | 0 | 0
PeakG | 0.23 | 0.4 | 1.24 | 1.04 | 1 | 0.44
PeakO | 0 | 0 | 0 | 0 | 0 | 0
ST | 0 | 0 | 0 | 0 | 0 | 0
STOG | 3.67 | 6.21 | 6.45 | 6.2 | 6.45 | 7.95
STWD | 1.69 | 0.4 | 0.77 | 0.77 | 1.29 | 1.69
WT | 0.01 | 0.01 | 0.01 | 0.01 | 0.01 | 0.01
IGCC | 0 | 0 | 0 | 0 | 0 | 0
DemandResponse | 0 | 0 | 0 | 0 | 0 | 0
IGCC-CCS | 0 | 0 | 0 | 0 | 0 | 0
WT_off | 0 | 0 | 0 | 0 | 0 | 0
PseudoUnit | 0 | 0 | 0 | 0 | 0 | 0
FixedInterchange | 0 | 0 | 0 | 0 | 0 | 0
Total Fuel Consumption by Reporting Type: MISO_MO-IL
ReportingType | 2015 | 2020 | 2025 | 2030 | 2035 | 2040
BM | 0 | 0 | 0 | 0 | 0 | 0
CC | 22.82 | 34.58 | 19.37 | 12.05 | 8.99 | 10.47
CSP | 0 | 0 | 0 | 0 | 0 | 0
CT | 0 | 0 | 0 | 0 | 0 | 0
Coal | 1019.01 | 850.98 | 933.35 | 943.42 | 993.06 | 996.12
Geo | 0 | 0 | 0 | 0 | 0 | 0
H | 0 | 0 | 0 | 0 | 0 | 0
LFG | 0 | 0 | 24.03 | 24.03 | 24.03 | 24.03
Nuc | 178.81 | 178.81 | 178.81 | 178.81 | 178.81 | 178.81
PS | 0 | 0 | 0 | 0 | 0 | 0
PV | 0 | 0 | 0 | 0 | 0 | 0
PeakG | 1.62 | 3.07 | 4.76 | 4.43 | 4.97 | 6.9
PeakO | 0 | 0 | 0 | 0 | 0 | 0
ST | 0 | 0 | 0 | 0 | 0 | 0
STOG | 0.7 | 1.34 | 1.34 | 0.7 | 0.7 | 0.22
STWD | 0 | 0 | 0 | 0 | 0 | 0
WT | 0 | 0 | 0 | 0 | 0.01 | 0.01
IGCC | 0 | 0 | 0 | 0 | 0 | 0
DemandResponse | 0 | 0 | 0 | 0 | 0 | 0
IGCC-CCS | 0 | 0 | 0 | 0 | 0 | 0
WT_off | 0 | 0 | 0 | 0 | 0 | 0
PseudoUnit | 0 | 0 | 0 | 0 | 0 | 0
FixedInterchange | 0 | 0 | 0 | 0 | 0 | 0
Total Fuel Consumption by Reporting Type: MISO_W
ReportingType | 2015 | 2020 | 2025 | 2030 | 2035 | 2040
BM | 0 | 0 | 0 | 0 | 0 | 0
CC | 78.19 | 69.64 | 43.81 | 30.42 | 19.3 | 24.17
CSP | 0 | 0 | 0 | 0 | 0 | 0
CT | 0 | 0 | 0 | 0 | 0 | 0
Coal | 891.18 | 829.58 | 844.81 | 827.48 | 822.06 | 819.42
Geo | 0 | 0 | 0 | 0 | 0 | 0
H | 0 | 0 | 0 | 0 | 0 | 0
LFG | 0 | 0 | 7.71 | 7.71 | 7.71 | 7.71
Nuc | 190.11 | 190.11 | 190.11 | 190.11 | 0.01 | 0.01
PS | 0 | 0 | 0 | 0 | 0 | 0
PV | 0 | 0 | 0 | 0 | 0 | 0
PeakG | 4.56 | 2.94 | 2.39 | 0.81 | 0.41 | 0.77
PeakO | 0 | 0 | 0 | 0 | 0 | 0
ST | 0 | 0 | 0 | 0 | 0 | 0
STOG | 0.34 | 0.09 | 0.06 | 0.02 | 0.02 | 0
STWD | 0 | 0.03 | 0 | 0.03 | 1.31 | 1.39
WT | 0.03 | 0.04 | 0.05 | 0.09 | 0.13 | 0.13
IGCC | 0 | 0 | 0 | 0 | 0 | 0
DemandResponse | 0 | 0 | 0 | 0 | 0 | 0
IGCC-CCS | 0 | 0 | 0 | 0 | 0 | 0
WT_off | 0 | 0 | 0 | 0 | 0 | 0
PseudoUnit | 0 | 0 | 0 | 0 | 0 | 0
FixedInterchange | 0 | 0 | 0 | 0 | 0 | 0
Total Fuel Consumption by Reporting Type: MISO_WUMS
ReportingType | 2015 | 2020 | 2025 | 2030 | 2035 | 2040
BM | 0 | 0 | 0 | 0 | 0 | 0
CC | 115.75 | 207.51 | 167.93 | 128.46 | 139.2 | 139.9
CSP | 0 | 0 | 0 | 0 | 0 | 0
CT | 0 | 2.35 | 2.89 | 3.9 | 9.46 | 17.15
Coal | 286.1 | 294 | 339.61 | 359.61 | 419.81 | 435.24
Geo | 0 | 0 | 0 | 0 | 0 | 0
H | 0 | 0 | 0 | 0 | 0 | 0
LFG | 0 | 0 | 24.03 | 24.03 | 24.03 | 24.03
Nuc | 150.68 | 150.68 | 150.68 | 150.68 | 0.01 | 0.01
PS | 0 | 0 | 0 | 0 | 0 | 0
PV | 0 | 0 | 0 | 0 | 0 | 0
PeakG | 0.32 | 0.02 | 0 | 0 | 0 | 0
PeakO | 0 | 0 | 0 | 0 | 0 | 0
ST | 0 | 0 | 0 | 0 | 0 | 0
STOG | 0.03 | 0 | 0 | 0 | 0 | 0
STWD | 0 | 0 | 0 | 0 | 0 | 0.54
WT | 0 | 0 | 0 | 0 | 0 | 0
IGCC | 0 | 0 | 0 | 0 | 0 | 0
DemandResponse | 0 | 0 | 0 | 0 | 0 | 0
IGCC-CCS | 0 | 0 | 0 | 0 | 0 | 0
WT_off | 0 | 0 | 0 | 0 | 0 | 0
PseudoUnit | 0 | 0 | 0 | 0 | 0 | 0
FixedInterchange | 0 | 0 | 0 | 0 | 0 | 0
Total Fuel Consumption by Reporting Type: Nebraska
ReportingType | 2015 | 2020 | 2025 | 2030 | 2035 | 2040
BM | 0 | 0 | 0 | 0 | 0 | 0
CC | 5.13 | 4.26 | 3.47 | 2.9 | 2.83 | 1.98
CSP | 0 | 0 | 0 | 0 | 0 | 0
CT | 0 | 0 | 0 | 0 | 0 | 0
Coal | 332.69 | 332.38 | 332.38 | 331.57 | 442.23 | 483.37
Geo | 0 | 0 | 0 | 0 | 0 | 0
H | 0 | 0 | 0 | 0 | 0 | 0
LFG | 0 | 0 | 0 | 7.71 | 7.71 | 7.71
Nuc | 104.28 | 104.28 | 104.28 | 104.28 | 0.02 | 0.02
PS | 0 | 0 | 0 | 0 | 0 | 0
PV | 0 | 0 | 0 | 0 | 0 | 0
PeakG | 0.83 | 0.81 | 1.04 | 1.27 | 0.27 | 0.09
PeakO | 0 | 0 | 0 | 0 | 0 | 0
ST | 0 | 0 | 0 | 0 | 0 | 0
STOG | 0.64 | 0.64 | 0.64 | 0.91 | 0.25 | 0.03
STWD | 0 | 0 | 0 | 0 | 0 | 0
WT | 0 | 0 | 0 | 0 | 0 | 0
IGCC | 0 | 0 | 0 | 0 | 0 | 0
DemandResponse | 0 | 0 | 0 | 0 | 0 | 0
IGCC-CCS | 0 | 0 | 0 | 0 | 0 | 0
WT_off | 0 | 0 | 0 | 0 | 0 | 0
PseudoUnit | 0 | 0 | 0 | 0 | 0 | 0
FixedInterchange | 0 | 0 | 0 | 0 | 0 | 0
Total Fuel Consumption by Reporting Type: NEISO
ReportingType | 2015 | 2020 | 2025 | 2030 | 2035 | 2040
BM | 24.48 | 0.11 | 0.11 | 0.33 | 0.33 | 0.37
CC | 315.51 | 251.11 | 250.81 | 273.22 | 368.2 | 413.5
CSP | 0 | 0 | 0 | 0 | 0 | 0
CT | 0.03 | 0.12 | 0.12 | 0.03 | 0.35 | 0.72
Coal | 0.36 | 0 | 0 | 0 | 0 | 0
Geo | 0 | 0 | 0 | 0 | 0 | 0
H | 0 | 0 | 0 | 0 | 0 | 0
LFG | 5.3 | 5.3 | 12.81 | 12.81 | 12.81 | 12.81
Nuc | 365.51 | 365.51 | 365.51 | 365.51 | 264.08 | 195.08
PS | 0 | 0 | 0 | 0 | 0 | 0
PV | 0 | 0 | 0 | 0 | 0 | 0
PeakG | 0.27 | 0.4 | 0.4 | 0.37 | 1.06 | 1.06
PeakO | 0 | 0 | 0 | 0 | 0 | 0
ST | 0 | 0 | 0 | 0 | 0 | 0
STOG | 0 | 0 | 0 | 0 | 0 | 0
STWD | 48.6 | 0.13 | 0.2 | 0.13 | 0.38 | 0.41
WT | 0 | 0.01 | 0.02 | 0.02 | 0.02 | 0.02
IGCC | 0 | 0 | 0 | 0 | 0 | 0
DemandResponse | 0 | 0 | 0 | 0 | 0 | 0
IGCC-CCS | 0 | 0 | 0 | 0 | 0 | 0
WT_off | 0 | 0 | 0 | 0 | 0 | 0
PseudoUnit | 0 | 0 | 0 | 0 | 0 | 0
FixedInterchange | 0 | 0 | 0 | 0 | 0 | 0
Total Fuel Consumption by Reporting Type: NonRTO_Midwest
ReportingType | 2015 | 2020 | 2025 | 2030 | 2035 | 2040
BM | 0 | 0 | 0 | 0 | 0 | 0
CC | 0 | 15.92 | 12.43 | 15.47 | 19.03 | 25.71
CSP | 0 | 0 | 0 | 0 | 0 | 0
CT | 0 | 0.41 | 0.41 | 1.24 | 0.63 | 1.53
Coal | 611.07 | 630.05 | 642.88 | 655.26 | 670.11 | 685.35
Geo | 0 | 0 | 0 | 0 | 0 | 0
H | 0 | 0 | 0 | 0 | 0 | 0
LFG | 0 | 0 | 8.32 | 17.24 | 17.24 | 17.24
Nuc | 0 | 0 | 0 | 0 | 0 | 0
PS | 0 | 0 | 0 | 0 | 0 | 0
PV | 0 | 0 | 0 | 0 | 0 | 0
PeakG | 1.77 | 3.37 | 3.82 | 3.52 | 3.32 | 3.94
PeakO | 0 | 0 | 0 | 0 | 0 | 0
ST | 0 | 0 | 0 | 0 | 0 | 0
STOG | 0 | 0 | 0 | 0 | 0 | 0
STWD | 0 | 0 | 0 | 0 | 0 | 0
WT | 0 | 0 | 0 | 0 | 0 | 0
IGCC | 0 | 0 | 0 | 0 | 0 | 0
DemandResponse | 0 | 0 | 0 | 0 | 0 | 0
IGCC-CCS | 0 | 0 | 0 | 0 | 0 | 0
WT_off | 0 | 0 | 0 | 0 | 0 | 0
PseudoUnit | 0 | 0 | 0 | 0 | 0 | 0
FixedInterchange | 0 | 0 | 0 | 0 | 0 | 0
Total Fuel Consumption by Reporting Type: NYISO_A-F
ReportingType | 2015 | 2020 | 2025 | 2030 | 2035 | 2040
BM | 0 | 0 | 0 | 0 | 0 | 0
CC | 47.14 | 72.14 | 80.06 | 81.96 | 106.55 | 103.67
CSP | 0 | 0 | 0 | 0 | 0 | 0
CT | 0 | 0 | 0 | 0 | 0 | 0
Coal | 0 | 0 | 0 | 0 | 0 | 0
Geo | 0 | 0 | 0 | 0 | 0 | 0
H | 0 | 0 | 0 | 0 | 0 | 0
LFG | 0.69 | 0.69 | 8 | 8 | 8 | 8
Nuc | 270.5 | 270.5 | 270.5 | 220.56 | 173.9 | 105.39
PS | 0 | 0 | 0 | 0 | 0 | 0
PV | 0 | 0 | 0 | 0 | 0 | 0
PeakG | 0 | 0.02 | 0.07 | 0.07 | 0.07 | 0.07
PeakO | 0 | 0 | 0 | 0 | 0 | 0
ST | 0 | 0 | 0 | 0 | 0 | 0
STOG | 0 | 0 | 0 | 0 | 0 | 0
STWD | 0 | 0 | 0 | 0 | 0.01 | 0.03
WT | 0.01 | 0.01 | 0.01 | 0.01 | 0.02 | 0.02
IGCC | 0 | 0 | 0 | 0 | 0 | 0
DemandResponse | 0 | 0 | 0 | 0 | 0 | 0
IGCC-CCS | 0 | 0 | 0 | 0 | 0 | 0
WT_off | 0 | 0 | 0 | 0 | 0 | 0
PseudoUnit | 0 | 0 | 0 | 0 | 0 | 0
FixedInterchange | 0 | 0 | 0 | 0 | 0 | 0
Total Fuel Consumption by Reporting Type: NYISO_G-I
ReportingType | 2015 | 2020 | 2025 | 2030 | 2035 | 2040
BM | 0 | 0 | 0 | 0 | 0 | 0
CC | 48.71 | 61.59 | 77.08 | 116.28 | 249.06 | 383.73
CSP | 0 | 0 | 0 | 0 | 0 | 0
CT | 0 | 0 | 0 | 0 | 0 | 0
Coal | 0 | 0 | 0 | 0 | 0 | 0
Geo | 0 | 0 | 0 | 0 | 0 | 0
H | 0 | 0 | 0 | 0 | 0 | 0
LFG | 0 | 0 | 8 | 8 | 8 | 8
Nuc | 162.83 | 162.83 | 162.83 | 162.83 | 81.65 | 0.03
PS | 0 | 0 | 0 | 0 | 0 | 0
PV | 0 | 0 | 0 | 0 | 0 | 0
PeakG | 0 | 0 | 0 | 0 | 0 | 0
PeakO | 0 | 0 | 0 | 0 | 0 | 0
ST | 0 | 0 | 0 | 0 | 0 | 0
STOG | 0 | 0 | 0 | 0 | 0 | 0
STWD | 0 | 0 | 0 | 0 | 0 | 0
WT | 0 | 0 | 0 | 0 | 0 | 0
IGCC | 0 | 0 | 0 | 0 | 0 | 0
DemandResponse | 0 | 0 | 0 | 0 | 0 | 0
IGCC-CCS | 0 | 0 | 0 | 0 | 0 | 0
WT_off | 0 | 0 | 0 | 0 | 0 | 0
PseudoUnit | 0 | 0 | 0 | 0 | 0 | 0
FixedInterchange | 0 | 0 | 0 | 0 | 0 | 0
Total Fuel Consumption by Reporting Type: NYISO_J-K
ReportingType | 2015 | 2020 | 2025 | 2030 | 2035 | 2040
BM | 0 | 0 | 0 | 0 | 0 | 0
CC | 172.39 | 221.07 | 221.9 | 214.76 | 221.53 | 229.07
CSP | 0 | 0 | 0 | 0 | 0 | 0
CT | 0 | 0 | 0.21 | 0.52 | 1.34 | 2.6
Coal | 0 | 0 | 0 | 0 | 0 | 0
Geo | 0 | 0 | 0 | 0 | 0 | 0
H | 0 | 0 | 0 | 0 | 0 | 0
LFG | 0 | 0 | 0 | 8 | 8 | 8
Nuc | 0 | 0 | 0 | 0 | 0 | 0
PS | 0 | 0 | 0 | 0 | 0 | 0
PV | 0 | 0 | 0 | 0 | 0 | 0
PeakG | 0.49 | 1.44 | 1.75 | 1.66 | 1.77 | 2.93
PeakO | 0 | 0 | 0 | 0 | 0 | 0
ST | 0 | 0 | 0 | 0 | 0 | 0
STOG | 11.98 | 22.51 | 27.66 | 27.86 | 32.68 | 40.87
STWD | 0 | 0 | 0 | 0 | 0 | 0
WT | 0 | 0 | 0 | 0 | 0 | 0
IGCC | 0 | 0 | 0 | 0 | 0 | 0
DemandResponse | 0 | 0 | 0 | 0 | 0 | 0
IGCC-CCS | 0 | 0 | 0 | 0 | 0 | 0
WT_off | 0 | 0 | 0 | 0 | 0 | 0
PseudoUnit | 0 | 0 | 0 | 0 | 0 | 0
FixedInterchange | 0 | 0 | 0 | 0 | 0 | 0
Total Fuel Consumption by Reporting Type: PJM_E
ReportingType | 2015 | 2020 | 2025 | 2030 | 2035 | 2040
BM | 1.84 | 2.91 | 2.91 | 2.46 | 0.93 | 0.51
CC | 169.75 | 325.71 | 296.53 | 254.88 | 337.4 | 369.82
CSP | 0 | 0 | 0 | 0 | 0 | 0
CT | 0 | 0.01 | 0.01 | 0.03 | 2.32 | 1.21
Coal | 5.18 | 5.93 | 8.24 | 12 | 22.51 | 28.85
Geo | 0 | 0 | 0 | 0 | 0 | 0
H | 0 | 0 | 0 | 0 | 0 | 0
LFG | 0.98 | 15.28 | 15.28 | 15.28 | 15.28 | 15.28
Nuc | 702.72 | 651.97 | 651.97 | 651.97 | 468.33 | 371.38
PS | 0 | 0 | 0 | 0 | 0 | 0
PV | 0 | 0 | 0 | 0 | 0 | 0
PeakG | 0 | 0.87 | 5.23 | 5.23 | 6.57 | 2.74
PeakO | 0 | 0 | 0 | 0 | 0 | 0
ST | 0 | 0 | 0 | 0 | 0 | 0
STOG | 0.96 | 5.76 | 7.95 | 5.76 | 11.24 | 5.04
STWD | 0 | 0 | 0 | 0 | 0 | 0
WT | 0 | 0 | 0 | 0 | 0 | 0
IGCC | 0 | 0 | 0 | 0 | 0 | 0
DemandResponse | 0 | 0 | 0 | 0 | 0 | 0
IGCC-CCS | 0 | 0 | 0 | 0 | 0 | 0
WT_off | 0 | 0 | 0 | 0 | 0 | 0
PseudoUnit | 0 | 0 | 0 | 0 | 0 | 0
FixedInterchange | 0 | 0 | 0 | 0 | 0 | 0
Total Fuel Consumption by Reporting Type: PJM_ROM
ReportingType | 2015 | 2020 | 2025 | 2030 | 2035 | 2040
BM | 0.96 | 1.75 | 1.75 | 1.47 | 0.56 | 0.3
CC | 104.61 | 173.71 | 154.52 | 136.45 | 330.8 | 969.87
CSP | 0 | 0 | 0 | 0 | 0 | 0
CT | 0 | 0.01 | 0.03 | 0.02 | 0.03 | 0.02
Coal | 503.13 | 565.58 | 587.65 | 608.33 | 608.33 | 608.33
Geo | 0 | 0 | 0 | 0 | 0 | 0
H | 0 | 0 | 0 | 0 | 0 | 0
LFG | 2.04 | 30.56 | 30.56 | 30.56 | 30.56 | 30.56
Nuc | 420.79 | 420.79 | 420.79 | 420.79 | 276.07 | 200.95
PS | 0 | 0 | 0 | 0 | 0 | 0
PV | 0 | 0 | 0 | 0 | 0 | 0
PeakG | 0 | 0.55 | 0.55 | 0.55 | 2.25 | 0.55
PeakO | 0 | 0 | 0 | 0 | 0 | 0
ST | 0 | 0 | 0 | 0 | 0 | 0
STOG | 7.33 | 13.49 | 14.3 | 14.3 | 14.58 | 14.3
STWD | 2.41 | 5.38 | 5.38 | 4.51 | 1.72 | 0.96
WT | 0 | 0.01 | 0.01 | 0.01 | 0.01 | 0.01
IGCC | 0 | 0 | 0 | 0 | 0 | 0
DemandResponse | 0 | 0 | 0 | 0 | 0 | 0
IGCC-CCS | 0 | 0 | 0 | 0 | 0 | 0
WT_off | 0 | 0 | 0 | 0 | 0 | 0
PseudoUnit | 0 | 0 | 0 | 0 | 0 | 0
FixedInterchange | 0 | 0 | 0 | 0 | 0 | 0
Total Fuel Consumption by Reporting Type: PJM_ROR
ReportingType | 2015 | 2020 | 2025 | 2030 | 2035 | 2040
BM | 0.95 | 3.48 | 4.66 | 2.09 | 2.56 | 1.98
CC | 510.52 | 496.99 | 427.87 | 545.7 | 868.85 | 680.61
CSP | 0 | 0 | 0 | 0 | 0 | 0
CT | 0.03 | 0.06 | 0.06 | 0.06 | 0.06 | 0.06
Coal | 3398.22 | 2913.52 | 2980.34 | 2995.97 | 3026.3 | 3039.69
Geo | 0 | 0 | 0 | 0 | 0 | 0
H | 0 | 0 | 0 | 0 | 0 | 0
LFG | 6.18 | 21.47 | 61.46 | 61.46 | 61.46 | 61.46
Nuc | 1644.81 | 1644.81 | 1644.81 | 1573.64 | 1222.73 | 821.9
PS | 0 | 0 | 0 | 0 | 0 | 0
PV | 0 | 0 | 0 | 0 | 0 | 0
PeakG | 14.75 | 14.33 | 13.42 | 13.48 | 9.95 | 13.36
PeakO | 0 | 0 | 0 | 0 | 0 | 0
ST | 0 | 0 | 0 | 0 | 0 | 0
STOG | 8.36 | 8.98 | 8.82 | 8.61 | 8.36 | 8.36
STWD | 0.43 | 7.12 | 7.12 | 2.01 | 1.74 | 1.13
WT | 0.03 | 0.03 | 0.06 | 0.06 | 0.07 | 0.07
IGCC | 0 | 0 | 0 | 0 | 0 | 0
DemandResponse | 0 | 0 | 0 | 0 | 0 | 0
IGCC-CCS | 0 | 0 | 0 | 0 | 0 | 0
WT_off | 0 | 0 | 0 | 0 | 0 | 0
PseudoUnit | 0 | 0 | 0 | 0 | 0 | 0
FixedInterchange | 0 | 0 | 0 | 0 | 0 | 0
Total Fuel Consumption by Reporting Type: SOCO
ReportingType | 2015 | 2020 | 2025 | 2030 | 2035 | 2040
BM | 0 | 0 | 0.3 | 0.3 | 0.5 | 0.5
CC | 808.21 | 848.5 | 737.17 | 738.57 | 682.28 | 644.38
CSP | 0 | 0 | 0 | 0 | 0 | 0
CT | 0 | 0 | 0 | 0 | 0 | 0
Coal | 1018.84 | 1009.96 | 1262.2 | 1369.15 | 1567.14 | 1950.37
Geo | 0 | 0 | 0 | 0 | 0 | 0
H | 0 | 0 | 0 | 0 | 0 | 0
LFG | 0 | 0 | 11.56 | 11.56 | 11.56 | 11.56
Nuc | 494.38 | 673.18 | 673.18 | 673.18 | 673.18 | 449.31
PS | 0 | 0 | 0 | 0 | 0 | 0
PV | 0 | 0 | 0 | 0 | 0 | 0
PeakG | 5.53 | 13.16 | 22.49 | 21.7 | 22.58 | 22.03
PeakO | 0 | 0 | 0 | 0 | 0 | 0
ST | 0 | 0 | 0 | 0 | 0 | 0
STOG | 0 | 0 | 0 | 0 | 0 | 0
STWD | 0 | 0 | 0 | 0 | 0 | 0
WT | 0 | 0 | 0 | 0 | 0 | 0
IGCC | 0 | 0 | 0 | 0 | 0 | 0
DemandResponse | 0 | 0 | 0 | 0 | 0 | 0
IGCC-CCS | 0 | 0 | 0 | 0 | 0 | 0
WT_off | 0 | 0 | 0 | 0 | 0 | 0
PseudoUnit | 0 | 0 | 0 | 0 | 0 | 0
FixedInterchange | 0 | 0 | 0 | 0 | 0 | 0
Total Fuel Consumption by Reporting Type: SPP_N
ReportingType | 2015 | 2020 | 2025 | 2030 | 2035 | 2040
BM | 0 | 0 | 0 | 0 | 0 | 0
CC | 62.93 | 102.42 | 59.7 | 53.51 | 57.38 | 51.09
CSP | 0 | 0 | 0 | 0 | 0 | 0
CT | 0 | 0.7 | 1.09 | 4.18 | 7.12 | 4.11
Coal | 647.03 | 645.31 | 646.89 | 646.89 | 646.89 | 787.85
Geo | 0 | 0 | 0 | 0 | 0 | 0
H | 0 | 0 | 0 | 0 | 0 | 0
LFG | 0 | 0 | 0 | 10.22 | 10.22 | 10.22
Nuc | 93.19 | 93.19 | 93.19 | 93.19 | 93.19 | 93.19
PS | 0 | 0 | 0 | 0 | 0 | 0
PV | 0 | 0 | 0 | 0 | 0 | 0
PeakG | 0.67 | 0.28 | 1.01 | 0.44 | 0 | 0
PeakO | 0 | 0 | 0 | 0 | 0 | 0
ST | 0 | 0 | 0 | 0 | 0 | 0
STOG | 5.7 | 6.49 | 6.81 | 7.28 | 7.28 | 6.96
STWD | 0 | 0 | 0 | 0 | 0 | 0
WT | 0 | 0 | 0 | 0 | 0 | 0
IGCC | 0 | 0 | 0 | 0 | 0 | 0
DemandResponse | 0 | 0 | 0 | 0 | 0 | 0
IGCC-CCS | 0 | 0 | 0 | 0 | 0 | 0
WT_off | 0 | 0 | 0 | 0 | 0 | 0
PseudoUnit | 0 | 0 | 0 | 0 | 0 | 0
FixedInterchange | 0 | 0 | 0 | 0 | 0 | 0
Total Fuel Consumption by Reporting Type: SPP_S
ReportingType | 2015 | 2020 | 2025 | 2030 | 2035 | 2040
BM | 0 | 0 | 0 | 0 | 0 | 0
CC | 295.82 | 380.72 | 143.31 | 143.02 | 149.44 | 129.89
CSP | 0 | 0 | 0 | 0 | 0 | 0
CT | 0 | 0.76 | 0 | 0 | 0 | 0.15
Coal | 892.76 | 813.36 | 855.16 | 902.86 | 943.01 | 931.7
Geo | 0 | 0 | 0 | 0 | 0 | 0
H | 0 | 0 | 0 | 0 | 0 | 0
LFG | 0 | 0 | 0 | 10.22 | 10.22 | 10.22
Nuc | 0 | 0 | 0 | 0 | 0 | 0
PS | 0 | 0 | 0 | 0 | 0 | 0
PV | 0 | 0 | 0 | 0 | 0 | 0
PeakG | 0 | 0.12 | 0 | 0 | 0 | 0
PeakO | 0 | 0 | 0 | 0 | 0 | 0
ST | 0 | 0 | 0 | 0 | 0 | 0
STOG | 23.64 | 26.85 | 11.84 | 14.54 | 17.81 | 20.37
STWD | 0 | 0 | 0 | 0 | 0 | 0.07
WT | 0.01 | 0.02 | 0.07 | 0.08 | 0.08 | 0.08
IGCC | 0 | 0 | 0 | 0 | 0 | 0
DemandResponse | 0 | 0 | 0 | 0 | 0 | 0
IGCC-CCS | 0 | 0 | 0 | 0 | 0 | 0
WT_off | 0 | 0 | 0 | 0 | 0 | 0
PseudoUnit | 0 | 0 | 0 | 0 | 0 | 0
FixedInterchange | 0 | 0 | 0 | 0 | 0 | 0
Total Fuel Consumption by Reporting Type: TVA
ReportingType | 2015 | 2020 | 2025 | 2030 | 2035 | 2040
BM | 0 | 0 | 0 | 0 | 0 | 0
CC | 141.66 | 201.23 | 200.32 | 210.88 | 179.83 | 168.21
CSP | 0 | 0 | 0 | 0 | 0 | 0
CT | 0 | 2.71 | 2.8 | 3.95 | 2.39 | 4.49
Coal | 844.13 | 787.72 | 821.19 | 829.32 | 1081.78 | 1248.83
Geo | 0 | 0 | 0 | 0 | 0 | 0
H | 0 | 0 | 0 | 0 | 0 | 0
LFG | 0 | 0 | 11.56 | 11.56 | 11.56 | 11.56
Nuc | 676.63 | 676.63 | 676.63 | 676.63 | 474.42 | 371.5
PS | 0 | 0 | 0 | 0 | 0 | 0
PV | 0 | 0 | 0 | 0 | 0 | 0
PeakG | 0 | 0 | 0.28 | 0.11 | 0.09 | 0.23
PeakO | 0 | 0 | 0 | 0 | 0 | 0
ST | 0 | 0 | 0 | 0 | 0 | 0
STOG | 0 | 0 | 0 | 0 | 0 | 0
STWD | 0 | 0 | 0 | 0 | 0.02 | 0.02
WT | 0 | 0 | 0 | 0 | 0 | 0
IGCC | 0 | 0 | 0 | 0 | 0 | 0
DemandResponse | 0 | 0 | 0 | 0 | 0 | 0
IGCC-CCS | 0 | 0 | 0 | 0 | 0 | 0
WT_off | 0 | 0 | 0 | 0 | 0 | 0
PseudoUnit | 0 | 0 | 0 | 0 | 0 | 0
FixedInterchange | 0 | 0 | 0 | 0 | 0 | 0
Total Fuel Consumption by Reporting Type: TVA_Transmission
ReportingType | 2015 | 2020 | 2025 | 2030 | 2035 | 2040
BM | 0 | 0 | 0 | 0 | 0 | 0
CC | 0 | 0 | 0 | 0 | 0 | 0
CSP | 0 | 0 | 0 | 0 | 0 | 0
CT | 0 | 0 | 0 | 0 | 0 | 0
Coal | 0 | 0 | 0 | 0 | 0 | 0
Geo | 0 | 0 | 0 | 0 | 0 | 0
H | 0 | 0 | 0 | 0 | 0 | 0
LFG | 0 | 0 | 0 | 0 | 0 | 0
Nuc | 0 | 0 | 0 | 0 | 0 | 0
PS | 0 | 0 | 0 | 0 | 0 | 0
PV | 0 | 0 | 0 | 0 | 0 | 0
PeakG | 0 | 0 | 0 | 0 | 0 | 0
PeakO | 0 | 0 | 0 | 0 | 0 | 0
ST | 0 | 0 | 0 | 0 | 0 | 0
STOG | 0 | 0 | 0 | 0 | 0 | 0
STWD | 0 | 0 | 0 | 0 | 0 | 0
WT | 0 | 0 | 0 | 0 | 0 | 0
IGCC | 0 | 0 | 0 | 0 | 0 | 0
DemandResponse | 0 | 0 | 0 | 0 | 0 | 0
IGCC-CCS | 0 | 0 | 0 | 0 | 0 | 0
WT_off | 0 | 0 | 0 | 0 | 0 | 0
PseudoUnit | 0 | 0 | 0 | 0 | 0 | 0
FixedInterchange | 0 | 0 | 0 | 0 | 0 | 0
Total Fuel Consumption by Reporting Type: VACAR
ReportingType | 2015 | 2020 | 2025 | 2030 | 2035 | 2040
BM | 0.09 | 0.09 | 0.09 | 0.09 | 0.09 | 0.09
CC | 367.22 | 411.05 | 344.45 | 376.1 | 527.76 | 713.79
CSP | 0 | 0 | 0 | 0 | 0 | 0
CT | 0.8 | 0.8 | 0.82 | 1.63 | 4.26 | 6.27
Coal | 812.89 | 769.42 | 950.53 | 1045.56 | 1142.39 | 1154.35
Geo | 0 | 0 | 0 | 0 | 0 | 0
H | 0 | 0 | 0 | 0 | 0 | 0
LFG | 0.04 | 11.56 | 11.56 | 11.56 | 11.56 | 11.56
Nuc | 910.72 | 1100.09 | 1100.09 | 1100.09 | 841.29 | 693.25
PS | 0 | 0 | 0 | 0 | 0 | 0
PV | 0 | 0 | 0 | 0 | 0 | 0
PeakG | 1.28 | 2.14 | 3.62 | 3.44 | 3.43 | 3.23
PeakO | 0 | 0 | 0 | 0 | 0 | 0
ST | 0 | 0 | 0 | 0 | 0 | 0
STOG | 0 | 0 | 0 | 0 | 0 | 0
STWD | 24.47 | 24.47 | 2.36 | 2.68 | 2.72 | 3.1
WT | 0 | 0.01 | 0.01 | 0.01 | 0.01 | 0.01
IGCC | 0 | 0 | 0 | 0 | 0 | 0
DemandResponse | 0 | 0 | 0 | 0 | 0 | 0
IGCC-CCS | 0 | 0 | 0 | 0 | 0 | 0
WT_off | 0 | 0 | 0.01 | 0.01 | 0.01 | 0.01
PseudoUnit | 0 | 0 | 0 | 0 | 0 | 0
FixedInterchange | 0 | 0 | 0 | 0 | 0 | 0
Total Fuel Consumption by Reporting Type: IESO
ReportingType | 2015 | 2020 | 2025 | 2030 | 2035 | 2040
BM | 0 | 0 | 0 | 0 | 0 | 0.04
CC | 6.46 | 10.22 | 13.41 | 15.62 | 61.29 | 183.76
CSP | 0 | 0 | 0 | 0 | 0 | 0
CT | 0 | 0 | 0 | 0 | 0.39 | 1.48
Coal | 0 | 0 | 0 | 0 | 0 | 0
Geo | 0 | 0 | 0 | 0 | 0 | 0
H | 0 | 0 | 0 | 0 | 0 | 0
LFG | 1.56 | 1.56 | 1.56 | 1.56 | 1.61 | 1.61
Nuc | 1064.72 | 1064.72 | 1064.72 | 1064.72 | 980.48 | 854.53
PS | 0 | 0 | 0 | 0 | 0 | 0
PV | 0 | 0 | 0 | 0 | 0 | 0
PeakG | 0 | 0 | 0 | 0 | 0.05 | 0.17
PeakO | 0 | 0 | 0 | 0 | 0 | 0
ST | 0 | 0 | 0 | 0 | 0 | 0
STOG | 0 | 0 | 0 | 0 | 0 | 0
STWD | 0 | 0 | 0 | 0 | 0 | 0
WT | 0.01 | 0.01 | 0.01 | 0.01 | 0.01 | 0.01
IGCC | 0 | 0 | 0 | 0 | 0 | 0
DemandResponse | 0 | 0 | 0 | 0 | 0 | 0
IGCC-CCS | 0 | 0 | 0 | 0 | 0 | 0
WT_off | 0 | 0 | 0 | 0 | 0 | 0
PseudoUnit | 0 | 0 | 0 | 0 | 0 | 0
FixedInterchange | 0 | 0 | 0 | 0 | 0 | 0
Total Fuel Consumption by Reporting Type: MAPP_CA
ReportingType | 2015 | 2020 | 2025 | 2030 | 2035 | 2040
BM | 0 | 0 | 0 | 0 | 0 | 0
CC | 67.6 | 89.27 | 91.05 | 91.81 | 95.33 | 95.32
CSP | 0 | 0 | 0 | 0 | 0 | 0
CT | 0 | 0 | 0 | 0.09 | 0.57 | 0.31
Coal | 1.11 | 2.34 | 5.68 | 20.21 | 37.81 | 55.43
Geo | 0 | 0 | 0 | 0 | 0 | 0
H | 0 | 0 | 0 | 0 | 0 | 0
LFG | 0 | 0 | 0 | 0 | 0 | 0
Nuc | 0 | 0 | 0 | 0 | 0 | 0
PS | 0 | 0 | 0 | 0 | 0 | 0
PV | 0 | 0 | 0 | 0 | 0 | 0
PeakG | 0 | 0 | 0.01 | 0 | 0 | 0
PeakO | 0 | 0 | 0 | 0 | 0 | 0
ST | 0 | 0 | 0 | 0 | 0 | 0
STOG | 0 | 0 | 0 | 0 | 0 | 0
STWD | 0 | 0 | 0 | 0 | 0 | 0
WT | 0 | 0 | 0 | 0 | 0 | 0
IGCC | 0 | 0 | 0 | 0 | 0 | 0
DemandResponse | 0 | 0 | 0 | 0 | 0 | 0
IGCC-CCS | 0 | 0 | 0 | 0 | 0 | 0
WT_off | 0 | 0 | 0 | 0 | 0 | 0
PseudoUnit | 0 | 0 | 0 | 0 | 0 | 0
FixedInterchange | 0 | 0 | 0 | 0 | 0 | 0
Total Fuel Consumption by Reporting Type: AZ_NM_SNV_Coal
ReportingType | 2015 | 2020 | 2025 | 2030 | 2035 | 2040
BM | 0 | 0 | 0 | 0 | 0 | 0
CC | 0 | 0 | 0 | 0 | 0 | 0
CSP | 0 | 0 | 0 | 0 | 0 | 0
CT | 0 | 0 | 0 | 0 | 0 | 0
Coal | 729.02 | 775.36 | 775.36 | 775.36 | 772.41 | 690.21
Geo | 0 | 0 | 0 | 0 | 0 | 0
H | 0 | 0 | 0 | 0 | 0 | 0
LFG | 0 | 0 | 0 | 0 | 0 | 0
Nuc | 0 | 0 | 0 | 0 | 0 | 0
PS | 0 | 0 | 0 | 0 | 0 | 0
PV | 0 | 0 | 0 | 0 | 0 | 0
PeakG | 0 | 0 | 0 | 0 | 0 | 0
PeakO | 0 | 0 | 0 | 0 | 0 | 0
ST | 0 | 0 | 0 | 0 | 0 | 0
STOG | 0 | 0 | 0 | 0 | 0 | 0
STWD | 0 | 0 | 0 | 0 | 0 | 0
WT | 0 | 0 | 0 | 0 | 0 | 0
IGCC | 0 | 0 | 0 | 0 | 0 | 0
DemandResponse | 0 | 0 | 0 | 0 | 0 | 0
IGCC-CCS | 0 | 0 | 0 | 0 | 0 | 0
WT_off | 0 | 0 | 0 | 0 | 0 | 0
PseudoUnit | 0 | 0 | 0 | 0 | 0 | 0
FixedInterchange | 0 | 0 | 0 | 0 | 0 | 0
Total Fuel Consumption by Reporting Type: AZ_NM_SNV_Gas
ReportingType | 2015 | 2020 | 2025 | 2030 | 2035 | 2040
BM | 0 | 0 | 0 | 0 | 0 | 0
CC | 755.06 | 766.88 | 778.16 | 597.32 | 393.77 | 360.79
CSP | 0 | 0 | 0 | 0 | 0 | 0
CT | 0 | 0 | 0.82 | 0.82 | 0 | 0
Coal | 0 | 0 | 0 | 0 | 0 | 0
Geo | 0 | 0 | 0 | 0 | 0 | 0
H | 0 | 0 | 0 | 0 | 0 | 0
LFG | 0 | 0 | 0 | 0 | 0 | 0
Nuc | 0 | 0 | 0 | 0 | 0 | 0
PS | 0 | 0 | 0 | 0 | 0 | 0
PV | 0 | 0 | 0 | 0 | 0 | 0
PeakG | 0 | 0 | 2.46 | 2.9 | 3.61 | 3.61
PeakO | 0 | 0 | 0 | 0 | 0 | 0
ST | 0 | 0 | 0 | 0 | 0 | 0
STOG | 0 | 0 | 0 | 0 | 0 | 0
STWD | 0 | 0 | 0 | 0 | 0 | 0
WT | 0 | 0 | 0 | 0 | 0 | 0
IGCC | 0 | 0 | 0 | 0 | 0 | 0
DemandResponse | 0 | 0 | 0 | 0 | 0 | 0
IGCC-CCS | 0 | 0 | 0 | 0 | 0 | 0
WT_off | 0 | 0 | 0 | 0 | 0 | 0
PseudoUnit | 0 | 0 | 0 | 0 | 0 | 0
FixedInterchange | 0 | 0 | 0 | 0 | 0 | 0
Total Fuel Consumption by Reporting Type: AZ_NM_SNV_NucRenew
ReportingType | 2015 | 2020 | 2025 | 2030 | 2035 | 2040
BM | 0 | 0 | 0 | 0 | 0 | 0
CC | 0 | 0 | 0 | 0 | 0 | 0
CSP | 0 | 0 | 0 | 0 | 0 | 0
CT | 0 | 0 | 0 | 0 | 0 | 0
Coal | 0 | 0 | 0 | 0 | 0 | 0
Geo | 0 | 0 | 0.01 | 0.01 | 0.01 | 0.01
H | 0 | 0 | 0 | 0 | 0 | 0
LFG | 0 | 0 | 6.53 | 6.53 | 6.53 | 6.53
Nuc | 317.72 | 317.72 | 317.72 | 317.72 | 317.72 | 317.72
PS | 0 | 0 | 0 | 0 | 0 | 0
PV | 0 | 0 | 0 | 0 | 0 | 0
PeakG | 0 | 0 | 0 | 0 | 0 | 0
PeakO | 0 | 0 | 0 | 0 | 0 | 0
ST | 0 | 0 | 0 | 0 | 0 | 0
STOG | 0 | 0 | 0 | 0 | 0 | 0
STWD | 1.77 | 0.37 | 0.05 | 0.05 | 0.55 | 0.55
WT | 0 | 0.04 | 0.04 | 0.08 | 0.14 | 0.18
IGCC | 0 | 0 | 0 | 0 | 0 | 0
DemandResponse | 0 | 0 | 0 | 0 | 0 | 0
IGCC-CCS | 0 | 0 | 0 | 0 | 0 | 0
WT_off | 0 | 0 | 0 | 0 | 0 | 0
PseudoUnit | 0 | 0 | 0 | 0 | 0 | 0
FixedInterchange | 0 | 0 | 0 | 0 | 0 | 0
Total Fuel Consumption by Reporting Type: ERCOT
ReportingType | 2015 | 2020 | 2025 | 2030 | 2035 | 2040
BM | 0 | 0 | 0.06 | 0 | 1.28 | 1.28
CC | 1145.45 | 1216.15 | 1128.02 | 742.19 | 792.09 | 844.1
CSP | 0 | 0 | 0 | 0 | 0 | 0
CT | 0 | 0.06 | 0.09 | 0 | 0 | 0
Coal | 1115.21 | 1251.26 | 1481.07 | 1476.13 | 1481.07 | 1481.07
Geo | 0 | 0 | 0 | 0 | 0 | 0
H | 0 | 0 | 0 | 0 | 0 | 0
LFG | 0 | 0 | 27.7 | 38.09 | 38.09 | 38.09
Nuc | 422.69 | 422.69 | 422.69 | 422.69 | 422.69 | 422.69
PS | 0 | 0 | 0 | 0 | 0 | 0
PV | 0 | 0 | 0 | 0 | 0 | 0
PeakG | 0 | 0.14 | 0.75 | 0 | 0 | 0
PeakO | 0 | 0 | 0 | 0 | 0 | 0
ST | 0 | 0 | 0 | 0 | 0 | 0
STOG | 60.05 | 78.37 | 102.74 | 50.37 | 47.88 | 41.16
STWD | 0 | 0 | 0 | 0 | 0 | 0
WT | 0.03 | 0.03 | 0.03 | 0.1 | 0.1 | 0.1
IGCC | 0 | 0 | 0 | 0 | 0 | 0
DemandResponse | 0 | 0 | 0 | 0 | 0 | 0
IGCC-CCS | 0 | 0 | 0 | 0 | 0 | 0
WT_off | 0 | 0 | 0 | 0 | 0 | 0
PseudoUnit | 0 | 0 | 0 | 0 | 0 | 0
FixedInterchange | 0 | 0 | 0 | 0 | 0 | 0
Total Fuel Consumption by Reporting Type: NP15
ReportingType | 2015 | 2020 | 2025 | 2030 | 2035 | 2040
BM | 0 | 0 | 0 | 0 | 0 | 0
CC | 276.05 | 142.41 | 203.34 | 150.6 | 49.07 | 28.37
CSP | 0 | 0 | 0 | 0 | 0 | 0
CT | 0 | 0 | 0 | 0 | 0 | 0
Coal | 2.5 | 0 | 0 | 0 | 0 | 0
Geo | 0.01 | 0.01 | 0.01 | 0.01 | 0.01 | 0.01
H | 0 | 0 | 0 | 0 | 0 | 0
LFG | 0 | 60.8 | 60.8 | 60.8 | 60.8 | 60.8
Nuc | 187.74 | 187.74 | 187.74 | 187.74 | 187.74 | 187.74
PS | 0 | 0 | 0 | 0 | 0 | 0
PV | 0 | 0 | 0 | 0 | 0 | 0
PeakG | 0 | 0 | 0 | 0 | 0 | 0
PeakO | 0 | 0 | 0 | 0 | 0 | 0
ST | 0 | 0 | 0 | 0 | 0 | 0
STOG | 1.32 | 0.78 | 1.97 | 1.21 | 1.48 | 1.05
STWD | 37.44 | 0.53 | 0.05 | 0.53 | 1.97 | 11.41
WT | 0 | 0.01 | 0.01 | 0.01 | 0.01 | 0.04
IGCC | 0 | 0 | 0 | 0 | 0 | 0
DemandResponse | 0 | 0 | 0 | 0 | 0 | 0
IGCC-CCS | 0 | 0 | 0 | 0 | 0 | 0
WT_off | 0 | 0 | 0 | 0 | 0 | 0
PseudoUnit | 0 | 0 | 0 | 0 | 0 | 0
FixedInterchange | 0 | 0 | 0 | 0 | 0 | 0
Total Fuel Consumption by Reporting Type: NWPP_Coal
ReportingType | 2015 | 2020 | 2025 | 2030 | 2035 | 2040
BM | 0 | 0 | 0 | 0 | 0 | 0
CC | 0 | 0 | 0 | 0 | 0 | 0
CSP | 0 | 0 | 0 | 0 | 0 | 0
CT | 0 | 0 | 0 | 0 | 0 | 0
Coal | 1032.68 | 1032.58 | 1032.58 | 1032.58 | 1032.58 | 1032.58
Geo | 0 | 0 | 0 | 0 | 0 | 0
H | 0 | 0 | 0 | 0 | 0 | 0
LFG | 0 | 0 | 0 | 0 | 0 | 0
Nuc | 0 | 0 | 0 | 0 | 0 | 0
PS | 0 | 0 | 0 | 0 | 0 | 0
PV | 0 | 0 | 0 | 0 | 0 | 0
PeakG | 0 | 0 | 0 | 0 | 0 | 0
PeakO | 0 | 0 | 0 | 0 | 0 | 0
ST | 0 | 0 | 0 | 0 | 0 | 0
STOG | 0 | 0 | 0 | 0 | 0 | 0
STWD | 0 | 0 | 0 | 0 | 0 | 0
WT | 0 | 0 | 0 | 0 | 0 | 0
IGCC | 0 | 0 | 0 | 0 | 0 | 0
DemandResponse | 0 | 0 | 0 | 0 | 0 | 0
IGCC-CCS | 0 | 0 | 0 | 0 | 0 | 0
WT_off | 0 | 0 | 0 | 0 | 0 | 0
PseudoUnit | 0 | 0 | 0 | 0 | 0 | 0
FixedInterchange | 0 | 0 | 0 | 0 | 0 | 0
Total Fuel Consumption by Reporting Type: NWPP_Gas
ReportingType | 2015 | 2020 | 2025 | 2030 | 2035 | 2040
BM | 0 | 0 | 0 | 0 | 0 | 0
CC | 362.19 | 362.19 | 362.19 | 449.67 | 601.71 | 538.28
CSP | 0 | 0 | 0 | 0 | 0 | 0
CT | 0 | 0 | 0 | 0 | 0 | 0
Coal | 0 | 0 | 0 | 0 | 0.02 | 66.88
Geo | 0 | 0 | 0 | 0 | 0 | 0
H | 0 | 0 | 0 | 0 | 0 | 0
LFG | 0 | 0 | 0 | 0 | 0 | 0
Nuc | 0 | 0 | 0 | 0 | 0 | 0
PS | 0 | 0 | 0 | 0 | 0 | 0
PV | 0 | 0 | 0 | 0 | 0 | 0
PeakG | 0 | 0 | 0 | 0 | 0 | 0
PeakO | 0 | 0 | 0 | 0 | 0 | 0
ST | 0 | 0 | 0 | 0 | 0 | 0
STOG | 0 | 0 | 0 | 0 | 0 | 0
STWD | 0 | 0 | 0 | 0 | 0 | 0
WT | 0 | 0 | 0 | 0 | 0 | 0
IGCC | 0 | 0 | 0 | 0 | 0 | 0
DemandResponse | 0 | 0 | 0 | 0 | 0 | 0
IGCC-CCS | 0 | 0 | 0 | 0 | 0 | 0
WT_off | 0 | 0 | 0 | 0 | 0 | 0
PseudoUnit | 0 | 0 | 0 | 0 | 0 | 0
FixedInterchange | 0 | 0 | 0 | 0 | 0 | 0
Total Fuel Consumption by Reporting Type: NWPP_NucRenew
ReportingType | 2015 | 2020 | 2025 | 2030 | 2035 | 2040
BM | 0 | 0.86 | 0 | 0.85 | 0.85 | 0
CC | 0 | 0 | 0 | 0 | 0 | 0
CSP | 0 | 0 | 0 | 0 | 0 | 0
CT | 0 | 0 | 0 | 0 | 0 | 0
Coal | 0 | 0 | 0 | 0 | 0 | 0
Geo | 0 | 0 | 0.01 | 0.01 | 0.01 | 0.01
H | 0 | 0 | 0 | 0 | 0 | 0
LFG | 2.74 | 6.72 | 29.05 | 29.05 | 29.05 | 29.05
Nuc | 88.66 | 88.66 | 88.66 | 88.66 | 88.66 | 88.66
PS | 0 | 0 | 0 | 0 | 0 | 0
PV | 0 | 0 | 0 | 0 | 0 | 0
PeakG | 0 | 0 | 0 | 0 | 0 | 0
PeakO | 0 | 0 | 0 | 0 | 0 | 0
ST | 0 | 0 | 0 | 0 | 0 | 0
STOG | 0 | 0 | 0 | 0 | 0 | 0
STWD | 0 | 0 | 0 | 0 | 0 | 0
WT | 0.02 | 0.02 | 0.02 | 0.02 | 0.02 | 0.02
IGCC | 0 | 0 | 0 | 0 | 0 | 0
DemandResponse | 0 | 0 | 0 | 0 | 0 | 0
IGCC-CCS | 0 | 0 | 0 | 0 | 0 | 0
WT_off | 0 | 0 | 0 | 0 | 0 | 0
PseudoUnit | 0 | 0 | 0 | 0 | 0 | 0
FixedInterchange | 0 | 0 | 0 | 0 | 0 | 0
Total Fuel Consumption by Reporting Type: RMPA
ReportingType | 2015 | 2020 | 2025 | 2030 | 2035 | 2040
BM | 0 | 0 | 0 | 0 | 0 | 0
CC | 64.33 | 39.05 | 11.35 | 15.59 | 23.31 | 11.52
CSP | 0 | 0 | 0 | 0 | 0 | 0
CT | 0 | 0 | 0 | 0 | 0 | 0
Coal | 562.69 | 549.7 | 518.05 | 518.05 | 580.92 | 662.42
Geo | 0 | 0 | 0.02 | 0.02 | 0.02 | 0.02
H | 0 | 0 | 0 | 0 | 0 | 0
LFG | 0.15 | 0.15 | 0.15 | 3.26 | 3.26 | 3.26
Nuc | 0 | 0 | 0 | 0 | 0 | 0
PS | 0 | 0 | 0 | 0 | 0 | 0
PV | 0 | 0 | 0 | 0 | 0 | 0
PeakG | 0.12 | 0.11 | 0 | 0.14 | 0.13 | 0.08
PeakO | 0 | 0 | 0 | 0 | 0 | 0
ST | 0 | 0 | 0 | 0 | 0 | 0
STOG | 0 | 0 | 0 | 0 | 0 | 0
STWD | 0 | 0 | 0 | 0 | 0 | 0
WT | 0.01 | 0.02 | 0.02 | 0.02 | 0.02 | 0.02
IGCC | 0 | 0 | 0 | 0 | 0 | 0
DemandResponse | 0 | 0 | 0 | 0 | 0 | 0
IGCC-CCS | 0 | 0 | 0 | 0 | 0 | 0
WT_off | 0 | 0 | 0 | 0 | 0 | 0
PseudoUnit | 0 | 0 | 0 | 0 | 0 | 0
FixedInterchange | 0 | 0 | 0 | 0 | 0 | 0
Total Fuel Consumption by Reporting Type: SP15
ReportingType | 2015 | 2020 | 2025 | 2030 | 2035 | 2040
BM | 0.58 | 0.14 | 0.02 | 0.02 | 0.17 | 0.18
CC | 236 | 132.78 | 128.49 | 100.72 | 75.46 | 44.83
CSP | 0 | 0 | 0 | 0 | 0 | 0
CT | 0 | 0 | 0 | 0 | 0 | 0
Coal | 8.42 | 8.42 | 8.42 | 2.56 | 0 | 0
Geo | 0.01 | 0.02 | 0.02 | 0.02 | 0.02 | 0.02
H | 0 | 0 | 0 | 0 | 0 | 0
LFG | 0.99 | 60.8 | 60.8 | 60.8 | 60.8 | 60.8
Nuc | 173.28 | 173.28 | 173.28 | 173.28 | 173.28 | 173.28
PS | 0 | 0 | 0 | 0 | 0 | 0
PV | 0 | 0 | 0 | 0 | 0 | 0
PeakG | 0 | 0 | 0 | 0 | 0 | 0
PeakO | 0 | 0 | 0 | 0 | 0 | 0
ST | 0 | 0 | 0 | 0 | 0 | 0
STOG | 1.62 | 1.97 | 0.46 | 0.2 | 0.43 | 0.74
STWD | 9.59 | 0.26 | 0.14 | 0.26 | 0.51 | 1.98
WT | 0.01 | 0.01 | 0.01 | 0.04 | 0.04 | 0.04
IGCC | 0 | 0 | 0 | 0 | 0 | 0
DemandResponse | 0 | 0 | 0 | 0 | 0 | 0
IGCC-CCS | 0 | 0 | 0 | 0 | 0 | 0
WT_off | 0 | 0 | 0 | 0 | 0 | 0
PseudoUnit | 0 | 0 | 0 | 0 | 0 | 0
FixedInterchange | 0 | 0 | 0 | 0 | 0 | 0
Total Fuel Consumption by Reporting Type: ALB
ReportingType | 2015 | 2020 | 2025 | 2030 | 2035 | 2040
BM | 0 | 0 | 0 | 0 | 0 | 0
CC | 138.72 | 178.06 | 205.21 | 246.33 | 280.74 | 320.06
CSP | 0 | 0 | 0 | 0 | 0 | 0
CT | 0 | 0 | 0 | 0 | 0 | 0
Coal | 470.15 | 470.15 | 470.15 | 470.15 | 470.15 | 470.15
Geo | 0 | 0 | 0 | 0 | 0 | 0
H | 0 | 0 | 0 | 0 | 0 | 0
LFG | 0 | 0 | 0 | 0 | 0 | 0
Nuc | 0 | 0 | 0 | 0 | 0 | 0
PS | 0 | 0 | 0 | 0 | 0 | 0
PV | 0 | 0 | 0 | 0 | 0 | 0
PeakG | 0 | 0 | 0 | 0 | 0 | 0
PeakO | 0 | 0 | 0 | 0 | 0 | 0
ST | 0 | 0 | 0 | 0 | 0 | 0
STOG | 0 | 0 | 0 | 0 | 0 | 0
STWD | 0 | 0 | 0 | 0 | 0 | 0
WT | 0 | 0 | 0 | 0 | 0 | 0
IGCC | 0 | 0 | 0 | 0 | 0 | 0
DemandResponse | 0 | 0 | 0 | 0 | 0 | 0
IGCC-CCS | 0 | 0 | 0 | 0 | 0 | 0
WT_off | 0 | 0 | 0 | 0 | 0 | 0
PseudoUnit | 0 | 0 | 0 | 0 | 0 | 0
FixedInterchange | 0 | 0 | 0 | 0 | 0 | 0
Total Fuel Consumption by Reporting Type: BC
ReportingType | 2015 | 2020 | 2025 | 2030 | 2035 | 2040
BM | 0 | 0 | 0 | 0 | 0 | 0
CC | 67.22 | 88.55 | 120.65 | 146.71 | 184.92 | 212.36
CSP | 0 | 0 | 0 | 0 | 0 | 0
CT | 0 | 0 | 0 | 0 | 0 | 0
Coal | 0 | 0 | 0 | 0 | 0 | 0
Geo | 0 | 0 | 0 | 0 | 0 | 0
H | 0 | 0 | 0 | 0 | 0 | 0
LFG | 0 | 0 | 0 | 0 | 0 | 0
Nuc | 0 | 0 | 0 | 0 | 0 | 0
PS | 0 | 0 | 0 | 0 | 0 | 0
PV | 0 | 0 | 0 | 0 | 0 | 0
PeakG | 0 | 0 | 0 | 0 | 0 | 0
PeakO | 0 | 0 | 0 | 0 | 0 | 0
ST | 0 | 0 | 0 | 0 | 0 | 0
STOG | 0 | 0 | 0 | 0 | 0 | 0
STWD | 0 | 0 | 0 | 0 | 0 | 0
WT | 0 | 0 | 0 | 0 | 0 | 0
IGCC | 0 | 0 | 0 | 0 | 0 | 0
DemandResponse | 0 | 0 | 0 | 0 | 0 | 0
IGCC-CCS | 0 | 0 | 0 | 0 | 0 | 0
WT_off | 0 | 0 | 0 | 0 | 0 | 0
PseudoUnit | 0 | 0 | 0 | 0 | 0 | 0
FixedInterchange | 0 | 0 | 0 | 0 | 0 | 0
Total Fuel Consumption by Reporting Type: HQ_IESO
ReportingType | 2015 | 2020 | 2025 | 2030 | 2035 | 2040
BM | 0 | 0 | 0 | 0 | 0 | 0
CC | 0 | 0 | 0 | 0 | 0 | 0
CSP | 0 | 0 | 0 | 0 | 0 | 0
CT | 0 | 0 | 0 | 0 | 0 | 0
Coal | 0 | 0 | 0 | 0 | 0 | 0
Geo | 0 | 0 | 0 | 0 | 0 | 0
H | 0 | 0 | 0 | 0 | 0 | 0
LFG | 0 | 0 | 0 | 0 | 0 | 0
Nuc | 0 | 0 | 0 | 0 | 0 | 0
PS | 0 | 0 | 0 | 0 | 0 | 0
PV | 0 | 0 | 0 | 0 | 0 | 0
PeakG | 0 | 0 | 0 | 0 | 0 | 0
PeakO | 0 | 0 | 0 | 0 | 0 | 0
ST | 0 | 0 | 0 | 0 | 0 | 0
STOG | 0 | 0 | 0 | 0 | 0 | 0
STWD | 0 | 0 | 0 | 0 | 0 | 0
WT | 0 | 0 | 0 | 0 | 0 | 0
IGCC | 0 | 0 | 0 | 0 | 0 | 0
DemandResponse | 0 | 0 | 0 | 0 | 0 | 0
IGCC-CCS | 0 | 0 | 0 | 0 | 0 | 0
WT_off | 0 | 0 | 0 | 0 | 0 | 0
PseudoUnit | 0 | 0 | 0 | 0 | 0 | 0
FixedInterchange | 0 | 0 | 0 | 0 | 0 | 0
Total Fuel Consumption by Reporting Type: HQ_NEISO
ReportingType | 2015 | 2020 | 2025 | 2030 | 2035 | 2040
BM | 0 | 0 | 0 | 0 | 0 | 0
CC | 0 | 0 | 0 | 0 | 0 | 0
CSP | 0 | 0 | 0 | 0 | 0 | 0
CT | 0 | 0 | 0 | 0 | 0 | 0
Coal | 0 | 0 | 0 | 0 | 0 | 0
Geo | 0 | 0 | 0 | 0 | 0 | 0
H | 0 | 0 | 0 | 0 | 0 | 0
LFG | 0 | 0 | 0 | 0 | 0 | 0
Nuc | 0 | 0 | 0 | 0 | 0 | 0
PS | 0 | 0 | 0 | 0 | 0 | 0
PV | 0 | 0 | 0 | 0 | 0 | 0
PeakG | 0 | 0 | 0 | 0 | 0 | 0
PeakO | 0 | 0 | 0 | 0 | 0 | 0
ST | 0 | 0 | 0 | 0 | 0 | 0
STOG | 0 | 0 | 0 | 0 | 0 | 0
STWD | 0 | 0 | 0 | 0 | 0 | 0
WT | 0 | 0 | 0 | 0 | 0 | 0
IGCC | 0 | 0 | 0 | 0 | 0 | 0
DemandResponse | 0 | 0 | 0 | 0 | 0 | 0
IGCC-CCS | 0 | 0 | 0 | 0 | 0 | 0
WT_off | 0 | 0 | 0 | 0 | 0 | 0
PseudoUnit | 0 | 0 | 0 | 0 | 0 | 0
FixedInterchange | 0.02 | 0.02 | 0.02 | 0.02 | 0.02 | 0.02
Total Fuel Consumption by Reporting Type: HQ_NY
ReportingType | 2015 | 2020 | 2025 | 2030 | 2035 | 2040
BM | 0 | 0 | 0 | 0 | 0 | 0
CC | 0 | 0 | 0 | 0 | 0 | 0
CSP | 0 | 0 | 0 | 0 | 0 | 0
CT | 0 | 0 | 0 | 0 | 0 | 0
Coal | 0 | 0 | 0 | 0 | 0 | 0
Geo | 0 | 0 | 0 | 0 | 0 | 0
H | 0 | 0 | 0 | 0 | 0 | 0
LFG | 0 | 0 | 0 | 0 | 0 | 0
Nuc | 0 | 0 | 0 | 0 | 0 | 0
PS | 0 | 0 | 0 | 0 | 0 | 0
PV | 0 | 0 | 0 | 0 | 0 | 0
PeakG | 0 | 0 | 0 | 0 | 0 | 0
PeakO | 0 | 0 | 0 | 0 | 0 | 0
ST | 0 | 0 | 0 | 0 | 0 | 0
STOG | 0 | 0 | 0 | 0 | 0 | 0
STWD | 0 | 0 | 0 | 0 | 0 | 0
WT | 0 | 0 | 0 | 0 | 0 | 0
IGCC | 0 | 0 | 0 | 0 | 0 | 0
DemandResponse | 0 | 0 | 0 | 0 | 0 | 0
IGCC-CCS | 0 | 0 | 0 | 0 | 0 | 0
WT_off | 0 | 0 | 0 | 0 | 0 | 0
PseudoUnit | 0 | 0 | 0 | 0 | 0 | 0
FixedInterchange | 0.01 | 0.01 | 0.01 | 0.01 | 0.01 | 0.01
Total Fuel Consumption by Reporting Type: MARITIMES
ReportingType | 2015 | 2020 | 2025 | 2030 | 2035 | 2040
BM | 0 | 0 | 0 | 0 | 0 | 0
CC | 0 | 0 | 0 | 0 | 0 | 0
CSP | 0 | 0 | 0 | 0 | 0 | 0
CT | 0 | 0 | 0 | 0 | 0 | 0
Coal | 0 | 0 | 0 | 0 | 0 | 0
Geo | 0 | 0 | 0 | 0 | 0 | 0
H | 0 | 0 | 0 | 0 | 0 | 0
LFG | 0 | 0 | 0 | 0 | 0 | 0
Nuc | 0 | 0 | 0 | 0 | 0 | 0
PS | 0 | 0 | 0 | 0 | 0 | 0
PV | 0 | 0 | 0 | 0 | 0 | 0
PeakG | 0 | 0 | 0 | 0 | 0 | 0
PeakO | 0 | 0 | 0 | 0 | 0 | 0
ST | 0 | 0 | 0 | 0 | 0 | 0
STOG | 0 | 0 | 0 | 0 | 0 | 0
STWD | 0 | 0 | 0 | 0 | 0 | 0
WT | 0 | 0 | 0 | 0 | 0 | 0
IGCC | 0 | 0 | 0 | 0 | 0 | 0
DemandResponse | 0 | 0 | 0 | 0 | 0 | 0
IGCC-CCS | 0 | 0 | 0 | 0 | 0 | 0
WT_off | 0 | 0 | 0 | 0 | 0 | 0
PseudoUnit | 0 | 0 | 0 | 0 | 0 | 0
FixedInterchange | 0.01 | 0.01 | 0.01 | 0.01 | 0.01 | 0.01
Total Fuel Consumption by Reporting Type: All
ReportingType | 2015 | 2020 | 2025 | 2030 | 2035 | 2040
BM | 28.89 | 9.33 | 9.89 | 7.6 | 7.25 | 5.24
CC | 8098.85 | 8924.69 | 8241.97 | 7947.58 | 9126.32 | 10191.22
CSP | 0 | 0 | 0 | 0 | 0 | 0
CT | 10.03 | 18.87 | 20.16 | 26.83 | 38.05 | 47.88
Coal | 18023.66 | 17227.45 | 18418.64 | 18815.44 | 19855.44 | 20903.65
Geo | 0.02 | 0.04 | 0.07 | 0.07 | 0.07 | 0.07
H | 0 | 0 | 0 | 0 | 0 | 0
LFG | 20.69 | 230.83 | 468.63 | 546.48 | 546.54 | 546.54
Nuc | 9611.91 | 9929.34 | 9929.34 | 9808.23 | 7627.79 | 6006.6
PS | 0 | 0 | 0 | 0 | 0 | 0
PV | 0 | 0.01 | 0.01 | 0.01 | 0.01 | 0.01
PeakG | 37.86 | 50.36 | 74.87 | 68.8 | 67.96 | 67.59
PeakO | 0 | 0 | 0 | 0 | 0 | 0
ST | 0 | 0.01 | 0.01 | 0.01 | 0.01 | 0.01
STOG | 179.88 | 224.87 | 237.89 | 183.53 | 191.97 | 181.49
STWD | 126.41 | 39.59 | 17.56 | 12.45 | 14.08 | 26.57
WT | 0.18 | 0.28 | 0.38 | 0.58 | 0.69 | 0.78
IGCC | 40.45 | 40.45 | 40.45 | 40.45 | 40.45 | 40.45
DemandResponse | 0 | 0 | 0 | 0 | 0 | 0
IGCC-CCS | 0 | 0 | 0 | 0 | 0 | 0
WT_off | 0 | 0 | 0.01 | 0.02 | 0.01 | 0.02
PseudoUnit | 0 | 0 | 0 | 0 | 0 | 0
FixedInterchange | 0.04 | 0.04 | 0.04 | 0.04 | 0.04 | 0.04
Total Fuel Consumption by Reporting Type: EI_US
ReportingType | 2015 | 2020 | 2025 | 2030 | 2035 | 2040
BM | 28.31 | 8.33 | 9.81 | 6.74 | 4.96 | 3.74
CC | 4979.77 | 5899.15 | 5200.11 | 5391.03 | 6568.64 | 7551.84
CSP | 0 | 0 | 0 | 0 | 0 | 0
CT | 10.03 | 18.81 | 19.26 | 25.93 | 37.09 | 46.09
Coal | 14101.89 | 13137.65 | 14127.33 | 14520.39 | 15480.5 | 16444.92
Geo | 0 | 0 | 0 | 0 | 0 | 0
H | 0 | 0 | 0 | 0 | 0 | 0
LFG | 15.24 | 100.81 | 282.05 | 346.39 | 346.39 | 346.39
Nuc | 7357.09 | 7674.53 | 7674.53 | 7553.42 | 5457.23 | 3961.98
PS | 0 | 0 | 0 | 0 | 0 | 0
PV | 0 | 0 | 0.01 | 0.01 | 0.01 | 0.01
PeakG | 37.74 | 50.11 | 71.65 | 65.76 | 64.17 | 63.72
PeakO | 0 | 0 | 0 | 0 | 0 | 0
ST | 0 | 0 | 0 | 0 | 0 | 0
STOG | 116.89 | 143.75 | 132.71 | 131.75 | 142.18 | 138.55
STWD | 77.6 | 38.43 | 17.33 | 11.62 | 11.05 | 12.63
WT | 0.11 | 0.15 | 0.25 | 0.31 | 0.36 | 0.37
IGCC | 40.45 | 40.45 | 40.45 | 40.45 | 40.45 | 40.45
DemandResponse | 0 | 0 | 0 | 0 | 0 | 0
IGCC-CCS | 0 | 0 | 0 | 0 | 0 | 0
WT_off | 0 | 0 | 0.01 | 0.02 | 0.01 | 0.02
PseudoUnit | 0 | 0 | 0 | 0 | 0 | 0
FixedInterchange | 0.03 | 0.03 | 0.03 | 0.03 | 0.03 | 0.03
Total Fuel Consumption by Reporting Type: EI_Canada
ReportingType | 2015 | 2020 | 2025 | 2030 | 2035 | 2040
BM | 0 | 0 | 0 | 0 | 0 | 0.04
CC | 74.06 | 99.49 | 104.46 | 107.44 | 156.61 | 279.08
CSP | 0 | 0 | 0 | 0 | 0 | 0
CT | 0 | 0 | 0 | 0.09 | 0.96 | 1.79
Coal | 1.11 | 2.34 | 5.68 | 20.21 | 37.81 | 55.43
Geo | 0 | 0 | 0 | 0 | 0 | 0
H | 0 | 0 | 0 | 0 | 0 | 0
LFG | 1.56 | 1.56 | 1.56 | 1.56 | 1.61 | 1.61
Nuc | 1064.72 | 1064.72 | 1064.72 | 1064.72 | 980.48 | 854.53
PS | 0 | 0 | 0 | 0 | 0 | 0
PV | 0 | 0 | 0 | 0 | 0 | 0
PeakG | 0 | 0 | 0.01 | 0 | 0.05 | 0.17
PeakO | 0 | 0 | 0 | 0 | 0 | 0
ST | 0 | 0 | 0 | 0 | 0 | 0
STOG | 0 | 0 | 0 | 0 | 0 | 0
STWD | 0 | 0 | 0 | 0 | 0 | 0
WT | 0.01 | 0.01 | 0.01 | 0.01 | 0.01 | 0.01
IGCC | 0 | 0 | 0 | 0 | 0 | 0
DemandResponse | 0 | 0 | 0 | 0 | 0 | 0
IGCC-CCS | 0 | 0 | 0 | 0 | 0 | 0
WT_off | 0 | 0 | 0 | 0 | 0 | 0
PseudoUnit | 0 | 0 | 0 | 0 | 0 | 0
FixedInterchange | 0 | 0 | 0 | 0 | 0 | 0
Total Fuel Consumption by Reporting Type: EI
ReportingType | 2015 | 2020 | 2025 | 2030 | 2035 | 2040
BM | 28.31 | 8.33 | 9.81 | 6.74 | 4.96 | 3.78
CC | 5053.83 | 5998.64 | 5304.57 | 5498.46 | 6725.26 | 7830.92
CSP | 0 | 0 | 0 | 0 | 0 | 0
CT | 10.03 | 18.81 | 19.26 | 26.02 | 38.05 | 47.88
Coal | 14103 | 13139.98 | 14133.01 | 14540.6 | 15518.3 | 16500.34
Geo | 0 | 0 | 0 | 0 | 0 | 0
H | 0 | 0 | 0 | 0 | 0 | 0
LFG | 16.8 | 102.37 | 283.61 | 347.95 | 348.01 | 348.01
Nuc | 8421.82 | 8739.25 | 8739.25 | 8618.15 | 6437.71 | 4816.51
PS | 0 | 0 | 0 | 0 | 0 | 0
PV | 0 | 0 | 0.01 | 0.01 | 0.01 | 0.01
PeakG | 37.74 | 50.11 | 71.65 | 65.76 | 64.22 | 63.9
PeakO | 0 | 0 | 0 | 0 | 0 | 0
ST | 0 | 0 | 0 | 0 | 0 | 0
STOG | 116.89 | 143.75 | 132.71 | 131.75 | 142.18 | 138.55
STWD | 77.6 | 38.43 | 17.33 | 11.62 | 11.05 | 12.63
WT | 0.12 | 0.16 | 0.26 | 0.32 | 0.37 | 0.38
IGCC | 40.45 | 40.45 | 40.45 | 40.45 | 40.45 | 40.45
DemandResponse | 0 | 0 | 0 | 0 | 0 | 0
IGCC-CCS | 0 | 0 | 0 | 0 | 0 | 0
WT_off | 0 | 0 | 0.01 | 0.02 | 0.01 | 0.02
PseudoUnit | 0 | 0 | 0 | 0 | 0 | 0
FixedInterchange | 0.04 | 0.04 | 0.04 | 0.04 | 0.04 | 0.04
Total Fuel Consumption by Reporting Type: Outside_EI
ReportingType | 2015 | 2020 | 2025 | 2030 | 2035 | 2040
BM | 0.58 | 1 | 0.08 | 0.86 | 2.3 | 1.45
CC | 3045.02 | 2926.05 | 2937.4 | 2449.11 | 2401.07 | 2360.3
CSP | 0 | 0 | 0 | 0 | 0 | 0
CT | 0 | 0.06 | 0.91 | 0.82 | 0 | 0
Coal | 3920.67 | 4087.47 | 4285.63 | 4274.84 | 4337.14 | 4403.3
Geo | 0.02 | 0.04 | 0.07 | 0.07 | 0.07 | 0.07
H | 0 | 0 | 0 | 0 | 0 | 0
LFG | 3.89 | 128.46 | 185.02 | 198.53 | 198.53 | 198.53
Nuc | 1190.09 | 1190.09 | 1190.09 | 1190.09 | 1190.09 | 1190.09
PS | 0 | 0 | 0 | 0 | 0 | 0
PV | 0 | 0 | 0 | 0 | 0 | 0
PeakG | 0.12 | 0.25 | 3.21 | 3.04 | 3.74 | 3.69
PeakO | 0 | 0 | 0 | 0 | 0 | 0
ST | 0 | 0.01 | 0.01 | 0.01 | 0.01 | 0.01
STOG | 63 | 81.12 | 105.18 | 51.78 | 49.79 | 42.95
STWD | 48.8 | 1.16 | 0.23 | 0.84 | 3.02 | 13.95
WT | 0.06 | 0.12 | 0.12 | 0.26 | 0.33 | 0.4
IGCC | 0 | 0 | 0 | 0 | 0 | 0
DemandResponse | 0 | 0 | 0 | 0 | 0 | 0
IGCC-CCS | 0 | 0 | 0 | 0 | 0 | 0
WT_off | 0 | 0 | 0 | 0 | 0 | 0
PseudoUnit | 0 | 0 | 0 | 0 | 0 | 0
FixedInterchange | 0 | 0 | 0 | 0 | 0 | 0
#5 | Annual Emmission Levels
SO2 Emissions (MMshortTons): Entergy
ReportingType | 2015 | 2020 | 2025 | 2030 | 2035 | 2040
BM | 0 | 0 | 0 | 0 | 0 | 0
CC | 0 | 0 | 0 | 0 | 0 | 0
CSP | 0 | 0 | 0 | 0 | 0 | 0
CT | 0 | 0 | 0 | 0 | 0 | 0
Coal | 0.38 | 0.07 | 0.16 | 0.17 | 0.17 | 0.17
Geo | 0 | 0 | 0 | 0 | 0 | 0
H | 0 | 0 | 0 | 0 | 0 | 0
LFG | 0 | 0 | 0 | 0 | 0 | 0
Nuc | 0 | 0 | 0 | 0 | 0 | 0
PS | 0 | 0 | 0 | 0 | 0 | 0
PV | 0 | 0 | 0 | 0 | 0 | 0
PeakG | 0 | 0 | 0 | 0 | 0 | 0
PeakO | 0 | 0 | 0 | 0 | 0 | 0
ST | 0 | 0 | 0 | 0 | 0 | 0
STOG | 0 | 0 | 0 | 0 | 0 | 0
STWD | 0 | 0 | 0 | 0 | 0 | 0
WT | 0 | 0 | 0 | 0 | 0 | 0
IGCC | 0 | 0 | 0 | 0 | 0 | 0
DemandResponse | 0 | 0 | 0 | 0 | 0 | 0
IGCC-CCS | 0 | 0 | 0 | 0 | 0 | 0
WT_off | 0 | 0 | 0 | 0 | 0 | 0
PseudoUnit | 0 | 0 | 0 | 0 | 0 | 0
FixedInterchange | 0 | 0 | 0 | 0 | 0 | 0
SO2 Emissions (MMshortTons): FRCC
ReportingType | 2015 | 2020 | 2025 | 2030 | 2035 | 2040
BM | 0 | 0 | 0 | 0 | 0 | 0
CC | 0 | 0 | 0 | 0 | 0 | 0
CSP | 0 | 0 | 0 | 0 | 0 | 0
CT | 0 | 0 | 0 | 0 | 0 | 0
Coal | 0.07 | 0.03 | 0.03 | 0.03 | 0.04 | 0.04
Geo | 0 | 0 | 0 | 0 | 0 | 0
H | 0 | 0 | 0 | 0 | 0 | 0
LFG | 0 | 0 | 0 | 0 | 0 | 0
Nuc | 0 | 0 | 0 | 0 | 0 | 0
PS | 0 | 0 | 0 | 0 | 0 | 0
PV | 0 | 0 | 0 | 0 | 0 | 0
PeakG | 0 | 0 | 0 | 0 | 0 | 0
PeakO | 0 | 0 | 0 | 0 | 0 | 0
ST | 0 | 0 | 0 | 0 | 0 | 0
STOG | 0 | 0 | 0 | 0 | 0 | 0
STWD | 0 | 0 | 0 | 0 | 0 | 0
WT | 0 | 0 | 0 | 0 | 0 | 0
IGCC | 0 | 0 | 0 | 0 | 0 | 0
DemandResponse | 0 | 0 | 0 | 0 | 0 | 0
IGCC-CCS | 0 | 0 | 0 | 0 | 0 | 0
WT_off | 0 | 0 | 0 | 0 | 0 | 0
PseudoUnit | 0 | 0 | 0 | 0 | 0 | 0
FixedInterchange | 0 | 0 | 0 | 0 | 0 | 0
SO2 Emissions (MMshortTons): MAPP_US
ReportingType | 2015 | 2020 | 2025 | 2030 | 2035 | 2040
BM | 0 | 0 | 0 | 0 | 0 | 0
CC | 0 | 0 | 0 | 0 | 0 | 0
CSP | 0 | 0 | 0 | 0 | 0 | 0
CT | 0 | 0 | 0 | 0 | 0 | 0
Coal | 0.04 | 0.02 | 0.02 | 0.02 | 0.02 | 0.02
Geo | 0 | 0 | 0 | 0 | 0 | 0
H | 0 | 0 | 0 | 0 | 0 | 0
LFG | 0 | 0 | 0 | 0 | 0 | 0
Nuc | 0 | 0 | 0 | 0 | 0 | 0
PS | 0 | 0 | 0 | 0 | 0 | 0
PV | 0 | 0 | 0 | 0 | 0 | 0
PeakG | 0 | 0 | 0 | 0 | 0 | 0
PeakO | 0 | 0 | 0 | 0 | 0 | 0
ST | 0 | 0 | 0 | 0 | 0 | 0
STOG | 0 | 0 | 0 | 0 | 0 | 0
STWD | 0 | 0 | 0 | 0 | 0 | 0
WT | 0 | 0 | 0 | 0 | 0 | 0
IGCC | 0 | 0 | 0 | 0 | 0 | 0
DemandResponse | 0 | 0 | 0 | 0 | 0 | 0
IGCC-CCS | 0 | 0 | 0 | 0 | 0 | 0
WT_off | 0 | 0 | 0 | 0 | 0 | 0
PseudoUnit | 0 | 0 | 0 | 0 | 0 | 0
FixedInterchange | 0 | 0 | 0 | 0 | 0 | 0
SO2 Emissions (MMshortTons): MISO_IN
ReportingType | 2015 | 2020 | 2025 | 2030 | 2035 | 2040
BM | 0 | 0 | 0 | 0 | 0 | 0
CC | 0 | 0 | 0 | 0 | 0 | 0
CSP | 0 | 0 | 0 | 0 | 0 | 0
CT | 0 | 0 | 0 | 0 | 0 | 0
Coal | 0.26 | 0.14 | 0.15 | 0.16 | 0.17 | 0.18
Geo | 0 | 0 | 0 | 0 | 0 | 0
H | 0 | 0 | 0 | 0 | 0 | 0
LFG | 0 | 0 | 0 | 0 | 0 | 0
Nuc | 0 | 0 | 0 | 0 | 0 | 0
PS | 0 | 0 | 0 | 0 | 0 | 0
PV | 0 | 0 | 0 | 0 | 0 | 0
PeakG | 0 | 0 | 0 | 0 | 0 | 0
PeakO | 0 | 0 | 0 | 0 | 0 | 0
ST | 0 | 0 | 0 | 0 | 0 | 0
STOG | 0 | 0 | 0 | 0 | 0 | 0
STWD | 0 | 0 | 0 | 0 | 0 | 0
WT | 0 | 0 | 0 | 0 | 0 | 0
IGCC | 0 | 0 | 0 | 0 | 0 | 0
DemandResponse | 0 | 0 | 0 | 0 | 0 | 0
IGCC-CCS | 0 | 0 | 0 | 0 | 0 | 0
WT_off | 0 | 0 | 0 | 0 | 0 | 0
PseudoUnit | 0 | 0 | 0 | 0 | 0 | 0
FixedInterchange | 0 | 0 | 0 | 0 | 0 | 0
SO2 Emissions (MMshortTons): MISO_MI
ReportingType | 2015 | 2020 | 2025 | 2030 | 2035 | 2040
BM | 0 | 0 | 0 | 0 | 0 | 0
CC | 0 | 0 | 0 | 0 | 0 | 0
CSP | 0 | 0 | 0 | 0 | 0 | 0
CT | 0 | 0 | 0 | 0 | 0 | 0
Coal | 0.24 | 0.03 | 0.03 | 0.04 | 0.04 | 0.04
Geo | 0 | 0 | 0 | 0 | 0 | 0
H | 0 | 0 | 0 | 0 | 0 | 0
LFG | 0 | 0 | 0 | 0 | 0 | 0
Nuc | 0 | 0 | 0 | 0 | 0 | 0
PS | 0 | 0 | 0 | 0 | 0 | 0
PV | 0 | 0 | 0 | 0 | 0 | 0
PeakG | 0 | 0 | 0 | 0 | 0 | 0
PeakO | 0 | 0 | 0 | 0 | 0 | 0
ST | 0 | 0 | 0 | 0 | 0 | 0
STOG | 0 | 0 | 0 | 0 | 0 | 0
STWD | 0 | 0 | 0 | 0 | 0 | 0
WT | 0 | 0 | 0 | 0 | 0 | 0
IGCC | 0 | 0 | 0 | 0 | 0 | 0
DemandResponse | 0 | 0 | 0 | 0 | 0 | 0
IGCC-CCS | 0 | 0 | 0 | 0 | 0 | 0
WT_off | 0 | 0 | 0 | 0 | 0 | 0
PseudoUnit | 0 | 0 | 0 | 0 | 0 | 0
FixedInterchange | 0 | 0 | 0 | 0 | 0 | 0
SO2 Emissions (MMshortTons): MISO_MO-IL
ReportingType | 2015 | 2020 | 2025 | 2030 | 2035 | 2040
BM | 0 | 0 | 0 | 0 | 0 | 0
CC | 0 | 0 | 0 | 0 | 0 | 0
CSP | 0 | 0 | 0 | 0 | 0 | 0
CT | 0 | 0 | 0 | 0 | 0 | 0
Coal | 0.48 | 0.1 | 0.19 | 0.22 | 0.26 | 0.27
Geo | 0 | 0 | 0 | 0 | 0 | 0
H | 0 | 0 | 0 | 0 | 0 | 0
LFG | 0 | 0 | 0 | 0 | 0 | 0
Nuc | 0 | 0 | 0 | 0 | 0 | 0
PS | 0 | 0 | 0 | 0 | 0 | 0
PV | 0 | 0 | 0 | 0 | 0 | 0
PeakG | 0 | 0 | 0 | 0 | 0 | 0
PeakO | 0 | 0 | 0 | 0 | 0 | 0
ST | 0 | 0 | 0 | 0 | 0 | 0
STOG | 0 | 0 | 0 | 0 | 0 | 0
STWD | 0 | 0 | 0 | 0 | 0 | 0
WT | 0 | 0 | 0 | 0 | 0 | 0
IGCC | 0 | 0 | 0 | 0 | 0 | 0
DemandResponse | 0 | 0 | 0 | 0 | 0 | 0
IGCC-CCS | 0 | 0 | 0 | 0 | 0 | 0
WT_off | 0 | 0 | 0 | 0 | 0 | 0
PseudoUnit | 0 | 0 | 0 | 0 | 0 | 0
FixedInterchange | 0 | 0 | 0 | 0 | 0 | 0
SO2 Emissions (MMshortTons): MISO_W
ReportingType | 2015 | 2020 | 2025 | 2030 | 2035 | 2040
BM | 0 | 0 | 0 | 0 | 0 | 0
CC | 0 | 0 | 0 | 0 | 0 | 0
CSP | 0 | 0 | 0 | 0 | 0 | 0
CT | 0 | 0 | 0 | 0 | 0 | 0
Coal | 0.23 | 0.05 | 0.06 | 0.05 | 0.05 | 0.05
Geo | 0 | 0 | 0 | 0 | 0 | 0
H | 0 | 0 | 0 | 0 | 0 | 0
LFG | 0 | 0 | 0 | 0 | 0 | 0
Nuc | 0 | 0 | 0 | 0 | 0 | 0
PS | 0 | 0 | 0 | 0 | 0 | 0
PV | 0 | 0 | 0 | 0 | 0 | 0
PeakG | 0 | 0 | 0 | 0 | 0 | 0
PeakO | 0 | 0 | 0 | 0 | 0 | 0
ST | 0 | 0 | 0 | 0 | 0 | 0
STOG | 0 | 0 | 0 | 0 | 0 | 0
STWD | 0 | 0 | 0 | 0 | 0 | 0
WT | 0 | 0 | 0 | 0 | 0 | 0
IGCC | 0 | 0 | 0 | 0 | 0 | 0
DemandResponse | 0 | 0 | 0 | 0 | 0 | 0
IGCC-CCS | 0 | 0 | 0 | 0 | 0 | 0
WT_off | 0 | 0 | 0 | 0 | 0 | 0
PseudoUnit | 0 | 0 | 0 | 0 | 0 | 0
FixedInterchange | 0 | 0 | 0 | 0 | 0 | 0
SO2 Emissions (MMshortTons): MISO_WUMS
ReportingType | 2015 | 2020 | 2025 | 2030 | 2035 | 2040
BM | 0 | 0 | 0 | 0 | 0 | 0
CC | 0 | 0 | 0 | 0 | 0 | 0
CSP | 0 | 0 | 0 | 0 | 0 | 0
CT | 0 | 0 | 0 | 0 | 0 | 0
Coal | 0.05 | 0.01 | 0.01 | 0.02 | 0.02 | 0.03
Geo | 0 | 0 | 0 | 0 | 0 | 0
H | 0 | 0 | 0 | 0 | 0 | 0
LFG | 0 | 0 | 0 | 0 | 0 | 0
Nuc | 0 | 0 | 0 | 0 | 0 | 0
PS | 0 | 0 | 0 | 0 | 0 | 0
PV | 0 | 0 | 0 | 0 | 0 | 0
PeakG | 0 | 0 | 0 | 0 | 0 | 0
PeakO | 0 | 0 | 0 | 0 | 0 | 0
ST | 0 | 0 | 0 | 0 | 0 | 0
STOG | 0 | 0 | 0 | 0 | 0 | 0
STWD | 0 | 0 | 0 | 0 | 0 | 0
WT | 0 | 0 | 0 | 0 | 0 | 0
IGCC | 0 | 0 | 0 | 0 | 0 | 0
DemandResponse | 0 | 0 | 0 | 0 | 0 | 0
IGCC-CCS | 0 | 0 | 0 | 0 | 0 | 0
WT_off | 0 | 0 | 0 | 0 | 0 | 0
PseudoUnit | 0 | 0 | 0 | 0 | 0 | 0
FixedInterchange | 0 | 0 | 0 | 0 | 0 | 0
SO2 Emissions (MMshortTons): Nebraska
ReportingType | 2015 | 2020 | 2025 | 2030 | 2035 | 2040
BM | 0 | 0 | 0 | 0 | 0 | 0
CC | 0 | 0 | 0 | 0 | 0 | 0
CSP | 0 | 0 | 0 | 0 | 0 | 0
CT | 0 | 0 | 0 | 0 | 0 | 0
Coal | 0.1 | 0.02 | 0.02 | 0.02 | 0.02 | 0.02
Geo | 0 | 0 | 0 | 0 | 0 | 0
H | 0 | 0 | 0 | 0 | 0 | 0
LFG | 0 | 0 | 0 | 0 | 0 | 0
Nuc | 0 | 0 | 0 | 0 | 0 | 0
PS | 0 | 0 | 0 | 0 | 0 | 0
PV | 0 | 0 | 0 | 0 | 0 | 0
PeakG | 0 | 0 | 0 | 0 | 0 | 0
PeakO | 0 | 0 | 0 | 0 | 0 | 0
ST | 0 | 0 | 0 | 0 | 0 | 0
STOG | 0 | 0 | 0 | 0 | 0 | 0
STWD | 0 | 0 | 0 | 0 | 0 | 0
WT | 0 | 0 | 0 | 0 | 0 | 0
IGCC | 0 | 0 | 0 | 0 | 0 | 0
DemandResponse | 0 | 0 | 0 | 0 | 0 | 0
IGCC-CCS | 0 | 0 | 0 | 0 | 0 | 0
WT_off | 0 | 0 | 0 | 0 | 0 | 0
PseudoUnit | 0 | 0 | 0 | 0 | 0 | 0
FixedInterchange | 0 | 0 | 0 | 0 | 0 | 0
SO2 Emissions (MMshortTons): NEISO
ReportingType | 2015 | 2020 | 2025 | 2030 | 2035 | 2040
BM | 0 | 0 | 0 | 0 | 0 | 0
CC | 0 | 0 | 0 | 0 | 0 | 0
CSP | 0 | 0 | 0 | 0 | 0 | 0
CT | 0 | 0 | 0 | 0 | 0 | 0
Coal | 0 | 0 | 0 | 0 | 0 | 0
Geo | 0 | 0 | 0 | 0 | 0 | 0
H | 0 | 0 | 0 | 0 | 0 | 0
LFG | 0 | 0 | 0 | 0 | 0 | 0
Nuc | 0 | 0 | 0 | 0 | 0 | 0
PS | 0 | 0 | 0 | 0 | 0 | 0
PV | 0 | 0 | 0 | 0 | 0 | 0
PeakG | 0 | 0 | 0 | 0 | 0 | 0
PeakO | 0 | 0 | 0 | 0 | 0 | 0
ST | 0 | 0 | 0 | 0 | 0 | 0
STOG | 0 | 0 | 0 | 0 | 0 | 0
STWD | 0 | 0 | 0 | 0 | 0 | 0
WT | 0 | 0 | 0 | 0 | 0 | 0
IGCC | 0 | 0 | 0 | 0 | 0 | 0
DemandResponse | 0 | 0 | 0 | 0 | 0 | 0
IGCC-CCS | 0 | 0 | 0 | 0 | 0 | 0
WT_off | 0 | 0 | 0 | 0 | 0 | 0
PseudoUnit | 0 | 0 | 0 | 0 | 0 | 0
FixedInterchange | 0 | 0 | 0 | 0 | 0 | 0
SO2 Emissions (MMshortTons): NonRTO_Midwest
ReportingType | 2015 | 2020 | 2025 | 2030 | 2035 | 2040
BM | 0 | 0 | 0 | 0 | 0 | 0
CC | 0 | 0 | 0 | 0 | 0 | 0
CSP | 0 | 0 | 0 | 0 | 0 | 0
CT | 0 | 0 | 0 | 0 | 0 | 0
Coal | 0.16 | 0.09 | 0.1 | 0.11 | 0.12 | 0.13
Geo | 0 | 0 | 0 | 0 | 0 | 0
H | 0 | 0 | 0 | 0 | 0 | 0
LFG | 0 | 0 | 0 | 0 | 0 | 0
Nuc | 0 | 0 | 0 | 0 | 0 | 0
PS | 0 | 0 | 0 | 0 | 0 | 0
PV | 0 | 0 | 0 | 0 | 0 | 0
PeakG | 0 | 0 | 0 | 0 | 0 | 0
PeakO | 0 | 0 | 0 | 0 | 0 | 0
ST | 0 | 0 | 0 | 0 | 0 | 0
STOG | 0 | 0 | 0 | 0 | 0 | 0
STWD | 0 | 0 | 0 | 0 | 0 | 0
WT | 0 | 0 | 0 | 0 | 0 | 0
IGCC | 0 | 0 | 0 | 0 | 0 | 0
DemandResponse | 0 | 0 | 0 | 0 | 0 | 0
IGCC-CCS | 0 | 0 | 0 | 0 | 0 | 0
WT_off | 0 | 0 | 0 | 0 | 0 | 0
PseudoUnit | 0 | 0 | 0 | 0 | 0 | 0
FixedInterchange | 0 | 0 | 0 | 0 | 0 | 0
SO2 Emissions (MMshortTons): NYISO_A-F
ReportingType | 2015 | 2020 | 2025 | 2030 | 2035 | 2040
BM | 0 | 0 | 0 | 0 | 0 | 0
CC | 0 | 0 | 0 | 0 | 0 | 0
CSP | 0 | 0 | 0 | 0 | 0 | 0
CT | 0 | 0 | 0 | 0 | 0 | 0
Coal | 0 | 0 | 0 | 0 | 0 | 0
Geo | 0 | 0 | 0 | 0 | 0 | 0
H | 0 | 0 | 0 | 0 | 0 | 0
LFG | 0 | 0 | 0 | 0 | 0 | 0
Nuc | 0 | 0 | 0 | 0 | 0 | 0
PS | 0 | 0 | 0 | 0 | 0 | 0
PV | 0 | 0 | 0 | 0 | 0 | 0
PeakG | 0 | 0 | 0 | 0 | 0 | 0
PeakO | 0 | 0 | 0 | 0 | 0 | 0
ST | 0 | 0 | 0 | 0 | 0 | 0
STOG | 0 | 0 | 0 | 0 | 0 | 0
STWD | 0 | 0 | 0 | 0 | 0 | 0
WT | 0 | 0 | 0 | 0 | 0 | 0
IGCC | 0 | 0 | 0 | 0 | 0 | 0
DemandResponse | 0 | 0 | 0 | 0 | 0 | 0
IGCC-CCS | 0 | 0 | 0 | 0 | 0 | 0
WT_off | 0 | 0 | 0 | 0 | 0 | 0
PseudoUnit | 0 | 0 | 0 | 0 | 0 | 0
FixedInterchange | 0 | 0 | 0 | 0 | 0 | 0
SO2 Emissions (MMshortTons): NYISO_G-I
ReportingType | 2015 | 2020 | 2025 | 2030 | 2035 | 2040
BM | 0 | 0 | 0 | 0 | 0 | 0
CC | 0 | 0 | 0 | 0 | 0 | 0
CSP | 0 | 0 | 0 | 0 | 0 | 0
CT | 0 | 0 | 0 | 0 | 0 | 0
Coal | 0 | 0 | 0 | 0 | 0 | 0
Geo | 0 | 0 | 0 | 0 | 0 | 0
H | 0 | 0 | 0 | 0 | 0 | 0
LFG | 0 | 0 | 0 | 0 | 0 | 0
Nuc | 0 | 0 | 0 | 0 | 0 | 0
PS | 0 | 0 | 0 | 0 | 0 | 0
PV | 0 | 0 | 0 | 0 | 0 | 0
PeakG | 0 | 0 | 0 | 0 | 0 | 0
PeakO | 0 | 0 | 0 | 0 | 0 | 0
ST | 0 | 0 | 0 | 0 | 0 | 0
STOG | 0 | 0 | 0 | 0 | 0 | 0
STWD | 0 | 0 | 0 | 0 | 0 | 0
WT | 0 | 0 | 0 | 0 | 0 | 0
IGCC | 0 | 0 | 0 | 0 | 0 | 0
DemandResponse | 0 | 0 | 0 | 0 | 0 | 0
IGCC-CCS | 0 | 0 | 0 | 0 | 0 | 0
WT_off | 0 | 0 | 0 | 0 | 0 | 0
PseudoUnit | 0 | 0 | 0 | 0 | 0 | 0
FixedInterchange | 0 | 0 | 0 | 0 | 0 | 0
SO2 Emissions (MMshortTons): NYISO_J-K
ReportingType | 2015 | 2020 | 2025 | 2030 | 2035 | 2040
BM | 0 | 0 | 0 | 0 | 0 | 0
CC | 0 | 0 | 0 | 0 | 0 | 0
CSP | 0 | 0 | 0 | 0 | 0 | 0
CT | 0 | 0 | 0 | 0 | 0 | 0
Coal | 0 | 0 | 0 | 0 | 0 | 0
Geo | 0 | 0 | 0 | 0 | 0 | 0
H | 0 | 0 | 0 | 0 | 0 | 0
LFG | 0 | 0 | 0 | 0 | 0 | 0
Nuc | 0 | 0 | 0 | 0 | 0 | 0
PS | 0 | 0 | 0 | 0 | 0 | 0
PV | 0 | 0 | 0 | 0 | 0 | 0
PeakG | 0 | 0 | 0 | 0 | 0 | 0
PeakO | 0 | 0 | 0 | 0 | 0 | 0
ST | 0 | 0 | 0 | 0 | 0 | 0
STOG | 0 | 0 | 0 | 0 | 0 | 0
STWD | 0 | 0 | 0 | 0 | 0 | 0
WT | 0 | 0 | 0 | 0 | 0 | 0
IGCC | 0 | 0 | 0 | 0 | 0 | 0
DemandResponse | 0 | 0 | 0 | 0 | 0 | 0
IGCC-CCS | 0 | 0 | 0 | 0 | 0 | 0
WT_off | 0 | 0 | 0 | 0 | 0 | 0
PseudoUnit | 0 | 0 | 0 | 0 | 0 | 0
FixedInterchange | 0 | 0 | 0 | 0 | 0 | 0
SO2 Emissions (MMshortTons): PJM_E
ReportingType | 2015 | 2020 | 2025 | 2030 | 2035 | 2040
BM | 0 | 0 | 0 | 0 | 0 | 0
CC | 0 | 0 | 0 | 0 | 0 | 0
CSP | 0 | 0 | 0 | 0 | 0 | 0
CT | 0 | 0 | 0 | 0 | 0 | 0
Coal | 0 | 0 | 0 | 0 | 0 | 0
Geo | 0 | 0 | 0 | 0 | 0 | 0
H | 0 | 0 | 0 | 0 | 0 | 0
LFG | 0 | 0 | 0 | 0 | 0 | 0
Nuc | 0 | 0 | 0 | 0 | 0 | 0
PS | 0 | 0 | 0 | 0 | 0 | 0
PV | 0 | 0 | 0 | 0 | 0 | 0
PeakG | 0 | 0 | 0 | 0 | 0 | 0
PeakO | 0 | 0 | 0 | 0 | 0 | 0
ST | 0 | 0 | 0 | 0 | 0 | 0
STOG | 0 | 0 | 0 | 0 | 0 | 0
STWD | 0 | 0 | 0 | 0 | 0 | 0
WT | 0 | 0 | 0 | 0 | 0 | 0
IGCC | 0 | 0 | 0 | 0 | 0 | 0
DemandResponse | 0 | 0 | 0 | 0 | 0 | 0
IGCC-CCS | 0 | 0 | 0 | 0 | 0 | 0
WT_off | 0 | 0 | 0 | 0 | 0 | 0
PseudoUnit | 0 | 0 | 0 | 0 | 0 | 0
FixedInterchange | 0 | 0 | 0 | 0 | 0 | 0
SO2 Emissions (MMshortTons): PJM_ROM
ReportingType | 2015 | 2020 | 2025 | 2030 | 2035 | 2040
BM | 0 | 0 | 0 | 0 | 0 | 0
CC | 0 | 0 | 0 | 0 | 0 | 0
CSP | 0 | 0 | 0 | 0 | 0 | 0
CT | 0 | 0 | 0 | 0 | 0 | 0
Coal | 0.2 | 0.05 | 0.06 | 0.06 | 0.06 | 0.06
Geo | 0 | 0 | 0 | 0 | 0 | 0
H | 0 | 0 | 0 | 0 | 0 | 0
LFG | 0 | 0 | 0 | 0 | 0 | 0
Nuc | 0 | 0 | 0 | 0 | 0 | 0
PS | 0 | 0 | 0 | 0 | 0 | 0
PV | 0 | 0 | 0 | 0 | 0 | 0
PeakG | 0 | 0 | 0 | 0 | 0 | 0
PeakO | 0 | 0 | 0 | 0 | 0 | 0
ST | 0 | 0 | 0 | 0 | 0 | 0
STOG | 0 | 0 | 0 | 0 | 0 | 0
STWD | 0 | 0 | 0 | 0 | 0 | 0
WT | 0 | 0 | 0 | 0 | 0 | 0
IGCC | 0 | 0 | 0 | 0 | 0 | 0
DemandResponse | 0 | 0 | 0 | 0 | 0 | 0
IGCC-CCS | 0 | 0 | 0 | 0 | 0 | 0
WT_off | 0 | 0 | 0 | 0 | 0 | 0
PseudoUnit | 0 | 0 | 0 | 0 | 0 | 0
FixedInterchange | 0 | 0 | 0 | 0 | 0 | 0
SO2 Emissions (MMshortTons): PJM_ROR
ReportingType | 2015 | 2020 | 2025 | 2030 | 2035 | 2040
BM | 0 | 0 | 0 | 0 | 0 | 0
CC | 0 | 0 | 0 | 0 | 0 | 0
CSP | 0 | 0 | 0 | 0 | 0 | 0
CT | 0 | 0 | 0 | 0 | 0 | 0
Coal | 1.25 | 0.37 | 0.4 | 0.4 | 0.41 | 0.39
Geo | 0 | 0 | 0 | 0 | 0 | 0
H | 0 | 0 | 0 | 0 | 0 | 0
LFG | 0 | 0 | 0 | 0 | 0 | 0
Nuc | 0 | 0 | 0 | 0 | 0 | 0
PS | 0 | 0 | 0 | 0 | 0 | 0
PV | 0 | 0 | 0 | 0 | 0 | 0
PeakG | 0 | 0 | 0 | 0 | 0 | 0
PeakO | 0 | 0 | 0 | 0 | 0 | 0
ST | 0 | 0 | 0 | 0 | 0 | 0
STOG | 0 | 0 | 0 | 0 | 0 | 0
STWD | 0 | 0 | 0 | 0 | 0 | 0
WT | 0 | 0 | 0 | 0 | 0 | 0
IGCC | 0 | 0 | 0 | 0 | 0 | 0
DemandResponse | 0 | 0 | 0 | 0 | 0 | 0
IGCC-CCS | 0 | 0 | 0 | 0 | 0 | 0
WT_off | 0 | 0 | 0 | 0 | 0 | 0
PseudoUnit | 0 | 0 | 0 | 0 | 0 | 0
FixedInterchange | 0 | 0 | 0 | 0 | 0 | 0
SO2 Emissions (MMshortTons): SOCO
ReportingType | 2015 | 2020 | 2025 | 2030 | 2035 | 2040
BM | 0 | 0 | 0 | 0 | 0 | 0
CC | 0 | 0 | 0 | 0 | 0 | 0
CSP | 0 | 0 | 0 | 0 | 0 | 0
CT | 0 | 0 | 0 | 0 | 0 | 0
Coal | 0.38 | 0.16 | 0.23 | 0.22 | 0.13 | 0.13
Geo | 0 | 0 | 0 | 0 | 0 | 0
H | 0 | 0 | 0 | 0 | 0 | 0
LFG | 0 | 0 | 0 | 0 | 0 | 0
Nuc | 0 | 0 | 0 | 0 | 0 | 0
PS | 0 | 0 | 0 | 0 | 0 | 0
PV | 0 | 0 | 0 | 0 | 0 | 0
PeakG | 0 | 0 | 0 | 0 | 0 | 0
PeakO | 0 | 0 | 0 | 0 | 0 | 0
ST | 0 | 0 | 0 | 0 | 0 | 0
STOG | 0 | 0 | 0 | 0 | 0 | 0
STWD | 0 | 0 | 0 | 0 | 0 | 0
WT | 0 | 0 | 0 | 0 | 0 | 0
IGCC | 0 | 0 | 0 | 0 | 0 | 0
DemandResponse | 0 | 0 | 0 | 0 | 0 | 0
IGCC-CCS | 0 | 0 | 0 | 0 | 0 | 0
WT_off | 0 | 0 | 0 | 0 | 0 | 0
PseudoUnit | 0 | 0 | 0 | 0 | 0 | 0
FixedInterchange | 0 | 0 | 0 | 0 | 0 | 0
SO2 Emissions (MMshortTons): SPP_N
ReportingType | 2015 | 2020 | 2025 | 2030 | 2035 | 2040
BM | 0 | 0 | 0 | 0 | 0 | 0
CC | 0 | 0 | 0 | 0 | 0 | 0
CSP | 0 | 0 | 0 | 0 | 0 | 0
CT | 0 | 0 | 0 | 0 | 0 | 0
Coal | 0.08 | 0.04 | 0.04 | 0.04 | 0.04 | 0.04
Geo | 0 | 0 | 0 | 0 | 0 | 0
H | 0 | 0 | 0 | 0 | 0 | 0
LFG | 0 | 0 | 0 | 0 | 0 | 0
Nuc | 0 | 0 | 0 | 0 | 0 | 0
PS | 0 | 0 | 0 | 0 | 0 | 0
PV | 0 | 0 | 0 | 0 | 0 | 0
PeakG | 0 | 0 | 0 | 0 | 0 | 0
PeakO | 0 | 0 | 0 | 0 | 0 | 0
ST | 0 | 0 | 0 | 0 | 0 | 0
STOG | 0 | 0 | 0 | 0 | 0 | 0
STWD | 0 | 0 | 0 | 0 | 0 | 0
WT | 0 | 0 | 0 | 0 | 0 | 0
IGCC | 0 | 0 | 0 | 0 | 0 | 0
DemandResponse | 0 | 0 | 0 | 0 | 0 | 0
IGCC-CCS | 0 | 0 | 0 | 0 | 0 | 0
WT_off | 0 | 0 | 0 | 0 | 0 | 0
PseudoUnit | 0 | 0 | 0 | 0 | 0 | 0
FixedInterchange | 0 | 0 | 0 | 0 | 0 | 0
SO2 Emissions (MMshortTons): SPP_S
ReportingType | 2015 | 2020 | 2025 | 2030 | 2035 | 2040
BM | 0 | 0 | 0 | 0 | 0 | 0
CC | 0 | 0 | 0 | 0 | 0 | 0
CSP | 0 | 0 | 0 | 0 | 0 | 0
CT | 0 | 0 | 0 | 0 | 0 | 0
Coal | 0.3 | 0.1 | 0.1 | 0.13 | 0.15 | 0.14
Geo | 0 | 0 | 0 | 0 | 0 | 0
H | 0 | 0 | 0 | 0 | 0 | 0
LFG | 0 | 0 | 0 | 0 | 0 | 0
Nuc | 0 | 0 | 0 | 0 | 0 | 0
PS | 0 | 0 | 0 | 0 | 0 | 0
PV | 0 | 0 | 0 | 0 | 0 | 0
PeakG | 0 | 0 | 0 | 0 | 0 | 0
PeakO | 0 | 0 | 0 | 0 | 0 | 0
ST | 0 | 0 | 0 | 0 | 0 | 0
STOG | 0 | 0 | 0 | 0 | 0 | 0
STWD | 0 | 0 | 0 | 0 | 0 | 0
WT | 0 | 0 | 0 | 0 | 0 | 0
IGCC | 0 | 0 | 0 | 0 | 0 | 0
DemandResponse | 0 | 0 | 0 | 0 | 0 | 0
IGCC-CCS | 0 | 0 | 0 | 0 | 0 | 0
WT_off | 0 | 0 | 0 | 0 | 0 | 0
PseudoUnit | 0 | 0 | 0 | 0 | 0 | 0
FixedInterchange | 0 | 0 | 0 | 0 | 0 | 0
SO2 Emissions (MMshortTons): TVA
ReportingType | 2015 | 2020 | 2025 | 2030 | 2035 | 2040
BM | 0 | 0 | 0 | 0 | 0 | 0
CC | 0 | 0 | 0 | 0 | 0 | 0
CSP | 0 | 0 | 0 | 0 | 0 | 0
CT | 0 | 0 | 0 | 0 | 0 | 0
Coal | 0.23 | 0.18 | 0.29 | 0.29 | 0.29 | 0.32
Geo | 0 | 0 | 0 | 0 | 0 | 0
H | 0 | 0 | 0 | 0 | 0 | 0
LFG | 0 | 0 | 0 | 0 | 0 | 0
Nuc | 0 | 0 | 0 | 0 | 0 | 0
PS | 0 | 0 | 0 | 0 | 0 | 0
PV | 0 | 0 | 0 | 0 | 0 | 0
PeakG | 0 | 0 | 0 | 0 | 0 | 0
PeakO | 0 | 0 | 0 | 0 | 0 | 0
ST | 0 | 0 | 0 | 0 | 0 | 0
STOG | 0 | 0 | 0 | 0 | 0 | 0
STWD | 0 | 0 | 0 | 0 | 0 | 0
WT | 0 | 0 | 0 | 0 | 0 | 0
IGCC | 0 | 0 | 0 | 0 | 0 | 0
DemandResponse | 0 | 0 | 0 | 0 | 0 | 0
IGCC-CCS | 0 | 0 | 0 | 0 | 0 | 0
WT_off | 0 | 0 | 0 | 0 | 0 | 0
PseudoUnit | 0 | 0 | 0 | 0 | 0 | 0
FixedInterchange | 0 | 0 | 0 | 0 | 0 | 0
SO2 Emissions (MMshortTons): TVA_Transmission
ReportingType | 2015 | 2020 | 2025 | 2030 | 2035 | 2040
BM | 0 | 0 | 0 | 0 | 0 | 0
CC | 0 | 0 | 0 | 0 | 0 | 0
CSP | 0 | 0 | 0 | 0 | 0 | 0
CT | 0 | 0 | 0 | 0 | 0 | 0
Coal | 0 | 0 | 0 | 0 | 0 | 0
Geo | 0 | 0 | 0 | 0 | 0 | 0
H | 0 | 0 | 0 | 0 | 0 | 0
LFG | 0 | 0 | 0 | 0 | 0 | 0
Nuc | 0 | 0 | 0 | 0 | 0 | 0
PS | 0 | 0 | 0 | 0 | 0 | 0
PV | 0 | 0 | 0 | 0 | 0 | 0
PeakG | 0 | 0 | 0 | 0 | 0 | 0
PeakO | 0 | 0 | 0 | 0 | 0 | 0
ST | 0 | 0 | 0 | 0 | 0 | 0
STOG | 0 | 0 | 0 | 0 | 0 | 0
STWD | 0 | 0 | 0 | 0 | 0 | 0
WT | 0 | 0 | 0 | 0 | 0 | 0
IGCC | 0 | 0 | 0 | 0 | 0 | 0
DemandResponse | 0 | 0 | 0 | 0 | 0 | 0
IGCC-CCS | 0 | 0 | 0 | 0 | 0 | 0
WT_off | 0 | 0 | 0 | 0 | 0 | 0
PseudoUnit | 0 | 0 | 0 | 0 | 0 | 0
FixedInterchange | 0 | 0 | 0 | 0 | 0 | 0
SO2 Emissions (MMshortTons): VACAR
ReportingType | 2015 | 2020 | 2025 | 2030 | 2035 | 2040
BM | 0 | 0 | 0 | 0 | 0 | 0
CC | 0 | 0 | 0 | 0 | 0 | 0
CSP | 0 | 0 | 0 | 0 | 0 | 0
CT | 0 | 0 | 0 | 0 | 0 | 0
Coal | 0.15 | 0.04 | 0.06 | 0.07 | 0.08 | 0.08
Geo | 0 | 0 | 0 | 0 | 0 | 0
H | 0 | 0 | 0 | 0 | 0 | 0
LFG | 0 | 0 | 0 | 0 | 0 | 0
Nuc | 0 | 0 | 0 | 0 | 0 | 0
PS | 0 | 0 | 0 | 0 | 0 | 0
PV | 0 | 0 | 0 | 0 | 0 | 0
PeakG | 0 | 0 | 0 | 0 | 0 | 0
PeakO | 0 | 0 | 0 | 0 | 0 | 0
ST | 0 | 0 | 0 | 0 | 0 | 0
STOG | 0 | 0 | 0 | 0 | 0 | 0
STWD | 0 | 0 | 0 | 0 | 0 | 0
WT | 0 | 0 | 0 | 0 | 0 | 0
IGCC | 0 | 0 | 0 | 0 | 0 | 0
DemandResponse | 0 | 0 | 0 | 0 | 0 | 0
IGCC-CCS | 0 | 0 | 0 | 0 | 0 | 0
WT_off | 0 | 0 | 0 | 0 | 0 | 0
PseudoUnit | 0 | 0 | 0 | 0 | 0 | 0
FixedInterchange | 0 | 0 | 0 | 0 | 0 | 0
SO2 Emissions (MMshortTons): IESO
ReportingType | 2015 | 2020 | 2025 | 2030 | 2035 | 2040
BM | 0 | 0 | 0 | 0 | 0 | 0
CC | 0 | 0 | 0 | 0 | 0 | 0
CSP | 0 | 0 | 0 | 0 | 0 | 0
CT | 0 | 0 | 0 | 0 | 0 | 0
Coal | 0 | 0 | 0 | 0 | 0 | 0
Geo | 0 | 0 | 0 | 0 | 0 | 0
H | 0 | 0 | 0 | 0 | 0 | 0
LFG | 0 | 0 | 0 | 0 | 0 | 0
Nuc | 0 | 0 | 0 | 0 | 0 | 0
PS | 0 | 0 | 0 | 0 | 0 | 0
PV | 0 | 0 | 0 | 0 | 0 | 0
PeakG | 0 | 0 | 0 | 0 | 0 | 0
PeakO | 0 | 0 | 0 | 0 | 0 | 0
ST | 0 | 0 | 0 | 0 | 0 | 0
STOG | 0 | 0 | 0 | 0 | 0 | 0
STWD | 0 | 0 | 0 | 0 | 0 | 0
WT | 0 | 0 | 0 | 0 | 0 | 0
IGCC | 0 | 0 | 0 | 0 | 0 | 0
DemandResponse | 0 | 0 | 0 | 0 | 0 | 0
IGCC-CCS | 0 | 0 | 0 | 0 | 0 | 0
WT_off | 0 | 0 | 0 | 0 | 0 | 0
PseudoUnit | 0 | 0 | 0 | 0 | 0 | 0
FixedInterchange | 0 | 0 | 0 | 0 | 0 | 0
SO2 Emissions (MMshortTons): MAPP_CA
ReportingType | 2015 | 2020 | 2025 | 2030 | 2035 | 2040
BM | 0 | 0 | 0 | 0 | 0 | 0
CC | 0 | 0 | 0 | 0 | 0 | 0
CSP | 0 | 0 | 0 | 0 | 0 | 0
CT | 0 | 0 | 0 | 0 | 0 | 0
Coal | 0 | 0 | 0.01 | 0.04 | 0.08 | 0.11
Geo | 0 | 0 | 0 | 0 | 0 | 0
H | 0 | 0 | 0 | 0 | 0 | 0
LFG | 0 | 0 | 0 | 0 | 0 | 0
Nuc | 0 | 0 | 0 | 0 | 0 | 0
PS | 0 | 0 | 0 | 0 | 0 | 0
PV | 0 | 0 | 0 | 0 | 0 | 0
PeakG | 0 | 0 | 0 | 0 | 0 | 0
PeakO | 0 | 0 | 0 | 0 | 0 | 0
ST | 0 | 0 | 0 | 0 | 0 | 0
STOG | 0 | 0 | 0 | 0 | 0 | 0
STWD | 0 | 0 | 0 | 0 | 0 | 0
WT | 0 | 0 | 0 | 0 | 0 | 0
IGCC | 0 | 0 | 0 | 0 | 0 | 0
DemandResponse | 0 | 0 | 0 | 0 | 0 | 0
IGCC-CCS | 0 | 0 | 0 | 0 | 0 | 0
WT_off | 0 | 0 | 0 | 0 | 0 | 0
PseudoUnit | 0 | 0 | 0 | 0 | 0 | 0
FixedInterchange | 0 | 0 | 0 | 0 | 0 | 0
SO2 Emissions (MMshortTons): AZ_NM_SNV_Coal
ReportingType | 2015 | 2020 | 2025 | 2030 | 2035 | 2040
BM | 0 | 0 | 0 | 0 | 0 | 0
CC | 0 | 0 | 0 | 0 | 0 | 0
CSP | 0 | 0 | 0 | 0 | 0 | 0
CT | 0 | 0 | 0 | 0 | 0 | 0
Coal | 0.03 | 0.02 | 0.02 | 0.02 | 0.02 | 0.02
Geo | 0 | 0 | 0 | 0 | 0 | 0
H | 0 | 0 | 0 | 0 | 0 | 0
LFG | 0 | 0 | 0 | 0 | 0 | 0
Nuc | 0 | 0 | 0 | 0 | 0 | 0
PS | 0 | 0 | 0 | 0 | 0 | 0
PV | 0 | 0 | 0 | 0 | 0 | 0
PeakG | 0 | 0 | 0 | 0 | 0 | 0
PeakO | 0 | 0 | 0 | 0 | 0 | 0
ST | 0 | 0 | 0 | 0 | 0 | 0
STOG | 0 | 0 | 0 | 0 | 0 | 0
STWD | 0 | 0 | 0 | 0 | 0 | 0
WT | 0 | 0 | 0 | 0 | 0 | 0
IGCC | 0 | 0 | 0 | 0 | 0 | 0
DemandResponse | 0 | 0 | 0 | 0 | 0 | 0
IGCC-CCS | 0 | 0 | 0 | 0 | 0 | 0
WT_off | 0 | 0 | 0 | 0 | 0 | 0
PseudoUnit | 0 | 0 | 0 | 0 | 0 | 0
FixedInterchange | 0 | 0 | 0 | 0 | 0 | 0
SO2 Emissions (MMshortTons): AZ_NM_SNV_Gas
ReportingType | 2015 | 2020 | 2025 | 2030 | 2035 | 2040
BM | 0 | 0 | 0 | 0 | 0 | 0
CC | 0 | 0 | 0 | 0 | 0 | 0
CSP | 0 | 0 | 0 | 0 | 0 | 0
CT | 0 | 0 | 0 | 0 | 0 | 0
Coal | 0 | 0 | 0 | 0 | 0 | 0
Geo | 0 | 0 | 0 | 0 | 0 | 0
H | 0 | 0 | 0 | 0 | 0 | 0
LFG | 0 | 0 | 0 | 0 | 0 | 0
Nuc | 0 | 0 | 0 | 0 | 0 | 0
PS | 0 | 0 | 0 | 0 | 0 | 0
PV | 0 | 0 | 0 | 0 | 0 | 0
PeakG | 0 | 0 | 0 | 0 | 0 | 0
PeakO | 0 | 0 | 0 | 0 | 0 | 0
ST | 0 | 0 | 0 | 0 | 0 | 0
STOG | 0 | 0 | 0 | 0 | 0 | 0
STWD | 0 | 0 | 0 | 0 | 0 | 0
WT | 0 | 0 | 0 | 0 | 0 | 0
IGCC | 0 | 0 | 0 | 0 | 0 | 0
DemandResponse | 0 | 0 | 0 | 0 | 0 | 0
IGCC-CCS | 0 | 0 | 0 | 0 | 0 | 0
WT_off | 0 | 0 | 0 | 0 | 0 | 0
PseudoUnit | 0 | 0 | 0 | 0 | 0 | 0
FixedInterchange | 0 | 0 | 0 | 0 | 0 | 0
SO2 Emissions (MMshortTons): AZ_NM_SNV_NucRenew
ReportingType | 2015 | 2020 | 2025 | 2030 | 2035 | 2040
BM | 0 | 0 | 0 | 0 | 0 | 0
CC | 0 | 0 | 0 | 0 | 0 | 0
CSP | 0 | 0 | 0 | 0 | 0 | 0
CT | 0 | 0 | 0 | 0 | 0 | 0
Coal | 0 | 0 | 0 | 0 | 0 | 0
Geo | 0 | 0 | 0 | 0 | 0 | 0
H | 0 | 0 | 0 | 0 | 0 | 0
LFG | 0 | 0 | 0 | 0 | 0 | 0
Nuc | 0 | 0 | 0 | 0 | 0 | 0
PS | 0 | 0 | 0 | 0 | 0 | 0
PV | 0 | 0 | 0 | 0 | 0 | 0
PeakG | 0 | 0 | 0 | 0 | 0 | 0
PeakO | 0 | 0 | 0 | 0 | 0 | 0
ST | 0 | 0 | 0 | 0 | 0 | 0
STOG | 0 | 0 | 0 | 0 | 0 | 0
STWD | 0 | 0 | 0 | 0 | 0 | 0
WT | 0 | 0 | 0 | 0 | 0 | 0
IGCC | 0 | 0 | 0 | 0 | 0 | 0
DemandResponse | 0 | 0 | 0 | 0 | 0 | 0
IGCC-CCS | 0 | 0 | 0 | 0 | 0 | 0
WT_off | 0 | 0 | 0 | 0 | 0 | 0
PseudoUnit | 0 | 0 | 0 | 0 | 0 | 0
FixedInterchange | 0 | 0 | 0 | 0 | 0 | 0
SO2 Emissions (MMshortTons): ERCOT
ReportingType | 2015 | 2020 | 2025 | 2030 | 2035 | 2040
BM | 0 | 0 | 0 | 0 | 0 | 0
CC | 0 | 0 | 0 | 0 | 0 | 0
CSP | 0 | 0 | 0 | 0 | 0 | 0
CT | 0 | 0 | 0 | 0 | 0 | 0
Coal | 0.2 | 0.07 | 0.09 | 0.08 | 0.09 | 0.09
Geo | 0 | 0 | 0 | 0 | 0 | 0
H | 0 | 0 | 0 | 0 | 0 | 0
LFG | 0 | 0 | 0 | 0 | 0 | 0
Nuc | 0 | 0 | 0 | 0 | 0 | 0
PS | 0 | 0 | 0 | 0 | 0 | 0
PV | 0 | 0 | 0 | 0 | 0 | 0
PeakG | 0 | 0 | 0 | 0 | 0 | 0
PeakO | 0 | 0 | 0 | 0 | 0 | 0
ST | 0 | 0 | 0 | 0 | 0 | 0
STOG | 0 | 0 | 0 | 0 | 0 | 0
STWD | 0 | 0 | 0 | 0 | 0 | 0
WT | 0 | 0 | 0 | 0 | 0 | 0
IGCC | 0 | 0 | 0 | 0 | 0 | 0
DemandResponse | 0 | 0 | 0 | 0 | 0 | 0
IGCC-CCS | 0 | 0 | 0 | 0 | 0 | 0
WT_off | 0 | 0 | 0 | 0 | 0 | 0
PseudoUnit | 0 | 0 | 0 | 0 | 0 | 0
FixedInterchange | 0 | 0 | 0 | 0 | 0 | 0
SO2 Emissions (MMshortTons): NP15
ReportingType | 2015 | 2020 | 2025 | 2030 | 2035 | 2040
BM | 0 | 0 | 0 | 0 | 0 | 0
CC | 0 | 0 | 0 | 0 | 0 | 0
CSP | 0 | 0 | 0 | 0 | 0 | 0
CT | 0 | 0 | 0 | 0 | 0 | 0
Coal | 0 | 0 | 0 | 0 | 0 | 0
Geo | 0 | 0 | 0 | 0 | 0 | 0
H | 0 | 0 | 0 | 0 | 0 | 0
LFG | 0 | 0 | 0 | 0 | 0 | 0
Nuc | 0 | 0 | 0 | 0 | 0 | 0
PS | 0 | 0 | 0 | 0 | 0 | 0
PV | 0 | 0 | 0 | 0 | 0 | 0
PeakG | 0 | 0 | 0 | 0 | 0 | 0
PeakO | 0 | 0 | 0 | 0 | 0 | 0
ST | 0 | 0 | 0 | 0 | 0 | 0
STOG | 0 | 0 | 0 | 0 | 0 | 0
STWD | 0 | 0 | 0 | 0 | 0 | 0
WT | 0 | 0 | 0 | 0 | 0 | 0
IGCC | 0 | 0 | 0 | 0 | 0 | 0
DemandResponse | 0 | 0 | 0 | 0 | 0 | 0
IGCC-CCS | 0 | 0 | 0 | 0 | 0 | 0
WT_off | 0 | 0 | 0 | 0 | 0 | 0
PseudoUnit | 0 | 0 | 0 | 0 | 0 | 0
FixedInterchange | 0 | 0 | 0 | 0 | 0 | 0
SO2 Emissions (MMshortTons): NWPP_Coal
ReportingType | 2015 | 2020 | 2025 | 2030 | 2035 | 2040
BM | 0 | 0 | 0 | 0 | 0 | 0
CC | 0 | 0 | 0 | 0 | 0 | 0
CSP | 0 | 0 | 0 | 0 | 0 | 0
CT | 0 | 0 | 0 | 0 | 0 | 0
Coal | 0.09 | 0.05 | 0.05 | 0.05 | 0.05 | 0.05
Geo | 0 | 0 | 0 | 0 | 0 | 0
H | 0 | 0 | 0 | 0 | 0 | 0
LFG | 0 | 0 | 0 | 0 | 0 | 0
Nuc | 0 | 0 | 0 | 0 | 0 | 0
PS | 0 | 0 | 0 | 0 | 0 | 0
PV | 0 | 0 | 0 | 0 | 0 | 0
PeakG | 0 | 0 | 0 | 0 | 0 | 0
PeakO | 0 | 0 | 0 | 0 | 0 | 0
ST | 0 | 0 | 0 | 0 | 0 | 0
STOG | 0 | 0 | 0 | 0 | 0 | 0
STWD | 0 | 0 | 0 | 0 | 0 | 0
WT | 0 | 0 | 0 | 0 | 0 | 0
IGCC | 0 | 0 | 0 | 0 | 0 | 0
DemandResponse | 0 | 0 | 0 | 0 | 0 | 0
IGCC-CCS | 0 | 0 | 0 | 0 | 0 | 0
WT_off | 0 | 0 | 0 | 0 | 0 | 0
PseudoUnit | 0 | 0 | 0 | 0 | 0 | 0
FixedInterchange | 0 | 0 | 0 | 0 | 0 | 0
SO2 Emissions (MMshortTons): NWPP_Gas
ReportingType | 2015 | 2020 | 2025 | 2030 | 2035 | 2040
BM | 0 | 0 | 0 | 0 | 0 | 0
CC | 0 | 0 | 0 | 0 | 0 | 0
CSP | 0 | 0 | 0 | 0 | 0 | 0
CT | 0 | 0 | 0 | 0 | 0 | 0
Coal | 0 | 0 | 0 | 0 | 0 | 0
Geo | 0 | 0 | 0 | 0 | 0 | 0
H | 0 | 0 | 0 | 0 | 0 | 0
LFG | 0 | 0 | 0 | 0 | 0 | 0
Nuc | 0 | 0 | 0 | 0 | 0 | 0
PS | 0 | 0 | 0 | 0 | 0 | 0
PV | 0 | 0 | 0 | 0 | 0 | 0
PeakG | 0 | 0 | 0 | 0 | 0 | 0
PeakO | 0 | 0 | 0 | 0 | 0 | 0
ST | 0 | 0 | 0 | 0 | 0 | 0
STOG | 0 | 0 | 0 | 0 | 0 | 0
STWD | 0 | 0 | 0 | 0 | 0 | 0
WT | 0 | 0 | 0 | 0 | 0 | 0
IGCC | 0 | 0 | 0 | 0 | 0 | 0
DemandResponse | 0 | 0 | 0 | 0 | 0 | 0
IGCC-CCS | 0 | 0 | 0 | 0 | 0 | 0
WT_off | 0 | 0 | 0 | 0 | 0 | 0
PseudoUnit | 0 | 0 | 0 | 0 | 0 | 0
FixedInterchange | 0 | 0 | 0 | 0 | 0 | 0
SO2 Emissions (MMshortTons): NWPP_NucRenew
ReportingType | 2015 | 2020 | 2025 | 2030 | 2035 | 2040
BM | 0 | 0 | 0 | 0 | 0 | 0
CC | 0 | 0 | 0 | 0 | 0 | 0
CSP | 0 | 0 | 0 | 0 | 0 | 0
CT | 0 | 0 | 0 | 0 | 0 | 0
Coal | 0 | 0 | 0 | 0 | 0 | 0
Geo | 0 | 0 | 0 | 0 | 0 | 0
H | 0 | 0 | 0 | 0 | 0 | 0
LFG | 0 | 0 | 0 | 0 | 0 | 0
Nuc | 0 | 0 | 0 | 0 | 0 | 0
PS | 0 | 0 | 0 | 0 | 0 | 0
PV | 0 | 0 | 0 | 0 | 0 | 0
PeakG | 0 | 0 | 0 | 0 | 0 | 0
PeakO | 0 | 0 | 0 | 0 | 0 | 0
ST | 0 | 0 | 0 | 0 | 0 | 0
STOG | 0 | 0 | 0 | 0 | 0 | 0
STWD | 0 | 0 | 0 | 0 | 0 | 0
WT | 0 | 0 | 0 | 0 | 0 | 0
IGCC | 0 | 0 | 0 | 0 | 0 | 0
DemandResponse | 0 | 0 | 0 | 0 | 0 | 0
IGCC-CCS | 0 | 0 | 0 | 0 | 0 | 0
WT_off | 0 | 0 | 0 | 0 | 0 | 0
PseudoUnit | 0 | 0 | 0 | 0 | 0 | 0
FixedInterchange | 0 | 0 | 0 | 0 | 0 | 0
SO2 Emissions (MMshortTons): RMPA
ReportingType | 2015 | 2020 | 2025 | 2030 | 2035 | 2040
BM | 0 | 0 | 0 | 0 | 0 | 0
CC | 0 | 0 | 0 | 0 | 0 | 0
CSP | 0 | 0 | 0 | 0 | 0 | 0
CT | 0 | 0 | 0 | 0 | 0 | 0
Coal | 0.06 | 0.03 | 0.02 | 0.02 | 0.03 | 0.03
Geo | 0 | 0 | 0 | 0 | 0 | 0
H | 0 | 0 | 0 | 0 | 0 | 0
LFG | 0 | 0 | 0 | 0 | 0 | 0
Nuc | 0 | 0 | 0 | 0 | 0 | 0
PS | 0 | 0 | 0 | 0 | 0 | 0
PV | 0 | 0 | 0 | 0 | 0 | 0
PeakG | 0 | 0 | 0 | 0 | 0 | 0
PeakO | 0 | 0 | 0 | 0 | 0 | 0
ST | 0 | 0 | 0 | 0 | 0 | 0
STOG | 0 | 0 | 0 | 0 | 0 | 0
STWD | 0 | 0 | 0 | 0 | 0 | 0
WT | 0 | 0 | 0 | 0 | 0 | 0
IGCC | 0 | 0 | 0 | 0 | 0 | 0
DemandResponse | 0 | 0 | 0 | 0 | 0 | 0
IGCC-CCS | 0 | 0 | 0 | 0 | 0 | 0
WT_off | 0 | 0 | 0 | 0 | 0 | 0
PseudoUnit | 0 | 0 | 0 | 0 | 0 | 0
FixedInterchange | 0 | 0 | 0 | 0 | 0 | 0
SO2 Emissions (MMshortTons): SP15
ReportingType | 2015 | 2020 | 2025 | 2030 | 2035 | 2040
BM | 0 | 0 | 0 | 0 | 0 | 0
CC | 0 | 0 | 0 | 0 | 0 | 0
CSP | 0 | 0 | 0 | 0 | 0 | 0
CT | 0 | 0 | 0 | 0 | 0 | 0
Coal | 0 | 0 | 0 | 0 | 0 | 0
Geo | 0 | 0 | 0 | 0 | 0 | 0
H | 0 | 0 | 0 | 0 | 0 | 0
LFG | 0 | 0 | 0 | 0 | 0 | 0
Nuc | 0 | 0 | 0 | 0 | 0 | 0
PS | 0 | 0 | 0 | 0 | 0 | 0
PV | 0 | 0 | 0 | 0 | 0 | 0
PeakG | 0 | 0 | 0 | 0 | 0 | 0
PeakO | 0 | 0 | 0 | 0 | 0 | 0
ST | 0 | 0 | 0 | 0 | 0 | 0
STOG | 0 | 0 | 0 | 0 | 0 | 0
STWD | 0 | 0 | 0 | 0 | 0 | 0
WT | 0 | 0 | 0 | 0 | 0 | 0
IGCC | 0 | 0 | 0 | 0 | 0 | 0
DemandResponse | 0 | 0 | 0 | 0 | 0 | 0
IGCC-CCS | 0 | 0 | 0 | 0 | 0 | 0
WT_off | 0 | 0 | 0 | 0 | 0 | 0
PseudoUnit | 0 | 0 | 0 | 0 | 0 | 0
FixedInterchange | 0 | 0 | 0 | 0 | 0 | 0
SO2 Emissions (MMshortTons): ALB
ReportingType | 2015 | 2020 | 2025 | 2030 | 2035 | 2040
BM | 0 | 0 | 0 | 0 | 0 | 0
CC | 0 | 0 | 0 | 0 | 0 | 0
CSP | 0 | 0 | 0 | 0 | 0 | 0
CT | 0 | 0 | 0 | 0 | 0 | 0
Coal | 0.17 | 0.14 | 0.14 | 0.14 | 0.14 | 0.14
Geo | 0 | 0 | 0 | 0 | 0 | 0
H | 0 | 0 | 0 | 0 | 0 | 0
LFG | 0 | 0 | 0 | 0 | 0 | 0
Nuc | 0 | 0 | 0 | 0 | 0 | 0
PS | 0 | 0 | 0 | 0 | 0 | 0
PV | 0 | 0 | 0 | 0 | 0 | 0
PeakG | 0 | 0 | 0 | 0 | 0 | 0
PeakO | 0 | 0 | 0 | 0 | 0 | 0
ST | 0 | 0 | 0 | 0 | 0 | 0
STOG | 0 | 0 | 0 | 0 | 0 | 0
STWD | 0 | 0 | 0 | 0 | 0 | 0
WT | 0 | 0 | 0 | 0 | 0 | 0
IGCC | 0 | 0 | 0 | 0 | 0 | 0
DemandResponse | 0 | 0 | 0 | 0 | 0 | 0
IGCC-CCS | 0 | 0 | 0 | 0 | 0 | 0
WT_off | 0 | 0 | 0 | 0 | 0 | 0
PseudoUnit | 0 | 0 | 0 | 0 | 0 | 0
FixedInterchange | 0 | 0 | 0 | 0 | 0 | 0
SO2 Emissions (MMshortTons): BC
ReportingType | 2015 | 2020 | 2025 | 2030 | 2035 | 2040
BM | 0 | 0 | 0 | 0 | 0 | 0
CC | 0 | 0 | 0 | 0 | 0 | 0
CSP | 0 | 0 | 0 | 0 | 0 | 0
CT | 0 | 0 | 0 | 0 | 0 | 0
Coal | 0 | 0 | 0 | 0 | 0 | 0
Geo | 0 | 0 | 0 | 0 | 0 | 0
H | 0 | 0 | 0 | 0 | 0 | 0
LFG | 0 | 0 | 0 | 0 | 0 | 0
Nuc | 0 | 0 | 0 | 0 | 0 | 0
PS | 0 | 0 | 0 | 0 | 0 | 0
PV | 0 | 0 | 0 | 0 | 0 | 0
PeakG | 0 | 0 | 0 | 0 | 0 | 0
PeakO | 0 | 0 | 0 | 0 | 0 | 0
ST | 0 | 0 | 0 | 0 | 0 | 0
STOG | 0 | 0 | 0 | 0 | 0 | 0
STWD | 0 | 0 | 0 | 0 | 0 | 0
WT | 0 | 0 | 0 | 0 | 0 | 0
IGCC | 0 | 0 | 0 | 0 | 0 | 0
DemandResponse | 0 | 0 | 0 | 0 | 0 | 0
IGCC-CCS | 0 | 0 | 0 | 0 | 0 | 0
WT_off | 0 | 0 | 0 | 0 | 0 | 0
PseudoUnit | 0 | 0 | 0 | 0 | 0 | 0
FixedInterchange | 0 | 0 | 0 | 0 | 0 | 0
SO2 Emissions (MMshortTons): HQ_IESO
ReportingType | 2015 | 2020 | 2025 | 2030 | 2035 | 2040
BM | 0 | 0 | 0 | 0 | 0 | 0
CC | 0 | 0 | 0 | 0 | 0 | 0
CSP | 0 | 0 | 0 | 0 | 0 | 0
CT | 0 | 0 | 0 | 0 | 0 | 0
Coal | 0 | 0 | 0 | 0 | 0 | 0
Geo | 0 | 0 | 0 | 0 | 0 | 0
H | 0 | 0 | 0 | 0 | 0 | 0
LFG | 0 | 0 | 0 | 0 | 0 | 0
Nuc | 0 | 0 | 0 | 0 | 0 | 0
PS | 0 | 0 | 0 | 0 | 0 | 0
PV | 0 | 0 | 0 | 0 | 0 | 0
PeakG | 0 | 0 | 0 | 0 | 0 | 0
PeakO | 0 | 0 | 0 | 0 | 0 | 0
ST | 0 | 0 | 0 | 0 | 0 | 0
STOG | 0 | 0 | 0 | 0 | 0 | 0
STWD | 0 | 0 | 0 | 0 | 0 | 0
WT | 0 | 0 | 0 | 0 | 0 | 0
IGCC | 0 | 0 | 0 | 0 | 0 | 0
DemandResponse | 0 | 0 | 0 | 0 | 0 | 0
IGCC-CCS | 0 | 0 | 0 | 0 | 0 | 0
WT_off | 0 | 0 | 0 | 0 | 0 | 0
PseudoUnit | 0 | 0 | 0 | 0 | 0 | 0
FixedInterchange | 0 | 0 | 0 | 0 | 0 | 0
SO2 Emissions (MMshortTons): HQ_NEISO
ReportingType | 2015 | 2020 | 2025 | 2030 | 2035 | 2040
BM | 0 | 0 | 0 | 0 | 0 | 0
CC | 0 | 0 | 0 | 0 | 0 | 0
CSP | 0 | 0 | 0 | 0 | 0 | 0
CT | 0 | 0 | 0 | 0 | 0 | 0
Coal | 0 | 0 | 0 | 0 | 0 | 0
Geo | 0 | 0 | 0 | 0 | 0 | 0
H | 0 | 0 | 0 | 0 | 0 | 0
LFG | 0 | 0 | 0 | 0 | 0 | 0
Nuc | 0 | 0 | 0 | 0 | 0 | 0
PS | 0 | 0 | 0 | 0 | 0 | 0
PV | 0 | 0 | 0 | 0 | 0 | 0
PeakG | 0 | 0 | 0 | 0 | 0 | 0
PeakO | 0 | 0 | 0 | 0 | 0 | 0
ST | 0 | 0 | 0 | 0 | 0 | 0
STOG | 0 | 0 | 0 | 0 | 0 | 0
STWD | 0 | 0 | 0 | 0 | 0 | 0
WT | 0 | 0 | 0 | 0 | 0 | 0
IGCC | 0 | 0 | 0 | 0 | 0 | 0
DemandResponse | 0 | 0 | 0 | 0 | 0 | 0
IGCC-CCS | 0 | 0 | 0 | 0 | 0 | 0
WT_off | 0 | 0 | 0 | 0 | 0 | 0
PseudoUnit | 0 | 0 | 0 | 0 | 0 | 0
FixedInterchange | 0 | 0 | 0 | 0 | 0 | 0
SO2 Emissions (MMshortTons): HQ_NY
ReportingType | 2015 | 2020 | 2025 | 2030 | 2035 | 2040
BM | 0 | 0 | 0 | 0 | 0 | 0
CC | 0 | 0 | 0 | 0 | 0 | 0
CSP | 0 | 0 | 0 | 0 | 0 | 0
CT | 0 | 0 | 0 | 0 | 0 | 0
Coal | 0 | 0 | 0 | 0 | 0 | 0
Geo | 0 | 0 | 0 | 0 | 0 | 0
H | 0 | 0 | 0 | 0 | 0 | 0
LFG | 0 | 0 | 0 | 0 | 0 | 0
Nuc | 0 | 0 | 0 | 0 | 0 | 0
PS | 0 | 0 | 0 | 0 | 0 | 0
PV | 0 | 0 | 0 | 0 | 0 | 0
PeakG | 0 | 0 | 0 | 0 | 0 | 0
PeakO | 0 | 0 | 0 | 0 | 0 | 0
ST | 0 | 0 | 0 | 0 | 0 | 0
STOG | 0 | 0 | 0 | 0 | 0 | 0
STWD | 0 | 0 | 0 | 0 | 0 | 0
WT | 0 | 0 | 0 | 0 | 0 | 0
IGCC | 0 | 0 | 0 | 0 | 0 | 0
DemandResponse | 0 | 0 | 0 | 0 | 0 | 0
IGCC-CCS | 0 | 0 | 0 | 0 | 0 | 0
WT_off | 0 | 0 | 0 | 0 | 0 | 0
PseudoUnit | 0 | 0 | 0 | 0 | 0 | 0
FixedInterchange | 0 | 0 | 0 | 0 | 0 | 0
SO2 Emissions (MMshortTons): MARITIMES
ReportingType | 2015 | 2020 | 2025 | 2030 | 2035 | 2040
BM | 0 | 0 | 0 | 0 | 0 | 0
CC | 0 | 0 | 0 | 0 | 0 | 0
CSP | 0 | 0 | 0 | 0 | 0 | 0
CT | 0 | 0 | 0 | 0 | 0 | 0
Coal | 0 | 0 | 0 | 0 | 0 | 0
Geo | 0 | 0 | 0 | 0 | 0 | 0
H | 0 | 0 | 0 | 0 | 0 | 0
LFG | 0 | 0 | 0 | 0 | 0 | 0
Nuc | 0 | 0 | 0 | 0 | 0 | 0
PS | 0 | 0 | 0 | 0 | 0 | 0
PV | 0 | 0 | 0 | 0 | 0 | 0
PeakG | 0 | 0 | 0 | 0 | 0 | 0
PeakO | 0 | 0 | 0 | 0 | 0 | 0
ST | 0 | 0 | 0 | 0 | 0 | 0
STOG | 0 | 0 | 0 | 0 | 0 | 0
STWD | 0 | 0 | 0 | 0 | 0 | 0
WT | 0 | 0 | 0 | 0 | 0 | 0
IGCC | 0 | 0 | 0 | 0 | 0 | 0
DemandResponse | 0 | 0 | 0 | 0 | 0 | 0
IGCC-CCS | 0 | 0 | 0 | 0 | 0 | 0
WT_off | 0 | 0 | 0 | 0 | 0 | 0
PseudoUnit | 0 | 0 | 0 | 0 | 0 | 0
FixedInterchange | 0 | 0 | 0 | 0 | 0 | 0
SO2 Emissions (MMshortTons): All
ReportingType | 2015 | 2020 | 2025 | 2030 | 2035 | 2040
BM | 0 | 0 | 0 | 0 | 0 | 0
CC | 0 | 0 | 0 | 0 | 0 | 0
CSP | 0 | 0 | 0 | 0 | 0 | 0
CT | 0 | 0 | 0 | 0 | 0 | 0
Coal | 5.13 | 1.82 | 2.3 | 2.41 | 2.48 | 2.56
Geo | 0 | 0 | 0 | 0 | 0 | 0
H | 0 | 0 | 0 | 0 | 0 | 0
LFG | 0 | 0 | 0 | 0 | 0 | 0
Nuc | 0 | 0 | 0 | 0 | 0 | 0
PS | 0 | 0 | 0 | 0 | 0 | 0
PV | 0 | 0 | 0 | 0 | 0 | 0
PeakG | 0 | 0 | 0 | 0 | 0 | 0
PeakO | 0 | 0 | 0 | 0 | 0 | 0
ST | 0 | 0 | 0 | 0 | 0 | 0
STOG | 0 | 0 | 0 | 0 | 0 | 0
STWD | 0 | 0 | 0 | 0 | 0 | 0
WT | 0 | 0 | 0 | 0 | 0 | 0
IGCC | 0 | 0 | 0 | 0 | 0 | 0
DemandResponse | 0 | 0 | 0 | 0 | 0 | 0
IGCC-CCS | 0 | 0 | 0 | 0 | 0 | 0
WT_off | 0 | 0 | 0 | 0 | 0 | 0
PseudoUnit | 0 | 0 | 0 | 0 | 0 | 0
FixedInterchange | 0 | 0 | 0 | 0 | 0 | 0
SO2 Emissions (MMshortTons): EI_US
ReportingType | 2015 | 2020 | 2025 | 2030 | 2035 | 2040
BM | 0 | 0 | 0 | 0 | 0 | 0
CC | 0 | 0 | 0 | 0 | 0 | 0
CSP | 0 | 0 | 0 | 0 | 0 | 0
CT | 0 | 0 | 0 | 0 | 0 | 0
Coal | 4.59 | 1.5 | 1.96 | 2.04 | 2.07 | 2.12
Geo | 0 | 0 | 0 | 0 | 0 | 0
H | 0 | 0 | 0 | 0 | 0 | 0
LFG | 0 | 0 | 0 | 0 | 0 | 0
Nuc | 0 | 0 | 0 | 0 | 0 | 0
PS | 0 | 0 | 0 | 0 | 0 | 0
PV | 0 | 0 | 0 | 0 | 0 | 0
PeakG | 0 | 0 | 0 | 0 | 0 | 0
PeakO | 0 | 0 | 0 | 0 | 0 | 0
ST | 0 | 0 | 0 | 0 | 0 | 0
STOG | 0 | 0 | 0 | 0 | 0 | 0
STWD | 0 | 0 | 0 | 0 | 0 | 0
WT | 0 | 0 | 0 | 0 | 0 | 0
IGCC | 0 | 0 | 0 | 0 | 0 | 0
DemandResponse | 0 | 0 | 0 | 0 | 0 | 0
IGCC-CCS | 0 | 0 | 0 | 0 | 0 | 0
WT_off | 0 | 0 | 0 | 0 | 0 | 0
PseudoUnit | 0 | 0 | 0 | 0 | 0 | 0
FixedInterchange | 0 | 0 | 0 | 0 | 0 | 0
SO2 Emissions (MMshortTons): EI_Canada
ReportingType | 2015 | 2020 | 2025 | 2030 | 2035 | 2040
BM | 0 | 0 | 0 | 0 | 0 | 0
CC | 0 | 0 | 0 | 0 | 0 | 0
CSP | 0 | 0 | 0 | 0 | 0 | 0
CT | 0 | 0 | 0 | 0 | 0 | 0
Coal | 0 | 0 | 0.01 | 0.04 | 0.08 | 0.11
Geo | 0 | 0 | 0 | 0 | 0 | 0
H | 0 | 0 | 0 | 0 | 0 | 0
LFG | 0 | 0 | 0 | 0 | 0 | 0
Nuc | 0 | 0 | 0 | 0 | 0 | 0
PS | 0 | 0 | 0 | 0 | 0 | 0
PV | 0 | 0 | 0 | 0 | 0 | 0
PeakG | 0 | 0 | 0 | 0 | 0 | 0
PeakO | 0 | 0 | 0 | 0 | 0 | 0
ST | 0 | 0 | 0 | 0 | 0 | 0
STOG | 0 | 0 | 0 | 0 | 0 | 0
STWD | 0 | 0 | 0 | 0 | 0 | 0
WT | 0 | 0 | 0 | 0 | 0 | 0
IGCC | 0 | 0 | 0 | 0 | 0 | 0
DemandResponse | 0 | 0 | 0 | 0 | 0 | 0
IGCC-CCS | 0 | 0 | 0 | 0 | 0 | 0
WT_off | 0 | 0 | 0 | 0 | 0 | 0
PseudoUnit | 0 | 0 | 0 | 0 | 0 | 0
FixedInterchange | 0 | 0 | 0 | 0 | 0 | 0
SO2 Emissions (MMshortTons): EI
ReportingType | 2015 | 2020 | 2025 | 2030 | 2035 | 2040
BM | 0 | 0 | 0 | 0 | 0 | 0
CC | 0 | 0 | 0 | 0 | 0 | 0
CSP | 0 | 0 | 0 | 0 | 0 | 0
CT | 0 | 0 | 0 | 0 | 0 | 0
Coal | 4.59 | 1.51 | 1.97 | 2.09 | 2.15 | 2.23
Geo | 0 | 0 | 0 | 0 | 0 | 0
H | 0 | 0 | 0 | 0 | 0 | 0
LFG | 0 | 0 | 0 | 0 | 0 | 0
Nuc | 0 | 0 | 0 | 0 | 0 | 0
PS | 0 | 0 | 0 | 0 | 0 | 0
PV | 0 | 0 | 0 | 0 | 0 | 0
PeakG | 0 | 0 | 0 | 0 | 0 | 0
PeakO | 0 | 0 | 0 | 0 | 0 | 0
ST | 0 | 0 | 0 | 0 | 0 | 0
STOG | 0 | 0 | 0 | 0 | 0 | 0
STWD | 0 | 0 | 0 | 0 | 0 | 0
WT | 0 | 0 | 0 | 0 | 0 | 0
IGCC | 0 | 0 | 0 | 0 | 0 | 0
DemandResponse | 0 | 0 | 0 | 0 | 0 | 0
IGCC-CCS | 0 | 0 | 0 | 0 | 0 | 0
WT_off | 0 | 0 | 0 | 0 | 0 | 0
PseudoUnit | 0 | 0 | 0 | 0 | 0 | 0
FixedInterchange | 0 | 0 | 0 | 0 | 0 | 0
SO2 Emissions (MMshortTons): Outside_EI
ReportingType | 2015 | 2020 | 2025 | 2030 | 2035 | 2040
BM | 0 | 0 | 0 | 0 | 0 | 0
CC | 0 | 0 | 0 | 0 | 0 | 0
CSP | 0 | 0 | 0 | 0 | 0 | 0
CT | 0 | 0 | 0 | 0 | 0 | 0
Coal | 0.54 | 0.31 | 0.33 | 0.33 | 0.33 | 0.33
Geo | 0 | 0 | 0 | 0 | 0 | 0
H | 0 | 0 | 0 | 0 | 0 | 0
LFG | 0 | 0 | 0 | 0 | 0 | 0
Nuc | 0 | 0 | 0 | 0 | 0 | 0
PS | 0 | 0 | 0 | 0 | 0 | 0
PV | 0 | 0 | 0 | 0 | 0 | 0
PeakG | 0 | 0 | 0 | 0 | 0 | 0
PeakO | 0 | 0 | 0 | 0 | 0 | 0
ST | 0 | 0 | 0 | 0 | 0 | 0
STOG | 0 | 0 | 0 | 0 | 0 | 0
STWD | 0 | 0 | 0 | 0 | 0 | 0
WT | 0 | 0 | 0 | 0 | 0 | 0
IGCC | 0 | 0 | 0 | 0 | 0 | 0
DemandResponse | 0 | 0 | 0 | 0 | 0 | 0
IGCC-CCS | 0 | 0 | 0 | 0 | 0 | 0
WT_off | 0 | 0 | 0 | 0 | 0 | 0
PseudoUnit | 0 | 0 | 0 | 0 | 0 | 0
FixedInterchange | 0 | 0 | 0 | 0 | 0 | 0
NOx Emissions (MMshortTons): Entergy
ReportingType | 2015 | 2020 | 2025 | 2030 | 2035 | 2040
BM | 0 | 0 | 0 | 0 | 0 | 0
CC | 0 | 0.01 | 0.01 | 0.01 | 0.01 | 0
CSP | 0 | 0 | 0 | 0 | 0 | 0
CT | 0 | 0 | 0 | 0 | 0 | 0
Coal | 0.05 | 0.04 | 0.05 | 0.05 | 0.05 | 0.06
Geo | 0 | 0 | 0 | 0 | 0 | 0
H | 0 | 0 | 0 | 0 | 0 | 0
LFG | 0 | 0 | 0 | 0 | 0 | 0
Nuc | 0 | 0 | 0 | 0 | 0 | 0
PS | 0 | 0 | 0 | 0 | 0 | 0
PV | 0 | 0 | 0 | 0 | 0 | 0
PeakG | 0 | 0 | 0 | 0 | 0 | 0
PeakO | 0 | 0 | 0 | 0 | 0 | 0
ST | 0 | 0 | 0 | 0 | 0 | 0
STOG | 0 | 0 | 0 | 0 | 0 | 0
STWD | 0 | 0 | 0 | 0 | 0 | 0
WT | 0 | 0 | 0 | 0 | 0 | 0
IGCC | 0 | 0 | 0 | 0 | 0 | 0
DemandResponse | 0 | 0 | 0 | 0 | 0 | 0
IGCC-CCS | 0 | 0 | 0 | 0 | 0 | 0
WT_off | 0 | 0 | 0 | 0 | 0 | 0
PseudoUnit | 0 | 0 | 0 | 0 | 0 | 0
FixedInterchange | 0 | 0 | 0 | 0 | 0 | 0
NOx Emissions (MMshortTons): FRCC
ReportingType | 2015 | 2020 | 2025 | 2030 | 2035 | 2040
BM | 0 | 0 | 0 | 0 | 0 | 0
CC | 0.01 | 0.01 | 0.01 | 0.01 | 0.02 | 0.02
CSP | 0 | 0 | 0 | 0 | 0 | 0
CT | 0 | 0 | 0 | 0 | 0 | 0
Coal | 0.04 | 0.03 | 0.04 | 0.04 | 0.04 | 0.04
Geo | 0 | 0 | 0 | 0 | 0 | 0
H | 0 | 0 | 0 | 0 | 0 | 0
LFG | 0 | 0 | 0 | 0 | 0 | 0
Nuc | 0 | 0 | 0 | 0 | 0 | 0
PS | 0 | 0 | 0 | 0 | 0 | 0
PV | 0 | 0 | 0 | 0 | 0 | 0
PeakG | 0 | 0 | 0 | 0 | 0 | 0
PeakO | 0 | 0 | 0 | 0 | 0 | 0
ST | 0 | 0 | 0 | 0 | 0 | 0
STOG | 0 | 0 | 0 | 0 | 0 | 0
STWD | 0 | 0 | 0 | 0 | 0 | 0
WT | 0 | 0 | 0 | 0 | 0 | 0
IGCC | 0 | 0 | 0 | 0 | 0 | 0
DemandResponse | 0 | 0 | 0 | 0 | 0 | 0
IGCC-CCS | 0 | 0 | 0 | 0 | 0 | 0
WT_off | 0 | 0 | 0 | 0 | 0 | 0
PseudoUnit | 0 | 0 | 0 | 0 | 0 | 0
FixedInterchange | 0 | 0 | 0 | 0 | 0 | 0
NOx Emissions (MMshortTons): MAPP_US
ReportingType | 2015 | 2020 | 2025 | 2030 | 2035 | 2040
BM | 0 | 0 | 0 | 0 | 0 | 0
CC | 0 | 0 | 0 | 0 | 0 | 0
CSP | 0 | 0 | 0 | 0 | 0 | 0
CT | 0 | 0 | 0 | 0 | 0 | 0
Coal | 0.04 | 0.04 | 0.04 | 0.04 | 0.04 | 0.05
Geo | 0 | 0 | 0 | 0 | 0 | 0
H | 0 | 0 | 0 | 0 | 0 | 0
LFG | 0 | 0 | 0 | 0 | 0 | 0
Nuc | 0 | 0 | 0 | 0 | 0 | 0
PS | 0 | 0 | 0 | 0 | 0 | 0
PV | 0 | 0 | 0 | 0 | 0 | 0
PeakG | 0 | 0 | 0 | 0 | 0 | 0
PeakO | 0 | 0 | 0 | 0 | 0 | 0
ST | 0 | 0 | 0 | 0 | 0 | 0
STOG | 0 | 0 | 0 | 0 | 0 | 0
STWD | 0 | 0 | 0 | 0 | 0 | 0
WT | 0 | 0 | 0 | 0 | 0 | 0
IGCC | 0 | 0 | 0 | 0 | 0 | 0
DemandResponse | 0 | 0 | 0 | 0 | 0 | 0
IGCC-CCS | 0 | 0 | 0 | 0 | 0 | 0
WT_off | 0 | 0 | 0 | 0 | 0 | 0
PseudoUnit | 0 | 0 | 0 | 0 | 0 | 0
FixedInterchange | 0 | 0 | 0 | 0 | 0 | 0
NOx Emissions (MMshortTons): MISO_IN
ReportingType | 2015 | 2020 | 2025 | 2030 | 2035 | 2040
BM | 0 | 0 | 0 | 0 | 0 | 0
CC | 0 | 0 | 0 | 0 | 0 | 0
CSP | 0 | 0 | 0 | 0 | 0 | 0
CT | 0 | 0 | 0 | 0 | 0 | 0
Coal | 0.07 | 0.07 | 0.08 | 0.08 | 0.08 | 0.08
Geo | 0 | 0 | 0 | 0 | 0 | 0
H | 0 | 0 | 0 | 0 | 0 | 0
LFG | 0 | 0 | 0 | 0 | 0 | 0
Nuc | 0 | 0 | 0 | 0 | 0 | 0
PS | 0 | 0 | 0 | 0 | 0 | 0
PV | 0 | 0 | 0 | 0 | 0 | 0
PeakG | 0 | 0 | 0 | 0 | 0 | 0
PeakO | 0 | 0 | 0 | 0 | 0 | 0
ST | 0 | 0 | 0 | 0 | 0 | 0
STOG | 0 | 0 | 0 | 0 | 0 | 0
STWD | 0 | 0 | 0 | 0 | 0 | 0
WT | 0 | 0 | 0 | 0 | 0 | 0
IGCC | 0 | 0 | 0 | 0 | 0 | 0
DemandResponse | 0 | 0 | 0 | 0 | 0 | 0
IGCC-CCS | 0 | 0 | 0 | 0 | 0 | 0
WT_off | 0 | 0 | 0 | 0 | 0 | 0
PseudoUnit | 0 | 0 | 0 | 0 | 0 | 0
FixedInterchange | 0 | 0 | 0 | 0 | 0 | 0
NOx Emissions (MMshortTons): MISO_MI
ReportingType | 2015 | 2020 | 2025 | 2030 | 2035 | 2040
BM | 0 | 0 | 0 | 0 | 0 | 0
CC | 0 | 0 | 0 | 0 | 0 | 0
CSP | 0 | 0 | 0 | 0 | 0 | 0
CT | 0 | 0 | 0 | 0 | 0 | 0
Coal | 0.06 | 0.05 | 0.05 | 0.06 | 0.06 | 0.06
Geo | 0 | 0 | 0 | 0 | 0 | 0
H | 0 | 0 | 0 | 0 | 0 | 0
LFG | 0 | 0 | 0 | 0 | 0 | 0
Nuc | 0 | 0 | 0 | 0 | 0 | 0
PS | 0 | 0 | 0 | 0 | 0 | 0
PV | 0 | 0 | 0 | 0 | 0 | 0
PeakG | 0 | 0 | 0 | 0 | 0 | 0
PeakO | 0 | 0 | 0 | 0 | 0 | 0
ST | 0 | 0 | 0 | 0 | 0 | 0
STOG | 0 | 0 | 0 | 0 | 0 | 0
STWD | 0 | 0 | 0 | 0 | 0 | 0
WT | 0 | 0 | 0 | 0 | 0 | 0
IGCC | 0 | 0 | 0 | 0 | 0 | 0
DemandResponse | 0 | 0 | 0 | 0 | 0 | 0
IGCC-CCS | 0 | 0 | 0 | 0 | 0 | 0
WT_off | 0 | 0 | 0 | 0 | 0 | 0
PseudoUnit | 0 | 0 | 0 | 0 | 0 | 0
FixedInterchange | 0 | 0 | 0 | 0 | 0 | 0
NOx Emissions (MMshortTons): MISO_MO-IL
ReportingType | 2015 | 2020 | 2025 | 2030 | 2035 | 2040
BM | 0 | 0 | 0 | 0 | 0 | 0
CC | 0 | 0 | 0 | 0 | 0 | 0
CSP | 0 | 0 | 0 | 0 | 0 | 0
CT | 0 | 0 | 0 | 0 | 0 | 0
Coal | 0.05 | 0.04 | 0.05 | 0.05 | 0.05 | 0.05
Geo | 0 | 0 | 0 | 0 | 0 | 0
H | 0 | 0 | 0 | 0 | 0 | 0
LFG | 0 | 0 | 0 | 0 | 0 | 0
Nuc | 0 | 0 | 0 | 0 | 0 | 0
PS | 0 | 0 | 0 | 0 | 0 | 0
PV | 0 | 0 | 0 | 0 | 0 | 0
PeakG | 0 | 0 | 0 | 0 | 0 | 0
PeakO | 0 | 0 | 0 | 0 | 0 | 0
ST | 0 | 0 | 0 | 0 | 0 | 0
STOG | 0 | 0 | 0 | 0 | 0 | 0
STWD | 0 | 0 | 0 | 0 | 0 | 0
WT | 0 | 0 | 0 | 0 | 0 | 0
IGCC | 0 | 0 | 0 | 0 | 0 | 0
DemandResponse | 0 | 0 | 0 | 0 | 0 | 0
IGCC-CCS | 0 | 0 | 0 | 0 | 0 | 0
WT_off | 0 | 0 | 0 | 0 | 0 | 0
PseudoUnit | 0 | 0 | 0 | 0 | 0 | 0
FixedInterchange | 0 | 0 | 0 | 0 | 0 | 0
NOx Emissions (MMshortTons): MISO_W
ReportingType | 2015 | 2020 | 2025 | 2030 | 2035 | 2040
BM | 0 | 0 | 0 | 0 | 0 | 0
CC | 0 | 0 | 0 | 0 | 0 | 0
CSP | 0 | 0 | 0 | 0 | 0 | 0
CT | 0 | 0 | 0 | 0 | 0 | 0
Coal | 0.1 | 0.09 | 0.09 | 0.09 | 0.09 | 0.09
Geo | 0 | 0 | 0 | 0 | 0 | 0
H | 0 | 0 | 0 | 0 | 0 | 0
LFG | 0 | 0 | 0 | 0 | 0 | 0
Nuc | 0 | 0 | 0 | 0 | 0 | 0
PS | 0 | 0 | 0 | 0 | 0 | 0
PV | 0 | 0 | 0 | 0 | 0 | 0
PeakG | 0 | 0 | 0 | 0 | 0 | 0
PeakO | 0 | 0 | 0 | 0 | 0 | 0
ST | 0 | 0 | 0 | 0 | 0 | 0
STOG | 0 | 0 | 0 | 0 | 0 | 0
STWD | 0 | 0 | 0 | 0 | 0 | 0
WT | 0 | 0 | 0 | 0 | 0 | 0
IGCC | 0 | 0 | 0 | 0 | 0 | 0
DemandResponse | 0 | 0 | 0 | 0 | 0 | 0
IGCC-CCS | 0 | 0 | 0 | 0 | 0 | 0
WT_off | 0 | 0 | 0 | 0 | 0 | 0
PseudoUnit | 0 | 0 | 0 | 0 | 0 | 0
FixedInterchange | 0 | 0 | 0 | 0 | 0 | 0
NOx Emissions (MMshortTons): MISO_WUMS
ReportingType | 2015 | 2020 | 2025 | 2030 | 2035 | 2040
BM | 0 | 0 | 0 | 0 | 0 | 0
CC | 0 | 0 | 0 | 0 | 0 | 0
CSP | 0 | 0 | 0 | 0 | 0 | 0
CT | 0 | 0 | 0 | 0 | 0 | 0
Coal | 0.01 | 0.01 | 0.01 | 0.01 | 0.01 | 0.02
Geo | 0 | 0 | 0 | 0 | 0 | 0
H | 0 | 0 | 0 | 0 | 0 | 0
LFG | 0 | 0 | 0 | 0 | 0 | 0
Nuc | 0 | 0 | 0 | 0 | 0 | 0
PS | 0 | 0 | 0 | 0 | 0 | 0
PV | 0 | 0 | 0 | 0 | 0 | 0
PeakG | 0 | 0 | 0 | 0 | 0 | 0
PeakO | 0 | 0 | 0 | 0 | 0 | 0
ST | 0 | 0 | 0 | 0 | 0 | 0
STOG | 0 | 0 | 0 | 0 | 0 | 0
STWD | 0 | 0 | 0 | 0 | 0 | 0
WT | 0 | 0 | 0 | 0 | 0 | 0
IGCC | 0 | 0 | 0 | 0 | 0 | 0
DemandResponse | 0 | 0 | 0 | 0 | 0 | 0
IGCC-CCS | 0 | 0 | 0 | 0 | 0 | 0
WT_off | 0 | 0 | 0 | 0 | 0 | 0
PseudoUnit | 0 | 0 | 0 | 0 | 0 | 0
FixedInterchange | 0 | 0 | 0 | 0 | 0 | 0
NOx Emissions (MMshortTons): Nebraska
ReportingType | 2015 | 2020 | 2025 | 2030 | 2035 | 2040
BM | 0 | 0 | 0 | 0 | 0 | 0
CC | 0 | 0 | 0 | 0 | 0 | 0
CSP | 0 | 0 | 0 | 0 | 0 | 0
CT | 0 | 0 | 0 | 0 | 0 | 0
Coal | 0.04 | 0.04 | 0.04 | 0.04 | 0.05 | 0.05
Geo | 0 | 0 | 0 | 0 | 0 | 0
H | 0 | 0 | 0 | 0 | 0 | 0
LFG | 0 | 0 | 0 | 0 | 0 | 0
Nuc | 0 | 0 | 0 | 0 | 0 | 0
PS | 0 | 0 | 0 | 0 | 0 | 0
PV | 0 | 0 | 0 | 0 | 0 | 0
PeakG | 0 | 0 | 0 | 0 | 0 | 0
PeakO | 0 | 0 | 0 | 0 | 0 | 0
ST | 0 | 0 | 0 | 0 | 0 | 0
STOG | 0 | 0 | 0 | 0 | 0 | 0
STWD | 0 | 0 | 0 | 0 | 0 | 0
WT | 0 | 0 | 0 | 0 | 0 | 0
IGCC | 0 | 0 | 0 | 0 | 0 | 0
DemandResponse | 0 | 0 | 0 | 0 | 0 | 0
IGCC-CCS | 0 | 0 | 0 | 0 | 0 | 0
WT_off | 0 | 0 | 0 | 0 | 0 | 0
PseudoUnit | 0 | 0 | 0 | 0 | 0 | 0
FixedInterchange | 0 | 0 | 0 | 0 | 0 | 0
NOx Emissions (MMshortTons): NEISO
ReportingType | 2015 | 2020 | 2025 | 2030 | 2035 | 2040
BM | 0 | 0 | 0 | 0 | 0 | 0
CC | 0 | 0 | 0 | 0 | 0 | 0
CSP | 0 | 0 | 0 | 0 | 0 | 0
CT | 0 | 0 | 0 | 0 | 0 | 0
Coal | 0 | 0 | 0 | 0 | 0 | 0
Geo | 0 | 0 | 0 | 0 | 0 | 0
H | 0 | 0 | 0 | 0 | 0 | 0
LFG | 0 | 0 | 0 | 0 | 0 | 0
Nuc | 0 | 0 | 0 | 0 | 0 | 0
PS | 0 | 0 | 0 | 0 | 0 | 0
PV | 0 | 0 | 0 | 0 | 0 | 0
PeakG | 0 | 0 | 0 | 0 | 0 | 0
PeakO | 0 | 0 | 0 | 0 | 0 | 0
ST | 0 | 0 | 0 | 0 | 0 | 0
STOG | 0 | 0 | 0 | 0 | 0 | 0
STWD | 0 | 0 | 0 | 0 | 0 | 0
WT | 0 | 0 | 0 | 0 | 0 | 0
IGCC | 0 | 0 | 0 | 0 | 0 | 0
DemandResponse | 0 | 0 | 0 | 0 | 0 | 0
IGCC-CCS | 0 | 0 | 0 | 0 | 0 | 0
WT_off | 0 | 0 | 0 | 0 | 0 | 0
PseudoUnit | 0 | 0 | 0 | 0 | 0 | 0
FixedInterchange | 0 | 0 | 0 | 0 | 0 | 0
NOx Emissions (MMshortTons): NonRTO_Midwest
ReportingType | 2015 | 2020 | 2025 | 2030 | 2035 | 2040
BM | 0 | 0 | 0 | 0 | 0 | 0
CC | 0 | 0 | 0 | 0 | 0 | 0
CSP | 0 | 0 | 0 | 0 | 0 | 0
CT | 0 | 0 | 0 | 0 | 0 | 0
Coal | 0.05 | 0.05 | 0.05 | 0.05 | 0.05 | 0.05
Geo | 0 | 0 | 0 | 0 | 0 | 0
H | 0 | 0 | 0 | 0 | 0 | 0
LFG | 0 | 0 | 0 | 0 | 0 | 0
Nuc | 0 | 0 | 0 | 0 | 0 | 0
PS | 0 | 0 | 0 | 0 | 0 | 0
PV | 0 | 0 | 0 | 0 | 0 | 0
PeakG | 0 | 0 | 0 | 0 | 0 | 0
PeakO | 0 | 0 | 0 | 0 | 0 | 0
ST | 0 | 0 | 0 | 0 | 0 | 0
STOG | 0 | 0 | 0 | 0 | 0 | 0
STWD | 0 | 0 | 0 | 0 | 0 | 0
WT | 0 | 0 | 0 | 0 | 0 | 0
IGCC | 0 | 0 | 0 | 0 | 0 | 0
DemandResponse | 0 | 0 | 0 | 0 | 0 | 0
IGCC-CCS | 0 | 0 | 0 | 0 | 0 | 0
WT_off | 0 | 0 | 0 | 0 | 0 | 0
PseudoUnit | 0 | 0 | 0 | 0 | 0 | 0
FixedInterchange | 0 | 0 | 0 | 0 | 0 | 0
NOx Emissions (MMshortTons): NYISO_A-F
ReportingType | 2015 | 2020 | 2025 | 2030 | 2035 | 2040
BM | 0 | 0 | 0 | 0 | 0 | 0
CC | 0 | 0 | 0 | 0 | 0 | 0
CSP | 0 | 0 | 0 | 0 | 0 | 0
CT | 0 | 0 | 0 | 0 | 0 | 0
Coal | 0 | 0 | 0 | 0 | 0 | 0
Geo | 0 | 0 | 0 | 0 | 0 | 0
H | 0 | 0 | 0 | 0 | 0 | 0
LFG | 0 | 0 | 0 | 0 | 0 | 0
Nuc | 0 | 0 | 0 | 0 | 0 | 0
PS | 0 | 0 | 0 | 0 | 0 | 0
PV | 0 | 0 | 0 | 0 | 0 | 0
PeakG | 0 | 0 | 0 | 0 | 0 | 0
PeakO | 0 | 0 | 0 | 0 | 0 | 0
ST | 0 | 0 | 0 | 0 | 0 | 0
STOG | 0 | 0 | 0 | 0 | 0 | 0
STWD | 0 | 0 | 0 | 0 | 0 | 0
WT | 0 | 0 | 0 | 0 | 0 | 0
IGCC | 0 | 0 | 0 | 0 | 0 | 0
DemandResponse | 0 | 0 | 0 | 0 | 0 | 0
IGCC-CCS | 0 | 0 | 0 | 0 | 0 | 0
WT_off | 0 | 0 | 0 | 0 | 0 | 0
PseudoUnit | 0 | 0 | 0 | 0 | 0 | 0
FixedInterchange | 0 | 0 | 0 | 0 | 0 | 0
NOx Emissions (MMshortTons): NYISO_G-I
ReportingType | 2015 | 2020 | 2025 | 2030 | 2035 | 2040
BM | 0 | 0 | 0 | 0 | 0 | 0
CC | 0 | 0 | 0 | 0 | 0 | 0
CSP | 0 | 0 | 0 | 0 | 0 | 0
CT | 0 | 0 | 0 | 0 | 0 | 0
Coal | 0 | 0 | 0 | 0 | 0 | 0
Geo | 0 | 0 | 0 | 0 | 0 | 0
H | 0 | 0 | 0 | 0 | 0 | 0
LFG | 0 | 0 | 0 | 0 | 0 | 0
Nuc | 0 | 0 | 0 | 0 | 0 | 0
PS | 0 | 0 | 0 | 0 | 0 | 0
PV | 0 | 0 | 0 | 0 | 0 | 0
PeakG | 0 | 0 | 0 | 0 | 0 | 0
PeakO | 0 | 0 | 0 | 0 | 0 | 0
ST | 0 | 0 | 0 | 0 | 0 | 0
STOG | 0 | 0 | 0 | 0 | 0 | 0
STWD | 0 | 0 | 0 | 0 | 0 | 0
WT | 0 | 0 | 0 | 0 | 0 | 0
IGCC | 0 | 0 | 0 | 0 | 0 | 0
DemandResponse | 0 | 0 | 0 | 0 | 0 | 0
IGCC-CCS | 0 | 0 | 0 | 0 | 0 | 0
WT_off | 0 | 0 | 0 | 0 | 0 | 0
PseudoUnit | 0 | 0 | 0 | 0 | 0 | 0
FixedInterchange | 0 | 0 | 0 | 0 | 0 | 0
NOx Emissions (MMshortTons): NYISO_J-K
ReportingType | 2015 | 2020 | 2025 | 2030 | 2035 | 2040
BM | 0 | 0 | 0 | 0 | 0 | 0
CC | 0 | 0 | 0 | 0 | 0 | 0
CSP | 0 | 0 | 0 | 0 | 0 | 0
CT | 0 | 0 | 0 | 0 | 0 | 0
Coal | 0 | 0 | 0 | 0 | 0 | 0
Geo | 0 | 0 | 0 | 0 | 0 | 0
H | 0 | 0 | 0 | 0 | 0 | 0
LFG | 0 | 0 | 0 | 0 | 0 | 0
Nuc | 0 | 0 | 0 | 0 | 0 | 0
PS | 0 | 0 | 0 | 0 | 0 | 0
PV | 0 | 0 | 0 | 0 | 0 | 0
PeakG | 0 | 0 | 0 | 0 | 0 | 0
PeakO | 0 | 0 | 0 | 0 | 0 | 0
ST | 0 | 0 | 0 | 0 | 0 | 0
STOG | 0 | 0 | 0 | 0 | 0 | 0
STWD | 0 | 0 | 0 | 0 | 0 | 0
WT | 0 | 0 | 0 | 0 | 0 | 0
IGCC | 0 | 0 | 0 | 0 | 0 | 0
DemandResponse | 0 | 0 | 0 | 0 | 0 | 0
IGCC-CCS | 0 | 0 | 0 | 0 | 0 | 0
WT_off | 0 | 0 | 0 | 0 | 0 | 0
PseudoUnit | 0 | 0 | 0 | 0 | 0 | 0
FixedInterchange | 0 | 0 | 0 | 0 | 0 | 0
NOx Emissions (MMshortTons): PJM_E
ReportingType | 2015 | 2020 | 2025 | 2030 | 2035 | 2040
BM | 0 | 0 | 0 | 0 | 0 | 0
CC | 0 | 0 | 0 | 0 | 0 | 0
CSP | 0 | 0 | 0 | 0 | 0 | 0
CT | 0 | 0 | 0 | 0 | 0 | 0
Coal | 0 | 0 | 0 | 0 | 0 | 0
Geo | 0 | 0 | 0 | 0 | 0 | 0
H | 0 | 0 | 0 | 0 | 0 | 0
LFG | 0 | 0 | 0 | 0 | 0 | 0
Nuc | 0 | 0 | 0 | 0 | 0 | 0
PS | 0 | 0 | 0 | 0 | 0 | 0
PV | 0 | 0 | 0 | 0 | 0 | 0
PeakG | 0 | 0 | 0 | 0 | 0 | 0
PeakO | 0 | 0 | 0 | 0 | 0 | 0
ST | 0 | 0 | 0 | 0 | 0 | 0
STOG | 0 | 0 | 0 | 0 | 0 | 0
STWD | 0 | 0 | 0 | 0 | 0 | 0
WT | 0 | 0 | 0 | 0 | 0 | 0
IGCC | 0 | 0 | 0 | 0 | 0 | 0
DemandResponse | 0 | 0 | 0 | 0 | 0 | 0
IGCC-CCS | 0 | 0 | 0 | 0 | 0 | 0
WT_off | 0 | 0 | 0 | 0 | 0 | 0
PseudoUnit | 0 | 0 | 0 | 0 | 0 | 0
FixedInterchange | 0 | 0 | 0 | 0 | 0 | 0
NOx Emissions (MMshortTons): PJM_ROM
ReportingType | 2015 | 2020 | 2025 | 2030 | 2035 | 2040
BM | 0 | 0 | 0 | 0 | 0 | 0
CC | 0 | 0 | 0 | 0 | 0 | 0.01
CSP | 0 | 0 | 0 | 0 | 0 | 0
CT | 0 | 0 | 0 | 0 | 0 | 0
Coal | 0.04 | 0.04 | 0.04 | 0.04 | 0.04 | 0.04
Geo | 0 | 0 | 0 | 0 | 0 | 0
H | 0 | 0 | 0 | 0 | 0 | 0
LFG | 0 | 0 | 0 | 0 | 0 | 0
Nuc | 0 | 0 | 0 | 0 | 0 | 0
PS | 0 | 0 | 0 | 0 | 0 | 0
PV | 0 | 0 | 0 | 0 | 0 | 0
PeakG | 0 | 0 | 0 | 0 | 0 | 0
PeakO | 0 | 0 | 0 | 0 | 0 | 0
ST | 0 | 0 | 0 | 0 | 0 | 0
STOG | 0 | 0 | 0 | 0 | 0 | 0
STWD | 0 | 0 | 0 | 0 | 0 | 0
WT | 0 | 0 | 0 | 0 | 0 | 0
IGCC | 0 | 0 | 0 | 0 | 0 | 0
DemandResponse | 0 | 0 | 0 | 0 | 0 | 0
IGCC-CCS | 0 | 0 | 0 | 0 | 0 | 0
WT_off | 0 | 0 | 0 | 0 | 0 | 0
PseudoUnit | 0 | 0 | 0 | 0 | 0 | 0
FixedInterchange | 0 | 0 | 0 | 0 | 0 | 0
NOx Emissions (MMshortTons): PJM_ROR
ReportingType | 2015 | 2020 | 2025 | 2030 | 2035 | 2040
BM | 0 | 0 | 0 | 0 | 0 | 0
CC | 0.01 | 0 | 0 | 0.01 | 0.01 | 0.01
CSP | 0 | 0 | 0 | 0 | 0 | 0
CT | 0 | 0 | 0 | 0 | 0 | 0
Coal | 0.27 | 0.21 | 0.22 | 0.22 | 0.22 | 0.22
Geo | 0 | 0 | 0 | 0 | 0 | 0
H | 0 | 0 | 0 | 0 | 0 | 0
LFG | 0 | 0 | 0 | 0 | 0 | 0
Nuc | 0 | 0 | 0 | 0 | 0 | 0
PS | 0 | 0 | 0 | 0 | 0 | 0
PV | 0 | 0 | 0 | 0 | 0 | 0
PeakG | 0 | 0 | 0 | 0 | 0 | 0
PeakO | 0 | 0 | 0 | 0 | 0 | 0
ST | 0 | 0 | 0 | 0 | 0 | 0
STOG | 0 | 0 | 0 | 0 | 0 | 0
STWD | 0 | 0 | 0 | 0 | 0 | 0
WT | 0 | 0 | 0 | 0 | 0 | 0
IGCC | 0 | 0 | 0 | 0 | 0 | 0
DemandResponse | 0 | 0 | 0 | 0 | 0 | 0
IGCC-CCS | 0 | 0 | 0 | 0 | 0 | 0
WT_off | 0 | 0 | 0 | 0 | 0 | 0
PseudoUnit | 0 | 0 | 0 | 0 | 0 | 0
FixedInterchange | 0 | 0 | 0 | 0 | 0 | 0
NOx Emissions (MMshortTons): SOCO
ReportingType | 2015 | 2020 | 2025 | 2030 | 2035 | 2040
BM | 0 | 0 | 0 | 0 | 0 | 0
CC | 0.01 | 0.01 | 0.01 | 0.01 | 0.01 | 0.01
CSP | 0 | 0 | 0 | 0 | 0 | 0
CT | 0 | 0 | 0 | 0 | 0 | 0
Coal | 0.07 | 0.06 | 0.07 | 0.07 | 0.08 | 0.09
Geo | 0 | 0 | 0 | 0 | 0 | 0
H | 0 | 0 | 0 | 0 | 0 | 0
LFG | 0 | 0 | 0 | 0 | 0 | 0
Nuc | 0 | 0 | 0 | 0 | 0 | 0
PS | 0 | 0 | 0 | 0 | 0 | 0
PV | 0 | 0 | 0 | 0 | 0 | 0
PeakG | 0 | 0 | 0 | 0 | 0 | 0
PeakO | 0 | 0 | 0 | 0 | 0 | 0
ST | 0 | 0 | 0 | 0 | 0 | 0
STOG | 0 | 0 | 0 | 0 | 0 | 0
STWD | 0 | 0 | 0 | 0 | 0 | 0
WT | 0 | 0 | 0 | 0 | 0 | 0
IGCC | 0 | 0 | 0 | 0 | 0 | 0
DemandResponse | 0 | 0 | 0 | 0 | 0 | 0
IGCC-CCS | 0 | 0 | 0 | 0 | 0 | 0
WT_off | 0 | 0 | 0 | 0 | 0 | 0
PseudoUnit | 0 | 0 | 0 | 0 | 0 | 0
FixedInterchange | 0 | 0 | 0 | 0 | 0 | 0
NOx Emissions (MMshortTons): SPP_N
ReportingType | 2015 | 2020 | 2025 | 2030 | 2035 | 2040
BM | 0 | 0 | 0 | 0 | 0 | 0
CC | 0 | 0 | 0 | 0 | 0 | 0
CSP | 0 | 0 | 0 | 0 | 0 | 0
CT | 0 | 0 | 0 | 0 | 0 | 0
Coal | 0.07 | 0.07 | 0.07 | 0.07 | 0.07 | 0.07
Geo | 0 | 0 | 0 | 0 | 0 | 0
H | 0 | 0 | 0 | 0 | 0 | 0
LFG | 0 | 0 | 0 | 0 | 0 | 0
Nuc | 0 | 0 | 0 | 0 | 0 | 0
PS | 0 | 0 | 0 | 0 | 0 | 0
PV | 0 | 0 | 0 | 0 | 0 | 0
PeakG | 0 | 0 | 0 | 0 | 0 | 0
PeakO | 0 | 0 | 0 | 0 | 0 | 0
ST | 0 | 0 | 0 | 0 | 0 | 0
STOG | 0 | 0 | 0 | 0 | 0 | 0
STWD | 0 | 0 | 0 | 0 | 0 | 0
WT | 0 | 0 | 0 | 0 | 0 | 0
IGCC | 0 | 0 | 0 | 0 | 0 | 0
DemandResponse | 0 | 0 | 0 | 0 | 0 | 0
IGCC-CCS | 0 | 0 | 0 | 0 | 0 | 0
WT_off | 0 | 0 | 0 | 0 | 0 | 0
PseudoUnit | 0 | 0 | 0 | 0 | 0 | 0
FixedInterchange | 0 | 0 | 0 | 0 | 0 | 0
NOx Emissions (MMshortTons): SPP_S
ReportingType | 2015 | 2020 | 2025 | 2030 | 2035 | 2040
BM | 0 | 0 | 0 | 0 | 0 | 0
CC | 0 | 0 | 0 | 0 | 0 | 0
CSP | 0 | 0 | 0 | 0 | 0 | 0
CT | 0 | 0 | 0 | 0 | 0 | 0
Coal | 0.1 | 0.1 | 0.1 | 0.11 | 0.11 | 0.11
Geo | 0 | 0 | 0 | 0 | 0 | 0
H | 0 | 0 | 0 | 0 | 0 | 0
LFG | 0 | 0 | 0 | 0 | 0 | 0
Nuc | 0 | 0 | 0 | 0 | 0 | 0
PS | 0 | 0 | 0 | 0 | 0 | 0
PV | 0 | 0 | 0 | 0 | 0 | 0
PeakG | 0 | 0 | 0 | 0 | 0 | 0
PeakO | 0 | 0 | 0 | 0 | 0 | 0
ST | 0 | 0 | 0 | 0 | 0 | 0
STOG | 0 | 0 | 0 | 0 | 0 | 0
STWD | 0 | 0 | 0 | 0 | 0 | 0
WT | 0 | 0 | 0 | 0 | 0 | 0
IGCC | 0 | 0 | 0 | 0 | 0 | 0
DemandResponse | 0 | 0 | 0 | 0 | 0 | 0
IGCC-CCS | 0 | 0 | 0 | 0 | 0 | 0
WT_off | 0 | 0 | 0 | 0 | 0 | 0
PseudoUnit | 0 | 0 | 0 | 0 | 0 | 0
FixedInterchange | 0 | 0 | 0 | 0 | 0 | 0
NOx Emissions (MMshortTons): TVA
ReportingType | 2015 | 2020 | 2025 | 2030 | 2035 | 2040
BM | 0 | 0 | 0 | 0 | 0 | 0
CC | 0 | 0 | 0 | 0 | 0 | 0
CSP | 0 | 0 | 0 | 0 | 0 | 0
CT | 0 | 0 | 0 | 0 | 0 | 0
Coal | 0.06 | 0.06 | 0.06 | 0.06 | 0.07 | 0.07
Geo | 0 | 0 | 0 | 0 | 0 | 0
H | 0 | 0 | 0 | 0 | 0 | 0
LFG | 0 | 0 | 0 | 0 | 0 | 0
Nuc | 0 | 0 | 0 | 0 | 0 | 0
PS | 0 | 0 | 0 | 0 | 0 | 0
PV | 0 | 0 | 0 | 0 | 0 | 0
PeakG | 0 | 0 | 0 | 0 | 0 | 0
PeakO | 0 | 0 | 0 | 0 | 0 | 0
ST | 0 | 0 | 0 | 0 | 0 | 0
STOG | 0 | 0 | 0 | 0 | 0 | 0
STWD | 0 | 0 | 0 | 0 | 0 | 0
WT | 0 | 0 | 0 | 0 | 0 | 0
IGCC | 0 | 0 | 0 | 0 | 0 | 0
DemandResponse | 0 | 0 | 0 | 0 | 0 | 0
IGCC-CCS | 0 | 0 | 0 | 0 | 0 | 0
WT_off | 0 | 0 | 0 | 0 | 0 | 0
PseudoUnit | 0 | 0 | 0 | 0 | 0 | 0
FixedInterchange | 0 | 0 | 0 | 0 | 0 | 0
NOx Emissions (MMshortTons): TVA_Transmission
ReportingType | 2015 | 2020 | 2025 | 2030 | 2035 | 2040
BM | 0 | 0 | 0 | 0 | 0 | 0
CC | 0 | 0 | 0 | 0 | 0 | 0
CSP | 0 | 0 | 0 | 0 | 0 | 0
CT | 0 | 0 | 0 | 0 | 0 | 0
Coal | 0 | 0 | 0 | 0 | 0 | 0
Geo | 0 | 0 | 0 | 0 | 0 | 0
H | 0 | 0 | 0 | 0 | 0 | 0
LFG | 0 | 0 | 0 | 0 | 0 | 0
Nuc | 0 | 0 | 0 | 0 | 0 | 0
PS | 0 | 0 | 0 | 0 | 0 | 0
PV | 0 | 0 | 0 | 0 | 0 | 0
PeakG | 0 | 0 | 0 | 0 | 0 | 0
PeakO | 0 | 0 | 0 | 0 | 0 | 0
ST | 0 | 0 | 0 | 0 | 0 | 0
STOG | 0 | 0 | 0 | 0 | 0 | 0
STWD | 0 | 0 | 0 | 0 | 0 | 0
WT | 0 | 0 | 0 | 0 | 0 | 0
IGCC | 0 | 0 | 0 | 0 | 0 | 0
DemandResponse | 0 | 0 | 0 | 0 | 0 | 0
IGCC-CCS | 0 | 0 | 0 | 0 | 0 | 0
WT_off | 0 | 0 | 0 | 0 | 0 | 0
PseudoUnit | 0 | 0 | 0 | 0 | 0 | 0
FixedInterchange | 0 | 0 | 0 | 0 | 0 | 0
NOx Emissions (MMshortTons): VACAR
ReportingType | 2015 | 2020 | 2025 | 2030 | 2035 | 2040
BM | 0 | 0 | 0 | 0 | 0 | 0
CC | 0 | 0 | 0 | 0 | 0.01 | 0.01
CSP | 0 | 0 | 0 | 0 | 0 | 0
CT | 0 | 0 | 0 | 0 | 0 | 0
Coal | 0.04 | 0.03 | 0.04 | 0.05 | 0.05 | 0.05
Geo | 0 | 0 | 0 | 0 | 0 | 0
H | 0 | 0 | 0 | 0 | 0 | 0
LFG | 0 | 0 | 0 | 0 | 0 | 0
Nuc | 0 | 0 | 0 | 0 | 0 | 0
PS | 0 | 0 | 0 | 0 | 0 | 0
PV | 0 | 0 | 0 | 0 | 0 | 0
PeakG | 0 | 0 | 0 | 0 | 0 | 0
PeakO | 0 | 0 | 0 | 0 | 0 | 0
ST | 0 | 0 | 0 | 0 | 0 | 0
STOG | 0 | 0 | 0 | 0 | 0 | 0
STWD | 0 | 0 | 0 | 0 | 0 | 0
WT | 0 | 0 | 0 | 0 | 0 | 0
IGCC | 0 | 0 | 0 | 0 | 0 | 0
DemandResponse | 0 | 0 | 0 | 0 | 0 | 0
IGCC-CCS | 0 | 0 | 0 | 0 | 0 | 0
WT_off | 0 | 0 | 0 | 0 | 0 | 0
PseudoUnit | 0 | 0 | 0 | 0 | 0 | 0
FixedInterchange | 0 | 0 | 0 | 0 | 0 | 0
NOx Emissions (MMshortTons): IESO
ReportingType | 2015 | 2020 | 2025 | 2030 | 2035 | 2040
BM | 0 | 0 | 0 | 0 | 0 | 0
CC | 0 | 0 | 0 | 0 | 0 | 0
CSP | 0 | 0 | 0 | 0 | 0 | 0
CT | 0 | 0 | 0 | 0 | 0 | 0
Coal | 0 | 0 | 0 | 0 | 0 | 0
Geo | 0 | 0 | 0 | 0 | 0 | 0
H | 0 | 0 | 0 | 0 | 0 | 0
LFG | 0 | 0 | 0 | 0 | 0 | 0
Nuc | 0 | 0 | 0 | 0 | 0 | 0
PS | 0 | 0 | 0 | 0 | 0 | 0
PV | 0 | 0 | 0 | 0 | 0 | 0
PeakG | 0 | 0 | 0 | 0 | 0 | 0
PeakO | 0 | 0 | 0 | 0 | 0 | 0
ST | 0 | 0 | 0 | 0 | 0 | 0
STOG | 0 | 0 | 0 | 0 | 0 | 0
STWD | 0 | 0 | 0 | 0 | 0 | 0
WT | 0 | 0 | 0 | 0 | 0 | 0
IGCC | 0 | 0 | 0 | 0 | 0 | 0
DemandResponse | 0 | 0 | 0 | 0 | 0 | 0
IGCC-CCS | 0 | 0 | 0 | 0 | 0 | 0
WT_off | 0 | 0 | 0 | 0 | 0 | 0
PseudoUnit | 0 | 0 | 0 | 0 | 0 | 0
FixedInterchange | 0 | 0 | 0 | 0 | 0 | 0
NOx Emissions (MMshortTons): MAPP_CA
ReportingType | 2015 | 2020 | 2025 | 2030 | 2035 | 2040
BM | 0 | 0 | 0 | 0 | 0 | 0
CC | 0 | 0 | 0 | 0 | 0 | 0
CSP | 0 | 0 | 0 | 0 | 0 | 0
CT | 0 | 0 | 0 | 0 | 0 | 0
Coal | 0 | 0 | 0 | 0 | 0 | 0.01
Geo | 0 | 0 | 0 | 0 | 0 | 0
H | 0 | 0 | 0 | 0 | 0 | 0
LFG | 0 | 0 | 0 | 0 | 0 | 0
Nuc | 0 | 0 | 0 | 0 | 0 | 0
PS | 0 | 0 | 0 | 0 | 0 | 0
PV | 0 | 0 | 0 | 0 | 0 | 0
PeakG | 0 | 0 | 0 | 0 | 0 | 0
PeakO | 0 | 0 | 0 | 0 | 0 | 0
ST | 0 | 0 | 0 | 0 | 0 | 0
STOG | 0 | 0 | 0 | 0 | 0 | 0
STWD | 0 | 0 | 0 | 0 | 0 | 0
WT | 0 | 0 | 0 | 0 | 0 | 0
IGCC | 0 | 0 | 0 | 0 | 0 | 0
DemandResponse | 0 | 0 | 0 | 0 | 0 | 0
IGCC-CCS | 0 | 0 | 0 | 0 | 0 | 0
WT_off | 0 | 0 | 0 | 0 | 0 | 0
PseudoUnit | 0 | 0 | 0 | 0 | 0 | 0
FixedInterchange | 0 | 0 | 0 | 0 | 0 | 0
NOx Emissions (MMshortTons): AZ_NM_SNV_Coal
ReportingType | 2015 | 2020 | 2025 | 2030 | 2035 | 2040
BM | 0 | 0 | 0 | 0 | 0 | 0
CC | 0 | 0 | 0 | 0 | 0 | 0
CSP | 0 | 0 | 0 | 0 | 0 | 0
CT | 0 | 0 | 0 | 0 | 0 | 0
Coal | 0.12 | 0.12 | 0.12 | 0.12 | 0.12 | 0.11
Geo | 0 | 0 | 0 | 0 | 0 | 0
H | 0 | 0 | 0 | 0 | 0 | 0
LFG | 0 | 0 | 0 | 0 | 0 | 0
Nuc | 0 | 0 | 0 | 0 | 0 | 0
PS | 0 | 0 | 0 | 0 | 0 | 0
PV | 0 | 0 | 0 | 0 | 0 | 0
PeakG | 0 | 0 | 0 | 0 | 0 | 0
PeakO | 0 | 0 | 0 | 0 | 0 | 0
ST | 0 | 0 | 0 | 0 | 0 | 0
STOG | 0 | 0 | 0 | 0 | 0 | 0
STWD | 0 | 0 | 0 | 0 | 0 | 0
WT | 0 | 0 | 0 | 0 | 0 | 0
IGCC | 0 | 0 | 0 | 0 | 0 | 0
DemandResponse | 0 | 0 | 0 | 0 | 0 | 0
IGCC-CCS | 0 | 0 | 0 | 0 | 0 | 0
WT_off | 0 | 0 | 0 | 0 | 0 | 0
PseudoUnit | 0 | 0 | 0 | 0 | 0 | 0
FixedInterchange | 0 | 0 | 0 | 0 | 0 | 0
NOx Emissions (MMshortTons): AZ_NM_SNV_Gas
ReportingType | 2015 | 2020 | 2025 | 2030 | 2035 | 2040
BM | 0 | 0 | 0 | 0 | 0 | 0
CC | 0.01 | 0.01 | 0.01 | 0.01 | 0 | 0
CSP | 0 | 0 | 0 | 0 | 0 | 0
CT | 0 | 0 | 0 | 0 | 0 | 0
Coal | 0 | 0 | 0 | 0 | 0 | 0
Geo | 0 | 0 | 0 | 0 | 0 | 0
H | 0 | 0 | 0 | 0 | 0 | 0
LFG | 0 | 0 | 0 | 0 | 0 | 0
Nuc | 0 | 0 | 0 | 0 | 0 | 0
PS | 0 | 0 | 0 | 0 | 0 | 0
PV | 0 | 0 | 0 | 0 | 0 | 0
PeakG | 0 | 0 | 0 | 0 | 0 | 0
PeakO | 0 | 0 | 0 | 0 | 0 | 0
ST | 0 | 0 | 0 | 0 | 0 | 0
STOG | 0 | 0 | 0 | 0 | 0 | 0
STWD | 0 | 0 | 0 | 0 | 0 | 0
WT | 0 | 0 | 0 | 0 | 0 | 0
IGCC | 0 | 0 | 0 | 0 | 0 | 0
DemandResponse | 0 | 0 | 0 | 0 | 0 | 0
IGCC-CCS | 0 | 0 | 0 | 0 | 0 | 0
WT_off | 0 | 0 | 0 | 0 | 0 | 0
PseudoUnit | 0 | 0 | 0 | 0 | 0 | 0
FixedInterchange | 0 | 0 | 0 | 0 | 0 | 0
NOx Emissions (MMshortTons): AZ_NM_SNV_NucRenew
ReportingType | 2015 | 2020 | 2025 | 2030 | 2035 | 2040
BM | 0 | 0 | 0 | 0 | 0 | 0
CC | 0 | 0 | 0 | 0 | 0 | 0
CSP | 0 | 0 | 0 | 0 | 0 | 0
CT | 0 | 0 | 0 | 0 | 0 | 0
Coal | 0 | 0 | 0 | 0 | 0 | 0
Geo | 0 | 0 | 0 | 0 | 0 | 0
H | 0 | 0 | 0 | 0 | 0 | 0
LFG | 0 | 0 | 0 | 0 | 0 | 0
Nuc | 0 | 0 | 0 | 0 | 0 | 0
PS | 0 | 0 | 0 | 0 | 0 | 0
PV | 0 | 0 | 0 | 0 | 0 | 0
PeakG | 0 | 0 | 0 | 0 | 0 | 0
PeakO | 0 | 0 | 0 | 0 | 0 | 0
ST | 0 | 0 | 0 | 0 | 0 | 0
STOG | 0 | 0 | 0 | 0 | 0 | 0
STWD | 0 | 0 | 0 | 0 | 0 | 0
WT | 0 | 0 | 0 | 0 | 0 | 0
IGCC | 0 | 0 | 0 | 0 | 0 | 0
DemandResponse | 0 | 0 | 0 | 0 | 0 | 0
IGCC-CCS | 0 | 0 | 0 | 0 | 0 | 0
WT_off | 0 | 0 | 0 | 0 | 0 | 0
PseudoUnit | 0 | 0 | 0 | 0 | 0 | 0
FixedInterchange | 0 | 0 | 0 | 0 | 0 | 0
NOx Emissions (MMshortTons): ERCOT
ReportingType | 2015 | 2020 | 2025 | 2030 | 2035 | 2040
BM | 0 | 0 | 0 | 0 | 0 | 0
CC | 0.01 | 0.01 | 0.01 | 0.01 | 0.01 | 0.01
CSP | 0 | 0 | 0 | 0 | 0 | 0
CT | 0 | 0 | 0 | 0 | 0 | 0
Coal | 0.07 | 0.08 | 0.09 | 0.09 | 0.09 | 0.09
Geo | 0 | 0 | 0 | 0 | 0 | 0
H | 0 | 0 | 0 | 0 | 0 | 0
LFG | 0 | 0 | 0 | 0 | 0 | 0
Nuc | 0 | 0 | 0 | 0 | 0 | 0
PS | 0 | 0 | 0 | 0 | 0 | 0
PV | 0 | 0 | 0 | 0 | 0 | 0
PeakG | 0 | 0 | 0 | 0 | 0 | 0
PeakO | 0 | 0 | 0 | 0 | 0 | 0
ST | 0 | 0 | 0 | 0 | 0 | 0
STOG | 0.01 | 0.01 | 0.01 | 0 | 0 | 0
STWD | 0 | 0 | 0 | 0 | 0 | 0
WT | 0 | 0 | 0 | 0 | 0 | 0
IGCC | 0 | 0 | 0 | 0 | 0 | 0
DemandResponse | 0 | 0 | 0 | 0 | 0 | 0
IGCC-CCS | 0 | 0 | 0 | 0 | 0 | 0
WT_off | 0 | 0 | 0 | 0 | 0 | 0
PseudoUnit | 0 | 0 | 0 | 0 | 0 | 0
FixedInterchange | 0 | 0 | 0 | 0 | 0 | 0
NOx Emissions (MMshortTons): NP15
ReportingType | 2015 | 2020 | 2025 | 2030 | 2035 | 2040
BM | 0 | 0 | 0 | 0 | 0 | 0
CC | 0 | 0 | 0 | 0 | 0 | 0
CSP | 0 | 0 | 0 | 0 | 0 | 0
CT | 0 | 0 | 0 | 0 | 0 | 0
Coal | 0 | 0 | 0 | 0 | 0 | 0
Geo | 0 | 0 | 0 | 0 | 0 | 0
H | 0 | 0 | 0 | 0 | 0 | 0
LFG | 0 | 0 | 0 | 0 | 0 | 0
Nuc | 0 | 0 | 0 | 0 | 0 | 0
PS | 0 | 0 | 0 | 0 | 0 | 0
PV | 0 | 0 | 0 | 0 | 0 | 0
PeakG | 0 | 0 | 0 | 0 | 0 | 0
PeakO | 0 | 0 | 0 | 0 | 0 | 0
ST | 0 | 0 | 0 | 0 | 0 | 0
STOG | 0 | 0 | 0 | 0 | 0 | 0
STWD | 0 | 0 | 0 | 0 | 0 | 0
WT | 0 | 0 | 0 | 0 | 0 | 0
IGCC | 0 | 0 | 0 | 0 | 0 | 0
DemandResponse | 0 | 0 | 0 | 0 | 0 | 0
IGCC-CCS | 0 | 0 | 0 | 0 | 0 | 0
WT_off | 0 | 0 | 0 | 0 | 0 | 0
PseudoUnit | 0 | 0 | 0 | 0 | 0 | 0
FixedInterchange | 0 | 0 | 0 | 0 | 0 | 0
NOx Emissions (MMshortTons): NWPP_Coal
ReportingType | 2015 | 2020 | 2025 | 2030 | 2035 | 2040
BM | 0 | 0 | 0 | 0 | 0 | 0
CC | 0 | 0 | 0 | 0 | 0 | 0
CSP | 0 | 0 | 0 | 0 | 0 | 0
CT | 0 | 0 | 0 | 0 | 0 | 0
Coal | 0.15 | 0.15 | 0.15 | 0.15 | 0.15 | 0.15
Geo | 0 | 0 | 0 | 0 | 0 | 0
H | 0 | 0 | 0 | 0 | 0 | 0
LFG | 0 | 0 | 0 | 0 | 0 | 0
Nuc | 0 | 0 | 0 | 0 | 0 | 0
PS | 0 | 0 | 0 | 0 | 0 | 0
PV | 0 | 0 | 0 | 0 | 0 | 0
PeakG | 0 | 0 | 0 | 0 | 0 | 0
PeakO | 0 | 0 | 0 | 0 | 0 | 0
ST | 0 | 0 | 0 | 0 | 0 | 0
STOG | 0 | 0 | 0 | 0 | 0 | 0
STWD | 0 | 0 | 0 | 0 | 0 | 0
WT | 0 | 0 | 0 | 0 | 0 | 0
IGCC | 0 | 0 | 0 | 0 | 0 | 0
DemandResponse | 0 | 0 | 0 | 0 | 0 | 0
IGCC-CCS | 0 | 0 | 0 | 0 | 0 | 0
WT_off | 0 | 0 | 0 | 0 | 0 | 0
PseudoUnit | 0 | 0 | 0 | 0 | 0 | 0
FixedInterchange | 0 | 0 | 0 | 0 | 0 | 0
NOx Emissions (MMshortTons): NWPP_Gas
ReportingType | 2015 | 2020 | 2025 | 2030 | 2035 | 2040
BM | 0 | 0 | 0 | 0 | 0 | 0
CC | 0 | 0 | 0 | 0 | 0.01 | 0.01
CSP | 0 | 0 | 0 | 0 | 0 | 0
CT | 0 | 0 | 0 | 0 | 0 | 0
Coal | 0 | 0 | 0 | 0 | 0 | 0
Geo | 0 | 0 | 0 | 0 | 0 | 0
H | 0 | 0 | 0 | 0 | 0 | 0
LFG | 0 | 0 | 0 | 0 | 0 | 0
Nuc | 0 | 0 | 0 | 0 | 0 | 0
PS | 0 | 0 | 0 | 0 | 0 | 0
PV | 0 | 0 | 0 | 0 | 0 | 0
PeakG | 0 | 0 | 0 | 0 | 0 | 0
PeakO | 0 | 0 | 0 | 0 | 0 | 0
ST | 0 | 0 | 0 | 0 | 0 | 0
STOG | 0 | 0 | 0 | 0 | 0 | 0
STWD | 0 | 0 | 0 | 0 | 0 | 0
WT | 0 | 0 | 0 | 0 | 0 | 0
IGCC | 0 | 0 | 0 | 0 | 0 | 0
DemandResponse | 0 | 0 | 0 | 0 | 0 | 0
IGCC-CCS | 0 | 0 | 0 | 0 | 0 | 0
WT_off | 0 | 0 | 0 | 0 | 0 | 0
PseudoUnit | 0 | 0 | 0 | 0 | 0 | 0
FixedInterchange | 0 | 0 | 0 | 0 | 0 | 0
NOx Emissions (MMshortTons): NWPP_NucRenew
ReportingType | 2015 | 2020 | 2025 | 2030 | 2035 | 2040
BM | 0 | 0 | 0 | 0 | 0 | 0
CC | 0 | 0 | 0 | 0 | 0 | 0
CSP | 0 | 0 | 0 | 0 | 0 | 0
CT | 0 | 0 | 0 | 0 | 0 | 0
Coal | 0 | 0 | 0 | 0 | 0 | 0
Geo | 0 | 0 | 0 | 0 | 0 | 0
H | 0 | 0 | 0 | 0 | 0 | 0
LFG | 0 | 0 | 0 | 0 | 0 | 0
Nuc | 0 | 0 | 0 | 0 | 0 | 0
PS | 0 | 0 | 0 | 0 | 0 | 0
PV | 0 | 0 | 0 | 0 | 0 | 0
PeakG | 0 | 0 | 0 | 0 | 0 | 0
PeakO | 0 | 0 | 0 | 0 | 0 | 0
ST | 0 | 0 | 0 | 0 | 0 | 0
STOG | 0 | 0 | 0 | 0 | 0 | 0
STWD | 0 | 0 | 0 | 0 | 0 | 0
WT | 0 | 0 | 0 | 0 | 0 | 0
IGCC | 0 | 0 | 0 | 0 | 0 | 0
DemandResponse | 0 | 0 | 0 | 0 | 0 | 0
IGCC-CCS | 0 | 0 | 0 | 0 | 0 | 0
WT_off | 0 | 0 | 0 | 0 | 0 | 0
PseudoUnit | 0 | 0 | 0 | 0 | 0 | 0
FixedInterchange | 0 | 0 | 0 | 0 | 0 | 0
NOx Emissions (MMshortTons): RMPA
ReportingType | 2015 | 2020 | 2025 | 2030 | 2035 | 2040
BM | 0 | 0 | 0 | 0 | 0 | 0
CC | 0 | 0 | 0 | 0 | 0 | 0
CSP | 0 | 0 | 0 | 0 | 0 | 0
CT | 0 | 0 | 0 | 0 | 0 | 0
Coal | 0.06 | 0.06 | 0.05 | 0.05 | 0.05 | 0.05
Geo | 0 | 0 | 0 | 0 | 0 | 0
H | 0 | 0 | 0 | 0 | 0 | 0
LFG | 0 | 0 | 0 | 0 | 0 | 0
Nuc | 0 | 0 | 0 | 0 | 0 | 0
PS | 0 | 0 | 0 | 0 | 0 | 0
PV | 0 | 0 | 0 | 0 | 0 | 0
PeakG | 0 | 0 | 0 | 0 | 0 | 0
PeakO | 0 | 0 | 0 | 0 | 0 | 0
ST | 0 | 0 | 0 | 0 | 0 | 0
STOG | 0 | 0 | 0 | 0 | 0 | 0
STWD | 0 | 0 | 0 | 0 | 0 | 0
WT | 0 | 0 | 0 | 0 | 0 | 0
IGCC | 0 | 0 | 0 | 0 | 0 | 0
DemandResponse | 0 | 0 | 0 | 0 | 0 | 0
IGCC-CCS | 0 | 0 | 0 | 0 | 0 | 0
WT_off | 0 | 0 | 0 | 0 | 0 | 0
PseudoUnit | 0 | 0 | 0 | 0 | 0 | 0
FixedInterchange | 0 | 0 | 0 | 0 | 0 | 0
NOx Emissions (MMshortTons): SP15
ReportingType | 2015 | 2020 | 2025 | 2030 | 2035 | 2040
BM | 0 | 0 | 0 | 0 | 0 | 0
CC | 0 | 0 | 0 | 0 | 0 | 0
CSP | 0 | 0 | 0 | 0 | 0 | 0
CT | 0 | 0 | 0 | 0 | 0 | 0
Coal | 0 | 0 | 0 | 0 | 0 | 0
Geo | 0 | 0 | 0 | 0 | 0 | 0
H | 0 | 0 | 0 | 0 | 0 | 0
LFG | 0 | 0 | 0 | 0 | 0 | 0
Nuc | 0 | 0 | 0 | 0 | 0 | 0
PS | 0 | 0 | 0 | 0 | 0 | 0
PV | 0 | 0 | 0 | 0 | 0 | 0
PeakG | 0 | 0 | 0 | 0 | 0 | 0
PeakO | 0 | 0 | 0 | 0 | 0 | 0
ST | 0 | 0 | 0 | 0 | 0 | 0
STOG | 0 | 0 | 0 | 0 | 0 | 0
STWD | 0 | 0 | 0 | 0 | 0 | 0
WT | 0 | 0 | 0 | 0 | 0 | 0
IGCC | 0 | 0 | 0 | 0 | 0 | 0
DemandResponse | 0 | 0 | 0 | 0 | 0 | 0
IGCC-CCS | 0 | 0 | 0 | 0 | 0 | 0
WT_off | 0 | 0 | 0 | 0 | 0 | 0
PseudoUnit | 0 | 0 | 0 | 0 | 0 | 0
FixedInterchange | 0 | 0 | 0 | 0 | 0 | 0
NOx Emissions (MMshortTons): ALB
ReportingType | 2015 | 2020 | 2025 | 2030 | 2035 | 2040
BM | 0 | 0 | 0 | 0 | 0 | 0
CC | 0 | 0 | 0 | 0 | 0 | 0
CSP | 0 | 0 | 0 | 0 | 0 | 0
CT | 0 | 0 | 0 | 0 | 0 | 0
Coal | 0.01 | 0.01 | 0.01 | 0.01 | 0.01 | 0.01
Geo | 0 | 0 | 0 | 0 | 0 | 0
H | 0 | 0 | 0 | 0 | 0 | 0
LFG | 0 | 0 | 0 | 0 | 0 | 0
Nuc | 0 | 0 | 0 | 0 | 0 | 0
PS | 0 | 0 | 0 | 0 | 0 | 0
PV | 0 | 0 | 0 | 0 | 0 | 0
PeakG | 0 | 0 | 0 | 0 | 0 | 0
PeakO | 0 | 0 | 0 | 0 | 0 | 0
ST | 0 | 0 | 0 | 0 | 0 | 0
STOG | 0 | 0 | 0 | 0 | 0 | 0
STWD | 0 | 0 | 0 | 0 | 0 | 0
WT | 0 | 0 | 0 | 0 | 0 | 0
IGCC | 0 | 0 | 0 | 0 | 0 | 0
DemandResponse | 0 | 0 | 0 | 0 | 0 | 0
IGCC-CCS | 0 | 0 | 0 | 0 | 0 | 0
WT_off | 0 | 0 | 0 | 0 | 0 | 0
PseudoUnit | 0 | 0 | 0 | 0 | 0 | 0
FixedInterchange | 0 | 0 | 0 | 0 | 0 | 0
NOx Emissions (MMshortTons): BC
ReportingType | 2015 | 2020 | 2025 | 2030 | 2035 | 2040
BM | 0 | 0 | 0 | 0 | 0 | 0
CC | 0 | 0 | 0 | 0 | 0 | 0
CSP | 0 | 0 | 0 | 0 | 0 | 0
CT | 0 | 0 | 0 | 0 | 0 | 0
Coal | 0 | 0 | 0 | 0 | 0 | 0
Geo | 0 | 0 | 0 | 0 | 0 | 0
H | 0 | 0 | 0 | 0 | 0 | 0
LFG | 0 | 0 | 0 | 0 | 0 | 0
Nuc | 0 | 0 | 0 | 0 | 0 | 0
PS | 0 | 0 | 0 | 0 | 0 | 0
PV | 0 | 0 | 0 | 0 | 0 | 0
PeakG | 0 | 0 | 0 | 0 | 0 | 0
PeakO | 0 | 0 | 0 | 0 | 0 | 0
ST | 0 | 0 | 0 | 0 | 0 | 0
STOG | 0 | 0 | 0 | 0 | 0 | 0
STWD | 0 | 0 | 0 | 0 | 0 | 0
WT | 0 | 0 | 0 | 0 | 0 | 0
IGCC | 0 | 0 | 0 | 0 | 0 | 0
DemandResponse | 0 | 0 | 0 | 0 | 0 | 0
IGCC-CCS | 0 | 0 | 0 | 0 | 0 | 0
WT_off | 0 | 0 | 0 | 0 | 0 | 0
PseudoUnit | 0 | 0 | 0 | 0 | 0 | 0
FixedInterchange | 0 | 0 | 0 | 0 | 0 | 0
NOx Emissions (MMshortTons): HQ_IESO
ReportingType | 2015 | 2020 | 2025 | 2030 | 2035 | 2040
BM | 0 | 0 | 0 | 0 | 0 | 0
CC | 0 | 0 | 0 | 0 | 0 | 0
CSP | 0 | 0 | 0 | 0 | 0 | 0
CT | 0 | 0 | 0 | 0 | 0 | 0
Coal | 0 | 0 | 0 | 0 | 0 | 0
Geo | 0 | 0 | 0 | 0 | 0 | 0
H | 0 | 0 | 0 | 0 | 0 | 0
LFG | 0 | 0 | 0 | 0 | 0 | 0
Nuc | 0 | 0 | 0 | 0 | 0 | 0
PS | 0 | 0 | 0 | 0 | 0 | 0
PV | 0 | 0 | 0 | 0 | 0 | 0
PeakG | 0 | 0 | 0 | 0 | 0 | 0
PeakO | 0 | 0 | 0 | 0 | 0 | 0
ST | 0 | 0 | 0 | 0 | 0 | 0
STOG | 0 | 0 | 0 | 0 | 0 | 0
STWD | 0 | 0 | 0 | 0 | 0 | 0
WT | 0 | 0 | 0 | 0 | 0 | 0
IGCC | 0 | 0 | 0 | 0 | 0 | 0
DemandResponse | 0 | 0 | 0 | 0 | 0 | 0
IGCC-CCS | 0 | 0 | 0 | 0 | 0 | 0
WT_off | 0 | 0 | 0 | 0 | 0 | 0
PseudoUnit | 0 | 0 | 0 | 0 | 0 | 0
FixedInterchange | 0 | 0 | 0 | 0 | 0 | 0
NOx Emissions (MMshortTons): HQ_NEISO
ReportingType | 2015 | 2020 | 2025 | 2030 | 2035 | 2040
BM | 0 | 0 | 0 | 0 | 0 | 0
CC | 0 | 0 | 0 | 0 | 0 | 0
CSP | 0 | 0 | 0 | 0 | 0 | 0
CT | 0 | 0 | 0 | 0 | 0 | 0
Coal | 0 | 0 | 0 | 0 | 0 | 0
Geo | 0 | 0 | 0 | 0 | 0 | 0
H | 0 | 0 | 0 | 0 | 0 | 0
LFG | 0 | 0 | 0 | 0 | 0 | 0
Nuc | 0 | 0 | 0 | 0 | 0 | 0
PS | 0 | 0 | 0 | 0 | 0 | 0
PV | 0 | 0 | 0 | 0 | 0 | 0
PeakG | 0 | 0 | 0 | 0 | 0 | 0
PeakO | 0 | 0 | 0 | 0 | 0 | 0
ST | 0 | 0 | 0 | 0 | 0 | 0
STOG | 0 | 0 | 0 | 0 | 0 | 0
STWD | 0 | 0 | 0 | 0 | 0 | 0
WT | 0 | 0 | 0 | 0 | 0 | 0
IGCC | 0 | 0 | 0 | 0 | 0 | 0
DemandResponse | 0 | 0 | 0 | 0 | 0 | 0
IGCC-CCS | 0 | 0 | 0 | 0 | 0 | 0
WT_off | 0 | 0 | 0 | 0 | 0 | 0
PseudoUnit | 0 | 0 | 0 | 0 | 0 | 0
FixedInterchange | 0 | 0 | 0 | 0 | 0 | 0
NOx Emissions (MMshortTons): HQ_NY
ReportingType | 2015 | 2020 | 2025 | 2030 | 2035 | 2040
BM | 0 | 0 | 0 | 0 | 0 | 0
CC | 0 | 0 | 0 | 0 | 0 | 0
CSP | 0 | 0 | 0 | 0 | 0 | 0
CT | 0 | 0 | 0 | 0 | 0 | 0
Coal | 0 | 0 | 0 | 0 | 0 | 0
Geo | 0 | 0 | 0 | 0 | 0 | 0
H | 0 | 0 | 0 | 0 | 0 | 0
LFG | 0 | 0 | 0 | 0 | 0 | 0
Nuc | 0 | 0 | 0 | 0 | 0 | 0
PS | 0 | 0 | 0 | 0 | 0 | 0
PV | 0 | 0 | 0 | 0 | 0 | 0
PeakG | 0 | 0 | 0 | 0 | 0 | 0
PeakO | 0 | 0 | 0 | 0 | 0 | 0
ST | 0 | 0 | 0 | 0 | 0 | 0
STOG | 0 | 0 | 0 | 0 | 0 | 0
STWD | 0 | 0 | 0 | 0 | 0 | 0
WT | 0 | 0 | 0 | 0 | 0 | 0
IGCC | 0 | 0 | 0 | 0 | 0 | 0
DemandResponse | 0 | 0 | 0 | 0 | 0 | 0
IGCC-CCS | 0 | 0 | 0 | 0 | 0 | 0
WT_off | 0 | 0 | 0 | 0 | 0 | 0
PseudoUnit | 0 | 0 | 0 | 0 | 0 | 0
FixedInterchange | 0 | 0 | 0 | 0 | 0 | 0
NOx Emissions (MMshortTons): MARITIMES
ReportingType | 2015 | 2020 | 2025 | 2030 | 2035 | 2040
BM | 0 | 0 | 0 | 0 | 0 | 0
CC | 0 | 0 | 0 | 0 | 0 | 0
CSP | 0 | 0 | 0 | 0 | 0 | 0
CT | 0 | 0 | 0 | 0 | 0 | 0
Coal | 0 | 0 | 0 | 0 | 0 | 0
Geo | 0 | 0 | 0 | 0 | 0 | 0
H | 0 | 0 | 0 | 0 | 0 | 0
LFG | 0 | 0 | 0 | 0 | 0 | 0
Nuc | 0 | 0 | 0 | 0 | 0 | 0
PS | 0 | 0 | 0 | 0 | 0 | 0
PV | 0 | 0 | 0 | 0 | 0 | 0
PeakG | 0 | 0 | 0 | 0 | 0 | 0
PeakO | 0 | 0 | 0 | 0 | 0 | 0
ST | 0 | 0 | 0 | 0 | 0 | 0
STOG | 0 | 0 | 0 | 0 | 0 | 0
STWD | 0 | 0 | 0 | 0 | 0 | 0
WT | 0 | 0 | 0 | 0 | 0 | 0
IGCC | 0 | 0 | 0 | 0 | 0 | 0
DemandResponse | 0 | 0 | 0 | 0 | 0 | 0
IGCC-CCS | 0 | 0 | 0 | 0 | 0 | 0
WT_off | 0 | 0 | 0 | 0 | 0 | 0
PseudoUnit | 0 | 0 | 0 | 0 | 0 | 0
FixedInterchange | 0 | 0 | 0 | 0 | 0 | 0
NOx Emissions (MMshortTons): All
ReportingType | 2015 | 2020 | 2025 | 2030 | 2035 | 2040
BM | 0 | 0 | 0 | 0 | 0 | 0
CC | 0.08 | 0.09 | 0.08 | 0.08 | 0.09 | 0.1
CSP | 0 | 0 | 0 | 0 | 0 | 0
CT | 0 | 0 | 0 | 0 | 0 | 0
Coal | 1.56 | 1.45 | 1.53 | 1.55 | 1.6 | 1.62
Geo | 0 | 0 | 0 | 0 | 0 | 0
H | 0 | 0 | 0 | 0 | 0 | 0
LFG | 0 | 0 | 0 | 0 | 0 | 0
Nuc | 0 | 0 | 0 | 0 | 0 | 0
PS | 0 | 0 | 0 | 0 | 0 | 0
PV | 0 | 0 | 0 | 0 | 0 | 0
PeakG | 0 | 0 | 0 | 0 | 0 | 0
PeakO | 0 | 0 | 0 | 0 | 0 | 0
ST | 0 | 0 | 0 | 0 | 0 | 0
STOG | 0.02 | 0.02 | 0.02 | 0.02 | 0.02 | 0.02
STWD | 0 | 0 | 0 | 0 | 0 | 0
WT | 0 | 0 | 0 | 0 | 0 | 0
IGCC | 0 | 0 | 0 | 0 | 0 | 0
DemandResponse | 0 | 0 | 0 | 0 | 0 | 0
IGCC-CCS | 0 | 0 | 0 | 0 | 0 | 0
WT_off | 0 | 0 | 0 | 0 | 0 | 0
PseudoUnit | 0 | 0 | 0 | 0 | 0 | 0
FixedInterchange | 0 | 0 | 0 | 0 | 0 | 0
NOx Emissions (MMshortTons): EI_US
ReportingType | 2015 | 2020 | 2025 | 2030 | 2035 | 2040
BM | 0 | 0 | 0 | 0 | 0 | 0
CC | 0.05 | 0.06 | 0.05 | 0.05 | 0.07 | 0.08
CSP | 0 | 0 | 0 | 0 | 0 | 0
CT | 0 | 0 | 0 | 0 | 0 | 0
Coal | 1.16 | 1.03 | 1.11 | 1.13 | 1.17 | 1.21
Geo | 0 | 0 | 0 | 0 | 0 | 0
H | 0 | 0 | 0 | 0 | 0 | 0
LFG | 0 | 0 | 0 | 0 | 0 | 0
Nuc | 0 | 0 | 0 | 0 | 0 | 0
PS | 0 | 0 | 0 | 0 | 0 | 0
PV | 0 | 0 | 0 | 0 | 0 | 0
PeakG | 0 | 0 | 0 | 0 | 0 | 0
PeakO | 0 | 0 | 0 | 0 | 0 | 0
ST | 0 | 0 | 0 | 0 | 0 | 0
STOG | 0.01 | 0.01 | 0.01 | 0.01 | 0.01 | 0.01
STWD | 0 | 0 | 0 | 0 | 0 | 0
WT | 0 | 0 | 0 | 0 | 0 | 0
IGCC | 0 | 0 | 0 | 0 | 0 | 0
DemandResponse | 0 | 0 | 0 | 0 | 0 | 0
IGCC-CCS | 0 | 0 | 0 | 0 | 0 | 0
WT_off | 0 | 0 | 0 | 0 | 0 | 0
PseudoUnit | 0 | 0 | 0 | 0 | 0 | 0
FixedInterchange | 0 | 0 | 0 | 0 | 0 | 0
NOx Emissions (MMshortTons): EI_Canada
ReportingType | 2015 | 2020 | 2025 | 2030 | 2035 | 2040
BM | 0 | 0 | 0 | 0 | 0 | 0
CC | 0 | 0 | 0 | 0 | 0 | 0
CSP | 0 | 0 | 0 | 0 | 0 | 0
CT | 0 | 0 | 0 | 0 | 0 | 0
Coal | 0 | 0 | 0 | 0 | 0 | 0.01
Geo | 0 | 0 | 0 | 0 | 0 | 0
H | 0 | 0 | 0 | 0 | 0 | 0
LFG | 0 | 0 | 0 | 0 | 0 | 0
Nuc | 0 | 0 | 0 | 0 | 0 | 0
PS | 0 | 0 | 0 | 0 | 0 | 0
PV | 0 | 0 | 0 | 0 | 0 | 0
PeakG | 0 | 0 | 0 | 0 | 0 | 0
PeakO | 0 | 0 | 0 | 0 | 0 | 0
ST | 0 | 0 | 0 | 0 | 0 | 0
STOG | 0 | 0 | 0 | 0 | 0 | 0
STWD | 0 | 0 | 0 | 0 | 0 | 0
WT | 0 | 0 | 0 | 0 | 0 | 0
IGCC | 0 | 0 | 0 | 0 | 0 | 0
DemandResponse | 0 | 0 | 0 | 0 | 0 | 0
IGCC-CCS | 0 | 0 | 0 | 0 | 0 | 0
WT_off | 0 | 0 | 0 | 0 | 0 | 0
PseudoUnit | 0 | 0 | 0 | 0 | 0 | 0
FixedInterchange | 0 | 0 | 0 | 0 | 0 | 0
NOx Emissions (MMshortTons): EI
ReportingType | 2015 | 2020 | 2025 | 2030 | 2035 | 2040
BM | 0 | 0 | 0 | 0 | 0 | 0
CC | 0.05 | 0.06 | 0.05 | 0.05 | 0.07 | 0.08
CSP | 0 | 0 | 0 | 0 | 0 | 0
CT | 0 | 0 | 0 | 0 | 0 | 0
Coal | 1.16 | 1.04 | 1.11 | 1.13 | 1.18 | 1.21
Geo | 0 | 0 | 0 | 0 | 0 | 0
H | 0 | 0 | 0 | 0 | 0 | 0
LFG | 0 | 0 | 0 | 0 | 0 | 0
Nuc | 0 | 0 | 0 | 0 | 0 | 0
PS | 0 | 0 | 0 | 0 | 0 | 0
PV | 0 | 0 | 0 | 0 | 0 | 0
PeakG | 0 | 0 | 0 | 0 | 0 | 0
PeakO | 0 | 0 | 0 | 0 | 0 | 0
ST | 0 | 0 | 0 | 0 | 0 | 0
STOG | 0.01 | 0.01 | 0.01 | 0.01 | 0.01 | 0.01
STWD | 0 | 0 | 0 | 0 | 0 | 0
WT | 0 | 0 | 0 | 0 | 0 | 0
IGCC | 0 | 0 | 0 | 0 | 0 | 0
DemandResponse | 0 | 0 | 0 | 0 | 0 | 0
IGCC-CCS | 0 | 0 | 0 | 0 | 0 | 0
WT_off | 0 | 0 | 0 | 0 | 0 | 0
PseudoUnit | 0 | 0 | 0 | 0 | 0 | 0
FixedInterchange | 0 | 0 | 0 | 0 | 0 | 0
NOx Emissions (MMshortTons): Outside_EI
ReportingType | 2015 | 2020 | 2025 | 2030 | 2035 | 2040
BM | 0 | 0 | 0 | 0 | 0 | 0
CC | 0.03 | 0.03 | 0.03 | 0.02 | 0.02 | 0.02
CSP | 0 | 0 | 0 | 0 | 0 | 0
CT | 0 | 0 | 0 | 0 | 0 | 0
Coal | 0.4 | 0.41 | 0.42 | 0.42 | 0.42 | 0.41
Geo | 0 | 0 | 0 | 0 | 0 | 0
H | 0 | 0 | 0 | 0 | 0 | 0
LFG | 0 | 0 | 0 | 0 | 0 | 0
Nuc | 0 | 0 | 0 | 0 | 0 | 0
PS | 0 | 0 | 0 | 0 | 0 | 0
PV | 0 | 0 | 0 | 0 | 0 | 0
PeakG | 0 | 0 | 0 | 0 | 0 | 0
PeakO | 0 | 0 | 0 | 0 | 0 | 0
ST | 0 | 0 | 0 | 0 | 0 | 0
STOG | 0.01 | 0.01 | 0.01 | 0 | 0 | 0
STWD | 0 | 0 | 0 | 0 | 0 | 0
WT | 0 | 0 | 0 | 0 | 0 | 0
IGCC | 0 | 0 | 0 | 0 | 0 | 0
DemandResponse | 0 | 0 | 0 | 0 | 0 | 0
IGCC-CCS | 0 | 0 | 0 | 0 | 0 | 0
WT_off | 0 | 0 | 0 | 0 | 0 | 0
PseudoUnit | 0 | 0 | 0 | 0 | 0 | 0
FixedInterchange | 0 | 0 | 0 | 0 | 0 | 0
CO2 Emissions (MMshortTons): Entergy
ReportingType | 2015 | 2020 | 2025 | 2030 | 2035 | 2040
BM | 0 | 0 | 0 | 0 | 0 | 0
CC | 28.34 | 36.78 | 32.22 | 31.55 | 30.49 | 28.78
CSP | 0 | 0 | 0 | 0 | 0 | 0
CT | 0 | 0 | 0 | 0 | 0 | 0
Coal | 64.35 | 52.74 | 63.7 | 64.57 | 66.67 | 81.8
Geo | 0 | 0 | 0 | 0 | 0 | 0
H | 0 | 0 | 0 | 0 | 0 | 0
LFG | 0 | 0 | 0 | 0 | 0 | 0
Nuc | 0 | 0 | 0 | 0 | 0 | 0
PS | 0 | 0 | 0 | 0 | 0 | 0
PV | 0 | 0 | 0 | 0 | 0 | 0
PeakG | 0 | 0 | 0.02 | 0.02 | 0.01 | 0.01
PeakO | 0 | 0 | 0 | 0 | 0 | 0
ST | 0 | 0 | 0 | 0 | 0 | 0
STOG | 0.92 | 1.01 | 0.94 | 0.94 | 0.92 | 0.93
STWD | 0 | 0 | 0 | 0 | 0 | 0
WT | 0 | 0 | 0 | 0 | 0 | 0
IGCC | 0 | 0 | 0 | 0 | 0 | 0
DemandResponse | 0 | 0 | 0 | 0 | 0 | 0
IGCC-CCS | 0 | 0 | 0 | 0 | 0 | 0
WT_off | 0 | 0 | 0 | 0 | 0 | 0
PseudoUnit | 0 | 0 | 0 | 0 | 0 | 0
FixedInterchange | 0 | 0 | 0 | 0 | 0 | 0
CO2 Emissions (MMshortTons): FRCC
ReportingType | 2015 | 2020 | 2025 | 2030 | 2035 | 2040
BM | 0 | 0 | 0 | 0 | 0 | 0
CC | 63.42 | 70.92 | 73.76 | 80.13 | 91.34 | 103.01
CSP | 0 | 0 | 0 | 0 | 0 | 0
CT | 0.54 | 0.64 | 0.63 | 0.6 | 0.53 | 0.45
Coal | 59.26 | 57.07 | 63.47 | 64.42 | 65.92 | 65.92
Geo | 0 | 0 | 0 | 0 | 0 | 0
H | 0 | 0 | 0 | 0 | 0 | 0
LFG | 0 | 0 | 0 | 0 | 0 | 0
Nuc | 0 | 0 | 0 | 0 | 0 | 0
PS | 0 | 0 | 0 | 0 | 0 | 0
PV | 0 | 0 | 0 | 0 | 0 | 0
PeakG | 0.29 | 0.3 | 0.47 | 0.33 | 0.26 | 0.2
PeakO | 0 | 0 | 0 | 0 | 0 | 0
ST | 0 | 0 | 0 | 0 | 0 | 0
STOG | 2.16 | 1.95 | 1.72 | 1.68 | 1.54 | 1.01
STWD | 0 | 0 | 0 | 0 | 0 | 0
WT | 0 | 0 | 0 | 0 | 0 | 0
IGCC | 0 | 0 | 0 | 0 | 0 | 0
DemandResponse | 0 | 0 | 0 | 0 | 0 | 0
IGCC-CCS | 0 | 0 | 0 | 0 | 0 | 0
WT_off | 0 | 0 | 0 | 0 | 0 | 0
PseudoUnit | 0 | 0 | 0 | 0 | 0 | 0
FixedInterchange | 0 | 0 | 0 | 0 | 0 | 0
CO2 Emissions (MMshortTons): MAPP_US
ReportingType | 2015 | 2020 | 2025 | 2030 | 2035 | 2040
BM | 0 | 0 | 0 | 0 | 0 | 0
CC | 0.09 | 0.11 | 0.09 | 0.08 | 0.08 | 0.08
CSP | 0 | 0 | 0 | 0 | 0 | 0
CT | 0 | 0 | 0 | 0 | 0 | 0
Coal | 23.46 | 23.67 | 23.67 | 23.67 | 25.64 | 27.74
Geo | 0 | 0 | 0 | 0 | 0 | 0
H | 0 | 0 | 0 | 0 | 0 | 0
LFG | 0 | 0 | 0 | 0 | 0 | 0
Nuc | 0 | 0 | 0 | 0 | 0 | 0
PS | 0 | 0 | 0 | 0 | 0 | 0
PV | 0 | 0 | 0 | 0 | 0 | 0
PeakG | 0.01 | 0.04 | 0.05 | 0.08 | 0.08 | 0.04
PeakO | 0 | 0 | 0 | 0 | 0 | 0
ST | 0 | 0 | 0 | 0 | 0 | 0
STOG | 0 | 0 | 0 | 0 | 0 | 0
STWD | 0 | 0 | 0 | 0 | 0 | 0
WT | 0 | 0 | 0 | 0 | 0 | 0
IGCC | 0 | 0 | 0 | 0 | 0 | 0
DemandResponse | 0 | 0 | 0 | 0 | 0 | 0
IGCC-CCS | 0 | 0 | 0 | 0 | 0 | 0
WT_off | 0 | 0 | 0 | 0 | 0 | 0
PseudoUnit | 0 | 0 | 0 | 0 | 0 | 0
FixedInterchange | 0 | 0 | 0 | 0 | 0 | 0
CO2 Emissions (MMshortTons): MISO_IN
ReportingType | 2015 | 2020 | 2025 | 2030 | 2035 | 2040
BM | 0 | 0 | 0 | 0 | 0 | 0
CC | 1.84 | 3.92 | 2.71 | 4.03 | 8.92 | 10.36
CSP | 0 | 0 | 0 | 0 | 0 | 0
CT | 0 | 0 | 0 | 0 | 0 | 0
Coal | 91.62 | 95.16 | 99.52 | 102.83 | 107.05 | 109.03
Geo | 0 | 0 | 0 | 0 | 0 | 0
H | 0 | 0 | 0 | 0 | 0 | 0
LFG | 0 | 0 | 0 | 0 | 0 | 0
Nuc | 0 | 0 | 0 | 0 | 0 | 0
PS | 0 | 0 | 0 | 0 | 0 | 0
PV | 0 | 0 | 0 | 0 | 0 | 0
PeakG | 0.01 | 0.02 | 0.02 | 0.02 | 0.02 | 0.06
PeakO | 0 | 0 | 0 | 0 | 0 | 0
ST | 0 | 0 | 0 | 0 | 0 | 0
STOG | 0.04 | 0.04 | 0.07 | 0.04 | 0.04 | 0.07
STWD | 0 | 0 | 0 | 0 | 0 | 0
WT | 0 | 0 | 0 | 0 | 0 | 0
IGCC | 4.15 | 4.15 | 4.15 | 4.15 | 4.15 | 4.15
DemandResponse | 0 | 0 | 0 | 0 | 0 | 0
IGCC-CCS | 0 | 0 | 0 | 0 | 0 | 0
WT_off | 0 | 0 | 0 | 0 | 0 | 0
PseudoUnit | 0 | 0 | 0 | 0 | 0 | 0
FixedInterchange | 0 | 0 | 0 | 0 | 0 | 0
CO2 Emissions (MMshortTons): MISO_MI
ReportingType | 2015 | 2020 | 2025 | 2030 | 2035 | 2040
BM | 0 | 0 | 0 | 0 | 0 | 0
CC | 6.29 | 6.2 | 5.55 | 4.19 | 3.38 | 3.17
CSP | 0 | 0 | 0 | 0 | 0 | 0
CT | 0 | 0 | 0 | 0 | 0 | 0
Coal | 58.14 | 52.55 | 54.92 | 57.22 | 58.16 | 58.16
Geo | 0 | 0 | 0 | 0 | 0 | 0
H | 0 | 0 | 0 | 0 | 0 | 0
LFG | 0 | 0 | 0 | 0 | 0 | 0
Nuc | 0 | 0 | 0 | 0 | 0 | 0
PS | 0 | 0 | 0 | 0 | 0 | 0
PV | 0 | 0 | 0 | 0 | 0 | 0
PeakG | 0.01 | 0.02 | 0.07 | 0.06 | 0.06 | 0.03
PeakO | 0 | 0 | 0 | 0 | 0 | 0
ST | 0 | 0 | 0 | 0 | 0 | 0
STOG | 0.21 | 0.36 | 0.38 | 0.36 | 0.38 | 0.46
STWD | 0 | 0 | 0 | 0 | 0 | 0
WT | 0 | 0 | 0 | 0 | 0 | 0
IGCC | 0 | 0 | 0 | 0 | 0 | 0
DemandResponse | 0 | 0 | 0 | 0 | 0 | 0
IGCC-CCS | 0 | 0 | 0 | 0 | 0 | 0
WT_off | 0 | 0 | 0 | 0 | 0 | 0
PseudoUnit | 0 | 0 | 0 | 0 | 0 | 0
FixedInterchange | 0 | 0 | 0 | 0 | 0 | 0
CO2 Emissions (MMshortTons): MISO_MO-IL
ReportingType | 2015 | 2020 | 2025 | 2030 | 2035 | 2040
BM | 0 | 0 | 0 | 0 | 0 | 0
CC | 1.33 | 2.02 | 1.13 | 0.7 | 0.52 | 0.61
CSP | 0 | 0 | 0 | 0 | 0 | 0
CT | 0 | 0 | 0 | 0 | 0 | 0
Coal | 107.52 | 89.83 | 98.12 | 98.93 | 104 | 104.31
Geo | 0 | 0 | 0 | 0 | 0 | 0
H | 0 | 0 | 0 | 0 | 0 | 0
LFG | 0 | 0 | 0 | 0 | 0 | 0
Nuc | 0 | 0 | 0 | 0 | 0 | 0
PS | 0 | 0 | 0 | 0 | 0 | 0
PV | 0 | 0 | 0 | 0 | 0 | 0
PeakG | 0.09 | 0.18 | 0.28 | 0.26 | 0.29 | 0.4
PeakO | 0 | 0 | 0 | 0 | 0 | 0
ST | 0 | 0 | 0 | 0 | 0 | 0
STOG | 0.04 | 0.08 | 0.08 | 0.04 | 0.04 | 0.01
STWD | 0 | 0 | 0 | 0 | 0 | 0
WT | 0 | 0 | 0 | 0 | 0 | 0
IGCC | 0 | 0 | 0 | 0 | 0 | 0
DemandResponse | 0 | 0 | 0 | 0 | 0 | 0
IGCC-CCS | 0 | 0 | 0 | 0 | 0 | 0
WT_off | 0 | 0 | 0 | 0 | 0 | 0
PseudoUnit | 0 | 0 | 0 | 0 | 0 | 0
FixedInterchange | 0 | 0 | 0 | 0 | 0 | 0
CO2 Emissions (MMshortTons): MISO_W
ReportingType | 2015 | 2020 | 2025 | 2030 | 2035 | 2040
BM | 0 | 0 | 0 | 0 | 0 | 0
CC | 4.56 | 4.06 | 2.56 | 1.77 | 1.13 | 1.41
CSP | 0 | 0 | 0 | 0 | 0 | 0
CT | 0 | 0 | 0 | 0 | 0 | 0
Coal | 94.9 | 88.35 | 89.97 | 88.13 | 87.55 | 87.27
Geo | 0 | 0 | 0 | 0 | 0 | 0
H | 0 | 0 | 0 | 0 | 0 | 0
LFG | 0 | 0 | 0 | 0 | 0 | 0
Nuc | 0 | 0 | 0 | 0 | 0 | 0
PS | 0 | 0 | 0 | 0 | 0 | 0
PV | 0 | 0 | 0 | 0 | 0 | 0
PeakG | 0.27 | 0.17 | 0.14 | 0.05 | 0.02 | 0.04
PeakO | 0 | 0 | 0 | 0 | 0 | 0
ST | 0 | 0 | 0 | 0 | 0 | 0
STOG | 0.02 | 0.01 | 0 | 0 | 0 | 0
STWD | 0 | 0 | 0 | 0 | 0 | 0
WT | 0 | 0 | 0 | 0 | 0 | 0
IGCC | 0 | 0 | 0 | 0 | 0 | 0
DemandResponse | 0 | 0 | 0 | 0 | 0 | 0
IGCC-CCS | 0 | 0 | 0 | 0 | 0 | 0
WT_off | 0 | 0 | 0 | 0 | 0 | 0
PseudoUnit | 0 | 0 | 0 | 0 | 0 | 0
FixedInterchange | 0 | 0 | 0 | 0 | 0 | 0
CO2 Emissions (MMshortTons): MISO_WUMS
ReportingType | 2015 | 2020 | 2025 | 2030 | 2035 | 2040
BM | 0 | 0 | 0 | 0 | 0 | 0
CC | 6.75 | 12.11 | 9.8 | 7.5 | 8.12 | 8.16
CSP | 0 | 0 | 0 | 0 | 0 | 0
CT | 0 | 0.14 | 0.17 | 0.23 | 0.55 | 1
Coal | 30.41 | 31.23 | 36.04 | 38.16 | 44.48 | 46.12
Geo | 0 | 0 | 0 | 0 | 0 | 0
H | 0 | 0 | 0 | 0 | 0 | 0
LFG | 0 | 0 | 0 | 0 | 0 | 0
Nuc | 0 | 0 | 0 | 0 | 0 | 0
PS | 0 | 0 | 0 | 0 | 0 | 0
PV | 0 | 0 | 0 | 0 | 0 | 0
PeakG | 0.02 | 0 | 0 | 0 | 0 | 0
PeakO | 0 | 0 | 0 | 0 | 0 | 0
ST | 0 | 0 | 0 | 0 | 0 | 0
STOG | 0 | 0 | 0 | 0 | 0 | 0
STWD | 0 | 0 | 0 | 0 | 0 | 0
WT | 0 | 0 | 0 | 0 | 0 | 0
IGCC | 0 | 0 | 0 | 0 | 0 | 0
DemandResponse | 0 | 0 | 0 | 0 | 0 | 0
IGCC-CCS | 0 | 0 | 0 | 0 | 0 | 0
WT_off | 0 | 0 | 0 | 0 | 0 | 0
PseudoUnit | 0 | 0 | 0 | 0 | 0 | 0
FixedInterchange | 0 | 0 | 0 | 0 | 0 | 0
CO2 Emissions (MMshortTons): Nebraska
ReportingType | 2015 | 2020 | 2025 | 2030 | 2035 | 2040
BM | 0 | 0 | 0 | 0 | 0 | 0
CC | 0.3 | 0.25 | 0.2 | 0.17 | 0.16 | 0.12
CSP | 0 | 0 | 0 | 0 | 0 | 0
CT | 0 | 0 | 0 | 0 | 0 | 0
Coal | 35.38 | 35.35 | 35.35 | 35.26 | 47.02 | 51.39
Geo | 0 | 0 | 0 | 0 | 0 | 0
H | 0 | 0 | 0 | 0 | 0 | 0
LFG | 0 | 0 | 0 | 0 | 0 | 0
Nuc | 0 | 0 | 0 | 0 | 0 | 0
PS | 0 | 0 | 0 | 0 | 0 | 0
PV | 0 | 0 | 0 | 0 | 0 | 0
PeakG | 0.05 | 0.05 | 0.06 | 0.07 | 0.02 | 0.01
PeakO | 0 | 0 | 0 | 0 | 0 | 0
ST | 0 | 0 | 0 | 0 | 0 | 0
STOG | 0.04 | 0.04 | 0.04 | 0.05 | 0.01 | 0
STWD | 0 | 0 | 0 | 0 | 0 | 0
WT | 0 | 0 | 0 | 0 | 0 | 0
IGCC | 0 | 0 | 0 | 0 | 0 | 0
DemandResponse | 0 | 0 | 0 | 0 | 0 | 0
IGCC-CCS | 0 | 0 | 0 | 0 | 0 | 0
WT_off | 0 | 0 | 0 | 0 | 0 | 0
PseudoUnit | 0 | 0 | 0 | 0 | 0 | 0
FixedInterchange | 0 | 0 | 0 | 0 | 0 | 0
CO2 Emissions (MMshortTons): NEISO
ReportingType | 2015 | 2020 | 2025 | 2030 | 2035 | 2040
BM | 0 | 0 | 0 | 0 | 0 | 0
CC | 18.41 | 14.65 | 14.63 | 15.94 | 21.48 | 24.13
CSP | 0 | 0 | 0 | 0 | 0 | 0
CT | 0 | 0.01 | 0.01 | 0 | 0.02 | 0.04
Coal | 0.04 | 0 | 0 | 0 | 0 | 0
Geo | 0 | 0 | 0 | 0 | 0 | 0
H | 0 | 0 | 0 | 0 | 0 | 0
LFG | 0 | 0 | 0 | 0 | 0 | 0
Nuc | 0 | 0 | 0 | 0 | 0 | 0
PS | 0 | 0 | 0 | 0 | 0 | 0
PV | 0 | 0 | 0 | 0 | 0 | 0
PeakG | 0.02 | 0.02 | 0.02 | 0.02 | 0.06 | 0.06
PeakO | 0 | 0 | 0 | 0 | 0 | 0
ST | 0 | 0 | 0 | 0 | 0 | 0
STOG | 0 | 0 | 0 | 0 | 0 | 0
STWD | 0 | 0 | 0 | 0 | 0 | 0
WT | 0 | 0 | 0 | 0 | 0 | 0
IGCC | 0 | 0 | 0 | 0 | 0 | 0
DemandResponse | 0 | 0 | 0 | 0 | 0 | 0
IGCC-CCS | 0 | 0 | 0 | 0 | 0 | 0
WT_off | 0 | 0 | 0 | 0 | 0 | 0
PseudoUnit | 0 | 0 | 0 | 0 | 0 | 0
FixedInterchange | 0 | 0 | 0 | 0 | 0 | 0
CO2 Emissions (MMshortTons): NonRTO_Midwest
ReportingType | 2015 | 2020 | 2025 | 2030 | 2035 | 2040
BM | 0 | 0 | 0 | 0 | 0 | 0
CC | 0 | 0.93 | 0.73 | 0.9 | 1.11 | 1.5
CSP | 0 | 0 | 0 | 0 | 0 | 0
CT | 0 | 0.02 | 0.02 | 0.07 | 0.04 | 0.09
Coal | 62.73 | 64.67 | 66.07 | 67.26 | 68.79 | 70.35
Geo | 0 | 0 | 0 | 0 | 0 | 0
H | 0 | 0 | 0 | 0 | 0 | 0
LFG | 0 | 0 | 0 | 0 | 0 | 0
Nuc | 0 | 0 | 0 | 0 | 0 | 0
PS | 0 | 0 | 0 | 0 | 0 | 0
PV | 0 | 0 | 0 | 0 | 0 | 0
PeakG | 0.1 | 0.2 | 0.22 | 0.21 | 0.19 | 0.23
PeakO | 0 | 0 | 0 | 0 | 0 | 0
ST | 0 | 0 | 0 | 0 | 0 | 0
STOG | 0 | 0 | 0 | 0 | 0 | 0
STWD | 0 | 0 | 0 | 0 | 0 | 0
WT | 0 | 0 | 0 | 0 | 0 | 0
IGCC | 0 | 0 | 0 | 0 | 0 | 0
DemandResponse | 0 | 0 | 0 | 0 | 0 | 0
IGCC-CCS | 0 | 0 | 0 | 0 | 0 | 0
WT_off | 0 | 0 | 0 | 0 | 0 | 0
PseudoUnit | 0 | 0 | 0 | 0 | 0 | 0
FixedInterchange | 0 | 0 | 0 | 0 | 0 | 0
CO2 Emissions (MMshortTons): NYISO_A-F
ReportingType | 2015 | 2020 | 2025 | 2030 | 2035 | 2040
BM | 0 | 0 | 0 | 0 | 0 | 0
CC | 2.75 | 4.21 | 4.67 | 4.78 | 6.22 | 6.05
CSP | 0 | 0 | 0 | 0 | 0 | 0
CT | 0 | 0 | 0 | 0 | 0 | 0
Coal | 0 | 0 | 0 | 0 | 0 | 0
Geo | 0 | 0 | 0 | 0 | 0 | 0
H | 0 | 0 | 0 | 0 | 0 | 0
LFG | 0 | 0 | 0 | 0 | 0 | 0
Nuc | 0 | 0 | 0 | 0 | 0 | 0
PS | 0 | 0 | 0 | 0 | 0 | 0
PV | 0 | 0 | 0 | 0 | 0 | 0
PeakG | 0 | 0 | 0 | 0 | 0 | 0
PeakO | 0 | 0 | 0 | 0 | 0 | 0
ST | 0 | 0 | 0 | 0 | 0 | 0
STOG | 0 | 0 | 0 | 0 | 0 | 0
STWD | 0 | 0 | 0 | 0 | 0 | 0
WT | 0 | 0 | 0 | 0 | 0 | 0
IGCC | 0 | 0 | 0 | 0 | 0 | 0
DemandResponse | 0 | 0 | 0 | 0 | 0 | 0
IGCC-CCS | 0 | 0 | 0 | 0 | 0 | 0
WT_off | 0 | 0 | 0 | 0 | 0 | 0
PseudoUnit | 0 | 0 | 0 | 0 | 0 | 0
FixedInterchange | 0 | 0 | 0 | 0 | 0 | 0
CO2 Emissions (MMshortTons): NYISO_G-I
ReportingType | 2015 | 2020 | 2025 | 2030 | 2035 | 2040
BM | 0 | 0 | 0 | 0 | 0 | 0
CC | 2.84 | 3.59 | 4.5 | 6.78 | 14.53 | 22.39
CSP | 0 | 0 | 0 | 0 | 0 | 0
CT | 0 | 0 | 0 | 0 | 0 | 0
Coal | 0 | 0 | 0 | 0 | 0 | 0
Geo | 0 | 0 | 0 | 0 | 0 | 0
H | 0 | 0 | 0 | 0 | 0 | 0
LFG | 0 | 0 | 0 | 0 | 0 | 0
Nuc | 0 | 0 | 0 | 0 | 0 | 0
PS | 0 | 0 | 0 | 0 | 0 | 0
PV | 0 | 0 | 0 | 0 | 0 | 0
PeakG | 0 | 0 | 0 | 0 | 0 | 0
PeakO | 0 | 0 | 0 | 0 | 0 | 0
ST | 0 | 0 | 0 | 0 | 0 | 0
STOG | 0 | 0 | 0 | 0 | 0 | 0
STWD | 0 | 0 | 0 | 0 | 0 | 0
WT | 0 | 0 | 0 | 0 | 0 | 0
IGCC | 0 | 0 | 0 | 0 | 0 | 0
DemandResponse | 0 | 0 | 0 | 0 | 0 | 0
IGCC-CCS | 0 | 0 | 0 | 0 | 0 | 0
WT_off | 0 | 0 | 0 | 0 | 0 | 0
PseudoUnit | 0 | 0 | 0 | 0 | 0 | 0
FixedInterchange | 0 | 0 | 0 | 0 | 0 | 0
CO2 Emissions (MMshortTons): NYISO_J-K
ReportingType | 2015 | 2020 | 2025 | 2030 | 2035 | 2040
BM | 0 | 0 | 0 | 0 | 0 | 0
CC | 10.06 | 12.9 | 12.95 | 12.53 | 12.93 | 13.37
CSP | 0 | 0 | 0 | 0 | 0 | 0
CT | 0 | 0 | 0.01 | 0.03 | 0.08 | 0.15
Coal | 0 | 0 | 0 | 0 | 0 | 0
Geo | 0 | 0 | 0 | 0 | 0 | 0
H | 0 | 0 | 0 | 0 | 0 | 0
LFG | 0 | 0 | 0 | 0 | 0 | 0
Nuc | 0 | 0 | 0 | 0 | 0 | 0
PS | 0 | 0 | 0 | 0 | 0 | 0
PV | 0 | 0 | 0 | 0 | 0 | 0
PeakG | 0.03 | 0.08 | 0.1 | 0.1 | 0.1 | 0.17
PeakO | 0 | 0 | 0 | 0 | 0 | 0
ST | 0 | 0 | 0 | 0 | 0 | 0
STOG | 0.7 | 1.31 | 1.61 | 1.63 | 1.91 | 2.38
STWD | 0 | 0 | 0 | 0 | 0 | 0
WT | 0 | 0 | 0 | 0 | 0 | 0
IGCC | 0 | 0 | 0 | 0 | 0 | 0
DemandResponse | 0 | 0 | 0 | 0 | 0 | 0
IGCC-CCS | 0 | 0 | 0 | 0 | 0 | 0
WT_off | 0 | 0 | 0 | 0 | 0 | 0
PseudoUnit | 0 | 0 | 0 | 0 | 0 | 0
FixedInterchange | 0 | 0 | 0 | 0 | 0 | 0
CO2 Emissions (MMshortTons): PJM_E
ReportingType | 2015 | 2020 | 2025 | 2030 | 2035 | 2040
BM | 0 | 0 | 0 | 0 | 0 | 0
CC | 9.9 | 19 | 17.3 | 14.87 | 19.69 | 21.58
CSP | 0 | 0 | 0 | 0 | 0 | 0
CT | 0 | 0 | 0 | 0 | 0.14 | 0.07
Coal | 0.53 | 0.61 | 0.85 | 1.23 | 2.31 | 2.96
Geo | 0 | 0 | 0 | 0 | 0 | 0
H | 0 | 0 | 0 | 0 | 0 | 0
LFG | 0 | 0 | 0 | 0 | 0 | 0
Nuc | 0 | 0 | 0 | 0 | 0 | 0
PS | 0 | 0 | 0 | 0 | 0 | 0
PV | 0 | 0 | 0 | 0 | 0 | 0
PeakG | 0 | 0.05 | 0.31 | 0.31 | 0.38 | 0.16
PeakO | 0 | 0 | 0 | 0 | 0 | 0
ST | 0 | 0 | 0 | 0 | 0 | 0
STOG | 0.06 | 0.34 | 0.46 | 0.34 | 0.66 | 0.29
STWD | 0 | 0 | 0 | 0 | 0 | 0
WT | 0 | 0 | 0 | 0 | 0 | 0
IGCC | 0 | 0 | 0 | 0 | 0 | 0
DemandResponse | 0 | 0 | 0 | 0 | 0 | 0
IGCC-CCS | 0 | 0 | 0 | 0 | 0 | 0
WT_off | 0 | 0 | 0 | 0 | 0 | 0
PseudoUnit | 0 | 0 | 0 | 0 | 0 | 0
FixedInterchange | 0 | 0 | 0 | 0 | 0 | 0
CO2 Emissions (MMshortTons): PJM_ROM
ReportingType | 2015 | 2020 | 2025 | 2030 | 2035 | 2040
BM | 0 | 0 | 0 | 0 | 0 | 0
CC | 6.1 | 10.14 | 9.02 | 7.96 | 19.3 | 56.59
CSP | 0 | 0 | 0 | 0 | 0 | 0
CT | 0 | 0 | 0 | 0 | 0 | 0
Coal | 51.65 | 58.06 | 60.32 | 62.44 | 62.44 | 62.44
Geo | 0 | 0 | 0 | 0 | 0 | 0
H | 0 | 0 | 0 | 0 | 0 | 0
LFG | 0 | 0 | 0 | 0 | 0 | 0
Nuc | 0 | 0 | 0 | 0 | 0 | 0
PS | 0 | 0 | 0 | 0 | 0 | 0
PV | 0 | 0 | 0 | 0 | 0 | 0
PeakG | 0 | 0.03 | 0.03 | 0.03 | 0.13 | 0.03
PeakO | 0 | 0 | 0 | 0 | 0 | 0
ST | 0 | 0 | 0 | 0 | 0 | 0
STOG | 0.43 | 0.79 | 0.83 | 0.83 | 0.85 | 0.83
STWD | 0 | 0 | 0 | 0 | 0 | 0
WT | 0 | 0 | 0 | 0 | 0 | 0
IGCC | 0 | 0 | 0 | 0 | 0 | 0
DemandResponse | 0 | 0 | 0 | 0 | 0 | 0
IGCC-CCS | 0 | 0 | 0 | 0 | 0 | 0
WT_off | 0 | 0 | 0 | 0 | 0 | 0
PseudoUnit | 0 | 0 | 0 | 0 | 0 | 0
FixedInterchange | 0 | 0 | 0 | 0 | 0 | 0
CO2 Emissions (MMshortTons): PJM_ROR
ReportingType | 2015 | 2020 | 2025 | 2030 | 2035 | 2040
BM | 0 | 0 | 0 | 0 | 0 | 0
CC | 29.79 | 29 | 24.97 | 31.84 | 50.7 | 39.71
CSP | 0 | 0 | 0 | 0 | 0 | 0
CT | 0 | 0 | 0 | 0 | 0 | 0
Coal | 350.26 | 299.51 | 306.37 | 307.98 | 311.09 | 312.46
Geo | 0 | 0 | 0 | 0 | 0 | 0
H | 0 | 0 | 0 | 0 | 0 | 0
LFG | 0 | 0 | 0 | 0 | 0 | 0
Nuc | 0 | 0 | 0 | 0 | 0 | 0
PS | 0 | 0 | 0 | 0 | 0 | 0
PV | 0 | 0 | 0 | 0 | 0 | 0
PeakG | 0.86 | 0.84 | 0.78 | 0.79 | 0.58 | 0.78
PeakO | 0 | 0 | 0 | 0 | 0 | 0
ST | 0 | 0 | 0 | 0 | 0 | 0
STOG | 0.49 | 0.52 | 0.51 | 0.5 | 0.49 | 0.49
STWD | 0 | 0 | 0 | 0 | 0 | 0
WT | 0 | 0 | 0 | 0 | 0 | 0
IGCC | 0 | 0 | 0 | 0 | 0 | 0
DemandResponse | 0 | 0 | 0 | 0 | 0 | 0
IGCC-CCS | 0 | 0 | 0 | 0 | 0 | 0
WT_off | 0 | 0 | 0 | 0 | 0 | 0
PseudoUnit | 0 | 0 | 0 | 0 | 0 | 0
FixedInterchange | 0 | 0 | 0 | 0 | 0 | 0
CO2 Emissions (MMshortTons): SOCO
ReportingType | 2015 | 2020 | 2025 | 2030 | 2035 | 2040
BM | 0 | 0 | 0 | 0 | 0 | 0
CC | 47.16 | 49.51 | 43.01 | 43.09 | 39.81 | 37.6
CSP | 0 | 0 | 0 | 0 | 0 | 0
CT | 0 | 0 | 0 | 0 | 0 | 0
Coal | 104.72 | 103.69 | 129.63 | 141 | 162.03 | 202.75
Geo | 0 | 0 | 0 | 0 | 0 | 0
H | 0 | 0 | 0 | 0 | 0 | 0
LFG | 0 | 0 | 0 | 0 | 0 | 0
Nuc | 0 | 0 | 0 | 0 | 0 | 0
PS | 0 | 0 | 0 | 0 | 0 | 0
PV | 0 | 0 | 0 | 0 | 0 | 0
PeakG | 0.32 | 0.77 | 1.31 | 1.27 | 1.32 | 1.29
PeakO | 0 | 0 | 0 | 0 | 0 | 0
ST | 0 | 0 | 0 | 0 | 0 | 0
STOG | 0 | 0 | 0 | 0 | 0 | 0
STWD | 0 | 0 | 0 | 0 | 0 | 0
WT | 0 | 0 | 0 | 0 | 0 | 0
IGCC | 0 | 0 | 0 | 0 | 0 | 0
DemandResponse | 0 | 0 | 0 | 0 | 0 | 0
IGCC-CCS | 0 | 0 | 0 | 0 | 0 | 0
WT_off | 0 | 0 | 0 | 0 | 0 | 0
PseudoUnit | 0 | 0 | 0 | 0 | 0 | 0
FixedInterchange | 0 | 0 | 0 | 0 | 0 | 0
CO2 Emissions (MMshortTons): SPP_N
ReportingType | 2015 | 2020 | 2025 | 2030 | 2035 | 2040
BM | 0 | 0 | 0 | 0 | 0 | 0
CC | 3.67 | 5.98 | 3.48 | 3.12 | 3.35 | 2.98
CSP | 0 | 0 | 0 | 0 | 0 | 0
CT | 0 | 0.04 | 0.06 | 0.24 | 0.42 | 0.24
Coal | 68.81 | 68.62 | 68.79 | 68.79 | 68.79 | 83.77
Geo | 0 | 0 | 0 | 0 | 0 | 0
H | 0 | 0 | 0 | 0 | 0 | 0
LFG | 0 | 0 | 0 | 0 | 0 | 0
Nuc | 0 | 0 | 0 | 0 | 0 | 0
PS | 0 | 0 | 0 | 0 | 0 | 0
PV | 0 | 0 | 0 | 0 | 0 | 0
PeakG | 0.04 | 0.02 | 0.06 | 0.03 | 0 | 0
PeakO | 0 | 0 | 0 | 0 | 0 | 0
ST | 0 | 0 | 0 | 0 | 0 | 0
STOG | 0.33 | 0.38 | 0.4 | 0.42 | 0.42 | 0.41
STWD | 0 | 0 | 0 | 0 | 0 | 0
WT | 0 | 0 | 0 | 0 | 0 | 0
IGCC | 0 | 0 | 0 | 0 | 0 | 0
DemandResponse | 0 | 0 | 0 | 0 | 0 | 0
IGCC-CCS | 0 | 0 | 0 | 0 | 0 | 0
WT_off | 0 | 0 | 0 | 0 | 0 | 0
PseudoUnit | 0 | 0 | 0 | 0 | 0 | 0
FixedInterchange | 0 | 0 | 0 | 0 | 0 | 0
CO2 Emissions (MMshortTons): SPP_S
ReportingType | 2015 | 2020 | 2025 | 2030 | 2035 | 2040
BM | 0 | 0 | 0 | 0 | 0 | 0
CC | 17.26 | 22.21 | 8.36 | 8.34 | 8.72 | 7.58
CSP | 0 | 0 | 0 | 0 | 0 | 0
CT | 0 | 0.04 | 0 | 0 | 0 | 0.01
Coal | 94.92 | 86.64 | 91.08 | 95.96 | 100.15 | 98.97
Geo | 0 | 0 | 0 | 0 | 0 | 0
H | 0 | 0 | 0 | 0 | 0 | 0
LFG | 0 | 0 | 0 | 0 | 0 | 0
Nuc | 0 | 0 | 0 | 0 | 0 | 0
PS | 0 | 0 | 0 | 0 | 0 | 0
PV | 0 | 0 | 0 | 0 | 0 | 0
PeakG | 0 | 0.01 | 0 | 0 | 0 | 0
PeakO | 0 | 0 | 0 | 0 | 0 | 0
ST | 0 | 0 | 0 | 0 | 0 | 0
STOG | 1.38 | 1.57 | 0.69 | 0.85 | 1.04 | 1.19
STWD | 0 | 0 | 0 | 0 | 0 | 0
WT | 0 | 0 | 0 | 0 | 0 | 0
IGCC | 0 | 0 | 0 | 0 | 0 | 0
DemandResponse | 0 | 0 | 0 | 0 | 0 | 0
IGCC-CCS | 0 | 0 | 0 | 0 | 0 | 0
WT_off | 0 | 0 | 0 | 0 | 0 | 0
PseudoUnit | 0 | 0 | 0 | 0 | 0 | 0
FixedInterchange | 0 | 0 | 0 | 0 | 0 | 0
CO2 Emissions (MMshortTons): TVA
ReportingType | 2015 | 2020 | 2025 | 2030 | 2035 | 2040
BM | 0 | 0 | 0 | 0 | 0 | 0
CC | 8.27 | 11.74 | 11.69 | 12.3 | 10.49 | 9.81
CSP | 0 | 0 | 0 | 0 | 0 | 0
CT | 0 | 0.16 | 0.16 | 0.23 | 0.14 | 0.26
Coal | 88.07 | 81.57 | 84.49 | 85.33 | 111.21 | 128.34
Geo | 0 | 0 | 0 | 0 | 0 | 0
H | 0 | 0 | 0 | 0 | 0 | 0
LFG | 0 | 0 | 0 | 0 | 0 | 0
Nuc | 0 | 0 | 0 | 0 | 0 | 0
PS | 0 | 0 | 0 | 0 | 0 | 0
PV | 0 | 0 | 0 | 0 | 0 | 0
PeakG | 0 | 0 | 0.02 | 0.01 | 0.01 | 0.01
PeakO | 0 | 0 | 0 | 0 | 0 | 0
ST | 0 | 0 | 0 | 0 | 0 | 0
STOG | 0 | 0 | 0 | 0 | 0 | 0
STWD | 0 | 0 | 0 | 0 | 0 | 0
WT | 0 | 0 | 0 | 0 | 0 | 0
IGCC | 0 | 0 | 0 | 0 | 0 | 0
DemandResponse | 0 | 0 | 0 | 0 | 0 | 0
IGCC-CCS | 0 | 0 | 0 | 0 | 0 | 0
WT_off | 0 | 0 | 0 | 0 | 0 | 0
PseudoUnit | 0 | 0 | 0 | 0 | 0 | 0
FixedInterchange | 0 | 0 | 0 | 0 | 0 | 0
CO2 Emissions (MMshortTons): TVA_Transmission
ReportingType | 2015 | 2020 | 2025 | 2030 | 2035 | 2040
BM | 0 | 0 | 0 | 0 | 0 | 0
CC | 0 | 0 | 0 | 0 | 0 | 0
CSP | 0 | 0 | 0 | 0 | 0 | 0
CT | 0 | 0 | 0 | 0 | 0 | 0
Coal | 0 | 0 | 0 | 0 | 0 | 0
Geo | 0 | 0 | 0 | 0 | 0 | 0
H | 0 | 0 | 0 | 0 | 0 | 0
LFG | 0 | 0 | 0 | 0 | 0 | 0
Nuc | 0 | 0 | 0 | 0 | 0 | 0
PS | 0 | 0 | 0 | 0 | 0 | 0
PV | 0 | 0 | 0 | 0 | 0 | 0
PeakG | 0 | 0 | 0 | 0 | 0 | 0
PeakO | 0 | 0 | 0 | 0 | 0 | 0
ST | 0 | 0 | 0 | 0 | 0 | 0
STOG | 0 | 0 | 0 | 0 | 0 | 0
STWD | 0 | 0 | 0 | 0 | 0 | 0
WT | 0 | 0 | 0 | 0 | 0 | 0
IGCC | 0 | 0 | 0 | 0 | 0 | 0
DemandResponse | 0 | 0 | 0 | 0 | 0 | 0
IGCC-CCS | 0 | 0 | 0 | 0 | 0 | 0
WT_off | 0 | 0 | 0 | 0 | 0 | 0
PseudoUnit | 0 | 0 | 0 | 0 | 0 | 0
FixedInterchange | 0 | 0 | 0 | 0 | 0 | 0
CO2 Emissions (MMshortTons): VACAR
ReportingType | 2015 | 2020 | 2025 | 2030 | 2035 | 2040
BM | 0 | 0 | 0 | 0 | 0 | 0
CC | 21.43 | 23.98 | 20.1 | 21.95 | 30.79 | 41.65
CSP | 0 | 0 | 0 | 0 | 0 | 0
CT | 0.05 | 0.05 | 0.05 | 0.1 | 0.25 | 0.37
Coal | 83.44 | 78.97 | 97.57 | 107.32 | 117.26 | 118.49
Geo | 0 | 0 | 0 | 0 | 0 | 0
H | 0 | 0 | 0 | 0 | 0 | 0
LFG | 0 | 0 | 0 | 0 | 0 | 0
Nuc | 0 | 0 | 0 | 0 | 0 | 0
PS | 0 | 0 | 0 | 0 | 0 | 0
PV | 0 | 0 | 0 | 0 | 0 | 0
PeakG | 0.07 | 0.13 | 0.21 | 0.2 | 0.2 | 0.19
PeakO | 0 | 0 | 0 | 0 | 0 | 0
ST | 0 | 0 | 0 | 0 | 0 | 0
STOG | 0 | 0 | 0 | 0 | 0 | 0
STWD | 0 | 0 | 0 | 0 | 0 | 0
WT | 0 | 0 | 0 | 0 | 0 | 0
IGCC | 0 | 0 | 0 | 0 | 0 | 0
DemandResponse | 0 | 0 | 0 | 0 | 0 | 0
IGCC-CCS | 0 | 0 | 0 | 0 | 0 | 0
WT_off | 0 | 0 | 0 | 0 | 0 | 0
PseudoUnit | 0 | 0 | 0 | 0 | 0 | 0
FixedInterchange | 0 | 0 | 0 | 0 | 0 | 0
CO2 Emissions (MMshortTons): IESO
ReportingType | 2015 | 2020 | 2025 | 2030 | 2035 | 2040
BM | 0 | 0 | 0 | 0 | 0 | 0
CC | 0.38 | 0.6 | 0.78 | 0.91 | 3.58 | 10.72
CSP | 0 | 0 | 0 | 0 | 0 | 0
CT | 0 | 0 | 0 | 0 | 0.02 | 0.09
Coal | 0 | 0 | 0 | 0 | 0 | 0
Geo | 0 | 0 | 0 | 0 | 0 | 0
H | 0 | 0 | 0 | 0 | 0 | 0
LFG | 0 | 0 | 0 | 0 | 0 | 0
Nuc | 0 | 0 | 0 | 0 | 0 | 0
PS | 0 | 0 | 0 | 0 | 0 | 0
PV | 0 | 0 | 0 | 0 | 0 | 0
PeakG | 0 | 0 | 0 | 0 | 0 | 0.01
PeakO | 0 | 0 | 0 | 0 | 0 | 0
ST | 0 | 0 | 0 | 0 | 0 | 0
STOG | 0 | 0 | 0 | 0 | 0 | 0
STWD | 0 | 0 | 0 | 0 | 0 | 0
WT | 0 | 0 | 0 | 0 | 0 | 0
IGCC | 0 | 0 | 0 | 0 | 0 | 0
DemandResponse | 0 | 0 | 0 | 0 | 0 | 0
IGCC-CCS | 0 | 0 | 0 | 0 | 0 | 0
WT_off | 0 | 0 | 0 | 0 | 0 | 0
PseudoUnit | 0 | 0 | 0 | 0 | 0 | 0
FixedInterchange | 0 | 0 | 0 | 0 | 0 | 0
CO2 Emissions (MMshortTons): MAPP_CA
ReportingType | 2015 | 2020 | 2025 | 2030 | 2035 | 2040
BM | 0 | 0 | 0 | 0 | 0 | 0
CC | 3.94 | 5.21 | 5.31 | 5.36 | 5.56 | 5.56
CSP | 0 | 0 | 0 | 0 | 0 | 0
CT | 0 | 0 | 0 | 0.01 | 0.03 | 0.02
Coal | 0.11 | 0.24 | 0.58 | 2.07 | 3.88 | 5.69
Geo | 0 | 0 | 0 | 0 | 0 | 0
H | 0 | 0 | 0 | 0 | 0 | 0
LFG | 0 | 0 | 0 | 0 | 0 | 0
Nuc | 0 | 0 | 0 | 0 | 0 | 0
PS | 0 | 0 | 0 | 0 | 0 | 0
PV | 0 | 0 | 0 | 0 | 0 | 0
PeakG | 0 | 0 | 0 | 0 | 0 | 0
PeakO | 0 | 0 | 0 | 0 | 0 | 0
ST | 0 | 0 | 0 | 0 | 0 | 0
STOG | 0 | 0 | 0 | 0 | 0 | 0
STWD | 0 | 0 | 0 | 0 | 0 | 0
WT | 0 | 0 | 0 | 0 | 0 | 0
IGCC | 0 | 0 | 0 | 0 | 0 | 0
DemandResponse | 0 | 0 | 0 | 0 | 0 | 0
IGCC-CCS | 0 | 0 | 0 | 0 | 0 | 0
WT_off | 0 | 0 | 0 | 0 | 0 | 0
PseudoUnit | 0 | 0 | 0 | 0 | 0 | 0
FixedInterchange | 0 | 0 | 0 | 0 | 0 | 0
CO2 Emissions (MMshortTons): AZ_NM_SNV_Coal
ReportingType | 2015 | 2020 | 2025 | 2030 | 2035 | 2040
BM | 0 | 0 | 0 | 0 | 0 | 0
CC | 0 | 0 | 0 | 0 | 0 | 0
CSP | 0 | 0 | 0 | 0 | 0 | 0
CT | 0 | 0 | 0 | 0 | 0 | 0
Coal | 75.33 | 80.51 | 80.51 | 80.51 | 80.2 | 71.66
Geo | 0 | 0 | 0 | 0 | 0 | 0
H | 0 | 0 | 0 | 0 | 0 | 0
LFG | 0 | 0 | 0 | 0 | 0 | 0
Nuc | 0 | 0 | 0 | 0 | 0 | 0
PS | 0 | 0 | 0 | 0 | 0 | 0
PV | 0 | 0 | 0 | 0 | 0 | 0
PeakG | 0 | 0 | 0 | 0 | 0 | 0
PeakO | 0 | 0 | 0 | 0 | 0 | 0
ST | 0 | 0 | 0 | 0 | 0 | 0
STOG | 0 | 0 | 0 | 0 | 0 | 0
STWD | 0 | 0 | 0 | 0 | 0 | 0
WT | 0 | 0 | 0 | 0 | 0 | 0
IGCC | 0 | 0 | 0 | 0 | 0 | 0
DemandResponse | 0 | 0 | 0 | 0 | 0 | 0
IGCC-CCS | 0 | 0 | 0 | 0 | 0 | 0
WT_off | 0 | 0 | 0 | 0 | 0 | 0
PseudoUnit | 0 | 0 | 0 | 0 | 0 | 0
FixedInterchange | 0 | 0 | 0 | 0 | 0 | 0
CO2 Emissions (MMshortTons): AZ_NM_SNV_Gas
ReportingType | 2015 | 2020 | 2025 | 2030 | 2035 | 2040
BM | 0 | 0 | 0 | 0 | 0 | 0
CC | 44.06 | 44.75 | 45.41 | 34.85 | 22.98 | 21.05
CSP | 0 | 0 | 0 | 0 | 0 | 0
CT | 0 | 0 | 0.05 | 0.05 | 0 | 0
Coal | 0 | 0 | 0 | 0 | 0 | 0
Geo | 0 | 0 | 0 | 0 | 0 | 0
H | 0 | 0 | 0 | 0 | 0 | 0
LFG | 0 | 0 | 0 | 0 | 0 | 0
Nuc | 0 | 0 | 0 | 0 | 0 | 0
PS | 0 | 0 | 0 | 0 | 0 | 0
PV | 0 | 0 | 0 | 0 | 0 | 0
PeakG | 0 | 0 | 0.14 | 0.17 | 0.21 | 0.21
PeakO | 0 | 0 | 0 | 0 | 0 | 0
ST | 0 | 0 | 0 | 0 | 0 | 0
STOG | 0 | 0 | 0 | 0 | 0 | 0
STWD | 0 | 0 | 0 | 0 | 0 | 0
WT | 0 | 0 | 0 | 0 | 0 | 0
IGCC | 0 | 0 | 0 | 0 | 0 | 0
DemandResponse | 0 | 0 | 0 | 0 | 0 | 0
IGCC-CCS | 0 | 0 | 0 | 0 | 0 | 0
WT_off | 0 | 0 | 0 | 0 | 0 | 0
PseudoUnit | 0 | 0 | 0 | 0 | 0 | 0
FixedInterchange | 0 | 0 | 0 | 0 | 0 | 0
CO2 Emissions (MMshortTons): AZ_NM_SNV_NucRenew
ReportingType | 2015 | 2020 | 2025 | 2030 | 2035 | 2040
BM | 0 | 0 | 0 | 0 | 0 | 0
CC | 0 | 0 | 0 | 0 | 0 | 0
CSP | 0 | 0 | 0 | 0 | 0 | 0
CT | 0 | 0 | 0 | 0 | 0 | 0
Coal | 0 | 0 | 0 | 0 | 0 | 0
Geo | 0 | 0 | 0 | 0 | 0 | 0
H | 0 | 0 | 0 | 0 | 0 | 0
LFG | 0 | 0 | 0 | 0 | 0 | 0
Nuc | 0 | 0 | 0 | 0 | 0 | 0
PS | 0 | 0 | 0 | 0 | 0 | 0
PV | 0 | 0 | 0 | 0 | 0 | 0
PeakG | 0 | 0 | 0 | 0 | 0 | 0
PeakO | 0 | 0 | 0 | 0 | 0 | 0
ST | 0 | 0 | 0 | 0 | 0 | 0
STOG | 0 | 0 | 0 | 0 | 0 | 0
STWD | 0 | 0 | 0 | 0 | 0 | 0
WT | 0 | 0 | 0 | 0 | 0 | 0
IGCC | 0 | 0 | 0 | 0 | 0 | 0
DemandResponse | 0 | 0 | 0 | 0 | 0 | 0
IGCC-CCS | 0 | 0 | 0 | 0 | 0 | 0
WT_off | 0 | 0 | 0 | 0 | 0 | 0
PseudoUnit | 0 | 0 | 0 | 0 | 0 | 0
FixedInterchange | 0 | 0 | 0 | 0 | 0 | 0
CO2 Emissions (MMshortTons): ERCOT
ReportingType | 2015 | 2020 | 2025 | 2030 | 2035 | 2040
BM | 0 | 0 | 0 | 0 | 0 | 0
CC | 66.84 | 70.96 | 65.82 | 43.31 | 46.22 | 49.25
CSP | 0 | 0 | 0 | 0 | 0 | 0
CT | 0 | 0 | 0.01 | 0 | 0 | 0
Coal | 118.88 | 133.38 | 157.9 | 157.37 | 157.9 | 157.9
Geo | 0 | 0 | 0 | 0 | 0 | 0
H | 0 | 0 | 0 | 0 | 0 | 0
LFG | 0 | 0 | 0 | 0 | 0 | 0
Nuc | 0 | 0 | 0 | 0 | 0 | 0
PS | 0 | 0 | 0 | 0 | 0 | 0
PV | 0 | 0 | 0 | 0 | 0 | 0
PeakG | 0 | 0.01 | 0.04 | 0 | 0 | 0
PeakO | 0 | 0 | 0 | 0 | 0 | 0
ST | 0 | 0 | 0 | 0 | 0 | 0
STOG | 3.5 | 4.57 | 5.99 | 2.94 | 2.79 | 2.4
STWD | 0 | 0 | 0 | 0 | 0 | 0
WT | 0 | 0 | 0 | 0 | 0 | 0
IGCC | 0 | 0 | 0 | 0 | 0 | 0
DemandResponse | 0 | 0 | 0 | 0 | 0 | 0
IGCC-CCS | 0 | 0 | 0 | 0 | 0 | 0
WT_off | 0 | 0 | 0 | 0 | 0 | 0
PseudoUnit | 0 | 0 | 0 | 0 | 0 | 0
FixedInterchange | 0 | 0 | 0 | 0 | 0 | 0
CO2 Emissions (MMshortTons): NP15
ReportingType | 2015 | 2020 | 2025 | 2030 | 2035 | 2040
BM | 0 | 0 | 0 | 0 | 0 | 0
CC | 16.11 | 8.31 | 11.86 | 8.79 | 2.86 | 1.66
CSP | 0 | 0 | 0 | 0 | 0 | 0
CT | 0 | 0 | 0 | 0 | 0 | 0
Coal | 0.27 | 0 | 0 | 0 | 0 | 0
Geo | 0 | 0 | 0 | 0 | 0 | 0
H | 0 | 0 | 0 | 0 | 0 | 0
LFG | 0 | 0 | 0 | 0 | 0 | 0
Nuc | 0 | 0 | 0 | 0 | 0 | 0
PS | 0 | 0 | 0 | 0 | 0 | 0
PV | 0 | 0 | 0 | 0 | 0 | 0
PeakG | 0 | 0 | 0 | 0 | 0 | 0
PeakO | 0 | 0 | 0 | 0 | 0 | 0
ST | 0 | 0 | 0 | 0 | 0 | 0
STOG | 0.08 | 0.05 | 0.12 | 0.07 | 0.09 | 0.06
STWD | 0 | 0 | 0 | 0 | 0 | 0
WT | 0 | 0 | 0 | 0 | 0 | 0
IGCC | 0 | 0 | 0 | 0 | 0 | 0
DemandResponse | 0 | 0 | 0 | 0 | 0 | 0
IGCC-CCS | 0 | 0 | 0 | 0 | 0 | 0
WT_off | 0 | 0 | 0 | 0 | 0 | 0
PseudoUnit | 0 | 0 | 0 | 0 | 0 | 0
FixedInterchange | 0 | 0 | 0 | 0 | 0 | 0
CO2 Emissions (MMshortTons): NWPP_Coal
ReportingType | 2015 | 2020 | 2025 | 2030 | 2035 | 2040
BM | 0 | 0 | 0 | 0 | 0 | 0
CC | 0 | 0 | 0 | 0 | 0 | 0
CSP | 0 | 0 | 0 | 0 | 0 | 0
CT | 0 | 0 | 0 | 0 | 0 | 0
Coal | 108.95 | 109.08 | 109.08 | 109.08 | 108.57 | 108.36
Geo | 0 | 0 | 0 | 0 | 0 | 0
H | 0 | 0 | 0 | 0 | 0 | 0
LFG | 0 | 0 | 0 | 0 | 0 | 0
Nuc | 0 | 0 | 0 | 0 | 0 | 0
PS | 0 | 0 | 0 | 0 | 0 | 0
PV | 0 | 0 | 0 | 0 | 0 | 0
PeakG | 0 | 0 | 0 | 0 | 0 | 0
PeakO | 0 | 0 | 0 | 0 | 0 | 0
ST | 0 | 0 | 0 | 0 | 0 | 0
STOG | 0 | 0 | 0 | 0 | 0 | 0
STWD | 0 | 0 | 0 | 0 | 0 | 0
WT | 0 | 0 | 0 | 0 | 0 | 0
IGCC | 0 | 0 | 0 | 0 | 0 | 0
DemandResponse | 0 | 0 | 0 | 0 | 0 | 0
IGCC-CCS | 0 | 0 | 0 | 0 | 0 | 0
WT_off | 0 | 0 | 0 | 0 | 0 | 0
PseudoUnit | 0 | 0 | 0 | 0 | 0 | 0
FixedInterchange | 0 | 0 | 0 | 0 | 0 | 0
CO2 Emissions (MMshortTons): NWPP_Gas
ReportingType | 2015 | 2020 | 2025 | 2030 | 2035 | 2040
BM | 0 | 0 | 0 | 0 | 0 | 0
CC | 21.13 | 21.13 | 21.13 | 26.24 | 35.11 | 31.41
CSP | 0 | 0 | 0 | 0 | 0 | 0
CT | 0 | 0 | 0 | 0 | 0 | 0
Coal | 0 | 0 | 0 | 0 | 0 | 7.11
Geo | 0 | 0 | 0 | 0 | 0 | 0
H | 0 | 0 | 0 | 0 | 0 | 0
LFG | 0 | 0 | 0 | 0 | 0 | 0
Nuc | 0 | 0 | 0 | 0 | 0 | 0
PS | 0 | 0 | 0 | 0 | 0 | 0
PV | 0 | 0 | 0 | 0 | 0 | 0
PeakG | 0 | 0 | 0 | 0 | 0 | 0
PeakO | 0 | 0 | 0 | 0 | 0 | 0
ST | 0 | 0 | 0 | 0 | 0 | 0
STOG | 0 | 0 | 0 | 0 | 0 | 0
STWD | 0 | 0 | 0 | 0 | 0 | 0
WT | 0 | 0 | 0 | 0 | 0 | 0
IGCC | 0 | 0 | 0 | 0 | 0 | 0
DemandResponse | 0 | 0 | 0 | 0 | 0 | 0
IGCC-CCS | 0 | 0 | 0 | 0 | 0 | 0
WT_off | 0 | 0 | 0 | 0 | 0 | 0
PseudoUnit | 0 | 0 | 0 | 0 | 0 | 0
FixedInterchange | 0 | 0 | 0 | 0 | 0 | 0
CO2 Emissions (MMshortTons): NWPP_NucRenew
ReportingType | 2015 | 2020 | 2025 | 2030 | 2035 | 2040
BM | 0 | 0 | 0 | 0 | 0 | 0
CC | 0 | 0 | 0 | 0 | 0 | 0
CSP | 0 | 0 | 0 | 0 | 0 | 0
CT | 0 | 0 | 0 | 0 | 0 | 0
Coal | 0 | 0 | 0 | 0 | 0 | 0
Geo | 0 | 0 | 0 | 0 | 0 | 0
H | 0 | 0 | 0 | 0 | 0 | 0
LFG | 0 | 0 | 0 | 0 | 0 | 0
Nuc | 0 | 0 | 0 | 0 | 0 | 0
PS | 0 | 0 | 0 | 0 | 0 | 0
PV | 0 | 0 | 0 | 0 | 0 | 0
PeakG | 0 | 0 | 0 | 0 | 0 | 0
PeakO | 0 | 0 | 0 | 0 | 0 | 0
ST | 0 | 0 | 0 | 0 | 0 | 0
STOG | 0 | 0 | 0 | 0 | 0 | 0
STWD | 0 | 0 | 0 | 0 | 0 | 0
WT | 0 | 0 | 0 | 0 | 0 | 0
IGCC | 0 | 0 | 0 | 0 | 0 | 0
DemandResponse | 0 | 0 | 0 | 0 | 0 | 0
IGCC-CCS | 0 | 0 | 0 | 0 | 0 | 0
WT_off | 0 | 0 | 0 | 0 | 0 | 0
PseudoUnit | 0 | 0 | 0 | 0 | 0 | 0
FixedInterchange | 0 | 0 | 0 | 0 | 0 | 0
CO2 Emissions (MMshortTons): RMPA
ReportingType | 2015 | 2020 | 2025 | 2030 | 2035 | 2040
BM | 0 | 0 | 0 | 0 | 0 | 0
CC | 3.75 | 2.28 | 0.66 | 0.91 | 1.36 | 0.67
CSP | 0 | 0 | 0 | 0 | 0 | 0
CT | 0 | 0 | 0 | 0 | 0 | 0
Coal | 59.75 | 58.36 | 55.02 | 55.02 | 61.7 | 70.01
Geo | 0 | 0 | 0 | 0 | 0 | 0
H | 0 | 0 | 0 | 0 | 0 | 0
LFG | 0 | 0 | 0 | 0 | 0 | 0
Nuc | 0 | 0 | 0 | 0 | 0 | 0
PS | 0 | 0 | 0 | 0 | 0 | 0
PV | 0 | 0 | 0 | 0 | 0 | 0
PeakG | 0.01 | 0.01 | 0 | 0.01 | 0.01 | 0
PeakO | 0 | 0 | 0 | 0 | 0 | 0
ST | 0 | 0 | 0 | 0 | 0 | 0
STOG | 0 | 0 | 0 | 0 | 0 | 0
STWD | 0 | 0 | 0 | 0 | 0 | 0
WT | 0 | 0 | 0 | 0 | 0 | 0
IGCC | 0 | 0 | 0 | 0 | 0 | 0
DemandResponse | 0 | 0 | 0 | 0 | 0 | 0
IGCC-CCS | 0 | 0 | 0 | 0 | 0 | 0
WT_off | 0 | 0 | 0 | 0 | 0 | 0
PseudoUnit | 0 | 0 | 0 | 0 | 0 | 0
FixedInterchange | 0 | 0 | 0 | 0 | 0 | 0
CO2 Emissions (MMshortTons): SP15
ReportingType | 2015 | 2020 | 2025 | 2030 | 2035 | 2040
BM | 0 | 0 | 0 | 0 | 0 | 0
CC | 13.77 | 7.75 | 7.5 | 5.88 | 4.4 | 2.62
CSP | 0 | 0 | 0 | 0 | 0 | 0
CT | 0 | 0 | 0 | 0 | 0 | 0
Coal | 0.9 | 0.9 | 0.9 | 0.27 | 0 | 0
Geo | 0 | 0 | 0 | 0 | 0 | 0
H | 0 | 0 | 0 | 0 | 0 | 0
LFG | 0 | 0 | 0 | 0 | 0 | 0
Nuc | 0 | 0 | 0 | 0 | 0 | 0
PS | 0 | 0 | 0 | 0 | 0 | 0
PV | 0 | 0 | 0 | 0 | 0 | 0
PeakG | 0 | 0 | 0 | 0 | 0 | 0
PeakO | 0 | 0 | 0 | 0 | 0 | 0
ST | 0 | 0 | 0 | 0 | 0 | 0
STOG | 0.09 | 0.12 | 0.03 | 0.01 | 0.03 | 0.04
STWD | 0 | 0 | 0 | 0 | 0 | 0
WT | 0 | 0 | 0 | 0 | 0 | 0
IGCC | 0 | 0 | 0 | 0 | 0 | 0
DemandResponse | 0 | 0 | 0 | 0 | 0 | 0
IGCC-CCS | 0 | 0 | 0 | 0 | 0 | 0
WT_off | 0 | 0 | 0 | 0 | 0 | 0
PseudoUnit | 0 | 0 | 0 | 0 | 0 | 0
FixedInterchange | 0 | 0 | 0 | 0 | 0 | 0
CO2 Emissions (MMshortTons): ALB
ReportingType | 2015 | 2020 | 2025 | 2030 | 2035 | 2040
BM | 0 | 0 | 0 | 0 | 0 | 0
CC | 8.09 | 10.39 | 11.97 | 14.37 | 16.38 | 18.68
CSP | 0 | 0 | 0 | 0 | 0 | 0
CT | 0 | 0 | 0 | 0 | 0 | 0
Coal | 50 | 50 | 50 | 50 | 50 | 50
Geo | 0 | 0 | 0 | 0 | 0 | 0
H | 0 | 0 | 0 | 0 | 0 | 0
LFG | 0 | 0 | 0 | 0 | 0 | 0
Nuc | 0 | 0 | 0 | 0 | 0 | 0
PS | 0 | 0 | 0 | 0 | 0 | 0
PV | 0 | 0 | 0 | 0 | 0 | 0
PeakG | 0 | 0 | 0 | 0 | 0 | 0
PeakO | 0 | 0 | 0 | 0 | 0 | 0
ST | 0 | 0 | 0 | 0 | 0 | 0
STOG | 0 | 0 | 0 | 0 | 0 | 0
STWD | 0 | 0 | 0 | 0 | 0 | 0
WT | 0 | 0 | 0 | 0 | 0 | 0
IGCC | 0 | 0 | 0 | 0 | 0 | 0
DemandResponse | 0 | 0 | 0 | 0 | 0 | 0
IGCC-CCS | 0 | 0 | 0 | 0 | 0 | 0
WT_off | 0 | 0 | 0 | 0 | 0 | 0
PseudoUnit | 0 | 0 | 0 | 0 | 0 | 0
FixedInterchange | 0 | 0 | 0 | 0 | 0 | 0
CO2 Emissions (MMshortTons): BC
ReportingType | 2015 | 2020 | 2025 | 2030 | 2035 | 2040
BM | 0 | 0 | 0 | 0 | 0 | 0
CC | 3.92 | 5.17 | 7.04 | 8.56 | 10.79 | 12.39
CSP | 0 | 0 | 0 | 0 | 0 | 0
CT | 0 | 0 | 0 | 0 | 0 | 0
Coal | 0 | 0 | 0 | 0 | 0 | 0
Geo | 0 | 0 | 0 | 0 | 0 | 0
H | 0 | 0 | 0 | 0 | 0 | 0
LFG | 0 | 0 | 0 | 0 | 0 | 0
Nuc | 0 | 0 | 0 | 0 | 0 | 0
PS | 0 | 0 | 0 | 0 | 0 | 0
PV | 0 | 0 | 0 | 0 | 0 | 0
PeakG | 0 | 0 | 0 | 0 | 0 | 0
PeakO | 0 | 0 | 0 | 0 | 0 | 0
ST | 0 | 0 | 0 | 0 | 0 | 0
STOG | 0 | 0 | 0 | 0 | 0 | 0
STWD | 0 | 0 | 0 | 0 | 0 | 0
WT | 0 | 0 | 0 | 0 | 0 | 0
IGCC | 0 | 0 | 0 | 0 | 0 | 0
DemandResponse | 0 | 0 | 0 | 0 | 0 | 0
IGCC-CCS | 0 | 0 | 0 | 0 | 0 | 0
WT_off | 0 | 0 | 0 | 0 | 0 | 0
PseudoUnit | 0 | 0 | 0 | 0 | 0 | 0
FixedInterchange | 0 | 0 | 0 | 0 | 0 | 0
CO2 Emissions (MMshortTons): HQ_IESO
ReportingType | 2015 | 2020 | 2025 | 2030 | 2035 | 2040
BM | 0 | 0 | 0 | 0 | 0 | 0
CC | 0 | 0 | 0 | 0 | 0 | 0
CSP | 0 | 0 | 0 | 0 | 0 | 0
CT | 0 | 0 | 0 | 0 | 0 | 0
Coal | 0 | 0 | 0 | 0 | 0 | 0
Geo | 0 | 0 | 0 | 0 | 0 | 0
H | 0 | 0 | 0 | 0 | 0 | 0
LFG | 0 | 0 | 0 | 0 | 0 | 0
Nuc | 0 | 0 | 0 | 0 | 0 | 0
PS | 0 | 0 | 0 | 0 | 0 | 0
PV | 0 | 0 | 0 | 0 | 0 | 0
PeakG | 0 | 0 | 0 | 0 | 0 | 0
PeakO | 0 | 0 | 0 | 0 | 0 | 0
ST | 0 | 0 | 0 | 0 | 0 | 0
STOG | 0 | 0 | 0 | 0 | 0 | 0
STWD | 0 | 0 | 0 | 0 | 0 | 0
WT | 0 | 0 | 0 | 0 | 0 | 0
IGCC | 0 | 0 | 0 | 0 | 0 | 0
DemandResponse | 0 | 0 | 0 | 0 | 0 | 0
IGCC-CCS | 0 | 0 | 0 | 0 | 0 | 0
WT_off | 0 | 0 | 0 | 0 | 0 | 0
PseudoUnit | 0 | 0 | 0 | 0 | 0 | 0
FixedInterchange | 0 | 0 | 0 | 0 | 0 | 0
CO2 Emissions (MMshortTons): HQ_NEISO
ReportingType | 2015 | 2020 | 2025 | 2030 | 2035 | 2040
BM | 0 | 0 | 0 | 0 | 0 | 0
CC | 0 | 0 | 0 | 0 | 0 | 0
CSP | 0 | 0 | 0 | 0 | 0 | 0
CT | 0 | 0 | 0 | 0 | 0 | 0
Coal | 0 | 0 | 0 | 0 | 0 | 0
Geo | 0 | 0 | 0 | 0 | 0 | 0
H | 0 | 0 | 0 | 0 | 0 | 0
LFG | 0 | 0 | 0 | 0 | 0 | 0
Nuc | 0 | 0 | 0 | 0 | 0 | 0
PS | 0 | 0 | 0 | 0 | 0 | 0
PV | 0 | 0 | 0 | 0 | 0 | 0
PeakG | 0 | 0 | 0 | 0 | 0 | 0
PeakO | 0 | 0 | 0 | 0 | 0 | 0
ST | 0 | 0 | 0 | 0 | 0 | 0
STOG | 0 | 0 | 0 | 0 | 0 | 0
STWD | 0 | 0 | 0 | 0 | 0 | 0
WT | 0 | 0 | 0 | 0 | 0 | 0
IGCC | 0 | 0 | 0 | 0 | 0 | 0
DemandResponse | 0 | 0 | 0 | 0 | 0 | 0
IGCC-CCS | 0 | 0 | 0 | 0 | 0 | 0
WT_off | 0 | 0 | 0 | 0 | 0 | 0
PseudoUnit | 0 | 0 | 0 | 0 | 0 | 0
FixedInterchange | 0 | 0 | 0 | 0 | 0 | 0
CO2 Emissions (MMshortTons): HQ_NY
ReportingType | 2015 | 2020 | 2025 | 2030 | 2035 | 2040
BM | 0 | 0 | 0 | 0 | 0 | 0
CC | 0 | 0 | 0 | 0 | 0 | 0
CSP | 0 | 0 | 0 | 0 | 0 | 0
CT | 0 | 0 | 0 | 0 | 0 | 0
Coal | 0 | 0 | 0 | 0 | 0 | 0
Geo | 0 | 0 | 0 | 0 | 0 | 0
H | 0 | 0 | 0 | 0 | 0 | 0
LFG | 0 | 0 | 0 | 0 | 0 | 0
Nuc | 0 | 0 | 0 | 0 | 0 | 0
PS | 0 | 0 | 0 | 0 | 0 | 0
PV | 0 | 0 | 0 | 0 | 0 | 0
PeakG | 0 | 0 | 0 | 0 | 0 | 0
PeakO | 0 | 0 | 0 | 0 | 0 | 0
ST | 0 | 0 | 0 | 0 | 0 | 0
STOG | 0 | 0 | 0 | 0 | 0 | 0
STWD | 0 | 0 | 0 | 0 | 0 | 0
WT | 0 | 0 | 0 | 0 | 0 | 0
IGCC | 0 | 0 | 0 | 0 | 0 | 0
DemandResponse | 0 | 0 | 0 | 0 | 0 | 0
IGCC-CCS | 0 | 0 | 0 | 0 | 0 | 0
WT_off | 0 | 0 | 0 | 0 | 0 | 0
PseudoUnit | 0 | 0 | 0 | 0 | 0 | 0
FixedInterchange | 0 | 0 | 0 | 0 | 0 | 0
CO2 Emissions (MMshortTons): MARITIMES
ReportingType | 2015 | 2020 | 2025 | 2030 | 2035 | 2040
BM | 0 | 0 | 0 | 0 | 0 | 0
CC | 0 | 0 | 0 | 0 | 0 | 0
CSP | 0 | 0 | 0 | 0 | 0 | 0
CT | 0 | 0 | 0 | 0 | 0 | 0
Coal | 0 | 0 | 0 | 0 | 0 | 0
Geo | 0 | 0 | 0 | 0 | 0 | 0
H | 0 | 0 | 0 | 0 | 0 | 0
LFG | 0 | 0 | 0 | 0 | 0 | 0
Nuc | 0 | 0 | 0 | 0 | 0 | 0
PS | 0 | 0 | 0 | 0 | 0 | 0
PV | 0 | 0 | 0 | 0 | 0 | 0
PeakG | 0 | 0 | 0 | 0 | 0 | 0
PeakO | 0 | 0 | 0 | 0 | 0 | 0
ST | 0 | 0 | 0 | 0 | 0 | 0
STOG | 0 | 0 | 0 | 0 | 0 | 0
STWD | 0 | 0 | 0 | 0 | 0 | 0
WT | 0 | 0 | 0 | 0 | 0 | 0
IGCC | 0 | 0 | 0 | 0 | 0 | 0
DemandResponse | 0 | 0 | 0 | 0 | 0 | 0
IGCC-CCS | 0 | 0 | 0 | 0 | 0 | 0
WT_off | 0 | 0 | 0 | 0 | 0 | 0
PseudoUnit | 0 | 0 | 0 | 0 | 0 | 0
FixedInterchange | 0 | 0 | 0 | 0 | 0 | 0
CO2 Emissions (MMshortTons): All
ReportingType | 2015 | 2020 | 2025 | 2030 | 2035 | 2040
BM | 0 | 0 | 0 | 0 | 0 | 0
CC | 472.56 | 520.75 | 480.91 | 463.73 | 532.51 | 594.65
CSP | 0 | 0 | 0 | 0 | 0 | 0
CT | 0.59 | 1.1 | 1.18 | 1.57 | 2.22 | 2.79
Coal | 1884.37 | 1800.76 | 1923.92 | 1964.83 | 2072.82 | 2183.01
Geo | 0 | 0 | 0 | 0 | 0 | 0
H | 0 | 0 | 0 | 0 | 0 | 0
LFG | 0 | 0 | 0 | 0 | 0 | 0
Nuc | 0 | 0 | 0 | 0 | 0 | 0
PS | 0 | 0 | 0 | 0 | 0 | 0
PV | 0 | 0 | 0 | 0 | 0 | 0
PeakG | 2.21 | 2.94 | 4.37 | 4.01 | 3.97 | 3.94
PeakO | 0 | 0 | 0 | 0 | 0 | 0
ST | 0 | 0 | 0 | 0 | 0 | 0
STOG | 10.5 | 13.12 | 13.88 | 10.71 | 11.2 | 10.59
STWD | 0 | 0 | 0 | 0 | 0 | 0
WT | 0 | 0 | 0 | 0 | 0 | 0
IGCC | 4.15 | 4.15 | 4.15 | 4.15 | 4.15 | 4.15
DemandResponse | 0 | 0 | 0 | 0 | 0 | 0
IGCC-CCS | 0 | 0 | 0 | 0 | 0 | 0
WT_off | 0 | 0 | 0 | 0 | 0 | 0
PseudoUnit | 0 | 0 | 0 | 0 | 0 | 0
FixedInterchange | 0 | 0 | 0 | 0 | 0 | 0
CO2 Emissions (MMshortTons): EI_US
ReportingType | 2015 | 2020 | 2025 | 2030 | 2035 | 2040
BM | 0 | 0 | 0 | 0 | 0 | 0
CC | 290.57 | 344.21 | 303.42 | 314.56 | 383.27 | 440.64
CSP | 0 | 0 | 0 | 0 | 0 | 0
CT | 0.59 | 1.1 | 1.12 | 1.51 | 2.16 | 2.69
Coal | 1470.2 | 1368.31 | 1469.94 | 1510.51 | 1610.57 | 1712.29
Geo | 0 | 0 | 0 | 0 | 0 | 0
H | 0 | 0 | 0 | 0 | 0 | 0
LFG | 0 | 0 | 0 | 0 | 0 | 0
Nuc | 0 | 0 | 0 | 0 | 0 | 0
PS | 0 | 0 | 0 | 0 | 0 | 0
PV | 0 | 0 | 0 | 0 | 0 | 0
PeakG | 2.2 | 2.92 | 4.18 | 3.84 | 3.74 | 3.72
PeakO | 0 | 0 | 0 | 0 | 0 | 0
ST | 0 | 0 | 0 | 0 | 0 | 0
STOG | 6.82 | 8.39 | 7.74 | 7.69 | 8.3 | 8.08
STWD | 0 | 0 | 0 | 0 | 0 | 0
WT | 0 | 0 | 0 | 0 | 0 | 0
IGCC | 4.15 | 4.15 | 4.15 | 4.15 | 4.15 | 4.15
DemandResponse | 0 | 0 | 0 | 0 | 0 | 0
IGCC-CCS | 0 | 0 | 0 | 0 | 0 | 0
WT_off | 0 | 0 | 0 | 0 | 0 | 0
PseudoUnit | 0 | 0 | 0 | 0 | 0 | 0
FixedInterchange | 0 | 0 | 0 | 0 | 0 | 0
CO2 Emissions (MMshortTons): EI_Canada
ReportingType | 2015 | 2020 | 2025 | 2030 | 2035 | 2040
BM | 0 | 0 | 0 | 0 | 0 | 0
CC | 4.32 | 5.81 | 6.1 | 6.27 | 9.14 | 16.28
CSP | 0 | 0 | 0 | 0 | 0 | 0
CT | 0 | 0 | 0 | 0.01 | 0.06 | 0.1
Coal | 0.11 | 0.24 | 0.58 | 2.07 | 3.88 | 5.69
Geo | 0 | 0 | 0 | 0 | 0 | 0
H | 0 | 0 | 0 | 0 | 0 | 0
LFG | 0 | 0 | 0 | 0 | 0 | 0
Nuc | 0 | 0 | 0 | 0 | 0 | 0
PS | 0 | 0 | 0 | 0 | 0 | 0
PV | 0 | 0 | 0 | 0 | 0 | 0
PeakG | 0 | 0 | 0 | 0 | 0 | 0.01
PeakO | 0 | 0 | 0 | 0 | 0 | 0
ST | 0 | 0 | 0 | 0 | 0 | 0
STOG | 0 | 0 | 0 | 0 | 0 | 0
STWD | 0 | 0 | 0 | 0 | 0 | 0
WT | 0 | 0 | 0 | 0 | 0 | 0
IGCC | 0 | 0 | 0 | 0 | 0 | 0
DemandResponse | 0 | 0 | 0 | 0 | 0 | 0
IGCC-CCS | 0 | 0 | 0 | 0 | 0 | 0
WT_off | 0 | 0 | 0 | 0 | 0 | 0
PseudoUnit | 0 | 0 | 0 | 0 | 0 | 0
FixedInterchange | 0 | 0 | 0 | 0 | 0 | 0
CO2 Emissions (MMshortTons): EI
ReportingType | 2015 | 2020 | 2025 | 2030 | 2035 | 2040
BM | 0 | 0 | 0 | 0 | 0 | 0
CC | 294.89 | 350.02 | 309.52 | 320.83 | 392.41 | 456.93
CSP | 0 | 0 | 0 | 0 | 0 | 0
CT | 0.59 | 1.1 | 1.12 | 1.52 | 2.22 | 2.79
Coal | 1470.31 | 1368.55 | 1470.52 | 1512.59 | 1614.45 | 1717.98
Geo | 0 | 0 | 0 | 0 | 0 | 0
H | 0 | 0 | 0 | 0 | 0 | 0
LFG | 0 | 0 | 0 | 0 | 0 | 0
Nuc | 0 | 0 | 0 | 0 | 0 | 0
PS | 0 | 0 | 0 | 0 | 0 | 0
PV | 0 | 0 | 0 | 0 | 0 | 0
PeakG | 2.2 | 2.92 | 4.18 | 3.84 | 3.75 | 3.73
PeakO | 0 | 0 | 0 | 0 | 0 | 0
ST | 0 | 0 | 0 | 0 | 0 | 0
STOG | 6.82 | 8.39 | 7.74 | 7.69 | 8.3 | 8.08
STWD | 0 | 0 | 0 | 0 | 0 | 0
WT | 0 | 0 | 0 | 0 | 0 | 0
IGCC | 4.15 | 4.15 | 4.15 | 4.15 | 4.15 | 4.15
DemandResponse | 0 | 0 | 0 | 0 | 0 | 0
IGCC-CCS | 0 | 0 | 0 | 0 | 0 | 0
WT_off | 0 | 0 | 0 | 0 | 0 | 0
PseudoUnit | 0 | 0 | 0 | 0 | 0 | 0
FixedInterchange | 0 | 0 | 0 | 0 | 0 | 0
CO2 Emissions (MMshortTons): Outside_EI
ReportingType | 2015 | 2020 | 2025 | 2030 | 2035 | 2040
BM | 0 | 0 | 0 | 0 | 0 | 0
CC | 177.67 | 170.73 | 171.39 | 142.9 | 140.1 | 137.72
CSP | 0 | 0 | 0 | 0 | 0 | 0
CT | 0 | 0 | 0.05 | 0.05 | 0 | 0
Coal | 414.07 | 432.22 | 453.39 | 452.24 | 458.37 | 465.03
Geo | 0 | 0 | 0 | 0 | 0 | 0
H | 0 | 0 | 0 | 0 | 0 | 0
LFG | 0 | 0 | 0 | 0 | 0 | 0
Nuc | 0 | 0 | 0 | 0 | 0 | 0
PS | 0 | 0 | 0 | 0 | 0 | 0
PV | 0 | 0 | 0 | 0 | 0 | 0
PeakG | 0.01 | 0.01 | 0.19 | 0.18 | 0.22 | 0.22
PeakO | 0 | 0 | 0 | 0 | 0 | 0
ST | 0 | 0 | 0 | 0 | 0 | 0
STOG | 3.68 | 4.73 | 6.14 | 3.02 | 2.91 | 2.51
STWD | 0 | 0 | 0 | 0 | 0 | 0
WT | 0 | 0 | 0 | 0 | 0 | 0
IGCC | 0 | 0 | 0 | 0 | 0 | 0
DemandResponse | 0 | 0 | 0 | 0 | 0 | 0
IGCC-CCS | 0 | 0 | 0 | 0 | 0 | 0
WT_off | 0 | 0 | 0 | 0 | 0 | 0
PseudoUnit | 0 | 0 | 0 | 0 | 0 | 0
FixedInterchange | 0 | 0 | 0 | 0 | 0 | 0
CO2 Emissions (MMmetricTons): Entergy
ReportingType | 2015 | 2020 | 2025 | 2030 | 2035 | 2040
BM | 0 | 0 | 0 | 0 | 0 | 0
CC | 25.71 | 33.37 | 29.23 | 28.62 | 27.66 | 26.11
CSP | 0 | 0 | 0 | 0 | 0 | 0
CT | 0 | 0 | 0 | 0 | 0 | 0
Coal | 58.37 | 47.85 | 57.79 | 58.58 | 60.48 | 74.21
Geo | 0 | 0 | 0 | 0 | 0 | 0
H | 0 | 0 | 0 | 0 | 0 | 0
LFG | 0 | 0 | 0 | 0 | 0 | 0
Nuc | 0 | 0 | 0 | 0 | 0 | 0
PS | 0 | 0 | 0 | 0 | 0 | 0
PV | 0 | 0 | 0 | 0 | 0 | 0
PeakG | 0 | 0 | 0.02 | 0.02 | 0.01 | 0.01
PeakO | 0 | 0 | 0 | 0 | 0 | 0
ST | 0 | 0 | 0 | 0 | 0 | 0
STOG | 0.84 | 0.91 | 0.86 | 0.86 | 0.83 | 0.84
STWD | 0 | 0 | 0 | 0 | 0 | 0
WT | 0 | 0 | 0 | 0 | 0 | 0
IGCC | 0 | 0 | 0 | 0 | 0 | 0
DemandResponse | 0 | 0 | 0 | 0 | 0 | 0
IGCC-CCS | 0 | 0 | 0 | 0 | 0 | 0
WT_off | 0 | 0 | 0 | 0 | 0 | 0
PseudoUnit | 0 | 0 | 0 | 0 | 0 | 0
FixedInterchange | 0 | 0 | 0 | 0 | 0 | 0
CO2 Emissions (MMmetricTons): FRCC
ReportingType | 2015 | 2020 | 2025 | 2030 | 2035 | 2040
BM | 0 | 0 | 0 | 0 | 0 | 0
CC | 57.54 | 64.33 | 66.92 | 72.7 | 82.87 | 93.45
CSP | 0 | 0 | 0 | 0 | 0 | 0
CT | 0.49 | 0.58 | 0.57 | 0.55 | 0.48 | 0.41
Coal | 53.76 | 51.77 | 57.58 | 58.44 | 59.8 | 59.8
Geo | 0 | 0 | 0 | 0 | 0 | 0
H | 0 | 0 | 0 | 0 | 0 | 0
LFG | 0 | 0 | 0 | 0 | 0 | 0
Nuc | 0 | 0 | 0 | 0 | 0 | 0
PS | 0 | 0 | 0 | 0 | 0 | 0
PV | 0 | 0 | 0 | 0 | 0 | 0
PeakG | 0.26 | 0.27 | 0.43 | 0.3 | 0.24 | 0.18
PeakO | 0 | 0 | 0 | 0 | 0 | 0
ST | 0 | 0 | 0 | 0 | 0 | 0
STOG | 1.96 | 1.77 | 1.56 | 1.52 | 1.4 | 0.92
STWD | 0 | 0 | 0 | 0 | 0 | 0
WT | 0 | 0 | 0 | 0 | 0 | 0
IGCC | 0 | 0 | 0 | 0 | 0 | 0
DemandResponse | 0 | 0 | 0 | 0 | 0 | 0
IGCC-CCS | 0 | 0 | 0 | 0 | 0 | 0
WT_off | 0 | 0 | 0 | 0 | 0 | 0
PseudoUnit | 0 | 0 | 0 | 0 | 0 | 0
FixedInterchange | 0 | 0 | 0 | 0 | 0 | 0
CO2 Emissions (MMmetricTons): MAPP_US
ReportingType | 2015 | 2020 | 2025 | 2030 | 2035 | 2040
BM | 0 | 0 | 0 | 0 | 0 | 0
CC | 0.08 | 0.1 | 0.08 | 0.08 | 0.08 | 0.08
CSP | 0 | 0 | 0 | 0 | 0 | 0
CT | 0 | 0 | 0 | 0 | 0 | 0
Coal | 21.28 | 21.48 | 21.48 | 21.48 | 23.26 | 25.17
Geo | 0 | 0 | 0 | 0 | 0 | 0
H | 0 | 0 | 0 | 0 | 0 | 0
LFG | 0 | 0 | 0 | 0 | 0 | 0
Nuc | 0 | 0 | 0 | 0 | 0 | 0
PS | 0 | 0 | 0 | 0 | 0 | 0
PV | 0 | 0 | 0 | 0 | 0 | 0
PeakG | 0.01 | 0.04 | 0.04 | 0.07 | 0.07 | 0.04
PeakO | 0 | 0 | 0 | 0 | 0 | 0
ST | 0 | 0 | 0 | 0 | 0 | 0
STOG | 0 | 0 | 0 | 0 | 0 | 0
STWD | 0 | 0 | 0 | 0 | 0 | 0
WT | 0 | 0 | 0 | 0 | 0 | 0
IGCC | 0 | 0 | 0 | 0 | 0 | 0
DemandResponse | 0 | 0 | 0 | 0 | 0 | 0
IGCC-CCS | 0 | 0 | 0 | 0 | 0 | 0
WT_off | 0 | 0 | 0 | 0 | 0 | 0
PseudoUnit | 0 | 0 | 0 | 0 | 0 | 0
FixedInterchange | 0 | 0 | 0 | 0 | 0 | 0
CO2 Emissions (MMmetricTons): MISO_IN
ReportingType | 2015 | 2020 | 2025 | 2030 | 2035 | 2040
BM | 0 | 0 | 0 | 0 | 0 | 0
CC | 1.67 | 3.56 | 2.46 | 3.65 | 8.09 | 9.4
CSP | 0 | 0 | 0 | 0 | 0 | 0
CT | 0 | 0 | 0 | 0 | 0 | 0
Coal | 83.12 | 86.33 | 90.28 | 93.29 | 97.12 | 98.91
Geo | 0 | 0 | 0 | 0 | 0 | 0
H | 0 | 0 | 0 | 0 | 0 | 0
LFG | 0 | 0 | 0 | 0 | 0 | 0
Nuc | 0 | 0 | 0 | 0 | 0 | 0
PS | 0 | 0 | 0 | 0 | 0 | 0
PV | 0 | 0 | 0 | 0 | 0 | 0
PeakG | 0.01 | 0.02 | 0.02 | 0.02 | 0.02 | 0.06
PeakO | 0 | 0 | 0 | 0 | 0 | 0
ST | 0 | 0 | 0 | 0 | 0 | 0
STOG | 0.03 | 0.03 | 0.07 | 0.03 | 0.03 | 0.07
STWD | 0 | 0 | 0 | 0 | 0 | 0
WT | 0 | 0 | 0 | 0 | 0 | 0
IGCC | 3.76 | 3.76 | 3.76 | 3.76 | 3.76 | 3.76
DemandResponse | 0 | 0 | 0 | 0 | 0 | 0
IGCC-CCS | 0 | 0 | 0 | 0 | 0 | 0
WT_off | 0 | 0 | 0 | 0 | 0 | 0
PseudoUnit | 0 | 0 | 0 | 0 | 0 | 0
FixedInterchange | 0 | 0 | 0 | 0 | 0 | 0
CO2 Emissions (MMmetricTons): MISO_MI
ReportingType | 2015 | 2020 | 2025 | 2030 | 2035 | 2040
BM | 0 | 0 | 0 | 0 | 0 | 0
CC | 5.71 | 5.62 | 5.03 | 3.8 | 3.06 | 2.87
CSP | 0 | 0 | 0 | 0 | 0 | 0
CT | 0 | 0 | 0 | 0 | 0 | 0
Coal | 52.74 | 47.67 | 49.82 | 51.91 | 52.76 | 52.76
Geo | 0 | 0 | 0 | 0 | 0 | 0
H | 0 | 0 | 0 | 0 | 0 | 0
LFG | 0 | 0 | 0 | 0 | 0 | 0
Nuc | 0 | 0 | 0 | 0 | 0 | 0
PS | 0 | 0 | 0 | 0 | 0 | 0
PV | 0 | 0 | 0 | 0 | 0 | 0
PeakG | 0.01 | 0.02 | 0.07 | 0.06 | 0.05 | 0.02
PeakO | 0 | 0 | 0 | 0 | 0 | 0
ST | 0 | 0 | 0 | 0 | 0 | 0
STOG | 0.19 | 0.33 | 0.34 | 0.33 | 0.34 | 0.42
STWD | 0 | 0 | 0 | 0 | 0 | 0
WT | 0 | 0 | 0 | 0 | 0 | 0
IGCC | 0 | 0 | 0 | 0 | 0 | 0
DemandResponse | 0 | 0 | 0 | 0 | 0 | 0
IGCC-CCS | 0 | 0 | 0 | 0 | 0 | 0
WT_off | 0 | 0 | 0 | 0 | 0 | 0
PseudoUnit | 0 | 0 | 0 | 0 | 0 | 0
FixedInterchange | 0 | 0 | 0 | 0 | 0 | 0
CO2 Emissions (MMmetricTons): MISO_MO-IL
ReportingType | 2015 | 2020 | 2025 | 2030 | 2035 | 2040
BM | 0 | 0 | 0 | 0 | 0 | 0
CC | 1.21 | 1.83 | 1.03 | 0.64 | 0.48 | 0.55
CSP | 0 | 0 | 0 | 0 | 0 | 0
CT | 0 | 0 | 0 | 0 | 0 | 0
Coal | 97.54 | 81.49 | 89.02 | 89.75 | 94.35 | 94.63
Geo | 0 | 0 | 0 | 0 | 0 | 0
H | 0 | 0 | 0 | 0 | 0 | 0
LFG | 0 | 0 | 0 | 0 | 0 | 0
Nuc | 0 | 0 | 0 | 0 | 0 | 0
PS | 0 | 0 | 0 | 0 | 0 | 0
PV | 0 | 0 | 0 | 0 | 0 | 0
PeakG | 0.09 | 0.16 | 0.25 | 0.23 | 0.26 | 0.37
PeakO | 0 | 0 | 0 | 0 | 0 | 0
ST | 0 | 0 | 0 | 0 | 0 | 0
STOG | 0.04 | 0.07 | 0.07 | 0.04 | 0.04 | 0.01
STWD | 0 | 0 | 0 | 0 | 0 | 0
WT | 0 | 0 | 0 | 0 | 0 | 0
IGCC | 0 | 0 | 0 | 0 | 0 | 0
DemandResponse | 0 | 0 | 0 | 0 | 0 | 0
IGCC-CCS | 0 | 0 | 0 | 0 | 0 | 0
WT_off | 0 | 0 | 0 | 0 | 0 | 0
PseudoUnit | 0 | 0 | 0 | 0 | 0 | 0
FixedInterchange | 0 | 0 | 0 | 0 | 0 | 0
CO2 Emissions (MMmetricTons): MISO_W
ReportingType | 2015 | 2020 | 2025 | 2030 | 2035 | 2040
BM | 0 | 0 | 0 | 0 | 0 | 0
CC | 4.14 | 3.69 | 2.32 | 1.61 | 1.02 | 1.28
CSP | 0 | 0 | 0 | 0 | 0 | 0
CT | 0 | 0 | 0 | 0 | 0 | 0
Coal | 86.09 | 80.15 | 81.62 | 79.95 | 79.43 | 79.17
Geo | 0 | 0 | 0 | 0 | 0 | 0
H | 0 | 0 | 0 | 0 | 0 | 0
LFG | 0 | 0 | 0 | 0 | 0 | 0
Nuc | 0 | 0 | 0 | 0 | 0 | 0
PS | 0 | 0 | 0 | 0 | 0 | 0
PV | 0 | 0 | 0 | 0 | 0 | 0
PeakG | 0.24 | 0.16 | 0.13 | 0.04 | 0.02 | 0.04
PeakO | 0 | 0 | 0 | 0 | 0 | 0
ST | 0 | 0 | 0 | 0 | 0 | 0
STOG | 0.02 | 0 | 0 | 0 | 0 | 0
STWD | 0 | 0 | 0 | 0 | 0 | 0
WT | 0 | 0 | 0 | 0 | 0 | 0
IGCC | 0 | 0 | 0 | 0 | 0 | 0
DemandResponse | 0 | 0 | 0 | 0 | 0 | 0
IGCC-CCS | 0 | 0 | 0 | 0 | 0 | 0
WT_off | 0 | 0 | 0 | 0 | 0 | 0
PseudoUnit | 0 | 0 | 0 | 0 | 0 | 0
FixedInterchange | 0 | 0 | 0 | 0 | 0 | 0
CO2 Emissions (MMmetricTons): MISO_WUMS
ReportingType | 2015 | 2020 | 2025 | 2030 | 2035 | 2040
BM | 0 | 0 | 0 | 0 | 0 | 0
CC | 6.13 | 10.98 | 8.89 | 6.8 | 7.37 | 7.41
CSP | 0 | 0 | 0 | 0 | 0 | 0
CT | 0 | 0.12 | 0.15 | 0.21 | 0.5 | 0.91
Coal | 27.59 | 28.33 | 32.7 | 34.62 | 40.35 | 41.84
Geo | 0 | 0 | 0 | 0 | 0 | 0
H | 0 | 0 | 0 | 0 | 0 | 0
LFG | 0 | 0 | 0 | 0 | 0 | 0
Nuc | 0 | 0 | 0 | 0 | 0 | 0
PS | 0 | 0 | 0 | 0 | 0 | 0
PV | 0 | 0 | 0 | 0 | 0 | 0
PeakG | 0.02 | 0 | 0 | 0 | 0 | 0
PeakO | 0 | 0 | 0 | 0 | 0 | 0
ST | 0 | 0 | 0 | 0 | 0 | 0
STOG | 0 | 0 | 0 | 0 | 0 | 0
STWD | 0 | 0 | 0 | 0 | 0 | 0
WT | 0 | 0 | 0 | 0 | 0 | 0
IGCC | 0 | 0 | 0 | 0 | 0 | 0
DemandResponse | 0 | 0 | 0 | 0 | 0 | 0
IGCC-CCS | 0 | 0 | 0 | 0 | 0 | 0
WT_off | 0 | 0 | 0 | 0 | 0 | 0
PseudoUnit | 0 | 0 | 0 | 0 | 0 | 0
FixedInterchange | 0 | 0 | 0 | 0 | 0 | 0
CO2 Emissions (MMmetricTons): Nebraska
ReportingType | 2015 | 2020 | 2025 | 2030 | 2035 | 2040
BM | 0 | 0 | 0 | 0 | 0 | 0
CC | 0.27 | 0.23 | 0.18 | 0.15 | 0.15 | 0.1
CSP | 0 | 0 | 0 | 0 | 0 | 0
CT | 0 | 0 | 0 | 0 | 0 | 0
Coal | 32.1 | 32.07 | 32.07 | 31.99 | 42.65 | 46.62
Geo | 0 | 0 | 0 | 0 | 0 | 0
H | 0 | 0 | 0 | 0 | 0 | 0
LFG | 0 | 0 | 0 | 0 | 0 | 0
Nuc | 0 | 0 | 0 | 0 | 0 | 0
PS | 0 | 0 | 0 | 0 | 0 | 0
PV | 0 | 0 | 0 | 0 | 0 | 0
PeakG | 0.04 | 0.04 | 0.05 | 0.07 | 0.01 | 0
PeakO | 0 | 0 | 0 | 0 | 0 | 0
ST | 0 | 0 | 0 | 0 | 0 | 0
STOG | 0.03 | 0.03 | 0.03 | 0.05 | 0.01 | 0
STWD | 0 | 0 | 0 | 0 | 0 | 0
WT | 0 | 0 | 0 | 0 | 0 | 0
IGCC | 0 | 0 | 0 | 0 | 0 | 0
DemandResponse | 0 | 0 | 0 | 0 | 0 | 0
IGCC-CCS | 0 | 0 | 0 | 0 | 0 | 0
WT_off | 0 | 0 | 0 | 0 | 0 | 0
PseudoUnit | 0 | 0 | 0 | 0 | 0 | 0
FixedInterchange | 0 | 0 | 0 | 0 | 0 | 0
CO2 Emissions (MMmetricTons): NEISO
ReportingType | 2015 | 2020 | 2025 | 2030 | 2035 | 2040
BM | 0 | 0 | 0 | 0 | 0 | 0
CC | 16.7 | 13.29 | 13.28 | 14.46 | 19.49 | 21.89
CSP | 0 | 0 | 0 | 0 | 0 | 0
CT | 0 | 0.01 | 0.01 | 0 | 0.02 | 0.04
Coal | 0.03 | 0 | 0 | 0 | 0 | 0
Geo | 0 | 0 | 0 | 0 | 0 | 0
H | 0 | 0 | 0 | 0 | 0 | 0
LFG | 0 | 0 | 0 | 0 | 0 | 0
Nuc | 0 | 0 | 0 | 0 | 0 | 0
PS | 0 | 0 | 0 | 0 | 0 | 0
PV | 0 | 0 | 0 | 0 | 0 | 0
PeakG | 0.01 | 0.02 | 0.02 | 0.02 | 0.06 | 0.06
PeakO | 0 | 0 | 0 | 0 | 0 | 0
ST | 0 | 0 | 0 | 0 | 0 | 0
STOG | 0 | 0 | 0 | 0 | 0 | 0
STWD | 0 | 0 | 0 | 0 | 0 | 0
WT | 0 | 0 | 0 | 0 | 0 | 0
IGCC | 0 | 0 | 0 | 0 | 0 | 0
DemandResponse | 0 | 0 | 0 | 0 | 0 | 0
IGCC-CCS | 0 | 0 | 0 | 0 | 0 | 0
WT_off | 0 | 0 | 0 | 0 | 0 | 0
PseudoUnit | 0 | 0 | 0 | 0 | 0 | 0
FixedInterchange | 0 | 0 | 0 | 0 | 0 | 0
CO2 Emissions (MMmetricTons): NonRTO_Midwest
ReportingType | 2015 | 2020 | 2025 | 2030 | 2035 | 2040
BM | 0 | 0 | 0 | 0 | 0 | 0
CC | 0 | 0.84 | 0.66 | 0.82 | 1.01 | 1.36
CSP | 0 | 0 | 0 | 0 | 0 | 0
CT | 0 | 0.02 | 0.02 | 0.07 | 0.03 | 0.08
Coal | 56.9 | 58.67 | 59.94 | 61.02 | 62.4 | 63.82
Geo | 0 | 0 | 0 | 0 | 0 | 0
H | 0 | 0 | 0 | 0 | 0 | 0
LFG | 0 | 0 | 0 | 0 | 0 | 0
Nuc | 0 | 0 | 0 | 0 | 0 | 0
PS | 0 | 0 | 0 | 0 | 0 | 0
PV | 0 | 0 | 0 | 0 | 0 | 0
PeakG | 0.09 | 0.18 | 0.2 | 0.19 | 0.18 | 0.21
PeakO | 0 | 0 | 0 | 0 | 0 | 0
ST | 0 | 0 | 0 | 0 | 0 | 0
STOG | 0 | 0 | 0 | 0 | 0 | 0
STWD | 0 | 0 | 0 | 0 | 0 | 0
WT | 0 | 0 | 0 | 0 | 0 | 0
IGCC | 0 | 0 | 0 | 0 | 0 | 0
DemandResponse | 0 | 0 | 0 | 0 | 0 | 0
IGCC-CCS | 0 | 0 | 0 | 0 | 0 | 0
WT_off | 0 | 0 | 0 | 0 | 0 | 0
PseudoUnit | 0 | 0 | 0 | 0 | 0 | 0
FixedInterchange | 0 | 0 | 0 | 0 | 0 | 0
CO2 Emissions (MMmetricTons): NYISO_A-F
ReportingType | 2015 | 2020 | 2025 | 2030 | 2035 | 2040
BM | 0 | 0 | 0 | 0 | 0 | 0
CC | 2.5 | 3.82 | 4.24 | 4.34 | 5.64 | 5.49
CSP | 0 | 0 | 0 | 0 | 0 | 0
CT | 0 | 0 | 0 | 0 | 0 | 0
Coal | 0 | 0 | 0 | 0 | 0 | 0
Geo | 0 | 0 | 0 | 0 | 0 | 0
H | 0 | 0 | 0 | 0 | 0 | 0
LFG | 0 | 0 | 0 | 0 | 0 | 0
Nuc | 0 | 0 | 0 | 0 | 0 | 0
PS | 0 | 0 | 0 | 0 | 0 | 0
PV | 0 | 0 | 0 | 0 | 0 | 0
PeakG | 0 | 0 | 0 | 0 | 0 | 0
PeakO | 0 | 0 | 0 | 0 | 0 | 0
ST | 0 | 0 | 0 | 0 | 0 | 0
STOG | 0 | 0 | 0 | 0 | 0 | 0
STWD | 0 | 0 | 0 | 0 | 0 | 0
WT | 0 | 0 | 0 | 0 | 0 | 0
IGCC | 0 | 0 | 0 | 0 | 0 | 0
DemandResponse | 0 | 0 | 0 | 0 | 0 | 0
IGCC-CCS | 0 | 0 | 0 | 0 | 0 | 0
WT_off | 0 | 0 | 0 | 0 | 0 | 0
PseudoUnit | 0 | 0 | 0 | 0 | 0 | 0
FixedInterchange | 0 | 0 | 0 | 0 | 0 | 0
CO2 Emissions (MMmetricTons): NYISO_G-I
ReportingType | 2015 | 2020 | 2025 | 2030 | 2035 | 2040
BM | 0 | 0 | 0 | 0 | 0 | 0
CC | 2.58 | 3.26 | 4.08 | 6.16 | 13.18 | 20.31
CSP | 0 | 0 | 0 | 0 | 0 | 0
CT | 0 | 0 | 0 | 0 | 0 | 0
Coal | 0 | 0 | 0 | 0 | 0 | 0
Geo | 0 | 0 | 0 | 0 | 0 | 0
H | 0 | 0 | 0 | 0 | 0 | 0
LFG | 0 | 0 | 0 | 0 | 0 | 0
Nuc | 0 | 0 | 0 | 0 | 0 | 0
PS | 0 | 0 | 0 | 0 | 0 | 0
PV | 0 | 0 | 0 | 0 | 0 | 0
PeakG | 0 | 0 | 0 | 0 | 0 | 0
PeakO | 0 | 0 | 0 | 0 | 0 | 0
ST | 0 | 0 | 0 | 0 | 0 | 0
STOG | 0 | 0 | 0 | 0 | 0 | 0
STWD | 0 | 0 | 0 | 0 | 0 | 0
WT | 0 | 0 | 0 | 0 | 0 | 0
IGCC | 0 | 0 | 0 | 0 | 0 | 0
DemandResponse | 0 | 0 | 0 | 0 | 0 | 0
IGCC-CCS | 0 | 0 | 0 | 0 | 0 | 0
WT_off | 0 | 0 | 0 | 0 | 0 | 0
PseudoUnit | 0 | 0 | 0 | 0 | 0 | 0
FixedInterchange | 0 | 0 | 0 | 0 | 0 | 0
CO2 Emissions (MMmetricTons): NYISO_J-K
ReportingType | 2015 | 2020 | 2025 | 2030 | 2035 | 2040
BM | 0 | 0 | 0 | 0 | 0 | 0
CC | 9.13 | 11.7 | 11.75 | 11.37 | 11.73 | 12.13
CSP | 0 | 0 | 0 | 0 | 0 | 0
CT | 0 | 0 | 0.01 | 0.03 | 0.07 | 0.14
Coal | 0 | 0 | 0 | 0 | 0 | 0
Geo | 0 | 0 | 0 | 0 | 0 | 0
H | 0 | 0 | 0 | 0 | 0 | 0
LFG | 0 | 0 | 0 | 0 | 0 | 0
Nuc | 0 | 0 | 0 | 0 | 0 | 0
PS | 0 | 0 | 0 | 0 | 0 | 0
PV | 0 | 0 | 0 | 0 | 0 | 0
PeakG | 0.03 | 0.08 | 0.09 | 0.09 | 0.09 | 0.16
PeakO | 0 | 0 | 0 | 0 | 0 | 0
ST | 0 | 0 | 0 | 0 | 0 | 0
STOG | 0.63 | 1.19 | 1.46 | 1.47 | 1.73 | 2.16
STWD | 0 | 0 | 0 | 0 | 0 | 0
WT | 0 | 0 | 0 | 0 | 0 | 0
IGCC | 0 | 0 | 0 | 0 | 0 | 0
DemandResponse | 0 | 0 | 0 | 0 | 0 | 0
IGCC-CCS | 0 | 0 | 0 | 0 | 0 | 0
WT_off | 0 | 0 | 0 | 0 | 0 | 0
PseudoUnit | 0 | 0 | 0 | 0 | 0 | 0
FixedInterchange | 0 | 0 | 0 | 0 | 0 | 0
CO2 Emissions (MMmetricTons): PJM_E
ReportingType | 2015 | 2020 | 2025 | 2030 | 2035 | 2040
BM | 0 | 0 | 0 | 0 | 0 | 0
CC | 8.99 | 17.24 | 15.7 | 13.49 | 17.86 | 19.58
CSP | 0 | 0 | 0 | 0 | 0 | 0
CT | 0 | 0 | 0 | 0 | 0.12 | 0.06
Coal | 0.48 | 0.55 | 0.77 | 1.12 | 2.1 | 2.69
Geo | 0 | 0 | 0 | 0 | 0 | 0
H | 0 | 0 | 0 | 0 | 0 | 0
LFG | 0 | 0 | 0 | 0 | 0 | 0
Nuc | 0 | 0 | 0 | 0 | 0 | 0
PS | 0 | 0 | 0 | 0 | 0 | 0
PV | 0 | 0 | 0 | 0 | 0 | 0
PeakG | 0 | 0.05 | 0.28 | 0.28 | 0.35 | 0.15
PeakO | 0 | 0 | 0 | 0 | 0 | 0
ST | 0 | 0 | 0 | 0 | 0 | 0
STOG | 0.05 | 0.3 | 0.42 | 0.3 | 0.59 | 0.27
STWD | 0 | 0 | 0 | 0 | 0 | 0
WT | 0 | 0 | 0 | 0 | 0 | 0
IGCC | 0 | 0 | 0 | 0 | 0 | 0
DemandResponse | 0 | 0 | 0 | 0 | 0 | 0
IGCC-CCS | 0 | 0 | 0 | 0 | 0 | 0
WT_off | 0 | 0 | 0 | 0 | 0 | 0
PseudoUnit | 0 | 0 | 0 | 0 | 0 | 0
FixedInterchange | 0 | 0 | 0 | 0 | 0 | 0
CO2 Emissions (MMmetricTons): PJM_ROM
ReportingType | 2015 | 2020 | 2025 | 2030 | 2035 | 2040
BM | 0 | 0 | 0 | 0 | 0 | 0
CC | 5.54 | 9.2 | 8.18 | 7.22 | 17.51 | 51.34
CSP | 0 | 0 | 0 | 0 | 0 | 0
CT | 0 | 0 | 0 | 0 | 0 | 0
Coal | 46.85 | 52.67 | 54.72 | 56.65 | 56.65 | 56.65
Geo | 0 | 0 | 0 | 0 | 0 | 0
H | 0 | 0 | 0 | 0 | 0 | 0
LFG | 0 | 0 | 0 | 0 | 0 | 0
Nuc | 0 | 0 | 0 | 0 | 0 | 0
PS | 0 | 0 | 0 | 0 | 0 | 0
PV | 0 | 0 | 0 | 0 | 0 | 0
PeakG | 0 | 0.03 | 0.03 | 0.03 | 0.12 | 0.03
PeakO | 0 | 0 | 0 | 0 | 0 | 0
ST | 0 | 0 | 0 | 0 | 0 | 0
STOG | 0.39 | 0.71 | 0.76 | 0.76 | 0.77 | 0.76
STWD | 0 | 0 | 0 | 0 | 0 | 0
WT | 0 | 0 | 0 | 0 | 0 | 0
IGCC | 0 | 0 | 0 | 0 | 0 | 0
DemandResponse | 0 | 0 | 0 | 0 | 0 | 0
IGCC-CCS | 0 | 0 | 0 | 0 | 0 | 0
WT_off | 0 | 0 | 0 | 0 | 0 | 0
PseudoUnit | 0 | 0 | 0 | 0 | 0 | 0
FixedInterchange | 0 | 0 | 0 | 0 | 0 | 0
CO2 Emissions (MMmetricTons): PJM_ROR
ReportingType | 2015 | 2020 | 2025 | 2030 | 2035 | 2040
BM | 0 | 0 | 0 | 0 | 0 | 0
CC | 27.02 | 26.31 | 22.65 | 28.89 | 45.99 | 36.03
CSP | 0 | 0 | 0 | 0 | 0 | 0
CT | 0 | 0 | 0 | 0 | 0 | 0
Coal | 317.76 | 271.71 | 277.94 | 279.39 | 282.22 | 283.46
Geo | 0 | 0 | 0 | 0 | 0 | 0
H | 0 | 0 | 0 | 0 | 0 | 0
LFG | 0 | 0 | 0 | 0 | 0 | 0
Nuc | 0 | 0 | 0 | 0 | 0 | 0
PS | 0 | 0 | 0 | 0 | 0 | 0
PV | 0 | 0 | 0 | 0 | 0 | 0
PeakG | 0.78 | 0.76 | 0.71 | 0.71 | 0.53 | 0.71
PeakO | 0 | 0 | 0 | 0 | 0 | 0
ST | 0 | 0 | 0 | 0 | 0 | 0
STOG | 0.44 | 0.48 | 0.47 | 0.46 | 0.44 | 0.44
STWD | 0 | 0 | 0 | 0 | 0 | 0
WT | 0 | 0 | 0 | 0 | 0 | 0
IGCC | 0 | 0 | 0 | 0 | 0 | 0
DemandResponse | 0 | 0 | 0 | 0 | 0 | 0
IGCC-CCS | 0 | 0 | 0 | 0 | 0 | 0
WT_off | 0 | 0 | 0 | 0 | 0 | 0
PseudoUnit | 0 | 0 | 0 | 0 | 0 | 0
FixedInterchange | 0 | 0 | 0 | 0 | 0 | 0
CO2 Emissions (MMmetricTons): SOCO
ReportingType | 2015 | 2020 | 2025 | 2030 | 2035 | 2040
BM | 0 | 0 | 0 | 0 | 0 | 0
CC | 42.78 | 44.91 | 39.02 | 39.1 | 36.12 | 34.11
CSP | 0 | 0 | 0 | 0 | 0 | 0
CT | 0 | 0 | 0 | 0 | 0 | 0
Coal | 95 | 94.07 | 117.6 | 127.91 | 146.99 | 183.93
Geo | 0 | 0 | 0 | 0 | 0 | 0
H | 0 | 0 | 0 | 0 | 0 | 0
LFG | 0 | 0 | 0 | 0 | 0 | 0
Nuc | 0 | 0 | 0 | 0 | 0 | 0
PS | 0 | 0 | 0 | 0 | 0 | 0
PV | 0 | 0 | 0 | 0 | 0 | 0
PeakG | 0.29 | 0.7 | 1.19 | 1.15 | 1.2 | 1.17
PeakO | 0 | 0 | 0 | 0 | 0 | 0
ST | 0 | 0 | 0 | 0 | 0 | 0
STOG | 0 | 0 | 0 | 0 | 0 | 0
STWD | 0 | 0 | 0 | 0 | 0 | 0
WT | 0 | 0 | 0 | 0 | 0 | 0
IGCC | 0 | 0 | 0 | 0 | 0 | 0
DemandResponse | 0 | 0 | 0 | 0 | 0 | 0
IGCC-CCS | 0 | 0 | 0 | 0 | 0 | 0
WT_off | 0 | 0 | 0 | 0 | 0 | 0
PseudoUnit | 0 | 0 | 0 | 0 | 0 | 0
FixedInterchange | 0 | 0 | 0 | 0 | 0 | 0
CO2 Emissions (MMmetricTons): SPP_N
ReportingType | 2015 | 2020 | 2025 | 2030 | 2035 | 2040
BM | 0 | 0 | 0 | 0 | 0 | 0
CC | 3.33 | 5.42 | 3.16 | 2.83 | 3.04 | 2.7
CSP | 0 | 0 | 0 | 0 | 0 | 0
CT | 0 | 0.04 | 0.06 | 0.22 | 0.38 | 0.22
Coal | 62.42 | 62.26 | 62.41 | 62.41 | 62.41 | 75.99
Geo | 0 | 0 | 0 | 0 | 0 | 0
H | 0 | 0 | 0 | 0 | 0 | 0
LFG | 0 | 0 | 0 | 0 | 0 | 0
Nuc | 0 | 0 | 0 | 0 | 0 | 0
PS | 0 | 0 | 0 | 0 | 0 | 0
PV | 0 | 0 | 0 | 0 | 0 | 0
PeakG | 0.04 | 0.01 | 0.05 | 0.02 | 0 | 0
PeakO | 0 | 0 | 0 | 0 | 0 | 0
ST | 0 | 0 | 0 | 0 | 0 | 0
STOG | 0.3 | 0.34 | 0.36 | 0.39 | 0.39 | 0.37
STWD | 0 | 0 | 0 | 0 | 0 | 0
WT | 0 | 0 | 0 | 0 | 0 | 0
IGCC | 0 | 0 | 0 | 0 | 0 | 0
DemandResponse | 0 | 0 | 0 | 0 | 0 | 0
IGCC-CCS | 0 | 0 | 0 | 0 | 0 | 0
WT_off | 0 | 0 | 0 | 0 | 0 | 0
PseudoUnit | 0 | 0 | 0 | 0 | 0 | 0
FixedInterchange | 0 | 0 | 0 | 0 | 0 | 0
CO2 Emissions (MMmetricTons): SPP_S
ReportingType | 2015 | 2020 | 2025 | 2030 | 2035 | 2040
BM | 0 | 0 | 0 | 0 | 0 | 0
CC | 15.66 | 20.15 | 7.59 | 7.57 | 7.91 | 6.88
CSP | 0 | 0 | 0 | 0 | 0 | 0
CT | 0 | 0.04 | 0 | 0 | 0 | 0.01
Coal | 86.11 | 78.6 | 82.63 | 87.06 | 90.86 | 89.79
Geo | 0 | 0 | 0 | 0 | 0 | 0
H | 0 | 0 | 0 | 0 | 0 | 0
LFG | 0 | 0 | 0 | 0 | 0 | 0
Nuc | 0 | 0 | 0 | 0 | 0 | 0
PS | 0 | 0 | 0 | 0 | 0 | 0
PV | 0 | 0 | 0 | 0 | 0 | 0
PeakG | 0 | 0.01 | 0 | 0 | 0 | 0
PeakO | 0 | 0 | 0 | 0 | 0 | 0
ST | 0 | 0 | 0 | 0 | 0 | 0
STOG | 1.25 | 1.42 | 0.63 | 0.77 | 0.94 | 1.08
STWD | 0 | 0 | 0 | 0 | 0 | 0
WT | 0 | 0 | 0 | 0 | 0 | 0
IGCC | 0 | 0 | 0 | 0 | 0 | 0
DemandResponse | 0 | 0 | 0 | 0 | 0 | 0
IGCC-CCS | 0 | 0 | 0 | 0 | 0 | 0
WT_off | 0 | 0 | 0 | 0 | 0 | 0
PseudoUnit | 0 | 0 | 0 | 0 | 0 | 0
FixedInterchange | 0 | 0 | 0 | 0 | 0 | 0
CO2 Emissions (MMmetricTons): TVA
ReportingType | 2015 | 2020 | 2025 | 2030 | 2035 | 2040
BM | 0 | 0 | 0 | 0 | 0 | 0
CC | 7.5 | 10.65 | 10.6 | 11.16 | 9.52 | 8.9
CSP | 0 | 0 | 0 | 0 | 0 | 0
CT | 0 | 0.14 | 0.15 | 0.21 | 0.13 | 0.24
Coal | 79.9 | 74 | 76.65 | 77.41 | 100.89 | 116.43
Geo | 0 | 0 | 0 | 0 | 0 | 0
H | 0 | 0 | 0 | 0 | 0 | 0
LFG | 0 | 0 | 0 | 0 | 0 | 0
Nuc | 0 | 0 | 0 | 0 | 0 | 0
PS | 0 | 0 | 0 | 0 | 0 | 0
PV | 0 | 0 | 0 | 0 | 0 | 0
PeakG | 0 | 0 | 0.01 | 0.01 | 0 | 0.01
PeakO | 0 | 0 | 0 | 0 | 0 | 0
ST | 0 | 0 | 0 | 0 | 0 | 0
STOG | 0 | 0 | 0 | 0 | 0 | 0
STWD | 0 | 0 | 0 | 0 | 0 | 0
WT | 0 | 0 | 0 | 0 | 0 | 0
IGCC | 0 | 0 | 0 | 0 | 0 | 0
DemandResponse | 0 | 0 | 0 | 0 | 0 | 0
IGCC-CCS | 0 | 0 | 0 | 0 | 0 | 0
WT_off | 0 | 0 | 0 | 0 | 0 | 0
PseudoUnit | 0 | 0 | 0 | 0 | 0 | 0
FixedInterchange | 0 | 0 | 0 | 0 | 0 | 0
CO2 Emissions (MMmetricTons): TVA_Transmission
ReportingType | 2015 | 2020 | 2025 | 2030 | 2035 | 2040
BM | 0 | 0 | 0 | 0 | 0 | 0
CC | 0 | 0 | 0 | 0 | 0 | 0
CSP | 0 | 0 | 0 | 0 | 0 | 0
CT | 0 | 0 | 0 | 0 | 0 | 0
Coal | 0 | 0 | 0 | 0 | 0 | 0
Geo | 0 | 0 | 0 | 0 | 0 | 0
H | 0 | 0 | 0 | 0 | 0 | 0
LFG | 0 | 0 | 0 | 0 | 0 | 0
Nuc | 0 | 0 | 0 | 0 | 0 | 0
PS | 0 | 0 | 0 | 0 | 0 | 0
PV | 0 | 0 | 0 | 0 | 0 | 0
PeakG | 0 | 0 | 0 | 0 | 0 | 0
PeakO | 0 | 0 | 0 | 0 | 0 | 0
ST | 0 | 0 | 0 | 0 | 0 | 0
STOG | 0 | 0 | 0 | 0 | 0 | 0
STWD | 0 | 0 | 0 | 0 | 0 | 0
WT | 0 | 0 | 0 | 0 | 0 | 0
IGCC | 0 | 0 | 0 | 0 | 0 | 0
DemandResponse | 0 | 0 | 0 | 0 | 0 | 0
IGCC-CCS | 0 | 0 | 0 | 0 | 0 | 0
WT_off | 0 | 0 | 0 | 0 | 0 | 0
PseudoUnit | 0 | 0 | 0 | 0 | 0 | 0
FixedInterchange | 0 | 0 | 0 | 0 | 0 | 0
CO2 Emissions (MMmetricTons): VACAR
ReportingType | 2015 | 2020 | 2025 | 2030 | 2035 | 2040
BM | 0 | 0 | 0 | 0 | 0 | 0
CC | 19.44 | 21.76 | 18.23 | 19.91 | 27.94 | 37.78
CSP | 0 | 0 | 0 | 0 | 0 | 0
CT | 0.04 | 0.04 | 0.04 | 0.09 | 0.23 | 0.33
Coal | 75.69 | 71.65 | 88.51 | 97.36 | 106.38 | 107.49
Geo | 0 | 0 | 0 | 0 | 0 | 0
H | 0 | 0 | 0 | 0 | 0 | 0
LFG | 0 | 0 | 0 | 0 | 0 | 0
Nuc | 0 | 0 | 0 | 0 | 0 | 0
PS | 0 | 0 | 0 | 0 | 0 | 0
PV | 0 | 0 | 0 | 0 | 0 | 0
PeakG | 0.07 | 0.11 | 0.19 | 0.18 | 0.18 | 0.17
PeakO | 0 | 0 | 0 | 0 | 0 | 0
ST | 0 | 0 | 0 | 0 | 0 | 0
STOG | 0 | 0 | 0 | 0 | 0 | 0
STWD | 0 | 0 | 0 | 0 | 0 | 0
WT | 0 | 0 | 0 | 0 | 0 | 0
IGCC | 0 | 0 | 0 | 0 | 0 | 0
DemandResponse | 0 | 0 | 0 | 0 | 0 | 0
IGCC-CCS | 0 | 0 | 0 | 0 | 0 | 0
WT_off | 0 | 0 | 0 | 0 | 0 | 0
PseudoUnit | 0 | 0 | 0 | 0 | 0 | 0
FixedInterchange | 0 | 0 | 0 | 0 | 0 | 0
CO2 Emissions (MMmetricTons): IESO
ReportingType | 2015 | 2020 | 2025 | 2030 | 2035 | 2040
BM | 0 | 0 | 0 | 0 | 0 | 0
CC | 0.34 | 0.54 | 0.71 | 0.83 | 3.24 | 9.73
CSP | 0 | 0 | 0 | 0 | 0 | 0
CT | 0 | 0 | 0 | 0 | 0.02 | 0.08
Coal | 0 | 0 | 0 | 0 | 0 | 0
Geo | 0 | 0 | 0 | 0 | 0 | 0
H | 0 | 0 | 0 | 0 | 0 | 0
LFG | 0 | 0 | 0 | 0 | 0 | 0
Nuc | 0 | 0 | 0 | 0 | 0 | 0
PS | 0 | 0 | 0 | 0 | 0 | 0
PV | 0 | 0 | 0 | 0 | 0 | 0
PeakG | 0 | 0 | 0 | 0 | 0 | 0.01
PeakO | 0 | 0 | 0 | 0 | 0 | 0
ST | 0 | 0 | 0 | 0 | 0 | 0
STOG | 0 | 0 | 0 | 0 | 0 | 0
STWD | 0 | 0 | 0 | 0 | 0 | 0
WT | 0 | 0 | 0 | 0 | 0 | 0
IGCC | 0 | 0 | 0 | 0 | 0 | 0
DemandResponse | 0 | 0 | 0 | 0 | 0 | 0
IGCC-CCS | 0 | 0 | 0 | 0 | 0 | 0
WT_off | 0 | 0 | 0 | 0 | 0 | 0
PseudoUnit | 0 | 0 | 0 | 0 | 0 | 0
FixedInterchange | 0 | 0 | 0 | 0 | 0 | 0
CO2 Emissions (MMmetricTons): MAPP_CA
ReportingType | 2015 | 2020 | 2025 | 2030 | 2035 | 2040
BM | 0 | 0 | 0 | 0 | 0 | 0
CC | 3.58 | 4.73 | 4.82 | 4.86 | 5.05 | 5.05
CSP | 0 | 0 | 0 | 0 | 0 | 0
CT | 0 | 0 | 0 | 0 | 0.03 | 0.02
Coal | 0.1 | 0.22 | 0.53 | 1.88 | 3.52 | 5.16
Geo | 0 | 0 | 0 | 0 | 0 | 0
H | 0 | 0 | 0 | 0 | 0 | 0
LFG | 0 | 0 | 0 | 0 | 0 | 0
Nuc | 0 | 0 | 0 | 0 | 0 | 0
PS | 0 | 0 | 0 | 0 | 0 | 0
PV | 0 | 0 | 0 | 0 | 0 | 0
PeakG | 0 | 0 | 0 | 0 | 0 | 0
PeakO | 0 | 0 | 0 | 0 | 0 | 0
ST | 0 | 0 | 0 | 0 | 0 | 0
STOG | 0 | 0 | 0 | 0 | 0 | 0
STWD | 0 | 0 | 0 | 0 | 0 | 0
WT | 0 | 0 | 0 | 0 | 0 | 0
IGCC | 0 | 0 | 0 | 0 | 0 | 0
DemandResponse | 0 | 0 | 0 | 0 | 0 | 0
IGCC-CCS | 0 | 0 | 0 | 0 | 0 | 0
WT_off | 0 | 0 | 0 | 0 | 0 | 0
PseudoUnit | 0 | 0 | 0 | 0 | 0 | 0
FixedInterchange | 0 | 0 | 0 | 0 | 0 | 0
CO2 Emissions (MMmetricTons): AZ_NM_SNV_Coal
ReportingType | 2015 | 2020 | 2025 | 2030 | 2035 | 2040
BM | 0 | 0 | 0 | 0 | 0 | 0
CC | 0 | 0 | 0 | 0 | 0 | 0
CSP | 0 | 0 | 0 | 0 | 0 | 0
CT | 0 | 0 | 0 | 0 | 0 | 0
Coal | 68.34 | 73.03 | 73.03 | 73.03 | 72.76 | 65.01
Geo | 0 | 0 | 0 | 0 | 0 | 0
H | 0 | 0 | 0 | 0 | 0 | 0
LFG | 0 | 0 | 0 | 0 | 0 | 0
Nuc | 0 | 0 | 0 | 0 | 0 | 0
PS | 0 | 0 | 0 | 0 | 0 | 0
PV | 0 | 0 | 0 | 0 | 0 | 0
PeakG | 0 | 0 | 0 | 0 | 0 | 0
PeakO | 0 | 0 | 0 | 0 | 0 | 0
ST | 0 | 0 | 0 | 0 | 0 | 0
STOG | 0 | 0 | 0 | 0 | 0 | 0
STWD | 0 | 0 | 0 | 0 | 0 | 0
WT | 0 | 0 | 0 | 0 | 0 | 0
IGCC | 0 | 0 | 0 | 0 | 0 | 0
DemandResponse | 0 | 0 | 0 | 0 | 0 | 0
IGCC-CCS | 0 | 0 | 0 | 0 | 0 | 0
WT_off | 0 | 0 | 0 | 0 | 0 | 0
PseudoUnit | 0 | 0 | 0 | 0 | 0 | 0
FixedInterchange | 0 | 0 | 0 | 0 | 0 | 0
CO2 Emissions (MMmetricTons): AZ_NM_SNV_Gas
ReportingType | 2015 | 2020 | 2025 | 2030 | 2035 | 2040
BM | 0 | 0 | 0 | 0 | 0 | 0
CC | 39.97 | 40.59 | 41.19 | 31.62 | 20.84 | 19.1
CSP | 0 | 0 | 0 | 0 | 0 | 0
CT | 0 | 0 | 0.04 | 0.04 | 0 | 0
Coal | 0 | 0 | 0 | 0 | 0 | 0
Geo | 0 | 0 | 0 | 0 | 0 | 0
H | 0 | 0 | 0 | 0 | 0 | 0
LFG | 0 | 0 | 0 | 0 | 0 | 0
Nuc | 0 | 0 | 0 | 0 | 0 | 0
PS | 0 | 0 | 0 | 0 | 0 | 0
PV | 0 | 0 | 0 | 0 | 0 | 0
PeakG | 0 | 0 | 0.13 | 0.15 | 0.19 | 0.19
PeakO | 0 | 0 | 0 | 0 | 0 | 0
ST | 0 | 0 | 0 | 0 | 0 | 0
STOG | 0 | 0 | 0 | 0 | 0 | 0
STWD | 0 | 0 | 0 | 0 | 0 | 0
WT | 0 | 0 | 0 | 0 | 0 | 0
IGCC | 0 | 0 | 0 | 0 | 0 | 0
DemandResponse | 0 | 0 | 0 | 0 | 0 | 0
IGCC-CCS | 0 | 0 | 0 | 0 | 0 | 0
WT_off | 0 | 0 | 0 | 0 | 0 | 0
PseudoUnit | 0 | 0 | 0 | 0 | 0 | 0
FixedInterchange | 0 | 0 | 0 | 0 | 0 | 0
CO2 Emissions (MMmetricTons): AZ_NM_SNV_NucRenew
ReportingType | 2015 | 2020 | 2025 | 2030 | 2035 | 2040
BM | 0 | 0 | 0 | 0 | 0 | 0
CC | 0 | 0 | 0 | 0 | 0 | 0
CSP | 0 | 0 | 0 | 0 | 0 | 0
CT | 0 | 0 | 0 | 0 | 0 | 0
Coal | 0 | 0 | 0 | 0 | 0 | 0
Geo | 0 | 0 | 0 | 0 | 0 | 0
H | 0 | 0 | 0 | 0 | 0 | 0
LFG | 0 | 0 | 0 | 0 | 0 | 0
Nuc | 0 | 0 | 0 | 0 | 0 | 0
PS | 0 | 0 | 0 | 0 | 0 | 0
PV | 0 | 0 | 0 | 0 | 0 | 0
PeakG | 0 | 0 | 0 | 0 | 0 | 0
PeakO | 0 | 0 | 0 | 0 | 0 | 0
ST | 0 | 0 | 0 | 0 | 0 | 0
STOG | 0 | 0 | 0 | 0 | 0 | 0
STWD | 0 | 0 | 0 | 0 | 0 | 0
WT | 0 | 0 | 0 | 0 | 0 | 0
IGCC | 0 | 0 | 0 | 0 | 0 | 0
DemandResponse | 0 | 0 | 0 | 0 | 0 | 0
IGCC-CCS | 0 | 0 | 0 | 0 | 0 | 0
WT_off | 0 | 0 | 0 | 0 | 0 | 0
PseudoUnit | 0 | 0 | 0 | 0 | 0 | 0
FixedInterchange | 0 | 0 | 0 | 0 | 0 | 0
CO2 Emissions (MMmetricTons): ERCOT
ReportingType | 2015 | 2020 | 2025 | 2030 | 2035 | 2040
BM | 0 | 0 | 0 | 0 | 0 | 0
CC | 60.63 | 64.38 | 59.71 | 39.29 | 41.93 | 44.68
CSP | 0 | 0 | 0 | 0 | 0 | 0
CT | 0 | 0 | 0 | 0 | 0 | 0
Coal | 107.85 | 121 | 143.25 | 142.76 | 143.25 | 143.25
Geo | 0 | 0 | 0 | 0 | 0 | 0
H | 0 | 0 | 0 | 0 | 0 | 0
LFG | 0 | 0 | 0 | 0 | 0 | 0
Nuc | 0 | 0 | 0 | 0 | 0 | 0
PS | 0 | 0 | 0 | 0 | 0 | 0
PV | 0 | 0 | 0 | 0 | 0 | 0
PeakG | 0 | 0.01 | 0.04 | 0 | 0 | 0
PeakO | 0 | 0 | 0 | 0 | 0 | 0
ST | 0 | 0 | 0 | 0 | 0 | 0
STOG | 3.18 | 4.15 | 5.44 | 2.67 | 2.53 | 2.18
STWD | 0 | 0 | 0 | 0 | 0 | 0
WT | 0 | 0 | 0 | 0 | 0 | 0
IGCC | 0 | 0 | 0 | 0 | 0 | 0
DemandResponse | 0 | 0 | 0 | 0 | 0 | 0
IGCC-CCS | 0 | 0 | 0 | 0 | 0 | 0
WT_off | 0 | 0 | 0 | 0 | 0 | 0
PseudoUnit | 0 | 0 | 0 | 0 | 0 | 0
FixedInterchange | 0 | 0 | 0 | 0 | 0 | 0
CO2 Emissions (MMmetricTons): NP15
ReportingType | 2015 | 2020 | 2025 | 2030 | 2035 | 2040
BM | 0 | 0 | 0 | 0 | 0 | 0
CC | 14.61 | 7.54 | 10.76 | 7.97 | 2.6 | 1.5
CSP | 0 | 0 | 0 | 0 | 0 | 0
CT | 0 | 0 | 0 | 0 | 0 | 0
Coal | 0.24 | 0 | 0 | 0 | 0 | 0
Geo | 0 | 0 | 0 | 0 | 0 | 0
H | 0 | 0 | 0 | 0 | 0 | 0
LFG | 0 | 0 | 0 | 0 | 0 | 0
Nuc | 0 | 0 | 0 | 0 | 0 | 0
PS | 0 | 0 | 0 | 0 | 0 | 0
PV | 0 | 0 | 0 | 0 | 0 | 0
PeakG | 0 | 0 | 0 | 0 | 0 | 0
PeakO | 0 | 0 | 0 | 0 | 0 | 0
ST | 0 | 0 | 0 | 0 | 0 | 0
STOG | 0.07 | 0.04 | 0.1 | 0.06 | 0.08 | 0.06
STWD | 0 | 0 | 0 | 0 | 0 | 0
WT | 0 | 0 | 0 | 0 | 0 | 0
IGCC | 0 | 0 | 0 | 0 | 0 | 0
DemandResponse | 0 | 0 | 0 | 0 | 0 | 0
IGCC-CCS | 0 | 0 | 0 | 0 | 0 | 0
WT_off | 0 | 0 | 0 | 0 | 0 | 0
PseudoUnit | 0 | 0 | 0 | 0 | 0 | 0
FixedInterchange | 0 | 0 | 0 | 0 | 0 | 0
CO2 Emissions (MMmetricTons): NWPP_Coal
ReportingType | 2015 | 2020 | 2025 | 2030 | 2035 | 2040
BM | 0 | 0 | 0 | 0 | 0 | 0
CC | 0 | 0 | 0 | 0 | 0 | 0
CSP | 0 | 0 | 0 | 0 | 0 | 0
CT | 0 | 0 | 0 | 0 | 0 | 0
Coal | 98.84 | 98.95 | 98.95 | 98.95 | 98.49 | 98.3
Geo | 0 | 0 | 0 | 0 | 0 | 0
H | 0 | 0 | 0 | 0 | 0 | 0
LFG | 0 | 0 | 0 | 0 | 0 | 0
Nuc | 0 | 0 | 0 | 0 | 0 | 0
PS | 0 | 0 | 0 | 0 | 0 | 0
PV | 0 | 0 | 0 | 0 | 0 | 0
PeakG | 0 | 0 | 0 | 0 | 0 | 0
PeakO | 0 | 0 | 0 | 0 | 0 | 0
ST | 0 | 0 | 0 | 0 | 0 | 0
STOG | 0 | 0 | 0 | 0 | 0 | 0
STWD | 0 | 0 | 0 | 0 | 0 | 0
WT | 0 | 0 | 0 | 0 | 0 | 0
IGCC | 0 | 0 | 0 | 0 | 0 | 0
DemandResponse | 0 | 0 | 0 | 0 | 0 | 0
IGCC-CCS | 0 | 0 | 0 | 0 | 0 | 0
WT_off | 0 | 0 | 0 | 0 | 0 | 0
PseudoUnit | 0 | 0 | 0 | 0 | 0 | 0
FixedInterchange | 0 | 0 | 0 | 0 | 0 | 0
CO2 Emissions (MMmetricTons): NWPP_Gas
ReportingType | 2015 | 2020 | 2025 | 2030 | 2035 | 2040
BM | 0 | 0 | 0 | 0 | 0 | 0
CC | 19.17 | 19.17 | 19.17 | 23.8 | 31.85 | 28.49
CSP | 0 | 0 | 0 | 0 | 0 | 0
CT | 0 | 0 | 0 | 0 | 0 | 0
Coal | 0 | 0 | 0 | 0 | 0 | 6.45
Geo | 0 | 0 | 0 | 0 | 0 | 0
H | 0 | 0 | 0 | 0 | 0 | 0
LFG | 0 | 0 | 0 | 0 | 0 | 0
Nuc | 0 | 0 | 0 | 0 | 0 | 0
PS | 0 | 0 | 0 | 0 | 0 | 0
PV | 0 | 0 | 0 | 0 | 0 | 0
PeakG | 0 | 0 | 0 | 0 | 0 | 0
PeakO | 0 | 0 | 0 | 0 | 0 | 0
ST | 0 | 0 | 0 | 0 | 0 | 0
STOG | 0 | 0 | 0 | 0 | 0 | 0
STWD | 0 | 0 | 0 | 0 | 0 | 0
WT | 0 | 0 | 0 | 0 | 0 | 0
IGCC | 0 | 0 | 0 | 0 | 0 | 0
DemandResponse | 0 | 0 | 0 | 0 | 0 | 0
IGCC-CCS | 0 | 0 | 0 | 0 | 0 | 0
WT_off | 0 | 0 | 0 | 0 | 0 | 0
PseudoUnit | 0 | 0 | 0 | 0 | 0 | 0
FixedInterchange | 0 | 0 | 0 | 0 | 0 | 0
CO2 Emissions (MMmetricTons): NWPP_NucRenew
ReportingType | 2015 | 2020 | 2025 | 2030 | 2035 | 2040
BM | 0 | 0 | 0 | 0 | 0 | 0
CC | 0 | 0 | 0 | 0 | 0 | 0
CSP | 0 | 0 | 0 | 0 | 0 | 0
CT | 0 | 0 | 0 | 0 | 0 | 0
Coal | 0 | 0 | 0 | 0 | 0 | 0
Geo | 0 | 0 | 0 | 0 | 0 | 0
H | 0 | 0 | 0 | 0 | 0 | 0
LFG | 0 | 0 | 0 | 0 | 0 | 0
Nuc | 0 | 0 | 0 | 0 | 0 | 0
PS | 0 | 0 | 0 | 0 | 0 | 0
PV | 0 | 0 | 0 | 0 | 0 | 0
PeakG | 0 | 0 | 0 | 0 | 0 | 0
PeakO | 0 | 0 | 0 | 0 | 0 | 0
ST | 0 | 0 | 0 | 0 | 0 | 0
STOG | 0 | 0 | 0 | 0 | 0 | 0
STWD | 0 | 0 | 0 | 0 | 0 | 0
WT | 0 | 0 | 0 | 0 | 0 | 0
IGCC | 0 | 0 | 0 | 0 | 0 | 0
DemandResponse | 0 | 0 | 0 | 0 | 0 | 0
IGCC-CCS | 0 | 0 | 0 | 0 | 0 | 0
WT_off | 0 | 0 | 0 | 0 | 0 | 0
PseudoUnit | 0 | 0 | 0 | 0 | 0 | 0
FixedInterchange | 0 | 0 | 0 | 0 | 0 | 0
CO2 Emissions (MMmetricTons): RMPA
ReportingType | 2015 | 2020 | 2025 | 2030 | 2035 | 2040
BM | 0 | 0 | 0 | 0 | 0 | 0
CC | 3.41 | 2.07 | 0.6 | 0.83 | 1.23 | 0.61
CSP | 0 | 0 | 0 | 0 | 0 | 0
CT | 0 | 0 | 0 | 0 | 0 | 0
Coal | 54.2 | 52.95 | 49.91 | 49.91 | 55.97 | 63.51
Geo | 0 | 0 | 0 | 0 | 0 | 0
H | 0 | 0 | 0 | 0 | 0 | 0
LFG | 0 | 0 | 0 | 0 | 0 | 0
Nuc | 0 | 0 | 0 | 0 | 0 | 0
PS | 0 | 0 | 0 | 0 | 0 | 0
PV | 0 | 0 | 0 | 0 | 0 | 0
PeakG | 0.01 | 0.01 | 0 | 0.01 | 0.01 | 0
PeakO | 0 | 0 | 0 | 0 | 0 | 0
ST | 0 | 0 | 0 | 0 | 0 | 0
STOG | 0 | 0 | 0 | 0 | 0 | 0
STWD | 0 | 0 | 0 | 0 | 0 | 0
WT | 0 | 0 | 0 | 0 | 0 | 0
IGCC | 0 | 0 | 0 | 0 | 0 | 0
DemandResponse | 0 | 0 | 0 | 0 | 0 | 0
IGCC-CCS | 0 | 0 | 0 | 0 | 0 | 0
WT_off | 0 | 0 | 0 | 0 | 0 | 0
PseudoUnit | 0 | 0 | 0 | 0 | 0 | 0
FixedInterchange | 0 | 0 | 0 | 0 | 0 | 0
CO2 Emissions (MMmetricTons): SP15
ReportingType | 2015 | 2020 | 2025 | 2030 | 2035 | 2040
BM | 0 | 0 | 0 | 0 | 0 | 0
CC | 12.49 | 7.03 | 6.8 | 5.33 | 3.99 | 2.37
CSP | 0 | 0 | 0 | 0 | 0 | 0
CT | 0 | 0 | 0 | 0 | 0 | 0
Coal | 0.81 | 0.81 | 0.81 | 0.25 | 0 | 0
Geo | 0 | 0 | 0 | 0 | 0 | 0
H | 0 | 0 | 0 | 0 | 0 | 0
LFG | 0 | 0 | 0 | 0 | 0 | 0
Nuc | 0 | 0 | 0 | 0 | 0 | 0
PS | 0 | 0 | 0 | 0 | 0 | 0
PV | 0 | 0 | 0 | 0 | 0 | 0
PeakG | 0 | 0 | 0 | 0 | 0 | 0
PeakO | 0 | 0 | 0 | 0 | 0 | 0
ST | 0 | 0 | 0 | 0 | 0 | 0
STOG | 0.09 | 0.1 | 0.02 | 0.01 | 0.02 | 0.04
STWD | 0 | 0 | 0 | 0 | 0 | 0
WT | 0 | 0 | 0 | 0 | 0 | 0
IGCC | 0 | 0 | 0 | 0 | 0 | 0
DemandResponse | 0 | 0 | 0 | 0 | 0 | 0
IGCC-CCS | 0 | 0 | 0 | 0 | 0 | 0
WT_off | 0 | 0 | 0 | 0 | 0 | 0
PseudoUnit | 0 | 0 | 0 | 0 | 0 | 0
FixedInterchange | 0 | 0 | 0 | 0 | 0 | 0
CO2 Emissions (MMmetricTons): ALB
ReportingType | 2015 | 2020 | 2025 | 2030 | 2035 | 2040
BM | 0 | 0 | 0 | 0 | 0 | 0
CC | 7.34 | 9.43 | 10.86 | 13.04 | 14.86 | 16.94
CSP | 0 | 0 | 0 | 0 | 0 | 0
CT | 0 | 0 | 0 | 0 | 0 | 0
Coal | 45.36 | 45.36 | 45.36 | 45.36 | 45.36 | 45.36
Geo | 0 | 0 | 0 | 0 | 0 | 0
H | 0 | 0 | 0 | 0 | 0 | 0
LFG | 0 | 0 | 0 | 0 | 0 | 0
Nuc | 0 | 0 | 0 | 0 | 0 | 0
PS | 0 | 0 | 0 | 0 | 0 | 0
PV | 0 | 0 | 0 | 0 | 0 | 0
PeakG | 0 | 0 | 0 | 0 | 0 | 0
PeakO | 0 | 0 | 0 | 0 | 0 | 0
ST | 0 | 0 | 0 | 0 | 0 | 0
STOG | 0 | 0 | 0 | 0 | 0 | 0
STWD | 0 | 0 | 0 | 0 | 0 | 0
WT | 0 | 0 | 0 | 0 | 0 | 0
IGCC | 0 | 0 | 0 | 0 | 0 | 0
DemandResponse | 0 | 0 | 0 | 0 | 0 | 0
IGCC-CCS | 0 | 0 | 0 | 0 | 0 | 0
WT_off | 0 | 0 | 0 | 0 | 0 | 0
PseudoUnit | 0 | 0 | 0 | 0 | 0 | 0
FixedInterchange | 0 | 0 | 0 | 0 | 0 | 0
CO2 Emissions (MMmetricTons): BC
ReportingType | 2015 | 2020 | 2025 | 2030 | 2035 | 2040
BM | 0 | 0 | 0 | 0 | 0 | 0
CC | 3.56 | 4.69 | 6.39 | 7.77 | 9.79 | 11.24
CSP | 0 | 0 | 0 | 0 | 0 | 0
CT | 0 | 0 | 0 | 0 | 0 | 0
Coal | 0 | 0 | 0 | 0 | 0 | 0
Geo | 0 | 0 | 0 | 0 | 0 | 0
H | 0 | 0 | 0 | 0 | 0 | 0
LFG | 0 | 0 | 0 | 0 | 0 | 0
Nuc | 0 | 0 | 0 | 0 | 0 | 0
PS | 0 | 0 | 0 | 0 | 0 | 0
PV | 0 | 0 | 0 | 0 | 0 | 0
PeakG | 0 | 0 | 0 | 0 | 0 | 0
PeakO | 0 | 0 | 0 | 0 | 0 | 0
ST | 0 | 0 | 0 | 0 | 0 | 0
STOG | 0 | 0 | 0 | 0 | 0 | 0
STWD | 0 | 0 | 0 | 0 | 0 | 0
WT | 0 | 0 | 0 | 0 | 0 | 0
IGCC | 0 | 0 | 0 | 0 | 0 | 0
DemandResponse | 0 | 0 | 0 | 0 | 0 | 0
IGCC-CCS | 0 | 0 | 0 | 0 | 0 | 0
WT_off | 0 | 0 | 0 | 0 | 0 | 0
PseudoUnit | 0 | 0 | 0 | 0 | 0 | 0
FixedInterchange | 0 | 0 | 0 | 0 | 0 | 0
CO2 Emissions (MMmetricTons): HQ_IESO
ReportingType | 2015 | 2020 | 2025 | 2030 | 2035 | 2040
BM | 0 | 0 | 0 | 0 | 0 | 0
CC | 0 | 0 | 0 | 0 | 0 | 0
CSP | 0 | 0 | 0 | 0 | 0 | 0
CT | 0 | 0 | 0 | 0 | 0 | 0
Coal | 0 | 0 | 0 | 0 | 0 | 0
Geo | 0 | 0 | 0 | 0 | 0 | 0
H | 0 | 0 | 0 | 0 | 0 | 0
LFG | 0 | 0 | 0 | 0 | 0 | 0
Nuc | 0 | 0 | 0 | 0 | 0 | 0
PS | 0 | 0 | 0 | 0 | 0 | 0
PV | 0 | 0 | 0 | 0 | 0 | 0
PeakG | 0 | 0 | 0 | 0 | 0 | 0
PeakO | 0 | 0 | 0 | 0 | 0 | 0
ST | 0 | 0 | 0 | 0 | 0 | 0
STOG | 0 | 0 | 0 | 0 | 0 | 0
STWD | 0 | 0 | 0 | 0 | 0 | 0
WT | 0 | 0 | 0 | 0 | 0 | 0
IGCC | 0 | 0 | 0 | 0 | 0 | 0
DemandResponse | 0 | 0 | 0 | 0 | 0 | 0
IGCC-CCS | 0 | 0 | 0 | 0 | 0 | 0
WT_off | 0 | 0 | 0 | 0 | 0 | 0
PseudoUnit | 0 | 0 | 0 | 0 | 0 | 0
FixedInterchange | 0 | 0 | 0 | 0 | 0 | 0
CO2 Emissions (MMmetricTons): HQ_NEISO
ReportingType | 2015 | 2020 | 2025 | 2030 | 2035 | 2040
BM | 0 | 0 | 0 | 0 | 0 | 0
CC | 0 | 0 | 0 | 0 | 0 | 0
CSP | 0 | 0 | 0 | 0 | 0 | 0
CT | 0 | 0 | 0 | 0 | 0 | 0
Coal | 0 | 0 | 0 | 0 | 0 | 0
Geo | 0 | 0 | 0 | 0 | 0 | 0
H | 0 | 0 | 0 | 0 | 0 | 0
LFG | 0 | 0 | 0 | 0 | 0 | 0
Nuc | 0 | 0 | 0 | 0 | 0 | 0
PS | 0 | 0 | 0 | 0 | 0 | 0
PV | 0 | 0 | 0 | 0 | 0 | 0
PeakG | 0 | 0 | 0 | 0 | 0 | 0
PeakO | 0 | 0 | 0 | 0 | 0 | 0
ST | 0 | 0 | 0 | 0 | 0 | 0
STOG | 0 | 0 | 0 | 0 | 0 | 0
STWD | 0 | 0 | 0 | 0 | 0 | 0
WT | 0 | 0 | 0 | 0 | 0 | 0
IGCC | 0 | 0 | 0 | 0 | 0 | 0
DemandResponse | 0 | 0 | 0 | 0 | 0 | 0
IGCC-CCS | 0 | 0 | 0 | 0 | 0 | 0
WT_off | 0 | 0 | 0 | 0 | 0 | 0
PseudoUnit | 0 | 0 | 0 | 0 | 0 | 0
FixedInterchange | 0 | 0 | 0 | 0 | 0 | 0
CO2 Emissions (MMmetricTons): HQ_NY
ReportingType | 2015 | 2020 | 2025 | 2030 | 2035 | 2040
BM | 0 | 0 | 0 | 0 | 0 | 0
CC | 0 | 0 | 0 | 0 | 0 | 0
CSP | 0 | 0 | 0 | 0 | 0 | 0
CT | 0 | 0 | 0 | 0 | 0 | 0
Coal | 0 | 0 | 0 | 0 | 0 | 0
Geo | 0 | 0 | 0 | 0 | 0 | 0
H | 0 | 0 | 0 | 0 | 0 | 0
LFG | 0 | 0 | 0 | 0 | 0 | 0
Nuc | 0 | 0 | 0 | 0 | 0 | 0
PS | 0 | 0 | 0 | 0 | 0 | 0
PV | 0 | 0 | 0 | 0 | 0 | 0
PeakG | 0 | 0 | 0 | 0 | 0 | 0
PeakO | 0 | 0 | 0 | 0 | 0 | 0
ST | 0 | 0 | 0 | 0 | 0 | 0
STOG | 0 | 0 | 0 | 0 | 0 | 0
STWD | 0 | 0 | 0 | 0 | 0 | 0
WT | 0 | 0 | 0 | 0 | 0 | 0
IGCC | 0 | 0 | 0 | 0 | 0 | 0
DemandResponse | 0 | 0 | 0 | 0 | 0 | 0
IGCC-CCS | 0 | 0 | 0 | 0 | 0 | 0
WT_off | 0 | 0 | 0 | 0 | 0 | 0
PseudoUnit | 0 | 0 | 0 | 0 | 0 | 0
FixedInterchange | 0 | 0 | 0 | 0 | 0 | 0
CO2 Emissions (MMmetricTons): MARITIMES
ReportingType | 2015 | 2020 | 2025 | 2030 | 2035 | 2040
BM | 0 | 0 | 0 | 0 | 0 | 0
CC | 0 | 0 | 0 | 0 | 0 | 0
CSP | 0 | 0 | 0 | 0 | 0 | 0
CT | 0 | 0 | 0 | 0 | 0 | 0
Coal | 0 | 0 | 0 | 0 | 0 | 0
Geo | 0 | 0 | 0 | 0 | 0 | 0
H | 0 | 0 | 0 | 0 | 0 | 0
LFG | 0 | 0 | 0 | 0 | 0 | 0
Nuc | 0 | 0 | 0 | 0 | 0 | 0
PS | 0 | 0 | 0 | 0 | 0 | 0
PV | 0 | 0 | 0 | 0 | 0 | 0
PeakG | 0 | 0 | 0 | 0 | 0 | 0
PeakO | 0 | 0 | 0 | 0 | 0 | 0
ST | 0 | 0 | 0 | 0 | 0 | 0
STOG | 0 | 0 | 0 | 0 | 0 | 0
STWD | 0 | 0 | 0 | 0 | 0 | 0
WT | 0 | 0 | 0 | 0 | 0 | 0
IGCC | 0 | 0 | 0 | 0 | 0 | 0
DemandResponse | 0 | 0 | 0 | 0 | 0 | 0
IGCC-CCS | 0 | 0 | 0 | 0 | 0 | 0
WT_off | 0 | 0 | 0 | 0 | 0 | 0
PseudoUnit | 0 | 0 | 0 | 0 | 0 | 0
FixedInterchange | 0 | 0 | 0 | 0 | 0 | 0
CO2 Emissions (MMmetricTons): All
ReportingType | 2015 | 2020 | 2025 | 2030 | 2035 | 2040
BM | 0 | 0 | 0 | 0 | 0 | 0
CC | 428.7 | 472.42 | 436.28 | 420.7 | 483.09 | 539.46
CSP | 0 | 0 | 0 | 0 | 0 | 0
CT | 0.53 | 1 | 1.07 | 1.42 | 2.01 | 2.53
Coal | 1709.49 | 1633.63 | 1745.36 | 1782.47 | 1880.44 | 1980.4
Geo | 0 | 0 | 0 | 0 | 0 | 0
H | 0 | 0 | 0 | 0 | 0 | 0
LFG | 0 | 0 | 0 | 0 | 0 | 0
Nuc | 0 | 0 | 0 | 0 | 0 | 0
PS | 0 | 0 | 0 | 0 | 0 | 0
PV | 0 | 0 | 0 | 0 | 0 | 0
PeakG | 2 | 2.67 | 3.96 | 3.64 | 3.6 | 3.58
PeakO | 0 | 0 | 0 | 0 | 0 | 0
ST | 0 | 0 | 0 | 0 | 0 | 0
STOG | 9.52 | 11.9 | 12.59 | 9.71 | 10.16 | 9.61
STWD | 0 | 0 | 0 | 0 | 0 | 0
WT | 0 | 0 | 0 | 0 | 0 | 0
IGCC | 3.76 | 3.76 | 3.76 | 3.76 | 3.76 | 3.76
DemandResponse | 0 | 0 | 0 | 0 | 0 | 0
IGCC-CCS | 0 | 0 | 0 | 0 | 0 | 0
WT_off | 0 | 0 | 0 | 0 | 0 | 0
PseudoUnit | 0 | 0 | 0 | 0 | 0 | 0
FixedInterchange | 0 | 0 | 0 | 0 | 0 | 0
CO2 Emissions (MMmetricTons): EI_US
ReportingType | 2015 | 2020 | 2025 | 2030 | 2035 | 2040
BM | 0 | 0 | 0 | 0 | 0 | 0
CC | 263.6 | 312.26 | 275.26 | 285.37 | 347.7 | 399.75
CSP | 0 | 0 | 0 | 0 | 0 | 0
CT | 0.53 | 1 | 1.02 | 1.37 | 1.96 | 2.44
Coal | 1333.75 | 1241.31 | 1333.52 | 1370.32 | 1461.1 | 1553.37
Geo | 0 | 0 | 0 | 0 | 0 | 0
H | 0 | 0 | 0 | 0 | 0 | 0
LFG | 0 | 0 | 0 | 0 | 0 | 0
Nuc | 0 | 0 | 0 | 0 | 0 | 0
PS | 0 | 0 | 0 | 0 | 0 | 0
PV | 0 | 0 | 0 | 0 | 0 | 0
PeakG | 2 | 2.65 | 3.79 | 3.48 | 3.4 | 3.37
PeakO | 0 | 0 | 0 | 0 | 0 | 0
ST | 0 | 0 | 0 | 0 | 0 | 0
STOG | 6.19 | 7.61 | 7.02 | 6.97 | 7.53 | 7.33
STWD | 0 | 0 | 0 | 0 | 0 | 0
WT | 0 | 0 | 0 | 0 | 0 | 0
IGCC | 3.76 | 3.76 | 3.76 | 3.76 | 3.76 | 3.76
DemandResponse | 0 | 0 | 0 | 0 | 0 | 0
IGCC-CCS | 0 | 0 | 0 | 0 | 0 | 0
WT_off | 0 | 0 | 0 | 0 | 0 | 0
PseudoUnit | 0 | 0 | 0 | 0 | 0 | 0
FixedInterchange | 0 | 0 | 0 | 0 | 0 | 0
CO2 Emissions (MMmetricTons): EI_Canada
ReportingType | 2015 | 2020 | 2025 | 2030 | 2035 | 2040
BM | 0 | 0 | 0 | 0 | 0 | 0
CC | 3.92 | 5.27 | 5.53 | 5.69 | 8.29 | 14.77
CSP | 0 | 0 | 0 | 0 | 0 | 0
CT | 0 | 0 | 0 | 0 | 0.05 | 0.09
Coal | 0.1 | 0.22 | 0.53 | 1.88 | 3.52 | 5.16
Geo | 0 | 0 | 0 | 0 | 0 | 0
H | 0 | 0 | 0 | 0 | 0 | 0
LFG | 0 | 0 | 0 | 0 | 0 | 0
Nuc | 0 | 0 | 0 | 0 | 0 | 0
PS | 0 | 0 | 0 | 0 | 0 | 0
PV | 0 | 0 | 0 | 0 | 0 | 0
PeakG | 0 | 0 | 0 | 0 | 0 | 0.01
PeakO | 0 | 0 | 0 | 0 | 0 | 0
ST | 0 | 0 | 0 | 0 | 0 | 0
STOG | 0 | 0 | 0 | 0 | 0 | 0
STWD | 0 | 0 | 0 | 0 | 0 | 0
WT | 0 | 0 | 0 | 0 | 0 | 0
IGCC | 0 | 0 | 0 | 0 | 0 | 0
DemandResponse | 0 | 0 | 0 | 0 | 0 | 0
IGCC-CCS | 0 | 0 | 0 | 0 | 0 | 0
WT_off | 0 | 0 | 0 | 0 | 0 | 0
PseudoUnit | 0 | 0 | 0 | 0 | 0 | 0
FixedInterchange | 0 | 0 | 0 | 0 | 0 | 0
CO2 Emissions (MMmetricTons): EI
ReportingType | 2015 | 2020 | 2025 | 2030 | 2035 | 2040
BM | 0 | 0 | 0 | 0 | 0 | 0
CC | 267.52 | 317.53 | 280.79 | 291.05 | 355.99 | 414.52
CSP | 0 | 0 | 0 | 0 | 0 | 0
CT | 0.53 | 1 | 1.02 | 1.38 | 2.01 | 2.53
Coal | 1333.85 | 1241.53 | 1334.04 | 1372.21 | 1464.62 | 1558.53
Geo | 0 | 0 | 0 | 0 | 0 | 0
H | 0 | 0 | 0 | 0 | 0 | 0
LFG | 0 | 0 | 0 | 0 | 0 | 0
Nuc | 0 | 0 | 0 | 0 | 0 | 0
PS | 0 | 0 | 0 | 0 | 0 | 0
PV | 0 | 0 | 0 | 0 | 0 | 0
PeakG | 2 | 2.65 | 3.79 | 3.48 | 3.4 | 3.38
PeakO | 0 | 0 | 0 | 0 | 0 | 0
ST | 0 | 0 | 0 | 0 | 0 | 0
STOG | 6.19 | 7.61 | 7.02 | 6.97 | 7.53 | 7.33
STWD | 0 | 0 | 0 | 0 | 0 | 0
WT | 0 | 0 | 0 | 0 | 0 | 0
IGCC | 3.76 | 3.76 | 3.76 | 3.76 | 3.76 | 3.76
DemandResponse | 0 | 0 | 0 | 0 | 0 | 0
IGCC-CCS | 0 | 0 | 0 | 0 | 0 | 0
WT_off | 0 | 0 | 0 | 0 | 0 | 0
PseudoUnit | 0 | 0 | 0 | 0 | 0 | 0
FixedInterchange | 0 | 0 | 0 | 0 | 0 | 0
CO2 Emissions (MMmetricTons): Outside_EI
ReportingType | 2015 | 2020 | 2025 | 2030 | 2035 | 2040
BM | 0 | 0 | 0 | 0 | 0 | 0
CC | 161.18 | 154.89 | 155.49 | 129.64 | 127.1 | 124.94
CSP | 0 | 0 | 0 | 0 | 0 | 0
CT | 0 | 0 | 0.05 | 0.04 | 0 | 0
Coal | 375.64 | 392.1 | 411.31 | 410.27 | 415.83 | 421.87
Geo | 0 | 0 | 0 | 0 | 0 | 0
H | 0 | 0 | 0 | 0 | 0 | 0
LFG | 0 | 0 | 0 | 0 | 0 | 0
Nuc | 0 | 0 | 0 | 0 | 0 | 0
PS | 0 | 0 | 0 | 0 | 0 | 0
PV | 0 | 0 | 0 | 0 | 0 | 0
PeakG | 0.01 | 0.01 | 0.17 | 0.16 | 0.2 | 0.2
PeakO | 0 | 0 | 0 | 0 | 0 | 0
ST | 0 | 0 | 0 | 0 | 0 | 0
STOG | 3.33 | 4.29 | 5.57 | 2.74 | 2.64 | 2.27
STWD | 0 | 0 | 0 | 0 | 0 | 0
WT | 0 | 0 | 0 | 0 | 0 | 0
IGCC | 0 | 0 | 0 | 0 | 0 | 0
DemandResponse | 0 | 0 | 0 | 0 | 0 | 0
IGCC-CCS | 0 | 0 | 0 | 0 | 0 | 0
WT_off | 0 | 0 | 0 | 0 | 0 | 0
PseudoUnit | 0 | 0 | 0 | 0 | 0 | 0
FixedInterchange | 0 | 0 | 0 | 0 | 0 | 0
#6 | 0.26: Fuel Cost [includes coal shadow price] ($million)
Fuel Cost by Reporting Type: Entergy
ReportingType | 2015 | 2020 | 2025 | 2030 | 2035 | 2040
BM | 0 | 0 | 0 | 0 | 0 | 0
CC | 2294.54 | 3301.36 | 3244.09 | 3415.36 | 3700.78 | 3887.83
CSP | 0 | 0 | 0 | 0 | 0 | 0
CT | 0 | 0 | 0 | 0 | 0 | 0
Coal | 1408.87 | 1073.51 | 1317.73 | 1426.8 | 1581.58 | 1988.11
Geo | 0 | 0 | 0 | 0 | 0 | 0
H | 0 | 0 | 0 | 0 | 0 | 0
LFG | 0 | 0 | 0 | 0.14 | 0.14 | 0.14
Nuc | 372.97 | 380.57 | 404.36 | 412.26 | 348.24 | 272.43
PS | 0 | 0 | 0 | 0 | 0 | 0
PV | 0 | 0 | 0 | 0 | 0 | 0
PeakG | 0 | 0.26 | 2.03 | 2.05 | 1.58 | 1.56
PeakO | 0 | 0 | 0 | 0 | 0 | 0
ST | 0 | 0 | 0 | 0 | 0 | 0
STOG | 72.87 | 87.94 | 92.81 | 99.76 | 108.56 | 121.83
STWD | 0 | 0 | 0 | 0 | 0.53 | 6.51
WT | 0 | 0 | 0 | 0 | 0 | 0
IGCC | 0 | 0 | 0 | 0 | 0 | 0
DemandResponse | 0 | 0 | 0 | 0 | 0 | 0
IGCC-CCS | 0 | 0 | 0 | 0 | 0 | 0
WT_off | 0 | 0 | 0 | 0 | 0 | 0
PseudoUnit | 0 | 0 | 0 | 0 | 0 | 0
FixedInterchange | 0 | 0 | 0 | 0 | 0 | 0
Fuel Cost by Reporting Type: FRCC
ReportingType | 2015 | 2020 | 2025 | 2030 | 2035 | 2040
BM | 0 | 0 | 0 | 0 | 0 | 0
CC | 6180.07 | 7518.95 | 8753.64 | 10120.84 | 12767.95 | 15845.84
CSP | 0 | 0 | 0 | 0 | 0 | 0
CT | 51.28 | 66.3 | 73.69 | 75.07 | 73.05 | 68.39
Coal | 1725.67 | 1615.33 | 1964.21 | 1935.46 | 1997.76 | 2050.35
Geo | 0 | 0 | 0 | 0 | 0 | 0
H | 0 | 0 | 0 | 0 | 0 | 0
LFG | 0 | 0 | 0.25 | 0.25 | 0.25 | 0.25
Nuc | 282.48 | 288.24 | 306.26 | 312.24 | 190.15 | 63.41
PS | 0 | 0 | 0 | 0 | 0 | 0
PV | 0 | 0 | 0 | 0 | 0 | 0
PeakG | 27.87 | 31.22 | 54.99 | 41.08 | 36.14 | 30.12
PeakO | 0 | 0 | 0 | 0 | 0 | 0
ST | 0 | 0 | 0 | 0 | 0 | 0
STOG | 207.33 | 203.99 | 200.48 | 208.49 | 211.93 | 152.77
STWD | 0 | 5.85 | 9.73 | 9.73 | 11.62 | 14.91
WT | 0 | 0 | 0 | 0 | 0 | 0
IGCC | 0 | 0 | 0 | 0 | 0 | 0
DemandResponse | 0 | 0 | 0 | 0 | 0 | 0
IGCC-CCS | 0 | 0 | 0 | 0 | 0 | 0
WT_off | 0 | 0 | 0 | 0 | 0 | 0
PseudoUnit | 0 | 0 | 0 | 0 | 0 | 0
FixedInterchange | 0 | 0 | 0 | 0 | 0 | 0
Fuel Cost by Reporting Type: MAPP_US
ReportingType | 2015 | 2020 | 2025 | 2030 | 2035 | 2040
BM | 0 | 0 | 0 | 0 | 0 | 0
CC | 6.26 | 9.1 | 8.17 | 8.71 | 9.83 | 10.89
CSP | 0 | 0 | 0 | 0 | 0 | 0
CT | 0 | 0 | 0 | 0 | 0 | 0
Coal | 275.6 | 274.64 | 274.64 | 274.64 | 351.8 | 394.44
Geo | 0 | 0 | 0 | 0 | 0 | 0
H | 0 | 0 | 0 | 0 | 0 | 0
LFG | 0 | 0 | 0 | 0.09 | 0.09 | 0.09
Nuc | 0 | 0 | 0 | 0 | 0 | 0
PS | 0 | 0 | 0 | 0 | 0 | 0
PV | 0 | 0 | 0 | 0 | 0 | 0
PeakG | 1.06 | 3.33 | 4.54 | 7.92 | 9.37 | 5.17
PeakO | 0 | 0 | 0 | 0 | 0 | 0
ST | 0 | 0 | 0 | 0 | 0 | 0
STOG | 0 | 0 | 0 | 0 | 0 | 0
STWD | 0 | 0 | 0 | 0 | 0 | 0
WT | 0 | 0 | 0 | 0 | 0 | 0
IGCC | 0 | 0 | 0 | 0 | 0 | 0
DemandResponse | 0 | 0 | 0 | 0 | 0 | 0
IGCC-CCS | 0 | 0 | 0 | 0 | 0 | 0
WT_off | 0 | 0 | 0 | 0 | 0 | 0
PseudoUnit | 0 | 0 | 0 | 0 | 0 | 0
FixedInterchange | 0 | 0 | 0 | 0 | 0 | 0
Fuel Cost by Reporting Type: MISO_IN
ReportingType | 2015 | 2020 | 2025 | 2030 | 2035 | 2040
BM | 0 | 0 | 0 | 0 | 0 | 0
CC | 138.98 | 324.63 | 255.04 | 411.25 | 1023.38 | 1328.27
CSP | 0 | 0 | 0 | 0 | 0 | 0
CT | 0 | 0 | 0 | 0 | 0 | 0
Coal | 1832.66 | 1867.62 | 1967.45 | 2186.55 | 2392.24 | 2518.65
Geo | 0 | 0 | 0 | 0 | 0 | 0
H | 0 | 0 | 0 | 0 | 0 | 0
LFG | 0 | 0 | 0.1 | 0.1 | 0.1 | 0.1
Nuc | 0 | 0 | 0 | 0 | 0 | 0
PS | 0 | 0 | 0 | 0 | 0 | 0
PV | 0 | 0 | 0 | 0 | 0 | 0
PeakG | 0.72 | 1.44 | 1.63 | 1.78 | 1.99 | 7.78
PeakO | 0 | 0 | 0 | 0 | 0 | 0
ST | 0 | 0 | 0 | 0 | 0 | 0
STOG | 2.78 | 3.03 | 6.7 | 3.74 | 4.2 | 9.15
STWD | 0 | 0 | 0 | 0 | 0 | 0
WT | 0 | 0 | 0 | 0 | 0 | 0
IGCC | 91.02 | 91.45 | 92.55 | 98.28 | 103.23 | 107.17
DemandResponse | 0 | 0 | 0 | 0 | 0 | 0
IGCC-CCS | 0 | 0 | 0 | 0 | 0 | 0
WT_off | 0 | 0 | 0 | 0 | 0 | 0
PseudoUnit | 0 | 0 | 0 | 0 | 0 | 0
FixedInterchange | 0 | 0 | 0 | 0 | 0 | 0
Fuel Cost by Reporting Type: MISO_MI
ReportingType | 2015 | 2020 | 2025 | 2030 | 2035 | 2040
BM | 0 | 0 | 0 | 0 | 0 | 0
CC | 457.85 | 507.51 | 514.83 | 426.93 | 384.49 | 404.74
CSP | 0 | 0 | 0 | 0 | 0 | 0
CT | 0 | 0 | 0 | 0 | 0 | 0
Coal | 1333.56 | 1154.49 | 1217.35 | 1344.58 | 1396.67 | 1423.75
Geo | 0 | 0 | 0 | 0 | 0 | 0
H | 0 | 0 | 0 | 0 | 0 | 0
LFG | 0 | 0.19 | 0.2 | 0.2 | 0.2 | 0.2
Nuc | 139.75 | 142.6 | 151.51 | 154.47 | 90.85 | 90.85
PS | 0 | 0 | 0 | 0 | 0 | 0
PV | 0 | 0 | 0 | 0 | 0 | 0
PeakG | 0.96 | 1.87 | 6.56 | 6.03 | 6.55 | 3.21
PeakO | 0 | 0 | 0 | 0 | 0 | 0
ST | 0 | 0 | 0 | 0 | 0 | 0
STOG | 15.26 | 29.06 | 34.18 | 35.95 | 42.08 | 58.1
STWD | 11.06 | 2.64 | 5.04 | 5.04 | 8.44 | 11.06
WT | 0 | 0 | 0 | 0 | 0 | 0
IGCC | 0 | 0 | 0 | 0 | 0 | 0
DemandResponse | 0 | 0 | 0 | 0 | 0 | 0
IGCC-CCS | 0 | 0 | 0 | 0 | 0 | 0
WT_off | 0 | 0 | 0 | 0 | 0 | 0
PseudoUnit | 0 | 0 | 0 | 0 | 0 | 0
FixedInterchange | 0 | 0 | 0 | 0 | 0 | 0
Fuel Cost by Reporting Type: MISO_MO-IL
ReportingType | 2015 | 2020 | 2025 | 2030 | 2035 | 2040
BM | 0 | 0 | 0 | 0 | 0 | 0
CC | 100.15 | 167.63 | 107.33 | 72.8 | 60.46 | 79.07
CSP | 0 | 0 | 0 | 0 | 0 | 0
CT | 0 | 0 | 0 | 0 | 0 | 0
Coal | 2131.28 | 1653.15 | 1826.68 | 2023.99 | 2220.34 | 2287.06
Geo | 0 | 0 | 0 | 0 | 0 | 0
H | 0 | 0 | 0 | 0 | 0 | 0
LFG | 0 | 0 | 0.29 | 0.29 | 0.29 | 0.29
Nuc | 143.46 | 146.38 | 155.53 | 158.57 | 158.57 | 158.57
PS | 0 | 0 | 0 | 0 | 0 | 0
PV | 0 | 0 | 0 | 0 | 0 | 0
PeakG | 6.93 | 14.41 | 25.62 | 26.27 | 33.08 | 51.35
PeakO | 0 | 0 | 0 | 0 | 0 | 0
ST | 0 | 0 | 0 | 0 | 0 | 0
STOG | 3.01 | 6.3 | 7.23 | 4.17 | 4.68 | 1.66
STWD | 0 | 0 | 0 | 0 | 0 | 0
WT | 0 | 0 | 0 | 0 | 0 | 0
IGCC | 0 | 0 | 0 | 0 | 0 | 0
DemandResponse | 0 | 0 | 0 | 0 | 0 | 0
IGCC-CCS | 0 | 0 | 0 | 0 | 0 | 0
WT_off | 0 | 0 | 0 | 0 | 0 | 0
PseudoUnit | 0 | 0 | 0 | 0 | 0 | 0
FixedInterchange | 0 | 0 | 0 | 0 | 0 | 0
Fuel Cost by Reporting Type: MISO_W
ReportingType | 2015 | 2020 | 2025 | 2030 | 2035 | 2040
BM | 0 | 0 | 0 | 0 | 0 | 0
CC | 342.97 | 349.55 | 249.13 | 187.85 | 133.31 | 186.21
CSP | 0 | 0 | 0 | 0 | 0 | 0
CT | 0 | 0 | 0 | 0 | 0 | 0
Coal | 1539.7 | 1355.88 | 1398.99 | 1405.93 | 1629.12 | 1701.55
Geo | 0 | 0 | 0 | 0 | 0 | 0
H | 0 | 0 | 0 | 0 | 0 | 0
LFG | 0 | 0 | 0.09 | 0.09 | 0.09 | 0.09
Nuc | 152.53 | 155.64 | 165.37 | 168.6 | 0.01 | 0.01
PS | 0 | 0 | 0 | 0 | 0 | 0
PV | 0 | 0 | 0 | 0 | 0 | 0
PeakG | 19.35 | 14.28 | 13.27 | 4.93 | 2.83 | 5.86
PeakO | 0 | 0 | 0 | 0 | 0 | 0
ST | 0 | 0 | 0 | 0 | 0 | 0
STOG | 1.44 | 0.46 | 0.33 | 0.1 | 0.11 | 0.02
STWD | 0 | 0.21 | 0 | 0.21 | 8.57 | 9.1
WT | 0 | 0 | 0 | 0 | 0 | 0
IGCC | 0 | 0 | 0 | 0 | 0 | 0
DemandResponse | 0 | 0 | 0 | 0 | 0 | 0
IGCC-CCS | 0 | 0 | 0 | 0 | 0 | 0
WT_off | 0 | 0 | 0 | 0 | 0 | 0
PseudoUnit | 0 | 0 | 0 | 0 | 0 | 0
FixedInterchange | 0 | 0 | 0 | 0 | 0 | 0
Fuel Cost by Reporting Type: MISO_WUMS
ReportingType | 2015 | 2020 | 2025 | 2030 | 2035 | 2040
BM | 0 | 0 | 0 | 0 | 0 | 0
CC | 490.71 | 991.14 | 906.96 | 760.67 | 926.58 | 1045.9
CSP | 0 | 0 | 0 | 0 | 0 | 0
CT | 0 | 10.88 | 15.17 | 22.4 | 61.04 | 123.96
Coal | 673.43 | 633.14 | 752.71 | 873.88 | 1090.19 | 1156.69
Geo | 0 | 0 | 0 | 0 | 0 | 0
H | 0 | 0 | 0 | 0 | 0 | 0
LFG | 0 | 0 | 0.29 | 0.29 | 0.29 | 0.29
Nuc | 120.89 | 123.35 | 131.06 | 133.62 | 0.01 | 0.01
PS | 0 | 0 | 0 | 0 | 0 | 0
PV | 0 | 0 | 0 | 0 | 0 | 0
PeakG | 1.32 | 0.08 | 0 | 0 | 0 | 0
PeakO | 0 | 0 | 0 | 0 | 0 | 0
ST | 0 | 0 | 0 | 0 | 0 | 0
STOG | 0.13 | 0 | 0 | 0 | 0 | 0
STWD | 0 | 0 | 0 | 0 | 0 | 3.54
WT | 0 | 0 | 0 | 0 | 0 | 0
IGCC | 0 | 0 | 0 | 0 | 0 | 0
DemandResponse | 0 | 0 | 0 | 0 | 0 | 0
IGCC-CCS | 0 | 0 | 0 | 0 | 0 | 0
WT_off | 0 | 0 | 0 | 0 | 0 | 0
PseudoUnit | 0 | 0 | 0 | 0 | 0 | 0
FixedInterchange | 0 | 0 | 0 | 0 | 0 | 0
Fuel Cost by Reporting Type: Nebraska
ReportingType | 2015 | 2020 | 2025 | 2030 | 2035 | 2040
BM | 0 | 0 | 0 | 0 | 0 | 0
CC | 22.21 | 21.01 | 19.41 | 17.69 | 19.46 | 15.29
CSP | 0 | 0 | 0 | 0 | 0 | 0
CT | 0 | 0 | 0 | 0 | 0 | 0
Coal | 447.71 | 415.21 | 414.52 | 435.85 | 768.74 | 904.53
Geo | 0 | 0 | 0 | 0 | 0 | 0
H | 0 | 0 | 0 | 0 | 0 | 0
LFG | 0 | 0 | 0 | 0.09 | 0.09 | 0.09
Nuc | 83.67 | 85.37 | 90.71 | 92.48 | 0.01 | 0.01
PS | 0 | 0 | 0 | 0 | 0 | 0
PV | 0 | 0 | 0 | 0 | 0 | 0
PeakG | 3.52 | 3.95 | 5.76 | 7.73 | 1.87 | 0.72
PeakO | 0 | 0 | 0 | 0 | 0 | 0
ST | 0 | 0 | 0 | 0 | 0 | 0
STOG | 2.73 | 3.12 | 3.57 | 5.56 | 1.74 | 0.24
STWD | 0 | 0 | 0 | 0 | 0 | 0
WT | 0 | 0 | 0 | 0 | 0 | 0
IGCC | 0 | 0 | 0 | 0 | 0 | 0
DemandResponse | 0 | 0 | 0 | 0 | 0 | 0
IGCC-CCS | 0 | 0 | 0 | 0 | 0 | 0
WT_off | 0 | 0 | 0 | 0 | 0 | 0
PseudoUnit | 0 | 0 | 0 | 0 | 0 | 0
FixedInterchange | 0 | 0 | 0 | 0 | 0 | 0
Fuel Cost by Reporting Type: NEISO
ReportingType | 2015 | 2020 | 2025 | 2030 | 2035 | 2040
BM | 128.98 | 0.56 | 0.56 | 1.75 | 1.75 | 1.96
CC | 1485.23 | 1194.59 | 1280.99 | 1526.09 | 2200.76 | 2636.39
CSP | 0 | 0 | 0 | 0 | 0 | 0
CT | 0.14 | 0.52 | 0.57 | 0.18 | 1.92 | 4.2
Coal | 1.16 | 0 | 0 | 0 | 0 | 0
Geo | 0 | 0 | 0 | 0 | 0 | 0
H | 0 | 0 | 0 | 0 | 0 | 0
LFG | 0.06 | 0.06 | 0.15 | 0.15 | 0.15 | 0.15
Nuc | 293.25 | 299.23 | 317.93 | 324.14 | 234.19 | 173
PS | 0 | 0 | 0 | 0 | 0 | 0
PV | 0 | 0 | 0 | 0 | 0 | 0
PeakG | 1.15 | 1.78 | 1.94 | 1.95 | 5.84 | 6.2
PeakO | 0 | 0 | 0 | 0 | 0 | 0
ST | 0 | 0 | 0 | 0 | 0 | 0
STOG | 0 | 0 | 0 | 0 | 0 | 0
STWD | 317.32 | 0.88 | 1.32 | 0.83 | 2.49 | 2.66
WT | 0 | 0 | 0 | 0 | 0 | 0
IGCC | 0 | 0 | 0 | 0 | 0 | 0
DemandResponse | 0 | 0 | 0 | 0 | 0 | 0
IGCC-CCS | 0 | 0 | 0 | 0 | 0 | 0
WT_off | 0 | 0 | 0 | 0 | 0 | 0
PseudoUnit | 0 | 0 | 0 | 0 | 0 | 0
FixedInterchange | 0 | 0 | 0 | 0 | 0 | 0
Fuel Cost by Reporting Type: NonRTO_Midwest
ReportingType | 2015 | 2020 | 2025 | 2030 | 2035 | 2040
BM | 0 | 0 | 0 | 0 | 0 | 0
CC | 0 | 86.82 | 75.64 | 100.59 | 138.38 | 207.76
CSP | 0 | 0 | 0 | 0 | 0 | 0
CT | 0 | 2.16 | 2.42 | 7.83 | 4.48 | 12.06
Coal | 1387.52 | 1423.14 | 1470.54 | 1614.71 | 1732.08 | 1850.27
Geo | 0 | 0 | 0 | 0 | 0 | 0
H | 0 | 0 | 0 | 0 | 0 | 0
LFG | 0 | 0 | 0.1 | 0.2 | 0.2 | 0.2
Nuc | 0 | 0 | 0 | 0 | 0 | 0
PS | 0 | 0 | 0 | 0 | 0 | 0
PV | 0 | 0 | 0 | 0 | 0 | 0
PeakG | 8.55 | 17.77 | 22.64 | 22.27 | 23.5 | 30.94
PeakO | 0 | 0 | 0 | 0 | 0 | 0
ST | 0 | 0 | 0 | 0 | 0 | 0
STOG | 0 | 0 | 0 | 0 | 0 | 0
STWD | 0 | 0 | 0 | 0 | 0 | 0
WT | 0 | 0 | 0 | 0 | 0 | 0
IGCC | 0 | 0 | 0 | 0 | 0 | 0
DemandResponse | 0 | 0 | 0 | 0 | 0 | 0
IGCC-CCS | 0 | 0 | 0 | 0 | 0 | 0
WT_off | 0 | 0 | 0 | 0 | 0 | 0
PseudoUnit | 0 | 0 | 0 | 0 | 0 | 0
FixedInterchange | 0 | 0 | 0 | 0 | 0 | 0
Fuel Cost by Reporting Type: NYISO_A-F
ReportingType | 2015 | 2020 | 2025 | 2030 | 2035 | 2040
BM | 0 | 0 | 0 | 0 | 0 | 0
CC | 243.13 | 369.42 | 450.75 | 504.52 | 693.9 | 721.38
CSP | 0 | 0 | 0 | 0 | 0 | 0
CT | 0 | 0 | 0 | 0 | 0 | 0
Coal | 0 | 0 | 0 | 0 | 0 | 0
Geo | 0 | 0 | 0 | 0 | 0 | 0
H | 0 | 0 | 0 | 0 | 0 | 0
LFG | 0.01 | 0.01 | 0.09 | 0.09 | 0.09 | 0.09
Nuc | 217.02 | 221.45 | 235.29 | 195.6 | 154.22 | 93.47
PS | 0 | 0 | 0 | 0 | 0 | 0
PV | 0 | 0 | 0 | 0 | 0 | 0
PeakG | 0 | 0.09 | 0.36 | 0.39 | 0.41 | 0.44
PeakO | 0 | 0 | 0 | 0 | 0 | 0
ST | 0 | 0 | 0 | 0 | 0 | 0
STOG | 0 | 0 | 0 | 0 | 0 | 0
STWD | 0 | 0 | 0 | 0 | 0.05 | 0.22
WT | 0 | 0 | 0 | 0 | 0 | 0
IGCC | 0 | 0 | 0 | 0 | 0 | 0
DemandResponse | 0 | 0 | 0 | 0 | 0 | 0
IGCC-CCS | 0 | 0 | 0 | 0 | 0 | 0
WT_off | 0 | 0 | 0 | 0 | 0 | 0
PseudoUnit | 0 | 0 | 0 | 0 | 0 | 0
FixedInterchange | 0 | 0 | 0 | 0 | 0 | 0
Fuel Cost by Reporting Type: NYISO_G-I
ReportingType | 2015 | 2020 | 2025 | 2030 | 2035 | 2040
BM | 0 | 0 | 0 | 0 | 0 | 0
CC | 245.85 | 308.52 | 425.05 | 693.58 | 1569.65 | 2576.02
CSP | 0 | 0 | 0 | 0 | 0 | 0
CT | 0 | 0 | 0 | 0 | 0 | 0
Coal | 0 | 0 | 0 | 0 | 0 | 0
Geo | 0 | 0 | 0 | 0 | 0 | 0
H | 0 | 0 | 0 | 0 | 0 | 0
LFG | 0 | 0 | 0.09 | 0.09 | 0.09 | 0.09
Nuc | 130.64 | 133.3 | 141.63 | 144.4 | 72.41 | 0.03
PS | 0 | 0 | 0 | 0 | 0 | 0
PV | 0 | 0 | 0 | 0 | 0 | 0
PeakG | 0 | 0 | 0 | 0 | 0 | 0
PeakO | 0 | 0 | 0 | 0 | 0 | 0
ST | 0 | 0 | 0 | 0 | 0 | 0
STOG | 0 | 0 | 0 | 0 | 0 | 0
STWD | 0 | 0 | 0 | 0 | 0 | 0
WT | 0 | 0 | 0 | 0 | 0 | 0
IGCC | 0 | 0 | 0 | 0 | 0 | 0
DemandResponse | 0 | 0 | 0 | 0 | 0 | 0
IGCC-CCS | 0 | 0 | 0 | 0 | 0 | 0
WT_off | 0 | 0 | 0 | 0 | 0 | 0
PseudoUnit | 0 | 0 | 0 | 0 | 0 | 0
FixedInterchange | 0 | 0 | 0 | 0 | 0 | 0
Fuel Cost by Reporting Type: NYISO_J-K
ReportingType | 2015 | 2020 | 2025 | 2030 | 2035 | 2040
BM | 0 | 0 | 0 | 0 | 0 | 0
CC | 833.66 | 1050.49 | 1159.57 | 1232.19 | 1353.37 | 1502.14
CSP | 0 | 0 | 0 | 0 | 0 | 0
CT | 0 | 0 | 1 | 2.77 | 7.5 | 15.47
Coal | 0 | 0 | 0 | 0 | 0 | 0
Geo | 0 | 0 | 0 | 0 | 0 | 0
H | 0 | 0 | 0 | 0 | 0 | 0
LFG | 0 | 0 | 0 | 0.09 | 0.09 | 0.09
Nuc | 0 | 0 | 0 | 0 | 0 | 0
PS | 0 | 0 | 0 | 0 | 0 | 0
PV | 0 | 0 | 0 | 0 | 0 | 0
PeakG | 2.22 | 6.34 | 8.48 | 8.79 | 9.89 | 17.43
PeakO | 0 | 0 | 0 | 0 | 0 | 0
ST | 0 | 0 | 0 | 0 | 0 | 0
STOG | 53.89 | 99.23 | 134.05 | 147.46 | 182.57 | 243.81
STWD | 0 | 0 | 0 | 0 | 0 | 0
WT | 0 | 0 | 0 | 0 | 0 | 0
IGCC | 0 | 0 | 0 | 0 | 0 | 0
DemandResponse | 0 | 0 | 0 | 0 | 0 | 0
IGCC-CCS | 0 | 0 | 0 | 0 | 0 | 0
WT_off | 0 | 0 | 0 | 0 | 0 | 0
PseudoUnit | 0 | 0 | 0 | 0 | 0 | 0
FixedInterchange | 0 | 0 | 0 | 0 | 0 | 0
Fuel Cost by Reporting Type: PJM_E
ReportingType | 2015 | 2020 | 2025 | 2030 | 2035 | 2040
BM | 9.67 | 15.34 | 15.34 | 12.95 | 4.88 | 2.67
CC | 855.27 | 1638.47 | 1649.88 | 1543.07 | 2158.29 | 2541.14
CSP | 0 | 0 | 0 | 0 | 0 | 0
CT | 0 | 0.04 | 0.05 | 0.17 | 14.16 | 7.89
Coal | 16.4 | 18.68 | 25.86 | 41.96 | 81.58 | 107.66
Geo | 0 | 0 | 0 | 0 | 0 | 0
H | 0 | 0 | 0 | 0 | 0 | 0
LFG | 0.01 | 0.18 | 0.18 | 0.18 | 0.18 | 0.18
Nuc | 563.79 | 533.75 | 567.11 | 578.18 | 415.32 | 329.35
PS | 0 | 0 | 0 | 0 | 0 | 0
PV | 0 | 0 | 0 | 0 | 0 | 0
PeakG | 0 | 4.2 | 27.83 | 30.31 | 40.14 | 17.84
PeakO | 0 | 0 | 0 | 0 | 0 | 0
ST | 0 | 0 | 0 | 0 | 0 | 0
STOG | 4.64 | 27.75 | 42.25 | 33.34 | 68.71 | 32.81
STWD | 0 | 0 | 0 | 0 | 0 | 0
WT | 0 | 0 | 0 | 0 | 0 | 0
IGCC | 0 | 0 | 0 | 0 | 0 | 0
DemandResponse | 0 | 0 | 0 | 0 | 0 | 0
IGCC-CCS | 0 | 0 | 0 | 0 | 0 | 0
WT_off | 0 | 0 | 0 | 0 | 0 | 0
PseudoUnit | 0 | 0 | 0 | 0 | 0 | 0
FixedInterchange | 0 | 0 | 0 | 0 | 0 | 0
Fuel Cost by Reporting Type: PJM_ROM
ReportingType | 2015 | 2020 | 2025 | 2030 | 2035 | 2040
BM | 5.06 | 9.21 | 9.21 | 7.77 | 2.93 | 1.6
CC | 531.61 | 877.85 | 863.95 | 832.98 | 2149.73 | 6690.16
CSP | 0 | 0 | 0 | 0 | 0 | 0
CT | 0 | 0.03 | 0.18 | 0.1 | 0.21 | 0.12
Coal | 1256.84 | 1399.8 | 1494.94 | 1648.21 | 1688.03 | 1742.89
Geo | 0 | 0 | 0 | 0 | 0 | 0
H | 0 | 0 | 0 | 0 | 0 | 0
LFG | 0.02 | 0.36 | 0.36 | 0.36 | 0.36 | 0.36
Nuc | 337.6 | 344.49 | 366.02 | 373.17 | 244.83 | 178.21
PS | 0 | 0 | 0 | 0 | 0 | 0
PV | 0 | 0 | 0 | 0 | 0 | 0
PeakG | 0 | 2.7 | 2.97 | 3.24 | 13.83 | 3.62
PeakO | 0 | 0 | 0 | 0 | 0 | 0
ST | 0 | 0 | 0 | 0 | 0 | 0
STOG | 35.69 | 65.49 | 76.65 | 83.46 | 89.76 | 93.4
STWD | 15.72 | 35.1 | 35.1 | 29.41 | 11.21 | 6.24
WT | 0 | 0 | 0 | 0 | 0 | 0
IGCC | 0 | 0 | 0 | 0 | 0 | 0
DemandResponse | 0 | 0 | 0 | 0 | 0 | 0
IGCC-CCS | 0 | 0 | 0 | 0 | 0 | 0
WT_off | 0 | 0 | 0 | 0 | 0 | 0
PseudoUnit | 0 | 0 | 0 | 0 | 0 | 0
FixedInterchange | 0 | 0 | 0 | 0 | 0 | 0
Fuel Cost by Reporting Type: PJM_ROR
ReportingType | 2015 | 2020 | 2025 | 2030 | 2035 | 2040
BM | 4.98 | 18.34 | 24.54 | 11 | 13.48 | 10.41
CC | 2253.79 | 2397.52 | 2333.3 | 3243.04 | 5806.05 | 5093.76
CSP | 0 | 0 | 0 | 0 | 0 | 0
CT | 0.14 | 0.29 | 0.32 | 0.35 | 0.4 | 0.44
Coal | 7435.97 | 6268.06 | 6470.26 | 7342.83 | 7830.28 | 8221.58
Geo | 0 | 0 | 0 | 0 | 0 | 0
H | 0 | 0 | 0 | 0 | 0 | 0
LFG | 0.07 | 0.25 | 0.73 | 0.73 | 0.73 | 0.73
Nuc | 1319.64 | 1346.55 | 1430.71 | 1395.54 | 1084.35 | 728.88
PS | 0 | 0 | 0 | 0 | 0 | 0
PV | 0 | 0 | 0 | 0 | 0 | 0
PeakG | 62.97 | 66.62 | 70.82 | 77.49 | 64.16 | 96.29
PeakO | 0 | 0 | 0 | 0 | 0 | 0
ST | 0 | 0 | 0 | 0 | 0 | 0
STOG | 35.69 | 41.88 | 46.64 | 49.56 | 53.94 | 60.28
STWD | 2.8 | 46.51 | 46.51 | 13.14 | 11.36 | 7.36
WT | 0 | 0 | 0 | 0 | 0 | 0
IGCC | 0 | 0 | 0 | 0 | 0 | 0
DemandResponse | 0 | 0 | 0 | 0 | 0 | 0
IGCC-CCS | 0 | 0 | 0 | 0 | 0 | 0
WT_off | 0 | 0 | 0 | 0 | 0 | 0
PseudoUnit | 0 | 0 | 0 | 0 | 0 | 0
FixedInterchange | 0 | 0 | 0 | 0 | 0 | 0
Fuel Cost by Reporting Type: SOCO
ReportingType | 2015 | 2020 | 2025 | 2030 | 2035 | 2040
BM | 0 | 0 | 1.58 | 1.58 | 2.61 | 2.61
CC | 4098.68 | 4658.6 | 4535.43 | 4872.16 | 5029.74 | 5290.22
CSP | 0 | 0 | 0 | 0 | 0 | 0
CT | 0 | 0 | 0 | 0 | 0 | 0
Coal | 2672.6 | 2688.33 | 3506.18 | 3961.95 | 4605.25 | 5762.11
Geo | 0 | 0 | 0 | 0 | 0 | 0
H | 0 | 0 | 0 | 0 | 0 | 0
LFG | 0 | 0 | 0.14 | 0.14 | 0.14 | 0.14
Nuc | 396.64 | 551.11 | 585.56 | 596.99 | 596.99 | 398.46
PS | 0 | 0 | 0 | 0 | 0 | 0
PV | 0 | 0 | 0 | 0 | 0 | 0
PeakG | 27.3 | 70.43 | 134.88 | 139.49 | 162.58 | 177.08
PeakO | 0 | 0 | 0 | 0 | 0 | 0
ST | 0 | 0 | 0 | 0 | 0 | 0
STOG | 0 | 0 | 0 | 0 | 0 | 0
STWD | 0 | 0 | 0 | 0 | 0 | 0
WT | 0 | 0 | 0 | 0 | 0 | 0
IGCC | 0 | 0 | 0 | 0 | 0 | 0
DemandResponse | 0 | 0 | 0 | 0 | 0 | 0
IGCC-CCS | 0 | 0 | 0 | 0 | 0 | 0
WT_off | 0 | 0 | 0 | 0 | 0 | 0
PseudoUnit | 0 | 0 | 0 | 0 | 0 | 0
FixedInterchange | 0 | 0 | 0 | 0 | 0 | 0
Fuel Cost by Reporting Type: SPP_N
ReportingType | 2015 | 2020 | 2025 | 2030 | 2035 | 2040
BM | 0 | 0 | 0 | 0 | 0 | 0
CC | 285.83 | 530.78 | 348.62 | 341.02 | 411.14 | 408.38
CSP | 0 | 0 | 0 | 0 | 0 | 0
CT | 0 | 3.54 | 6.2 | 25.94 | 49.77 | 32.09
Coal | 1100.33 | 1018.98 | 1019.51 | 1084.93 | 1276.85 | 1650.36
Geo | 0 | 0 | 0 | 0 | 0 | 0
H | 0 | 0 | 0 | 0 | 0 | 0
LFG | 0 | 0 | 0 | 0.12 | 0.12 | 0.12
Nuc | 74.76 | 76.29 | 81.06 | 82.64 | 82.64 | 82.64
PS | 0 | 0 | 0 | 0 | 0 | 0
PV | 0 | 0 | 0 | 0 | 0 | 0
PeakG | 2.97 | 1.42 | 5.74 | 2.73 | 0.02 | 0
PeakO | 0 | 0 | 0 | 0 | 0 | 0
ST | 0 | 0 | 0 | 0 | 0 | 0
STOG | 25.11 | 32.77 | 38.86 | 45.21 | 50.87 | 54.36
STWD | 0 | 0 | 0 | 0 | 0 | 0
WT | 0 | 0 | 0 | 0 | 0 | 0
IGCC | 0 | 0 | 0 | 0 | 0 | 0
DemandResponse | 0 | 0 | 0 | 0 | 0 | 0
IGCC-CCS | 0 | 0 | 0 | 0 | 0 | 0
WT_off | 0 | 0 | 0 | 0 | 0 | 0
PseudoUnit | 0 | 0 | 0 | 0 | 0 | 0
FixedInterchange | 0 | 0 | 0 | 0 | 0 | 0
Fuel Cost by Reporting Type: SPP_S
ReportingType | 2015 | 2020 | 2025 | 2030 | 2035 | 2040
BM | 0 | 0 | 0 | 0 | 0 | 0
CC | 1375.68 | 1972.79 | 819.76 | 880.89 | 1031.29 | 998.12
CSP | 0 | 0 | 0 | 0 | 0 | 0
CT | 0 | 3.84 | 0 | 0 | 0 | 1.18
Coal | 1872.94 | 1595.28 | 1713.29 | 1929.36 | 2210.4 | 2238.96
Geo | 0 | 0 | 0 | 0 | 0 | 0
H | 0 | 0 | 0 | 0 | 0 | 0
LFG | 0 | 0 | 0 | 0.12 | 0.12 | 0.12
Nuc | 0 | 0 | 0 | 0 | 0 | 0
PS | 0 | 0 | 0 | 0 | 0 | 0
PV | 0 | 0 | 0 | 0 | 0 | 0
PeakG | 0 | 0.62 | 0 | 0 | 0 | 0
PeakO | 0 | 0 | 0 | 0 | 0 | 0
ST | 0 | 0 | 0 | 0 | 0 | 0
STOG | 107.5 | 135.99 | 67.27 | 88.87 | 121.84 | 155.51
STWD | 0 | 0 | 0 | 0 | 0 | 0.48
WT | 0 | 0 | 0 | 0 | 0 | 0
IGCC | 0 | 0 | 0 | 0 | 0 | 0
DemandResponse | 0 | 0 | 0 | 0 | 0 | 0
IGCC-CCS | 0 | 0 | 0 | 0 | 0 | 0
WT_off | 0 | 0 | 0 | 0 | 0 | 0
PseudoUnit | 0 | 0 | 0 | 0 | 0 | 0
FixedInterchange | 0 | 0 | 0 | 0 | 0 | 0
Fuel Cost by Reporting Type: TVA
ReportingType | 2015 | 2020 | 2025 | 2030 | 2035 | 2040
BM | 0 | 0 | 0 | 0 | 0 | 0
CC | 701.9 | 1095.46 | 1224.38 | 1378.69 | 1309.6 | 1361.12
CSP | 0 | 0 | 0 | 0 | 0 | 0
CT | 0 | 14.31 | 16.61 | 25.11 | 17.02 | 35.5
Coal | 1963.37 | 1779.3 | 1896.05 | 2029.29 | 2811.93 | 3375.65
Geo | 0 | 0 | 0 | 0 | 0 | 0
H | 0 | 0 | 0 | 0 | 0 | 0
LFG | 0 | 0 | 0.14 | 0.14 | 0.14 | 0.14
Nuc | 542.87 | 553.94 | 588.56 | 600.05 | 420.73 | 329.46
PS | 0 | 0 | 0 | 0 | 0 | 0
PV | 0 | 0 | 0 | 0 | 0 | 0
PeakG | 0 | 0 | 1.68 | 0.69 | 0.65 | 1.79
PeakO | 0 | 0 | 0 | 0 | 0 | 0
ST | 0 | 0 | 0 | 0 | 0 | 0
STOG | 0 | 0 | 0 | 0 | 0 | 0
STWD | 0 | 0 | 0 | 0.01 | 0.14 | 0.14
WT | 0 | 0 | 0 | 0 | 0 | 0
IGCC | 0 | 0 | 0 | 0 | 0 | 0
DemandResponse | 0 | 0 | 0 | 0 | 0 | 0
IGCC-CCS | 0 | 0 | 0 | 0 | 0 | 0
WT_off | 0 | 0 | 0 | 0 | 0 | 0
PseudoUnit | 0 | 0 | 0 | 0 | 0 | 0
FixedInterchange | 0 | 0 | 0 | 0 | 0 | 0
Fuel Cost by Reporting Type: TVA_Transmission
ReportingType | 2015 | 2020 | 2025 | 2030 | 2035 | 2040
BM | 0 | 0 | 0 | 0 | 0 | 0
CC | 0 | 0 | 0 | 0 | 0 | 0
CSP | 0 | 0 | 0 | 0 | 0 | 0
CT | 0 | 0 | 0 | 0 | 0 | 0
Coal | 0 | 0 | 0 | 0 | 0 | 0
Geo | 0 | 0 | 0 | 0 | 0 | 0
H | 0 | 0 | 0 | 0 | 0 | 0
LFG | 0 | 0 | 0 | 0 | 0 | 0
Nuc | 0 | 0 | 0 | 0 | 0 | 0
PS | 0 | 0 | 0 | 0 | 0 | 0
PV | 0 | 0 | 0 | 0 | 0 | 0
PeakG | 0 | 0 | 0 | 0 | 0 | 0
PeakO | 0 | 0 | 0 | 0 | 0 | 0
ST | 0 | 0 | 0 | 0 | 0 | 0
STOG | 0 | 0 | 0 | 0 | 0 | 0
STWD | 0 | 0 | 0 | 0 | 0 | 0
WT | 0 | 0 | 0 | 0 | 0 | 0
IGCC | 0 | 0 | 0 | 0 | 0 | 0
DemandResponse | 0 | 0 | 0 | 0 | 0 | 0
IGCC-CCS | 0 | 0 | 0 | 0 | 0 | 0
WT_off | 0 | 0 | 0 | 0 | 0 | 0
PseudoUnit | 0 | 0 | 0 | 0 | 0 | 0
FixedInterchange | 0 | 0 | 0 | 0 | 0 | 0
Fuel Cost by Reporting Type: VACAR
ReportingType | 2015 | 2020 | 2025 | 2030 | 2035 | 2040
BM | 0.47 | 0.47 | 0.47 | 0.47 | 0.47 | 0.47
CC | 2014.13 | 2430.17 | 2273.85 | 2664.83 | 4090.6 | 6011.17
CSP | 0 | 0 | 0 | 0 | 0 | 0
CT | 4.22 | 4.56 | 5.27 | 11.16 | 31.7 | 50.64
Coal | 2480.33 | 2334.7 | 3094.49 | 3532.12 | 4040.99 | 4303.89
Geo | 0 | 0 | 0 | 0 | 0 | 0
H | 0 | 0 | 0 | 0 | 0 | 0
LFG | 0 | 0.14 | 0.14 | 0.14 | 0.14 | 0.14
Nuc | 730.67 | 900.6 | 956.89 | 975.58 | 746.08 | 614.79
PS | 0 | 0 | 0 | 0 | 0 | 0
PV | 0 | 0 | 0 | 0 | 0 | 0
PeakG | 6.79 | 12.28 | 23.16 | 23.58 | 25.53 | 26.11
PeakO | 0 | 0 | 0 | 0 | 0 | 0
ST | 0 | 0 | 0 | 0 | 0 | 0
STOG | 0 | 0 | 0 | 0 | 0 | 0
STWD | 159.73 | 159.73 | 15.42 | 17.47 | 17.76 | 20.21
WT | 0 | 0 | 0 | 0 | 0 | 0
IGCC | 0 | 0 | 0 | 0 | 0 | 0
DemandResponse | 0 | 0 | 0 | 0 | 0 | 0
IGCC-CCS | 0 | 0 | 0 | 0 | 0 | 0
WT_off | 0 | 0 | 0 | 0 | 0 | 0
PseudoUnit | 0 | 0 | 0 | 0 | 0 | 0
FixedInterchange | 0 | 0 | 0 | 0 | 0 | 0
Fuel Cost by Reporting Type: IESO
ReportingType | 2015 | 2020 | 2025 | 2030 | 2035 | 2040
BM | 0 | 0 | 0 | 0 | 0 | 0.26
CC | 32.25 | 50.31 | 72.93 | 93.28 | 395.98 | 1263.01
CSP | 0 | 0 | 0 | 0 | 0 | 0
CT | 0 | 0 | 0 | 0 | 2.43 | 9.95
Coal | 0 | 0 | 0 | 0 | 0 | 0
Geo | 0 | 0 | 0 | 0 | 0 | 0
H | 0 | 0 | 0 | 0 | 0 | 0
LFG | 0.02 | 0.02 | 0.02 | 0.02 | 0.02 | 0.02
Nuc | 854.23 | 871.65 | 926.13 | 944.22 | 869.51 | 757.81
PS | 0 | 0 | 0 | 0 | 0 | 0
PV | 0 | 0 | 0 | 0 | 0 | 0
PeakG | 0 | 0 | 0 | 0 | 0.31 | 1.16
PeakO | 0 | 0 | 0 | 0 | 0 | 0
ST | 0 | 0 | 0 | 0 | 0 | 0
STOG | 0 | 0 | 0 | 0 | 0 | 0
STWD | 0 | 0 | 0 | 0 | 0 | 0
WT | 0 | 0 | 0 | 0 | 0 | 0
IGCC | 0 | 0 | 0 | 0 | 0 | 0
DemandResponse | 0 | 0 | 0 | 0 | 0 | 0
IGCC-CCS | 0 | 0 | 0 | 0 | 0 | 0
WT_off | 0 | 0 | 0 | 0 | 0 | 0
PseudoUnit | 0 | 0 | 0 | 0 | 0 | 0
FixedInterchange | 0 | 0 | 0 | 0 | 0 | 0
Fuel Cost by Reporting Type: MAPP_CA
ReportingType | 2015 | 2020 | 2025 | 2030 | 2035 | 2040
BM | 0 | 0 | 0 | 0 | 0 | 0
CC | 297.88 | 449.83 | 525.17 | 577.91 | 679.3 | 761.87
CSP | 0 | 0 | 0 | 0 | 0 | 0
CT | 0 | 0 | 0 | 0.54 | 3.91 | 2.38
Coal | 4.81 | 10.16 | 24.68 | 93.42 | 180.4 | 270.84
Geo | 0 | 0 | 0 | 0 | 0 | 0
H | 0 | 0 | 0 | 0 | 0 | 0
LFG | 0 | 0 | 0 | 0 | 0 | 0
Nuc | 0 | 0 | 0 | 0 | 0 | 0
PS | 0 | 0 | 0 | 0 | 0 | 0
PV | 0 | 0 | 0 | 0 | 0 | 0
PeakG | 0 | 0 | 0.03 | 0 | 0 | 0
PeakO | 0 | 0 | 0 | 0 | 0 | 0
ST | 0 | 0 | 0 | 0 | 0 | 0
STOG | 0 | 0 | 0 | 0 | 0 | 0
STWD | 0 | 0 | 0 | 0 | 0 | 0
WT | 0 | 0 | 0 | 0 | 0 | 0
IGCC | 0 | 0 | 0 | 0 | 0 | 0
DemandResponse | 0 | 0 | 0 | 0 | 0 | 0
IGCC-CCS | 0 | 0 | 0 | 0 | 0 | 0
WT_off | 0 | 0 | 0 | 0 | 0 | 0
PseudoUnit | 0 | 0 | 0 | 0 | 0 | 0
FixedInterchange | 0 | 0 | 0 | 0 | 0 | 0
Fuel Cost by Reporting Type: AZ_NM_SNV_Coal
ReportingType | 2015 | 2020 | 2025 | 2030 | 2035 | 2040
BM | 0 | 0 | 0 | 0 | 0 | 0
CC | 0 | 0 | 0 | 0 | 0 | 0
CSP | 0 | 0 | 0 | 0 | 0 | 0
CT | 0 | 0 | 0 | 0 | 0 | 0
Coal | 1238.13 | 1321.77 | 1320.25 | 1370.37 | 1383.25 | 1293.54
Geo | 0 | 0 | 0 | 0 | 0 | 0
H | 0 | 0 | 0 | 0 | 0 | 0
LFG | 0 | 0 | 0 | 0 | 0 | 0
Nuc | 0 | 0 | 0 | 0 | 0 | 0
PS | 0 | 0 | 0 | 0 | 0 | 0
PV | 0 | 0 | 0 | 0 | 0 | 0
PeakG | 0 | 0 | 0 | 0 | 0 | 0
PeakO | 0 | 0 | 0 | 0 | 0 | 0
ST | 0 | 0 | 0 | 0 | 0 | 0
STOG | 0 | 0 | 0 | 0 | 0 | 0
STWD | 0 | 0 | 0 | 0 | 0 | 0
WT | 0 | 0 | 0 | 0 | 0 | 0
IGCC | 0 | 0 | 0 | 0 | 0 | 0
DemandResponse | 0 | 0 | 0 | 0 | 0 | 0
IGCC-CCS | 0 | 0 | 0 | 0 | 0 | 0
WT_off | 0 | 0 | 0 | 0 | 0 | 0
PseudoUnit | 0 | 0 | 0 | 0 | 0 | 0
FixedInterchange | 0 | 0 | 0 | 0 | 0 | 0
Fuel Cost by Reporting Type: AZ_NM_SNV_Gas
ReportingType | 2015 | 2020 | 2025 | 2030 | 2035 | 2040
BM | 0 | 0 | 0 | 0 | 0 | 0
CC | 3521.34 | 4145.15 | 4723.32 | 3930.29 | 2825.42 | 2845.71
CSP | 0 | 0 | 0 | 0 | 0 | 0
CT | 0 | 0 | 4.8 | 5.26 | 0 | 0
Coal | 0 | 0 | 0 | 0 | 0 | 0
Geo | 0 | 0 | 0 | 0 | 0 | 0
H | 0 | 0 | 0 | 0 | 0 | 0
LFG | 0 | 0 | 0 | 0 | 0 | 0
Nuc | 0 | 0 | 0 | 0 | 0 | 0
PS | 0 | 0 | 0 | 0 | 0 | 0
PV | 0 | 0 | 0 | 0 | 0 | 0
PeakG | 0 | 0 | 14.47 | 18.67 | 25.76 | 28.45
PeakO | 0 | 0 | 0 | 0 | 0 | 0
ST | 0 | 0 | 0 | 0 | 0 | 0
STOG | 0 | 0 | 0 | 0 | 0 | 0
STWD | 0 | 0 | 0 | 0 | 0 | 0
WT | 0 | 0 | 0 | 0 | 0 | 0
IGCC | 0 | 0 | 0 | 0 | 0 | 0
DemandResponse | 0 | 0 | 0 | 0 | 0 | 0
IGCC-CCS | 0 | 0 | 0 | 0 | 0 | 0
WT_off | 0 | 0 | 0 | 0 | 0 | 0
PseudoUnit | 0 | 0 | 0 | 0 | 0 | 0
FixedInterchange | 0 | 0 | 0 | 0 | 0 | 0
Fuel Cost by Reporting Type: AZ_NM_SNV_NucRenew
ReportingType | 2015 | 2020 | 2025 | 2030 | 2035 | 2040
BM | 0 | 0 | 0 | 0 | 0 | 0
CC | 0 | 0 | 0 | 0 | 0 | 0
CSP | 0 | 0 | 0 | 0 | 0 | 0
CT | 0 | 0 | 0 | 0 | 0 | 0
Coal | 0 | 0 | 0 | 0 | 0 | 0
Geo | 0 | 0 | 0 | 0 | 0 | 0
H | 0 | 0 | 0 | 0 | 0 | 0
LFG | 0 | 0 | 0.08 | 0.08 | 0.08 | 0.08
Nuc | 254.91 | 260.1 | 276.36 | 281.76 | 281.76 | 281.76
PS | 0 | 0 | 0 | 0 | 0 | 0
PV | 0 | 0 | 0 | 0 | 0 | 0
PeakG | 0 | 0 | 0 | 0 | 0 | 0
PeakO | 0 | 0 | 0 | 0 | 0 | 0
ST | 0 | 0 | 0 | 0 | 0 | 0
STOG | 0 | 0 | 0 | 0 | 0 | 0
STWD | 11.54 | 2.42 | 0.31 | 0.31 | 3.57 | 3.61
WT | 0 | 0 | 0 | 0 | 0 | 0
IGCC | 0 | 0 | 0 | 0 | 0 | 0
DemandResponse | 0 | 0 | 0 | 0 | 0 | 0
IGCC-CCS | 0 | 0 | 0 | 0 | 0 | 0
WT_off | 0 | 0 | 0 | 0 | 0 | 0
PseudoUnit | 0 | 0 | 0 | 0 | 0 | 0
FixedInterchange | 0 | 0 | 0 | 0 | 0 | 0
Fuel Cost by Reporting Type: ERCOT
ReportingType | 2015 | 2020 | 2025 | 2030 | 2035 | 2040
BM | 0 | 0 | 0.32 | 0 | 6.73 | 6.73
CC | 5367.11 | 6323.11 | 6601.05 | 4642.19 | 5547.4 | 6593.13
CSP | 0 | 0 | 0 | 0 | 0 | 0
CT | 0 | 0.3 | 0.5 | 0 | 0 | 0
Coal | 2664.97 | 2994.93 | 3623.37 | 3622.4 | 4243.64 | 4412.94
Geo | 0 | 0 | 0 | 0 | 0 | 0
H | 0 | 0 | 0 | 0 | 0 | 0
LFG | 0 | 0 | 0.33 | 0.45 | 0.45 | 0.45
Nuc | 339.13 | 346.04 | 367.67 | 374.85 | 374.85 | 374.85
PS | 0 | 0 | 0 | 0 | 0 | 0
PV | 0 | 0 | 0 | 0 | 0 | 0
PeakG | 0 | 0.72 | 4.29 | 0 | 0 | 0
PeakO | 0 | 0 | 0 | 0 | 0 | 0
ST | 0 | 0 | 0 | 0 | 0 | 0
STOG | 274.83 | 398.89 | 588.32 | 309.56 | 329.32 | 315.65
STWD | 0 | 0 | 0 | 0 | 0 | 0
WT | 0 | 0 | 0 | 0 | 0 | 0
IGCC | 0 | 0 | 0 | 0 | 0 | 0
DemandResponse | 0 | 0 | 0 | 0 | 0 | 0
IGCC-CCS | 0 | 0 | 0 | 0 | 0 | 0
WT_off | 0 | 0 | 0 | 0 | 0 | 0
PseudoUnit | 0 | 0 | 0 | 0 | 0 | 0
FixedInterchange | 0 | 0 | 0 | 0 | 0 | 0
Fuel Cost by Reporting Type: NP15
ReportingType | 2015 | 2020 | 2025 | 2030 | 2035 | 2040
BM | 0 | 0 | 0 | 0 | 0 | 0
CC | 1367.65 | 806.41 | 1309.74 | 1039.8 | 373.8 | 238.92
CSP | 0 | 0 | 0 | 0 | 0 | 0
CT | 0 | 0 | 0 | 0 | 0 | 0
Coal | 1.66 | 0 | 0 | 0 | 0 | 0
Geo | 0 | 0 | 0 | 0 | 0 | 0
H | 0 | 0 | 0 | 0 | 0 | 0
LFG | 0 | 0.72 | 0.72 | 0.72 | 0.72 | 0.72
Nuc | 150.62 | 153.69 | 163.3 | 166.49 | 166.49 | 166.49
PS | 0 | 0 | 0 | 0 | 0 | 0
PV | 0 | 0 | 0 | 0 | 0 | 0
PeakG | 0 | 0 | 0 | 0 | 0 | 0
PeakO | 0 | 0 | 0 | 0 | 0 | 0
ST | 0 | 0 | 0 | 0 | 0 | 0
STOG | 6.35 | 4.34 | 12.42 | 8.26 | 11.25 | 8.86
STWD | 244.45 | 3.45 | 0.31 | 3.45 | 12.87 | 74.49
WT | 0 | 0 | 0 | 0 | 0 | 0
IGCC | 0 | 0 | 0 | 0 | 0 | 0
DemandResponse | 0 | 0 | 0 | 0 | 0 | 0
IGCC-CCS | 0 | 0 | 0 | 0 | 0 | 0
WT_off | 0 | 0 | 0 | 0 | 0 | 0
PseudoUnit | 0 | 0 | 0 | 0 | 0 | 0
FixedInterchange | 0 | 0 | 0 | 0 | 0 | 0
Fuel Cost by Reporting Type: NWPP_Coal
ReportingType | 2015 | 2020 | 2025 | 2030 | 2035 | 2040
BM | 0 | 0 | 0 | 0 | 0 | 0
CC | 0 | 0 | 0 | 0 | 0 | 0
CSP | 0 | 0 | 0 | 0 | 0 | 0
CT | 0 | 0 | 0 | 0 | 0 | 0
Coal | 1449.92 | 1346.37 | 1365.93 | 1428.74 | 1523.8 | 1927.85
Geo | 0 | 0 | 0 | 0 | 0 | 0
H | 0 | 0 | 0 | 0 | 0 | 0
LFG | 0 | 0 | 0 | 0 | 0 | 0
Nuc | 0 | 0 | 0 | 0 | 0 | 0
PS | 0 | 0 | 0 | 0 | 0 | 0
PV | 0 | 0 | 0 | 0 | 0 | 0
PeakG | 0 | 0 | 0 | 0 | 0 | 0
PeakO | 0 | 0 | 0 | 0 | 0 | 0
ST | 0 | 0 | 0 | 0 | 0 | 0
STOG | 0 | 0 | 0 | 0 | 0 | 0
STWD | 0 | 0 | 0 | 0 | 0 | 0
WT | 0 | 0 | 0 | 0 | 0 | 0
IGCC | 0 | 0 | 0 | 0 | 0 | 0
DemandResponse | 0 | 0 | 0 | 0 | 0 | 0
IGCC-CCS | 0 | 0 | 0 | 0 | 0 | 0
WT_off | 0 | 0 | 0 | 0 | 0 | 0
PseudoUnit | 0 | 0 | 0 | 0 | 0 | 0
FixedInterchange | 0 | 0 | 0 | 0 | 0 | 0
Fuel Cost by Reporting Type: NWPP_Gas
ReportingType | 2015 | 2020 | 2025 | 2030 | 2035 | 2040
BM | 0 | 0 | 0 | 0 | 0 | 0
CC | 1631.63 | 1916.91 | 2168.26 | 2963.33 | 4502.05 | 4475.77
CSP | 0 | 0 | 0 | 0 | 0 | 0
CT | 0 | 0 | 0 | 0 | 0 | 0
Coal | 0 | 0 | 0 | 0 | 0.02 | 182.93
Geo | 0 | 0 | 0 | 0 | 0 | 0
H | 0 | 0 | 0 | 0 | 0 | 0
LFG | 0 | 0 | 0 | 0 | 0 | 0
Nuc | 0 | 0 | 0 | 0 | 0 | 0
PS | 0 | 0 | 0 | 0 | 0 | 0
PV | 0 | 0 | 0 | 0 | 0 | 0
PeakG | 0 | 0 | 0 | 0 | 0 | 0
PeakO | 0 | 0 | 0 | 0 | 0 | 0
ST | 0 | 0 | 0 | 0 | 0 | 0
STOG | 0 | 0 | 0 | 0 | 0 | 0
STWD | 0 | 0 | 0 | 0 | 0 | 0
WT | 0 | 0 | 0 | 0 | 0 | 0
IGCC | 0 | 0 | 0 | 0 | 0 | 0
DemandResponse | 0 | 0 | 0 | 0 | 0 | 0
IGCC-CCS | 0 | 0 | 0 | 0 | 0 | 0
WT_off | 0 | 0 | 0 | 0 | 0 | 0
PseudoUnit | 0 | 0 | 0 | 0 | 0 | 0
FixedInterchange | 0 | 0 | 0 | 0 | 0 | 0
Fuel Cost by Reporting Type: NWPP_NucRenew
ReportingType | 2015 | 2020 | 2025 | 2030 | 2035 | 2040
BM | 0 | 4.51 | 0 | 4.46 | 4.46 | 0
CC | 0 | 0 | 0 | 0 | 0 | 0
CSP | 0 | 0 | 0 | 0 | 0 | 0
CT | 0 | 0 | 0 | 0 | 0 | 0
Coal | 0 | 0 | 0 | 0 | 0 | 0
Geo | 0 | 0 | 0 | 0 | 0 | 0
H | 0 | 0 | 0 | 0 | 0 | 0
LFG | 0.03 | 0.08 | 0.34 | 0.34 | 0.34 | 0.34
Nuc | 71.13 | 72.58 | 77.12 | 78.63 | 78.63 | 78.63
PS | 0 | 0 | 0 | 0 | 0 | 0
PV | 0 | 0 | 0 | 0 | 0 | 0
PeakG | 0 | 0 | 0 | 0 | 0 | 0
PeakO | 0 | 0 | 0 | 0 | 0 | 0
ST | 0 | 0 | 0 | 0 | 0 | 0
STOG | 0 | 0 | 0 | 0 | 0 | 0
STWD | 0 | 0 | 0 | 0 | 0 | 0
WT | 0 | 0 | 0 | 0 | 0 | 0
IGCC | 0 | 0 | 0 | 0 | 0 | 0
DemandResponse | 0 | 0 | 0 | 0 | 0 | 0
IGCC-CCS | 0 | 0 | 0 | 0 | 0 | 0
WT_off | 0 | 0 | 0 | 0 | 0 | 0
PseudoUnit | 0 | 0 | 0 | 0 | 0 | 0
FixedInterchange | 0 | 0 | 0 | 0 | 0 | 0
Fuel Cost by Reporting Type: RMPA
ReportingType | 2015 | 2020 | 2025 | 2030 | 2035 | 2040
BM | 0 | 0 | 0 | 0 | 0 | 0
CC | 301.41 | 211.86 | 67.07 | 101.24 | 168.44 | 92.14
CSP | 0 | 0 | 0 | 0 | 0 | 0
CT | 0 | 0 | 0 | 0 | 0 | 0
Coal | 683.39 | 602.72 | 567.7 | 615.01 | 859.05 | 1030.43
Geo | 0 | 0 | 0 | 0 | 0 | 0
H | 0 | 0 | 0 | 0 | 0 | 0
LFG | 0 | 0 | 0 | 0.04 | 0.04 | 0.04
Nuc | 0 | 0 | 0 | 0 | 0 | 0
PS | 0 | 0 | 0 | 0 | 0 | 0
PV | 0 | 0 | 0 | 0 | 0 | 0
PeakG | 0.55 | 0.59 | 0 | 0.89 | 0.94 | 0.64
PeakO | 0 | 0 | 0 | 0 | 0 | 0
ST | 0 | 0 | 0 | 0 | 0 | 0
STOG | 0 | 0 | 0 | 0 | 0 | 0
STWD | 0 | 0 | 0 | 0 | 0 | 0
WT | 0 | 0 | 0 | 0 | 0 | 0
IGCC | 0 | 0 | 0 | 0 | 0 | 0
DemandResponse | 0 | 0 | 0 | 0 | 0 | 0
IGCC-CCS | 0 | 0 | 0 | 0 | 0 | 0
WT_off | 0 | 0 | 0 | 0 | 0 | 0
PseudoUnit | 0 | 0 | 0 | 0 | 0 | 0
FixedInterchange | 0 | 0 | 0 | 0 | 0 | 0
Fuel Cost by Reporting Type: SP15
ReportingType | 2015 | 2020 | 2025 | 2030 | 2035 | 2040
BM | 3.07 | 0.73 | 0.08 | 0.08 | 0.91 | 0.92
CC | 1144.22 | 742.24 | 807.11 | 685.55 | 572.66 | 376.3
CSP | 0 | 0 | 0 | 0 | 0 | 0
CT | 0 | 0 | 0 | 0 | 0 | 0
Coal | 5.6 | 3.95 | 3.9 | 1.71 | 0 | 0
Geo | 0 | 0 | 0 | 0 | 0 | 0
H | 0 | 0 | 0 | 0 | 0 | 0
LFG | 0.01 | 0.72 | 0.72 | 0.72 | 0.72 | 0.72
Nuc | 139.02 | 141.86 | 150.73 | 153.67 | 153.67 | 153.67
PS | 0 | 0 | 0 | 0 | 0 | 0
PV | 0 | 0 | 0 | 0 | 0 | 0
PeakG | 0 | 0 | 0 | 0 | 0 | 0
PeakO | 0 | 0 | 0 | 0 | 0 | 0
ST | 0 | 0 | 0 | 0 | 0 | 0
STOG | 7.73 | 10.98 | 2.91 | 1.35 | 3.27 | 6.17
STWD | 62.63 | 1.69 | 0.88 | 1.69 | 3.3 | 12.95
WT | 0 | 0 | 0 | 0 | 0 | 0
IGCC | 0 | 0 | 0 | 0 | 0 | 0
DemandResponse | 0 | 0 | 0 | 0 | 0 | 0
IGCC-CCS | 0 | 0 | 0 | 0 | 0 | 0
WT_off | 0 | 0 | 0 | 0 | 0 | 0
PseudoUnit | 0 | 0 | 0 | 0 | 0 | 0
FixedInterchange | 0 | 0 | 0 | 0 | 0 | 0
Fuel Cost by Reporting Type: ALB
ReportingType | 2015 | 2020 | 2025 | 2030 | 2035 | 2040
BM | 0 | 0 | 0 | 0 | 0 | 0
CC | 628.14 | 949.56 | 1237.97 | 1635.18 | 2111.84 | 2711.82
CSP | 0 | 0 | 0 | 0 | 0 | 0
CT | 0 | 0 | 0 | 0 | 0 | 0
Coal | 258.4 | 220.61 | 217.7 | 312.91 | 339.21 | 352.59
Geo | 0 | 0 | 0 | 0 | 0 | 0
H | 0 | 0 | 0 | 0 | 0 | 0
LFG | 0 | 0 | 0 | 0 | 0 | 0
Nuc | 0 | 0 | 0 | 0 | 0 | 0
PS | 0 | 0 | 0 | 0 | 0 | 0
PV | 0 | 0 | 0 | 0 | 0 | 0
PeakG | 0 | 0 | 0 | 0 | 0 | 0
PeakO | 0 | 0 | 0 | 0 | 0 | 0
ST | 0 | 0 | 0 | 0 | 0 | 0
STOG | 0 | 0 | 0 | 0 | 0 | 0
STWD | 0 | 0 | 0 | 0 | 0 | 0
WT | 0 | 0 | 0 | 0 | 0 | 0
IGCC | 0 | 0 | 0 | 0 | 0 | 0
DemandResponse | 0 | 0 | 0 | 0 | 0 | 0
IGCC-CCS | 0 | 0 | 0 | 0 | 0 | 0
WT_off | 0 | 0 | 0 | 0 | 0 | 0
PseudoUnit | 0 | 0 | 0 | 0 | 0 | 0
FixedInterchange | 0 | 0 | 0 | 0 | 0 | 0
Fuel Cost by Reporting Type: BC
ReportingType | 2015 | 2020 | 2025 | 2030 | 2035 | 2040
BM | 0 | 0 | 0 | 0 | 0 | 0
CC | 306.16 | 474.07 | 730.4 | 976.6 | 1394.37 | 1802.16
CSP | 0 | 0 | 0 | 0 | 0 | 0
CT | 0 | 0 | 0 | 0 | 0 | 0
Coal | 0 | 0 | 0 | 0 | 0 | 0
Geo | 0 | 0 | 0 | 0 | 0 | 0
H | 0 | 0 | 0 | 0 | 0 | 0
LFG | 0 | 0 | 0 | 0 | 0 | 0
Nuc | 0 | 0 | 0 | 0 | 0 | 0
PS | 0 | 0 | 0 | 0 | 0 | 0
PV | 0 | 0 | 0 | 0 | 0 | 0
PeakG | 0 | 0 | 0 | 0 | 0 | 0
PeakO | 0 | 0 | 0 | 0 | 0 | 0
ST | 0 | 0 | 0 | 0 | 0 | 0
STOG | 0 | 0 | 0 | 0 | 0 | 0
STWD | 0 | 0 | 0 | 0 | 0 | 0
WT | 0 | 0 | 0 | 0 | 0 | 0
IGCC | 0 | 0 | 0 | 0 | 0 | 0
DemandResponse | 0 | 0 | 0 | 0 | 0 | 0
IGCC-CCS | 0 | 0 | 0 | 0 | 0 | 0
WT_off | 0 | 0 | 0 | 0 | 0 | 0
PseudoUnit | 0 | 0 | 0 | 0 | 0 | 0
FixedInterchange | 0 | 0 | 0 | 0 | 0 | 0
Fuel Cost by Reporting Type: HQ_IESO
ReportingType | 2015 | 2020 | 2025 | 2030 | 2035 | 2040
BM | 0 | 0 | 0 | 0 | 0 | 0
CC | 0 | 0 | 0 | 0 | 0 | 0
CSP | 0 | 0 | 0 | 0 | 0 | 0
CT | 0 | 0 | 0 | 0 | 0 | 0
Coal | 0 | 0 | 0 | 0 | 0 | 0
Geo | 0 | 0 | 0 | 0 | 0 | 0
H | 0 | 0 | 0 | 0 | 0 | 0
LFG | 0 | 0 | 0 | 0 | 0 | 0
Nuc | 0 | 0 | 0 | 0 | 0 | 0
PS | 0 | 0 | 0 | 0 | 0 | 0
PV | 0 | 0 | 0 | 0 | 0 | 0
PeakG | 0 | 0 | 0 | 0 | 0 | 0
PeakO | 0 | 0 | 0 | 0 | 0 | 0
ST | 0 | 0 | 0 | 0 | 0 | 0
STOG | 0 | 0 | 0 | 0 | 0 | 0
STWD | 0 | 0 | 0 | 0 | 0 | 0
WT | 0 | 0 | 0 | 0 | 0 | 0
IGCC | 0 | 0 | 0 | 0 | 0 | 0
DemandResponse | 0 | 0 | 0 | 0 | 0 | 0
IGCC-CCS | 0 | 0 | 0 | 0 | 0 | 0
WT_off | 0 | 0 | 0 | 0 | 0 | 0
PseudoUnit | 0 | 0 | 0 | 0 | 0 | 0
FixedInterchange | 0 | 0 | 0 | 0 | 0 | 0
Fuel Cost by Reporting Type: HQ_NEISO
ReportingType | 2015 | 2020 | 2025 | 2030 | 2035 | 2040
BM | 0 | 0 | 0 | 0 | 0 | 0
CC | 0 | 0 | 0 | 0 | 0 | 0
CSP | 0 | 0 | 0 | 0 | 0 | 0
CT | 0 | 0 | 0 | 0 | 0 | 0
Coal | 0 | 0 | 0 | 0 | 0 | 0
Geo | 0 | 0 | 0 | 0 | 0 | 0
H | 0 | 0 | 0 | 0 | 0 | 0
LFG | 0 | 0 | 0 | 0 | 0 | 0
Nuc | 0 | 0 | 0 | 0 | 0 | 0
PS | 0 | 0 | 0 | 0 | 0 | 0
PV | 0 | 0 | 0 | 0 | 0 | 0
PeakG | 0 | 0 | 0 | 0 | 0 | 0
PeakO | 0 | 0 | 0 | 0 | 0 | 0
ST | 0 | 0 | 0 | 0 | 0 | 0
STOG | 0 | 0 | 0 | 0 | 0 | 0
STWD | 0 | 0 | 0 | 0 | 0 | 0
WT | 0 | 0 | 0 | 0 | 0 | 0
IGCC | 0 | 0 | 0 | 0 | 0 | 0
DemandResponse | 0 | 0 | 0 | 0 | 0 | 0
IGCC-CCS | 0 | 0 | 0 | 0 | 0 | 0
WT_off | 0 | 0 | 0 | 0 | 0 | 0
PseudoUnit | 0 | 0 | 0 | 0 | 0 | 0
FixedInterchange | 0 | 0 | 0 | 0 | 0 | 0
Fuel Cost by Reporting Type: HQ_NY
ReportingType | 2015 | 2020 | 2025 | 2030 | 2035 | 2040
BM | 0 | 0 | 0 | 0 | 0 | 0
CC | 0 | 0 | 0 | 0 | 0 | 0
CSP | 0 | 0 | 0 | 0 | 0 | 0
CT | 0 | 0 | 0 | 0 | 0 | 0
Coal | 0 | 0 | 0 | 0 | 0 | 0
Geo | 0 | 0 | 0 | 0 | 0 | 0
H | 0 | 0 | 0 | 0 | 0 | 0
LFG | 0 | 0 | 0 | 0 | 0 | 0
Nuc | 0 | 0 | 0 | 0 | 0 | 0
PS | 0 | 0 | 0 | 0 | 0 | 0
PV | 0 | 0 | 0 | 0 | 0 | 0
PeakG | 0 | 0 | 0 | 0 | 0 | 0
PeakO | 0 | 0 | 0 | 0 | 0 | 0
ST | 0 | 0 | 0 | 0 | 0 | 0
STOG | 0 | 0 | 0 | 0 | 0 | 0
STWD | 0 | 0 | 0 | 0 | 0 | 0
WT | 0 | 0 | 0 | 0 | 0 | 0
IGCC | 0 | 0 | 0 | 0 | 0 | 0
DemandResponse | 0 | 0 | 0 | 0 | 0 | 0
IGCC-CCS | 0 | 0 | 0 | 0 | 0 | 0
WT_off | 0 | 0 | 0 | 0 | 0 | 0
PseudoUnit | 0 | 0 | 0 | 0 | 0 | 0
FixedInterchange | 0 | 0 | 0 | 0 | 0 | 0
Fuel Cost by Reporting Type: MARITIMES
ReportingType | 2015 | 2020 | 2025 | 2030 | 2035 | 2040
BM | 0 | 0 | 0 | 0 | 0 | 0
CC | 0 | 0 | 0 | 0 | 0 | 0
CSP | 0 | 0 | 0 | 0 | 0 | 0
CT | 0 | 0 | 0 | 0 | 0 | 0
Coal | 0 | 0 | 0 | 0 | 0 | 0
Geo | 0 | 0 | 0 | 0 | 0 | 0
H | 0 | 0 | 0 | 0 | 0 | 0
LFG | 0 | 0 | 0 | 0 | 0 | 0
Nuc | 0 | 0 | 0 | 0 | 0 | 0
PS | 0 | 0 | 0 | 0 | 0 | 0
PV | 0 | 0 | 0 | 0 | 0 | 0
PeakG | 0 | 0 | 0 | 0 | 0 | 0
PeakO | 0 | 0 | 0 | 0 | 0 | 0
ST | 0 | 0 | 0 | 0 | 0 | 0
STOG | 0 | 0 | 0 | 0 | 0 | 0
STWD | 0 | 0 | 0 | 0 | 0 | 0
WT | 0 | 0 | 0 | 0 | 0 | 0
IGCC | 0 | 0 | 0 | 0 | 0 | 0
DemandResponse | 0 | 0 | 0 | 0 | 0 | 0
IGCC-CCS | 0 | 0 | 0 | 0 | 0 | 0
WT_off | 0 | 0 | 0 | 0 | 0 | 0
PseudoUnit | 0 | 0 | 0 | 0 | 0 | 0
FixedInterchange | 0 | 0 | 0 | 0 | 0 | 0
Fuel Cost by Reporting Type: All
ReportingType | 2015 | 2020 | 2025 | 2030 | 2035 | 2040
BM | 152.23 | 49.16 | 52.09 | 40.06 | 38.22 | 27.64
CC | 39556.28 | 47871.83 | 49742.78 | 51881.13 | 65539.97 | 80002.62
CSP | 0 | 0 | 0 | 0 | 0 | 0
CT | 55.78 | 106.77 | 126.78 | 176.88 | 267.6 | 364.27
Coal | 37862.82 | 35069.76 | 38948.94 | 42537.61 | 48235.21 | 53149.61
Geo | 0 | 0 | 0 | 0 | 0 | 0
H | 0 | 0 | 0 | 0 | 0 | 0
LFG | 0.25 | 2.74 | 5.56 | 6.49 | 6.49 | 6.49
Nuc | 7711.69 | 8128.82 | 8636.85 | 8698.16 | 6764.49 | 5326.78
PS | 0 | 0 | 0 | 0 | 0 | 0
PV | 0 | 0 | 0 | 0 | 0 | 0
PeakG | 174.22 | 256.38 | 433.69 | 428.27 | 466.99 | 513.78
PeakO | 0 | 0 | 0 | 0 | 0 | 0
ST | 0 | 0 | 0 | 0 | 0 | 0
STOG | 856.99 | 1151.24 | 1354.65 | 1124.83 | 1284.85 | 1314.63
STWD | 825.24 | 258.48 | 114.63 | 81.3 | 91.91 | 173.49
WT | 0 | 0 | 0 | 0.01 | 0.01 | 0.01
IGCC | 91.02 | 91.45 | 92.55 | 98.28 | 103.23 | 107.17
DemandResponse | 0 | 0 | 0 | 0 | 0 | 0
IGCC-CCS | 0 | 0 | 0 | 0 | 0 | 0
WT_off | 0 | 0 | 0 | 0 | 0 | 0
PseudoUnit | 0 | 0 | 0 | 0 | 0 | 0
FixedInterchange | 0 | 0 | 0 | 0 | 0 | 0
Fuel Cost by Reporting Type: EI_US
ReportingType | 2015 | 2020 | 2025 | 2030 | 2035 | 2040
BM | 149.16 | 43.92 | 51.69 | 35.52 | 26.12 | 19.73
CC | 24958.5 | 31802.38 | 31499.74 | 35235.75 | 46968.72 | 58841.8
CSP | 0 | 0 | 0 | 0 | 0 | 0
CT | 55.78 | 106.47 | 121.48 | 171.08 | 261.26 | 351.94
Coal | 31555.93 | 28569.26 | 31825.41 | 35093.06 | 39705.84 | 43678.49
Geo | 0 | 0 | 0 | 0 | 0 | 0
H | 0 | 0 | 0 | 0 | 0 | 0
LFG | 0.18 | 1.2 | 3.35 | 4.11 | 4.11 | 4.11
Nuc | 5902.64 | 6282.88 | 6675.54 | 6698.54 | 4839.59 | 3513.57
PS | 0 | 0 | 0 | 0 | 0 | 0
PV | 0 | 0 | 0 | 0 | 0 | 0
PeakG | 173.67 | 255.08 | 414.9 | 408.71 | 439.98 | 483.53
PeakO | 0 | 0 | 0 | 0 | 0 | 0
ST | 0 | 0 | 0 | 0 | 0 | 0
STOG | 568.07 | 737.02 | 751 | 805.66 | 941.01 | 983.95
STWD | 506.62 | 250.91 | 113.12 | 75.85 | 72.17 | 82.44
WT | 0 | 0 | 0 | 0 | 0 | 0
IGCC | 91.02 | 91.45 | 92.55 | 98.28 | 103.23 | 107.17
DemandResponse | 0 | 0 | 0 | 0 | 0 | 0
IGCC-CCS | 0 | 0 | 0 | 0 | 0 | 0
WT_off | 0 | 0 | 0 | 0 | 0 | 0
PseudoUnit | 0 | 0 | 0 | 0 | 0 | 0
FixedInterchange | 0 | 0 | 0 | 0 | 0 | 0
Fuel Cost by Reporting Type: EI_Canada
ReportingType | 2015 | 2020 | 2025 | 2030 | 2035 | 2040
BM | 0 | 0 | 0 | 0 | 0 | 0.26
CC | 330.12 | 500.14 | 598.1 | 671.19 | 1075.28 | 2024.87
CSP | 0 | 0 | 0 | 0 | 0 | 0
CT | 0 | 0 | 0 | 0.54 | 6.34 | 12.33
Coal | 4.81 | 10.16 | 24.68 | 93.42 | 180.4 | 270.84
Geo | 0 | 0 | 0 | 0 | 0 | 0
H | 0 | 0 | 0 | 0 | 0 | 0
LFG | 0.02 | 0.02 | 0.02 | 0.02 | 0.02 | 0.02
Nuc | 854.23 | 871.65 | 926.13 | 944.22 | 869.51 | 757.82
PS | 0 | 0 | 0 | 0 | 0 | 0
PV | 0 | 0 | 0 | 0 | 0 | 0
PeakG | 0 | 0 | 0.03 | 0 | 0.31 | 1.16
PeakO | 0 | 0 | 0 | 0 | 0 | 0
ST | 0 | 0 | 0 | 0 | 0 | 0
STOG | 0 | 0 | 0 | 0 | 0 | 0
STWD | 0 | 0 | 0 | 0 | 0 | 0
WT | 0 | 0 | 0 | 0 | 0 | 0
IGCC | 0 | 0 | 0 | 0 | 0 | 0
DemandResponse | 0 | 0 | 0 | 0 | 0 | 0
IGCC-CCS | 0 | 0 | 0 | 0 | 0 | 0
WT_off | 0 | 0 | 0 | 0 | 0 | 0
PseudoUnit | 0 | 0 | 0 | 0 | 0 | 0
FixedInterchange | 0 | 0 | 0 | 0 | 0 | 0
Fuel Cost by Reporting Type: EI
ReportingType | 2015 | 2020 | 2025 | 2030 | 2035 | 2040
BM | 149.16 | 43.92 | 51.69 | 35.52 | 26.12 | 19.98
CC | 25288.63 | 32302.51 | 32097.84 | 35906.94 | 48044 | 60866.67
CSP | 0 | 0 | 0 | 0 | 0 | 0
CT | 55.78 | 106.47 | 121.48 | 171.62 | 267.6 | 364.27
Coal | 31560.74 | 28579.41 | 31850.1 | 35186.48 | 39886.24 | 43949.33
Geo | 0 | 0 | 0 | 0 | 0 | 0
H | 0 | 0 | 0 | 0 | 0 | 0
LFG | 0.2 | 1.22 | 3.37 | 4.13 | 4.13 | 4.13
Nuc | 6756.88 | 7154.54 | 7601.67 | 7642.76 | 5709.1 | 4271.39
PS | 0 | 0 | 0 | 0 | 0 | 0
PV | 0 | 0 | 0 | 0 | 0 | 0
PeakG | 173.67 | 255.08 | 414.94 | 408.71 | 440.29 | 484.69
PeakO | 0 | 0 | 0 | 0 | 0 | 0
ST | 0 | 0 | 0 | 0 | 0 | 0
STOG | 568.07 | 737.02 | 751 | 805.66 | 941.01 | 983.95
STWD | 506.62 | 250.91 | 113.12 | 75.85 | 72.17 | 82.44
WT | 0 | 0 | 0 | 0 | 0 | 0
IGCC | 91.02 | 91.45 | 92.55 | 98.28 | 103.23 | 107.17
DemandResponse | 0 | 0 | 0 | 0 | 0 | 0
IGCC-CCS | 0 | 0 | 0 | 0 | 0 | 0
WT_off | 0 | 0 | 0 | 0 | 0 | 0
PseudoUnit | 0 | 0 | 0 | 0 | 0 | 0
FixedInterchange | 0 | 0 | 0 | 0 | 0 | 0
Fuel Cost by Reporting Type: Outside_EI
ReportingType | 2015 | 2020 | 2025 | 2030 | 2035 | 2040
BM | 3.07 | 5.25 | 0.4 | 4.54 | 12.11 | 7.65
CC | 14267.66 | 15569.31 | 17644.93 | 15974.19 | 17495.97 | 19135.95
CSP | 0 | 0 | 0 | 0 | 0 | 0
CT | 0 | 0.3 | 5.31 | 5.26 | 0 | 0
Coal | 6302.07 | 6490.35 | 7098.84 | 7351.13 | 8348.97 | 9200.28
Geo | 0 | 0 | 0 | 0 | 0 | 0
H | 0 | 0 | 0 | 0 | 0 | 0
LFG | 0.05 | 1.52 | 2.2 | 2.36 | 2.36 | 2.36
Nuc | 954.81 | 974.28 | 1035.18 | 1055.4 | 1055.4 | 1055.4
PS | 0 | 0 | 0 | 0 | 0 | 0
PV | 0 | 0 | 0 | 0 | 0 | 0
PeakG | 0.55 | 1.3 | 18.76 | 19.56 | 26.7 | 29.09
PeakO | 0 | 0 | 0 | 0 | 0 | 0
ST | 0 | 0 | 0 | 0 | 0 | 0
STOG | 288.92 | 414.22 | 603.65 | 319.17 | 343.84 | 330.68
STWD | 318.62 | 7.57 | 1.51 | 5.45 | 19.74 | 91.05
WT | 0 | 0 | 0 | 0 | 0 | 0
IGCC | 0 | 0 | 0 | 0 | 0 | 0
DemandResponse | 0 | 0 | 0 | 0 | 0 | 0
IGCC-CCS | 0 | 0 | 0 | 0 | 0 | 0
WT_off | 0 | 0 | 0 | 0 | 0 | 0
PseudoUnit | 0 | 0 | 0 | 0 | 0 | 0
FixedInterchange | 0 | 0 | 0 | 0 | 0 | 0
#7 | 0.26: Emission Cost ($million)
==== Emission Program: TitleIV_CAIRSO2 : (SO2) ====
Emission Cost by Reporting Type: Entergy
ReportingType | 2015 | 2020 | 2025 | 2030 | 2035 | 2040
BM | 0 | 0 | 0 | 0 | 0 | 0
CC | 0 | 0 | 0 | 0 | 0 | 0
CSP | 0 | 0 | 0 | 0 | 0 | 0
CT | 0 | 0 | 0 | 0 | 0 | 0
Coal | 29.81 | 0 | 0 | 0 | 0 | 0
Geo | 0 | 0 | 0 | 0 | 0 | 0
H | 0 | 0 | 0 | 0 | 0 | 0
LFG | 0 | 0 | 0 | 0 | 0 | 0
Nuc | 0 | 0 | 0 | 0 | 0 | 0
PS | 0 | 0 | 0 | 0 | 0 | 0
PV | 0 | 0 | 0 | 0 | 0 | 0
PeakG | 0 | 0 | 0 | 0 | 0 | 0
PeakO | 0 | 0 | 0 | 0 | 0 | 0
ST | 0 | 0 | 0 | 0 | 0 | 0
STOG | 0 | 0 | 0 | 0 | 0 | 0
STWD | 0 | 0 | 0 | 0 | 0 | 0
WT | 0 | 0 | 0 | 0 | 0 | 0
IGCC | 0 | 0 | 0 | 0 | 0 | 0
DemandResponse | 0 | 0 | 0 | 0 | 0 | 0
IGCC-CCS | 0 | 0 | 0 | 0 | 0 | 0
WT_off | 0 | 0 | 0 | 0 | 0 | 0
PseudoUnit | 0 | 0 | 0 | 0 | 0 | 0
FixedInterchange | 0 | 0 | 0 | 0 | 0 | 0
Emission Cost by Reporting Type: FRCC
ReportingType | 2015 | 2020 | 2025 | 2030 | 2035 | 2040
BM | 0 | 0 | 0 | 0 | 0 | 0
CC | 0 | 0 | 0 | 0 | 0 | 0
CSP | 0 | 0 | 0 | 0 | 0 | 0
CT | 0 | 0 | 0 | 0 | 0 | 0
Coal | 6.27 | 0 | 0 | 0 | 0 | 0
Geo | 0 | 0 | 0 | 0 | 0 | 0
H | 0 | 0 | 0 | 0 | 0 | 0
LFG | 0 | 0 | 0 | 0 | 0 | 0
Nuc | 0 | 0 | 0 | 0 | 0 | 0
PS | 0 | 0 | 0 | 0 | 0 | 0
PV | 0 | 0 | 0 | 0 | 0 | 0
PeakG | 0 | 0 | 0 | 0 | 0 | 0
PeakO | 0 | 0 | 0 | 0 | 0 | 0
ST | 0 | 0 | 0 | 0 | 0 | 0
STOG | 0 | 0 | 0 | 0 | 0 | 0
STWD | 0 | 0 | 0 | 0 | 0 | 0
WT | 0 | 0 | 0 | 0 | 0 | 0
IGCC | 0 | 0 | 0 | 0 | 0 | 0
DemandResponse | 0 | 0 | 0 | 0 | 0 | 0
IGCC-CCS | 0 | 0 | 0 | 0 | 0 | 0
WT_off | 0 | 0 | 0 | 0 | 0 | 0
PseudoUnit | 0 | 0 | 0 | 0 | 0 | 0
FixedInterchange | 0 | 0 | 0 | 0 | 0 | 0
Emission Cost by Reporting Type: MAPP_US
ReportingType | 2015 | 2020 | 2025 | 2030 | 2035 | 2040
BM | 0 | 0 | 0 | 0 | 0 | 0
CC | 0 | 0 | 0 | 0 | 0 | 0
CSP | 0 | 0 | 0 | 0 | 0 | 0
CT | 0 | 0 | 0 | 0 | 0 | 0
Coal | 1.17 | 0 | 0 | 0 | 0 | 0
Geo | 0 | 0 | 0 | 0 | 0 | 0
H | 0 | 0 | 0 | 0 | 0 | 0
LFG | 0 | 0 | 0 | 0 | 0 | 0
Nuc | 0 | 0 | 0 | 0 | 0 | 0
PS | 0 | 0 | 0 | 0 | 0 | 0
PV | 0 | 0 | 0 | 0 | 0 | 0
PeakG | 0 | 0 | 0 | 0 | 0 | 0
PeakO | 0 | 0 | 0 | 0 | 0 | 0
ST | 0 | 0 | 0 | 0 | 0 | 0
STOG | 0 | 0 | 0 | 0 | 0 | 0
STWD | 0 | 0 | 0 | 0 | 0 | 0
WT | 0 | 0 | 0 | 0 | 0 | 0
IGCC | 0 | 0 | 0 | 0 | 0 | 0
DemandResponse | 0 | 0 | 0 | 0 | 0 | 0
IGCC-CCS | 0 | 0 | 0 | 0 | 0 | 0
WT_off | 0 | 0 | 0 | 0 | 0 | 0
PseudoUnit | 0 | 0 | 0 | 0 | 0 | 0
FixedInterchange | 0 | 0 | 0 | 0 | 0 | 0
Emission Cost by Reporting Type: MISO_IN
ReportingType | 2015 | 2020 | 2025 | 2030 | 2035 | 2040
BM | 0 | 0 | 0 | 0 | 0 | 0
CC | 0 | 0 | 0 | 0 | 0 | 0
CSP | 0 | 0 | 0 | 0 | 0 | 0
CT | 0 | 0 | 0 | 0 | 0 | 0
Coal | 24.82 | 0 | 0 | 0 | 0 | 0
Geo | 0 | 0 | 0 | 0 | 0 | 0
H | 0 | 0 | 0 | 0 | 0 | 0
LFG | 0 | 0 | 0 | 0 | 0 | 0
Nuc | 0 | 0 | 0 | 0 | 0 | 0
PS | 0 | 0 | 0 | 0 | 0 | 0
PV | 0 | 0 | 0 | 0 | 0 | 0
PeakG | 0 | 0 | 0 | 0 | 0 | 0
PeakO | 0 | 0 | 0 | 0 | 0 | 0
ST | 0 | 0 | 0 | 0 | 0 | 0
STOG | 0 | 0 | 0 | 0 | 0 | 0
STWD | 0 | 0 | 0 | 0 | 0 | 0
WT | 0 | 0 | 0 | 0 | 0 | 0
IGCC | 0.19 | 0 | 0 | 0 | 0 | 0
DemandResponse | 0 | 0 | 0 | 0 | 0 | 0
IGCC-CCS | 0 | 0 | 0 | 0 | 0 | 0
WT_off | 0 | 0 | 0 | 0 | 0 | 0
PseudoUnit | 0 | 0 | 0 | 0 | 0 | 0
FixedInterchange | 0 | 0 | 0 | 0 | 0 | 0
Emission Cost by Reporting Type: MISO_MI
ReportingType | 2015 | 2020 | 2025 | 2030 | 2035 | 2040
BM | 0 | 0 | 0 | 0 | 0 | 0
CC | 0 | 0 | 0 | 0 | 0 | 0
CSP | 0 | 0 | 0 | 0 | 0 | 0
CT | 0 | 0 | 0 | 0 | 0 | 0
Coal | 22.78 | 0 | 0 | 0 | 0 | 0
Geo | 0 | 0 | 0 | 0 | 0 | 0
H | 0 | 0 | 0 | 0 | 0 | 0
LFG | 0 | 0 | 0 | 0 | 0 | 0
Nuc | 0 | 0 | 0 | 0 | 0 | 0
PS | 0 | 0 | 0 | 0 | 0 | 0
PV | 0 | 0 | 0 | 0 | 0 | 0
PeakG | 0 | 0 | 0 | 0 | 0 | 0
PeakO | 0 | 0 | 0 | 0 | 0 | 0
ST | 0 | 0 | 0 | 0 | 0 | 0
STOG | 0 | 0 | 0 | 0 | 0 | 0
STWD | 0 | 0 | 0 | 0 | 0 | 0
WT | 0 | 0 | 0 | 0 | 0 | 0
IGCC | 0 | 0 | 0 | 0 | 0 | 0
DemandResponse | 0 | 0 | 0 | 0 | 0 | 0
IGCC-CCS | 0 | 0 | 0 | 0 | 0 | 0
WT_off | 0 | 0 | 0 | 0 | 0 | 0
PseudoUnit | 0 | 0 | 0 | 0 | 0 | 0
FixedInterchange | 0 | 0 | 0 | 0 | 0 | 0
Emission Cost by Reporting Type: MISO_MO-IL
ReportingType | 2015 | 2020 | 2025 | 2030 | 2035 | 2040
BM | 0 | 0 | 0 | 0 | 0 | 0
CC | 0 | 0 | 0 | 0 | 0 | 0
CSP | 0 | 0 | 0 | 0 | 0 | 0
CT | 0 | 0 | 0 | 0 | 0 | 0
Coal | 44.94 | 0 | 0 | 0 | 0 | 0
Geo | 0 | 0 | 0 | 0 | 0 | 0
H | 0 | 0 | 0 | 0 | 0 | 0
LFG | 0 | 0 | 0 | 0 | 0 | 0
Nuc | 0 | 0 | 0 | 0 | 0 | 0
PS | 0 | 0 | 0 | 0 | 0 | 0
PV | 0 | 0 | 0 | 0 | 0 | 0
PeakG | 0 | 0 | 0 | 0 | 0 | 0
PeakO | 0 | 0 | 0 | 0 | 0 | 0
ST | 0 | 0 | 0 | 0 | 0 | 0
STOG | 0 | 0 | 0 | 0 | 0 | 0
STWD | 0 | 0 | 0 | 0 | 0 | 0
WT | 0 | 0 | 0 | 0 | 0 | 0
IGCC | 0 | 0 | 0 | 0 | 0 | 0
DemandResponse | 0 | 0 | 0 | 0 | 0 | 0
IGCC-CCS | 0 | 0 | 0 | 0 | 0 | 0
WT_off | 0 | 0 | 0 | 0 | 0 | 0
PseudoUnit | 0 | 0 | 0 | 0 | 0 | 0
FixedInterchange | 0 | 0 | 0 | 0 | 0 | 0
Emission Cost by Reporting Type: MISO_W
ReportingType | 2015 | 2020 | 2025 | 2030 | 2035 | 2040
BM | 0 | 0 | 0 | 0 | 0 | 0
CC | 0 | 0 | 0 | 0 | 0 | 0
CSP | 0 | 0 | 0 | 0 | 0 | 0
CT | 0 | 0 | 0 | 0 | 0 | 0
Coal | 21.63 | 0 | 0 | 0 | 0 | 0
Geo | 0 | 0 | 0 | 0 | 0 | 0
H | 0 | 0 | 0 | 0 | 0 | 0
LFG | 0 | 0 | 0 | 0 | 0 | 0
Nuc | 0 | 0 | 0 | 0 | 0 | 0
PS | 0 | 0 | 0 | 0 | 0 | 0
PV | 0 | 0 | 0 | 0 | 0 | 0
PeakG | 0 | 0 | 0 | 0 | 0 | 0
PeakO | 0 | 0 | 0 | 0 | 0 | 0
ST | 0 | 0 | 0 | 0 | 0 | 0
STOG | 0 | 0 | 0 | 0 | 0 | 0
STWD | 0 | 0 | 0 | 0 | 0 | 0
WT | 0 | 0 | 0 | 0 | 0 | 0
IGCC | 0 | 0 | 0 | 0 | 0 | 0
DemandResponse | 0 | 0 | 0 | 0 | 0 | 0
IGCC-CCS | 0 | 0 | 0 | 0 | 0 | 0
WT_off | 0 | 0 | 0 | 0 | 0 | 0
PseudoUnit | 0 | 0 | 0 | 0 | 0 | 0
FixedInterchange | 0 | 0 | 0 | 0 | 0 | 0
Emission Cost by Reporting Type: MISO_WUMS
ReportingType | 2015 | 2020 | 2025 | 2030 | 2035 | 2040
BM | 0 | 0 | 0 | 0 | 0 | 0
CC | 0 | 0 | 0 | 0 | 0 | 0
CSP | 0 | 0 | 0 | 0 | 0 | 0
CT | 0 | 0 | 0 | 0 | 0 | 0
Coal | 4.52 | 0 | 0 | 0 | 0 | 0
Geo | 0 | 0 | 0 | 0 | 0 | 0
H | 0 | 0 | 0 | 0 | 0 | 0
LFG | 0 | 0 | 0 | 0 | 0 | 0
Nuc | 0 | 0 | 0 | 0 | 0 | 0
PS | 0 | 0 | 0 | 0 | 0 | 0
PV | 0 | 0 | 0 | 0 | 0 | 0
PeakG | 0 | 0 | 0 | 0 | 0 | 0
PeakO | 0 | 0 | 0 | 0 | 0 | 0
ST | 0 | 0 | 0 | 0 | 0 | 0
STOG | 0 | 0 | 0 | 0 | 0 | 0
STWD | 0 | 0 | 0 | 0 | 0 | 0
WT | 0 | 0 | 0 | 0 | 0 | 0
IGCC | 0 | 0 | 0 | 0 | 0 | 0
DemandResponse | 0 | 0 | 0 | 0 | 0 | 0
IGCC-CCS | 0 | 0 | 0 | 0 | 0 | 0
WT_off | 0 | 0 | 0 | 0 | 0 | 0
PseudoUnit | 0 | 0 | 0 | 0 | 0 | 0
FixedInterchange | 0 | 0 | 0 | 0 | 0 | 0
Emission Cost by Reporting Type: Nebraska
ReportingType | 2015 | 2020 | 2025 | 2030 | 2035 | 2040
BM | 0 | 0 | 0 | 0 | 0 | 0
CC | 0 | 0 | 0 | 0 | 0 | 0
CSP | 0 | 0 | 0 | 0 | 0 | 0
CT | 0 | 0 | 0 | 0 | 0 | 0
Coal | 3.45 | 0 | 0 | 0 | 0 | 0
Geo | 0 | 0 | 0 | 0 | 0 | 0
H | 0 | 0 | 0 | 0 | 0 | 0
LFG | 0 | 0 | 0 | 0 | 0 | 0
Nuc | 0 | 0 | 0 | 0 | 0 | 0
PS | 0 | 0 | 0 | 0 | 0 | 0
PV | 0 | 0 | 0 | 0 | 0 | 0
PeakG | 0 | 0 | 0 | 0 | 0 | 0
PeakO | 0 | 0 | 0 | 0 | 0 | 0
ST | 0 | 0 | 0 | 0 | 0 | 0
STOG | 0 | 0 | 0 | 0 | 0 | 0
STWD | 0 | 0 | 0 | 0 | 0 | 0
WT | 0 | 0 | 0 | 0 | 0 | 0
IGCC | 0 | 0 | 0 | 0 | 0 | 0
DemandResponse | 0 | 0 | 0 | 0 | 0 | 0
IGCC-CCS | 0 | 0 | 0 | 0 | 0 | 0
WT_off | 0 | 0 | 0 | 0 | 0 | 0
PseudoUnit | 0 | 0 | 0 | 0 | 0 | 0
FixedInterchange | 0 | 0 | 0 | 0 | 0 | 0
Emission Cost by Reporting Type: NEISO
ReportingType | 2015 | 2020 | 2025 | 2030 | 2035 | 2040
BM | 0 | 0 | 0 | 0 | 0 | 0
CC | 0 | 0 | 0 | 0 | 0 | 0
CSP | 0 | 0 | 0 | 0 | 0 | 0
CT | 0 | 0 | 0 | 0 | 0 | 0
Coal | 0 | 0 | 0 | 0 | 0 | 0
Geo | 0 | 0 | 0 | 0 | 0 | 0
H | 0 | 0 | 0 | 0 | 0 | 0
LFG | 0 | 0 | 0 | 0 | 0 | 0
Nuc | 0 | 0 | 0 | 0 | 0 | 0
PS | 0 | 0 | 0 | 0 | 0 | 0
PV | 0 | 0 | 0 | 0 | 0 | 0
PeakG | 0 | 0 | 0 | 0 | 0 | 0
PeakO | 0 | 0 | 0 | 0 | 0 | 0
ST | 0 | 0 | 0 | 0 | 0 | 0
STOG | 0 | 0 | 0 | 0 | 0 | 0
STWD | 0 | 0 | 0 | 0 | 0 | 0
WT | 0 | 0 | 0 | 0 | 0 | 0
IGCC | 0 | 0 | 0 | 0 | 0 | 0
DemandResponse | 0 | 0 | 0 | 0 | 0 | 0
IGCC-CCS | 0 | 0 | 0 | 0 | 0 | 0
WT_off | 0 | 0 | 0 | 0 | 0 | 0
PseudoUnit | 0 | 0 | 0 | 0 | 0 | 0
FixedInterchange | 0 | 0 | 0 | 0 | 0 | 0
Emission Cost by Reporting Type: NonRTO_Midwest
ReportingType | 2015 | 2020 | 2025 | 2030 | 2035 | 2040
BM | 0 | 0 | 0 | 0 | 0 | 0
CC | 0 | 0 | 0 | 0 | 0 | 0
CSP | 0 | 0 | 0 | 0 | 0 | 0
CT | 0 | 0 | 0 | 0 | 0 | 0
Coal | 14.81 | 0 | 0 | 0 | 0 | 0
Geo | 0 | 0 | 0 | 0 | 0 | 0
H | 0 | 0 | 0 | 0 | 0 | 0
LFG | 0 | 0 | 0 | 0 | 0 | 0
Nuc | 0 | 0 | 0 | 0 | 0 | 0
PS | 0 | 0 | 0 | 0 | 0 | 0
PV | 0 | 0 | 0 | 0 | 0 | 0
PeakG | 0 | 0 | 0 | 0 | 0 | 0
PeakO | 0 | 0 | 0 | 0 | 0 | 0
ST | 0 | 0 | 0 | 0 | 0 | 0
STOG | 0 | 0 | 0 | 0 | 0 | 0
STWD | 0 | 0 | 0 | 0 | 0 | 0
WT | 0 | 0 | 0 | 0 | 0 | 0
IGCC | 0 | 0 | 0 | 0 | 0 | 0
DemandResponse | 0 | 0 | 0 | 0 | 0 | 0
IGCC-CCS | 0 | 0 | 0 | 0 | 0 | 0
WT_off | 0 | 0 | 0 | 0 | 0 | 0
PseudoUnit | 0 | 0 | 0 | 0 | 0 | 0
FixedInterchange | 0 | 0 | 0 | 0 | 0 | 0
Emission Cost by Reporting Type: NYISO_A-F
ReportingType | 2015 | 2020 | 2025 | 2030 | 2035 | 2040
BM | 0 | 0 | 0 | 0 | 0 | 0
CC | 0 | 0 | 0 | 0 | 0 | 0
CSP | 0 | 0 | 0 | 0 | 0 | 0
CT | 0 | 0 | 0 | 0 | 0 | 0
Coal | 0 | 0 | 0 | 0 | 0 | 0
Geo | 0 | 0 | 0 | 0 | 0 | 0
H | 0 | 0 | 0 | 0 | 0 | 0
LFG | 0 | 0 | 0 | 0 | 0 | 0
Nuc | 0 | 0 | 0 | 0 | 0 | 0
PS | 0 | 0 | 0 | 0 | 0 | 0
PV | 0 | 0 | 0 | 0 | 0 | 0
PeakG | 0 | 0 | 0 | 0 | 0 | 0
PeakO | 0 | 0 | 0 | 0 | 0 | 0
ST | 0 | 0 | 0 | 0 | 0 | 0
STOG | 0 | 0 | 0 | 0 | 0 | 0
STWD | 0 | 0 | 0 | 0 | 0 | 0
WT | 0 | 0 | 0 | 0 | 0 | 0
IGCC | 0 | 0 | 0 | 0 | 0 | 0
DemandResponse | 0 | 0 | 0 | 0 | 0 | 0
IGCC-CCS | 0 | 0 | 0 | 0 | 0 | 0
WT_off | 0 | 0 | 0 | 0 | 0 | 0
PseudoUnit | 0 | 0 | 0 | 0 | 0 | 0
FixedInterchange | 0 | 0 | 0 | 0 | 0 | 0
Emission Cost by Reporting Type: NYISO_G-I
ReportingType | 2015 | 2020 | 2025 | 2030 | 2035 | 2040
BM | 0 | 0 | 0 | 0 | 0 | 0
CC | 0 | 0 | 0 | 0 | 0 | 0
CSP | 0 | 0 | 0 | 0 | 0 | 0
CT | 0 | 0 | 0 | 0 | 0 | 0
Coal | 0 | 0 | 0 | 0 | 0 | 0
Geo | 0 | 0 | 0 | 0 | 0 | 0
H | 0 | 0 | 0 | 0 | 0 | 0
LFG | 0 | 0 | 0 | 0 | 0 | 0
Nuc | 0 | 0 | 0 | 0 | 0 | 0
PS | 0 | 0 | 0 | 0 | 0 | 0
PV | 0 | 0 | 0 | 0 | 0 | 0
PeakG | 0 | 0 | 0 | 0 | 0 | 0
PeakO | 0 | 0 | 0 | 0 | 0 | 0
ST | 0 | 0 | 0 | 0 | 0 | 0
STOG | 0 | 0 | 0 | 0 | 0 | 0
STWD | 0 | 0 | 0 | 0 | 0 | 0
WT | 0 | 0 | 0 | 0 | 0 | 0
IGCC | 0 | 0 | 0 | 0 | 0 | 0
DemandResponse | 0 | 0 | 0 | 0 | 0 | 0
IGCC-CCS | 0 | 0 | 0 | 0 | 0 | 0
WT_off | 0 | 0 | 0 | 0 | 0 | 0
PseudoUnit | 0 | 0 | 0 | 0 | 0 | 0
FixedInterchange | 0 | 0 | 0 | 0 | 0 | 0
Emission Cost by Reporting Type: NYISO_J-K
ReportingType | 2015 | 2020 | 2025 | 2030 | 2035 | 2040
BM | 0 | 0 | 0 | 0 | 0 | 0
CC | 0 | 0 | 0 | 0 | 0 | 0
CSP | 0 | 0 | 0 | 0 | 0 | 0
CT | 0 | 0 | 0 | 0 | 0 | 0
Coal | 0 | 0 | 0 | 0 | 0 | 0
Geo | 0 | 0 | 0 | 0 | 0 | 0
H | 0 | 0 | 0 | 0 | 0 | 0
LFG | 0 | 0 | 0 | 0 | 0 | 0
Nuc | 0 | 0 | 0 | 0 | 0 | 0
PS | 0 | 0 | 0 | 0 | 0 | 0
PV | 0 | 0 | 0 | 0 | 0 | 0
PeakG | 0 | 0 | 0 | 0 | 0 | 0
PeakO | 0 | 0 | 0 | 0 | 0 | 0
ST | 0 | 0 | 0 | 0 | 0 | 0
STOG | 0 | 0 | 0 | 0 | 0 | 0
STWD | 0 | 0 | 0 | 0 | 0 | 0
WT | 0 | 0 | 0 | 0 | 0 | 0
IGCC | 0 | 0 | 0 | 0 | 0 | 0
DemandResponse | 0 | 0 | 0 | 0 | 0 | 0
IGCC-CCS | 0 | 0 | 0 | 0 | 0 | 0
WT_off | 0 | 0 | 0 | 0 | 0 | 0
PseudoUnit | 0 | 0 | 0 | 0 | 0 | 0
FixedInterchange | 0 | 0 | 0 | 0 | 0 | 0
Emission Cost by Reporting Type: PJM_E
ReportingType | 2015 | 2020 | 2025 | 2030 | 2035 | 2040
BM | 0 | 0 | 0 | 0 | 0 | 0
CC | 0 | 0 | 0 | 0 | 0 | 0
CSP | 0 | 0 | 0 | 0 | 0 | 0
CT | 0 | 0 | 0 | 0 | 0 | 0
Coal | 0.04 | 0 | 0 | 0 | 0 | 0
Geo | 0 | 0 | 0 | 0 | 0 | 0
H | 0 | 0 | 0 | 0 | 0 | 0
LFG | 0 | 0 | 0 | 0 | 0 | 0
Nuc | 0 | 0 | 0 | 0 | 0 | 0
PS | 0 | 0 | 0 | 0 | 0 | 0
PV | 0 | 0 | 0 | 0 | 0 | 0
PeakG | 0 | 0 | 0 | 0 | 0 | 0
PeakO | 0 | 0 | 0 | 0 | 0 | 0
ST | 0 | 0 | 0 | 0 | 0 | 0
STOG | 0 | 0 | 0 | 0 | 0 | 0
STWD | 0 | 0 | 0 | 0 | 0 | 0
WT | 0 | 0 | 0 | 0 | 0 | 0
IGCC | 0 | 0 | 0 | 0 | 0 | 0
DemandResponse | 0 | 0 | 0 | 0 | 0 | 0
IGCC-CCS | 0 | 0 | 0 | 0 | 0 | 0
WT_off | 0 | 0 | 0 | 0 | 0 | 0
PseudoUnit | 0 | 0 | 0 | 0 | 0 | 0
FixedInterchange | 0 | 0 | 0 | 0 | 0 | 0
Emission Cost by Reporting Type: PJM_ROM
ReportingType | 2015 | 2020 | 2025 | 2030 | 2035 | 2040
BM | 0 | 0 | 0 | 0 | 0 | 0
CC | 0 | 0 | 0 | 0 | 0 | 0
CSP | 0 | 0 | 0 | 0 | 0 | 0
CT | 0 | 0 | 0 | 0 | 0 | 0
Coal | 18.94 | 0 | 0 | 0 | 0 | 0
Geo | 0 | 0 | 0 | 0 | 0 | 0
H | 0 | 0 | 0 | 0 | 0 | 0
LFG | 0 | 0 | 0 | 0 | 0 | 0
Nuc | 0 | 0 | 0 | 0 | 0 | 0
PS | 0 | 0 | 0 | 0 | 0 | 0
PV | 0 | 0 | 0 | 0 | 0 | 0
PeakG | 0 | 0 | 0 | 0 | 0 | 0
PeakO | 0 | 0 | 0 | 0 | 0 | 0
ST | 0 | 0 | 0 | 0 | 0 | 0
STOG | 0 | 0 | 0 | 0 | 0 | 0
STWD | 0 | 0 | 0 | 0 | 0 | 0
WT | 0 | 0 | 0 | 0 | 0 | 0
IGCC | 0 | 0 | 0 | 0 | 0 | 0
DemandResponse | 0 | 0 | 0 | 0 | 0 | 0
IGCC-CCS | 0 | 0 | 0 | 0 | 0 | 0
WT_off | 0 | 0 | 0 | 0 | 0 | 0
PseudoUnit | 0 | 0 | 0 | 0 | 0 | 0
FixedInterchange | 0 | 0 | 0 | 0 | 0 | 0
Emission Cost by Reporting Type: PJM_ROR
ReportingType | 2015 | 2020 | 2025 | 2030 | 2035 | 2040
BM | 0 | 0 | 0 | 0 | 0 | 0
CC | 0 | 0 | 0 | 0 | 0 | 0
CSP | 0 | 0 | 0 | 0 | 0 | 0
CT | 0 | 0 | 0 | 0 | 0 | 0
Coal | 117.91 | 0 | 0 | 0 | 0 | 0
Geo | 0 | 0 | 0 | 0 | 0 | 0
H | 0 | 0 | 0 | 0 | 0 | 0
LFG | 0 | 0 | 0 | 0 | 0 | 0
Nuc | 0 | 0 | 0 | 0 | 0 | 0
PS | 0 | 0 | 0 | 0 | 0 | 0
PV | 0 | 0 | 0 | 0 | 0 | 0
PeakG | 0 | 0 | 0 | 0 | 0 | 0
PeakO | 0 | 0 | 0 | 0 | 0 | 0
ST | 0 | 0 | 0 | 0 | 0 | 0
STOG | 0 | 0 | 0 | 0 | 0 | 0
STWD | 0 | 0 | 0 | 0 | 0 | 0
WT | 0 | 0 | 0 | 0 | 0 | 0
IGCC | 0 | 0 | 0 | 0 | 0 | 0
DemandResponse | 0 | 0 | 0 | 0 | 0 | 0
IGCC-CCS | 0 | 0 | 0 | 0 | 0 | 0
WT_off | 0 | 0 | 0 | 0 | 0 | 0
PseudoUnit | 0 | 0 | 0 | 0 | 0 | 0
FixedInterchange | 0 | 0 | 0 | 0 | 0 | 0
Emission Cost by Reporting Type: SOCO
ReportingType | 2015 | 2020 | 2025 | 2030 | 2035 | 2040
BM | 0 | 0 | 0 | 0 | 0 | 0
CC | 0 | 0 | 0 | 0 | 0 | 0
CSP | 0 | 0 | 0 | 0 | 0 | 0
CT | 0 | 0 | 0 | 0 | 0 | 0
Coal | 36.1 | 0 | 0 | 0 | 0 | 0
Geo | 0 | 0 | 0 | 0 | 0 | 0
H | 0 | 0 | 0 | 0 | 0 | 0
LFG | 0 | 0 | 0 | 0 | 0 | 0
Nuc | 0 | 0 | 0 | 0 | 0 | 0
PS | 0 | 0 | 0 | 0 | 0 | 0
PV | 0 | 0 | 0 | 0 | 0 | 0
PeakG | 0 | 0 | 0 | 0 | 0 | 0
PeakO | 0 | 0 | 0 | 0 | 0 | 0
ST | 0 | 0 | 0 | 0 | 0 | 0
STOG | 0 | 0 | 0 | 0 | 0 | 0
STWD | 0 | 0 | 0 | 0 | 0 | 0
WT | 0 | 0 | 0 | 0 | 0 | 0
IGCC | 0 | 0 | 0 | 0 | 0 | 0
DemandResponse | 0 | 0 | 0 | 0 | 0 | 0
IGCC-CCS | 0 | 0 | 0 | 0 | 0 | 0
WT_off | 0 | 0 | 0 | 0 | 0 | 0
PseudoUnit | 0 | 0 | 0 | 0 | 0 | 0
FixedInterchange | 0 | 0 | 0 | 0 | 0 | 0
Emission Cost by Reporting Type: SPP_N
ReportingType | 2015 | 2020 | 2025 | 2030 | 2035 | 2040
BM | 0 | 0 | 0 | 0 | 0 | 0
CC | 0 | 0 | 0 | 0 | 0 | 0
CSP | 0 | 0 | 0 | 0 | 0 | 0
CT | 0 | 0 | 0 | 0 | 0 | 0
Coal | 4.93 | 0 | 0 | 0 | 0 | 0
Geo | 0 | 0 | 0 | 0 | 0 | 0
H | 0 | 0 | 0 | 0 | 0 | 0
LFG | 0 | 0 | 0 | 0 | 0 | 0
Nuc | 0 | 0 | 0 | 0 | 0 | 0
PS | 0 | 0 | 0 | 0 | 0 | 0
PV | 0 | 0 | 0 | 0 | 0 | 0
PeakG | 0 | 0 | 0 | 0 | 0 | 0
PeakO | 0 | 0 | 0 | 0 | 0 | 0
ST | 0 | 0 | 0 | 0 | 0 | 0
STOG | 0 | 0 | 0 | 0 | 0 | 0
STWD | 0 | 0 | 0 | 0 | 0 | 0
WT | 0 | 0 | 0 | 0 | 0 | 0
IGCC | 0 | 0 | 0 | 0 | 0 | 0
DemandResponse | 0 | 0 | 0 | 0 | 0 | 0
IGCC-CCS | 0 | 0 | 0 | 0 | 0 | 0
WT_off | 0 | 0 | 0 | 0 | 0 | 0
PseudoUnit | 0 | 0 | 0 | 0 | 0 | 0
FixedInterchange | 0 | 0 | 0 | 0 | 0 | 0
Emission Cost by Reporting Type: SPP_S
ReportingType | 2015 | 2020 | 2025 | 2030 | 2035 | 2040
BM | 0 | 0 | 0 | 0 | 0 | 0
CC | 0 | 0 | 0 | 0 | 0 | 0
CSP | 0 | 0 | 0 | 0 | 0 | 0
CT | 0 | 0 | 0 | 0 | 0 | 0
Coal | 14.21 | 0 | 0 | 0 | 0 | 0
Geo | 0 | 0 | 0 | 0 | 0 | 0
H | 0 | 0 | 0 | 0 | 0 | 0
LFG | 0 | 0 | 0 | 0 | 0 | 0
Nuc | 0 | 0 | 0 | 0 | 0 | 0
PS | 0 | 0 | 0 | 0 | 0 | 0
PV | 0 | 0 | 0 | 0 | 0 | 0
PeakG | 0 | 0 | 0 | 0 | 0 | 0
PeakO | 0 | 0 | 0 | 0 | 0 | 0
ST | 0 | 0 | 0 | 0 | 0 | 0
STOG | 0 | 0 | 0 | 0 | 0 | 0
STWD | 0 | 0 | 0 | 0 | 0 | 0
WT | 0 | 0 | 0 | 0 | 0 | 0
IGCC | 0 | 0 | 0 | 0 | 0 | 0
DemandResponse | 0 | 0 | 0 | 0 | 0 | 0
IGCC-CCS | 0 | 0 | 0 | 0 | 0 | 0
WT_off | 0 | 0 | 0 | 0 | 0 | 0
PseudoUnit | 0 | 0 | 0 | 0 | 0 | 0
FixedInterchange | 0 | 0 | 0 | 0 | 0 | 0
Emission Cost by Reporting Type: TVA
ReportingType | 2015 | 2020 | 2025 | 2030 | 2035 | 2040
BM | 0 | 0 | 0 | 0 | 0 | 0
CC | 0 | 0 | 0 | 0 | 0 | 0
CSP | 0 | 0 | 0 | 0 | 0 | 0
CT | 0 | 0 | 0 | 0 | 0 | 0
Coal | 21.85 | 0 | 0 | 0 | 0 | 0
Geo | 0 | 0 | 0 | 0 | 0 | 0
H | 0 | 0 | 0 | 0 | 0 | 0
LFG | 0 | 0 | 0 | 0 | 0 | 0
Nuc | 0 | 0 | 0 | 0 | 0 | 0
PS | 0 | 0 | 0 | 0 | 0 | 0
PV | 0 | 0 | 0 | 0 | 0 | 0
PeakG | 0 | 0 | 0 | 0 | 0 | 0
PeakO | 0 | 0 | 0 | 0 | 0 | 0
ST | 0 | 0 | 0 | 0 | 0 | 0
STOG | 0 | 0 | 0 | 0 | 0 | 0
STWD | 0 | 0 | 0 | 0 | 0 | 0
WT | 0 | 0 | 0 | 0 | 0 | 0
IGCC | 0 | 0 | 0 | 0 | 0 | 0
DemandResponse | 0 | 0 | 0 | 0 | 0 | 0
IGCC-CCS | 0 | 0 | 0 | 0 | 0 | 0
WT_off | 0 | 0 | 0 | 0 | 0 | 0
PseudoUnit | 0 | 0 | 0 | 0 | 0 | 0
FixedInterchange | 0 | 0 | 0 | 0 | 0 | 0
Emission Cost by Reporting Type: TVA_Transmission
ReportingType | 2015 | 2020 | 2025 | 2030 | 2035 | 2040
BM | 0 | 0 | 0 | 0 | 0 | 0
CC | 0 | 0 | 0 | 0 | 0 | 0
CSP | 0 | 0 | 0 | 0 | 0 | 0
CT | 0 | 0 | 0 | 0 | 0 | 0
Coal | 0 | 0 | 0 | 0 | 0 | 0
Geo | 0 | 0 | 0 | 0 | 0 | 0
H | 0 | 0 | 0 | 0 | 0 | 0
LFG | 0 | 0 | 0 | 0 | 0 | 0
Nuc | 0 | 0 | 0 | 0 | 0 | 0
PS | 0 | 0 | 0 | 0 | 0 | 0
PV | 0 | 0 | 0 | 0 | 0 | 0
PeakG | 0 | 0 | 0 | 0 | 0 | 0
PeakO | 0 | 0 | 0 | 0 | 0 | 0
ST | 0 | 0 | 0 | 0 | 0 | 0
STOG | 0 | 0 | 0 | 0 | 0 | 0
STWD | 0 | 0 | 0 | 0 | 0 | 0
WT | 0 | 0 | 0 | 0 | 0 | 0
IGCC | 0 | 0 | 0 | 0 | 0 | 0
DemandResponse | 0 | 0 | 0 | 0 | 0 | 0
IGCC-CCS | 0 | 0 | 0 | 0 | 0 | 0
WT_off | 0 | 0 | 0 | 0 | 0 | 0
PseudoUnit | 0 | 0 | 0 | 0 | 0 | 0
FixedInterchange | 0 | 0 | 0 | 0 | 0 | 0
Emission Cost by Reporting Type: VACAR
ReportingType | 2015 | 2020 | 2025 | 2030 | 2035 | 2040
BM | 0 | 0 | 0 | 0 | 0 | 0
CC | 0 | 0 | 0 | 0 | 0 | 0
CSP | 0 | 0 | 0 | 0 | 0 | 0
CT | 0 | 0 | 0 | 0 | 0 | 0
Coal | 13.94 | 0 | 0 | 0 | 0 | 0
Geo | 0 | 0 | 0 | 0 | 0 | 0
H | 0 | 0 | 0 | 0 | 0 | 0
LFG | 0 | 0 | 0 | 0 | 0 | 0
Nuc | 0 | 0 | 0 | 0 | 0 | 0
PS | 0 | 0 | 0 | 0 | 0 | 0
PV | 0 | 0 | 0 | 0 | 0 | 0
PeakG | 0 | 0 | 0 | 0 | 0 | 0
PeakO | 0 | 0 | 0 | 0 | 0 | 0
ST | 0 | 0 | 0 | 0 | 0 | 0
STOG | 0 | 0 | 0 | 0 | 0 | 0
STWD | 0 | 0 | 0 | 0 | 0 | 0
WT | 0 | 0 | 0 | 0 | 0 | 0
IGCC | 0 | 0 | 0 | 0 | 0 | 0
DemandResponse | 0 | 0 | 0 | 0 | 0 | 0
IGCC-CCS | 0 | 0 | 0 | 0 | 0 | 0
WT_off | 0 | 0 | 0 | 0 | 0 | 0
PseudoUnit | 0 | 0 | 0 | 0 | 0 | 0
FixedInterchange | 0 | 0 | 0 | 0 | 0 | 0
Emission Cost by Reporting Type: IESO
ReportingType | 2015 | 2020 | 2025 | 2030 | 2035 | 2040
BM | 0 | 0 | 0 | 0 | 0 | 0
CC | 0 | 0 | 0 | 0 | 0 | 0
CSP | 0 | 0 | 0 | 0 | 0 | 0
CT | 0 | 0 | 0 | 0 | 0 | 0
Coal | 0 | 0 | 0 | 0 | 0 | 0
Geo | 0 | 0 | 0 | 0 | 0 | 0
H | 0 | 0 | 0 | 0 | 0 | 0
LFG | 0 | 0 | 0 | 0 | 0 | 0
Nuc | 0 | 0 | 0 | 0 | 0 | 0
PS | 0 | 0 | 0 | 0 | 0 | 0
PV | 0 | 0 | 0 | 0 | 0 | 0
PeakG | 0 | 0 | 0 | 0 | 0 | 0
PeakO | 0 | 0 | 0 | 0 | 0 | 0
ST | 0 | 0 | 0 | 0 | 0 | 0
STOG | 0 | 0 | 0 | 0 | 0 | 0
STWD | 0 | 0 | 0 | 0 | 0 | 0
WT | 0 | 0 | 0 | 0 | 0 | 0
IGCC | 0 | 0 | 0 | 0 | 0 | 0
DemandResponse | 0 | 0 | 0 | 0 | 0 | 0
IGCC-CCS | 0 | 0 | 0 | 0 | 0 | 0
WT_off | 0 | 0 | 0 | 0 | 0 | 0
PseudoUnit | 0 | 0 | 0 | 0 | 0 | 0
FixedInterchange | 0 | 0 | 0 | 0 | 0 | 0
Emission Cost by Reporting Type: MAPP_CA
ReportingType | 2015 | 2020 | 2025 | 2030 | 2035 | 2040
BM | 0 | 0 | 0 | 0 | 0 | 0
CC | 0 | 0 | 0 | 0 | 0 | 0
CSP | 0 | 0 | 0 | 0 | 0 | 0
CT | 0 | 0 | 0 | 0 | 0 | 0
Coal | 0 | 0 | 0 | 0 | 0 | 0
Geo | 0 | 0 | 0 | 0 | 0 | 0
H | 0 | 0 | 0 | 0 | 0 | 0
LFG | 0 | 0 | 0 | 0 | 0 | 0
Nuc | 0 | 0 | 0 | 0 | 0 | 0
PS | 0 | 0 | 0 | 0 | 0 | 0
PV | 0 | 0 | 0 | 0 | 0 | 0
PeakG | 0 | 0 | 0 | 0 | 0 | 0
PeakO | 0 | 0 | 0 | 0 | 0 | 0
ST | 0 | 0 | 0 | 0 | 0 | 0
STOG | 0 | 0 | 0 | 0 | 0 | 0
STWD | 0 | 0 | 0 | 0 | 0 | 0
WT | 0 | 0 | 0 | 0 | 0 | 0
IGCC | 0 | 0 | 0 | 0 | 0 | 0
DemandResponse | 0 | 0 | 0 | 0 | 0 | 0
IGCC-CCS | 0 | 0 | 0 | 0 | 0 | 0
WT_off | 0 | 0 | 0 | 0 | 0 | 0
PseudoUnit | 0 | 0 | 0 | 0 | 0 | 0
FixedInterchange | 0 | 0 | 0 | 0 | 0 | 0
Emission Cost by Reporting Type: AZ_NM_SNV_Coal
ReportingType | 2015 | 2020 | 2025 | 2030 | 2035 | 2040
BM | 0 | 0 | 0 | 0 | 0 | 0
CC | 0 | 0 | 0 | 0 | 0 | 0
CSP | 0 | 0 | 0 | 0 | 0 | 0
CT | 0 | 0 | 0 | 0 | 0 | 0
Coal | 0.91 | 0 | 0 | 0 | 0 | 0
Geo | 0 | 0 | 0 | 0 | 0 | 0
H | 0 | 0 | 0 | 0 | 0 | 0
LFG | 0 | 0 | 0 | 0 | 0 | 0
Nuc | 0 | 0 | 0 | 0 | 0 | 0
PS | 0 | 0 | 0 | 0 | 0 | 0
PV | 0 | 0 | 0 | 0 | 0 | 0
PeakG | 0 | 0 | 0 | 0 | 0 | 0
PeakO | 0 | 0 | 0 | 0 | 0 | 0
ST | 0 | 0 | 0 | 0 | 0 | 0
STOG | 0 | 0 | 0 | 0 | 0 | 0
STWD | 0 | 0 | 0 | 0 | 0 | 0
WT | 0 | 0 | 0 | 0 | 0 | 0
IGCC | 0 | 0 | 0 | 0 | 0 | 0
DemandResponse | 0 | 0 | 0 | 0 | 0 | 0
IGCC-CCS | 0 | 0 | 0 | 0 | 0 | 0
WT_off | 0 | 0 | 0 | 0 | 0 | 0
PseudoUnit | 0 | 0 | 0 | 0 | 0 | 0
FixedInterchange | 0 | 0 | 0 | 0 | 0 | 0
Emission Cost by Reporting Type: AZ_NM_SNV_Gas
ReportingType | 2015 | 2020 | 2025 | 2030 | 2035 | 2040
BM | 0 | 0 | 0 | 0 | 0 | 0
CC | 0 | 0 | 0 | 0 | 0 | 0
CSP | 0 | 0 | 0 | 0 | 0 | 0
CT | 0 | 0 | 0 | 0 | 0 | 0
Coal | 0 | 0 | 0 | 0 | 0 | 0
Geo | 0 | 0 | 0 | 0 | 0 | 0
H | 0 | 0 | 0 | 0 | 0 | 0
LFG | 0 | 0 | 0 | 0 | 0 | 0
Nuc | 0 | 0 | 0 | 0 | 0 | 0
PS | 0 | 0 | 0 | 0 | 0 | 0
PV | 0 | 0 | 0 | 0 | 0 | 0
PeakG | 0 | 0 | 0 | 0 | 0 | 0
PeakO | 0 | 0 | 0 | 0 | 0 | 0
ST | 0 | 0 | 0 | 0 | 0 | 0
STOG | 0 | 0 | 0 | 0 | 0 | 0
STWD | 0 | 0 | 0 | 0 | 0 | 0
WT | 0 | 0 | 0 | 0 | 0 | 0
IGCC | 0 | 0 | 0 | 0 | 0 | 0
DemandResponse | 0 | 0 | 0 | 0 | 0 | 0
IGCC-CCS | 0 | 0 | 0 | 0 | 0 | 0
WT_off | 0 | 0 | 0 | 0 | 0 | 0
PseudoUnit | 0 | 0 | 0 | 0 | 0 | 0
FixedInterchange | 0 | 0 | 0 | 0 | 0 | 0
Emission Cost by Reporting Type: AZ_NM_SNV_NucRenew
ReportingType | 2015 | 2020 | 2025 | 2030 | 2035 | 2040
BM | 0 | 0 | 0 | 0 | 0 | 0
CC | 0 | 0 | 0 | 0 | 0 | 0
CSP | 0 | 0 | 0 | 0 | 0 | 0
CT | 0 | 0 | 0 | 0 | 0 | 0
Coal | 0 | 0 | 0 | 0 | 0 | 0
Geo | 0 | 0 | 0 | 0 | 0 | 0
H | 0 | 0 | 0 | 0 | 0 | 0
LFG | 0 | 0 | 0 | 0 | 0 | 0
Nuc | 0 | 0 | 0 | 0 | 0 | 0
PS | 0 | 0 | 0 | 0 | 0 | 0
PV | 0 | 0 | 0 | 0 | 0 | 0
PeakG | 0 | 0 | 0 | 0 | 0 | 0
PeakO | 0 | 0 | 0 | 0 | 0 | 0
ST | 0 | 0 | 0 | 0 | 0 | 0
STOG | 0 | 0 | 0 | 0 | 0 | 0
STWD | 0 | 0 | 0 | 0 | 0 | 0
WT | 0 | 0 | 0 | 0 | 0 | 0
IGCC | 0 | 0 | 0 | 0 | 0 | 0
DemandResponse | 0 | 0 | 0 | 0 | 0 | 0
IGCC-CCS | 0 | 0 | 0 | 0 | 0 | 0
WT_off | 0 | 0 | 0 | 0 | 0 | 0
PseudoUnit | 0 | 0 | 0 | 0 | 0 | 0
FixedInterchange | 0 | 0 | 0 | 0 | 0 | 0
Emission Cost by Reporting Type: ERCOT
ReportingType | 2015 | 2020 | 2025 | 2030 | 2035 | 2040
BM | 0 | 0 | 0 | 0 | 0 | 0
CC | 0 | 0 | 0 | 0 | 0 | 0
CSP | 0 | 0 | 0 | 0 | 0 | 0
CT | 0 | 0 | 0 | 0 | 0 | 0
Coal | 19 | 0 | 0 | 0 | 0 | 0
Geo | 0 | 0 | 0 | 0 | 0 | 0
H | 0 | 0 | 0 | 0 | 0 | 0
LFG | 0 | 0 | 0 | 0 | 0 | 0
Nuc | 0 | 0 | 0 | 0 | 0 | 0
PS | 0 | 0 | 0 | 0 | 0 | 0
PV | 0 | 0 | 0 | 0 | 0 | 0
PeakG | 0 | 0 | 0 | 0 | 0 | 0
PeakO | 0 | 0 | 0 | 0 | 0 | 0
ST | 0 | 0 | 0 | 0 | 0 | 0
STOG | 0 | 0 | 0 | 0 | 0 | 0
STWD | 0 | 0 | 0 | 0 | 0 | 0
WT | 0 | 0 | 0 | 0 | 0 | 0
IGCC | 0 | 0 | 0 | 0 | 0 | 0
DemandResponse | 0 | 0 | 0 | 0 | 0 | 0
IGCC-CCS | 0 | 0 | 0 | 0 | 0 | 0
WT_off | 0 | 0 | 0 | 0 | 0 | 0
PseudoUnit | 0 | 0 | 0 | 0 | 0 | 0
FixedInterchange | 0 | 0 | 0 | 0 | 0 | 0
Emission Cost by Reporting Type: NP15
ReportingType | 2015 | 2020 | 2025 | 2030 | 2035 | 2040
BM | 0 | 0 | 0 | 0 | 0 | 0
CC | 0 | 0 | 0 | 0 | 0 | 0
CSP | 0 | 0 | 0 | 0 | 0 | 0
CT | 0 | 0 | 0 | 0 | 0 | 0
Coal | 0 | 0 | 0 | 0 | 0 | 0
Geo | 0 | 0 | 0 | 0 | 0 | 0
H | 0 | 0 | 0 | 0 | 0 | 0
LFG | 0 | 0 | 0 | 0 | 0 | 0
Nuc | 0 | 0 | 0 | 0 | 0 | 0
PS | 0 | 0 | 0 | 0 | 0 | 0
PV | 0 | 0 | 0 | 0 | 0 | 0
PeakG | 0 | 0 | 0 | 0 | 0 | 0
PeakO | 0 | 0 | 0 | 0 | 0 | 0
ST | 0 | 0 | 0 | 0 | 0 | 0
STOG | 0 | 0 | 0 | 0 | 0 | 0
STWD | 0 | 0 | 0 | 0 | 0 | 0
WT | 0 | 0 | 0 | 0 | 0 | 0
IGCC | 0 | 0 | 0 | 0 | 0 | 0
DemandResponse | 0 | 0 | 0 | 0 | 0 | 0
IGCC-CCS | 0 | 0 | 0 | 0 | 0 | 0
WT_off | 0 | 0 | 0 | 0 | 0 | 0
PseudoUnit | 0 | 0 | 0 | 0 | 0 | 0
FixedInterchange | 0 | 0 | 0 | 0 | 0 | 0
Emission Cost by Reporting Type: NWPP_Coal
ReportingType | 2015 | 2020 | 2025 | 2030 | 2035 | 2040
BM | 0 | 0 | 0 | 0 | 0 | 0
CC | 0 | 0 | 0 | 0 | 0 | 0
CSP | 0 | 0 | 0 | 0 | 0 | 0
CT | 0 | 0 | 0 | 0 | 0 | 0
Coal | 2.99 | 0 | 0 | 0 | 0 | 0
Geo | 0 | 0 | 0 | 0 | 0 | 0
H | 0 | 0 | 0 | 0 | 0 | 0
LFG | 0 | 0 | 0 | 0 | 0 | 0
Nuc | 0 | 0 | 0 | 0 | 0 | 0
PS | 0 | 0 | 0 | 0 | 0 | 0
PV | 0 | 0 | 0 | 0 | 0 | 0
PeakG | 0 | 0 | 0 | 0 | 0 | 0
PeakO | 0 | 0 | 0 | 0 | 0 | 0
ST | 0 | 0 | 0 | 0 | 0 | 0
STOG | 0 | 0 | 0 | 0 | 0 | 0
STWD | 0 | 0 | 0 | 0 | 0 | 0
WT | 0 | 0 | 0 | 0 | 0 | 0
IGCC | 0 | 0 | 0 | 0 | 0 | 0
DemandResponse | 0 | 0 | 0 | 0 | 0 | 0
IGCC-CCS | 0 | 0 | 0 | 0 | 0 | 0
WT_off | 0 | 0 | 0 | 0 | 0 | 0
PseudoUnit | 0 | 0 | 0 | 0 | 0 | 0
FixedInterchange | 0 | 0 | 0 | 0 | 0 | 0
Emission Cost by Reporting Type: NWPP_Gas
ReportingType | 2015 | 2020 | 2025 | 2030 | 2035 | 2040
BM | 0 | 0 | 0 | 0 | 0 | 0
CC | 0 | 0 | 0 | 0 | 0 | 0
CSP | 0 | 0 | 0 | 0 | 0 | 0
CT | 0 | 0 | 0 | 0 | 0 | 0
Coal | 0 | 0 | 0 | 0 | 0 | 0
Geo | 0 | 0 | 0 | 0 | 0 | 0
H | 0 | 0 | 0 | 0 | 0 | 0
LFG | 0 | 0 | 0 | 0 | 0 | 0
Nuc | 0 | 0 | 0 | 0 | 0 | 0
PS | 0 | 0 | 0 | 0 | 0 | 0
PV | 0 | 0 | 0 | 0 | 0 | 0
PeakG | 0 | 0 | 0 | 0 | 0 | 0
PeakO | 0 | 0 | 0 | 0 | 0 | 0
ST | 0 | 0 | 0 | 0 | 0 | 0
STOG | 0 | 0 | 0 | 0 | 0 | 0
STWD | 0 | 0 | 0 | 0 | 0 | 0
WT | 0 | 0 | 0 | 0 | 0 | 0
IGCC | 0 | 0 | 0 | 0 | 0 | 0
DemandResponse | 0 | 0 | 0 | 0 | 0 | 0
IGCC-CCS | 0 | 0 | 0 | 0 | 0 | 0
WT_off | 0 | 0 | 0 | 0 | 0 | 0
PseudoUnit | 0 | 0 | 0 | 0 | 0 | 0
FixedInterchange | 0 | 0 | 0 | 0 | 0 | 0
Emission Cost by Reporting Type: NWPP_NucRenew
ReportingType | 2015 | 2020 | 2025 | 2030 | 2035 | 2040
BM | 0 | 0 | 0 | 0 | 0 | 0
CC | 0 | 0 | 0 | 0 | 0 | 0
CSP | 0 | 0 | 0 | 0 | 0 | 0
CT | 0 | 0 | 0 | 0 | 0 | 0
Coal | 0 | 0 | 0 | 0 | 0 | 0
Geo | 0 | 0 | 0 | 0 | 0 | 0
H | 0 | 0 | 0 | 0 | 0 | 0
LFG | 0 | 0 | 0 | 0 | 0 | 0
Nuc | 0 | 0 | 0 | 0 | 0 | 0
PS | 0 | 0 | 0 | 0 | 0 | 0
PV | 0 | 0 | 0 | 0 | 0 | 0
PeakG | 0 | 0 | 0 | 0 | 0 | 0
PeakO | 0 | 0 | 0 | 0 | 0 | 0
ST | 0 | 0 | 0 | 0 | 0 | 0
STOG | 0 | 0 | 0 | 0 | 0 | 0
STWD | 0 | 0 | 0 | 0 | 0 | 0
WT | 0 | 0 | 0 | 0 | 0 | 0
IGCC | 0 | 0 | 0 | 0 | 0 | 0
DemandResponse | 0 | 0 | 0 | 0 | 0 | 0
IGCC-CCS | 0 | 0 | 0 | 0 | 0 | 0
WT_off | 0 | 0 | 0 | 0 | 0 | 0
PseudoUnit | 0 | 0 | 0 | 0 | 0 | 0
FixedInterchange | 0 | 0 | 0 | 0 | 0 | 0
Emission Cost by Reporting Type: RMPA
ReportingType | 2015 | 2020 | 2025 | 2030 | 2035 | 2040
BM | 0 | 0 | 0 | 0 | 0 | 0
CC | 0 | 0 | 0 | 0 | 0 | 0
CSP | 0 | 0 | 0 | 0 | 0 | 0
CT | 0 | 0 | 0 | 0 | 0 | 0
Coal | 1.88 | 0 | 0 | 0 | 0 | 0
Geo | 0 | 0 | 0 | 0 | 0 | 0
H | 0 | 0 | 0 | 0 | 0 | 0
LFG | 0 | 0 | 0 | 0 | 0 | 0
Nuc | 0 | 0 | 0 | 0 | 0 | 0
PS | 0 | 0 | 0 | 0 | 0 | 0
PV | 0 | 0 | 0 | 0 | 0 | 0
PeakG | 0 | 0 | 0 | 0 | 0 | 0
PeakO | 0 | 0 | 0 | 0 | 0 | 0
ST | 0 | 0 | 0 | 0 | 0 | 0
STOG | 0 | 0 | 0 | 0 | 0 | 0
STWD | 0 | 0 | 0 | 0 | 0 | 0
WT | 0 | 0 | 0 | 0 | 0 | 0
IGCC | 0 | 0 | 0 | 0 | 0 | 0
DemandResponse | 0 | 0 | 0 | 0 | 0 | 0
IGCC-CCS | 0 | 0 | 0 | 0 | 0 | 0
WT_off | 0 | 0 | 0 | 0 | 0 | 0
PseudoUnit | 0 | 0 | 0 | 0 | 0 | 0
FixedInterchange | 0 | 0 | 0 | 0 | 0 | 0
Emission Cost by Reporting Type: SP15
ReportingType | 2015 | 2020 | 2025 | 2030 | 2035 | 2040
BM | 0 | 0 | 0 | 0 | 0 | 0
CC | 0 | 0 | 0 | 0 | 0 | 0
CSP | 0 | 0 | 0 | 0 | 0 | 0
CT | 0 | 0 | 0 | 0 | 0 | 0
Coal | 0 | 0 | 0 | 0 | 0 | 0
Geo | 0 | 0 | 0 | 0 | 0 | 0
H | 0 | 0 | 0 | 0 | 0 | 0
LFG | 0 | 0 | 0 | 0 | 0 | 0
Nuc | 0 | 0 | 0 | 0 | 0 | 0
PS | 0 | 0 | 0 | 0 | 0 | 0
PV | 0 | 0 | 0 | 0 | 0 | 0
PeakG | 0 | 0 | 0 | 0 | 0 | 0
PeakO | 0 | 0 | 0 | 0 | 0 | 0
ST | 0 | 0 | 0 | 0 | 0 | 0
STOG | 0 | 0 | 0 | 0 | 0 | 0
STWD | 0 | 0 | 0 | 0 | 0 | 0
WT | 0 | 0 | 0 | 0 | 0 | 0
IGCC | 0 | 0 | 0 | 0 | 0 | 0
DemandResponse | 0 | 0 | 0 | 0 | 0 | 0
IGCC-CCS | 0 | 0 | 0 | 0 | 0 | 0
WT_off | 0 | 0 | 0 | 0 | 0 | 0
PseudoUnit | 0 | 0 | 0 | 0 | 0 | 0
FixedInterchange | 0 | 0 | 0 | 0 | 0 | 0
Emission Cost by Reporting Type: ALB
ReportingType | 2015 | 2020 | 2025 | 2030 | 2035 | 2040
BM | 0 | 0 | 0 | 0 | 0 | 0
CC | 0 | 0 | 0 | 0 | 0 | 0
CSP | 0 | 0 | 0 | 0 | 0 | 0
CT | 0 | 0 | 0 | 0 | 0 | 0
Coal | 0 | 0 | 0 | 0 | 0 | 0
Geo | 0 | 0 | 0 | 0 | 0 | 0
H | 0 | 0 | 0 | 0 | 0 | 0
LFG | 0 | 0 | 0 | 0 | 0 | 0
Nuc | 0 | 0 | 0 | 0 | 0 | 0
PS | 0 | 0 | 0 | 0 | 0 | 0
PV | 0 | 0 | 0 | 0 | 0 | 0
PeakG | 0 | 0 | 0 | 0 | 0 | 0
PeakO | 0 | 0 | 0 | 0 | 0 | 0
ST | 0 | 0 | 0 | 0 | 0 | 0
STOG | 0 | 0 | 0 | 0 | 0 | 0
STWD | 0 | 0 | 0 | 0 | 0 | 0
WT | 0 | 0 | 0 | 0 | 0 | 0
IGCC | 0 | 0 | 0 | 0 | 0 | 0
DemandResponse | 0 | 0 | 0 | 0 | 0 | 0
IGCC-CCS | 0 | 0 | 0 | 0 | 0 | 0
WT_off | 0 | 0 | 0 | 0 | 0 | 0
PseudoUnit | 0 | 0 | 0 | 0 | 0 | 0
FixedInterchange | 0 | 0 | 0 | 0 | 0 | 0
Emission Cost by Reporting Type: BC
ReportingType | 2015 | 2020 | 2025 | 2030 | 2035 | 2040
BM | 0 | 0 | 0 | 0 | 0 | 0
CC | 0 | 0 | 0 | 0 | 0 | 0
CSP | 0 | 0 | 0 | 0 | 0 | 0
CT | 0 | 0 | 0 | 0 | 0 | 0
Coal | 0 | 0 | 0 | 0 | 0 | 0
Geo | 0 | 0 | 0 | 0 | 0 | 0
H | 0 | 0 | 0 | 0 | 0 | 0
LFG | 0 | 0 | 0 | 0 | 0 | 0
Nuc | 0 | 0 | 0 | 0 | 0 | 0
PS | 0 | 0 | 0 | 0 | 0 | 0
PV | 0 | 0 | 0 | 0 | 0 | 0
PeakG | 0 | 0 | 0 | 0 | 0 | 0
PeakO | 0 | 0 | 0 | 0 | 0 | 0
ST | 0 | 0 | 0 | 0 | 0 | 0
STOG | 0 | 0 | 0 | 0 | 0 | 0
STWD | 0 | 0 | 0 | 0 | 0 | 0
WT | 0 | 0 | 0 | 0 | 0 | 0
IGCC | 0 | 0 | 0 | 0 | 0 | 0
DemandResponse | 0 | 0 | 0 | 0 | 0 | 0
IGCC-CCS | 0 | 0 | 0 | 0 | 0 | 0
WT_off | 0 | 0 | 0 | 0 | 0 | 0
PseudoUnit | 0 | 0 | 0 | 0 | 0 | 0
FixedInterchange | 0 | 0 | 0 | 0 | 0 | 0
Emission Cost by Reporting Type: HQ_IESO
ReportingType | 2015 | 2020 | 2025 | 2030 | 2035 | 2040
BM | 0 | 0 | 0 | 0 | 0 | 0
CC | 0 | 0 | 0 | 0 | 0 | 0
CSP | 0 | 0 | 0 | 0 | 0 | 0
CT | 0 | 0 | 0 | 0 | 0 | 0
Coal | 0 | 0 | 0 | 0 | 0 | 0
Geo | 0 | 0 | 0 | 0 | 0 | 0
H | 0 | 0 | 0 | 0 | 0 | 0
LFG | 0 | 0 | 0 | 0 | 0 | 0
Nuc | 0 | 0 | 0 | 0 | 0 | 0
PS | 0 | 0 | 0 | 0 | 0 | 0
PV | 0 | 0 | 0 | 0 | 0 | 0
PeakG | 0 | 0 | 0 | 0 | 0 | 0
PeakO | 0 | 0 | 0 | 0 | 0 | 0
ST | 0 | 0 | 0 | 0 | 0 | 0
STOG | 0 | 0 | 0 | 0 | 0 | 0
STWD | 0 | 0 | 0 | 0 | 0 | 0
WT | 0 | 0 | 0 | 0 | 0 | 0
IGCC | 0 | 0 | 0 | 0 | 0 | 0
DemandResponse | 0 | 0 | 0 | 0 | 0 | 0
IGCC-CCS | 0 | 0 | 0 | 0 | 0 | 0
WT_off | 0 | 0 | 0 | 0 | 0 | 0
PseudoUnit | 0 | 0 | 0 | 0 | 0 | 0
FixedInterchange | 0 | 0 | 0 | 0 | 0 | 0
Emission Cost by Reporting Type: HQ_NEISO
ReportingType | 2015 | 2020 | 2025 | 2030 | 2035 | 2040
BM | 0 | 0 | 0 | 0 | 0 | 0
CC | 0 | 0 | 0 | 0 | 0 | 0
CSP | 0 | 0 | 0 | 0 | 0 | 0
CT | 0 | 0 | 0 | 0 | 0 | 0
Coal | 0 | 0 | 0 | 0 | 0 | 0
Geo | 0 | 0 | 0 | 0 | 0 | 0
H | 0 | 0 | 0 | 0 | 0 | 0
LFG | 0 | 0 | 0 | 0 | 0 | 0
Nuc | 0 | 0 | 0 | 0 | 0 | 0
PS | 0 | 0 | 0 | 0 | 0 | 0
PV | 0 | 0 | 0 | 0 | 0 | 0
PeakG | 0 | 0 | 0 | 0 | 0 | 0
PeakO | 0 | 0 | 0 | 0 | 0 | 0
ST | 0 | 0 | 0 | 0 | 0 | 0
STOG | 0 | 0 | 0 | 0 | 0 | 0
STWD | 0 | 0 | 0 | 0 | 0 | 0
WT | 0 | 0 | 0 | 0 | 0 | 0
IGCC | 0 | 0 | 0 | 0 | 0 | 0
DemandResponse | 0 | 0 | 0 | 0 | 0 | 0
IGCC-CCS | 0 | 0 | 0 | 0 | 0 | 0
WT_off | 0 | 0 | 0 | 0 | 0 | 0
PseudoUnit | 0 | 0 | 0 | 0 | 0 | 0
FixedInterchange | 0 | 0 | 0 | 0 | 0 | 0
Emission Cost by Reporting Type: HQ_NY
ReportingType | 2015 | 2020 | 2025 | 2030 | 2035 | 2040
BM | 0 | 0 | 0 | 0 | 0 | 0
CC | 0 | 0 | 0 | 0 | 0 | 0
CSP | 0 | 0 | 0 | 0 | 0 | 0
CT | 0 | 0 | 0 | 0 | 0 | 0
Coal | 0 | 0 | 0 | 0 | 0 | 0
Geo | 0 | 0 | 0 | 0 | 0 | 0
H | 0 | 0 | 0 | 0 | 0 | 0
LFG | 0 | 0 | 0 | 0 | 0 | 0
Nuc | 0 | 0 | 0 | 0 | 0 | 0
PS | 0 | 0 | 0 | 0 | 0 | 0
PV | 0 | 0 | 0 | 0 | 0 | 0
PeakG | 0 | 0 | 0 | 0 | 0 | 0
PeakO | 0 | 0 | 0 | 0 | 0 | 0
ST | 0 | 0 | 0 | 0 | 0 | 0
STOG | 0 | 0 | 0 | 0 | 0 | 0
STWD | 0 | 0 | 0 | 0 | 0 | 0
WT | 0 | 0 | 0 | 0 | 0 | 0
IGCC | 0 | 0 | 0 | 0 | 0 | 0
DemandResponse | 0 | 0 | 0 | 0 | 0 | 0
IGCC-CCS | 0 | 0 | 0 | 0 | 0 | 0
WT_off | 0 | 0 | 0 | 0 | 0 | 0
PseudoUnit | 0 | 0 | 0 | 0 | 0 | 0
FixedInterchange | 0 | 0 | 0 | 0 | 0 | 0
Emission Cost by Reporting Type: MARITIMES
ReportingType | 2015 | 2020 | 2025 | 2030 | 2035 | 2040
BM | 0 | 0 | 0 | 0 | 0 | 0
CC | 0 | 0 | 0 | 0 | 0 | 0
CSP | 0 | 0 | 0 | 0 | 0 | 0
CT | 0 | 0 | 0 | 0 | 0 | 0
Coal | 0 | 0 | 0 | 0 | 0 | 0
Geo | 0 | 0 | 0 | 0 | 0 | 0
H | 0 | 0 | 0 | 0 | 0 | 0
LFG | 0 | 0 | 0 | 0 | 0 | 0
Nuc | 0 | 0 | 0 | 0 | 0 | 0
PS | 0 | 0 | 0 | 0 | 0 | 0
PV | 0 | 0 | 0 | 0 | 0 | 0
PeakG | 0 | 0 | 0 | 0 | 0 | 0
PeakO | 0 | 0 | 0 | 0 | 0 | 0
ST | 0 | 0 | 0 | 0 | 0 | 0
STOG | 0 | 0 | 0 | 0 | 0 | 0
STWD | 0 | 0 | 0 | 0 | 0 | 0
WT | 0 | 0 | 0 | 0 | 0 | 0
IGCC | 0 | 0 | 0 | 0 | 0 | 0
DemandResponse | 0 | 0 | 0 | 0 | 0 | 0
IGCC-CCS | 0 | 0 | 0 | 0 | 0 | 0
WT_off | 0 | 0 | 0 | 0 | 0 | 0
PseudoUnit | 0 | 0 | 0 | 0 | 0 | 0
FixedInterchange | 0 | 0 | 0 | 0 | 0 | 0
Emission Cost by Reporting Type: All
ReportingType | 2015 | 2020 | 2025 | 2030 | 2035 | 2040
BM | 0 | 0 | 0 | 0 | 0 | 0
CC | 0 | 0 | 0 | 0 | 0 | 0
CSP | 0 | 0 | 0 | 0 | 0 | 0
CT | 0 | 0 | 0 | 0 | 0 | 0
Coal | 426.91 | 0 | 0 | 0 | 0 | 0
Geo | 0 | 0 | 0 | 0 | 0 | 0
H | 0 | 0 | 0 | 0 | 0 | 0
LFG | 0 | 0 | 0 | 0 | 0 | 0
Nuc | 0 | 0 | 0 | 0 | 0 | 0
PS | 0 | 0 | 0 | 0 | 0 | 0
PV | 0 | 0 | 0 | 0 | 0 | 0
PeakG | 0 | 0 | 0 | 0 | 0 | 0
PeakO | 0 | 0 | 0 | 0 | 0 | 0
ST | 0 | 0 | 0 | 0 | 0 | 0
STOG | 0 | 0 | 0 | 0 | 0 | 0
STWD | 0 | 0 | 0 | 0 | 0 | 0
WT | 0 | 0 | 0 | 0 | 0 | 0
IGCC | 0.19 | 0 | 0 | 0 | 0 | 0
DemandResponse | 0 | 0 | 0 | 0 | 0 | 0
IGCC-CCS | 0 | 0 | 0 | 0 | 0 | 0
WT_off | 0 | 0 | 0 | 0 | 0 | 0
PseudoUnit | 0 | 0 | 0 | 0 | 0 | 0
FixedInterchange | 0 | 0 | 0 | 0 | 0 | 0
Emission Cost by Reporting Type: EI_US
ReportingType | 2015 | 2020 | 2025 | 2030 | 2035 | 2040
BM | 0 | 0 | 0 | 0 | 0 | 0
CC | 0 | 0 | 0 | 0 | 0 | 0
CSP | 0 | 0 | 0 | 0 | 0 | 0
CT | 0 | 0 | 0 | 0 | 0 | 0
Coal | 402.13 | 0 | 0 | 0 | 0 | 0
Geo | 0 | 0 | 0 | 0 | 0 | 0
H | 0 | 0 | 0 | 0 | 0 | 0
LFG | 0 | 0 | 0 | 0 | 0 | 0
Nuc | 0 | 0 | 0 | 0 | 0 | 0
PS | 0 | 0 | 0 | 0 | 0 | 0
PV | 0 | 0 | 0 | 0 | 0 | 0
PeakG | 0 | 0 | 0 | 0 | 0 | 0
PeakO | 0 | 0 | 0 | 0 | 0 | 0
ST | 0 | 0 | 0 | 0 | 0 | 0
STOG | 0 | 0 | 0 | 0 | 0 | 0
STWD | 0 | 0 | 0 | 0 | 0 | 0
WT | 0 | 0 | 0 | 0 | 0 | 0
IGCC | 0.19 | 0 | 0 | 0 | 0 | 0
DemandResponse | 0 | 0 | 0 | 0 | 0 | 0
IGCC-CCS | 0 | 0 | 0 | 0 | 0 | 0
WT_off | 0 | 0 | 0 | 0 | 0 | 0
PseudoUnit | 0 | 0 | 0 | 0 | 0 | 0
FixedInterchange | 0 | 0 | 0 | 0 | 0 | 0
Emission Cost by Reporting Type: EI_Canada
ReportingType | 2015 | 2020 | 2025 | 2030 | 2035 | 2040
BM | 0 | 0 | 0 | 0 | 0 | 0
CC | 0 | 0 | 0 | 0 | 0 | 0
CSP | 0 | 0 | 0 | 0 | 0 | 0
CT | 0 | 0 | 0 | 0 | 0 | 0
Coal | 0 | 0 | 0 | 0 | 0 | 0
Geo | 0 | 0 | 0 | 0 | 0 | 0
H | 0 | 0 | 0 | 0 | 0 | 0
LFG | 0 | 0 | 0 | 0 | 0 | 0
Nuc | 0 | 0 | 0 | 0 | 0 | 0
PS | 0 | 0 | 0 | 0 | 0 | 0
PV | 0 | 0 | 0 | 0 | 0 | 0
PeakG | 0 | 0 | 0 | 0 | 0 | 0
PeakO | 0 | 0 | 0 | 0 | 0 | 0
ST | 0 | 0 | 0 | 0 | 0 | 0
STOG | 0 | 0 | 0 | 0 | 0 | 0
STWD | 0 | 0 | 0 | 0 | 0 | 0
WT | 0 | 0 | 0 | 0 | 0 | 0
IGCC | 0 | 0 | 0 | 0 | 0 | 0
DemandResponse | 0 | 0 | 0 | 0 | 0 | 0
IGCC-CCS | 0 | 0 | 0 | 0 | 0 | 0
WT_off | 0 | 0 | 0 | 0 | 0 | 0
PseudoUnit | 0 | 0 | 0 | 0 | 0 | 0
FixedInterchange | 0 | 0 | 0 | 0 | 0 | 0
Emission Cost by Reporting Type: EI
ReportingType | 2015 | 2020 | 2025 | 2030 | 2035 | 2040
BM | 0 | 0 | 0 | 0 | 0 | 0
CC | 0 | 0 | 0 | 0 | 0 | 0
CSP | 0 | 0 | 0 | 0 | 0 | 0
CT | 0 | 0 | 0 | 0 | 0 | 0
Coal | 402.13 | 0 | 0 | 0 | 0 | 0
Geo | 0 | 0 | 0 | 0 | 0 | 0
H | 0 | 0 | 0 | 0 | 0 | 0
LFG | 0 | 0 | 0 | 0 | 0 | 0
Nuc | 0 | 0 | 0 | 0 | 0 | 0
PS | 0 | 0 | 0 | 0 | 0 | 0
PV | 0 | 0 | 0 | 0 | 0 | 0
PeakG | 0 | 0 | 0 | 0 | 0 | 0
PeakO | 0 | 0 | 0 | 0 | 0 | 0
ST | 0 | 0 | 0 | 0 | 0 | 0
STOG | 0 | 0 | 0 | 0 | 0 | 0
STWD | 0 | 0 | 0 | 0 | 0 | 0
WT | 0 | 0 | 0 | 0 | 0 | 0
IGCC | 0.19 | 0 | 0 | 0 | 0 | 0
DemandResponse | 0 | 0 | 0 | 0 | 0 | 0
IGCC-CCS | 0 | 0 | 0 | 0 | 0 | 0
WT_off | 0 | 0 | 0 | 0 | 0 | 0
PseudoUnit | 0 | 0 | 0 | 0 | 0 | 0
FixedInterchange | 0 | 0 | 0 | 0 | 0 | 0
Emission Cost by Reporting Type: Outside_EI
ReportingType | 2015 | 2020 | 2025 | 2030 | 2035 | 2040
BM | 0 | 0 | 0 | 0 | 0 | 0
CC | 0 | 0 | 0 | 0 | 0 | 0
CSP | 0 | 0 | 0 | 0 | 0 | 0
CT | 0 | 0 | 0 | 0 | 0 | 0
Coal | 24.79 | 0 | 0 | 0 | 0 | 0
Geo | 0 | 0 | 0 | 0 | 0 | 0
H | 0 | 0 | 0 | 0 | 0 | 0
LFG | 0 | 0 | 0 | 0 | 0 | 0
Nuc | 0 | 0 | 0 | 0 | 0 | 0
PS | 0 | 0 | 0 | 0 | 0 | 0
PV | 0 | 0 | 0 | 0 | 0 | 0
PeakG | 0 | 0 | 0 | 0 | 0 | 0
PeakO | 0 | 0 | 0 | 0 | 0 | 0
ST | 0 | 0 | 0 | 0 | 0 | 0
STOG | 0 | 0 | 0 | 0 | 0 | 0
STWD | 0 | 0 | 0 | 0 | 0 | 0
WT | 0 | 0 | 0 | 0 | 0 | 0
IGCC | 0 | 0 | 0 | 0 | 0 | 0
DemandResponse | 0 | 0 | 0 | 0 | 0 | 0
IGCC-CCS | 0 | 0 | 0 | 0 | 0 | 0
WT_off | 0 | 0 | 0 | 0 | 0 | 0
PseudoUnit | 0 | 0 | 0 | 0 | 0 | 0
FixedInterchange | 0 | 0 | 0 | 0 | 0 | 0
==== Emission Program: CAIRNoxSeasonal : (NOx) ====
Emission Cost by Reporting Type: Entergy
ReportingType | 2015 | 2020 | 2025 | 2030 | 2035 | 2040
BM | 0 | 0 | 0 | 0 | 0 | 0
CC | 0 | 0 | 0 | 0 | 0 | 0
CSP | 0 | 0 | 0 | 0 | 0 | 0
CT | 0 | 0 | 0 | 0 | 0 | 0
Coal | 0 | 0 | 0 | 0 | 0 | 0
Geo | 0 | 0 | 0 | 0 | 0 | 0
H | 0 | 0 | 0 | 0 | 0 | 0
LFG | 0 | 0 | 0 | 0 | 0 | 0
Nuc | 0 | 0 | 0 | 0 | 0 | 0
PS | 0 | 0 | 0 | 0 | 0 | 0
PV | 0 | 0 | 0 | 0 | 0 | 0
PeakG | 0 | 0 | 0 | 0 | 0 | 0
PeakO | 0 | 0 | 0 | 0 | 0 | 0
ST | 0 | 0 | 0 | 0 | 0 | 0
STOG | 0 | 0 | 0 | 0 | 0 | 0
STWD | 0 | 0 | 0 | 0 | 0 | 0
WT | 0 | 0 | 0 | 0 | 0 | 0
IGCC | 0 | 0 | 0 | 0 | 0 | 0
DemandResponse | 0 | 0 | 0 | 0 | 0 | 0
IGCC-CCS | 0 | 0 | 0 | 0 | 0 | 0
WT_off | 0 | 0 | 0 | 0 | 0 | 0
PseudoUnit | 0 | 0 | 0 | 0 | 0 | 0
FixedInterchange | 0 | 0 | 0 | 0 | 0 | 0
Emission Cost by Reporting Type: FRCC
ReportingType | 2015 | 2020 | 2025 | 2030 | 2035 | 2040
BM | 0 | 0 | 0 | 0 | 0 | 0
CC | 0 | 0 | 0 | 0 | 0 | 0
CSP | 0 | 0 | 0 | 0 | 0 | 0
CT | 0 | 0 | 0 | 0 | 0 | 0
Coal | 0 | 0 | 0 | 0 | 0 | 0
Geo | 0 | 0 | 0 | 0 | 0 | 0
H | 0 | 0 | 0 | 0 | 0 | 0
LFG | 0 | 0 | 0 | 0 | 0 | 0
Nuc | 0 | 0 | 0 | 0 | 0 | 0
PS | 0 | 0 | 0 | 0 | 0 | 0
PV | 0 | 0 | 0 | 0 | 0 | 0
PeakG | 0 | 0 | 0 | 0 | 0 | 0
PeakO | 0 | 0 | 0 | 0 | 0 | 0
ST | 0 | 0 | 0 | 0 | 0 | 0
STOG | 0 | 0 | 0 | 0 | 0 | 0
STWD | 0 | 0 | 0 | 0 | 0 | 0
WT | 0 | 0 | 0 | 0 | 0 | 0
IGCC | 0 | 0 | 0 | 0 | 0 | 0
DemandResponse | 0 | 0 | 0 | 0 | 0 | 0
IGCC-CCS | 0 | 0 | 0 | 0 | 0 | 0
WT_off | 0 | 0 | 0 | 0 | 0 | 0
PseudoUnit | 0 | 0 | 0 | 0 | 0 | 0
FixedInterchange | 0 | 0 | 0 | 0 | 0 | 0
Emission Cost by Reporting Type: MAPP_US
ReportingType | 2015 | 2020 | 2025 | 2030 | 2035 | 2040
BM | 0 | 0 | 0 | 0 | 0 | 0
CC | 0 | 0 | 0 | 0 | 0 | 0
CSP | 0 | 0 | 0 | 0 | 0 | 0
CT | 0 | 0 | 0 | 0 | 0 | 0
Coal | 0 | 0 | 0 | 0 | 0 | 0
Geo | 0 | 0 | 0 | 0 | 0 | 0
H | 0 | 0 | 0 | 0 | 0 | 0
LFG | 0 | 0 | 0 | 0 | 0 | 0
Nuc | 0 | 0 | 0 | 0 | 0 | 0
PS | 0 | 0 | 0 | 0 | 0 | 0
PV | 0 | 0 | 0 | 0 | 0 | 0
PeakG | 0 | 0 | 0 | 0 | 0 | 0
PeakO | 0 | 0 | 0 | 0 | 0 | 0
ST | 0 | 0 | 0 | 0 | 0 | 0
STOG | 0 | 0 | 0 | 0 | 0 | 0
STWD | 0 | 0 | 0 | 0 | 0 | 0
WT | 0 | 0 | 0 | 0 | 0 | 0
IGCC | 0 | 0 | 0 | 0 | 0 | 0
DemandResponse | 0 | 0 | 0 | 0 | 0 | 0
IGCC-CCS | 0 | 0 | 0 | 0 | 0 | 0
WT_off | 0 | 0 | 0 | 0 | 0 | 0
PseudoUnit | 0 | 0 | 0 | 0 | 0 | 0
FixedInterchange | 0 | 0 | 0 | 0 | 0 | 0
Emission Cost by Reporting Type: MISO_IN
ReportingType | 2015 | 2020 | 2025 | 2030 | 2035 | 2040
BM | 0 | 0 | 0 | 0 | 0 | 0
CC | 0 | 0 | 0 | 0 | 0 | 0
CSP | 0 | 0 | 0 | 0 | 0 | 0
CT | 0 | 0 | 0 | 0 | 0 | 0
Coal | 0 | 0 | 0 | 0 | 0 | 0
Geo | 0 | 0 | 0 | 0 | 0 | 0
H | 0 | 0 | 0 | 0 | 0 | 0
LFG | 0 | 0 | 0 | 0 | 0 | 0
Nuc | 0 | 0 | 0 | 0 | 0 | 0
PS | 0 | 0 | 0 | 0 | 0 | 0
PV | 0 | 0 | 0 | 0 | 0 | 0
PeakG | 0 | 0 | 0 | 0 | 0 | 0
PeakO | 0 | 0 | 0 | 0 | 0 | 0
ST | 0 | 0 | 0 | 0 | 0 | 0
STOG | 0 | 0 | 0 | 0 | 0 | 0
STWD | 0 | 0 | 0 | 0 | 0 | 0
WT | 0 | 0 | 0 | 0 | 0 | 0
IGCC | 0 | 0 | 0 | 0 | 0 | 0
DemandResponse | 0 | 0 | 0 | 0 | 0 | 0
IGCC-CCS | 0 | 0 | 0 | 0 | 0 | 0
WT_off | 0 | 0 | 0 | 0 | 0 | 0
PseudoUnit | 0 | 0 | 0 | 0 | 0 | 0
FixedInterchange | 0 | 0 | 0 | 0 | 0 | 0
Emission Cost by Reporting Type: MISO_MI
ReportingType | 2015 | 2020 | 2025 | 2030 | 2035 | 2040
BM | 0 | 0 | 0 | 0 | 0 | 0
CC | 0 | 0 | 0 | 0 | 0 | 0
CSP | 0 | 0 | 0 | 0 | 0 | 0
CT | 0 | 0 | 0 | 0 | 0 | 0
Coal | 0 | 0 | 0 | 0 | 0 | 0
Geo | 0 | 0 | 0 | 0 | 0 | 0
H | 0 | 0 | 0 | 0 | 0 | 0
LFG | 0 | 0 | 0 | 0 | 0 | 0
Nuc | 0 | 0 | 0 | 0 | 0 | 0
PS | 0 | 0 | 0 | 0 | 0 | 0
PV | 0 | 0 | 0 | 0 | 0 | 0
PeakG | 0 | 0 | 0 | 0 | 0 | 0
PeakO | 0 | 0 | 0 | 0 | 0 | 0
ST | 0 | 0 | 0 | 0 | 0 | 0
STOG | 0 | 0 | 0 | 0 | 0 | 0
STWD | 0 | 0 | 0 | 0 | 0 | 0
WT | 0 | 0 | 0 | 0 | 0 | 0
IGCC | 0 | 0 | 0 | 0 | 0 | 0
DemandResponse | 0 | 0 | 0 | 0 | 0 | 0
IGCC-CCS | 0 | 0 | 0 | 0 | 0 | 0
WT_off | 0 | 0 | 0 | 0 | 0 | 0
PseudoUnit | 0 | 0 | 0 | 0 | 0 | 0
FixedInterchange | 0 | 0 | 0 | 0 | 0 | 0
Emission Cost by Reporting Type: MISO_MO-IL
ReportingType | 2015 | 2020 | 2025 | 2030 | 2035 | 2040
BM | 0 | 0 | 0 | 0 | 0 | 0
CC | 0 | 0 | 0 | 0 | 0 | 0
CSP | 0 | 0 | 0 | 0 | 0 | 0
CT | 0 | 0 | 0 | 0 | 0 | 0
Coal | 0 | 0 | 0 | 0 | 0 | 0
Geo | 0 | 0 | 0 | 0 | 0 | 0
H | 0 | 0 | 0 | 0 | 0 | 0
LFG | 0 | 0 | 0 | 0 | 0 | 0
Nuc | 0 | 0 | 0 | 0 | 0 | 0
PS | 0 | 0 | 0 | 0 | 0 | 0
PV | 0 | 0 | 0 | 0 | 0 | 0
PeakG | 0 | 0 | 0 | 0 | 0 | 0
PeakO | 0 | 0 | 0 | 0 | 0 | 0
ST | 0 | 0 | 0 | 0 | 0 | 0
STOG | 0 | 0 | 0 | 0 | 0 | 0
STWD | 0 | 0 | 0 | 0 | 0 | 0
WT | 0 | 0 | 0 | 0 | 0 | 0
IGCC | 0 | 0 | 0 | 0 | 0 | 0
DemandResponse | 0 | 0 | 0 | 0 | 0 | 0
IGCC-CCS | 0 | 0 | 0 | 0 | 0 | 0
WT_off | 0 | 0 | 0 | 0 | 0 | 0
PseudoUnit | 0 | 0 | 0 | 0 | 0 | 0
FixedInterchange | 0 | 0 | 0 | 0 | 0 | 0
Emission Cost by Reporting Type: MISO_W
ReportingType | 2015 | 2020 | 2025 | 2030 | 2035 | 2040
BM | 0 | 0 | 0 | 0 | 0 | 0
CC | 0 | 0 | 0 | 0 | 0 | 0
CSP | 0 | 0 | 0 | 0 | 0 | 0
CT | 0 | 0 | 0 | 0 | 0 | 0
Coal | 0 | 0 | 0 | 0 | 0 | 0
Geo | 0 | 0 | 0 | 0 | 0 | 0
H | 0 | 0 | 0 | 0 | 0 | 0
LFG | 0 | 0 | 0 | 0 | 0 | 0
Nuc | 0 | 0 | 0 | 0 | 0 | 0
PS | 0 | 0 | 0 | 0 | 0 | 0
PV | 0 | 0 | 0 | 0 | 0 | 0
PeakG | 0 | 0 | 0 | 0 | 0 | 0
PeakO | 0 | 0 | 0 | 0 | 0 | 0
ST | 0 | 0 | 0 | 0 | 0 | 0
STOG | 0 | 0 | 0 | 0 | 0 | 0
STWD | 0 | 0 | 0 | 0 | 0 | 0
WT | 0 | 0 | 0 | 0 | 0 | 0
IGCC | 0 | 0 | 0 | 0 | 0 | 0
DemandResponse | 0 | 0 | 0 | 0 | 0 | 0
IGCC-CCS | 0 | 0 | 0 | 0 | 0 | 0
WT_off | 0 | 0 | 0 | 0 | 0 | 0
PseudoUnit | 0 | 0 | 0 | 0 | 0 | 0
FixedInterchange | 0 | 0 | 0 | 0 | 0 | 0
Emission Cost by Reporting Type: MISO_WUMS
ReportingType | 2015 | 2020 | 2025 | 2030 | 2035 | 2040
BM | 0 | 0 | 0 | 0 | 0 | 0
CC | 0 | 0 | 0 | 0 | 0 | 0
CSP | 0 | 0 | 0 | 0 | 0 | 0
CT | 0 | 0 | 0 | 0 | 0 | 0
Coal | 0 | 0 | 0 | 0 | 0 | 0
Geo | 0 | 0 | 0 | 0 | 0 | 0
H | 0 | 0 | 0 | 0 | 0 | 0
LFG | 0 | 0 | 0 | 0 | 0 | 0
Nuc | 0 | 0 | 0 | 0 | 0 | 0
PS | 0 | 0 | 0 | 0 | 0 | 0
PV | 0 | 0 | 0 | 0 | 0 | 0
PeakG | 0 | 0 | 0 | 0 | 0 | 0
PeakO | 0 | 0 | 0 | 0 | 0 | 0
ST | 0 | 0 | 0 | 0 | 0 | 0
STOG | 0 | 0 | 0 | 0 | 0 | 0
STWD | 0 | 0 | 0 | 0 | 0 | 0
WT | 0 | 0 | 0 | 0 | 0 | 0
IGCC | 0 | 0 | 0 | 0 | 0 | 0
DemandResponse | 0 | 0 | 0 | 0 | 0 | 0
IGCC-CCS | 0 | 0 | 0 | 0 | 0 | 0
WT_off | 0 | 0 | 0 | 0 | 0 | 0
PseudoUnit | 0 | 0 | 0 | 0 | 0 | 0
FixedInterchange | 0 | 0 | 0 | 0 | 0 | 0
Emission Cost by Reporting Type: Nebraska
ReportingType | 2015 | 2020 | 2025 | 2030 | 2035 | 2040
BM | 0 | 0 | 0 | 0 | 0 | 0
CC | 0 | 0 | 0 | 0 | 0 | 0
CSP | 0 | 0 | 0 | 0 | 0 | 0
CT | 0 | 0 | 0 | 0 | 0 | 0
Coal | 0 | 0 | 0 | 0 | 0 | 0
Geo | 0 | 0 | 0 | 0 | 0 | 0
H | 0 | 0 | 0 | 0 | 0 | 0
LFG | 0 | 0 | 0 | 0 | 0 | 0
Nuc | 0 | 0 | 0 | 0 | 0 | 0
PS | 0 | 0 | 0 | 0 | 0 | 0
PV | 0 | 0 | 0 | 0 | 0 | 0
PeakG | 0 | 0 | 0 | 0 | 0 | 0
PeakO | 0 | 0 | 0 | 0 | 0 | 0
ST | 0 | 0 | 0 | 0 | 0 | 0
STOG | 0 | 0 | 0 | 0 | 0 | 0
STWD | 0 | 0 | 0 | 0 | 0 | 0
WT | 0 | 0 | 0 | 0 | 0 | 0
IGCC | 0 | 0 | 0 | 0 | 0 | 0
DemandResponse | 0 | 0 | 0 | 0 | 0 | 0
IGCC-CCS | 0 | 0 | 0 | 0 | 0 | 0
WT_off | 0 | 0 | 0 | 0 | 0 | 0
PseudoUnit | 0 | 0 | 0 | 0 | 0 | 0
FixedInterchange | 0 | 0 | 0 | 0 | 0 | 0
Emission Cost by Reporting Type: NEISO
ReportingType | 2015 | 2020 | 2025 | 2030 | 2035 | 2040
BM | 0 | 0 | 0 | 0 | 0 | 0
CC | 0 | 0 | 0 | 0 | 0 | 0
CSP | 0 | 0 | 0 | 0 | 0 | 0
CT | 0 | 0 | 0 | 0 | 0 | 0
Coal | 0 | 0 | 0 | 0 | 0 | 0
Geo | 0 | 0 | 0 | 0 | 0 | 0
H | 0 | 0 | 0 | 0 | 0 | 0
LFG | 0 | 0 | 0 | 0 | 0 | 0
Nuc | 0 | 0 | 0 | 0 | 0 | 0
PS | 0 | 0 | 0 | 0 | 0 | 0
PV | 0 | 0 | 0 | 0 | 0 | 0
PeakG | 0 | 0 | 0 | 0 | 0 | 0
PeakO | 0 | 0 | 0 | 0 | 0 | 0
ST | 0 | 0 | 0 | 0 | 0 | 0
STOG | 0 | 0 | 0 | 0 | 0 | 0
STWD | 0 | 0 | 0 | 0 | 0 | 0
WT | 0 | 0 | 0 | 0 | 0 | 0
IGCC | 0 | 0 | 0 | 0 | 0 | 0
DemandResponse | 0 | 0 | 0 | 0 | 0 | 0
IGCC-CCS | 0 | 0 | 0 | 0 | 0 | 0
WT_off | 0 | 0 | 0 | 0 | 0 | 0
PseudoUnit | 0 | 0 | 0 | 0 | 0 | 0
FixedInterchange | 0 | 0 | 0 | 0 | 0 | 0
Emission Cost by Reporting Type: NonRTO_Midwest
ReportingType | 2015 | 2020 | 2025 | 2030 | 2035 | 2040
BM | 0 | 0 | 0 | 0 | 0 | 0
CC | 0 | 0 | 0 | 0 | 0 | 0
CSP | 0 | 0 | 0 | 0 | 0 | 0
CT | 0 | 0 | 0 | 0 | 0 | 0
Coal | 0 | 0 | 0 | 0 | 0 | 0
Geo | 0 | 0 | 0 | 0 | 0 | 0
H | 0 | 0 | 0 | 0 | 0 | 0
LFG | 0 | 0 | 0 | 0 | 0 | 0
Nuc | 0 | 0 | 0 | 0 | 0 | 0
PS | 0 | 0 | 0 | 0 | 0 | 0
PV | 0 | 0 | 0 | 0 | 0 | 0
PeakG | 0 | 0 | 0 | 0 | 0 | 0
PeakO | 0 | 0 | 0 | 0 | 0 | 0
ST | 0 | 0 | 0 | 0 | 0 | 0
STOG | 0 | 0 | 0 | 0 | 0 | 0
STWD | 0 | 0 | 0 | 0 | 0 | 0
WT | 0 | 0 | 0 | 0 | 0 | 0
IGCC | 0 | 0 | 0 | 0 | 0 | 0
DemandResponse | 0 | 0 | 0 | 0 | 0 | 0
IGCC-CCS | 0 | 0 | 0 | 0 | 0 | 0
WT_off | 0 | 0 | 0 | 0 | 0 | 0
PseudoUnit | 0 | 0 | 0 | 0 | 0 | 0
FixedInterchange | 0 | 0 | 0 | 0 | 0 | 0
Emission Cost by Reporting Type: NYISO_A-F
ReportingType | 2015 | 2020 | 2025 | 2030 | 2035 | 2040
BM | 0 | 0 | 0 | 0 | 0 | 0
CC | 0 | 0 | 0 | 0 | 0 | 0
CSP | 0 | 0 | 0 | 0 | 0 | 0
CT | 0 | 0 | 0 | 0 | 0 | 0
Coal | 0 | 0 | 0 | 0 | 0 | 0
Geo | 0 | 0 | 0 | 0 | 0 | 0
H | 0 | 0 | 0 | 0 | 0 | 0
LFG | 0 | 0 | 0 | 0 | 0 | 0
Nuc | 0 | 0 | 0 | 0 | 0 | 0
PS | 0 | 0 | 0 | 0 | 0 | 0
PV | 0 | 0 | 0 | 0 | 0 | 0
PeakG | 0 | 0 | 0 | 0 | 0 | 0
PeakO | 0 | 0 | 0 | 0 | 0 | 0
ST | 0 | 0 | 0 | 0 | 0 | 0
STOG | 0 | 0 | 0 | 0 | 0 | 0
STWD | 0 | 0 | 0 | 0 | 0 | 0
WT | 0 | 0 | 0 | 0 | 0 | 0
IGCC | 0 | 0 | 0 | 0 | 0 | 0
DemandResponse | 0 | 0 | 0 | 0 | 0 | 0
IGCC-CCS | 0 | 0 | 0 | 0 | 0 | 0
WT_off | 0 | 0 | 0 | 0 | 0 | 0
PseudoUnit | 0 | 0 | 0 | 0 | 0 | 0
FixedInterchange | 0 | 0 | 0 | 0 | 0 | 0
Emission Cost by Reporting Type: NYISO_G-I
ReportingType | 2015 | 2020 | 2025 | 2030 | 2035 | 2040
BM | 0 | 0 | 0 | 0 | 0 | 0
CC | 0 | 0 | 0 | 0 | 0 | 0
CSP | 0 | 0 | 0 | 0 | 0 | 0
CT | 0 | 0 | 0 | 0 | 0 | 0
Coal | 0 | 0 | 0 | 0 | 0 | 0
Geo | 0 | 0 | 0 | 0 | 0 | 0
H | 0 | 0 | 0 | 0 | 0 | 0
LFG | 0 | 0 | 0 | 0 | 0 | 0
Nuc | 0 | 0 | 0 | 0 | 0 | 0
PS | 0 | 0 | 0 | 0 | 0 | 0
PV | 0 | 0 | 0 | 0 | 0 | 0
PeakG | 0 | 0 | 0 | 0 | 0 | 0
PeakO | 0 | 0 | 0 | 0 | 0 | 0
ST | 0 | 0 | 0 | 0 | 0 | 0
STOG | 0 | 0 | 0 | 0 | 0 | 0
STWD | 0 | 0 | 0 | 0 | 0 | 0
WT | 0 | 0 | 0 | 0 | 0 | 0
IGCC | 0 | 0 | 0 | 0 | 0 | 0
DemandResponse | 0 | 0 | 0 | 0 | 0 | 0
IGCC-CCS | 0 | 0 | 0 | 0 | 0 | 0
WT_off | 0 | 0 | 0 | 0 | 0 | 0
PseudoUnit | 0 | 0 | 0 | 0 | 0 | 0
FixedInterchange | 0 | 0 | 0 | 0 | 0 | 0
Emission Cost by Reporting Type: NYISO_J-K
ReportingType | 2015 | 2020 | 2025 | 2030 | 2035 | 2040
BM | 0 | 0 | 0 | 0 | 0 | 0
CC | 0 | 0 | 0 | 0 | 0 | 0
CSP | 0 | 0 | 0 | 0 | 0 | 0
CT | 0 | 0 | 0 | 0 | 0 | 0
Coal | 0 | 0 | 0 | 0 | 0 | 0
Geo | 0 | 0 | 0 | 0 | 0 | 0
H | 0 | 0 | 0 | 0 | 0 | 0
LFG | 0 | 0 | 0 | 0 | 0 | 0
Nuc | 0 | 0 | 0 | 0 | 0 | 0
PS | 0 | 0 | 0 | 0 | 0 | 0
PV | 0 | 0 | 0 | 0 | 0 | 0
PeakG | 0 | 0 | 0 | 0 | 0 | 0
PeakO | 0 | 0 | 0 | 0 | 0 | 0
ST | 0 | 0 | 0 | 0 | 0 | 0
STOG | 0 | 0 | 0 | 0 | 0 | 0
STWD | 0 | 0 | 0 | 0 | 0 | 0
WT | 0 | 0 | 0 | 0 | 0 | 0
IGCC | 0 | 0 | 0 | 0 | 0 | 0
DemandResponse | 0 | 0 | 0 | 0 | 0 | 0
IGCC-CCS | 0 | 0 | 0 | 0 | 0 | 0
WT_off | 0 | 0 | 0 | 0 | 0 | 0
PseudoUnit | 0 | 0 | 0 | 0 | 0 | 0
FixedInterchange | 0 | 0 | 0 | 0 | 0 | 0
Emission Cost by Reporting Type: PJM_E
ReportingType | 2015 | 2020 | 2025 | 2030 | 2035 | 2040
BM | 0 | 0 | 0 | 0 | 0 | 0
CC | 0 | 0 | 0 | 0 | 0 | 0
CSP | 0 | 0 | 0 | 0 | 0 | 0
CT | 0 | 0 | 0 | 0 | 0 | 0
Coal | 0 | 0 | 0 | 0 | 0 | 0
Geo | 0 | 0 | 0 | 0 | 0 | 0
H | 0 | 0 | 0 | 0 | 0 | 0
LFG | 0 | 0 | 0 | 0 | 0 | 0
Nuc | 0 | 0 | 0 | 0 | 0 | 0
PS | 0 | 0 | 0 | 0 | 0 | 0
PV | 0 | 0 | 0 | 0 | 0 | 0
PeakG | 0 | 0 | 0 | 0 | 0 | 0
PeakO | 0 | 0 | 0 | 0 | 0 | 0
ST | 0 | 0 | 0 | 0 | 0 | 0
STOG | 0 | 0 | 0 | 0 | 0 | 0
STWD | 0 | 0 | 0 | 0 | 0 | 0
WT | 0 | 0 | 0 | 0 | 0 | 0
IGCC | 0 | 0 | 0 | 0 | 0 | 0
DemandResponse | 0 | 0 | 0 | 0 | 0 | 0
IGCC-CCS | 0 | 0 | 0 | 0 | 0 | 0
WT_off | 0 | 0 | 0 | 0 | 0 | 0
PseudoUnit | 0 | 0 | 0 | 0 | 0 | 0
FixedInterchange | 0 | 0 | 0 | 0 | 0 | 0
Emission Cost by Reporting Type: PJM_ROM
ReportingType | 2015 | 2020 | 2025 | 2030 | 2035 | 2040
BM | 0 | 0 | 0 | 0 | 0 | 0
CC | 0 | 0 | 0 | 0 | 0 | 0
CSP | 0 | 0 | 0 | 0 | 0 | 0
CT | 0 | 0 | 0 | 0 | 0 | 0
Coal | 0 | 0 | 0 | 0 | 0 | 0
Geo | 0 | 0 | 0 | 0 | 0 | 0
H | 0 | 0 | 0 | 0 | 0 | 0
LFG | 0 | 0 | 0 | 0 | 0 | 0
Nuc | 0 | 0 | 0 | 0 | 0 | 0
PS | 0 | 0 | 0 | 0 | 0 | 0
PV | 0 | 0 | 0 | 0 | 0 | 0
PeakG | 0 | 0 | 0 | 0 | 0 | 0
PeakO | 0 | 0 | 0 | 0 | 0 | 0
ST | 0 | 0 | 0 | 0 | 0 | 0
STOG | 0 | 0 | 0 | 0 | 0 | 0
STWD | 0 | 0 | 0 | 0 | 0 | 0
WT | 0 | 0 | 0 | 0 | 0 | 0
IGCC | 0 | 0 | 0 | 0 | 0 | 0
DemandResponse | 0 | 0 | 0 | 0 | 0 | 0
IGCC-CCS | 0 | 0 | 0 | 0 | 0 | 0
WT_off | 0 | 0 | 0 | 0 | 0 | 0
PseudoUnit | 0 | 0 | 0 | 0 | 0 | 0
FixedInterchange | 0 | 0 | 0 | 0 | 0 | 0
Emission Cost by Reporting Type: PJM_ROR
ReportingType | 2015 | 2020 | 2025 | 2030 | 2035 | 2040
BM | 0 | 0 | 0 | 0 | 0 | 0
CC | 0 | 0 | 0 | 0 | 0 | 0
CSP | 0 | 0 | 0 | 0 | 0 | 0
CT | 0 | 0 | 0 | 0 | 0 | 0
Coal | 0 | 0 | 0 | 0 | 0 | 0
Geo | 0 | 0 | 0 | 0 | 0 | 0
H | 0 | 0 | 0 | 0 | 0 | 0
LFG | 0 | 0 | 0 | 0 | 0 | 0
Nuc | 0 | 0 | 0 | 0 | 0 | 0
PS | 0 | 0 | 0 | 0 | 0 | 0
PV | 0 | 0 | 0 | 0 | 0 | 0
PeakG | 0 | 0 | 0 | 0 | 0 | 0
PeakO | 0 | 0 | 0 | 0 | 0 | 0
ST | 0 | 0 | 0 | 0 | 0 | 0
STOG | 0 | 0 | 0 | 0 | 0 | 0
STWD | 0 | 0 | 0 | 0 | 0 | 0
WT | 0 | 0 | 0 | 0 | 0 | 0
IGCC | 0 | 0 | 0 | 0 | 0 | 0
DemandResponse | 0 | 0 | 0 | 0 | 0 | 0
IGCC-CCS | 0 | 0 | 0 | 0 | 0 | 0
WT_off | 0 | 0 | 0 | 0 | 0 | 0
PseudoUnit | 0 | 0 | 0 | 0 | 0 | 0
FixedInterchange | 0 | 0 | 0 | 0 | 0 | 0
Emission Cost by Reporting Type: SOCO
ReportingType | 2015 | 2020 | 2025 | 2030 | 2035 | 2040
BM | 0 | 0 | 0 | 0 | 0 | 0
CC | 0 | 0 | 0 | 0 | 0 | 0
CSP | 0 | 0 | 0 | 0 | 0 | 0
CT | 0 | 0 | 0 | 0 | 0 | 0
Coal | 0 | 0 | 0 | 0 | 0 | 0
Geo | 0 | 0 | 0 | 0 | 0 | 0
H | 0 | 0 | 0 | 0 | 0 | 0
LFG | 0 | 0 | 0 | 0 | 0 | 0
Nuc | 0 | 0 | 0 | 0 | 0 | 0
PS | 0 | 0 | 0 | 0 | 0 | 0
PV | 0 | 0 | 0 | 0 | 0 | 0
PeakG | 0 | 0 | 0 | 0 | 0 | 0
PeakO | 0 | 0 | 0 | 0 | 0 | 0
ST | 0 | 0 | 0 | 0 | 0 | 0
STOG | 0 | 0 | 0 | 0 | 0 | 0
STWD | 0 | 0 | 0 | 0 | 0 | 0
WT | 0 | 0 | 0 | 0 | 0 | 0
IGCC | 0 | 0 | 0 | 0 | 0 | 0
DemandResponse | 0 | 0 | 0 | 0 | 0 | 0
IGCC-CCS | 0 | 0 | 0 | 0 | 0 | 0
WT_off | 0 | 0 | 0 | 0 | 0 | 0
PseudoUnit | 0 | 0 | 0 | 0 | 0 | 0
FixedInterchange | 0 | 0 | 0 | 0 | 0 | 0
Emission Cost by Reporting Type: SPP_N
ReportingType | 2015 | 2020 | 2025 | 2030 | 2035 | 2040
BM | 0 | 0 | 0 | 0 | 0 | 0
CC | 0 | 0 | 0 | 0 | 0 | 0
CSP | 0 | 0 | 0 | 0 | 0 | 0
CT | 0 | 0 | 0 | 0 | 0 | 0
Coal | 0 | 0 | 0 | 0 | 0 | 0
Geo | 0 | 0 | 0 | 0 | 0 | 0
H | 0 | 0 | 0 | 0 | 0 | 0
LFG | 0 | 0 | 0 | 0 | 0 | 0
Nuc | 0 | 0 | 0 | 0 | 0 | 0
PS | 0 | 0 | 0 | 0 | 0 | 0
PV | 0 | 0 | 0 | 0 | 0 | 0
PeakG | 0 | 0 | 0 | 0 | 0 | 0
PeakO | 0 | 0 | 0 | 0 | 0 | 0
ST | 0 | 0 | 0 | 0 | 0 | 0
STOG | 0 | 0 | 0 | 0 | 0 | 0
STWD | 0 | 0 | 0 | 0 | 0 | 0
WT | 0 | 0 | 0 | 0 | 0 | 0
IGCC | 0 | 0 | 0 | 0 | 0 | 0
DemandResponse | 0 | 0 | 0 | 0 | 0 | 0
IGCC-CCS | 0 | 0 | 0 | 0 | 0 | 0
WT_off | 0 | 0 | 0 | 0 | 0 | 0
PseudoUnit | 0 | 0 | 0 | 0 | 0 | 0
FixedInterchange | 0 | 0 | 0 | 0 | 0 | 0
Emission Cost by Reporting Type: SPP_S
ReportingType | 2015 | 2020 | 2025 | 2030 | 2035 | 2040
BM | 0 | 0 | 0 | 0 | 0 | 0
CC | 0 | 0 | 0 | 0 | 0 | 0
CSP | 0 | 0 | 0 | 0 | 0 | 0
CT | 0 | 0 | 0 | 0 | 0 | 0
Coal | 0 | 0 | 0 | 0 | 0 | 0
Geo | 0 | 0 | 0 | 0 | 0 | 0
H | 0 | 0 | 0 | 0 | 0 | 0
LFG | 0 | 0 | 0 | 0 | 0 | 0
Nuc | 0 | 0 | 0 | 0 | 0 | 0
PS | 0 | 0 | 0 | 0 | 0 | 0
PV | 0 | 0 | 0 | 0 | 0 | 0
PeakG | 0 | 0 | 0 | 0 | 0 | 0
PeakO | 0 | 0 | 0 | 0 | 0 | 0
ST | 0 | 0 | 0 | 0 | 0 | 0
STOG | 0 | 0 | 0 | 0 | 0 | 0
STWD | 0 | 0 | 0 | 0 | 0 | 0
WT | 0 | 0 | 0 | 0 | 0 | 0
IGCC | 0 | 0 | 0 | 0 | 0 | 0
DemandResponse | 0 | 0 | 0 | 0 | 0 | 0
IGCC-CCS | 0 | 0 | 0 | 0 | 0 | 0
WT_off | 0 | 0 | 0 | 0 | 0 | 0
PseudoUnit | 0 | 0 | 0 | 0 | 0 | 0
FixedInterchange | 0 | 0 | 0 | 0 | 0 | 0
Emission Cost by Reporting Type: TVA
ReportingType | 2015 | 2020 | 2025 | 2030 | 2035 | 2040
BM | 0 | 0 | 0 | 0 | 0 | 0
CC | 0 | 0 | 0 | 0 | 0 | 0
CSP | 0 | 0 | 0 | 0 | 0 | 0
CT | 0 | 0 | 0 | 0 | 0 | 0
Coal | 0 | 0 | 0 | 0 | 0 | 0
Geo | 0 | 0 | 0 | 0 | 0 | 0
H | 0 | 0 | 0 | 0 | 0 | 0
LFG | 0 | 0 | 0 | 0 | 0 | 0
Nuc | 0 | 0 | 0 | 0 | 0 | 0
PS | 0 | 0 | 0 | 0 | 0 | 0
PV | 0 | 0 | 0 | 0 | 0 | 0
PeakG | 0 | 0 | 0 | 0 | 0 | 0
PeakO | 0 | 0 | 0 | 0 | 0 | 0
ST | 0 | 0 | 0 | 0 | 0 | 0
STOG | 0 | 0 | 0 | 0 | 0 | 0
STWD | 0 | 0 | 0 | 0 | 0 | 0
WT | 0 | 0 | 0 | 0 | 0 | 0
IGCC | 0 | 0 | 0 | 0 | 0 | 0
DemandResponse | 0 | 0 | 0 | 0 | 0 | 0
IGCC-CCS | 0 | 0 | 0 | 0 | 0 | 0
WT_off | 0 | 0 | 0 | 0 | 0 | 0
PseudoUnit | 0 | 0 | 0 | 0 | 0 | 0
FixedInterchange | 0 | 0 | 0 | 0 | 0 | 0
Emission Cost by Reporting Type: TVA_Transmission
ReportingType | 2015 | 2020 | 2025 | 2030 | 2035 | 2040
BM | 0 | 0 | 0 | 0 | 0 | 0
CC | 0 | 0 | 0 | 0 | 0 | 0
CSP | 0 | 0 | 0 | 0 | 0 | 0
CT | 0 | 0 | 0 | 0 | 0 | 0
Coal | 0 | 0 | 0 | 0 | 0 | 0
Geo | 0 | 0 | 0 | 0 | 0 | 0
H | 0 | 0 | 0 | 0 | 0 | 0
LFG | 0 | 0 | 0 | 0 | 0 | 0
Nuc | 0 | 0 | 0 | 0 | 0 | 0
PS | 0 | 0 | 0 | 0 | 0 | 0
PV | 0 | 0 | 0 | 0 | 0 | 0
PeakG | 0 | 0 | 0 | 0 | 0 | 0
PeakO | 0 | 0 | 0 | 0 | 0 | 0
ST | 0 | 0 | 0 | 0 | 0 | 0
STOG | 0 | 0 | 0 | 0 | 0 | 0
STWD | 0 | 0 | 0 | 0 | 0 | 0
WT | 0 | 0 | 0 | 0 | 0 | 0
IGCC | 0 | 0 | 0 | 0 | 0 | 0
DemandResponse | 0 | 0 | 0 | 0 | 0 | 0
IGCC-CCS | 0 | 0 | 0 | 0 | 0 | 0
WT_off | 0 | 0 | 0 | 0 | 0 | 0
PseudoUnit | 0 | 0 | 0 | 0 | 0 | 0
FixedInterchange | 0 | 0 | 0 | 0 | 0 | 0
Emission Cost by Reporting Type: VACAR
ReportingType | 2015 | 2020 | 2025 | 2030 | 2035 | 2040
BM | 0 | 0 | 0 | 0 | 0 | 0
CC | 0 | 0 | 0 | 0 | 0 | 0
CSP | 0 | 0 | 0 | 0 | 0 | 0
CT | 0 | 0 | 0 | 0 | 0 | 0
Coal | 0 | 0 | 0 | 0 | 0 | 0
Geo | 0 | 0 | 0 | 0 | 0 | 0
H | 0 | 0 | 0 | 0 | 0 | 0
LFG | 0 | 0 | 0 | 0 | 0 | 0
Nuc | 0 | 0 | 0 | 0 | 0 | 0
PS | 0 | 0 | 0 | 0 | 0 | 0
PV | 0 | 0 | 0 | 0 | 0 | 0
PeakG | 0 | 0 | 0 | 0 | 0 | 0
PeakO | 0 | 0 | 0 | 0 | 0 | 0
ST | 0 | 0 | 0 | 0 | 0 | 0
STOG | 0 | 0 | 0 | 0 | 0 | 0
STWD | 0 | 0 | 0 | 0 | 0 | 0
WT | 0 | 0 | 0 | 0 | 0 | 0
IGCC | 0 | 0 | 0 | 0 | 0 | 0
DemandResponse | 0 | 0 | 0 | 0 | 0 | 0
IGCC-CCS | 0 | 0 | 0 | 0 | 0 | 0
WT_off | 0 | 0 | 0 | 0 | 0 | 0
PseudoUnit | 0 | 0 | 0 | 0 | 0 | 0
FixedInterchange | 0 | 0 | 0 | 0 | 0 | 0
Emission Cost by Reporting Type: IESO
ReportingType | 2015 | 2020 | 2025 | 2030 | 2035 | 2040
BM | 0 | 0 | 0 | 0 | 0 | 0
CC | 0 | 0 | 0 | 0 | 0 | 0
CSP | 0 | 0 | 0 | 0 | 0 | 0
CT | 0 | 0 | 0 | 0 | 0 | 0
Coal | 0 | 0 | 0 | 0 | 0 | 0
Geo | 0 | 0 | 0 | 0 | 0 | 0
H | 0 | 0 | 0 | 0 | 0 | 0
LFG | 0 | 0 | 0 | 0 | 0 | 0
Nuc | 0 | 0 | 0 | 0 | 0 | 0
PS | 0 | 0 | 0 | 0 | 0 | 0
PV | 0 | 0 | 0 | 0 | 0 | 0
PeakG | 0 | 0 | 0 | 0 | 0 | 0
PeakO | 0 | 0 | 0 | 0 | 0 | 0
ST | 0 | 0 | 0 | 0 | 0 | 0
STOG | 0 | 0 | 0 | 0 | 0 | 0
STWD | 0 | 0 | 0 | 0 | 0 | 0
WT | 0 | 0 | 0 | 0 | 0 | 0
IGCC | 0 | 0 | 0 | 0 | 0 | 0
DemandResponse | 0 | 0 | 0 | 0 | 0 | 0
IGCC-CCS | 0 | 0 | 0 | 0 | 0 | 0
WT_off | 0 | 0 | 0 | 0 | 0 | 0
PseudoUnit | 0 | 0 | 0 | 0 | 0 | 0
FixedInterchange | 0 | 0 | 0 | 0 | 0 | 0
Emission Cost by Reporting Type: MAPP_CA
ReportingType | 2015 | 2020 | 2025 | 2030 | 2035 | 2040
BM | 0 | 0 | 0 | 0 | 0 | 0
CC | 0 | 0 | 0 | 0 | 0 | 0
CSP | 0 | 0 | 0 | 0 | 0 | 0
CT | 0 | 0 | 0 | 0 | 0 | 0
Coal | 0 | 0 | 0 | 0 | 0 | 0
Geo | 0 | 0 | 0 | 0 | 0 | 0
H | 0 | 0 | 0 | 0 | 0 | 0
LFG | 0 | 0 | 0 | 0 | 0 | 0
Nuc | 0 | 0 | 0 | 0 | 0 | 0
PS | 0 | 0 | 0 | 0 | 0 | 0
PV | 0 | 0 | 0 | 0 | 0 | 0
PeakG | 0 | 0 | 0 | 0 | 0 | 0
PeakO | 0 | 0 | 0 | 0 | 0 | 0
ST | 0 | 0 | 0 | 0 | 0 | 0
STOG | 0 | 0 | 0 | 0 | 0 | 0
STWD | 0 | 0 | 0 | 0 | 0 | 0
WT | 0 | 0 | 0 | 0 | 0 | 0
IGCC | 0 | 0 | 0 | 0 | 0 | 0
DemandResponse | 0 | 0 | 0 | 0 | 0 | 0
IGCC-CCS | 0 | 0 | 0 | 0 | 0 | 0
WT_off | 0 | 0 | 0 | 0 | 0 | 0
PseudoUnit | 0 | 0 | 0 | 0 | 0 | 0
FixedInterchange | 0 | 0 | 0 | 0 | 0 | 0
Emission Cost by Reporting Type: AZ_NM_SNV_Coal
ReportingType | 2015 | 2020 | 2025 | 2030 | 2035 | 2040
BM | 0 | 0 | 0 | 0 | 0 | 0
CC | 0 | 0 | 0 | 0 | 0 | 0
CSP | 0 | 0 | 0 | 0 | 0 | 0
CT | 0 | 0 | 0 | 0 | 0 | 0
Coal | 0 | 0 | 0 | 0 | 0 | 0
Geo | 0 | 0 | 0 | 0 | 0 | 0
H | 0 | 0 | 0 | 0 | 0 | 0
LFG | 0 | 0 | 0 | 0 | 0 | 0
Nuc | 0 | 0 | 0 | 0 | 0 | 0
PS | 0 | 0 | 0 | 0 | 0 | 0
PV | 0 | 0 | 0 | 0 | 0 | 0
PeakG | 0 | 0 | 0 | 0 | 0 | 0
PeakO | 0 | 0 | 0 | 0 | 0 | 0
ST | 0 | 0 | 0 | 0 | 0 | 0
STOG | 0 | 0 | 0 | 0 | 0 | 0
STWD | 0 | 0 | 0 | 0 | 0 | 0
WT | 0 | 0 | 0 | 0 | 0 | 0
IGCC | 0 | 0 | 0 | 0 | 0 | 0
DemandResponse | 0 | 0 | 0 | 0 | 0 | 0
IGCC-CCS | 0 | 0 | 0 | 0 | 0 | 0
WT_off | 0 | 0 | 0 | 0 | 0 | 0
PseudoUnit | 0 | 0 | 0 | 0 | 0 | 0
FixedInterchange | 0 | 0 | 0 | 0 | 0 | 0
Emission Cost by Reporting Type: AZ_NM_SNV_Gas
ReportingType | 2015 | 2020 | 2025 | 2030 | 2035 | 2040
BM | 0 | 0 | 0 | 0 | 0 | 0
CC | 0 | 0 | 0 | 0 | 0 | 0
CSP | 0 | 0 | 0 | 0 | 0 | 0
CT | 0 | 0 | 0 | 0 | 0 | 0
Coal | 0 | 0 | 0 | 0 | 0 | 0
Geo | 0 | 0 | 0 | 0 | 0 | 0
H | 0 | 0 | 0 | 0 | 0 | 0
LFG | 0 | 0 | 0 | 0 | 0 | 0
Nuc | 0 | 0 | 0 | 0 | 0 | 0
PS | 0 | 0 | 0 | 0 | 0 | 0
PV | 0 | 0 | 0 | 0 | 0 | 0
PeakG | 0 | 0 | 0 | 0 | 0 | 0
PeakO | 0 | 0 | 0 | 0 | 0 | 0
ST | 0 | 0 | 0 | 0 | 0 | 0
STOG | 0 | 0 | 0 | 0 | 0 | 0
STWD | 0 | 0 | 0 | 0 | 0 | 0
WT | 0 | 0 | 0 | 0 | 0 | 0
IGCC | 0 | 0 | 0 | 0 | 0 | 0
DemandResponse | 0 | 0 | 0 | 0 | 0 | 0
IGCC-CCS | 0 | 0 | 0 | 0 | 0 | 0
WT_off | 0 | 0 | 0 | 0 | 0 | 0
PseudoUnit | 0 | 0 | 0 | 0 | 0 | 0
FixedInterchange | 0 | 0 | 0 | 0 | 0 | 0
Emission Cost by Reporting Type: AZ_NM_SNV_NucRenew
ReportingType | 2015 | 2020 | 2025 | 2030 | 2035 | 2040
BM | 0 | 0 | 0 | 0 | 0 | 0
CC | 0 | 0 | 0 | 0 | 0 | 0
CSP | 0 | 0 | 0 | 0 | 0 | 0
CT | 0 | 0 | 0 | 0 | 0 | 0
Coal | 0 | 0 | 0 | 0 | 0 | 0
Geo | 0 | 0 | 0 | 0 | 0 | 0
H | 0 | 0 | 0 | 0 | 0 | 0
LFG | 0 | 0 | 0 | 0 | 0 | 0
Nuc | 0 | 0 | 0 | 0 | 0 | 0
PS | 0 | 0 | 0 | 0 | 0 | 0
PV | 0 | 0 | 0 | 0 | 0 | 0
PeakG | 0 | 0 | 0 | 0 | 0 | 0
PeakO | 0 | 0 | 0 | 0 | 0 | 0
ST | 0 | 0 | 0 | 0 | 0 | 0
STOG | 0 | 0 | 0 | 0 | 0 | 0
STWD | 0 | 0 | 0 | 0 | 0 | 0
WT | 0 | 0 | 0 | 0 | 0 | 0
IGCC | 0 | 0 | 0 | 0 | 0 | 0
DemandResponse | 0 | 0 | 0 | 0 | 0 | 0
IGCC-CCS | 0 | 0 | 0 | 0 | 0 | 0
WT_off | 0 | 0 | 0 | 0 | 0 | 0
PseudoUnit | 0 | 0 | 0 | 0 | 0 | 0
FixedInterchange | 0 | 0 | 0 | 0 | 0 | 0
Emission Cost by Reporting Type: ERCOT
ReportingType | 2015 | 2020 | 2025 | 2030 | 2035 | 2040
BM | 0 | 0 | 0 | 0 | 0 | 0
CC | 0 | 0 | 0 | 0 | 0 | 0
CSP | 0 | 0 | 0 | 0 | 0 | 0
CT | 0 | 0 | 0 | 0 | 0 | 0
Coal | 0 | 0 | 0 | 0 | 0 | 0
Geo | 0 | 0 | 0 | 0 | 0 | 0
H | 0 | 0 | 0 | 0 | 0 | 0
LFG | 0 | 0 | 0 | 0 | 0 | 0
Nuc | 0 | 0 | 0 | 0 | 0 | 0
PS | 0 | 0 | 0 | 0 | 0 | 0
PV | 0 | 0 | 0 | 0 | 0 | 0
PeakG | 0 | 0 | 0 | 0 | 0 | 0
PeakO | 0 | 0 | 0 | 0 | 0 | 0
ST | 0 | 0 | 0 | 0 | 0 | 0
STOG | 0 | 0 | 0 | 0 | 0 | 0
STWD | 0 | 0 | 0 | 0 | 0 | 0
WT | 0 | 0 | 0 | 0 | 0 | 0
IGCC | 0 | 0 | 0 | 0 | 0 | 0
DemandResponse | 0 | 0 | 0 | 0 | 0 | 0
IGCC-CCS | 0 | 0 | 0 | 0 | 0 | 0
WT_off | 0 | 0 | 0 | 0 | 0 | 0
PseudoUnit | 0 | 0 | 0 | 0 | 0 | 0
FixedInterchange | 0 | 0 | 0 | 0 | 0 | 0
Emission Cost by Reporting Type: NP15
ReportingType | 2015 | 2020 | 2025 | 2030 | 2035 | 2040
BM | 0 | 0 | 0 | 0 | 0 | 0
CC | 0 | 0 | 0 | 0 | 0 | 0
CSP | 0 | 0 | 0 | 0 | 0 | 0
CT | 0 | 0 | 0 | 0 | 0 | 0
Coal | 0 | 0 | 0 | 0 | 0 | 0
Geo | 0 | 0 | 0 | 0 | 0 | 0
H | 0 | 0 | 0 | 0 | 0 | 0
LFG | 0 | 0 | 0 | 0 | 0 | 0
Nuc | 0 | 0 | 0 | 0 | 0 | 0
PS | 0 | 0 | 0 | 0 | 0 | 0
PV | 0 | 0 | 0 | 0 | 0 | 0
PeakG | 0 | 0 | 0 | 0 | 0 | 0
PeakO | 0 | 0 | 0 | 0 | 0 | 0
ST | 0 | 0 | 0 | 0 | 0 | 0
STOG | 0 | 0 | 0 | 0 | 0 | 0
STWD | 0 | 0 | 0 | 0 | 0 | 0
WT | 0 | 0 | 0 | 0 | 0 | 0
IGCC | 0 | 0 | 0 | 0 | 0 | 0
DemandResponse | 0 | 0 | 0 | 0 | 0 | 0
IGCC-CCS | 0 | 0 | 0 | 0 | 0 | 0
WT_off | 0 | 0 | 0 | 0 | 0 | 0
PseudoUnit | 0 | 0 | 0 | 0 | 0 | 0
FixedInterchange | 0 | 0 | 0 | 0 | 0 | 0
Emission Cost by Reporting Type: NWPP_Coal
ReportingType | 2015 | 2020 | 2025 | 2030 | 2035 | 2040
BM | 0 | 0 | 0 | 0 | 0 | 0
CC | 0 | 0 | 0 | 0 | 0 | 0
CSP | 0 | 0 | 0 | 0 | 0 | 0
CT | 0 | 0 | 0 | 0 | 0 | 0
Coal | 0 | 0 | 0 | 0 | 0 | 0
Geo | 0 | 0 | 0 | 0 | 0 | 0
H | 0 | 0 | 0 | 0 | 0 | 0
LFG | 0 | 0 | 0 | 0 | 0 | 0
Nuc | 0 | 0 | 0 | 0 | 0 | 0
PS | 0 | 0 | 0 | 0 | 0 | 0
PV | 0 | 0 | 0 | 0 | 0 | 0
PeakG | 0 | 0 | 0 | 0 | 0 | 0
PeakO | 0 | 0 | 0 | 0 | 0 | 0
ST | 0 | 0 | 0 | 0 | 0 | 0
STOG | 0 | 0 | 0 | 0 | 0 | 0
STWD | 0 | 0 | 0 | 0 | 0 | 0
WT | 0 | 0 | 0 | 0 | 0 | 0
IGCC | 0 | 0 | 0 | 0 | 0 | 0
DemandResponse | 0 | 0 | 0 | 0 | 0 | 0
IGCC-CCS | 0 | 0 | 0 | 0 | 0 | 0
WT_off | 0 | 0 | 0 | 0 | 0 | 0
PseudoUnit | 0 | 0 | 0 | 0 | 0 | 0
FixedInterchange | 0 | 0 | 0 | 0 | 0 | 0
Emission Cost by Reporting Type: NWPP_Gas
ReportingType | 2015 | 2020 | 2025 | 2030 | 2035 | 2040
BM | 0 | 0 | 0 | 0 | 0 | 0
CC | 0 | 0 | 0 | 0 | 0 | 0
CSP | 0 | 0 | 0 | 0 | 0 | 0
CT | 0 | 0 | 0 | 0 | 0 | 0
Coal | 0 | 0 | 0 | 0 | 0 | 0
Geo | 0 | 0 | 0 | 0 | 0 | 0
H | 0 | 0 | 0 | 0 | 0 | 0
LFG | 0 | 0 | 0 | 0 | 0 | 0
Nuc | 0 | 0 | 0 | 0 | 0 | 0
PS | 0 | 0 | 0 | 0 | 0 | 0
PV | 0 | 0 | 0 | 0 | 0 | 0
PeakG | 0 | 0 | 0 | 0 | 0 | 0
PeakO | 0 | 0 | 0 | 0 | 0 | 0
ST | 0 | 0 | 0 | 0 | 0 | 0
STOG | 0 | 0 | 0 | 0 | 0 | 0
STWD | 0 | 0 | 0 | 0 | 0 | 0
WT | 0 | 0 | 0 | 0 | 0 | 0
IGCC | 0 | 0 | 0 | 0 | 0 | 0
DemandResponse | 0 | 0 | 0 | 0 | 0 | 0
IGCC-CCS | 0 | 0 | 0 | 0 | 0 | 0
WT_off | 0 | 0 | 0 | 0 | 0 | 0
PseudoUnit | 0 | 0 | 0 | 0 | 0 | 0
FixedInterchange | 0 | 0 | 0 | 0 | 0 | 0
Emission Cost by Reporting Type: NWPP_NucRenew
ReportingType | 2015 | 2020 | 2025 | 2030 | 2035 | 2040
BM | 0 | 0 | 0 | 0 | 0 | 0
CC | 0 | 0 | 0 | 0 | 0 | 0
CSP | 0 | 0 | 0 | 0 | 0 | 0
CT | 0 | 0 | 0 | 0 | 0 | 0
Coal | 0 | 0 | 0 | 0 | 0 | 0
Geo | 0 | 0 | 0 | 0 | 0 | 0
H | 0 | 0 | 0 | 0 | 0 | 0
LFG | 0 | 0 | 0 | 0 | 0 | 0
Nuc | 0 | 0 | 0 | 0 | 0 | 0
PS | 0 | 0 | 0 | 0 | 0 | 0
PV | 0 | 0 | 0 | 0 | 0 | 0
PeakG | 0 | 0 | 0 | 0 | 0 | 0
PeakO | 0 | 0 | 0 | 0 | 0 | 0
ST | 0 | 0 | 0 | 0 | 0 | 0
STOG | 0 | 0 | 0 | 0 | 0 | 0
STWD | 0 | 0 | 0 | 0 | 0 | 0
WT | 0 | 0 | 0 | 0 | 0 | 0
IGCC | 0 | 0 | 0 | 0 | 0 | 0
DemandResponse | 0 | 0 | 0 | 0 | 0 | 0
IGCC-CCS | 0 | 0 | 0 | 0 | 0 | 0
WT_off | 0 | 0 | 0 | 0 | 0 | 0
PseudoUnit | 0 | 0 | 0 | 0 | 0 | 0
FixedInterchange | 0 | 0 | 0 | 0 | 0 | 0
Emission Cost by Reporting Type: RMPA
ReportingType | 2015 | 2020 | 2025 | 2030 | 2035 | 2040
BM | 0 | 0 | 0 | 0 | 0 | 0
CC | 0 | 0 | 0 | 0 | 0 | 0
CSP | 0 | 0 | 0 | 0 | 0 | 0
CT | 0 | 0 | 0 | 0 | 0 | 0
Coal | 0 | 0 | 0 | 0 | 0 | 0
Geo | 0 | 0 | 0 | 0 | 0 | 0
H | 0 | 0 | 0 | 0 | 0 | 0
LFG | 0 | 0 | 0 | 0 | 0 | 0
Nuc | 0 | 0 | 0 | 0 | 0 | 0
PS | 0 | 0 | 0 | 0 | 0 | 0
PV | 0 | 0 | 0 | 0 | 0 | 0
PeakG | 0 | 0 | 0 | 0 | 0 | 0
PeakO | 0 | 0 | 0 | 0 | 0 | 0
ST | 0 | 0 | 0 | 0 | 0 | 0
STOG | 0 | 0 | 0 | 0 | 0 | 0
STWD | 0 | 0 | 0 | 0 | 0 | 0
WT | 0 | 0 | 0 | 0 | 0 | 0
IGCC | 0 | 0 | 0 | 0 | 0 | 0
DemandResponse | 0 | 0 | 0 | 0 | 0 | 0
IGCC-CCS | 0 | 0 | 0 | 0 | 0 | 0
WT_off | 0 | 0 | 0 | 0 | 0 | 0
PseudoUnit | 0 | 0 | 0 | 0 | 0 | 0
FixedInterchange | 0 | 0 | 0 | 0 | 0 | 0
Emission Cost by Reporting Type: SP15
ReportingType | 2015 | 2020 | 2025 | 2030 | 2035 | 2040
BM | 0 | 0 | 0 | 0 | 0 | 0
CC | 0 | 0 | 0 | 0 | 0 | 0
CSP | 0 | 0 | 0 | 0 | 0 | 0
CT | 0 | 0 | 0 | 0 | 0 | 0
Coal | 0 | 0 | 0 | 0 | 0 | 0
Geo | 0 | 0 | 0 | 0 | 0 | 0
H | 0 | 0 | 0 | 0 | 0 | 0
LFG | 0 | 0 | 0 | 0 | 0 | 0
Nuc | 0 | 0 | 0 | 0 | 0 | 0
PS | 0 | 0 | 0 | 0 | 0 | 0
PV | 0 | 0 | 0 | 0 | 0 | 0
PeakG | 0 | 0 | 0 | 0 | 0 | 0
PeakO | 0 | 0 | 0 | 0 | 0 | 0
ST | 0 | 0 | 0 | 0 | 0 | 0
STOG | 0 | 0 | 0 | 0 | 0 | 0
STWD | 0 | 0 | 0 | 0 | 0 | 0
WT | 0 | 0 | 0 | 0 | 0 | 0
IGCC | 0 | 0 | 0 | 0 | 0 | 0
DemandResponse | 0 | 0 | 0 | 0 | 0 | 0
IGCC-CCS | 0 | 0 | 0 | 0 | 0 | 0
WT_off | 0 | 0 | 0 | 0 | 0 | 0
PseudoUnit | 0 | 0 | 0 | 0 | 0 | 0
FixedInterchange | 0 | 0 | 0 | 0 | 0 | 0
Emission Cost by Reporting Type: ALB
ReportingType | 2015 | 2020 | 2025 | 2030 | 2035 | 2040
BM | 0 | 0 | 0 | 0 | 0 | 0
CC | 0 | 0 | 0 | 0 | 0 | 0
CSP | 0 | 0 | 0 | 0 | 0 | 0
CT | 0 | 0 | 0 | 0 | 0 | 0
Coal | 0 | 0 | 0 | 0 | 0 | 0
Geo | 0 | 0 | 0 | 0 | 0 | 0
H | 0 | 0 | 0 | 0 | 0 | 0
LFG | 0 | 0 | 0 | 0 | 0 | 0
Nuc | 0 | 0 | 0 | 0 | 0 | 0
PS | 0 | 0 | 0 | 0 | 0 | 0
PV | 0 | 0 | 0 | 0 | 0 | 0
PeakG | 0 | 0 | 0 | 0 | 0 | 0
PeakO | 0 | 0 | 0 | 0 | 0 | 0
ST | 0 | 0 | 0 | 0 | 0 | 0
STOG | 0 | 0 | 0 | 0 | 0 | 0
STWD | 0 | 0 | 0 | 0 | 0 | 0
WT | 0 | 0 | 0 | 0 | 0 | 0
IGCC | 0 | 0 | 0 | 0 | 0 | 0
DemandResponse | 0 | 0 | 0 | 0 | 0 | 0
IGCC-CCS | 0 | 0 | 0 | 0 | 0 | 0
WT_off | 0 | 0 | 0 | 0 | 0 | 0
PseudoUnit | 0 | 0 | 0 | 0 | 0 | 0
FixedInterchange | 0 | 0 | 0 | 0 | 0 | 0
Emission Cost by Reporting Type: BC
ReportingType | 2015 | 2020 | 2025 | 2030 | 2035 | 2040
BM | 0 | 0 | 0 | 0 | 0 | 0
CC | 0 | 0 | 0 | 0 | 0 | 0
CSP | 0 | 0 | 0 | 0 | 0 | 0
CT | 0 | 0 | 0 | 0 | 0 | 0
Coal | 0 | 0 | 0 | 0 | 0 | 0
Geo | 0 | 0 | 0 | 0 | 0 | 0
H | 0 | 0 | 0 | 0 | 0 | 0
LFG | 0 | 0 | 0 | 0 | 0 | 0
Nuc | 0 | 0 | 0 | 0 | 0 | 0
PS | 0 | 0 | 0 | 0 | 0 | 0
PV | 0 | 0 | 0 | 0 | 0 | 0
PeakG | 0 | 0 | 0 | 0 | 0 | 0
PeakO | 0 | 0 | 0 | 0 | 0 | 0
ST | 0 | 0 | 0 | 0 | 0 | 0
STOG | 0 | 0 | 0 | 0 | 0 | 0
STWD | 0 | 0 | 0 | 0 | 0 | 0
WT | 0 | 0 | 0 | 0 | 0 | 0
IGCC | 0 | 0 | 0 | 0 | 0 | 0
DemandResponse | 0 | 0 | 0 | 0 | 0 | 0
IGCC-CCS | 0 | 0 | 0 | 0 | 0 | 0
WT_off | 0 | 0 | 0 | 0 | 0 | 0
PseudoUnit | 0 | 0 | 0 | 0 | 0 | 0
FixedInterchange | 0 | 0 | 0 | 0 | 0 | 0
Emission Cost by Reporting Type: HQ_IESO
ReportingType | 2015 | 2020 | 2025 | 2030 | 2035 | 2040
BM | 0 | 0 | 0 | 0 | 0 | 0
CC | 0 | 0 | 0 | 0 | 0 | 0
CSP | 0 | 0 | 0 | 0 | 0 | 0
CT | 0 | 0 | 0 | 0 | 0 | 0
Coal | 0 | 0 | 0 | 0 | 0 | 0
Geo | 0 | 0 | 0 | 0 | 0 | 0
H | 0 | 0 | 0 | 0 | 0 | 0
LFG | 0 | 0 | 0 | 0 | 0 | 0
Nuc | 0 | 0 | 0 | 0 | 0 | 0
PS | 0 | 0 | 0 | 0 | 0 | 0
PV | 0 | 0 | 0 | 0 | 0 | 0
PeakG | 0 | 0 | 0 | 0 | 0 | 0
PeakO | 0 | 0 | 0 | 0 | 0 | 0
ST | 0 | 0 | 0 | 0 | 0 | 0
STOG | 0 | 0 | 0 | 0 | 0 | 0
STWD | 0 | 0 | 0 | 0 | 0 | 0
WT | 0 | 0 | 0 | 0 | 0 | 0
IGCC | 0 | 0 | 0 | 0 | 0 | 0
DemandResponse | 0 | 0 | 0 | 0 | 0 | 0
IGCC-CCS | 0 | 0 | 0 | 0 | 0 | 0
WT_off | 0 | 0 | 0 | 0 | 0 | 0
PseudoUnit | 0 | 0 | 0 | 0 | 0 | 0
FixedInterchange | 0 | 0 | 0 | 0 | 0 | 0
Emission Cost by Reporting Type: HQ_NEISO
ReportingType | 2015 | 2020 | 2025 | 2030 | 2035 | 2040
BM | 0 | 0 | 0 | 0 | 0 | 0
CC | 0 | 0 | 0 | 0 | 0 | 0
CSP | 0 | 0 | 0 | 0 | 0 | 0
CT | 0 | 0 | 0 | 0 | 0 | 0
Coal | 0 | 0 | 0 | 0 | 0 | 0
Geo | 0 | 0 | 0 | 0 | 0 | 0
H | 0 | 0 | 0 | 0 | 0 | 0
LFG | 0 | 0 | 0 | 0 | 0 | 0
Nuc | 0 | 0 | 0 | 0 | 0 | 0
PS | 0 | 0 | 0 | 0 | 0 | 0
PV | 0 | 0 | 0 | 0 | 0 | 0
PeakG | 0 | 0 | 0 | 0 | 0 | 0
PeakO | 0 | 0 | 0 | 0 | 0 | 0
ST | 0 | 0 | 0 | 0 | 0 | 0
STOG | 0 | 0 | 0 | 0 | 0 | 0
STWD | 0 | 0 | 0 | 0 | 0 | 0
WT | 0 | 0 | 0 | 0 | 0 | 0
IGCC | 0 | 0 | 0 | 0 | 0 | 0
DemandResponse | 0 | 0 | 0 | 0 | 0 | 0
IGCC-CCS | 0 | 0 | 0 | 0 | 0 | 0
WT_off | 0 | 0 | 0 | 0 | 0 | 0
PseudoUnit | 0 | 0 | 0 | 0 | 0 | 0
FixedInterchange | 0 | 0 | 0 | 0 | 0 | 0
Emission Cost by Reporting Type: HQ_NY
ReportingType | 2015 | 2020 | 2025 | 2030 | 2035 | 2040
BM | 0 | 0 | 0 | 0 | 0 | 0
CC | 0 | 0 | 0 | 0 | 0 | 0
CSP | 0 | 0 | 0 | 0 | 0 | 0
CT | 0 | 0 | 0 | 0 | 0 | 0
Coal | 0 | 0 | 0 | 0 | 0 | 0
Geo | 0 | 0 | 0 | 0 | 0 | 0
H | 0 | 0 | 0 | 0 | 0 | 0
LFG | 0 | 0 | 0 | 0 | 0 | 0
Nuc | 0 | 0 | 0 | 0 | 0 | 0
PS | 0 | 0 | 0 | 0 | 0 | 0
PV | 0 | 0 | 0 | 0 | 0 | 0
PeakG | 0 | 0 | 0 | 0 | 0 | 0
PeakO | 0 | 0 | 0 | 0 | 0 | 0
ST | 0 | 0 | 0 | 0 | 0 | 0
STOG | 0 | 0 | 0 | 0 | 0 | 0
STWD | 0 | 0 | 0 | 0 | 0 | 0
WT | 0 | 0 | 0 | 0 | 0 | 0
IGCC | 0 | 0 | 0 | 0 | 0 | 0
DemandResponse | 0 | 0 | 0 | 0 | 0 | 0
IGCC-CCS | 0 | 0 | 0 | 0 | 0 | 0
WT_off | 0 | 0 | 0 | 0 | 0 | 0
PseudoUnit | 0 | 0 | 0 | 0 | 0 | 0
FixedInterchange | 0 | 0 | 0 | 0 | 0 | 0
Emission Cost by Reporting Type: MARITIMES
ReportingType | 2015 | 2020 | 2025 | 2030 | 2035 | 2040
BM | 0 | 0 | 0 | 0 | 0 | 0
CC | 0 | 0 | 0 | 0 | 0 | 0
CSP | 0 | 0 | 0 | 0 | 0 | 0
CT | 0 | 0 | 0 | 0 | 0 | 0
Coal | 0 | 0 | 0 | 0 | 0 | 0
Geo | 0 | 0 | 0 | 0 | 0 | 0
H | 0 | 0 | 0 | 0 | 0 | 0
LFG | 0 | 0 | 0 | 0 | 0 | 0
Nuc | 0 | 0 | 0 | 0 | 0 | 0
PS | 0 | 0 | 0 | 0 | 0 | 0
PV | 0 | 0 | 0 | 0 | 0 | 0
PeakG | 0 | 0 | 0 | 0 | 0 | 0
PeakO | 0 | 0 | 0 | 0 | 0 | 0
ST | 0 | 0 | 0 | 0 | 0 | 0
STOG | 0 | 0 | 0 | 0 | 0 | 0
STWD | 0 | 0 | 0 | 0 | 0 | 0
WT | 0 | 0 | 0 | 0 | 0 | 0
IGCC | 0 | 0 | 0 | 0 | 0 | 0
DemandResponse | 0 | 0 | 0 | 0 | 0 | 0
IGCC-CCS | 0 | 0 | 0 | 0 | 0 | 0
WT_off | 0 | 0 | 0 | 0 | 0 | 0
PseudoUnit | 0 | 0 | 0 | 0 | 0 | 0
FixedInterchange | 0 | 0 | 0 | 0 | 0 | 0
Emission Cost by Reporting Type: All
ReportingType | 2015 | 2020 | 2025 | 2030 | 2035 | 2040
BM | 0 | 0 | 0 | 0 | 0 | 0
CC | 0 | 0 | 0 | 0 | 0 | 0
CSP | 0 | 0 | 0 | 0 | 0 | 0
CT | 0 | 0 | 0 | 0 | 0 | 0
Coal | 0 | 0 | 0 | 0 | 0 | 0
Geo | 0 | 0 | 0 | 0 | 0 | 0
H | 0 | 0 | 0 | 0 | 0 | 0
LFG | 0 | 0 | 0 | 0 | 0 | 0
Nuc | 0 | 0 | 0 | 0 | 0 | 0
PS | 0 | 0 | 0 | 0 | 0 | 0
PV | 0 | 0 | 0 | 0 | 0 | 0
PeakG | 0 | 0 | 0 | 0 | 0 | 0
PeakO | 0 | 0 | 0 | 0 | 0 | 0
ST | 0 | 0 | 0 | 0 | 0 | 0
STOG | 0 | 0 | 0 | 0 | 0 | 0
STWD | 0 | 0 | 0 | 0 | 0 | 0
WT | 0 | 0 | 0 | 0 | 0 | 0
IGCC | 0 | 0 | 0 | 0 | 0 | 0
DemandResponse | 0 | 0 | 0 | 0 | 0 | 0
IGCC-CCS | 0 | 0 | 0 | 0 | 0 | 0
WT_off | 0 | 0 | 0 | 0 | 0 | 0
PseudoUnit | 0 | 0 | 0 | 0 | 0 | 0
FixedInterchange | 0 | 0 | 0 | 0 | 0 | 0
Emission Cost by Reporting Type: EI_US
ReportingType | 2015 | 2020 | 2025 | 2030 | 2035 | 2040
BM | 0 | 0 | 0 | 0 | 0 | 0
CC | 0 | 0 | 0 | 0 | 0 | 0
CSP | 0 | 0 | 0 | 0 | 0 | 0
CT | 0 | 0 | 0 | 0 | 0 | 0
Coal | 0 | 0 | 0 | 0 | 0 | 0
Geo | 0 | 0 | 0 | 0 | 0 | 0
H | 0 | 0 | 0 | 0 | 0 | 0
LFG | 0 | 0 | 0 | 0 | 0 | 0
Nuc | 0 | 0 | 0 | 0 | 0 | 0
PS | 0 | 0 | 0 | 0 | 0 | 0
PV | 0 | 0 | 0 | 0 | 0 | 0
PeakG | 0 | 0 | 0 | 0 | 0 | 0
PeakO | 0 | 0 | 0 | 0 | 0 | 0
ST | 0 | 0 | 0 | 0 | 0 | 0
STOG | 0 | 0 | 0 | 0 | 0 | 0
STWD | 0 | 0 | 0 | 0 | 0 | 0
WT | 0 | 0 | 0 | 0 | 0 | 0
IGCC | 0 | 0 | 0 | 0 | 0 | 0
DemandResponse | 0 | 0 | 0 | 0 | 0 | 0
IGCC-CCS | 0 | 0 | 0 | 0 | 0 | 0
WT_off | 0 | 0 | 0 | 0 | 0 | 0
PseudoUnit | 0 | 0 | 0 | 0 | 0 | 0
FixedInterchange | 0 | 0 | 0 | 0 | 0 | 0
Emission Cost by Reporting Type: EI_Canada
ReportingType | 2015 | 2020 | 2025 | 2030 | 2035 | 2040
BM | 0 | 0 | 0 | 0 | 0 | 0
CC | 0 | 0 | 0 | 0 | 0 | 0
CSP | 0 | 0 | 0 | 0 | 0 | 0
CT | 0 | 0 | 0 | 0 | 0 | 0
Coal | 0 | 0 | 0 | 0 | 0 | 0
Geo | 0 | 0 | 0 | 0 | 0 | 0
H | 0 | 0 | 0 | 0 | 0 | 0
LFG | 0 | 0 | 0 | 0 | 0 | 0
Nuc | 0 | 0 | 0 | 0 | 0 | 0
PS | 0 | 0 | 0 | 0 | 0 | 0
PV | 0 | 0 | 0 | 0 | 0 | 0
PeakG | 0 | 0 | 0 | 0 | 0 | 0
PeakO | 0 | 0 | 0 | 0 | 0 | 0
ST | 0 | 0 | 0 | 0 | 0 | 0
STOG | 0 | 0 | 0 | 0 | 0 | 0
STWD | 0 | 0 | 0 | 0 | 0 | 0
WT | 0 | 0 | 0 | 0 | 0 | 0
IGCC | 0 | 0 | 0 | 0 | 0 | 0
DemandResponse | 0 | 0 | 0 | 0 | 0 | 0
IGCC-CCS | 0 | 0 | 0 | 0 | 0 | 0
WT_off | 0 | 0 | 0 | 0 | 0 | 0
PseudoUnit | 0 | 0 | 0 | 0 | 0 | 0
FixedInterchange | 0 | 0 | 0 | 0 | 0 | 0
Emission Cost by Reporting Type: EI
ReportingType | 2015 | 2020 | 2025 | 2030 | 2035 | 2040
BM | 0 | 0 | 0 | 0 | 0 | 0
CC | 0 | 0 | 0 | 0 | 0 | 0
CSP | 0 | 0 | 0 | 0 | 0 | 0
CT | 0 | 0 | 0 | 0 | 0 | 0
Coal | 0 | 0 | 0 | 0 | 0 | 0
Geo | 0 | 0 | 0 | 0 | 0 | 0
H | 0 | 0 | 0 | 0 | 0 | 0
LFG | 0 | 0 | 0 | 0 | 0 | 0
Nuc | 0 | 0 | 0 | 0 | 0 | 0
PS | 0 | 0 | 0 | 0 | 0 | 0
PV | 0 | 0 | 0 | 0 | 0 | 0
PeakG | 0 | 0 | 0 | 0 | 0 | 0
PeakO | 0 | 0 | 0 | 0 | 0 | 0
ST | 0 | 0 | 0 | 0 | 0 | 0
STOG | 0 | 0 | 0 | 0 | 0 | 0
STWD | 0 | 0 | 0 | 0 | 0 | 0
WT | 0 | 0 | 0 | 0 | 0 | 0
IGCC | 0 | 0 | 0 | 0 | 0 | 0
DemandResponse | 0 | 0 | 0 | 0 | 0 | 0
IGCC-CCS | 0 | 0 | 0 | 0 | 0 | 0
WT_off | 0 | 0 | 0 | 0 | 0 | 0
PseudoUnit | 0 | 0 | 0 | 0 | 0 | 0
FixedInterchange | 0 | 0 | 0 | 0 | 0 | 0
Emission Cost by Reporting Type: Outside_EI
ReportingType | 2015 | 2020 | 2025 | 2030 | 2035 | 2040
BM | 0 | 0 | 0 | 0 | 0 | 0
CC | 0 | 0 | 0 | 0 | 0 | 0
CSP | 0 | 0 | 0 | 0 | 0 | 0
CT | 0 | 0 | 0 | 0 | 0 | 0
Coal | 0 | 0 | 0 | 0 | 0 | 0
Geo | 0 | 0 | 0 | 0 | 0 | 0
H | 0 | 0 | 0 | 0 | 0 | 0
LFG | 0 | 0 | 0 | 0 | 0 | 0
Nuc | 0 | 0 | 0 | 0 | 0 | 0
PS | 0 | 0 | 0 | 0 | 0 | 0
PV | 0 | 0 | 0 | 0 | 0 | 0
PeakG | 0 | 0 | 0 | 0 | 0 | 0
PeakO | 0 | 0 | 0 | 0 | 0 | 0
ST | 0 | 0 | 0 | 0 | 0 | 0
STOG | 0 | 0 | 0 | 0 | 0 | 0
STWD | 0 | 0 | 0 | 0 | 0 | 0
WT | 0 | 0 | 0 | 0 | 0 | 0
IGCC | 0 | 0 | 0 | 0 | 0 | 0
DemandResponse | 0 | 0 | 0 | 0 | 0 | 0
IGCC-CCS | 0 | 0 | 0 | 0 | 0 | 0
WT_off | 0 | 0 | 0 | 0 | 0 | 0
PseudoUnit | 0 | 0 | 0 | 0 | 0 | 0
FixedInterchange | 0 | 0 | 0 | 0 | 0 | 0
==== Emission Program: CAMR : (Hg) ====
Emission Cost by Reporting Type: Entergy
ReportingType | 2015 | 2020 | 2025 | 2030 | 2035 | 2040
BM | 0 | 0 | 0 | 0 | 0 | 0
CC | 0 | 0 | 0 | 0 | 0 | 0
CSP | 0 | 0 | 0 | 0 | 0 | 0
CT | 0 | 0 | 0 | 0 | 0 | 0
Coal | 0 | 0 | 0 | 0 | 0 | 0
Geo | 0 | 0 | 0 | 0 | 0 | 0
H | 0 | 0 | 0 | 0 | 0 | 0
LFG | 0 | 0 | 0 | 0 | 0 | 0
Nuc | 0 | 0 | 0 | 0 | 0 | 0
PS | 0 | 0 | 0 | 0 | 0 | 0
PV | 0 | 0 | 0 | 0 | 0 | 0
PeakG | 0 | 0 | 0 | 0 | 0 | 0
PeakO | 0 | 0 | 0 | 0 | 0 | 0
ST | 0 | 0 | 0 | 0 | 0 | 0
STOG | 0 | 0 | 0 | 0 | 0 | 0
STWD | 0 | 0 | 0 | 0 | 0 | 0
WT | 0 | 0 | 0 | 0 | 0 | 0
IGCC | 0 | 0 | 0 | 0 | 0 | 0
DemandResponse | 0 | 0 | 0 | 0 | 0 | 0
IGCC-CCS | 0 | 0 | 0 | 0 | 0 | 0
WT_off | 0 | 0 | 0 | 0 | 0 | 0
PseudoUnit | 0 | 0 | 0 | 0 | 0 | 0
FixedInterchange | 0 | 0 | 0 | 0 | 0 | 0
Emission Cost by Reporting Type: FRCC
ReportingType | 2015 | 2020 | 2025 | 2030 | 2035 | 2040
BM | 0 | 0 | 0 | 0 | 0 | 0
CC | 0 | 0 | 0 | 0 | 0 | 0
CSP | 0 | 0 | 0 | 0 | 0 | 0
CT | 0 | 0 | 0 | 0 | 0 | 0
Coal | 0 | 0 | 0 | 0 | 0 | 0
Geo | 0 | 0 | 0 | 0 | 0 | 0
H | 0 | 0 | 0 | 0 | 0 | 0
LFG | 0 | 0 | 0 | 0 | 0 | 0
Nuc | 0 | 0 | 0 | 0 | 0 | 0
PS | 0 | 0 | 0 | 0 | 0 | 0
PV | 0 | 0 | 0 | 0 | 0 | 0
PeakG | 0 | 0 | 0 | 0 | 0 | 0
PeakO | 0 | 0 | 0 | 0 | 0 | 0
ST | 0 | 0 | 0 | 0 | 0 | 0
STOG | 0 | 0 | 0 | 0 | 0 | 0
STWD | 0 | 0 | 0 | 0 | 0 | 0
WT | 0 | 0 | 0 | 0 | 0 | 0
IGCC | 0 | 0 | 0 | 0 | 0 | 0
DemandResponse | 0 | 0 | 0 | 0 | 0 | 0
IGCC-CCS | 0 | 0 | 0 | 0 | 0 | 0
WT_off | 0 | 0 | 0 | 0 | 0 | 0
PseudoUnit | 0 | 0 | 0 | 0 | 0 | 0
FixedInterchange | 0 | 0 | 0 | 0 | 0 | 0
Emission Cost by Reporting Type: MAPP_US
ReportingType | 2015 | 2020 | 2025 | 2030 | 2035 | 2040
BM | 0 | 0 | 0 | 0 | 0 | 0
CC | 0 | 0 | 0 | 0 | 0 | 0
CSP | 0 | 0 | 0 | 0 | 0 | 0
CT | 0 | 0 | 0 | 0 | 0 | 0
Coal | 0 | 0 | 0 | 0 | 0 | 0
Geo | 0 | 0 | 0 | 0 | 0 | 0
H | 0 | 0 | 0 | 0 | 0 | 0
LFG | 0 | 0 | 0 | 0 | 0 | 0
Nuc | 0 | 0 | 0 | 0 | 0 | 0
PS | 0 | 0 | 0 | 0 | 0 | 0
PV | 0 | 0 | 0 | 0 | 0 | 0
PeakG | 0 | 0 | 0 | 0 | 0 | 0
PeakO | 0 | 0 | 0 | 0 | 0 | 0
ST | 0 | 0 | 0 | 0 | 0 | 0
STOG | 0 | 0 | 0 | 0 | 0 | 0
STWD | 0 | 0 | 0 | 0 | 0 | 0
WT | 0 | 0 | 0 | 0 | 0 | 0
IGCC | 0 | 0 | 0 | 0 | 0 | 0
DemandResponse | 0 | 0 | 0 | 0 | 0 | 0
IGCC-CCS | 0 | 0 | 0 | 0 | 0 | 0
WT_off | 0 | 0 | 0 | 0 | 0 | 0
PseudoUnit | 0 | 0 | 0 | 0 | 0 | 0
FixedInterchange | 0 | 0 | 0 | 0 | 0 | 0
Emission Cost by Reporting Type: MISO_IN
ReportingType | 2015 | 2020 | 2025 | 2030 | 2035 | 2040
BM | 0 | 0 | 0 | 0 | 0 | 0
CC | 0 | 0 | 0 | 0 | 0 | 0
CSP | 0 | 0 | 0 | 0 | 0 | 0
CT | 0 | 0 | 0 | 0 | 0 | 0
Coal | 0 | 0 | 0 | 0 | 0 | 0
Geo | 0 | 0 | 0 | 0 | 0 | 0
H | 0 | 0 | 0 | 0 | 0 | 0
LFG | 0 | 0 | 0 | 0 | 0 | 0
Nuc | 0 | 0 | 0 | 0 | 0 | 0
PS | 0 | 0 | 0 | 0 | 0 | 0
PV | 0 | 0 | 0 | 0 | 0 | 0
PeakG | 0 | 0 | 0 | 0 | 0 | 0
PeakO | 0 | 0 | 0 | 0 | 0 | 0
ST | 0 | 0 | 0 | 0 | 0 | 0
STOG | 0 | 0 | 0 | 0 | 0 | 0
STWD | 0 | 0 | 0 | 0 | 0 | 0
WT | 0 | 0 | 0 | 0 | 0 | 0
IGCC | 0 | 0 | 0 | 0 | 0 | 0
DemandResponse | 0 | 0 | 0 | 0 | 0 | 0
IGCC-CCS | 0 | 0 | 0 | 0 | 0 | 0
WT_off | 0 | 0 | 0 | 0 | 0 | 0
PseudoUnit | 0 | 0 | 0 | 0 | 0 | 0
FixedInterchange | 0 | 0 | 0 | 0 | 0 | 0
Emission Cost by Reporting Type: MISO_MI
ReportingType | 2015 | 2020 | 2025 | 2030 | 2035 | 2040
BM | 0 | 0 | 0 | 0 | 0 | 0
CC | 0 | 0 | 0 | 0 | 0 | 0
CSP | 0 | 0 | 0 | 0 | 0 | 0
CT | 0 | 0 | 0 | 0 | 0 | 0
Coal | 0 | 0 | 0 | 0 | 0 | 0
Geo | 0 | 0 | 0 | 0 | 0 | 0
H | 0 | 0 | 0 | 0 | 0 | 0
LFG | 0 | 0 | 0 | 0 | 0 | 0
Nuc | 0 | 0 | 0 | 0 | 0 | 0
PS | 0 | 0 | 0 | 0 | 0 | 0
PV | 0 | 0 | 0 | 0 | 0 | 0
PeakG | 0 | 0 | 0 | 0 | 0 | 0
PeakO | 0 | 0 | 0 | 0 | 0 | 0
ST | 0 | 0 | 0 | 0 | 0 | 0
STOG | 0 | 0 | 0 | 0 | 0 | 0
STWD | 0 | 0 | 0 | 0 | 0 | 0
WT | 0 | 0 | 0 | 0 | 0 | 0
IGCC | 0 | 0 | 0 | 0 | 0 | 0
DemandResponse | 0 | 0 | 0 | 0 | 0 | 0
IGCC-CCS | 0 | 0 | 0 | 0 | 0 | 0
WT_off | 0 | 0 | 0 | 0 | 0 | 0
PseudoUnit | 0 | 0 | 0 | 0 | 0 | 0
FixedInterchange | 0 | 0 | 0 | 0 | 0 | 0
Emission Cost by Reporting Type: MISO_MO-IL
ReportingType | 2015 | 2020 | 2025 | 2030 | 2035 | 2040
BM | 0 | 0 | 0 | 0 | 0 | 0
CC | 0 | 0 | 0 | 0 | 0 | 0
CSP | 0 | 0 | 0 | 0 | 0 | 0
CT | 0 | 0 | 0 | 0 | 0 | 0
Coal | 0 | 0 | 0 | 0 | 0 | 0
Geo | 0 | 0 | 0 | 0 | 0 | 0
H | 0 | 0 | 0 | 0 | 0 | 0
LFG | 0 | 0 | 0 | 0 | 0 | 0
Nuc | 0 | 0 | 0 | 0 | 0 | 0
PS | 0 | 0 | 0 | 0 | 0 | 0
PV | 0 | 0 | 0 | 0 | 0 | 0
PeakG | 0 | 0 | 0 | 0 | 0 | 0
PeakO | 0 | 0 | 0 | 0 | 0 | 0
ST | 0 | 0 | 0 | 0 | 0 | 0
STOG | 0 | 0 | 0 | 0 | 0 | 0
STWD | 0 | 0 | 0 | 0 | 0 | 0
WT | 0 | 0 | 0 | 0 | 0 | 0
IGCC | 0 | 0 | 0 | 0 | 0 | 0
DemandResponse | 0 | 0 | 0 | 0 | 0 | 0
IGCC-CCS | 0 | 0 | 0 | 0 | 0 | 0
WT_off | 0 | 0 | 0 | 0 | 0 | 0
PseudoUnit | 0 | 0 | 0 | 0 | 0 | 0
FixedInterchange | 0 | 0 | 0 | 0 | 0 | 0
Emission Cost by Reporting Type: MISO_W
ReportingType | 2015 | 2020 | 2025 | 2030 | 2035 | 2040
BM | 0 | 0 | 0 | 0 | 0 | 0
CC | 0 | 0 | 0 | 0 | 0 | 0
CSP | 0 | 0 | 0 | 0 | 0 | 0
CT | 0 | 0 | 0 | 0 | 0 | 0
Coal | 0 | 0 | 0 | 0 | 0 | 0
Geo | 0 | 0 | 0 | 0 | 0 | 0
H | 0 | 0 | 0 | 0 | 0 | 0
LFG | 0 | 0 | 0 | 0 | 0 | 0
Nuc | 0 | 0 | 0 | 0 | 0 | 0
PS | 0 | 0 | 0 | 0 | 0 | 0
PV | 0 | 0 | 0 | 0 | 0 | 0
PeakG | 0 | 0 | 0 | 0 | 0 | 0
PeakO | 0 | 0 | 0 | 0 | 0 | 0
ST | 0 | 0 | 0 | 0 | 0 | 0
STOG | 0 | 0 | 0 | 0 | 0 | 0
STWD | 0 | 0 | 0 | 0 | 0 | 0
WT | 0 | 0 | 0 | 0 | 0 | 0
IGCC | 0 | 0 | 0 | 0 | 0 | 0
DemandResponse | 0 | 0 | 0 | 0 | 0 | 0
IGCC-CCS | 0 | 0 | 0 | 0 | 0 | 0
WT_off | 0 | 0 | 0 | 0 | 0 | 0
PseudoUnit | 0 | 0 | 0 | 0 | 0 | 0
FixedInterchange | 0 | 0 | 0 | 0 | 0 | 0
Emission Cost by Reporting Type: MISO_WUMS
ReportingType | 2015 | 2020 | 2025 | 2030 | 2035 | 2040
BM | 0 | 0 | 0 | 0 | 0 | 0
CC | 0 | 0 | 0 | 0 | 0 | 0
CSP | 0 | 0 | 0 | 0 | 0 | 0
CT | 0 | 0 | 0 | 0 | 0 | 0
Coal | 0 | 0 | 0 | 0 | 0 | 0
Geo | 0 | 0 | 0 | 0 | 0 | 0
H | 0 | 0 | 0 | 0 | 0 | 0
LFG | 0 | 0 | 0 | 0 | 0 | 0
Nuc | 0 | 0 | 0 | 0 | 0 | 0
PS | 0 | 0 | 0 | 0 | 0 | 0
PV | 0 | 0 | 0 | 0 | 0 | 0
PeakG | 0 | 0 | 0 | 0 | 0 | 0
PeakO | 0 | 0 | 0 | 0 | 0 | 0
ST | 0 | 0 | 0 | 0 | 0 | 0
STOG | 0 | 0 | 0 | 0 | 0 | 0
STWD | 0 | 0 | 0 | 0 | 0 | 0
WT | 0 | 0 | 0 | 0 | 0 | 0
IGCC | 0 | 0 | 0 | 0 | 0 | 0
DemandResponse | 0 | 0 | 0 | 0 | 0 | 0
IGCC-CCS | 0 | 0 | 0 | 0 | 0 | 0
WT_off | 0 | 0 | 0 | 0 | 0 | 0
PseudoUnit | 0 | 0 | 0 | 0 | 0 | 0
FixedInterchange | 0 | 0 | 0 | 0 | 0 | 0
Emission Cost by Reporting Type: Nebraska
ReportingType | 2015 | 2020 | 2025 | 2030 | 2035 | 2040
BM | 0 | 0 | 0 | 0 | 0 | 0
CC | 0 | 0 | 0 | 0 | 0 | 0
CSP | 0 | 0 | 0 | 0 | 0 | 0
CT | 0 | 0 | 0 | 0 | 0 | 0
Coal | 0 | 0 | 0 | 0 | 0 | 0
Geo | 0 | 0 | 0 | 0 | 0 | 0
H | 0 | 0 | 0 | 0 | 0 | 0
LFG | 0 | 0 | 0 | 0 | 0 | 0
Nuc | 0 | 0 | 0 | 0 | 0 | 0
PS | 0 | 0 | 0 | 0 | 0 | 0
PV | 0 | 0 | 0 | 0 | 0 | 0
PeakG | 0 | 0 | 0 | 0 | 0 | 0
PeakO | 0 | 0 | 0 | 0 | 0 | 0
ST | 0 | 0 | 0 | 0 | 0 | 0
STOG | 0 | 0 | 0 | 0 | 0 | 0
STWD | 0 | 0 | 0 | 0 | 0 | 0
WT | 0 | 0 | 0 | 0 | 0 | 0
IGCC | 0 | 0 | 0 | 0 | 0 | 0
DemandResponse | 0 | 0 | 0 | 0 | 0 | 0
IGCC-CCS | 0 | 0 | 0 | 0 | 0 | 0
WT_off | 0 | 0 | 0 | 0 | 0 | 0
PseudoUnit | 0 | 0 | 0 | 0 | 0 | 0
FixedInterchange | 0 | 0 | 0 | 0 | 0 | 0
Emission Cost by Reporting Type: NEISO
ReportingType | 2015 | 2020 | 2025 | 2030 | 2035 | 2040
BM | 0 | 0 | 0 | 0 | 0 | 0
CC | 0 | 0 | 0 | 0 | 0 | 0
CSP | 0 | 0 | 0 | 0 | 0 | 0
CT | 0 | 0 | 0 | 0 | 0 | 0
Coal | 0 | 0 | 0 | 0 | 0 | 0
Geo | 0 | 0 | 0 | 0 | 0 | 0
H | 0 | 0 | 0 | 0 | 0 | 0
LFG | 0 | 0 | 0 | 0 | 0 | 0
Nuc | 0 | 0 | 0 | 0 | 0 | 0
PS | 0 | 0 | 0 | 0 | 0 | 0
PV | 0 | 0 | 0 | 0 | 0 | 0
PeakG | 0 | 0 | 0 | 0 | 0 | 0
PeakO | 0 | 0 | 0 | 0 | 0 | 0
ST | 0 | 0 | 0 | 0 | 0 | 0
STOG | 0 | 0 | 0 | 0 | 0 | 0
STWD | 0 | 0 | 0 | 0 | 0 | 0
WT | 0 | 0 | 0 | 0 | 0 | 0
IGCC | 0 | 0 | 0 | 0 | 0 | 0
DemandResponse | 0 | 0 | 0 | 0 | 0 | 0
IGCC-CCS | 0 | 0 | 0 | 0 | 0 | 0
WT_off | 0 | 0 | 0 | 0 | 0 | 0
PseudoUnit | 0 | 0 | 0 | 0 | 0 | 0
FixedInterchange | 0 | 0 | 0 | 0 | 0 | 0
Emission Cost by Reporting Type: NonRTO_Midwest
ReportingType | 2015 | 2020 | 2025 | 2030 | 2035 | 2040
BM | 0 | 0 | 0 | 0 | 0 | 0
CC | 0 | 0 | 0 | 0 | 0 | 0
CSP | 0 | 0 | 0 | 0 | 0 | 0
CT | 0 | 0 | 0 | 0 | 0 | 0
Coal | 0 | 0 | 0 | 0 | 0 | 0
Geo | 0 | 0 | 0 | 0 | 0 | 0
H | 0 | 0 | 0 | 0 | 0 | 0
LFG | 0 | 0 | 0 | 0 | 0 | 0
Nuc | 0 | 0 | 0 | 0 | 0 | 0
PS | 0 | 0 | 0 | 0 | 0 | 0
PV | 0 | 0 | 0 | 0 | 0 | 0
PeakG | 0 | 0 | 0 | 0 | 0 | 0
PeakO | 0 | 0 | 0 | 0 | 0 | 0
ST | 0 | 0 | 0 | 0 | 0 | 0
STOG | 0 | 0 | 0 | 0 | 0 | 0
STWD | 0 | 0 | 0 | 0 | 0 | 0
WT | 0 | 0 | 0 | 0 | 0 | 0
IGCC | 0 | 0 | 0 | 0 | 0 | 0
DemandResponse | 0 | 0 | 0 | 0 | 0 | 0
IGCC-CCS | 0 | 0 | 0 | 0 | 0 | 0
WT_off | 0 | 0 | 0 | 0 | 0 | 0
PseudoUnit | 0 | 0 | 0 | 0 | 0 | 0
FixedInterchange | 0 | 0 | 0 | 0 | 0 | 0
Emission Cost by Reporting Type: NYISO_A-F
ReportingType | 2015 | 2020 | 2025 | 2030 | 2035 | 2040
BM | 0 | 0 | 0 | 0 | 0 | 0
CC | 0 | 0 | 0 | 0 | 0 | 0
CSP | 0 | 0 | 0 | 0 | 0 | 0
CT | 0 | 0 | 0 | 0 | 0 | 0
Coal | 0 | 0 | 0 | 0 | 0 | 0
Geo | 0 | 0 | 0 | 0 | 0 | 0
H | 0 | 0 | 0 | 0 | 0 | 0
LFG | 0 | 0 | 0 | 0 | 0 | 0
Nuc | 0 | 0 | 0 | 0 | 0 | 0
PS | 0 | 0 | 0 | 0 | 0 | 0
PV | 0 | 0 | 0 | 0 | 0 | 0
PeakG | 0 | 0 | 0 | 0 | 0 | 0
PeakO | 0 | 0 | 0 | 0 | 0 | 0
ST | 0 | 0 | 0 | 0 | 0 | 0
STOG | 0 | 0 | 0 | 0 | 0 | 0
STWD | 0 | 0 | 0 | 0 | 0 | 0
WT | 0 | 0 | 0 | 0 | 0 | 0
IGCC | 0 | 0 | 0 | 0 | 0 | 0
DemandResponse | 0 | 0 | 0 | 0 | 0 | 0
IGCC-CCS | 0 | 0 | 0 | 0 | 0 | 0
WT_off | 0 | 0 | 0 | 0 | 0 | 0
PseudoUnit | 0 | 0 | 0 | 0 | 0 | 0
FixedInterchange | 0 | 0 | 0 | 0 | 0 | 0
Emission Cost by Reporting Type: NYISO_G-I
ReportingType | 2015 | 2020 | 2025 | 2030 | 2035 | 2040
BM | 0 | 0 | 0 | 0 | 0 | 0
CC | 0 | 0 | 0 | 0 | 0 | 0
CSP | 0 | 0 | 0 | 0 | 0 | 0
CT | 0 | 0 | 0 | 0 | 0 | 0
Coal | 0 | 0 | 0 | 0 | 0 | 0
Geo | 0 | 0 | 0 | 0 | 0 | 0
H | 0 | 0 | 0 | 0 | 0 | 0
LFG | 0 | 0 | 0 | 0 | 0 | 0
Nuc | 0 | 0 | 0 | 0 | 0 | 0
PS | 0 | 0 | 0 | 0 | 0 | 0
PV | 0 | 0 | 0 | 0 | 0 | 0
PeakG | 0 | 0 | 0 | 0 | 0 | 0
PeakO | 0 | 0 | 0 | 0 | 0 | 0
ST | 0 | 0 | 0 | 0 | 0 | 0
STOG | 0 | 0 | 0 | 0 | 0 | 0
STWD | 0 | 0 | 0 | 0 | 0 | 0
WT | 0 | 0 | 0 | 0 | 0 | 0
IGCC | 0 | 0 | 0 | 0 | 0 | 0
DemandResponse | 0 | 0 | 0 | 0 | 0 | 0
IGCC-CCS | 0 | 0 | 0 | 0 | 0 | 0
WT_off | 0 | 0 | 0 | 0 | 0 | 0
PseudoUnit | 0 | 0 | 0 | 0 | 0 | 0
FixedInterchange | 0 | 0 | 0 | 0 | 0 | 0
Emission Cost by Reporting Type: NYISO_J-K
ReportingType | 2015 | 2020 | 2025 | 2030 | 2035 | 2040
BM | 0 | 0 | 0 | 0 | 0 | 0
CC | 0 | 0 | 0 | 0 | 0 | 0
CSP | 0 | 0 | 0 | 0 | 0 | 0
CT | 0 | 0 | 0 | 0 | 0 | 0
Coal | 0 | 0 | 0 | 0 | 0 | 0
Geo | 0 | 0 | 0 | 0 | 0 | 0
H | 0 | 0 | 0 | 0 | 0 | 0
LFG | 0 | 0 | 0 | 0 | 0 | 0
Nuc | 0 | 0 | 0 | 0 | 0 | 0
PS | 0 | 0 | 0 | 0 | 0 | 0
PV | 0 | 0 | 0 | 0 | 0 | 0
PeakG | 0 | 0 | 0 | 0 | 0 | 0
PeakO | 0 | 0 | 0 | 0 | 0 | 0
ST | 0 | 0 | 0 | 0 | 0 | 0
STOG | 0 | 0 | 0 | 0 | 0 | 0
STWD | 0 | 0 | 0 | 0 | 0 | 0
WT | 0 | 0 | 0 | 0 | 0 | 0
IGCC | 0 | 0 | 0 | 0 | 0 | 0
DemandResponse | 0 | 0 | 0 | 0 | 0 | 0
IGCC-CCS | 0 | 0 | 0 | 0 | 0 | 0
WT_off | 0 | 0 | 0 | 0 | 0 | 0
PseudoUnit | 0 | 0 | 0 | 0 | 0 | 0
FixedInterchange | 0 | 0 | 0 | 0 | 0 | 0
Emission Cost by Reporting Type: PJM_E
ReportingType | 2015 | 2020 | 2025 | 2030 | 2035 | 2040
BM | 0 | 0 | 0 | 0 | 0 | 0
CC | 0 | 0 | 0 | 0 | 0 | 0
CSP | 0 | 0 | 0 | 0 | 0 | 0
CT | 0 | 0 | 0 | 0 | 0 | 0
Coal | 0 | 0 | 0 | 0 | 0 | 0
Geo | 0 | 0 | 0 | 0 | 0 | 0
H | 0 | 0 | 0 | 0 | 0 | 0
LFG | 0 | 0 | 0 | 0 | 0 | 0
Nuc | 0 | 0 | 0 | 0 | 0 | 0
PS | 0 | 0 | 0 | 0 | 0 | 0
PV | 0 | 0 | 0 | 0 | 0 | 0
PeakG | 0 | 0 | 0 | 0 | 0 | 0
PeakO | 0 | 0 | 0 | 0 | 0 | 0
ST | 0 | 0 | 0 | 0 | 0 | 0
STOG | 0 | 0 | 0 | 0 | 0 | 0
STWD | 0 | 0 | 0 | 0 | 0 | 0
WT | 0 | 0 | 0 | 0 | 0 | 0
IGCC | 0 | 0 | 0 | 0 | 0 | 0
DemandResponse | 0 | 0 | 0 | 0 | 0 | 0
IGCC-CCS | 0 | 0 | 0 | 0 | 0 | 0
WT_off | 0 | 0 | 0 | 0 | 0 | 0
PseudoUnit | 0 | 0 | 0 | 0 | 0 | 0
FixedInterchange | 0 | 0 | 0 | 0 | 0 | 0
Emission Cost by Reporting Type: PJM_ROM
ReportingType | 2015 | 2020 | 2025 | 2030 | 2035 | 2040
BM | 0 | 0 | 0 | 0 | 0 | 0
CC | 0 | 0 | 0 | 0 | 0 | 0
CSP | 0 | 0 | 0 | 0 | 0 | 0
CT | 0 | 0 | 0 | 0 | 0 | 0
Coal | 0 | 0 | 0 | 0 | 0 | 0
Geo | 0 | 0 | 0 | 0 | 0 | 0
H | 0 | 0 | 0 | 0 | 0 | 0
LFG | 0 | 0 | 0 | 0 | 0 | 0
Nuc | 0 | 0 | 0 | 0 | 0 | 0
PS | 0 | 0 | 0 | 0 | 0 | 0
PV | 0 | 0 | 0 | 0 | 0 | 0
PeakG | 0 | 0 | 0 | 0 | 0 | 0
PeakO | 0 | 0 | 0 | 0 | 0 | 0
ST | 0 | 0 | 0 | 0 | 0 | 0
STOG | 0 | 0 | 0 | 0 | 0 | 0
STWD | 0 | 0 | 0 | 0 | 0 | 0
WT | 0 | 0 | 0 | 0 | 0 | 0
IGCC | 0 | 0 | 0 | 0 | 0 | 0
DemandResponse | 0 | 0 | 0 | 0 | 0 | 0
IGCC-CCS | 0 | 0 | 0 | 0 | 0 | 0
WT_off | 0 | 0 | 0 | 0 | 0 | 0
PseudoUnit | 0 | 0 | 0 | 0 | 0 | 0
FixedInterchange | 0 | 0 | 0 | 0 | 0 | 0
Emission Cost by Reporting Type: PJM_ROR
ReportingType | 2015 | 2020 | 2025 | 2030 | 2035 | 2040
BM | 0 | 0 | 0 | 0 | 0 | 0
CC | 0 | 0 | 0 | 0 | 0 | 0
CSP | 0 | 0 | 0 | 0 | 0 | 0
CT | 0 | 0 | 0 | 0 | 0 | 0
Coal | 0 | 0 | 0 | 0 | 0 | 0
Geo | 0 | 0 | 0 | 0 | 0 | 0
H | 0 | 0 | 0 | 0 | 0 | 0
LFG | 0 | 0 | 0 | 0 | 0 | 0
Nuc | 0 | 0 | 0 | 0 | 0 | 0
PS | 0 | 0 | 0 | 0 | 0 | 0
PV | 0 | 0 | 0 | 0 | 0 | 0
PeakG | 0 | 0 | 0 | 0 | 0 | 0
PeakO | 0 | 0 | 0 | 0 | 0 | 0
ST | 0 | 0 | 0 | 0 | 0 | 0
STOG | 0 | 0 | 0 | 0 | 0 | 0
STWD | 0 | 0 | 0 | 0 | 0 | 0
WT | 0 | 0 | 0 | 0 | 0 | 0
IGCC | 0 | 0 | 0 | 0 | 0 | 0
DemandResponse | 0 | 0 | 0 | 0 | 0 | 0
IGCC-CCS | 0 | 0 | 0 | 0 | 0 | 0
WT_off | 0 | 0 | 0 | 0 | 0 | 0
PseudoUnit | 0 | 0 | 0 | 0 | 0 | 0
FixedInterchange | 0 | 0 | 0 | 0 | 0 | 0
Emission Cost by Reporting Type: SOCO
ReportingType | 2015 | 2020 | 2025 | 2030 | 2035 | 2040
BM | 0 | 0 | 0 | 0 | 0 | 0
CC | 0 | 0 | 0 | 0 | 0 | 0
CSP | 0 | 0 | 0 | 0 | 0 | 0
CT | 0 | 0 | 0 | 0 | 0 | 0
Coal | 0 | 0 | 0 | 0 | 0 | 0
Geo | 0 | 0 | 0 | 0 | 0 | 0
H | 0 | 0 | 0 | 0 | 0 | 0
LFG | 0 | 0 | 0 | 0 | 0 | 0
Nuc | 0 | 0 | 0 | 0 | 0 | 0
PS | 0 | 0 | 0 | 0 | 0 | 0
PV | 0 | 0 | 0 | 0 | 0 | 0
PeakG | 0 | 0 | 0 | 0 | 0 | 0
PeakO | 0 | 0 | 0 | 0 | 0 | 0
ST | 0 | 0 | 0 | 0 | 0 | 0
STOG | 0 | 0 | 0 | 0 | 0 | 0
STWD | 0 | 0 | 0 | 0 | 0 | 0
WT | 0 | 0 | 0 | 0 | 0 | 0
IGCC | 0 | 0 | 0 | 0 | 0 | 0
DemandResponse | 0 | 0 | 0 | 0 | 0 | 0
IGCC-CCS | 0 | 0 | 0 | 0 | 0 | 0
WT_off | 0 | 0 | 0 | 0 | 0 | 0
PseudoUnit | 0 | 0 | 0 | 0 | 0 | 0
FixedInterchange | 0 | 0 | 0 | 0 | 0 | 0
Emission Cost by Reporting Type: SPP_N
ReportingType | 2015 | 2020 | 2025 | 2030 | 2035 | 2040
BM | 0 | 0 | 0 | 0 | 0 | 0
CC | 0 | 0 | 0 | 0 | 0 | 0
CSP | 0 | 0 | 0 | 0 | 0 | 0
CT | 0 | 0 | 0 | 0 | 0 | 0
Coal | 0 | 0 | 0 | 0 | 0 | 0
Geo | 0 | 0 | 0 | 0 | 0 | 0
H | 0 | 0 | 0 | 0 | 0 | 0
LFG | 0 | 0 | 0 | 0 | 0 | 0
Nuc | 0 | 0 | 0 | 0 | 0 | 0
PS | 0 | 0 | 0 | 0 | 0 | 0
PV | 0 | 0 | 0 | 0 | 0 | 0
PeakG | 0 | 0 | 0 | 0 | 0 | 0
PeakO | 0 | 0 | 0 | 0 | 0 | 0
ST | 0 | 0 | 0 | 0 | 0 | 0
STOG | 0 | 0 | 0 | 0 | 0 | 0
STWD | 0 | 0 | 0 | 0 | 0 | 0
WT | 0 | 0 | 0 | 0 | 0 | 0
IGCC | 0 | 0 | 0 | 0 | 0 | 0
DemandResponse | 0 | 0 | 0 | 0 | 0 | 0
IGCC-CCS | 0 | 0 | 0 | 0 | 0 | 0
WT_off | 0 | 0 | 0 | 0 | 0 | 0
PseudoUnit | 0 | 0 | 0 | 0 | 0 | 0
FixedInterchange | 0 | 0 | 0 | 0 | 0 | 0
Emission Cost by Reporting Type: SPP_S
ReportingType | 2015 | 2020 | 2025 | 2030 | 2035 | 2040
BM | 0 | 0 | 0 | 0 | 0 | 0
CC | 0 | 0 | 0 | 0 | 0 | 0
CSP | 0 | 0 | 0 | 0 | 0 | 0
CT | 0 | 0 | 0 | 0 | 0 | 0
Coal | 0 | 0 | 0 | 0 | 0 | 0
Geo | 0 | 0 | 0 | 0 | 0 | 0
H | 0 | 0 | 0 | 0 | 0 | 0
LFG | 0 | 0 | 0 | 0 | 0 | 0
Nuc | 0 | 0 | 0 | 0 | 0 | 0
PS | 0 | 0 | 0 | 0 | 0 | 0
PV | 0 | 0 | 0 | 0 | 0 | 0
PeakG | 0 | 0 | 0 | 0 | 0 | 0
PeakO | 0 | 0 | 0 | 0 | 0 | 0
ST | 0 | 0 | 0 | 0 | 0 | 0
STOG | 0 | 0 | 0 | 0 | 0 | 0
STWD | 0 | 0 | 0 | 0 | 0 | 0
WT | 0 | 0 | 0 | 0 | 0 | 0
IGCC | 0 | 0 | 0 | 0 | 0 | 0
DemandResponse | 0 | 0 | 0 | 0 | 0 | 0
IGCC-CCS | 0 | 0 | 0 | 0 | 0 | 0
WT_off | 0 | 0 | 0 | 0 | 0 | 0
PseudoUnit | 0 | 0 | 0 | 0 | 0 | 0
FixedInterchange | 0 | 0 | 0 | 0 | 0 | 0
Emission Cost by Reporting Type: TVA
ReportingType | 2015 | 2020 | 2025 | 2030 | 2035 | 2040
BM | 0 | 0 | 0 | 0 | 0 | 0
CC | 0 | 0 | 0 | 0 | 0 | 0
CSP | 0 | 0 | 0 | 0 | 0 | 0
CT | 0 | 0 | 0 | 0 | 0 | 0
Coal | 0 | 0 | 0 | 0 | 0 | 0
Geo | 0 | 0 | 0 | 0 | 0 | 0
H | 0 | 0 | 0 | 0 | 0 | 0
LFG | 0 | 0 | 0 | 0 | 0 | 0
Nuc | 0 | 0 | 0 | 0 | 0 | 0
PS | 0 | 0 | 0 | 0 | 0 | 0
PV | 0 | 0 | 0 | 0 | 0 | 0
PeakG | 0 | 0 | 0 | 0 | 0 | 0
PeakO | 0 | 0 | 0 | 0 | 0 | 0
ST | 0 | 0 | 0 | 0 | 0 | 0
STOG | 0 | 0 | 0 | 0 | 0 | 0
STWD | 0 | 0 | 0 | 0 | 0 | 0
WT | 0 | 0 | 0 | 0 | 0 | 0
IGCC | 0 | 0 | 0 | 0 | 0 | 0
DemandResponse | 0 | 0 | 0 | 0 | 0 | 0
IGCC-CCS | 0 | 0 | 0 | 0 | 0 | 0
WT_off | 0 | 0 | 0 | 0 | 0 | 0
PseudoUnit | 0 | 0 | 0 | 0 | 0 | 0
FixedInterchange | 0 | 0 | 0 | 0 | 0 | 0
Emission Cost by Reporting Type: TVA_Transmission
ReportingType | 2015 | 2020 | 2025 | 2030 | 2035 | 2040
BM | 0 | 0 | 0 | 0 | 0 | 0
CC | 0 | 0 | 0 | 0 | 0 | 0
CSP | 0 | 0 | 0 | 0 | 0 | 0
CT | 0 | 0 | 0 | 0 | 0 | 0
Coal | 0 | 0 | 0 | 0 | 0 | 0
Geo | 0 | 0 | 0 | 0 | 0 | 0
H | 0 | 0 | 0 | 0 | 0 | 0
LFG | 0 | 0 | 0 | 0 | 0 | 0
Nuc | 0 | 0 | 0 | 0 | 0 | 0
PS | 0 | 0 | 0 | 0 | 0 | 0
PV | 0 | 0 | 0 | 0 | 0 | 0
PeakG | 0 | 0 | 0 | 0 | 0 | 0
PeakO | 0 | 0 | 0 | 0 | 0 | 0
ST | 0 | 0 | 0 | 0 | 0 | 0
STOG | 0 | 0 | 0 | 0 | 0 | 0
STWD | 0 | 0 | 0 | 0 | 0 | 0
WT | 0 | 0 | 0 | 0 | 0 | 0
IGCC | 0 | 0 | 0 | 0 | 0 | 0
DemandResponse | 0 | 0 | 0 | 0 | 0 | 0
IGCC-CCS | 0 | 0 | 0 | 0 | 0 | 0
WT_off | 0 | 0 | 0 | 0 | 0 | 0
PseudoUnit | 0 | 0 | 0 | 0 | 0 | 0
FixedInterchange | 0 | 0 | 0 | 0 | 0 | 0
Emission Cost by Reporting Type: VACAR
ReportingType | 2015 | 2020 | 2025 | 2030 | 2035 | 2040
BM | 0 | 0 | 0 | 0 | 0 | 0
CC | 0 | 0 | 0 | 0 | 0 | 0
CSP | 0 | 0 | 0 | 0 | 0 | 0
CT | 0 | 0 | 0 | 0 | 0 | 0
Coal | 0 | 0 | 0 | 0 | 0 | 0
Geo | 0 | 0 | 0 | 0 | 0 | 0
H | 0 | 0 | 0 | 0 | 0 | 0
LFG | 0 | 0 | 0 | 0 | 0 | 0
Nuc | 0 | 0 | 0 | 0 | 0 | 0
PS | 0 | 0 | 0 | 0 | 0 | 0
PV | 0 | 0 | 0 | 0 | 0 | 0
PeakG | 0 | 0 | 0 | 0 | 0 | 0
PeakO | 0 | 0 | 0 | 0 | 0 | 0
ST | 0 | 0 | 0 | 0 | 0 | 0
STOG | 0 | 0 | 0 | 0 | 0 | 0
STWD | 0 | 0 | 0 | 0 | 0 | 0
WT | 0 | 0 | 0 | 0 | 0 | 0
IGCC | 0 | 0 | 0 | 0 | 0 | 0
DemandResponse | 0 | 0 | 0 | 0 | 0 | 0
IGCC-CCS | 0 | 0 | 0 | 0 | 0 | 0
WT_off | 0 | 0 | 0 | 0 | 0 | 0
PseudoUnit | 0 | 0 | 0 | 0 | 0 | 0
FixedInterchange | 0 | 0 | 0 | 0 | 0 | 0
Emission Cost by Reporting Type: IESO
ReportingType | 2015 | 2020 | 2025 | 2030 | 2035 | 2040
BM | 0 | 0 | 0 | 0 | 0 | 0
CC | 0 | 0 | 0 | 0 | 0 | 0
CSP | 0 | 0 | 0 | 0 | 0 | 0
CT | 0 | 0 | 0 | 0 | 0 | 0
Coal | 0 | 0 | 0 | 0 | 0 | 0
Geo | 0 | 0 | 0 | 0 | 0 | 0
H | 0 | 0 | 0 | 0 | 0 | 0
LFG | 0 | 0 | 0 | 0 | 0 | 0
Nuc | 0 | 0 | 0 | 0 | 0 | 0
PS | 0 | 0 | 0 | 0 | 0 | 0
PV | 0 | 0 | 0 | 0 | 0 | 0
PeakG | 0 | 0 | 0 | 0 | 0 | 0
PeakO | 0 | 0 | 0 | 0 | 0 | 0
ST | 0 | 0 | 0 | 0 | 0 | 0
STOG | 0 | 0 | 0 | 0 | 0 | 0
STWD | 0 | 0 | 0 | 0 | 0 | 0
WT | 0 | 0 | 0 | 0 | 0 | 0
IGCC | 0 | 0 | 0 | 0 | 0 | 0
DemandResponse | 0 | 0 | 0 | 0 | 0 | 0
IGCC-CCS | 0 | 0 | 0 | 0 | 0 | 0
WT_off | 0 | 0 | 0 | 0 | 0 | 0
PseudoUnit | 0 | 0 | 0 | 0 | 0 | 0
FixedInterchange | 0 | 0 | 0 | 0 | 0 | 0
Emission Cost by Reporting Type: MAPP_CA
ReportingType | 2015 | 2020 | 2025 | 2030 | 2035 | 2040
BM | 0 | 0 | 0 | 0 | 0 | 0
CC | 0 | 0 | 0 | 0 | 0 | 0
CSP | 0 | 0 | 0 | 0 | 0 | 0
CT | 0 | 0 | 0 | 0 | 0 | 0
Coal | 0 | 0 | 0 | 0 | 0 | 0
Geo | 0 | 0 | 0 | 0 | 0 | 0
H | 0 | 0 | 0 | 0 | 0 | 0
LFG | 0 | 0 | 0 | 0 | 0 | 0
Nuc | 0 | 0 | 0 | 0 | 0 | 0
PS | 0 | 0 | 0 | 0 | 0 | 0
PV | 0 | 0 | 0 | 0 | 0 | 0
PeakG | 0 | 0 | 0 | 0 | 0 | 0
PeakO | 0 | 0 | 0 | 0 | 0 | 0
ST | 0 | 0 | 0 | 0 | 0 | 0
STOG | 0 | 0 | 0 | 0 | 0 | 0
STWD | 0 | 0 | 0 | 0 | 0 | 0
WT | 0 | 0 | 0 | 0 | 0 | 0
IGCC | 0 | 0 | 0 | 0 | 0 | 0
DemandResponse | 0 | 0 | 0 | 0 | 0 | 0
IGCC-CCS | 0 | 0 | 0 | 0 | 0 | 0
WT_off | 0 | 0 | 0 | 0 | 0 | 0
PseudoUnit | 0 | 0 | 0 | 0 | 0 | 0
FixedInterchange | 0 | 0 | 0 | 0 | 0 | 0
Emission Cost by Reporting Type: AZ_NM_SNV_Coal
ReportingType | 2015 | 2020 | 2025 | 2030 | 2035 | 2040
BM | 0 | 0 | 0 | 0 | 0 | 0
CC | 0 | 0 | 0 | 0 | 0 | 0
CSP | 0 | 0 | 0 | 0 | 0 | 0
CT | 0 | 0 | 0 | 0 | 0 | 0
Coal | 0 | 0 | 0 | 0 | 0 | 0
Geo | 0 | 0 | 0 | 0 | 0 | 0
H | 0 | 0 | 0 | 0 | 0 | 0
LFG | 0 | 0 | 0 | 0 | 0 | 0
Nuc | 0 | 0 | 0 | 0 | 0 | 0
PS | 0 | 0 | 0 | 0 | 0 | 0
PV | 0 | 0 | 0 | 0 | 0 | 0
PeakG | 0 | 0 | 0 | 0 | 0 | 0
PeakO | 0 | 0 | 0 | 0 | 0 | 0
ST | 0 | 0 | 0 | 0 | 0 | 0
STOG | 0 | 0 | 0 | 0 | 0 | 0
STWD | 0 | 0 | 0 | 0 | 0 | 0
WT | 0 | 0 | 0 | 0 | 0 | 0
IGCC | 0 | 0 | 0 | 0 | 0 | 0
DemandResponse | 0 | 0 | 0 | 0 | 0 | 0
IGCC-CCS | 0 | 0 | 0 | 0 | 0 | 0
WT_off | 0 | 0 | 0 | 0 | 0 | 0
PseudoUnit | 0 | 0 | 0 | 0 | 0 | 0
FixedInterchange | 0 | 0 | 0 | 0 | 0 | 0
Emission Cost by Reporting Type: AZ_NM_SNV_Gas
ReportingType | 2015 | 2020 | 2025 | 2030 | 2035 | 2040
BM | 0 | 0 | 0 | 0 | 0 | 0
CC | 0 | 0 | 0 | 0 | 0 | 0
CSP | 0 | 0 | 0 | 0 | 0 | 0
CT | 0 | 0 | 0 | 0 | 0 | 0
Coal | 0 | 0 | 0 | 0 | 0 | 0
Geo | 0 | 0 | 0 | 0 | 0 | 0
H | 0 | 0 | 0 | 0 | 0 | 0
LFG | 0 | 0 | 0 | 0 | 0 | 0
Nuc | 0 | 0 | 0 | 0 | 0 | 0
PS | 0 | 0 | 0 | 0 | 0 | 0
PV | 0 | 0 | 0 | 0 | 0 | 0
PeakG | 0 | 0 | 0 | 0 | 0 | 0
PeakO | 0 | 0 | 0 | 0 | 0 | 0
ST | 0 | 0 | 0 | 0 | 0 | 0
STOG | 0 | 0 | 0 | 0 | 0 | 0
STWD | 0 | 0 | 0 | 0 | 0 | 0
WT | 0 | 0 | 0 | 0 | 0 | 0
IGCC | 0 | 0 | 0 | 0 | 0 | 0
DemandResponse | 0 | 0 | 0 | 0 | 0 | 0
IGCC-CCS | 0 | 0 | 0 | 0 | 0 | 0
WT_off | 0 | 0 | 0 | 0 | 0 | 0
PseudoUnit | 0 | 0 | 0 | 0 | 0 | 0
FixedInterchange | 0 | 0 | 0 | 0 | 0 | 0
Emission Cost by Reporting Type: AZ_NM_SNV_NucRenew
ReportingType | 2015 | 2020 | 2025 | 2030 | 2035 | 2040
BM | 0 | 0 | 0 | 0 | 0 | 0
CC | 0 | 0 | 0 | 0 | 0 | 0
CSP | 0 | 0 | 0 | 0 | 0 | 0
CT | 0 | 0 | 0 | 0 | 0 | 0
Coal | 0 | 0 | 0 | 0 | 0 | 0
Geo | 0 | 0 | 0 | 0 | 0 | 0
H | 0 | 0 | 0 | 0 | 0 | 0
LFG | 0 | 0 | 0 | 0 | 0 | 0
Nuc | 0 | 0 | 0 | 0 | 0 | 0
PS | 0 | 0 | 0 | 0 | 0 | 0
PV | 0 | 0 | 0 | 0 | 0 | 0
PeakG | 0 | 0 | 0 | 0 | 0 | 0
PeakO | 0 | 0 | 0 | 0 | 0 | 0
ST | 0 | 0 | 0 | 0 | 0 | 0
STOG | 0 | 0 | 0 | 0 | 0 | 0
STWD | 0 | 0 | 0 | 0 | 0 | 0
WT | 0 | 0 | 0 | 0 | 0 | 0
IGCC | 0 | 0 | 0 | 0 | 0 | 0
DemandResponse | 0 | 0 | 0 | 0 | 0 | 0
IGCC-CCS | 0 | 0 | 0 | 0 | 0 | 0
WT_off | 0 | 0 | 0 | 0 | 0 | 0
PseudoUnit | 0 | 0 | 0 | 0 | 0 | 0
FixedInterchange | 0 | 0 | 0 | 0 | 0 | 0
Emission Cost by Reporting Type: ERCOT
ReportingType | 2015 | 2020 | 2025 | 2030 | 2035 | 2040
BM | 0 | 0 | 0 | 0 | 0 | 0
CC | 0 | 0 | 0 | 0 | 0 | 0
CSP | 0 | 0 | 0 | 0 | 0 | 0
CT | 0 | 0 | 0 | 0 | 0 | 0
Coal | 0 | 0 | 0 | 0 | 0 | 0
Geo | 0 | 0 | 0 | 0 | 0 | 0
H | 0 | 0 | 0 | 0 | 0 | 0
LFG | 0 | 0 | 0 | 0 | 0 | 0
Nuc | 0 | 0 | 0 | 0 | 0 | 0
PS | 0 | 0 | 0 | 0 | 0 | 0
PV | 0 | 0 | 0 | 0 | 0 | 0
PeakG | 0 | 0 | 0 | 0 | 0 | 0
PeakO | 0 | 0 | 0 | 0 | 0 | 0
ST | 0 | 0 | 0 | 0 | 0 | 0
STOG | 0 | 0 | 0 | 0 | 0 | 0
STWD | 0 | 0 | 0 | 0 | 0 | 0
WT | 0 | 0 | 0 | 0 | 0 | 0
IGCC | 0 | 0 | 0 | 0 | 0 | 0
DemandResponse | 0 | 0 | 0 | 0 | 0 | 0
IGCC-CCS | 0 | 0 | 0 | 0 | 0 | 0
WT_off | 0 | 0 | 0 | 0 | 0 | 0
PseudoUnit | 0 | 0 | 0 | 0 | 0 | 0
FixedInterchange | 0 | 0 | 0 | 0 | 0 | 0
Emission Cost by Reporting Type: NP15
ReportingType | 2015 | 2020 | 2025 | 2030 | 2035 | 2040
BM | 0 | 0 | 0 | 0 | 0 | 0
CC | 0 | 0 | 0 | 0 | 0 | 0
CSP | 0 | 0 | 0 | 0 | 0 | 0
CT | 0 | 0 | 0 | 0 | 0 | 0
Coal | 0 | 0 | 0 | 0 | 0 | 0
Geo | 0 | 0 | 0 | 0 | 0 | 0
H | 0 | 0 | 0 | 0 | 0 | 0
LFG | 0 | 0 | 0 | 0 | 0 | 0
Nuc | 0 | 0 | 0 | 0 | 0 | 0
PS | 0 | 0 | 0 | 0 | 0 | 0
PV | 0 | 0 | 0 | 0 | 0 | 0
PeakG | 0 | 0 | 0 | 0 | 0 | 0
PeakO | 0 | 0 | 0 | 0 | 0 | 0
ST | 0 | 0 | 0 | 0 | 0 | 0
STOG | 0 | 0 | 0 | 0 | 0 | 0
STWD | 0 | 0 | 0 | 0 | 0 | 0
WT | 0 | 0 | 0 | 0 | 0 | 0
IGCC | 0 | 0 | 0 | 0 | 0 | 0
DemandResponse | 0 | 0 | 0 | 0 | 0 | 0
IGCC-CCS | 0 | 0 | 0 | 0 | 0 | 0
WT_off | 0 | 0 | 0 | 0 | 0 | 0
PseudoUnit | 0 | 0 | 0 | 0 | 0 | 0
FixedInterchange | 0 | 0 | 0 | 0 | 0 | 0
Emission Cost by Reporting Type: NWPP_Coal
ReportingType | 2015 | 2020 | 2025 | 2030 | 2035 | 2040
BM | 0 | 0 | 0 | 0 | 0 | 0
CC | 0 | 0 | 0 | 0 | 0 | 0
CSP | 0 | 0 | 0 | 0 | 0 | 0
CT | 0 | 0 | 0 | 0 | 0 | 0
Coal | 0 | 0 | 0 | 0 | 0 | 0
Geo | 0 | 0 | 0 | 0 | 0 | 0
H | 0 | 0 | 0 | 0 | 0 | 0
LFG | 0 | 0 | 0 | 0 | 0 | 0
Nuc | 0 | 0 | 0 | 0 | 0 | 0
PS | 0 | 0 | 0 | 0 | 0 | 0
PV | 0 | 0 | 0 | 0 | 0 | 0
PeakG | 0 | 0 | 0 | 0 | 0 | 0
PeakO | 0 | 0 | 0 | 0 | 0 | 0
ST | 0 | 0 | 0 | 0 | 0 | 0
STOG | 0 | 0 | 0 | 0 | 0 | 0
STWD | 0 | 0 | 0 | 0 | 0 | 0
WT | 0 | 0 | 0 | 0 | 0 | 0
IGCC | 0 | 0 | 0 | 0 | 0 | 0
DemandResponse | 0 | 0 | 0 | 0 | 0 | 0
IGCC-CCS | 0 | 0 | 0 | 0 | 0 | 0
WT_off | 0 | 0 | 0 | 0 | 0 | 0
PseudoUnit | 0 | 0 | 0 | 0 | 0 | 0
FixedInterchange | 0 | 0 | 0 | 0 | 0 | 0
Emission Cost by Reporting Type: NWPP_Gas
ReportingType | 2015 | 2020 | 2025 | 2030 | 2035 | 2040
BM | 0 | 0 | 0 | 0 | 0 | 0
CC | 0 | 0 | 0 | 0 | 0 | 0
CSP | 0 | 0 | 0 | 0 | 0 | 0
CT | 0 | 0 | 0 | 0 | 0 | 0
Coal | 0 | 0 | 0 | 0 | 0 | 0
Geo | 0 | 0 | 0 | 0 | 0 | 0
H | 0 | 0 | 0 | 0 | 0 | 0
LFG | 0 | 0 | 0 | 0 | 0 | 0
Nuc | 0 | 0 | 0 | 0 | 0 | 0
PS | 0 | 0 | 0 | 0 | 0 | 0
PV | 0 | 0 | 0 | 0 | 0 | 0
PeakG | 0 | 0 | 0 | 0 | 0 | 0
PeakO | 0 | 0 | 0 | 0 | 0 | 0
ST | 0 | 0 | 0 | 0 | 0 | 0
STOG | 0 | 0 | 0 | 0 | 0 | 0
STWD | 0 | 0 | 0 | 0 | 0 | 0
WT | 0 | 0 | 0 | 0 | 0 | 0
IGCC | 0 | 0 | 0 | 0 | 0 | 0
DemandResponse | 0 | 0 | 0 | 0 | 0 | 0
IGCC-CCS | 0 | 0 | 0 | 0 | 0 | 0
WT_off | 0 | 0 | 0 | 0 | 0 | 0
PseudoUnit | 0 | 0 | 0 | 0 | 0 | 0
FixedInterchange | 0 | 0 | 0 | 0 | 0 | 0
Emission Cost by Reporting Type: NWPP_NucRenew
ReportingType | 2015 | 2020 | 2025 | 2030 | 2035 | 2040
BM | 0 | 0 | 0 | 0 | 0 | 0
CC | 0 | 0 | 0 | 0 | 0 | 0
CSP | 0 | 0 | 0 | 0 | 0 | 0
CT | 0 | 0 | 0 | 0 | 0 | 0
Coal | 0 | 0 | 0 | 0 | 0 | 0
Geo | 0 | 0 | 0 | 0 | 0 | 0
H | 0 | 0 | 0 | 0 | 0 | 0
LFG | 0 | 0 | 0 | 0 | 0 | 0
Nuc | 0 | 0 | 0 | 0 | 0 | 0
PS | 0 | 0 | 0 | 0 | 0 | 0
PV | 0 | 0 | 0 | 0 | 0 | 0
PeakG | 0 | 0 | 0 | 0 | 0 | 0
PeakO | 0 | 0 | 0 | 0 | 0 | 0
ST | 0 | 0 | 0 | 0 | 0 | 0
STOG | 0 | 0 | 0 | 0 | 0 | 0
STWD | 0 | 0 | 0 | 0 | 0 | 0
WT | 0 | 0 | 0 | 0 | 0 | 0
IGCC | 0 | 0 | 0 | 0 | 0 | 0
DemandResponse | 0 | 0 | 0 | 0 | 0 | 0
IGCC-CCS | 0 | 0 | 0 | 0 | 0 | 0
WT_off | 0 | 0 | 0 | 0 | 0 | 0
PseudoUnit | 0 | 0 | 0 | 0 | 0 | 0
FixedInterchange | 0 | 0 | 0 | 0 | 0 | 0
Emission Cost by Reporting Type: RMPA
ReportingType | 2015 | 2020 | 2025 | 2030 | 2035 | 2040
BM | 0 | 0 | 0 | 0 | 0 | 0
CC | 0 | 0 | 0 | 0 | 0 | 0
CSP | 0 | 0 | 0 | 0 | 0 | 0
CT | 0 | 0 | 0 | 0 | 0 | 0
Coal | 0 | 0 | 0 | 0 | 0 | 0
Geo | 0 | 0 | 0 | 0 | 0 | 0
H | 0 | 0 | 0 | 0 | 0 | 0
LFG | 0 | 0 | 0 | 0 | 0 | 0
Nuc | 0 | 0 | 0 | 0 | 0 | 0
PS | 0 | 0 | 0 | 0 | 0 | 0
PV | 0 | 0 | 0 | 0 | 0 | 0
PeakG | 0 | 0 | 0 | 0 | 0 | 0
PeakO | 0 | 0 | 0 | 0 | 0 | 0
ST | 0 | 0 | 0 | 0 | 0 | 0
STOG | 0 | 0 | 0 | 0 | 0 | 0
STWD | 0 | 0 | 0 | 0 | 0 | 0
WT | 0 | 0 | 0 | 0 | 0 | 0
IGCC | 0 | 0 | 0 | 0 | 0 | 0
DemandResponse | 0 | 0 | 0 | 0 | 0 | 0
IGCC-CCS | 0 | 0 | 0 | 0 | 0 | 0
WT_off | 0 | 0 | 0 | 0 | 0 | 0
PseudoUnit | 0 | 0 | 0 | 0 | 0 | 0
FixedInterchange | 0 | 0 | 0 | 0 | 0 | 0
Emission Cost by Reporting Type: SP15
ReportingType | 2015 | 2020 | 2025 | 2030 | 2035 | 2040
BM | 0 | 0 | 0 | 0 | 0 | 0
CC | 0 | 0 | 0 | 0 | 0 | 0
CSP | 0 | 0 | 0 | 0 | 0 | 0
CT | 0 | 0 | 0 | 0 | 0 | 0
Coal | 0 | 0 | 0 | 0 | 0 | 0
Geo | 0 | 0 | 0 | 0 | 0 | 0
H | 0 | 0 | 0 | 0 | 0 | 0
LFG | 0 | 0 | 0 | 0 | 0 | 0
Nuc | 0 | 0 | 0 | 0 | 0 | 0
PS | 0 | 0 | 0 | 0 | 0 | 0
PV | 0 | 0 | 0 | 0 | 0 | 0
PeakG | 0 | 0 | 0 | 0 | 0 | 0
PeakO | 0 | 0 | 0 | 0 | 0 | 0
ST | 0 | 0 | 0 | 0 | 0 | 0
STOG | 0 | 0 | 0 | 0 | 0 | 0
STWD | 0 | 0 | 0 | 0 | 0 | 0
WT | 0 | 0 | 0 | 0 | 0 | 0
IGCC | 0 | 0 | 0 | 0 | 0 | 0
DemandResponse | 0 | 0 | 0 | 0 | 0 | 0
IGCC-CCS | 0 | 0 | 0 | 0 | 0 | 0
WT_off | 0 | 0 | 0 | 0 | 0 | 0
PseudoUnit | 0 | 0 | 0 | 0 | 0 | 0
FixedInterchange | 0 | 0 | 0 | 0 | 0 | 0
Emission Cost by Reporting Type: ALB
ReportingType | 2015 | 2020 | 2025 | 2030 | 2035 | 2040
BM | 0 | 0 | 0 | 0 | 0 | 0
CC | 0 | 0 | 0 | 0 | 0 | 0
CSP | 0 | 0 | 0 | 0 | 0 | 0
CT | 0 | 0 | 0 | 0 | 0 | 0
Coal | 0 | 0 | 0 | 0 | 0 | 0
Geo | 0 | 0 | 0 | 0 | 0 | 0
H | 0 | 0 | 0 | 0 | 0 | 0
LFG | 0 | 0 | 0 | 0 | 0 | 0
Nuc | 0 | 0 | 0 | 0 | 0 | 0
PS | 0 | 0 | 0 | 0 | 0 | 0
PV | 0 | 0 | 0 | 0 | 0 | 0
PeakG | 0 | 0 | 0 | 0 | 0 | 0
PeakO | 0 | 0 | 0 | 0 | 0 | 0
ST | 0 | 0 | 0 | 0 | 0 | 0
STOG | 0 | 0 | 0 | 0 | 0 | 0
STWD | 0 | 0 | 0 | 0 | 0 | 0
WT | 0 | 0 | 0 | 0 | 0 | 0
IGCC | 0 | 0 | 0 | 0 | 0 | 0
DemandResponse | 0 | 0 | 0 | 0 | 0 | 0
IGCC-CCS | 0 | 0 | 0 | 0 | 0 | 0
WT_off | 0 | 0 | 0 | 0 | 0 | 0
PseudoUnit | 0 | 0 | 0 | 0 | 0 | 0
FixedInterchange | 0 | 0 | 0 | 0 | 0 | 0
Emission Cost by Reporting Type: BC
ReportingType | 2015 | 2020 | 2025 | 2030 | 2035 | 2040
BM | 0 | 0 | 0 | 0 | 0 | 0
CC | 0 | 0 | 0 | 0 | 0 | 0
CSP | 0 | 0 | 0 | 0 | 0 | 0
CT | 0 | 0 | 0 | 0 | 0 | 0
Coal | 0 | 0 | 0 | 0 | 0 | 0
Geo | 0 | 0 | 0 | 0 | 0 | 0
H | 0 | 0 | 0 | 0 | 0 | 0
LFG | 0 | 0 | 0 | 0 | 0 | 0
Nuc | 0 | 0 | 0 | 0 | 0 | 0
PS | 0 | 0 | 0 | 0 | 0 | 0
PV | 0 | 0 | 0 | 0 | 0 | 0
PeakG | 0 | 0 | 0 | 0 | 0 | 0
PeakO | 0 | 0 | 0 | 0 | 0 | 0
ST | 0 | 0 | 0 | 0 | 0 | 0
STOG | 0 | 0 | 0 | 0 | 0 | 0
STWD | 0 | 0 | 0 | 0 | 0 | 0
WT | 0 | 0 | 0 | 0 | 0 | 0
IGCC | 0 | 0 | 0 | 0 | 0 | 0
DemandResponse | 0 | 0 | 0 | 0 | 0 | 0
IGCC-CCS | 0 | 0 | 0 | 0 | 0 | 0
WT_off | 0 | 0 | 0 | 0 | 0 | 0
PseudoUnit | 0 | 0 | 0 | 0 | 0 | 0
FixedInterchange | 0 | 0 | 0 | 0 | 0 | 0
Emission Cost by Reporting Type: HQ_IESO
ReportingType | 2015 | 2020 | 2025 | 2030 | 2035 | 2040
BM | 0 | 0 | 0 | 0 | 0 | 0
CC | 0 | 0 | 0 | 0 | 0 | 0
CSP | 0 | 0 | 0 | 0 | 0 | 0
CT | 0 | 0 | 0 | 0 | 0 | 0
Coal | 0 | 0 | 0 | 0 | 0 | 0
Geo | 0 | 0 | 0 | 0 | 0 | 0
H | 0 | 0 | 0 | 0 | 0 | 0
LFG | 0 | 0 | 0 | 0 | 0 | 0
Nuc | 0 | 0 | 0 | 0 | 0 | 0
PS | 0 | 0 | 0 | 0 | 0 | 0
PV | 0 | 0 | 0 | 0 | 0 | 0
PeakG | 0 | 0 | 0 | 0 | 0 | 0
PeakO | 0 | 0 | 0 | 0 | 0 | 0
ST | 0 | 0 | 0 | 0 | 0 | 0
STOG | 0 | 0 | 0 | 0 | 0 | 0
STWD | 0 | 0 | 0 | 0 | 0 | 0
WT | 0 | 0 | 0 | 0 | 0 | 0
IGCC | 0 | 0 | 0 | 0 | 0 | 0
DemandResponse | 0 | 0 | 0 | 0 | 0 | 0
IGCC-CCS | 0 | 0 | 0 | 0 | 0 | 0
WT_off | 0 | 0 | 0 | 0 | 0 | 0
PseudoUnit | 0 | 0 | 0 | 0 | 0 | 0
FixedInterchange | 0 | 0 | 0 | 0 | 0 | 0
Emission Cost by Reporting Type: HQ_NEISO
ReportingType | 2015 | 2020 | 2025 | 2030 | 2035 | 2040
BM | 0 | 0 | 0 | 0 | 0 | 0
CC | 0 | 0 | 0 | 0 | 0 | 0
CSP | 0 | 0 | 0 | 0 | 0 | 0
CT | 0 | 0 | 0 | 0 | 0 | 0
Coal | 0 | 0 | 0 | 0 | 0 | 0
Geo | 0 | 0 | 0 | 0 | 0 | 0
H | 0 | 0 | 0 | 0 | 0 | 0
LFG | 0 | 0 | 0 | 0 | 0 | 0
Nuc | 0 | 0 | 0 | 0 | 0 | 0
PS | 0 | 0 | 0 | 0 | 0 | 0
PV | 0 | 0 | 0 | 0 | 0 | 0
PeakG | 0 | 0 | 0 | 0 | 0 | 0
PeakO | 0 | 0 | 0 | 0 | 0 | 0
ST | 0 | 0 | 0 | 0 | 0 | 0
STOG | 0 | 0 | 0 | 0 | 0 | 0
STWD | 0 | 0 | 0 | 0 | 0 | 0
WT | 0 | 0 | 0 | 0 | 0 | 0
IGCC | 0 | 0 | 0 | 0 | 0 | 0
DemandResponse | 0 | 0 | 0 | 0 | 0 | 0
IGCC-CCS | 0 | 0 | 0 | 0 | 0 | 0
WT_off | 0 | 0 | 0 | 0 | 0 | 0
PseudoUnit | 0 | 0 | 0 | 0 | 0 | 0
FixedInterchange | 0 | 0 | 0 | 0 | 0 | 0
Emission Cost by Reporting Type: HQ_NY
ReportingType | 2015 | 2020 | 2025 | 2030 | 2035 | 2040
BM | 0 | 0 | 0 | 0 | 0 | 0
CC | 0 | 0 | 0 | 0 | 0 | 0
CSP | 0 | 0 | 0 | 0 | 0 | 0
CT | 0 | 0 | 0 | 0 | 0 | 0
Coal | 0 | 0 | 0 | 0 | 0 | 0
Geo | 0 | 0 | 0 | 0 | 0 | 0
H | 0 | 0 | 0 | 0 | 0 | 0
LFG | 0 | 0 | 0 | 0 | 0 | 0
Nuc | 0 | 0 | 0 | 0 | 0 | 0
PS | 0 | 0 | 0 | 0 | 0 | 0
PV | 0 | 0 | 0 | 0 | 0 | 0
PeakG | 0 | 0 | 0 | 0 | 0 | 0
PeakO | 0 | 0 | 0 | 0 | 0 | 0
ST | 0 | 0 | 0 | 0 | 0 | 0
STOG | 0 | 0 | 0 | 0 | 0 | 0
STWD | 0 | 0 | 0 | 0 | 0 | 0
WT | 0 | 0 | 0 | 0 | 0 | 0
IGCC | 0 | 0 | 0 | 0 | 0 | 0
DemandResponse | 0 | 0 | 0 | 0 | 0 | 0
IGCC-CCS | 0 | 0 | 0 | 0 | 0 | 0
WT_off | 0 | 0 | 0 | 0 | 0 | 0
PseudoUnit | 0 | 0 | 0 | 0 | 0 | 0
FixedInterchange | 0 | 0 | 0 | 0 | 0 | 0
Emission Cost by Reporting Type: MARITIMES
ReportingType | 2015 | 2020 | 2025 | 2030 | 2035 | 2040
BM | 0 | 0 | 0 | 0 | 0 | 0
CC | 0 | 0 | 0 | 0 | 0 | 0
CSP | 0 | 0 | 0 | 0 | 0 | 0
CT | 0 | 0 | 0 | 0 | 0 | 0
Coal | 0 | 0 | 0 | 0 | 0 | 0
Geo | 0 | 0 | 0 | 0 | 0 | 0
H | 0 | 0 | 0 | 0 | 0 | 0
LFG | 0 | 0 | 0 | 0 | 0 | 0
Nuc | 0 | 0 | 0 | 0 | 0 | 0
PS | 0 | 0 | 0 | 0 | 0 | 0
PV | 0 | 0 | 0 | 0 | 0 | 0
PeakG | 0 | 0 | 0 | 0 | 0 | 0
PeakO | 0 | 0 | 0 | 0 | 0 | 0
ST | 0 | 0 | 0 | 0 | 0 | 0
STOG | 0 | 0 | 0 | 0 | 0 | 0
STWD | 0 | 0 | 0 | 0 | 0 | 0
WT | 0 | 0 | 0 | 0 | 0 | 0
IGCC | 0 | 0 | 0 | 0 | 0 | 0
DemandResponse | 0 | 0 | 0 | 0 | 0 | 0
IGCC-CCS | 0 | 0 | 0 | 0 | 0 | 0
WT_off | 0 | 0 | 0 | 0 | 0 | 0
PseudoUnit | 0 | 0 | 0 | 0 | 0 | 0
FixedInterchange | 0 | 0 | 0 | 0 | 0 | 0
Emission Cost by Reporting Type: All
ReportingType | 2015 | 2020 | 2025 | 2030 | 2035 | 2040
BM | 0 | 0 | 0 | 0 | 0 | 0
CC | 0 | 0 | 0 | 0 | 0 | 0
CSP | 0 | 0 | 0 | 0 | 0 | 0
CT | 0 | 0 | 0 | 0 | 0 | 0
Coal | 0 | 0 | 0 | 0 | 0 | 0
Geo | 0 | 0 | 0 | 0 | 0 | 0
H | 0 | 0 | 0 | 0 | 0 | 0
LFG | 0 | 0 | 0 | 0 | 0 | 0
Nuc | 0 | 0 | 0 | 0 | 0 | 0
PS | 0 | 0 | 0 | 0 | 0 | 0
PV | 0 | 0 | 0 | 0 | 0 | 0
PeakG | 0 | 0 | 0 | 0 | 0 | 0
PeakO | 0 | 0 | 0 | 0 | 0 | 0
ST | 0 | 0 | 0 | 0 | 0 | 0
STOG | 0 | 0 | 0 | 0 | 0 | 0
STWD | 0 | 0 | 0 | 0 | 0 | 0
WT | 0 | 0 | 0 | 0 | 0 | 0
IGCC | 0 | 0 | 0 | 0 | 0 | 0
DemandResponse | 0 | 0 | 0 | 0 | 0 | 0
IGCC-CCS | 0 | 0 | 0 | 0 | 0 | 0
WT_off | 0 | 0 | 0 | 0 | 0 | 0
PseudoUnit | 0 | 0 | 0 | 0 | 0 | 0
FixedInterchange | 0 | 0 | 0 | 0 | 0 | 0
Emission Cost by Reporting Type: EI_US
ReportingType | 2015 | 2020 | 2025 | 2030 | 2035 | 2040
BM | 0 | 0 | 0 | 0 | 0 | 0
CC | 0 | 0 | 0 | 0 | 0 | 0
CSP | 0 | 0 | 0 | 0 | 0 | 0
CT | 0 | 0 | 0 | 0 | 0 | 0
Coal | 0 | 0 | 0 | 0 | 0 | 0
Geo | 0 | 0 | 0 | 0 | 0 | 0
H | 0 | 0 | 0 | 0 | 0 | 0
LFG | 0 | 0 | 0 | 0 | 0 | 0
Nuc | 0 | 0 | 0 | 0 | 0 | 0
PS | 0 | 0 | 0 | 0 | 0 | 0
PV | 0 | 0 | 0 | 0 | 0 | 0
PeakG | 0 | 0 | 0 | 0 | 0 | 0
PeakO | 0 | 0 | 0 | 0 | 0 | 0
ST | 0 | 0 | 0 | 0 | 0 | 0
STOG | 0 | 0 | 0 | 0 | 0 | 0
STWD | 0 | 0 | 0 | 0 | 0 | 0
WT | 0 | 0 | 0 | 0 | 0 | 0
IGCC | 0 | 0 | 0 | 0 | 0 | 0
DemandResponse | 0 | 0 | 0 | 0 | 0 | 0
IGCC-CCS | 0 | 0 | 0 | 0 | 0 | 0
WT_off | 0 | 0 | 0 | 0 | 0 | 0
PseudoUnit | 0 | 0 | 0 | 0 | 0 | 0
FixedInterchange | 0 | 0 | 0 | 0 | 0 | 0
Emission Cost by Reporting Type: EI_Canada
ReportingType | 2015 | 2020 | 2025 | 2030 | 2035 | 2040
BM | 0 | 0 | 0 | 0 | 0 | 0
CC | 0 | 0 | 0 | 0 | 0 | 0
CSP | 0 | 0 | 0 | 0 | 0 | 0
CT | 0 | 0 | 0 | 0 | 0 | 0
Coal | 0 | 0 | 0 | 0 | 0 | 0
Geo | 0 | 0 | 0 | 0 | 0 | 0
H | 0 | 0 | 0 | 0 | 0 | 0
LFG | 0 | 0 | 0 | 0 | 0 | 0
Nuc | 0 | 0 | 0 | 0 | 0 | 0
PS | 0 | 0 | 0 | 0 | 0 | 0
PV | 0 | 0 | 0 | 0 | 0 | 0
PeakG | 0 | 0 | 0 | 0 | 0 | 0
PeakO | 0 | 0 | 0 | 0 | 0 | 0
ST | 0 | 0 | 0 | 0 | 0 | 0
STOG | 0 | 0 | 0 | 0 | 0 | 0
STWD | 0 | 0 | 0 | 0 | 0 | 0
WT | 0 | 0 | 0 | 0 | 0 | 0
IGCC | 0 | 0 | 0 | 0 | 0 | 0
DemandResponse | 0 | 0 | 0 | 0 | 0 | 0
IGCC-CCS | 0 | 0 | 0 | 0 | 0 | 0
WT_off | 0 | 0 | 0 | 0 | 0 | 0
PseudoUnit | 0 | 0 | 0 | 0 | 0 | 0
FixedInterchange | 0 | 0 | 0 | 0 | 0 | 0
Emission Cost by Reporting Type: EI
ReportingType | 2015 | 2020 | 2025 | 2030 | 2035 | 2040
BM | 0 | 0 | 0 | 0 | 0 | 0
CC | 0 | 0 | 0 | 0 | 0 | 0
CSP | 0 | 0 | 0 | 0 | 0 | 0
CT | 0 | 0 | 0 | 0 | 0 | 0
Coal | 0 | 0 | 0 | 0 | 0 | 0
Geo | 0 | 0 | 0 | 0 | 0 | 0
H | 0 | 0 | 0 | 0 | 0 | 0
LFG | 0 | 0 | 0 | 0 | 0 | 0
Nuc | 0 | 0 | 0 | 0 | 0 | 0
PS | 0 | 0 | 0 | 0 | 0 | 0
PV | 0 | 0 | 0 | 0 | 0 | 0
PeakG | 0 | 0 | 0 | 0 | 0 | 0
PeakO | 0 | 0 | 0 | 0 | 0 | 0
ST | 0 | 0 | 0 | 0 | 0 | 0
STOG | 0 | 0 | 0 | 0 | 0 | 0
STWD | 0 | 0 | 0 | 0 | 0 | 0
WT | 0 | 0 | 0 | 0 | 0 | 0
IGCC | 0 | 0 | 0 | 0 | 0 | 0
DemandResponse | 0 | 0 | 0 | 0 | 0 | 0
IGCC-CCS | 0 | 0 | 0 | 0 | 0 | 0
WT_off | 0 | 0 | 0 | 0 | 0 | 0
PseudoUnit | 0 | 0 | 0 | 0 | 0 | 0
FixedInterchange | 0 | 0 | 0 | 0 | 0 | 0
Emission Cost by Reporting Type: Outside_EI
ReportingType | 2015 | 2020 | 2025 | 2030 | 2035 | 2040
BM | 0 | 0 | 0 | 0 | 0 | 0
CC | 0 | 0 | 0 | 0 | 0 | 0
CSP | 0 | 0 | 0 | 0 | 0 | 0
CT | 0 | 0 | 0 | 0 | 0 | 0
Coal | 0 | 0 | 0 | 0 | 0 | 0
Geo | 0 | 0 | 0 | 0 | 0 | 0
H | 0 | 0 | 0 | 0 | 0 | 0
LFG | 0 | 0 | 0 | 0 | 0 | 0
Nuc | 0 | 0 | 0 | 0 | 0 | 0
PS | 0 | 0 | 0 | 0 | 0 | 0
PV | 0 | 0 | 0 | 0 | 0 | 0
PeakG | 0 | 0 | 0 | 0 | 0 | 0
PeakO | 0 | 0 | 0 | 0 | 0 | 0
ST | 0 | 0 | 0 | 0 | 0 | 0
STOG | 0 | 0 | 0 | 0 | 0 | 0
STWD | 0 | 0 | 0 | 0 | 0 | 0
WT | 0 | 0 | 0 | 0 | 0 | 0
IGCC | 0 | 0 | 0 | 0 | 0 | 0
DemandResponse | 0 | 0 | 0 | 0 | 0 | 0
IGCC-CCS | 0 | 0 | 0 | 0 | 0 | 0
WT_off | 0 | 0 | 0 | 0 | 0 | 0
PseudoUnit | 0 | 0 | 0 | 0 | 0 | 0
FixedInterchange | 0 | 0 | 0 | 0 | 0 | 0
==== Emission Program: CAIRNOxAnnual : (NOx) ====
Emission Cost by Reporting Type: Entergy
ReportingType | 2015 | 2020 | 2025 | 2030 | 2035 | 2040
BM | 0 | 0 | 0 | 0 | 0 | 0
CC | 0 | 0 | 0 | 0 | 0 | 0
CSP | 0 | 0 | 0 | 0 | 0 | 0
CT | 0 | 0 | 0 | 0 | 0 | 0
Coal | 0 | 0 | 0 | 0 | 0 | 0
Geo | 0 | 0 | 0 | 0 | 0 | 0
H | 0 | 0 | 0 | 0 | 0 | 0
LFG | 0 | 0 | 0 | 0 | 0 | 0
Nuc | 0 | 0 | 0 | 0 | 0 | 0
PS | 0 | 0 | 0 | 0 | 0 | 0
PV | 0 | 0 | 0 | 0 | 0 | 0
PeakG | 0 | 0 | 0 | 0 | 0 | 0
PeakO | 0 | 0 | 0 | 0 | 0 | 0
ST | 0 | 0 | 0 | 0 | 0 | 0
STOG | 0 | 0 | 0 | 0 | 0 | 0
STWD | 0 | 0 | 0 | 0 | 0 | 0
WT | 0 | 0 | 0 | 0 | 0 | 0
IGCC | 0 | 0 | 0 | 0 | 0 | 0
DemandResponse | 0 | 0 | 0 | 0 | 0 | 0
IGCC-CCS | 0 | 0 | 0 | 0 | 0 | 0
WT_off | 0 | 0 | 0 | 0 | 0 | 0
PseudoUnit | 0 | 0 | 0 | 0 | 0 | 0
FixedInterchange | 0 | 0 | 0 | 0 | 0 | 0
Emission Cost by Reporting Type: FRCC
ReportingType | 2015 | 2020 | 2025 | 2030 | 2035 | 2040
BM | 0 | 0 | 0 | 0 | 0 | 0
CC | 0 | 0 | 0 | 0 | 0 | 0
CSP | 0 | 0 | 0 | 0 | 0 | 0
CT | 0 | 0 | 0 | 0 | 0 | 0
Coal | 0 | 0 | 0 | 0 | 0 | 0
Geo | 0 | 0 | 0 | 0 | 0 | 0
H | 0 | 0 | 0 | 0 | 0 | 0
LFG | 0 | 0 | 0 | 0 | 0 | 0
Nuc | 0 | 0 | 0 | 0 | 0 | 0
PS | 0 | 0 | 0 | 0 | 0 | 0
PV | 0 | 0 | 0 | 0 | 0 | 0
PeakG | 0 | 0 | 0 | 0 | 0 | 0
PeakO | 0 | 0 | 0 | 0 | 0 | 0
ST | 0 | 0 | 0 | 0 | 0 | 0
STOG | 0 | 0 | 0 | 0 | 0 | 0
STWD | 0 | 0 | 0 | 0 | 0 | 0
WT | 0 | 0 | 0 | 0 | 0 | 0
IGCC | 0 | 0 | 0 | 0 | 0 | 0
DemandResponse | 0 | 0 | 0 | 0 | 0 | 0
IGCC-CCS | 0 | 0 | 0 | 0 | 0 | 0
WT_off | 0 | 0 | 0 | 0 | 0 | 0
PseudoUnit | 0 | 0 | 0 | 0 | 0 | 0
FixedInterchange | 0 | 0 | 0 | 0 | 0 | 0
Emission Cost by Reporting Type: MAPP_US
ReportingType | 2015 | 2020 | 2025 | 2030 | 2035 | 2040
BM | 0 | 0 | 0 | 0 | 0 | 0
CC | 0 | 0 | 0 | 0 | 0 | 0
CSP | 0 | 0 | 0 | 0 | 0 | 0
CT | 0 | 0 | 0 | 0 | 0 | 0
Coal | 0 | 0 | 0 | 0 | 0 | 0
Geo | 0 | 0 | 0 | 0 | 0 | 0
H | 0 | 0 | 0 | 0 | 0 | 0
LFG | 0 | 0 | 0 | 0 | 0 | 0
Nuc | 0 | 0 | 0 | 0 | 0 | 0
PS | 0 | 0 | 0 | 0 | 0 | 0
PV | 0 | 0 | 0 | 0 | 0 | 0
PeakG | 0 | 0 | 0 | 0 | 0 | 0
PeakO | 0 | 0 | 0 | 0 | 0 | 0
ST | 0 | 0 | 0 | 0 | 0 | 0
STOG | 0 | 0 | 0 | 0 | 0 | 0
STWD | 0 | 0 | 0 | 0 | 0 | 0
WT | 0 | 0 | 0 | 0 | 0 | 0
IGCC | 0 | 0 | 0 | 0 | 0 | 0
DemandResponse | 0 | 0 | 0 | 0 | 0 | 0
IGCC-CCS | 0 | 0 | 0 | 0 | 0 | 0
WT_off | 0 | 0 | 0 | 0 | 0 | 0
PseudoUnit | 0 | 0 | 0 | 0 | 0 | 0
FixedInterchange | 0 | 0 | 0 | 0 | 0 | 0
Emission Cost by Reporting Type: MISO_IN
ReportingType | 2015 | 2020 | 2025 | 2030 | 2035 | 2040
BM | 0 | 0 | 0 | 0 | 0 | 0
CC | 0 | 0 | 0 | 0 | 0 | 0
CSP | 0 | 0 | 0 | 0 | 0 | 0
CT | 0 | 0 | 0 | 0 | 0 | 0
Coal | 0 | 0 | 0 | 0 | 0 | 0
Geo | 0 | 0 | 0 | 0 | 0 | 0
H | 0 | 0 | 0 | 0 | 0 | 0
LFG | 0 | 0 | 0 | 0 | 0 | 0
Nuc | 0 | 0 | 0 | 0 | 0 | 0
PS | 0 | 0 | 0 | 0 | 0 | 0
PV | 0 | 0 | 0 | 0 | 0 | 0
PeakG | 0 | 0 | 0 | 0 | 0 | 0
PeakO | 0 | 0 | 0 | 0 | 0 | 0
ST | 0 | 0 | 0 | 0 | 0 | 0
STOG | 0 | 0 | 0 | 0 | 0 | 0
STWD | 0 | 0 | 0 | 0 | 0 | 0
WT | 0 | 0 | 0 | 0 | 0 | 0
IGCC | 0 | 0 | 0 | 0 | 0 | 0
DemandResponse | 0 | 0 | 0 | 0 | 0 | 0
IGCC-CCS | 0 | 0 | 0 | 0 | 0 | 0
WT_off | 0 | 0 | 0 | 0 | 0 | 0
PseudoUnit | 0 | 0 | 0 | 0 | 0 | 0
FixedInterchange | 0 | 0 | 0 | 0 | 0 | 0
Emission Cost by Reporting Type: MISO_MI
ReportingType | 2015 | 2020 | 2025 | 2030 | 2035 | 2040
BM | 0 | 0 | 0 | 0 | 0 | 0
CC | 0 | 0 | 0 | 0 | 0 | 0
CSP | 0 | 0 | 0 | 0 | 0 | 0
CT | 0 | 0 | 0 | 0 | 0 | 0
Coal | 0 | 0 | 0 | 0 | 0 | 0
Geo | 0 | 0 | 0 | 0 | 0 | 0
H | 0 | 0 | 0 | 0 | 0 | 0
LFG | 0 | 0 | 0 | 0 | 0 | 0
Nuc | 0 | 0 | 0 | 0 | 0 | 0
PS | 0 | 0 | 0 | 0 | 0 | 0
PV | 0 | 0 | 0 | 0 | 0 | 0
PeakG | 0 | 0 | 0 | 0 | 0 | 0
PeakO | 0 | 0 | 0 | 0 | 0 | 0
ST | 0 | 0 | 0 | 0 | 0 | 0
STOG | 0 | 0 | 0 | 0 | 0 | 0
STWD | 0 | 0 | 0 | 0 | 0 | 0
WT | 0 | 0 | 0 | 0 | 0 | 0
IGCC | 0 | 0 | 0 | 0 | 0 | 0
DemandResponse | 0 | 0 | 0 | 0 | 0 | 0
IGCC-CCS | 0 | 0 | 0 | 0 | 0 | 0
WT_off | 0 | 0 | 0 | 0 | 0 | 0
PseudoUnit | 0 | 0 | 0 | 0 | 0 | 0
FixedInterchange | 0 | 0 | 0 | 0 | 0 | 0
Emission Cost by Reporting Type: MISO_MO-IL
ReportingType | 2015 | 2020 | 2025 | 2030 | 2035 | 2040
BM | 0 | 0 | 0 | 0 | 0 | 0
CC | 0 | 0 | 0 | 0 | 0 | 0
CSP | 0 | 0 | 0 | 0 | 0 | 0
CT | 0 | 0 | 0 | 0 | 0 | 0
Coal | 0 | 0 | 0 | 0 | 0 | 0
Geo | 0 | 0 | 0 | 0 | 0 | 0
H | 0 | 0 | 0 | 0 | 0 | 0
LFG | 0 | 0 | 0 | 0 | 0 | 0
Nuc | 0 | 0 | 0 | 0 | 0 | 0
PS | 0 | 0 | 0 | 0 | 0 | 0
PV | 0 | 0 | 0 | 0 | 0 | 0
PeakG | 0 | 0 | 0 | 0 | 0 | 0
PeakO | 0 | 0 | 0 | 0 | 0 | 0
ST | 0 | 0 | 0 | 0 | 0 | 0
STOG | 0 | 0 | 0 | 0 | 0 | 0
STWD | 0 | 0 | 0 | 0 | 0 | 0
WT | 0 | 0 | 0 | 0 | 0 | 0
IGCC | 0 | 0 | 0 | 0 | 0 | 0
DemandResponse | 0 | 0 | 0 | 0 | 0 | 0
IGCC-CCS | 0 | 0 | 0 | 0 | 0 | 0
WT_off | 0 | 0 | 0 | 0 | 0 | 0
PseudoUnit | 0 | 0 | 0 | 0 | 0 | 0
FixedInterchange | 0 | 0 | 0 | 0 | 0 | 0
Emission Cost by Reporting Type: MISO_W
ReportingType | 2015 | 2020 | 2025 | 2030 | 2035 | 2040
BM | 0 | 0 | 0 | 0 | 0 | 0
CC | 0 | 0 | 0 | 0 | 0 | 0
CSP | 0 | 0 | 0 | 0 | 0 | 0
CT | 0 | 0 | 0 | 0 | 0 | 0
Coal | 0 | 0 | 0 | 0 | 0 | 0
Geo | 0 | 0 | 0 | 0 | 0 | 0
H | 0 | 0 | 0 | 0 | 0 | 0
LFG | 0 | 0 | 0 | 0 | 0 | 0
Nuc | 0 | 0 | 0 | 0 | 0 | 0
PS | 0 | 0 | 0 | 0 | 0 | 0
PV | 0 | 0 | 0 | 0 | 0 | 0
PeakG | 0 | 0 | 0 | 0 | 0 | 0
PeakO | 0 | 0 | 0 | 0 | 0 | 0
ST | 0 | 0 | 0 | 0 | 0 | 0
STOG | 0 | 0 | 0 | 0 | 0 | 0
STWD | 0 | 0 | 0 | 0 | 0 | 0
WT | 0 | 0 | 0 | 0 | 0 | 0
IGCC | 0 | 0 | 0 | 0 | 0 | 0
DemandResponse | 0 | 0 | 0 | 0 | 0 | 0
IGCC-CCS | 0 | 0 | 0 | 0 | 0 | 0
WT_off | 0 | 0 | 0 | 0 | 0 | 0
PseudoUnit | 0 | 0 | 0 | 0 | 0 | 0
FixedInterchange | 0 | 0 | 0 | 0 | 0 | 0
Emission Cost by Reporting Type: MISO_WUMS
ReportingType | 2015 | 2020 | 2025 | 2030 | 2035 | 2040
BM | 0 | 0 | 0 | 0 | 0 | 0
CC | 0 | 0 | 0 | 0 | 0 | 0
CSP | 0 | 0 | 0 | 0 | 0 | 0
CT | 0 | 0 | 0 | 0 | 0 | 0
Coal | 0 | 0 | 0 | 0 | 0 | 0
Geo | 0 | 0 | 0 | 0 | 0 | 0
H | 0 | 0 | 0 | 0 | 0 | 0
LFG | 0 | 0 | 0 | 0 | 0 | 0
Nuc | 0 | 0 | 0 | 0 | 0 | 0
PS | 0 | 0 | 0 | 0 | 0 | 0
PV | 0 | 0 | 0 | 0 | 0 | 0
PeakG | 0 | 0 | 0 | 0 | 0 | 0
PeakO | 0 | 0 | 0 | 0 | 0 | 0
ST | 0 | 0 | 0 | 0 | 0 | 0
STOG | 0 | 0 | 0 | 0 | 0 | 0
STWD | 0 | 0 | 0 | 0 | 0 | 0
WT | 0 | 0 | 0 | 0 | 0 | 0
IGCC | 0 | 0 | 0 | 0 | 0 | 0
DemandResponse | 0 | 0 | 0 | 0 | 0 | 0
IGCC-CCS | 0 | 0 | 0 | 0 | 0 | 0
WT_off | 0 | 0 | 0 | 0 | 0 | 0
PseudoUnit | 0 | 0 | 0 | 0 | 0 | 0
FixedInterchange | 0 | 0 | 0 | 0 | 0 | 0
Emission Cost by Reporting Type: Nebraska
ReportingType | 2015 | 2020 | 2025 | 2030 | 2035 | 2040
BM | 0 | 0 | 0 | 0 | 0 | 0
CC | 0 | 0 | 0 | 0 | 0 | 0
CSP | 0 | 0 | 0 | 0 | 0 | 0
CT | 0 | 0 | 0 | 0 | 0 | 0
Coal | 0 | 0 | 0 | 0 | 0 | 0
Geo | 0 | 0 | 0 | 0 | 0 | 0
H | 0 | 0 | 0 | 0 | 0 | 0
LFG | 0 | 0 | 0 | 0 | 0 | 0
Nuc | 0 | 0 | 0 | 0 | 0 | 0
PS | 0 | 0 | 0 | 0 | 0 | 0
PV | 0 | 0 | 0 | 0 | 0 | 0
PeakG | 0 | 0 | 0 | 0 | 0 | 0
PeakO | 0 | 0 | 0 | 0 | 0 | 0
ST | 0 | 0 | 0 | 0 | 0 | 0
STOG | 0 | 0 | 0 | 0 | 0 | 0
STWD | 0 | 0 | 0 | 0 | 0 | 0
WT | 0 | 0 | 0 | 0 | 0 | 0
IGCC | 0 | 0 | 0 | 0 | 0 | 0
DemandResponse | 0 | 0 | 0 | 0 | 0 | 0
IGCC-CCS | 0 | 0 | 0 | 0 | 0 | 0
WT_off | 0 | 0 | 0 | 0 | 0 | 0
PseudoUnit | 0 | 0 | 0 | 0 | 0 | 0
FixedInterchange | 0 | 0 | 0 | 0 | 0 | 0
Emission Cost by Reporting Type: NEISO
ReportingType | 2015 | 2020 | 2025 | 2030 | 2035 | 2040
BM | 0 | 0 | 0 | 0 | 0 | 0
CC | 0 | 0 | 0 | 0 | 0 | 0
CSP | 0 | 0 | 0 | 0 | 0 | 0
CT | 0 | 0 | 0 | 0 | 0 | 0
Coal | 0 | 0 | 0 | 0 | 0 | 0
Geo | 0 | 0 | 0 | 0 | 0 | 0
H | 0 | 0 | 0 | 0 | 0 | 0
LFG | 0 | 0 | 0 | 0 | 0 | 0
Nuc | 0 | 0 | 0 | 0 | 0 | 0
PS | 0 | 0 | 0 | 0 | 0 | 0
PV | 0 | 0 | 0 | 0 | 0 | 0
PeakG | 0 | 0 | 0 | 0 | 0 | 0
PeakO | 0 | 0 | 0 | 0 | 0 | 0
ST | 0 | 0 | 0 | 0 | 0 | 0
STOG | 0 | 0 | 0 | 0 | 0 | 0
STWD | 0 | 0 | 0 | 0 | 0 | 0
WT | 0 | 0 | 0 | 0 | 0 | 0
IGCC | 0 | 0 | 0 | 0 | 0 | 0
DemandResponse | 0 | 0 | 0 | 0 | 0 | 0
IGCC-CCS | 0 | 0 | 0 | 0 | 0 | 0
WT_off | 0 | 0 | 0 | 0 | 0 | 0
PseudoUnit | 0 | 0 | 0 | 0 | 0 | 0
FixedInterchange | 0 | 0 | 0 | 0 | 0 | 0
Emission Cost by Reporting Type: NonRTO_Midwest
ReportingType | 2015 | 2020 | 2025 | 2030 | 2035 | 2040
BM | 0 | 0 | 0 | 0 | 0 | 0
CC | 0 | 0 | 0 | 0 | 0 | 0
CSP | 0 | 0 | 0 | 0 | 0 | 0
CT | 0 | 0 | 0 | 0 | 0 | 0
Coal | 0 | 0 | 0 | 0 | 0 | 0
Geo | 0 | 0 | 0 | 0 | 0 | 0
H | 0 | 0 | 0 | 0 | 0 | 0
LFG | 0 | 0 | 0 | 0 | 0 | 0
Nuc | 0 | 0 | 0 | 0 | 0 | 0
PS | 0 | 0 | 0 | 0 | 0 | 0
PV | 0 | 0 | 0 | 0 | 0 | 0
PeakG | 0 | 0 | 0 | 0 | 0 | 0
PeakO | 0 | 0 | 0 | 0 | 0 | 0
ST | 0 | 0 | 0 | 0 | 0 | 0
STOG | 0 | 0 | 0 | 0 | 0 | 0
STWD | 0 | 0 | 0 | 0 | 0 | 0
WT | 0 | 0 | 0 | 0 | 0 | 0
IGCC | 0 | 0 | 0 | 0 | 0 | 0
DemandResponse | 0 | 0 | 0 | 0 | 0 | 0
IGCC-CCS | 0 | 0 | 0 | 0 | 0 | 0
WT_off | 0 | 0 | 0 | 0 | 0 | 0
PseudoUnit | 0 | 0 | 0 | 0 | 0 | 0
FixedInterchange | 0 | 0 | 0 | 0 | 0 | 0
Emission Cost by Reporting Type: NYISO_A-F
ReportingType | 2015 | 2020 | 2025 | 2030 | 2035 | 2040
BM | 0 | 0 | 0 | 0 | 0 | 0
CC | 0 | 0 | 0 | 0 | 0 | 0
CSP | 0 | 0 | 0 | 0 | 0 | 0
CT | 0 | 0 | 0 | 0 | 0 | 0
Coal | 0 | 0 | 0 | 0 | 0 | 0
Geo | 0 | 0 | 0 | 0 | 0 | 0
H | 0 | 0 | 0 | 0 | 0 | 0
LFG | 0 | 0 | 0 | 0 | 0 | 0
Nuc | 0 | 0 | 0 | 0 | 0 | 0
PS | 0 | 0 | 0 | 0 | 0 | 0
PV | 0 | 0 | 0 | 0 | 0 | 0
PeakG | 0 | 0 | 0 | 0 | 0 | 0
PeakO | 0 | 0 | 0 | 0 | 0 | 0
ST | 0 | 0 | 0 | 0 | 0 | 0
STOG | 0 | 0 | 0 | 0 | 0 | 0
STWD | 0 | 0 | 0 | 0 | 0 | 0
WT | 0 | 0 | 0 | 0 | 0 | 0
IGCC | 0 | 0 | 0 | 0 | 0 | 0
DemandResponse | 0 | 0 | 0 | 0 | 0 | 0
IGCC-CCS | 0 | 0 | 0 | 0 | 0 | 0
WT_off | 0 | 0 | 0 | 0 | 0 | 0
PseudoUnit | 0 | 0 | 0 | 0 | 0 | 0
FixedInterchange | 0 | 0 | 0 | 0 | 0 | 0
Emission Cost by Reporting Type: NYISO_G-I
ReportingType | 2015 | 2020 | 2025 | 2030 | 2035 | 2040
BM | 0 | 0 | 0 | 0 | 0 | 0
CC | 0 | 0 | 0 | 0 | 0 | 0
CSP | 0 | 0 | 0 | 0 | 0 | 0
CT | 0 | 0 | 0 | 0 | 0 | 0
Coal | 0 | 0 | 0 | 0 | 0 | 0
Geo | 0 | 0 | 0 | 0 | 0 | 0
H | 0 | 0 | 0 | 0 | 0 | 0
LFG | 0 | 0 | 0 | 0 | 0 | 0
Nuc | 0 | 0 | 0 | 0 | 0 | 0
PS | 0 | 0 | 0 | 0 | 0 | 0
PV | 0 | 0 | 0 | 0 | 0 | 0
PeakG | 0 | 0 | 0 | 0 | 0 | 0
PeakO | 0 | 0 | 0 | 0 | 0 | 0
ST | 0 | 0 | 0 | 0 | 0 | 0
STOG | 0 | 0 | 0 | 0 | 0 | 0
STWD | 0 | 0 | 0 | 0 | 0 | 0
WT | 0 | 0 | 0 | 0 | 0 | 0
IGCC | 0 | 0 | 0 | 0 | 0 | 0
DemandResponse | 0 | 0 | 0 | 0 | 0 | 0
IGCC-CCS | 0 | 0 | 0 | 0 | 0 | 0
WT_off | 0 | 0 | 0 | 0 | 0 | 0
PseudoUnit | 0 | 0 | 0 | 0 | 0 | 0
FixedInterchange | 0 | 0 | 0 | 0 | 0 | 0
Emission Cost by Reporting Type: NYISO_J-K
ReportingType | 2015 | 2020 | 2025 | 2030 | 2035 | 2040
BM | 0 | 0 | 0 | 0 | 0 | 0
CC | 0 | 0 | 0 | 0 | 0 | 0
CSP | 0 | 0 | 0 | 0 | 0 | 0
CT | 0 | 0 | 0 | 0 | 0 | 0
Coal | 0 | 0 | 0 | 0 | 0 | 0
Geo | 0 | 0 | 0 | 0 | 0 | 0
H | 0 | 0 | 0 | 0 | 0 | 0
LFG | 0 | 0 | 0 | 0 | 0 | 0
Nuc | 0 | 0 | 0 | 0 | 0 | 0
PS | 0 | 0 | 0 | 0 | 0 | 0
PV | 0 | 0 | 0 | 0 | 0 | 0
PeakG | 0 | 0 | 0 | 0 | 0 | 0
PeakO | 0 | 0 | 0 | 0 | 0 | 0
ST | 0 | 0 | 0 | 0 | 0 | 0
STOG | 0 | 0 | 0 | 0 | 0 | 0
STWD | 0 | 0 | 0 | 0 | 0 | 0
WT | 0 | 0 | 0 | 0 | 0 | 0
IGCC | 0 | 0 | 0 | 0 | 0 | 0
DemandResponse | 0 | 0 | 0 | 0 | 0 | 0
IGCC-CCS | 0 | 0 | 0 | 0 | 0 | 0
WT_off | 0 | 0 | 0 | 0 | 0 | 0
PseudoUnit | 0 | 0 | 0 | 0 | 0 | 0
FixedInterchange | 0 | 0 | 0 | 0 | 0 | 0
Emission Cost by Reporting Type: PJM_E
ReportingType | 2015 | 2020 | 2025 | 2030 | 2035 | 2040
BM | 0 | 0 | 0 | 0 | 0 | 0
CC | 0 | 0 | 0 | 0 | 0 | 0
CSP | 0 | 0 | 0 | 0 | 0 | 0
CT | 0 | 0 | 0 | 0 | 0 | 0
Coal | 0 | 0 | 0 | 0 | 0 | 0
Geo | 0 | 0 | 0 | 0 | 0 | 0
H | 0 | 0 | 0 | 0 | 0 | 0
LFG | 0 | 0 | 0 | 0 | 0 | 0
Nuc | 0 | 0 | 0 | 0 | 0 | 0
PS | 0 | 0 | 0 | 0 | 0 | 0
PV | 0 | 0 | 0 | 0 | 0 | 0
PeakG | 0 | 0 | 0 | 0 | 0 | 0
PeakO | 0 | 0 | 0 | 0 | 0 | 0
ST | 0 | 0 | 0 | 0 | 0 | 0
STOG | 0 | 0 | 0 | 0 | 0 | 0
STWD | 0 | 0 | 0 | 0 | 0 | 0
WT | 0 | 0 | 0 | 0 | 0 | 0
IGCC | 0 | 0 | 0 | 0 | 0 | 0
DemandResponse | 0 | 0 | 0 | 0 | 0 | 0
IGCC-CCS | 0 | 0 | 0 | 0 | 0 | 0
WT_off | 0 | 0 | 0 | 0 | 0 | 0
PseudoUnit | 0 | 0 | 0 | 0 | 0 | 0
FixedInterchange | 0 | 0 | 0 | 0 | 0 | 0
Emission Cost by Reporting Type: PJM_ROM
ReportingType | 2015 | 2020 | 2025 | 2030 | 2035 | 2040
BM | 0 | 0 | 0 | 0 | 0 | 0
CC | 0 | 0 | 0 | 0 | 0 | 0
CSP | 0 | 0 | 0 | 0 | 0 | 0
CT | 0 | 0 | 0 | 0 | 0 | 0
Coal | 0 | 0 | 0 | 0 | 0 | 0
Geo | 0 | 0 | 0 | 0 | 0 | 0
H | 0 | 0 | 0 | 0 | 0 | 0
LFG | 0 | 0 | 0 | 0 | 0 | 0
Nuc | 0 | 0 | 0 | 0 | 0 | 0
PS | 0 | 0 | 0 | 0 | 0 | 0
PV | 0 | 0 | 0 | 0 | 0 | 0
PeakG | 0 | 0 | 0 | 0 | 0 | 0
PeakO | 0 | 0 | 0 | 0 | 0 | 0
ST | 0 | 0 | 0 | 0 | 0 | 0
STOG | 0 | 0 | 0 | 0 | 0 | 0
STWD | 0 | 0 | 0 | 0 | 0 | 0
WT | 0 | 0 | 0 | 0 | 0 | 0
IGCC | 0 | 0 | 0 | 0 | 0 | 0
DemandResponse | 0 | 0 | 0 | 0 | 0 | 0
IGCC-CCS | 0 | 0 | 0 | 0 | 0 | 0
WT_off | 0 | 0 | 0 | 0 | 0 | 0
PseudoUnit | 0 | 0 | 0 | 0 | 0 | 0
FixedInterchange | 0 | 0 | 0 | 0 | 0 | 0
Emission Cost by Reporting Type: PJM_ROR
ReportingType | 2015 | 2020 | 2025 | 2030 | 2035 | 2040
BM | 0 | 0 | 0 | 0 | 0 | 0
CC | 0 | 0 | 0 | 0 | 0 | 0
CSP | 0 | 0 | 0 | 0 | 0 | 0
CT | 0 | 0 | 0 | 0 | 0 | 0
Coal | 0 | 0 | 0 | 0 | 0 | 0
Geo | 0 | 0 | 0 | 0 | 0 | 0
H | 0 | 0 | 0 | 0 | 0 | 0
LFG | 0 | 0 | 0 | 0 | 0 | 0
Nuc | 0 | 0 | 0 | 0 | 0 | 0
PS | 0 | 0 | 0 | 0 | 0 | 0
PV | 0 | 0 | 0 | 0 | 0 | 0
PeakG | 0 | 0 | 0 | 0 | 0 | 0
PeakO | 0 | 0 | 0 | 0 | 0 | 0
ST | 0 | 0 | 0 | 0 | 0 | 0
STOG | 0 | 0 | 0 | 0 | 0 | 0
STWD | 0 | 0 | 0 | 0 | 0 | 0
WT | 0 | 0 | 0 | 0 | 0 | 0
IGCC | 0 | 0 | 0 | 0 | 0 | 0
DemandResponse | 0 | 0 | 0 | 0 | 0 | 0
IGCC-CCS | 0 | 0 | 0 | 0 | 0 | 0
WT_off | 0 | 0 | 0 | 0 | 0 | 0
PseudoUnit | 0 | 0 | 0 | 0 | 0 | 0
FixedInterchange | 0 | 0 | 0 | 0 | 0 | 0
Emission Cost by Reporting Type: SOCO
ReportingType | 2015 | 2020 | 2025 | 2030 | 2035 | 2040
BM | 0 | 0 | 0 | 0 | 0 | 0
CC | 0 | 0 | 0 | 0 | 0 | 0
CSP | 0 | 0 | 0 | 0 | 0 | 0
CT | 0 | 0 | 0 | 0 | 0 | 0
Coal | 0 | 0 | 0 | 0 | 0 | 0
Geo | 0 | 0 | 0 | 0 | 0 | 0
H | 0 | 0 | 0 | 0 | 0 | 0
LFG | 0 | 0 | 0 | 0 | 0 | 0
Nuc | 0 | 0 | 0 | 0 | 0 | 0
PS | 0 | 0 | 0 | 0 | 0 | 0
PV | 0 | 0 | 0 | 0 | 0 | 0
PeakG | 0 | 0 | 0 | 0 | 0 | 0
PeakO | 0 | 0 | 0 | 0 | 0 | 0
ST | 0 | 0 | 0 | 0 | 0 | 0
STOG | 0 | 0 | 0 | 0 | 0 | 0
STWD | 0 | 0 | 0 | 0 | 0 | 0
WT | 0 | 0 | 0 | 0 | 0 | 0
IGCC | 0 | 0 | 0 | 0 | 0 | 0
DemandResponse | 0 | 0 | 0 | 0 | 0 | 0
IGCC-CCS | 0 | 0 | 0 | 0 | 0 | 0
WT_off | 0 | 0 | 0 | 0 | 0 | 0
PseudoUnit | 0 | 0 | 0 | 0 | 0 | 0
FixedInterchange | 0 | 0 | 0 | 0 | 0 | 0
Emission Cost by Reporting Type: SPP_N
ReportingType | 2015 | 2020 | 2025 | 2030 | 2035 | 2040
BM | 0 | 0 | 0 | 0 | 0 | 0
CC | 0 | 0 | 0 | 0 | 0 | 0
CSP | 0 | 0 | 0 | 0 | 0 | 0
CT | 0 | 0 | 0 | 0 | 0 | 0
Coal | 0 | 0 | 0 | 0 | 0 | 0
Geo | 0 | 0 | 0 | 0 | 0 | 0
H | 0 | 0 | 0 | 0 | 0 | 0
LFG | 0 | 0 | 0 | 0 | 0 | 0
Nuc | 0 | 0 | 0 | 0 | 0 | 0
PS | 0 | 0 | 0 | 0 | 0 | 0
PV | 0 | 0 | 0 | 0 | 0 | 0
PeakG | 0 | 0 | 0 | 0 | 0 | 0
PeakO | 0 | 0 | 0 | 0 | 0 | 0
ST | 0 | 0 | 0 | 0 | 0 | 0
STOG | 0 | 0 | 0 | 0 | 0 | 0
STWD | 0 | 0 | 0 | 0 | 0 | 0
WT | 0 | 0 | 0 | 0 | 0 | 0
IGCC | 0 | 0 | 0 | 0 | 0 | 0
DemandResponse | 0 | 0 | 0 | 0 | 0 | 0
IGCC-CCS | 0 | 0 | 0 | 0 | 0 | 0
WT_off | 0 | 0 | 0 | 0 | 0 | 0
PseudoUnit | 0 | 0 | 0 | 0 | 0 | 0
FixedInterchange | 0 | 0 | 0 | 0 | 0 | 0
Emission Cost by Reporting Type: SPP_S
ReportingType | 2015 | 2020 | 2025 | 2030 | 2035 | 2040
BM | 0 | 0 | 0 | 0 | 0 | 0
CC | 0 | 0 | 0 | 0 | 0 | 0
CSP | 0 | 0 | 0 | 0 | 0 | 0
CT | 0 | 0 | 0 | 0 | 0 | 0
Coal | 0 | 0 | 0 | 0 | 0 | 0
Geo | 0 | 0 | 0 | 0 | 0 | 0
H | 0 | 0 | 0 | 0 | 0 | 0
LFG | 0 | 0 | 0 | 0 | 0 | 0
Nuc | 0 | 0 | 0 | 0 | 0 | 0
PS | 0 | 0 | 0 | 0 | 0 | 0
PV | 0 | 0 | 0 | 0 | 0 | 0
PeakG | 0 | 0 | 0 | 0 | 0 | 0
PeakO | 0 | 0 | 0 | 0 | 0 | 0
ST | 0 | 0 | 0 | 0 | 0 | 0
STOG | 0 | 0 | 0 | 0 | 0 | 0
STWD | 0 | 0 | 0 | 0 | 0 | 0
WT | 0 | 0 | 0 | 0 | 0 | 0
IGCC | 0 | 0 | 0 | 0 | 0 | 0
DemandResponse | 0 | 0 | 0 | 0 | 0 | 0
IGCC-CCS | 0 | 0 | 0 | 0 | 0 | 0
WT_off | 0 | 0 | 0 | 0 | 0 | 0
PseudoUnit | 0 | 0 | 0 | 0 | 0 | 0
FixedInterchange | 0 | 0 | 0 | 0 | 0 | 0
Emission Cost by Reporting Type: TVA
ReportingType | 2015 | 2020 | 2025 | 2030 | 2035 | 2040
BM | 0 | 0 | 0 | 0 | 0 | 0
CC | 0 | 0 | 0 | 0 | 0 | 0
CSP | 0 | 0 | 0 | 0 | 0 | 0
CT | 0 | 0 | 0 | 0 | 0 | 0
Coal | 0 | 0 | 0 | 0 | 0 | 0
Geo | 0 | 0 | 0 | 0 | 0 | 0
H | 0 | 0 | 0 | 0 | 0 | 0
LFG | 0 | 0 | 0 | 0 | 0 | 0
Nuc | 0 | 0 | 0 | 0 | 0 | 0
PS | 0 | 0 | 0 | 0 | 0 | 0
PV | 0 | 0 | 0 | 0 | 0 | 0
PeakG | 0 | 0 | 0 | 0 | 0 | 0
PeakO | 0 | 0 | 0 | 0 | 0 | 0
ST | 0 | 0 | 0 | 0 | 0 | 0
STOG | 0 | 0 | 0 | 0 | 0 | 0
STWD | 0 | 0 | 0 | 0 | 0 | 0
WT | 0 | 0 | 0 | 0 | 0 | 0
IGCC | 0 | 0 | 0 | 0 | 0 | 0
DemandResponse | 0 | 0 | 0 | 0 | 0 | 0
IGCC-CCS | 0 | 0 | 0 | 0 | 0 | 0
WT_off | 0 | 0 | 0 | 0 | 0 | 0
PseudoUnit | 0 | 0 | 0 | 0 | 0 | 0
FixedInterchange | 0 | 0 | 0 | 0 | 0 | 0
Emission Cost by Reporting Type: TVA_Transmission
ReportingType | 2015 | 2020 | 2025 | 2030 | 2035 | 2040
BM | 0 | 0 | 0 | 0 | 0 | 0
CC | 0 | 0 | 0 | 0 | 0 | 0
CSP | 0 | 0 | 0 | 0 | 0 | 0
CT | 0 | 0 | 0 | 0 | 0 | 0
Coal | 0 | 0 | 0 | 0 | 0 | 0
Geo | 0 | 0 | 0 | 0 | 0 | 0
H | 0 | 0 | 0 | 0 | 0 | 0
LFG | 0 | 0 | 0 | 0 | 0 | 0
Nuc | 0 | 0 | 0 | 0 | 0 | 0
PS | 0 | 0 | 0 | 0 | 0 | 0
PV | 0 | 0 | 0 | 0 | 0 | 0
PeakG | 0 | 0 | 0 | 0 | 0 | 0
PeakO | 0 | 0 | 0 | 0 | 0 | 0
ST | 0 | 0 | 0 | 0 | 0 | 0
STOG | 0 | 0 | 0 | 0 | 0 | 0
STWD | 0 | 0 | 0 | 0 | 0 | 0
WT | 0 | 0 | 0 | 0 | 0 | 0
IGCC | 0 | 0 | 0 | 0 | 0 | 0
DemandResponse | 0 | 0 | 0 | 0 | 0 | 0
IGCC-CCS | 0 | 0 | 0 | 0 | 0 | 0
WT_off | 0 | 0 | 0 | 0 | 0 | 0
PseudoUnit | 0 | 0 | 0 | 0 | 0 | 0
FixedInterchange | 0 | 0 | 0 | 0 | 0 | 0
Emission Cost by Reporting Type: VACAR
ReportingType | 2015 | 2020 | 2025 | 2030 | 2035 | 2040
BM | 0 | 0 | 0 | 0 | 0 | 0
CC | 0 | 0 | 0 | 0 | 0 | 0
CSP | 0 | 0 | 0 | 0 | 0 | 0
CT | 0 | 0 | 0 | 0 | 0 | 0
Coal | 0 | 0 | 0 | 0 | 0 | 0
Geo | 0 | 0 | 0 | 0 | 0 | 0
H | 0 | 0 | 0 | 0 | 0 | 0
LFG | 0 | 0 | 0 | 0 | 0 | 0
Nuc | 0 | 0 | 0 | 0 | 0 | 0
PS | 0 | 0 | 0 | 0 | 0 | 0
PV | 0 | 0 | 0 | 0 | 0 | 0
PeakG | 0 | 0 | 0 | 0 | 0 | 0
PeakO | 0 | 0 | 0 | 0 | 0 | 0
ST | 0 | 0 | 0 | 0 | 0 | 0
STOG | 0 | 0 | 0 | 0 | 0 | 0
STWD | 0 | 0 | 0 | 0 | 0 | 0
WT | 0 | 0 | 0 | 0 | 0 | 0
IGCC | 0 | 0 | 0 | 0 | 0 | 0
DemandResponse | 0 | 0 | 0 | 0 | 0 | 0
IGCC-CCS | 0 | 0 | 0 | 0 | 0 | 0
WT_off | 0 | 0 | 0 | 0 | 0 | 0
PseudoUnit | 0 | 0 | 0 | 0 | 0 | 0
FixedInterchange | 0 | 0 | 0 | 0 | 0 | 0
Emission Cost by Reporting Type: IESO
ReportingType | 2015 | 2020 | 2025 | 2030 | 2035 | 2040
BM | 0 | 0 | 0 | 0 | 0 | 0
CC | 0 | 0 | 0 | 0 | 0 | 0
CSP | 0 | 0 | 0 | 0 | 0 | 0
CT | 0 | 0 | 0 | 0 | 0 | 0
Coal | 0 | 0 | 0 | 0 | 0 | 0
Geo | 0 | 0 | 0 | 0 | 0 | 0
H | 0 | 0 | 0 | 0 | 0 | 0
LFG | 0 | 0 | 0 | 0 | 0 | 0
Nuc | 0 | 0 | 0 | 0 | 0 | 0
PS | 0 | 0 | 0 | 0 | 0 | 0
PV | 0 | 0 | 0 | 0 | 0 | 0
PeakG | 0 | 0 | 0 | 0 | 0 | 0
PeakO | 0 | 0 | 0 | 0 | 0 | 0
ST | 0 | 0 | 0 | 0 | 0 | 0
STOG | 0 | 0 | 0 | 0 | 0 | 0
STWD | 0 | 0 | 0 | 0 | 0 | 0
WT | 0 | 0 | 0 | 0 | 0 | 0
IGCC | 0 | 0 | 0 | 0 | 0 | 0
DemandResponse | 0 | 0 | 0 | 0 | 0 | 0
IGCC-CCS | 0 | 0 | 0 | 0 | 0 | 0
WT_off | 0 | 0 | 0 | 0 | 0 | 0
PseudoUnit | 0 | 0 | 0 | 0 | 0 | 0
FixedInterchange | 0 | 0 | 0 | 0 | 0 | 0
Emission Cost by Reporting Type: MAPP_CA
ReportingType | 2015 | 2020 | 2025 | 2030 | 2035 | 2040
BM | 0 | 0 | 0 | 0 | 0 | 0
CC | 0 | 0 | 0 | 0 | 0 | 0
CSP | 0 | 0 | 0 | 0 | 0 | 0
CT | 0 | 0 | 0 | 0 | 0 | 0
Coal | 0 | 0 | 0 | 0 | 0 | 0
Geo | 0 | 0 | 0 | 0 | 0 | 0
H | 0 | 0 | 0 | 0 | 0 | 0
LFG | 0 | 0 | 0 | 0 | 0 | 0
Nuc | 0 | 0 | 0 | 0 | 0 | 0
PS | 0 | 0 | 0 | 0 | 0 | 0
PV | 0 | 0 | 0 | 0 | 0 | 0
PeakG | 0 | 0 | 0 | 0 | 0 | 0
PeakO | 0 | 0 | 0 | 0 | 0 | 0
ST | 0 | 0 | 0 | 0 | 0 | 0
STOG | 0 | 0 | 0 | 0 | 0 | 0
STWD | 0 | 0 | 0 | 0 | 0 | 0
WT | 0 | 0 | 0 | 0 | 0 | 0
IGCC | 0 | 0 | 0 | 0 | 0 | 0
DemandResponse | 0 | 0 | 0 | 0 | 0 | 0
IGCC-CCS | 0 | 0 | 0 | 0 | 0 | 0
WT_off | 0 | 0 | 0 | 0 | 0 | 0
PseudoUnit | 0 | 0 | 0 | 0 | 0 | 0
FixedInterchange | 0 | 0 | 0 | 0 | 0 | 0
Emission Cost by Reporting Type: AZ_NM_SNV_Coal
ReportingType | 2015 | 2020 | 2025 | 2030 | 2035 | 2040
BM | 0 | 0 | 0 | 0 | 0 | 0
CC | 0 | 0 | 0 | 0 | 0 | 0
CSP | 0 | 0 | 0 | 0 | 0 | 0
CT | 0 | 0 | 0 | 0 | 0 | 0
Coal | 0 | 0 | 0 | 0 | 0 | 0
Geo | 0 | 0 | 0 | 0 | 0 | 0
H | 0 | 0 | 0 | 0 | 0 | 0
LFG | 0 | 0 | 0 | 0 | 0 | 0
Nuc | 0 | 0 | 0 | 0 | 0 | 0
PS | 0 | 0 | 0 | 0 | 0 | 0
PV | 0 | 0 | 0 | 0 | 0 | 0
PeakG | 0 | 0 | 0 | 0 | 0 | 0
PeakO | 0 | 0 | 0 | 0 | 0 | 0
ST | 0 | 0 | 0 | 0 | 0 | 0
STOG | 0 | 0 | 0 | 0 | 0 | 0
STWD | 0 | 0 | 0 | 0 | 0 | 0
WT | 0 | 0 | 0 | 0 | 0 | 0
IGCC | 0 | 0 | 0 | 0 | 0 | 0
DemandResponse | 0 | 0 | 0 | 0 | 0 | 0
IGCC-CCS | 0 | 0 | 0 | 0 | 0 | 0
WT_off | 0 | 0 | 0 | 0 | 0 | 0
PseudoUnit | 0 | 0 | 0 | 0 | 0 | 0
FixedInterchange | 0 | 0 | 0 | 0 | 0 | 0
Emission Cost by Reporting Type: AZ_NM_SNV_Gas
ReportingType | 2015 | 2020 | 2025 | 2030 | 2035 | 2040
BM | 0 | 0 | 0 | 0 | 0 | 0
CC | 0 | 0 | 0 | 0 | 0 | 0
CSP | 0 | 0 | 0 | 0 | 0 | 0
CT | 0 | 0 | 0 | 0 | 0 | 0
Coal | 0 | 0 | 0 | 0 | 0 | 0
Geo | 0 | 0 | 0 | 0 | 0 | 0
H | 0 | 0 | 0 | 0 | 0 | 0
LFG | 0 | 0 | 0 | 0 | 0 | 0
Nuc | 0 | 0 | 0 | 0 | 0 | 0
PS | 0 | 0 | 0 | 0 | 0 | 0
PV | 0 | 0 | 0 | 0 | 0 | 0
PeakG | 0 | 0 | 0 | 0 | 0 | 0
PeakO | 0 | 0 | 0 | 0 | 0 | 0
ST | 0 | 0 | 0 | 0 | 0 | 0
STOG | 0 | 0 | 0 | 0 | 0 | 0
STWD | 0 | 0 | 0 | 0 | 0 | 0
WT | 0 | 0 | 0 | 0 | 0 | 0
IGCC | 0 | 0 | 0 | 0 | 0 | 0
DemandResponse | 0 | 0 | 0 | 0 | 0 | 0
IGCC-CCS | 0 | 0 | 0 | 0 | 0 | 0
WT_off | 0 | 0 | 0 | 0 | 0 | 0
PseudoUnit | 0 | 0 | 0 | 0 | 0 | 0
FixedInterchange | 0 | 0 | 0 | 0 | 0 | 0
Emission Cost by Reporting Type: AZ_NM_SNV_NucRenew
ReportingType | 2015 | 2020 | 2025 | 2030 | 2035 | 2040
BM | 0 | 0 | 0 | 0 | 0 | 0
CC | 0 | 0 | 0 | 0 | 0 | 0
CSP | 0 | 0 | 0 | 0 | 0 | 0
CT | 0 | 0 | 0 | 0 | 0 | 0
Coal | 0 | 0 | 0 | 0 | 0 | 0
Geo | 0 | 0 | 0 | 0 | 0 | 0
H | 0 | 0 | 0 | 0 | 0 | 0
LFG | 0 | 0 | 0 | 0 | 0 | 0
Nuc | 0 | 0 | 0 | 0 | 0 | 0
PS | 0 | 0 | 0 | 0 | 0 | 0
PV | 0 | 0 | 0 | 0 | 0 | 0
PeakG | 0 | 0 | 0 | 0 | 0 | 0
PeakO | 0 | 0 | 0 | 0 | 0 | 0
ST | 0 | 0 | 0 | 0 | 0 | 0
STOG | 0 | 0 | 0 | 0 | 0 | 0
STWD | 0 | 0 | 0 | 0 | 0 | 0
WT | 0 | 0 | 0 | 0 | 0 | 0
IGCC | 0 | 0 | 0 | 0 | 0 | 0
DemandResponse | 0 | 0 | 0 | 0 | 0 | 0
IGCC-CCS | 0 | 0 | 0 | 0 | 0 | 0
WT_off | 0 | 0 | 0 | 0 | 0 | 0
PseudoUnit | 0 | 0 | 0 | 0 | 0 | 0
FixedInterchange | 0 | 0 | 0 | 0 | 0 | 0
Emission Cost by Reporting Type: ERCOT
ReportingType | 2015 | 2020 | 2025 | 2030 | 2035 | 2040
BM | 0 | 0 | 0 | 0 | 0 | 0
CC | 0 | 0 | 0 | 0 | 0 | 0
CSP | 0 | 0 | 0 | 0 | 0 | 0
CT | 0 | 0 | 0 | 0 | 0 | 0
Coal | 0 | 0 | 0 | 0 | 0 | 0
Geo | 0 | 0 | 0 | 0 | 0 | 0
H | 0 | 0 | 0 | 0 | 0 | 0
LFG | 0 | 0 | 0 | 0 | 0 | 0
Nuc | 0 | 0 | 0 | 0 | 0 | 0
PS | 0 | 0 | 0 | 0 | 0 | 0
PV | 0 | 0 | 0 | 0 | 0 | 0
PeakG | 0 | 0 | 0 | 0 | 0 | 0
PeakO | 0 | 0 | 0 | 0 | 0 | 0
ST | 0 | 0 | 0 | 0 | 0 | 0
STOG | 0 | 0 | 0 | 0 | 0 | 0
STWD | 0 | 0 | 0 | 0 | 0 | 0
WT | 0 | 0 | 0 | 0 | 0 | 0
IGCC | 0 | 0 | 0 | 0 | 0 | 0
DemandResponse | 0 | 0 | 0 | 0 | 0 | 0
IGCC-CCS | 0 | 0 | 0 | 0 | 0 | 0
WT_off | 0 | 0 | 0 | 0 | 0 | 0
PseudoUnit | 0 | 0 | 0 | 0 | 0 | 0
FixedInterchange | 0 | 0 | 0 | 0 | 0 | 0
Emission Cost by Reporting Type: NP15
ReportingType | 2015 | 2020 | 2025 | 2030 | 2035 | 2040
BM | 0 | 0 | 0 | 0 | 0 | 0
CC | 0 | 0 | 0 | 0 | 0 | 0
CSP | 0 | 0 | 0 | 0 | 0 | 0
CT | 0 | 0 | 0 | 0 | 0 | 0
Coal | 0 | 0 | 0 | 0 | 0 | 0
Geo | 0 | 0 | 0 | 0 | 0 | 0
H | 0 | 0 | 0 | 0 | 0 | 0
LFG | 0 | 0 | 0 | 0 | 0 | 0
Nuc | 0 | 0 | 0 | 0 | 0 | 0
PS | 0 | 0 | 0 | 0 | 0 | 0
PV | 0 | 0 | 0 | 0 | 0 | 0
PeakG | 0 | 0 | 0 | 0 | 0 | 0
PeakO | 0 | 0 | 0 | 0 | 0 | 0
ST | 0 | 0 | 0 | 0 | 0 | 0
STOG | 0 | 0 | 0 | 0 | 0 | 0
STWD | 0 | 0 | 0 | 0 | 0 | 0
WT | 0 | 0 | 0 | 0 | 0 | 0
IGCC | 0 | 0 | 0 | 0 | 0 | 0
DemandResponse | 0 | 0 | 0 | 0 | 0 | 0
IGCC-CCS | 0 | 0 | 0 | 0 | 0 | 0
WT_off | 0 | 0 | 0 | 0 | 0 | 0
PseudoUnit | 0 | 0 | 0 | 0 | 0 | 0
FixedInterchange | 0 | 0 | 0 | 0 | 0 | 0
Emission Cost by Reporting Type: NWPP_Coal
ReportingType | 2015 | 2020 | 2025 | 2030 | 2035 | 2040
BM | 0 | 0 | 0 | 0 | 0 | 0
CC | 0 | 0 | 0 | 0 | 0 | 0
CSP | 0 | 0 | 0 | 0 | 0 | 0
CT | 0 | 0 | 0 | 0 | 0 | 0
Coal | 0 | 0 | 0 | 0 | 0 | 0
Geo | 0 | 0 | 0 | 0 | 0 | 0
H | 0 | 0 | 0 | 0 | 0 | 0
LFG | 0 | 0 | 0 | 0 | 0 | 0
Nuc | 0 | 0 | 0 | 0 | 0 | 0
PS | 0 | 0 | 0 | 0 | 0 | 0
PV | 0 | 0 | 0 | 0 | 0 | 0
PeakG | 0 | 0 | 0 | 0 | 0 | 0
PeakO | 0 | 0 | 0 | 0 | 0 | 0
ST | 0 | 0 | 0 | 0 | 0 | 0
STOG | 0 | 0 | 0 | 0 | 0 | 0
STWD | 0 | 0 | 0 | 0 | 0 | 0
WT | 0 | 0 | 0 | 0 | 0 | 0
IGCC | 0 | 0 | 0 | 0 | 0 | 0
DemandResponse | 0 | 0 | 0 | 0 | 0 | 0
IGCC-CCS | 0 | 0 | 0 | 0 | 0 | 0
WT_off | 0 | 0 | 0 | 0 | 0 | 0
PseudoUnit | 0 | 0 | 0 | 0 | 0 | 0
FixedInterchange | 0 | 0 | 0 | 0 | 0 | 0
Emission Cost by Reporting Type: NWPP_Gas
ReportingType | 2015 | 2020 | 2025 | 2030 | 2035 | 2040
BM | 0 | 0 | 0 | 0 | 0 | 0
CC | 0 | 0 | 0 | 0 | 0 | 0
CSP | 0 | 0 | 0 | 0 | 0 | 0
CT | 0 | 0 | 0 | 0 | 0 | 0
Coal | 0 | 0 | 0 | 0 | 0 | 0
Geo | 0 | 0 | 0 | 0 | 0 | 0
H | 0 | 0 | 0 | 0 | 0 | 0
LFG | 0 | 0 | 0 | 0 | 0 | 0
Nuc | 0 | 0 | 0 | 0 | 0 | 0
PS | 0 | 0 | 0 | 0 | 0 | 0
PV | 0 | 0 | 0 | 0 | 0 | 0
PeakG | 0 | 0 | 0 | 0 | 0 | 0
PeakO | 0 | 0 | 0 | 0 | 0 | 0
ST | 0 | 0 | 0 | 0 | 0 | 0
STOG | 0 | 0 | 0 | 0 | 0 | 0
STWD | 0 | 0 | 0 | 0 | 0 | 0
WT | 0 | 0 | 0 | 0 | 0 | 0
IGCC | 0 | 0 | 0 | 0 | 0 | 0
DemandResponse | 0 | 0 | 0 | 0 | 0 | 0
IGCC-CCS | 0 | 0 | 0 | 0 | 0 | 0
WT_off | 0 | 0 | 0 | 0 | 0 | 0
PseudoUnit | 0 | 0 | 0 | 0 | 0 | 0
FixedInterchange | 0 | 0 | 0 | 0 | 0 | 0
Emission Cost by Reporting Type: NWPP_NucRenew
ReportingType | 2015 | 2020 | 2025 | 2030 | 2035 | 2040
BM | 0 | 0 | 0 | 0 | 0 | 0
CC | 0 | 0 | 0 | 0 | 0 | 0
CSP | 0 | 0 | 0 | 0 | 0 | 0
CT | 0 | 0 | 0 | 0 | 0 | 0
Coal | 0 | 0 | 0 | 0 | 0 | 0
Geo | 0 | 0 | 0 | 0 | 0 | 0
H | 0 | 0 | 0 | 0 | 0 | 0
LFG | 0 | 0 | 0 | 0 | 0 | 0
Nuc | 0 | 0 | 0 | 0 | 0 | 0
PS | 0 | 0 | 0 | 0 | 0 | 0
PV | 0 | 0 | 0 | 0 | 0 | 0
PeakG | 0 | 0 | 0 | 0 | 0 | 0
PeakO | 0 | 0 | 0 | 0 | 0 | 0
ST | 0 | 0 | 0 | 0 | 0 | 0
STOG | 0 | 0 | 0 | 0 | 0 | 0
STWD | 0 | 0 | 0 | 0 | 0 | 0
WT | 0 | 0 | 0 | 0 | 0 | 0
IGCC | 0 | 0 | 0 | 0 | 0 | 0
DemandResponse | 0 | 0 | 0 | 0 | 0 | 0
IGCC-CCS | 0 | 0 | 0 | 0 | 0 | 0
WT_off | 0 | 0 | 0 | 0 | 0 | 0
PseudoUnit | 0 | 0 | 0 | 0 | 0 | 0
FixedInterchange | 0 | 0 | 0 | 0 | 0 | 0
Emission Cost by Reporting Type: RMPA
ReportingType | 2015 | 2020 | 2025 | 2030 | 2035 | 2040
BM | 0 | 0 | 0 | 0 | 0 | 0
CC | 0 | 0 | 0 | 0 | 0 | 0
CSP | 0 | 0 | 0 | 0 | 0 | 0
CT | 0 | 0 | 0 | 0 | 0 | 0
Coal | 0 | 0 | 0 | 0 | 0 | 0
Geo | 0 | 0 | 0 | 0 | 0 | 0
H | 0 | 0 | 0 | 0 | 0 | 0
LFG | 0 | 0 | 0 | 0 | 0 | 0
Nuc | 0 | 0 | 0 | 0 | 0 | 0
PS | 0 | 0 | 0 | 0 | 0 | 0
PV | 0 | 0 | 0 | 0 | 0 | 0
PeakG | 0 | 0 | 0 | 0 | 0 | 0
PeakO | 0 | 0 | 0 | 0 | 0 | 0
ST | 0 | 0 | 0 | 0 | 0 | 0
STOG | 0 | 0 | 0 | 0 | 0 | 0
STWD | 0 | 0 | 0 | 0 | 0 | 0
WT | 0 | 0 | 0 | 0 | 0 | 0
IGCC | 0 | 0 | 0 | 0 | 0 | 0
DemandResponse | 0 | 0 | 0 | 0 | 0 | 0
IGCC-CCS | 0 | 0 | 0 | 0 | 0 | 0
WT_off | 0 | 0 | 0 | 0 | 0 | 0
PseudoUnit | 0 | 0 | 0 | 0 | 0 | 0
FixedInterchange | 0 | 0 | 0 | 0 | 0 | 0
Emission Cost by Reporting Type: SP15
ReportingType | 2015 | 2020 | 2025 | 2030 | 2035 | 2040
BM | 0 | 0 | 0 | 0 | 0 | 0
CC | 0 | 0 | 0 | 0 | 0 | 0
CSP | 0 | 0 | 0 | 0 | 0 | 0
CT | 0 | 0 | 0 | 0 | 0 | 0
Coal | 0 | 0 | 0 | 0 | 0 | 0
Geo | 0 | 0 | 0 | 0 | 0 | 0
H | 0 | 0 | 0 | 0 | 0 | 0
LFG | 0 | 0 | 0 | 0 | 0 | 0
Nuc | 0 | 0 | 0 | 0 | 0 | 0
PS | 0 | 0 | 0 | 0 | 0 | 0
PV | 0 | 0 | 0 | 0 | 0 | 0
PeakG | 0 | 0 | 0 | 0 | 0 | 0
PeakO | 0 | 0 | 0 | 0 | 0 | 0
ST | 0 | 0 | 0 | 0 | 0 | 0
STOG | 0 | 0 | 0 | 0 | 0 | 0
STWD | 0 | 0 | 0 | 0 | 0 | 0
WT | 0 | 0 | 0 | 0 | 0 | 0
IGCC | 0 | 0 | 0 | 0 | 0 | 0
DemandResponse | 0 | 0 | 0 | 0 | 0 | 0
IGCC-CCS | 0 | 0 | 0 | 0 | 0 | 0
WT_off | 0 | 0 | 0 | 0 | 0 | 0
PseudoUnit | 0 | 0 | 0 | 0 | 0 | 0
FixedInterchange | 0 | 0 | 0 | 0 | 0 | 0
Emission Cost by Reporting Type: ALB
ReportingType | 2015 | 2020 | 2025 | 2030 | 2035 | 2040
BM | 0 | 0 | 0 | 0 | 0 | 0
CC | 0 | 0 | 0 | 0 | 0 | 0
CSP | 0 | 0 | 0 | 0 | 0 | 0
CT | 0 | 0 | 0 | 0 | 0 | 0
Coal | 0 | 0 | 0 | 0 | 0 | 0
Geo | 0 | 0 | 0 | 0 | 0 | 0
H | 0 | 0 | 0 | 0 | 0 | 0
LFG | 0 | 0 | 0 | 0 | 0 | 0
Nuc | 0 | 0 | 0 | 0 | 0 | 0
PS | 0 | 0 | 0 | 0 | 0 | 0
PV | 0 | 0 | 0 | 0 | 0 | 0
PeakG | 0 | 0 | 0 | 0 | 0 | 0
PeakO | 0 | 0 | 0 | 0 | 0 | 0
ST | 0 | 0 | 0 | 0 | 0 | 0
STOG | 0 | 0 | 0 | 0 | 0 | 0
STWD | 0 | 0 | 0 | 0 | 0 | 0
WT | 0 | 0 | 0 | 0 | 0 | 0
IGCC | 0 | 0 | 0 | 0 | 0 | 0
DemandResponse | 0 | 0 | 0 | 0 | 0 | 0
IGCC-CCS | 0 | 0 | 0 | 0 | 0 | 0
WT_off | 0 | 0 | 0 | 0 | 0 | 0
PseudoUnit | 0 | 0 | 0 | 0 | 0 | 0
FixedInterchange | 0 | 0 | 0 | 0 | 0 | 0
Emission Cost by Reporting Type: BC
ReportingType | 2015 | 2020 | 2025 | 2030 | 2035 | 2040
BM | 0 | 0 | 0 | 0 | 0 | 0
CC | 0 | 0 | 0 | 0 | 0 | 0
CSP | 0 | 0 | 0 | 0 | 0 | 0
CT | 0 | 0 | 0 | 0 | 0 | 0
Coal | 0 | 0 | 0 | 0 | 0 | 0
Geo | 0 | 0 | 0 | 0 | 0 | 0
H | 0 | 0 | 0 | 0 | 0 | 0
LFG | 0 | 0 | 0 | 0 | 0 | 0
Nuc | 0 | 0 | 0 | 0 | 0 | 0
PS | 0 | 0 | 0 | 0 | 0 | 0
PV | 0 | 0 | 0 | 0 | 0 | 0
PeakG | 0 | 0 | 0 | 0 | 0 | 0
PeakO | 0 | 0 | 0 | 0 | 0 | 0
ST | 0 | 0 | 0 | 0 | 0 | 0
STOG | 0 | 0 | 0 | 0 | 0 | 0
STWD | 0 | 0 | 0 | 0 | 0 | 0
WT | 0 | 0 | 0 | 0 | 0 | 0
IGCC | 0 | 0 | 0 | 0 | 0 | 0
DemandResponse | 0 | 0 | 0 | 0 | 0 | 0
IGCC-CCS | 0 | 0 | 0 | 0 | 0 | 0
WT_off | 0 | 0 | 0 | 0 | 0 | 0
PseudoUnit | 0 | 0 | 0 | 0 | 0 | 0
FixedInterchange | 0 | 0 | 0 | 0 | 0 | 0
Emission Cost by Reporting Type: HQ_IESO
ReportingType | 2015 | 2020 | 2025 | 2030 | 2035 | 2040
BM | 0 | 0 | 0 | 0 | 0 | 0
CC | 0 | 0 | 0 | 0 | 0 | 0
CSP | 0 | 0 | 0 | 0 | 0 | 0
CT | 0 | 0 | 0 | 0 | 0 | 0
Coal | 0 | 0 | 0 | 0 | 0 | 0
Geo | 0 | 0 | 0 | 0 | 0 | 0
H | 0 | 0 | 0 | 0 | 0 | 0
LFG | 0 | 0 | 0 | 0 | 0 | 0
Nuc | 0 | 0 | 0 | 0 | 0 | 0
PS | 0 | 0 | 0 | 0 | 0 | 0
PV | 0 | 0 | 0 | 0 | 0 | 0
PeakG | 0 | 0 | 0 | 0 | 0 | 0
PeakO | 0 | 0 | 0 | 0 | 0 | 0
ST | 0 | 0 | 0 | 0 | 0 | 0
STOG | 0 | 0 | 0 | 0 | 0 | 0
STWD | 0 | 0 | 0 | 0 | 0 | 0
WT | 0 | 0 | 0 | 0 | 0 | 0
IGCC | 0 | 0 | 0 | 0 | 0 | 0
DemandResponse | 0 | 0 | 0 | 0 | 0 | 0
IGCC-CCS | 0 | 0 | 0 | 0 | 0 | 0
WT_off | 0 | 0 | 0 | 0 | 0 | 0
PseudoUnit | 0 | 0 | 0 | 0 | 0 | 0
FixedInterchange | 0 | 0 | 0 | 0 | 0 | 0
Emission Cost by Reporting Type: HQ_NEISO
ReportingType | 2015 | 2020 | 2025 | 2030 | 2035 | 2040
BM | 0 | 0 | 0 | 0 | 0 | 0
CC | 0 | 0 | 0 | 0 | 0 | 0
CSP | 0 | 0 | 0 | 0 | 0 | 0
CT | 0 | 0 | 0 | 0 | 0 | 0
Coal | 0 | 0 | 0 | 0 | 0 | 0
Geo | 0 | 0 | 0 | 0 | 0 | 0
H | 0 | 0 | 0 | 0 | 0 | 0
LFG | 0 | 0 | 0 | 0 | 0 | 0
Nuc | 0 | 0 | 0 | 0 | 0 | 0
PS | 0 | 0 | 0 | 0 | 0 | 0
PV | 0 | 0 | 0 | 0 | 0 | 0
PeakG | 0 | 0 | 0 | 0 | 0 | 0
PeakO | 0 | 0 | 0 | 0 | 0 | 0
ST | 0 | 0 | 0 | 0 | 0 | 0
STOG | 0 | 0 | 0 | 0 | 0 | 0
STWD | 0 | 0 | 0 | 0 | 0 | 0
WT | 0 | 0 | 0 | 0 | 0 | 0
IGCC | 0 | 0 | 0 | 0 | 0 | 0
DemandResponse | 0 | 0 | 0 | 0 | 0 | 0
IGCC-CCS | 0 | 0 | 0 | 0 | 0 | 0
WT_off | 0 | 0 | 0 | 0 | 0 | 0
PseudoUnit | 0 | 0 | 0 | 0 | 0 | 0
FixedInterchange | 0 | 0 | 0 | 0 | 0 | 0
Emission Cost by Reporting Type: HQ_NY
ReportingType | 2015 | 2020 | 2025 | 2030 | 2035 | 2040
BM | 0 | 0 | 0 | 0 | 0 | 0
CC | 0 | 0 | 0 | 0 | 0 | 0
CSP | 0 | 0 | 0 | 0 | 0 | 0
CT | 0 | 0 | 0 | 0 | 0 | 0
Coal | 0 | 0 | 0 | 0 | 0 | 0
Geo | 0 | 0 | 0 | 0 | 0 | 0
H | 0 | 0 | 0 | 0 | 0 | 0
LFG | 0 | 0 | 0 | 0 | 0 | 0
Nuc | 0 | 0 | 0 | 0 | 0 | 0
PS | 0 | 0 | 0 | 0 | 0 | 0
PV | 0 | 0 | 0 | 0 | 0 | 0
PeakG | 0 | 0 | 0 | 0 | 0 | 0
PeakO | 0 | 0 | 0 | 0 | 0 | 0
ST | 0 | 0 | 0 | 0 | 0 | 0
STOG | 0 | 0 | 0 | 0 | 0 | 0
STWD | 0 | 0 | 0 | 0 | 0 | 0
WT | 0 | 0 | 0 | 0 | 0 | 0
IGCC | 0 | 0 | 0 | 0 | 0 | 0
DemandResponse | 0 | 0 | 0 | 0 | 0 | 0
IGCC-CCS | 0 | 0 | 0 | 0 | 0 | 0
WT_off | 0 | 0 | 0 | 0 | 0 | 0
PseudoUnit | 0 | 0 | 0 | 0 | 0 | 0
FixedInterchange | 0 | 0 | 0 | 0 | 0 | 0
Emission Cost by Reporting Type: MARITIMES
ReportingType | 2015 | 2020 | 2025 | 2030 | 2035 | 2040
BM | 0 | 0 | 0 | 0 | 0 | 0
CC | 0 | 0 | 0 | 0 | 0 | 0
CSP | 0 | 0 | 0 | 0 | 0 | 0
CT | 0 | 0 | 0 | 0 | 0 | 0
Coal | 0 | 0 | 0 | 0 | 0 | 0
Geo | 0 | 0 | 0 | 0 | 0 | 0
H | 0 | 0 | 0 | 0 | 0 | 0
LFG | 0 | 0 | 0 | 0 | 0 | 0
Nuc | 0 | 0 | 0 | 0 | 0 | 0
PS | 0 | 0 | 0 | 0 | 0 | 0
PV | 0 | 0 | 0 | 0 | 0 | 0
PeakG | 0 | 0 | 0 | 0 | 0 | 0
PeakO | 0 | 0 | 0 | 0 | 0 | 0
ST | 0 | 0 | 0 | 0 | 0 | 0
STOG | 0 | 0 | 0 | 0 | 0 | 0
STWD | 0 | 0 | 0 | 0 | 0 | 0
WT | 0 | 0 | 0 | 0 | 0 | 0
IGCC | 0 | 0 | 0 | 0 | 0 | 0
DemandResponse | 0 | 0 | 0 | 0 | 0 | 0
IGCC-CCS | 0 | 0 | 0 | 0 | 0 | 0
WT_off | 0 | 0 | 0 | 0 | 0 | 0
PseudoUnit | 0 | 0 | 0 | 0 | 0 | 0
FixedInterchange | 0 | 0 | 0 | 0 | 0 | 0
Emission Cost by Reporting Type: All
ReportingType | 2015 | 2020 | 2025 | 2030 | 2035 | 2040
BM | 0 | 0 | 0 | 0 | 0 | 0
CC | 0 | 0 | 0 | 0 | 0 | 0
CSP | 0 | 0 | 0 | 0 | 0 | 0
CT | 0 | 0 | 0 | 0 | 0 | 0
Coal | 0 | 0 | 0 | 0 | 0 | 0
Geo | 0 | 0 | 0 | 0 | 0 | 0
H | 0 | 0 | 0 | 0 | 0 | 0
LFG | 0 | 0 | 0 | 0 | 0 | 0
Nuc | 0 | 0 | 0 | 0 | 0 | 0
PS | 0 | 0 | 0 | 0 | 0 | 0
PV | 0 | 0 | 0 | 0 | 0 | 0
PeakG | 0 | 0 | 0 | 0 | 0 | 0
PeakO | 0 | 0 | 0 | 0 | 0 | 0
ST | 0 | 0 | 0 | 0 | 0 | 0
STOG | 0 | 0 | 0 | 0 | 0 | 0
STWD | 0 | 0 | 0 | 0 | 0 | 0
WT | 0 | 0 | 0 | 0 | 0 | 0
IGCC | 0 | 0 | 0 | 0 | 0 | 0
DemandResponse | 0 | 0 | 0 | 0 | 0 | 0
IGCC-CCS | 0 | 0 | 0 | 0 | 0 | 0
WT_off | 0 | 0 | 0 | 0 | 0 | 0
PseudoUnit | 0 | 0 | 0 | 0 | 0 | 0
FixedInterchange | 0 | 0 | 0 | 0 | 0 | 0
Emission Cost by Reporting Type: EI_US
ReportingType | 2015 | 2020 | 2025 | 2030 | 2035 | 2040
BM | 0 | 0 | 0 | 0 | 0 | 0
CC | 0 | 0 | 0 | 0 | 0 | 0
CSP | 0 | 0 | 0 | 0 | 0 | 0
CT | 0 | 0 | 0 | 0 | 0 | 0
Coal | 0 | 0 | 0 | 0 | 0 | 0
Geo | 0 | 0 | 0 | 0 | 0 | 0
H | 0 | 0 | 0 | 0 | 0 | 0
LFG | 0 | 0 | 0 | 0 | 0 | 0
Nuc | 0 | 0 | 0 | 0 | 0 | 0
PS | 0 | 0 | 0 | 0 | 0 | 0
PV | 0 | 0 | 0 | 0 | 0 | 0
PeakG | 0 | 0 | 0 | 0 | 0 | 0
PeakO | 0 | 0 | 0 | 0 | 0 | 0
ST | 0 | 0 | 0 | 0 | 0 | 0
STOG | 0 | 0 | 0 | 0 | 0 | 0
STWD | 0 | 0 | 0 | 0 | 0 | 0
WT | 0 | 0 | 0 | 0 | 0 | 0
IGCC | 0 | 0 | 0 | 0 | 0 | 0
DemandResponse | 0 | 0 | 0 | 0 | 0 | 0
IGCC-CCS | 0 | 0 | 0 | 0 | 0 | 0
WT_off | 0 | 0 | 0 | 0 | 0 | 0
PseudoUnit | 0 | 0 | 0 | 0 | 0 | 0
FixedInterchange | 0 | 0 | 0 | 0 | 0 | 0
Emission Cost by Reporting Type: EI_Canada
ReportingType | 2015 | 2020 | 2025 | 2030 | 2035 | 2040
BM | 0 | 0 | 0 | 0 | 0 | 0
CC | 0 | 0 | 0 | 0 | 0 | 0
CSP | 0 | 0 | 0 | 0 | 0 | 0
CT | 0 | 0 | 0 | 0 | 0 | 0
Coal | 0 | 0 | 0 | 0 | 0 | 0
Geo | 0 | 0 | 0 | 0 | 0 | 0
H | 0 | 0 | 0 | 0 | 0 | 0
LFG | 0 | 0 | 0 | 0 | 0 | 0
Nuc | 0 | 0 | 0 | 0 | 0 | 0
PS | 0 | 0 | 0 | 0 | 0 | 0
PV | 0 | 0 | 0 | 0 | 0 | 0
PeakG | 0 | 0 | 0 | 0 | 0 | 0
PeakO | 0 | 0 | 0 | 0 | 0 | 0
ST | 0 | 0 | 0 | 0 | 0 | 0
STOG | 0 | 0 | 0 | 0 | 0 | 0
STWD | 0 | 0 | 0 | 0 | 0 | 0
WT | 0 | 0 | 0 | 0 | 0 | 0
IGCC | 0 | 0 | 0 | 0 | 0 | 0
DemandResponse | 0 | 0 | 0 | 0 | 0 | 0
IGCC-CCS | 0 | 0 | 0 | 0 | 0 | 0
WT_off | 0 | 0 | 0 | 0 | 0 | 0
PseudoUnit | 0 | 0 | 0 | 0 | 0 | 0
FixedInterchange | 0 | 0 | 0 | 0 | 0 | 0
Emission Cost by Reporting Type: EI
ReportingType | 2015 | 2020 | 2025 | 2030 | 2035 | 2040
BM | 0 | 0 | 0 | 0 | 0 | 0
CC | 0 | 0 | 0 | 0 | 0 | 0
CSP | 0 | 0 | 0 | 0 | 0 | 0
CT | 0 | 0 | 0 | 0 | 0 | 0
Coal | 0 | 0 | 0 | 0 | 0 | 0
Geo | 0 | 0 | 0 | 0 | 0 | 0
H | 0 | 0 | 0 | 0 | 0 | 0
LFG | 0 | 0 | 0 | 0 | 0 | 0
Nuc | 0 | 0 | 0 | 0 | 0 | 0
PS | 0 | 0 | 0 | 0 | 0 | 0
PV | 0 | 0 | 0 | 0 | 0 | 0
PeakG | 0 | 0 | 0 | 0 | 0 | 0
PeakO | 0 | 0 | 0 | 0 | 0 | 0
ST | 0 | 0 | 0 | 0 | 0 | 0
STOG | 0 | 0 | 0 | 0 | 0 | 0
STWD | 0 | 0 | 0 | 0 | 0 | 0
WT | 0 | 0 | 0 | 0 | 0 | 0
IGCC | 0 | 0 | 0 | 0 | 0 | 0
DemandResponse | 0 | 0 | 0 | 0 | 0 | 0
IGCC-CCS | 0 | 0 | 0 | 0 | 0 | 0
WT_off | 0 | 0 | 0 | 0 | 0 | 0
PseudoUnit | 0 | 0 | 0 | 0 | 0 | 0
FixedInterchange | 0 | 0 | 0 | 0 | 0 | 0
Emission Cost by Reporting Type: Outside_EI
ReportingType | 2015 | 2020 | 2025 | 2030 | 2035 | 2040
BM | 0 | 0 | 0 | 0 | 0 | 0
CC | 0 | 0 | 0 | 0 | 0 | 0
CSP | 0 | 0 | 0 | 0 | 0 | 0
CT | 0 | 0 | 0 | 0 | 0 | 0
Coal | 0 | 0 | 0 | 0 | 0 | 0
Geo | 0 | 0 | 0 | 0 | 0 | 0
H | 0 | 0 | 0 | 0 | 0 | 0
LFG | 0 | 0 | 0 | 0 | 0 | 0
Nuc | 0 | 0 | 0 | 0 | 0 | 0
PS | 0 | 0 | 0 | 0 | 0 | 0
PV | 0 | 0 | 0 | 0 | 0 | 0
PeakG | 0 | 0 | 0 | 0 | 0 | 0
PeakO | 0 | 0 | 0 | 0 | 0 | 0
ST | 0 | 0 | 0 | 0 | 0 | 0
STOG | 0 | 0 | 0 | 0 | 0 | 0
STWD | 0 | 0 | 0 | 0 | 0 | 0
WT | 0 | 0 | 0 | 0 | 0 | 0
IGCC | 0 | 0 | 0 | 0 | 0 | 0
DemandResponse | 0 | 0 | 0 | 0 | 0 | 0
IGCC-CCS | 0 | 0 | 0 | 0 | 0 | 0
WT_off | 0 | 0 | 0 | 0 | 0 | 0
PseudoUnit | 0 | 0 | 0 | 0 | 0 | 0
FixedInterchange | 0 | 0 | 0 | 0 | 0 | 0
==== Emission Program: Carbon_CA : (CO2) ====
Emission Cost by Reporting Type: Entergy
ReportingType | 2015 | 2020 | 2025 | 2030 | 2035 | 2040
BM | 0 | 0 | 0 | 0 | 0 | 0
CC | 0 | 0 | 0 | 0 | 0 | 0
CSP | 0 | 0 | 0 | 0 | 0 | 0
CT | 0 | 0 | 0 | 0 | 0 | 0
Coal | 0 | 0 | 0 | 0 | 0 | 0
Geo | 0 | 0 | 0 | 0 | 0 | 0
H | 0 | 0 | 0 | 0 | 0 | 0
LFG | 0 | 0 | 0 | 0 | 0 | 0
Nuc | 0 | 0 | 0 | 0 | 0 | 0
PS | 0 | 0 | 0 | 0 | 0 | 0
PV | 0 | 0 | 0 | 0 | 0 | 0
PeakG | 0 | 0 | 0 | 0 | 0 | 0
PeakO | 0 | 0 | 0 | 0 | 0 | 0
ST | 0 | 0 | 0 | 0 | 0 | 0
STOG | 0 | 0 | 0 | 0 | 0 | 0
STWD | 0 | 0 | 0 | 0 | 0 | 0
WT | 0 | 0 | 0 | 0 | 0 | 0
IGCC | 0 | 0 | 0 | 0 | 0 | 0
DemandResponse | 0 | 0 | 0 | 0 | 0 | 0
IGCC-CCS | 0 | 0 | 0 | 0 | 0 | 0
WT_off | 0 | 0 | 0 | 0 | 0 | 0
PseudoUnit | 0 | 0 | 0 | 0 | 0 | 0
FixedInterchange | 0 | 0 | 0 | 0 | 0 | 0
Emission Cost by Reporting Type: FRCC
ReportingType | 2015 | 2020 | 2025 | 2030 | 2035 | 2040
BM | 0 | 0 | 0 | 0 | 0 | 0
CC | 0 | 0 | 0 | 0 | 0 | 0
CSP | 0 | 0 | 0 | 0 | 0 | 0
CT | 0 | 0 | 0 | 0 | 0 | 0
Coal | 0 | 0 | 0 | 0 | 0 | 0
Geo | 0 | 0 | 0 | 0 | 0 | 0
H | 0 | 0 | 0 | 0 | 0 | 0
LFG | 0 | 0 | 0 | 0 | 0 | 0
Nuc | 0 | 0 | 0 | 0 | 0 | 0
PS | 0 | 0 | 0 | 0 | 0 | 0
PV | 0 | 0 | 0 | 0 | 0 | 0
PeakG | 0 | 0 | 0 | 0 | 0 | 0
PeakO | 0 | 0 | 0 | 0 | 0 | 0
ST | 0 | 0 | 0 | 0 | 0 | 0
STOG | 0 | 0 | 0 | 0 | 0 | 0
STWD | 0 | 0 | 0 | 0 | 0 | 0
WT | 0 | 0 | 0 | 0 | 0 | 0
IGCC | 0 | 0 | 0 | 0 | 0 | 0
DemandResponse | 0 | 0 | 0 | 0 | 0 | 0
IGCC-CCS | 0 | 0 | 0 | 0 | 0 | 0
WT_off | 0 | 0 | 0 | 0 | 0 | 0
PseudoUnit | 0 | 0 | 0 | 0 | 0 | 0
FixedInterchange | 0 | 0 | 0 | 0 | 0 | 0
Emission Cost by Reporting Type: MAPP_US
ReportingType | 2015 | 2020 | 2025 | 2030 | 2035 | 2040
BM | 0 | 0 | 0 | 0 | 0 | 0
CC | 0 | 0 | 0 | 0 | 0 | 0
CSP | 0 | 0 | 0 | 0 | 0 | 0
CT | 0 | 0 | 0 | 0 | 0 | 0
Coal | 0 | 0 | 0 | 0 | 0 | 0
Geo | 0 | 0 | 0 | 0 | 0 | 0
H | 0 | 0 | 0 | 0 | 0 | 0
LFG | 0 | 0 | 0 | 0 | 0 | 0
Nuc | 0 | 0 | 0 | 0 | 0 | 0
PS | 0 | 0 | 0 | 0 | 0 | 0
PV | 0 | 0 | 0 | 0 | 0 | 0
PeakG | 0 | 0 | 0 | 0 | 0 | 0
PeakO | 0 | 0 | 0 | 0 | 0 | 0
ST | 0 | 0 | 0 | 0 | 0 | 0
STOG | 0 | 0 | 0 | 0 | 0 | 0
STWD | 0 | 0 | 0 | 0 | 0 | 0
WT | 0 | 0 | 0 | 0 | 0 | 0
IGCC | 0 | 0 | 0 | 0 | 0 | 0
DemandResponse | 0 | 0 | 0 | 0 | 0 | 0
IGCC-CCS | 0 | 0 | 0 | 0 | 0 | 0
WT_off | 0 | 0 | 0 | 0 | 0 | 0
PseudoUnit | 0 | 0 | 0 | 0 | 0 | 0
FixedInterchange | 0 | 0 | 0 | 0 | 0 | 0
Emission Cost by Reporting Type: MISO_IN
ReportingType | 2015 | 2020 | 2025 | 2030 | 2035 | 2040
BM | 0 | 0 | 0 | 0 | 0 | 0
CC | 0 | 0 | 0 | 0 | 0 | 0
CSP | 0 | 0 | 0 | 0 | 0 | 0
CT | 0 | 0 | 0 | 0 | 0 | 0
Coal | 0 | 0 | 0 | 0 | 0 | 0
Geo | 0 | 0 | 0 | 0 | 0 | 0
H | 0 | 0 | 0 | 0 | 0 | 0
LFG | 0 | 0 | 0 | 0 | 0 | 0
Nuc | 0 | 0 | 0 | 0 | 0 | 0
PS | 0 | 0 | 0 | 0 | 0 | 0
PV | 0 | 0 | 0 | 0 | 0 | 0
PeakG | 0 | 0 | 0 | 0 | 0 | 0
PeakO | 0 | 0 | 0 | 0 | 0 | 0
ST | 0 | 0 | 0 | 0 | 0 | 0
STOG | 0 | 0 | 0 | 0 | 0 | 0
STWD | 0 | 0 | 0 | 0 | 0 | 0
WT | 0 | 0 | 0 | 0 | 0 | 0
IGCC | 0 | 0 | 0 | 0 | 0 | 0
DemandResponse | 0 | 0 | 0 | 0 | 0 | 0
IGCC-CCS | 0 | 0 | 0 | 0 | 0 | 0
WT_off | 0 | 0 | 0 | 0 | 0 | 0
PseudoUnit | 0 | 0 | 0 | 0 | 0 | 0
FixedInterchange | 0 | 0 | 0 | 0 | 0 | 0
Emission Cost by Reporting Type: MISO_MI
ReportingType | 2015 | 2020 | 2025 | 2030 | 2035 | 2040
BM | 0 | 0 | 0 | 0 | 0 | 0
CC | 0 | 0 | 0 | 0 | 0 | 0
CSP | 0 | 0 | 0 | 0 | 0 | 0
CT | 0 | 0 | 0 | 0 | 0 | 0
Coal | 0 | 0 | 0 | 0 | 0 | 0
Geo | 0 | 0 | 0 | 0 | 0 | 0
H | 0 | 0 | 0 | 0 | 0 | 0
LFG | 0 | 0 | 0 | 0 | 0 | 0
Nuc | 0 | 0 | 0 | 0 | 0 | 0
PS | 0 | 0 | 0 | 0 | 0 | 0
PV | 0 | 0 | 0 | 0 | 0 | 0
PeakG | 0 | 0 | 0 | 0 | 0 | 0
PeakO | 0 | 0 | 0 | 0 | 0 | 0
ST | 0 | 0 | 0 | 0 | 0 | 0
STOG | 0 | 0 | 0 | 0 | 0 | 0
STWD | 0 | 0 | 0 | 0 | 0 | 0
WT | 0 | 0 | 0 | 0 | 0 | 0
IGCC | 0 | 0 | 0 | 0 | 0 | 0
DemandResponse | 0 | 0 | 0 | 0 | 0 | 0
IGCC-CCS | 0 | 0 | 0 | 0 | 0 | 0
WT_off | 0 | 0 | 0 | 0 | 0 | 0
PseudoUnit | 0 | 0 | 0 | 0 | 0 | 0
FixedInterchange | 0 | 0 | 0 | 0 | 0 | 0
Emission Cost by Reporting Type: MISO_MO-IL
ReportingType | 2015 | 2020 | 2025 | 2030 | 2035 | 2040
BM | 0 | 0 | 0 | 0 | 0 | 0
CC | 0 | 0 | 0 | 0 | 0 | 0
CSP | 0 | 0 | 0 | 0 | 0 | 0
CT | 0 | 0 | 0 | 0 | 0 | 0
Coal | 0 | 0 | 0 | 0 | 0 | 0
Geo | 0 | 0 | 0 | 0 | 0 | 0
H | 0 | 0 | 0 | 0 | 0 | 0
LFG | 0 | 0 | 0 | 0 | 0 | 0
Nuc | 0 | 0 | 0 | 0 | 0 | 0
PS | 0 | 0 | 0 | 0 | 0 | 0
PV | 0 | 0 | 0 | 0 | 0 | 0
PeakG | 0 | 0 | 0 | 0 | 0 | 0
PeakO | 0 | 0 | 0 | 0 | 0 | 0
ST | 0 | 0 | 0 | 0 | 0 | 0
STOG | 0 | 0 | 0 | 0 | 0 | 0
STWD | 0 | 0 | 0 | 0 | 0 | 0
WT | 0 | 0 | 0 | 0 | 0 | 0
IGCC | 0 | 0 | 0 | 0 | 0 | 0
DemandResponse | 0 | 0 | 0 | 0 | 0 | 0
IGCC-CCS | 0 | 0 | 0 | 0 | 0 | 0
WT_off | 0 | 0 | 0 | 0 | 0 | 0
PseudoUnit | 0 | 0 | 0 | 0 | 0 | 0
FixedInterchange | 0 | 0 | 0 | 0 | 0 | 0
Emission Cost by Reporting Type: MISO_W
ReportingType | 2015 | 2020 | 2025 | 2030 | 2035 | 2040
BM | 0 | 0 | 0 | 0 | 0 | 0
CC | 0 | 0 | 0 | 0 | 0 | 0
CSP | 0 | 0 | 0 | 0 | 0 | 0
CT | 0 | 0 | 0 | 0 | 0 | 0
Coal | 0 | 0 | 0 | 0 | 0 | 0
Geo | 0 | 0 | 0 | 0 | 0 | 0
H | 0 | 0 | 0 | 0 | 0 | 0
LFG | 0 | 0 | 0 | 0 | 0 | 0
Nuc | 0 | 0 | 0 | 0 | 0 | 0
PS | 0 | 0 | 0 | 0 | 0 | 0
PV | 0 | 0 | 0 | 0 | 0 | 0
PeakG | 0 | 0 | 0 | 0 | 0 | 0
PeakO | 0 | 0 | 0 | 0 | 0 | 0
ST | 0 | 0 | 0 | 0 | 0 | 0
STOG | 0 | 0 | 0 | 0 | 0 | 0
STWD | 0 | 0 | 0 | 0 | 0 | 0
WT | 0 | 0 | 0 | 0 | 0 | 0
IGCC | 0 | 0 | 0 | 0 | 0 | 0
DemandResponse | 0 | 0 | 0 | 0 | 0 | 0
IGCC-CCS | 0 | 0 | 0 | 0 | 0 | 0
WT_off | 0 | 0 | 0 | 0 | 0 | 0
PseudoUnit | 0 | 0 | 0 | 0 | 0 | 0
FixedInterchange | 0 | 0 | 0 | 0 | 0 | 0
Emission Cost by Reporting Type: MISO_WUMS
ReportingType | 2015 | 2020 | 2025 | 2030 | 2035 | 2040
BM | 0 | 0 | 0 | 0 | 0 | 0
CC | 0 | 0 | 0 | 0 | 0 | 0
CSP | 0 | 0 | 0 | 0 | 0 | 0
CT | 0 | 0 | 0 | 0 | 0 | 0
Coal | 0 | 0 | 0 | 0 | 0 | 0
Geo | 0 | 0 | 0 | 0 | 0 | 0
H | 0 | 0 | 0 | 0 | 0 | 0
LFG | 0 | 0 | 0 | 0 | 0 | 0
Nuc | 0 | 0 | 0 | 0 | 0 | 0
PS | 0 | 0 | 0 | 0 | 0 | 0
PV | 0 | 0 | 0 | 0 | 0 | 0
PeakG | 0 | 0 | 0 | 0 | 0 | 0
PeakO | 0 | 0 | 0 | 0 | 0 | 0
ST | 0 | 0 | 0 | 0 | 0 | 0
STOG | 0 | 0 | 0 | 0 | 0 | 0
STWD | 0 | 0 | 0 | 0 | 0 | 0
WT | 0 | 0 | 0 | 0 | 0 | 0
IGCC | 0 | 0 | 0 | 0 | 0 | 0
DemandResponse | 0 | 0 | 0 | 0 | 0 | 0
IGCC-CCS | 0 | 0 | 0 | 0 | 0 | 0
WT_off | 0 | 0 | 0 | 0 | 0 | 0
PseudoUnit | 0 | 0 | 0 | 0 | 0 | 0
FixedInterchange | 0 | 0 | 0 | 0 | 0 | 0
Emission Cost by Reporting Type: Nebraska
ReportingType | 2015 | 2020 | 2025 | 2030 | 2035 | 2040
BM | 0 | 0 | 0 | 0 | 0 | 0
CC | 0 | 0 | 0 | 0 | 0 | 0
CSP | 0 | 0 | 0 | 0 | 0 | 0
CT | 0 | 0 | 0 | 0 | 0 | 0
Coal | 0 | 0 | 0 | 0 | 0 | 0
Geo | 0 | 0 | 0 | 0 | 0 | 0
H | 0 | 0 | 0 | 0 | 0 | 0
LFG | 0 | 0 | 0 | 0 | 0 | 0
Nuc | 0 | 0 | 0 | 0 | 0 | 0
PS | 0 | 0 | 0 | 0 | 0 | 0
PV | 0 | 0 | 0 | 0 | 0 | 0
PeakG | 0 | 0 | 0 | 0 | 0 | 0
PeakO | 0 | 0 | 0 | 0 | 0 | 0
ST | 0 | 0 | 0 | 0 | 0 | 0
STOG | 0 | 0 | 0 | 0 | 0 | 0
STWD | 0 | 0 | 0 | 0 | 0 | 0
WT | 0 | 0 | 0 | 0 | 0 | 0
IGCC | 0 | 0 | 0 | 0 | 0 | 0
DemandResponse | 0 | 0 | 0 | 0 | 0 | 0
IGCC-CCS | 0 | 0 | 0 | 0 | 0 | 0
WT_off | 0 | 0 | 0 | 0 | 0 | 0
PseudoUnit | 0 | 0 | 0 | 0 | 0 | 0
FixedInterchange | 0 | 0 | 0 | 0 | 0 | 0
Emission Cost by Reporting Type: NEISO
ReportingType | 2015 | 2020 | 2025 | 2030 | 2035 | 2040
BM | 0 | 0 | 0 | 0 | 0 | 0
CC | 0 | 0 | 0 | 0 | 0 | 0
CSP | 0 | 0 | 0 | 0 | 0 | 0
CT | 0 | 0 | 0 | 0 | 0 | 0
Coal | 0 | 0 | 0 | 0 | 0 | 0
Geo | 0 | 0 | 0 | 0 | 0 | 0
H | 0 | 0 | 0 | 0 | 0 | 0
LFG | 0 | 0 | 0 | 0 | 0 | 0
Nuc | 0 | 0 | 0 | 0 | 0 | 0
PS | 0 | 0 | 0 | 0 | 0 | 0
PV | 0 | 0 | 0 | 0 | 0 | 0
PeakG | 0 | 0 | 0 | 0 | 0 | 0
PeakO | 0 | 0 | 0 | 0 | 0 | 0
ST | 0 | 0 | 0 | 0 | 0 | 0
STOG | 0 | 0 | 0 | 0 | 0 | 0
STWD | 0 | 0 | 0 | 0 | 0 | 0
WT | 0 | 0 | 0 | 0 | 0 | 0
IGCC | 0 | 0 | 0 | 0 | 0 | 0
DemandResponse | 0 | 0 | 0 | 0 | 0 | 0
IGCC-CCS | 0 | 0 | 0 | 0 | 0 | 0
WT_off | 0 | 0 | 0 | 0 | 0 | 0
PseudoUnit | 0 | 0 | 0 | 0 | 0 | 0
FixedInterchange | 0 | 0 | 0 | 0 | 0 | 0
Emission Cost by Reporting Type: NonRTO_Midwest
ReportingType | 2015 | 2020 | 2025 | 2030 | 2035 | 2040
BM | 0 | 0 | 0 | 0 | 0 | 0
CC | 0 | 0 | 0 | 0 | 0 | 0
CSP | 0 | 0 | 0 | 0 | 0 | 0
CT | 0 | 0 | 0 | 0 | 0 | 0
Coal | 0 | 0 | 0 | 0 | 0 | 0
Geo | 0 | 0 | 0 | 0 | 0 | 0
H | 0 | 0 | 0 | 0 | 0 | 0
LFG | 0 | 0 | 0 | 0 | 0 | 0
Nuc | 0 | 0 | 0 | 0 | 0 | 0
PS | 0 | 0 | 0 | 0 | 0 | 0
PV | 0 | 0 | 0 | 0 | 0 | 0
PeakG | 0 | 0 | 0 | 0 | 0 | 0
PeakO | 0 | 0 | 0 | 0 | 0 | 0
ST | 0 | 0 | 0 | 0 | 0 | 0
STOG | 0 | 0 | 0 | 0 | 0 | 0
STWD | 0 | 0 | 0 | 0 | 0 | 0
WT | 0 | 0 | 0 | 0 | 0 | 0
IGCC | 0 | 0 | 0 | 0 | 0 | 0
DemandResponse | 0 | 0 | 0 | 0 | 0 | 0
IGCC-CCS | 0 | 0 | 0 | 0 | 0 | 0
WT_off | 0 | 0 | 0 | 0 | 0 | 0
PseudoUnit | 0 | 0 | 0 | 0 | 0 | 0
FixedInterchange | 0 | 0 | 0 | 0 | 0 | 0
Emission Cost by Reporting Type: NYISO_A-F
ReportingType | 2015 | 2020 | 2025 | 2030 | 2035 | 2040
BM | 0 | 0 | 0 | 0 | 0 | 0
CC | 0 | 0 | 0 | 0 | 0 | 0
CSP | 0 | 0 | 0 | 0 | 0 | 0
CT | 0 | 0 | 0 | 0 | 0 | 0
Coal | 0 | 0 | 0 | 0 | 0 | 0
Geo | 0 | 0 | 0 | 0 | 0 | 0
H | 0 | 0 | 0 | 0 | 0 | 0
LFG | 0 | 0 | 0 | 0 | 0 | 0
Nuc | 0 | 0 | 0 | 0 | 0 | 0
PS | 0 | 0 | 0 | 0 | 0 | 0
PV | 0 | 0 | 0 | 0 | 0 | 0
PeakG | 0 | 0 | 0 | 0 | 0 | 0
PeakO | 0 | 0 | 0 | 0 | 0 | 0
ST | 0 | 0 | 0 | 0 | 0 | 0
STOG | 0 | 0 | 0 | 0 | 0 | 0
STWD | 0 | 0 | 0 | 0 | 0 | 0
WT | 0 | 0 | 0 | 0 | 0 | 0
IGCC | 0 | 0 | 0 | 0 | 0 | 0
DemandResponse | 0 | 0 | 0 | 0 | 0 | 0
IGCC-CCS | 0 | 0 | 0 | 0 | 0 | 0
WT_off | 0 | 0 | 0 | 0 | 0 | 0
PseudoUnit | 0 | 0 | 0 | 0 | 0 | 0
FixedInterchange | 0 | 0 | 0 | 0 | 0 | 0
Emission Cost by Reporting Type: NYISO_G-I
ReportingType | 2015 | 2020 | 2025 | 2030 | 2035 | 2040
BM | 0 | 0 | 0 | 0 | 0 | 0
CC | 0 | 0 | 0 | 0 | 0 | 0
CSP | 0 | 0 | 0 | 0 | 0 | 0
CT | 0 | 0 | 0 | 0 | 0 | 0
Coal | 0 | 0 | 0 | 0 | 0 | 0
Geo | 0 | 0 | 0 | 0 | 0 | 0
H | 0 | 0 | 0 | 0 | 0 | 0
LFG | 0 | 0 | 0 | 0 | 0 | 0
Nuc | 0 | 0 | 0 | 0 | 0 | 0
PS | 0 | 0 | 0 | 0 | 0 | 0
PV | 0 | 0 | 0 | 0 | 0 | 0
PeakG | 0 | 0 | 0 | 0 | 0 | 0
PeakO | 0 | 0 | 0 | 0 | 0 | 0
ST | 0 | 0 | 0 | 0 | 0 | 0
STOG | 0 | 0 | 0 | 0 | 0 | 0
STWD | 0 | 0 | 0 | 0 | 0 | 0
WT | 0 | 0 | 0 | 0 | 0 | 0
IGCC | 0 | 0 | 0 | 0 | 0 | 0
DemandResponse | 0 | 0 | 0 | 0 | 0 | 0
IGCC-CCS | 0 | 0 | 0 | 0 | 0 | 0
WT_off | 0 | 0 | 0 | 0 | 0 | 0
PseudoUnit | 0 | 0 | 0 | 0 | 0 | 0
FixedInterchange | 0 | 0 | 0 | 0 | 0 | 0
Emission Cost by Reporting Type: NYISO_J-K
ReportingType | 2015 | 2020 | 2025 | 2030 | 2035 | 2040
BM | 0 | 0 | 0 | 0 | 0 | 0
CC | 0 | 0 | 0 | 0 | 0 | 0
CSP | 0 | 0 | 0 | 0 | 0 | 0
CT | 0 | 0 | 0 | 0 | 0 | 0
Coal | 0 | 0 | 0 | 0 | 0 | 0
Geo | 0 | 0 | 0 | 0 | 0 | 0
H | 0 | 0 | 0 | 0 | 0 | 0
LFG | 0 | 0 | 0 | 0 | 0 | 0
Nuc | 0 | 0 | 0 | 0 | 0 | 0
PS | 0 | 0 | 0 | 0 | 0 | 0
PV | 0 | 0 | 0 | 0 | 0 | 0
PeakG | 0 | 0 | 0 | 0 | 0 | 0
PeakO | 0 | 0 | 0 | 0 | 0 | 0
ST | 0 | 0 | 0 | 0 | 0 | 0
STOG | 0 | 0 | 0 | 0 | 0 | 0
STWD | 0 | 0 | 0 | 0 | 0 | 0
WT | 0 | 0 | 0 | 0 | 0 | 0
IGCC | 0 | 0 | 0 | 0 | 0 | 0
DemandResponse | 0 | 0 | 0 | 0 | 0 | 0
IGCC-CCS | 0 | 0 | 0 | 0 | 0 | 0
WT_off | 0 | 0 | 0 | 0 | 0 | 0
PseudoUnit | 0 | 0 | 0 | 0 | 0 | 0
FixedInterchange | 0 | 0 | 0 | 0 | 0 | 0
Emission Cost by Reporting Type: PJM_E
ReportingType | 2015 | 2020 | 2025 | 2030 | 2035 | 2040
BM | 0 | 0 | 0 | 0 | 0 | 0
CC | 0 | 0 | 0 | 0 | 0 | 0
CSP | 0 | 0 | 0 | 0 | 0 | 0
CT | 0 | 0 | 0 | 0 | 0 | 0
Coal | 0 | 0 | 0 | 0 | 0 | 0
Geo | 0 | 0 | 0 | 0 | 0 | 0
H | 0 | 0 | 0 | 0 | 0 | 0
LFG | 0 | 0 | 0 | 0 | 0 | 0
Nuc | 0 | 0 | 0 | 0 | 0 | 0
PS | 0 | 0 | 0 | 0 | 0 | 0
PV | 0 | 0 | 0 | 0 | 0 | 0
PeakG | 0 | 0 | 0 | 0 | 0 | 0
PeakO | 0 | 0 | 0 | 0 | 0 | 0
ST | 0 | 0 | 0 | 0 | 0 | 0
STOG | 0 | 0 | 0 | 0 | 0 | 0
STWD | 0 | 0 | 0 | 0 | 0 | 0
WT | 0 | 0 | 0 | 0 | 0 | 0
IGCC | 0 | 0 | 0 | 0 | 0 | 0
DemandResponse | 0 | 0 | 0 | 0 | 0 | 0
IGCC-CCS | 0 | 0 | 0 | 0 | 0 | 0
WT_off | 0 | 0 | 0 | 0 | 0 | 0
PseudoUnit | 0 | 0 | 0 | 0 | 0 | 0
FixedInterchange | 0 | 0 | 0 | 0 | 0 | 0
Emission Cost by Reporting Type: PJM_ROM
ReportingType | 2015 | 2020 | 2025 | 2030 | 2035 | 2040
BM | 0 | 0 | 0 | 0 | 0 | 0
CC | 0 | 0 | 0 | 0 | 0 | 0
CSP | 0 | 0 | 0 | 0 | 0 | 0
CT | 0 | 0 | 0 | 0 | 0 | 0
Coal | 0 | 0 | 0 | 0 | 0 | 0
Geo | 0 | 0 | 0 | 0 | 0 | 0
H | 0 | 0 | 0 | 0 | 0 | 0
LFG | 0 | 0 | 0 | 0 | 0 | 0
Nuc | 0 | 0 | 0 | 0 | 0 | 0
PS | 0 | 0 | 0 | 0 | 0 | 0
PV | 0 | 0 | 0 | 0 | 0 | 0
PeakG | 0 | 0 | 0 | 0 | 0 | 0
PeakO | 0 | 0 | 0 | 0 | 0 | 0
ST | 0 | 0 | 0 | 0 | 0 | 0
STOG | 0 | 0 | 0 | 0 | 0 | 0
STWD | 0 | 0 | 0 | 0 | 0 | 0
WT | 0 | 0 | 0 | 0 | 0 | 0
IGCC | 0 | 0 | 0 | 0 | 0 | 0
DemandResponse | 0 | 0 | 0 | 0 | 0 | 0
IGCC-CCS | 0 | 0 | 0 | 0 | 0 | 0
WT_off | 0 | 0 | 0 | 0 | 0 | 0
PseudoUnit | 0 | 0 | 0 | 0 | 0 | 0
FixedInterchange | 0 | 0 | 0 | 0 | 0 | 0
Emission Cost by Reporting Type: PJM_ROR
ReportingType | 2015 | 2020 | 2025 | 2030 | 2035 | 2040
BM | 0 | 0 | 0 | 0 | 0 | 0
CC | 0 | 0 | 0 | 0 | 0 | 0
CSP | 0 | 0 | 0 | 0 | 0 | 0
CT | 0 | 0 | 0 | 0 | 0 | 0
Coal | 0 | 0 | 0 | 0 | 0 | 0
Geo | 0 | 0 | 0 | 0 | 0 | 0
H | 0 | 0 | 0 | 0 | 0 | 0
LFG | 0 | 0 | 0 | 0 | 0 | 0
Nuc | 0 | 0 | 0 | 0 | 0 | 0
PS | 0 | 0 | 0 | 0 | 0 | 0
PV | 0 | 0 | 0 | 0 | 0 | 0
PeakG | 0 | 0 | 0 | 0 | 0 | 0
PeakO | 0 | 0 | 0 | 0 | 0 | 0
ST | 0 | 0 | 0 | 0 | 0 | 0
STOG | 0 | 0 | 0 | 0 | 0 | 0
STWD | 0 | 0 | 0 | 0 | 0 | 0
WT | 0 | 0 | 0 | 0 | 0 | 0
IGCC | 0 | 0 | 0 | 0 | 0 | 0
DemandResponse | 0 | 0 | 0 | 0 | 0 | 0
IGCC-CCS | 0 | 0 | 0 | 0 | 0 | 0
WT_off | 0 | 0 | 0 | 0 | 0 | 0
PseudoUnit | 0 | 0 | 0 | 0 | 0 | 0
FixedInterchange | 0 | 0 | 0 | 0 | 0 | 0
Emission Cost by Reporting Type: SOCO
ReportingType | 2015 | 2020 | 2025 | 2030 | 2035 | 2040
BM | 0 | 0 | 0 | 0 | 0 | 0
CC | 0 | 0 | 0 | 0 | 0 | 0
CSP | 0 | 0 | 0 | 0 | 0 | 0
CT | 0 | 0 | 0 | 0 | 0 | 0
Coal | 0 | 0 | 0 | 0 | 0 | 0
Geo | 0 | 0 | 0 | 0 | 0 | 0
H | 0 | 0 | 0 | 0 | 0 | 0
LFG | 0 | 0 | 0 | 0 | 0 | 0
Nuc | 0 | 0 | 0 | 0 | 0 | 0
PS | 0 | 0 | 0 | 0 | 0 | 0
PV | 0 | 0 | 0 | 0 | 0 | 0
PeakG | 0 | 0 | 0 | 0 | 0 | 0
PeakO | 0 | 0 | 0 | 0 | 0 | 0
ST | 0 | 0 | 0 | 0 | 0 | 0
STOG | 0 | 0 | 0 | 0 | 0 | 0
STWD | 0 | 0 | 0 | 0 | 0 | 0
WT | 0 | 0 | 0 | 0 | 0 | 0
IGCC | 0 | 0 | 0 | 0 | 0 | 0
DemandResponse | 0 | 0 | 0 | 0 | 0 | 0
IGCC-CCS | 0 | 0 | 0 | 0 | 0 | 0
WT_off | 0 | 0 | 0 | 0 | 0 | 0
PseudoUnit | 0 | 0 | 0 | 0 | 0 | 0
FixedInterchange | 0 | 0 | 0 | 0 | 0 | 0
Emission Cost by Reporting Type: SPP_N
ReportingType | 2015 | 2020 | 2025 | 2030 | 2035 | 2040
BM | 0 | 0 | 0 | 0 | 0 | 0
CC | 0 | 0 | 0 | 0 | 0 | 0
CSP | 0 | 0 | 0 | 0 | 0 | 0
CT | 0 | 0 | 0 | 0 | 0 | 0
Coal | 0 | 0 | 0 | 0 | 0 | 0
Geo | 0 | 0 | 0 | 0 | 0 | 0
H | 0 | 0 | 0 | 0 | 0 | 0
LFG | 0 | 0 | 0 | 0 | 0 | 0
Nuc | 0 | 0 | 0 | 0 | 0 | 0
PS | 0 | 0 | 0 | 0 | 0 | 0
PV | 0 | 0 | 0 | 0 | 0 | 0
PeakG | 0 | 0 | 0 | 0 | 0 | 0
PeakO | 0 | 0 | 0 | 0 | 0 | 0
ST | 0 | 0 | 0 | 0 | 0 | 0
STOG | 0 | 0 | 0 | 0 | 0 | 0
STWD | 0 | 0 | 0 | 0 | 0 | 0
WT | 0 | 0 | 0 | 0 | 0 | 0
IGCC | 0 | 0 | 0 | 0 | 0 | 0
DemandResponse | 0 | 0 | 0 | 0 | 0 | 0
IGCC-CCS | 0 | 0 | 0 | 0 | 0 | 0
WT_off | 0 | 0 | 0 | 0 | 0 | 0
PseudoUnit | 0 | 0 | 0 | 0 | 0 | 0
FixedInterchange | 0 | 0 | 0 | 0 | 0 | 0
Emission Cost by Reporting Type: SPP_S
ReportingType | 2015 | 2020 | 2025 | 2030 | 2035 | 2040
BM | 0 | 0 | 0 | 0 | 0 | 0
CC | 0 | 0 | 0 | 0 | 0 | 0
CSP | 0 | 0 | 0 | 0 | 0 | 0
CT | 0 | 0 | 0 | 0 | 0 | 0
Coal | 0 | 0 | 0 | 0 | 0 | 0
Geo | 0 | 0 | 0 | 0 | 0 | 0
H | 0 | 0 | 0 | 0 | 0 | 0
LFG | 0 | 0 | 0 | 0 | 0 | 0
Nuc | 0 | 0 | 0 | 0 | 0 | 0
PS | 0 | 0 | 0 | 0 | 0 | 0
PV | 0 | 0 | 0 | 0 | 0 | 0
PeakG | 0 | 0 | 0 | 0 | 0 | 0
PeakO | 0 | 0 | 0 | 0 | 0 | 0
ST | 0 | 0 | 0 | 0 | 0 | 0
STOG | 0 | 0 | 0 | 0 | 0 | 0
STWD | 0 | 0 | 0 | 0 | 0 | 0
WT | 0 | 0 | 0 | 0 | 0 | 0
IGCC | 0 | 0 | 0 | 0 | 0 | 0
DemandResponse | 0 | 0 | 0 | 0 | 0 | 0
IGCC-CCS | 0 | 0 | 0 | 0 | 0 | 0
WT_off | 0 | 0 | 0 | 0 | 0 | 0
PseudoUnit | 0 | 0 | 0 | 0 | 0 | 0
FixedInterchange | 0 | 0 | 0 | 0 | 0 | 0
Emission Cost by Reporting Type: TVA
ReportingType | 2015 | 2020 | 2025 | 2030 | 2035 | 2040
BM | 0 | 0 | 0 | 0 | 0 | 0
CC | 0 | 0 | 0 | 0 | 0 | 0
CSP | 0 | 0 | 0 | 0 | 0 | 0
CT | 0 | 0 | 0 | 0 | 0 | 0
Coal | 0 | 0 | 0 | 0 | 0 | 0
Geo | 0 | 0 | 0 | 0 | 0 | 0
H | 0 | 0 | 0 | 0 | 0 | 0
LFG | 0 | 0 | 0 | 0 | 0 | 0
Nuc | 0 | 0 | 0 | 0 | 0 | 0
PS | 0 | 0 | 0 | 0 | 0 | 0
PV | 0 | 0 | 0 | 0 | 0 | 0
PeakG | 0 | 0 | 0 | 0 | 0 | 0
PeakO | 0 | 0 | 0 | 0 | 0 | 0
ST | 0 | 0 | 0 | 0 | 0 | 0
STOG | 0 | 0 | 0 | 0 | 0 | 0
STWD | 0 | 0 | 0 | 0 | 0 | 0
WT | 0 | 0 | 0 | 0 | 0 | 0
IGCC | 0 | 0 | 0 | 0 | 0 | 0
DemandResponse | 0 | 0 | 0 | 0 | 0 | 0
IGCC-CCS | 0 | 0 | 0 | 0 | 0 | 0
WT_off | 0 | 0 | 0 | 0 | 0 | 0
PseudoUnit | 0 | 0 | 0 | 0 | 0 | 0
FixedInterchange | 0 | 0 | 0 | 0 | 0 | 0
Emission Cost by Reporting Type: TVA_Transmission
ReportingType | 2015 | 2020 | 2025 | 2030 | 2035 | 2040
BM | 0 | 0 | 0 | 0 | 0 | 0
CC | 0 | 0 | 0 | 0 | 0 | 0
CSP | 0 | 0 | 0 | 0 | 0 | 0
CT | 0 | 0 | 0 | 0 | 0 | 0
Coal | 0 | 0 | 0 | 0 | 0 | 0
Geo | 0 | 0 | 0 | 0 | 0 | 0
H | 0 | 0 | 0 | 0 | 0 | 0
LFG | 0 | 0 | 0 | 0 | 0 | 0
Nuc | 0 | 0 | 0 | 0 | 0 | 0
PS | 0 | 0 | 0 | 0 | 0 | 0
PV | 0 | 0 | 0 | 0 | 0 | 0
PeakG | 0 | 0 | 0 | 0 | 0 | 0
PeakO | 0 | 0 | 0 | 0 | 0 | 0
ST | 0 | 0 | 0 | 0 | 0 | 0
STOG | 0 | 0 | 0 | 0 | 0 | 0
STWD | 0 | 0 | 0 | 0 | 0 | 0
WT | 0 | 0 | 0 | 0 | 0 | 0
IGCC | 0 | 0 | 0 | 0 | 0 | 0
DemandResponse | 0 | 0 | 0 | 0 | 0 | 0
IGCC-CCS | 0 | 0 | 0 | 0 | 0 | 0
WT_off | 0 | 0 | 0 | 0 | 0 | 0
PseudoUnit | 0 | 0 | 0 | 0 | 0 | 0
FixedInterchange | 0 | 0 | 0 | 0 | 0 | 0
Emission Cost by Reporting Type: VACAR
ReportingType | 2015 | 2020 | 2025 | 2030 | 2035 | 2040
BM | 0 | 0 | 0 | 0 | 0 | 0
CC | 0 | 0 | 0 | 0 | 0 | 0
CSP | 0 | 0 | 0 | 0 | 0 | 0
CT | 0 | 0 | 0 | 0 | 0 | 0
Coal | 0 | 0 | 0 | 0 | 0 | 0
Geo | 0 | 0 | 0 | 0 | 0 | 0
H | 0 | 0 | 0 | 0 | 0 | 0
LFG | 0 | 0 | 0 | 0 | 0 | 0
Nuc | 0 | 0 | 0 | 0 | 0 | 0
PS | 0 | 0 | 0 | 0 | 0 | 0
PV | 0 | 0 | 0 | 0 | 0 | 0
PeakG | 0 | 0 | 0 | 0 | 0 | 0
PeakO | 0 | 0 | 0 | 0 | 0 | 0
ST | 0 | 0 | 0 | 0 | 0 | 0
STOG | 0 | 0 | 0 | 0 | 0 | 0
STWD | 0 | 0 | 0 | 0 | 0 | 0
WT | 0 | 0 | 0 | 0 | 0 | 0
IGCC | 0 | 0 | 0 | 0 | 0 | 0
DemandResponse | 0 | 0 | 0 | 0 | 0 | 0
IGCC-CCS | 0 | 0 | 0 | 0 | 0 | 0
WT_off | 0 | 0 | 0 | 0 | 0 | 0
PseudoUnit | 0 | 0 | 0 | 0 | 0 | 0
FixedInterchange | 0 | 0 | 0 | 0 | 0 | 0
Emission Cost by Reporting Type: IESO
ReportingType | 2015 | 2020 | 2025 | 2030 | 2035 | 2040
BM | 0 | 0 | 0 | 0 | 0 | 0
CC | 0 | 0 | 0 | 0 | 0 | 0
CSP | 0 | 0 | 0 | 0 | 0 | 0
CT | 0 | 0 | 0 | 0 | 0 | 0
Coal | 0 | 0 | 0 | 0 | 0 | 0
Geo | 0 | 0 | 0 | 0 | 0 | 0
H | 0 | 0 | 0 | 0 | 0 | 0
LFG | 0 | 0 | 0 | 0 | 0 | 0
Nuc | 0 | 0 | 0 | 0 | 0 | 0
PS | 0 | 0 | 0 | 0 | 0 | 0
PV | 0 | 0 | 0 | 0 | 0 | 0
PeakG | 0 | 0 | 0 | 0 | 0 | 0
PeakO | 0 | 0 | 0 | 0 | 0 | 0
ST | 0 | 0 | 0 | 0 | 0 | 0
STOG | 0 | 0 | 0 | 0 | 0 | 0
STWD | 0 | 0 | 0 | 0 | 0 | 0
WT | 0 | 0 | 0 | 0 | 0 | 0
IGCC | 0 | 0 | 0 | 0 | 0 | 0
DemandResponse | 0 | 0 | 0 | 0 | 0 | 0
IGCC-CCS | 0 | 0 | 0 | 0 | 0 | 0
WT_off | 0 | 0 | 0 | 0 | 0 | 0
PseudoUnit | 0 | 0 | 0 | 0 | 0 | 0
FixedInterchange | 0 | 0 | 0 | 0 | 0 | 0
Emission Cost by Reporting Type: MAPP_CA
ReportingType | 2015 | 2020 | 2025 | 2030 | 2035 | 2040
BM | 0 | 0 | 0 | 0 | 0 | 0
CC | 0 | 0 | 0 | 0 | 0 | 0
CSP | 0 | 0 | 0 | 0 | 0 | 0
CT | 0 | 0 | 0 | 0 | 0 | 0
Coal | 0 | 0 | 0 | 0 | 0 | 0
Geo | 0 | 0 | 0 | 0 | 0 | 0
H | 0 | 0 | 0 | 0 | 0 | 0
LFG | 0 | 0 | 0 | 0 | 0 | 0
Nuc | 0 | 0 | 0 | 0 | 0 | 0
PS | 0 | 0 | 0 | 0 | 0 | 0
PV | 0 | 0 | 0 | 0 | 0 | 0
PeakG | 0 | 0 | 0 | 0 | 0 | 0
PeakO | 0 | 0 | 0 | 0 | 0 | 0
ST | 0 | 0 | 0 | 0 | 0 | 0
STOG | 0 | 0 | 0 | 0 | 0 | 0
STWD | 0 | 0 | 0 | 0 | 0 | 0
WT | 0 | 0 | 0 | 0 | 0 | 0
IGCC | 0 | 0 | 0 | 0 | 0 | 0
DemandResponse | 0 | 0 | 0 | 0 | 0 | 0
IGCC-CCS | 0 | 0 | 0 | 0 | 0 | 0
WT_off | 0 | 0 | 0 | 0 | 0 | 0
PseudoUnit | 0 | 0 | 0 | 0 | 0 | 0
FixedInterchange | 0 | 0 | 0 | 0 | 0 | 0
Emission Cost by Reporting Type: AZ_NM_SNV_Coal
ReportingType | 2015 | 2020 | 2025 | 2030 | 2035 | 2040
BM | 0 | 0 | 0 | 0 | 0 | 0
CC | 0 | 0 | 0 | 0 | 0 | 0
CSP | 0 | 0 | 0 | 0 | 0 | 0
CT | 0 | 0 | 0 | 0 | 0 | 0
Coal | 0 | 0 | 0 | 0 | 0 | 0
Geo | 0 | 0 | 0 | 0 | 0 | 0
H | 0 | 0 | 0 | 0 | 0 | 0
LFG | 0 | 0 | 0 | 0 | 0 | 0
Nuc | 0 | 0 | 0 | 0 | 0 | 0
PS | 0 | 0 | 0 | 0 | 0 | 0
PV | 0 | 0 | 0 | 0 | 0 | 0
PeakG | 0 | 0 | 0 | 0 | 0 | 0
PeakO | 0 | 0 | 0 | 0 | 0 | 0
ST | 0 | 0 | 0 | 0 | 0 | 0
STOG | 0 | 0 | 0 | 0 | 0 | 0
STWD | 0 | 0 | 0 | 0 | 0 | 0
WT | 0 | 0 | 0 | 0 | 0 | 0
IGCC | 0 | 0 | 0 | 0 | 0 | 0
DemandResponse | 0 | 0 | 0 | 0 | 0 | 0
IGCC-CCS | 0 | 0 | 0 | 0 | 0 | 0
WT_off | 0 | 0 | 0 | 0 | 0 | 0
PseudoUnit | 0 | 0 | 0 | 0 | 0 | 0
FixedInterchange | 0 | 0 | 0 | 0 | 0 | 0
Emission Cost by Reporting Type: AZ_NM_SNV_Gas
ReportingType | 2015 | 2020 | 2025 | 2030 | 2035 | 2040
BM | 0 | 0 | 0 | 0 | 0 | 0
CC | 0 | 0 | 0 | 0 | 0 | 0
CSP | 0 | 0 | 0 | 0 | 0 | 0
CT | 0 | 0 | 0 | 0 | 0 | 0
Coal | 0 | 0 | 0 | 0 | 0 | 0
Geo | 0 | 0 | 0 | 0 | 0 | 0
H | 0 | 0 | 0 | 0 | 0 | 0
LFG | 0 | 0 | 0 | 0 | 0 | 0
Nuc | 0 | 0 | 0 | 0 | 0 | 0
PS | 0 | 0 | 0 | 0 | 0 | 0
PV | 0 | 0 | 0 | 0 | 0 | 0
PeakG | 0 | 0 | 0 | 0 | 0 | 0
PeakO | 0 | 0 | 0 | 0 | 0 | 0
ST | 0 | 0 | 0 | 0 | 0 | 0
STOG | 0 | 0 | 0 | 0 | 0 | 0
STWD | 0 | 0 | 0 | 0 | 0 | 0
WT | 0 | 0 | 0 | 0 | 0 | 0
IGCC | 0 | 0 | 0 | 0 | 0 | 0
DemandResponse | 0 | 0 | 0 | 0 | 0 | 0
IGCC-CCS | 0 | 0 | 0 | 0 | 0 | 0
WT_off | 0 | 0 | 0 | 0 | 0 | 0
PseudoUnit | 0 | 0 | 0 | 0 | 0 | 0
FixedInterchange | 0 | 0 | 0 | 0 | 0 | 0
Emission Cost by Reporting Type: AZ_NM_SNV_NucRenew
ReportingType | 2015 | 2020 | 2025 | 2030 | 2035 | 2040
BM | 0 | 0 | 0 | 0 | 0 | 0
CC | 0 | 0 | 0 | 0 | 0 | 0
CSP | 0 | 0 | 0 | 0 | 0 | 0
CT | 0 | 0 | 0 | 0 | 0 | 0
Coal | 0 | 0 | 0 | 0 | 0 | 0
Geo | 0 | 0 | 0 | 0 | 0 | 0
H | 0 | 0 | 0 | 0 | 0 | 0
LFG | 0 | 0 | 0 | 0 | 0 | 0
Nuc | 0 | 0 | 0 | 0 | 0 | 0
PS | 0 | 0 | 0 | 0 | 0 | 0
PV | 0 | 0 | 0 | 0 | 0 | 0
PeakG | 0 | 0 | 0 | 0 | 0 | 0
PeakO | 0 | 0 | 0 | 0 | 0 | 0
ST | 0 | 0 | 0 | 0 | 0 | 0
STOG | 0 | 0 | 0 | 0 | 0 | 0
STWD | 0 | 0 | 0 | 0 | 0 | 0
WT | 0 | 0 | 0 | 0 | 0 | 0
IGCC | 0 | 0 | 0 | 0 | 0 | 0
DemandResponse | 0 | 0 | 0 | 0 | 0 | 0
IGCC-CCS | 0 | 0 | 0 | 0 | 0 | 0
WT_off | 0 | 0 | 0 | 0 | 0 | 0
PseudoUnit | 0 | 0 | 0 | 0 | 0 | 0
FixedInterchange | 0 | 0 | 0 | 0 | 0 | 0
Emission Cost by Reporting Type: ERCOT
ReportingType | 2015 | 2020 | 2025 | 2030 | 2035 | 2040
BM | 0 | 0 | 0 | 0 | 0 | 0
CC | 0 | 0 | 0 | 0 | 0 | 0
CSP | 0 | 0 | 0 | 0 | 0 | 0
CT | 0 | 0 | 0 | 0 | 0 | 0
Coal | 0 | 0 | 0 | 0 | 0 | 0
Geo | 0 | 0 | 0 | 0 | 0 | 0
H | 0 | 0 | 0 | 0 | 0 | 0
LFG | 0 | 0 | 0 | 0 | 0 | 0
Nuc | 0 | 0 | 0 | 0 | 0 | 0
PS | 0 | 0 | 0 | 0 | 0 | 0
PV | 0 | 0 | 0 | 0 | 0 | 0
PeakG | 0 | 0 | 0 | 0 | 0 | 0
PeakO | 0 | 0 | 0 | 0 | 0 | 0
ST | 0 | 0 | 0 | 0 | 0 | 0
STOG | 0 | 0 | 0 | 0 | 0 | 0
STWD | 0 | 0 | 0 | 0 | 0 | 0
WT | 0 | 0 | 0 | 0 | 0 | 0
IGCC | 0 | 0 | 0 | 0 | 0 | 0
DemandResponse | 0 | 0 | 0 | 0 | 0 | 0
IGCC-CCS | 0 | 0 | 0 | 0 | 0 | 0
WT_off | 0 | 0 | 0 | 0 | 0 | 0
PseudoUnit | 0 | 0 | 0 | 0 | 0 | 0
FixedInterchange | 0 | 0 | 0 | 0 | 0 | 0
Emission Cost by Reporting Type: NP15
ReportingType | 2015 | 2020 | 2025 | 2030 | 2035 | 2040
BM | 0 | 0 | 0 | 0 | 0 | 0
CC | 279.07 | 183.74 | 334.84 | 316.51 | 131.61 | 97.11
CSP | 0 | 0 | 0 | 0 | 0 | 0
CT | 0 | 0 | 0 | 0 | 0 | 0
Coal | 4.6 | 0 | 0 | 0 | 0 | 0
Geo | 0 | 0 | 0 | 0 | 0 | 0
H | 0 | 0 | 0 | 0 | 0 | 0
LFG | 0 | 0 | 0 | 0 | 0 | 0
Nuc | 0 | 0 | 0 | 0 | 0 | 0
PS | 0 | 0 | 0 | 0 | 0 | 0
PV | 0 | 0 | 0 | 0 | 0 | 0
PeakG | 0 | 0 | 0 | 0 | 0 | 0
PeakO | 0 | 0 | 0 | 0 | 0 | 0
ST | 0 | 0 | 0 | 0 | 0 | 0
STOG | 1.34 | 1 | 3.25 | 2.54 | 3.96 | 3.6
STWD | 0 | 0 | 0 | 0 | 0 | 0
WT | 0 | 0 | 0 | 0 | 0 | 0
IGCC | 0 | 0 | 0 | 0 | 0 | 0
DemandResponse | 0 | 0 | 0 | 0 | 0 | 0
IGCC-CCS | 0 | 0 | 0 | 0 | 0 | 0
WT_off | 0 | 0 | 0 | 0 | 0 | 0
PseudoUnit | 0 | 0 | 0 | 0 | 0 | 0
FixedInterchange | 0 | 0 | 0 | 0 | 0 | 0
Emission Cost by Reporting Type: NWPP_Coal
ReportingType | 2015 | 2020 | 2025 | 2030 | 2035 | 2040
BM | 0 | 0 | 0 | 0 | 0 | 0
CC | 0 | 0 | 0 | 0 | 0 | 0
CSP | 0 | 0 | 0 | 0 | 0 | 0
CT | 0 | 0 | 0 | 0 | 0 | 0
Coal | 0 | 0 | 0 | 0 | 0 | 0
Geo | 0 | 0 | 0 | 0 | 0 | 0
H | 0 | 0 | 0 | 0 | 0 | 0
LFG | 0 | 0 | 0 | 0 | 0 | 0
Nuc | 0 | 0 | 0 | 0 | 0 | 0
PS | 0 | 0 | 0 | 0 | 0 | 0
PV | 0 | 0 | 0 | 0 | 0 | 0
PeakG | 0 | 0 | 0 | 0 | 0 | 0
PeakO | 0 | 0 | 0 | 0 | 0 | 0
ST | 0 | 0 | 0 | 0 | 0 | 0
STOG | 0 | 0 | 0 | 0 | 0 | 0
STWD | 0 | 0 | 0 | 0 | 0 | 0
WT | 0 | 0 | 0 | 0 | 0 | 0
IGCC | 0 | 0 | 0 | 0 | 0 | 0
DemandResponse | 0 | 0 | 0 | 0 | 0 | 0
IGCC-CCS | 0 | 0 | 0 | 0 | 0 | 0
WT_off | 0 | 0 | 0 | 0 | 0 | 0
PseudoUnit | 0 | 0 | 0 | 0 | 0 | 0
FixedInterchange | 0 | 0 | 0 | 0 | 0 | 0
Emission Cost by Reporting Type: NWPP_Gas
ReportingType | 2015 | 2020 | 2025 | 2030 | 2035 | 2040
BM | 0 | 0 | 0 | 0 | 0 | 0
CC | 0 | 0 | 0 | 0 | 0 | 0
CSP | 0 | 0 | 0 | 0 | 0 | 0
CT | 0 | 0 | 0 | 0 | 0 | 0
Coal | 0 | 0 | 0 | 0 | 0 | 0
Geo | 0 | 0 | 0 | 0 | 0 | 0
H | 0 | 0 | 0 | 0 | 0 | 0
LFG | 0 | 0 | 0 | 0 | 0 | 0
Nuc | 0 | 0 | 0 | 0 | 0 | 0
PS | 0 | 0 | 0 | 0 | 0 | 0
PV | 0 | 0 | 0 | 0 | 0 | 0
PeakG | 0 | 0 | 0 | 0 | 0 | 0
PeakO | 0 | 0 | 0 | 0 | 0 | 0
ST | 0 | 0 | 0 | 0 | 0 | 0
STOG | 0 | 0 | 0 | 0 | 0 | 0
STWD | 0 | 0 | 0 | 0 | 0 | 0
WT | 0 | 0 | 0 | 0 | 0 | 0
IGCC | 0 | 0 | 0 | 0 | 0 | 0
DemandResponse | 0 | 0 | 0 | 0 | 0 | 0
IGCC-CCS | 0 | 0 | 0 | 0 | 0 | 0
WT_off | 0 | 0 | 0 | 0 | 0 | 0
PseudoUnit | 0 | 0 | 0 | 0 | 0 | 0
FixedInterchange | 0 | 0 | 0 | 0 | 0 | 0
Emission Cost by Reporting Type: NWPP_NucRenew
ReportingType | 2015 | 2020 | 2025 | 2030 | 2035 | 2040
BM | 0 | 0 | 0 | 0 | 0 | 0
CC | 0 | 0 | 0 | 0 | 0 | 0
CSP | 0 | 0 | 0 | 0 | 0 | 0
CT | 0 | 0 | 0 | 0 | 0 | 0
Coal | 0 | 0 | 0 | 0 | 0 | 0
Geo | 0 | 0 | 0 | 0 | 0 | 0
H | 0 | 0 | 0 | 0 | 0 | 0
LFG | 0 | 0 | 0 | 0 | 0 | 0
Nuc | 0 | 0 | 0 | 0 | 0 | 0
PS | 0 | 0 | 0 | 0 | 0 | 0
PV | 0 | 0 | 0 | 0 | 0 | 0
PeakG | 0 | 0 | 0 | 0 | 0 | 0
PeakO | 0 | 0 | 0 | 0 | 0 | 0
ST | 0 | 0 | 0 | 0 | 0 | 0
STOG | 0 | 0 | 0 | 0 | 0 | 0
STWD | 0 | 0 | 0 | 0 | 0 | 0
WT | 0 | 0 | 0 | 0 | 0 | 0
IGCC | 0 | 0 | 0 | 0 | 0 | 0
DemandResponse | 0 | 0 | 0 | 0 | 0 | 0
IGCC-CCS | 0 | 0 | 0 | 0 | 0 | 0
WT_off | 0 | 0 | 0 | 0 | 0 | 0
PseudoUnit | 0 | 0 | 0 | 0 | 0 | 0
FixedInterchange | 0 | 0 | 0 | 0 | 0 | 0
Emission Cost by Reporting Type: RMPA
ReportingType | 2015 | 2020 | 2025 | 2030 | 2035 | 2040
BM | 0 | 0 | 0 | 0 | 0 | 0
CC | 0 | 0 | 0 | 0 | 0 | 0
CSP | 0 | 0 | 0 | 0 | 0 | 0
CT | 0 | 0 | 0 | 0 | 0 | 0
Coal | 0 | 0 | 0 | 0 | 0 | 0
Geo | 0 | 0 | 0 | 0 | 0 | 0
H | 0 | 0 | 0 | 0 | 0 | 0
LFG | 0 | 0 | 0 | 0 | 0 | 0
Nuc | 0 | 0 | 0 | 0 | 0 | 0
PS | 0 | 0 | 0 | 0 | 0 | 0
PV | 0 | 0 | 0 | 0 | 0 | 0
PeakG | 0 | 0 | 0 | 0 | 0 | 0
PeakO | 0 | 0 | 0 | 0 | 0 | 0
ST | 0 | 0 | 0 | 0 | 0 | 0
STOG | 0 | 0 | 0 | 0 | 0 | 0
STWD | 0 | 0 | 0 | 0 | 0 | 0
WT | 0 | 0 | 0 | 0 | 0 | 0
IGCC | 0 | 0 | 0 | 0 | 0 | 0
DemandResponse | 0 | 0 | 0 | 0 | 0 | 0
IGCC-CCS | 0 | 0 | 0 | 0 | 0 | 0
WT_off | 0 | 0 | 0 | 0 | 0 | 0
PseudoUnit | 0 | 0 | 0 | 0 | 0 | 0
FixedInterchange | 0 | 0 | 0 | 0 | 0 | 0
Emission Cost by Reporting Type: SP15
ReportingType | 2015 | 2020 | 2025 | 2030 | 2035 | 2040
BM | 0 | 0 | 0 | 0 | 0 | 0
CC | 238.58 | 171.32 | 211.59 | 211.68 | 202.42 | 153.48
CSP | 0 | 0 | 0 | 0 | 0 | 0
CT | 0 | 0 | 0 | 0 | 0 | 0
Coal | 15.51 | 19.79 | 25.26 | 9.82 | 0 | 0
Geo | 0 | 0 | 0 | 0 | 0 | 0
H | 0 | 0 | 0 | 0 | 0 | 0
LFG | 0 | 0 | 0 | 0 | 0 | 0
Nuc | 0 | 0 | 0 | 0 | 0 | 0
PS | 0 | 0 | 0 | 0 | 0 | 0
PV | 0 | 0 | 0 | 0 | 0 | 0
PeakG | 0 | 0 | 0 | 0 | 0 | 0
PeakO | 0 | 0 | 0 | 0 | 0 | 0
ST | 0 | 0 | 0 | 0 | 0 | 0
STOG | 1.64 | 2.55 | 0.77 | 0.42 | 1.16 | 2.52
STWD | 0 | 0 | 0 | 0 | 0 | 0
WT | 0 | 0 | 0 | 0 | 0 | 0
IGCC | 0 | 0 | 0 | 0 | 0 | 0
DemandResponse | 0 | 0 | 0 | 0 | 0 | 0
IGCC-CCS | 0 | 0 | 0 | 0 | 0 | 0
WT_off | 0 | 0 | 0 | 0 | 0 | 0
PseudoUnit | 0 | 0 | 0 | 0 | 0 | 0
FixedInterchange | 0 | 0 | 0 | 0 | 0 | 0
Emission Cost by Reporting Type: ALB
ReportingType | 2015 | 2020 | 2025 | 2030 | 2035 | 2040
BM | 0 | 0 | 0 | 0 | 0 | 0
CC | 0 | 0 | 0 | 0 | 0 | 0
CSP | 0 | 0 | 0 | 0 | 0 | 0
CT | 0 | 0 | 0 | 0 | 0 | 0
Coal | 0 | 0 | 0 | 0 | 0 | 0
Geo | 0 | 0 | 0 | 0 | 0 | 0
H | 0 | 0 | 0 | 0 | 0 | 0
LFG | 0 | 0 | 0 | 0 | 0 | 0
Nuc | 0 | 0 | 0 | 0 | 0 | 0
PS | 0 | 0 | 0 | 0 | 0 | 0
PV | 0 | 0 | 0 | 0 | 0 | 0
PeakG | 0 | 0 | 0 | 0 | 0 | 0
PeakO | 0 | 0 | 0 | 0 | 0 | 0
ST | 0 | 0 | 0 | 0 | 0 | 0
STOG | 0 | 0 | 0 | 0 | 0 | 0
STWD | 0 | 0 | 0 | 0 | 0 | 0
WT | 0 | 0 | 0 | 0 | 0 | 0
IGCC | 0 | 0 | 0 | 0 | 0 | 0
DemandResponse | 0 | 0 | 0 | 0 | 0 | 0
IGCC-CCS | 0 | 0 | 0 | 0 | 0 | 0
WT_off | 0 | 0 | 0 | 0 | 0 | 0
PseudoUnit | 0 | 0 | 0 | 0 | 0 | 0
FixedInterchange | 0 | 0 | 0 | 0 | 0 | 0
Emission Cost by Reporting Type: BC
ReportingType | 2015 | 2020 | 2025 | 2030 | 2035 | 2040
BM | 0 | 0 | 0 | 0 | 0 | 0
CC | 0 | 0 | 0 | 0 | 0 | 0
CSP | 0 | 0 | 0 | 0 | 0 | 0
CT | 0 | 0 | 0 | 0 | 0 | 0
Coal | 0 | 0 | 0 | 0 | 0 | 0
Geo | 0 | 0 | 0 | 0 | 0 | 0
H | 0 | 0 | 0 | 0 | 0 | 0
LFG | 0 | 0 | 0 | 0 | 0 | 0
Nuc | 0 | 0 | 0 | 0 | 0 | 0
PS | 0 | 0 | 0 | 0 | 0 | 0
PV | 0 | 0 | 0 | 0 | 0 | 0
PeakG | 0 | 0 | 0 | 0 | 0 | 0
PeakO | 0 | 0 | 0 | 0 | 0 | 0
ST | 0 | 0 | 0 | 0 | 0 | 0
STOG | 0 | 0 | 0 | 0 | 0 | 0
STWD | 0 | 0 | 0 | 0 | 0 | 0
WT | 0 | 0 | 0 | 0 | 0 | 0
IGCC | 0 | 0 | 0 | 0 | 0 | 0
DemandResponse | 0 | 0 | 0 | 0 | 0 | 0
IGCC-CCS | 0 | 0 | 0 | 0 | 0 | 0
WT_off | 0 | 0 | 0 | 0 | 0 | 0
PseudoUnit | 0 | 0 | 0 | 0 | 0 | 0
FixedInterchange | 0 | 0 | 0 | 0 | 0 | 0
Emission Cost by Reporting Type: HQ_IESO
ReportingType | 2015 | 2020 | 2025 | 2030 | 2035 | 2040
BM | 0 | 0 | 0 | 0 | 0 | 0
CC | 0 | 0 | 0 | 0 | 0 | 0
CSP | 0 | 0 | 0 | 0 | 0 | 0
CT | 0 | 0 | 0 | 0 | 0 | 0
Coal | 0 | 0 | 0 | 0 | 0 | 0
Geo | 0 | 0 | 0 | 0 | 0 | 0
H | 0 | 0 | 0 | 0 | 0 | 0
LFG | 0 | 0 | 0 | 0 | 0 | 0
Nuc | 0 | 0 | 0 | 0 | 0 | 0
PS | 0 | 0 | 0 | 0 | 0 | 0
PV | 0 | 0 | 0 | 0 | 0 | 0
PeakG | 0 | 0 | 0 | 0 | 0 | 0
PeakO | 0 | 0 | 0 | 0 | 0 | 0
ST | 0 | 0 | 0 | 0 | 0 | 0
STOG | 0 | 0 | 0 | 0 | 0 | 0
STWD | 0 | 0 | 0 | 0 | 0 | 0
WT | 0 | 0 | 0 | 0 | 0 | 0
IGCC | 0 | 0 | 0 | 0 | 0 | 0
DemandResponse | 0 | 0 | 0 | 0 | 0 | 0
IGCC-CCS | 0 | 0 | 0 | 0 | 0 | 0
WT_off | 0 | 0 | 0 | 0 | 0 | 0
PseudoUnit | 0 | 0 | 0 | 0 | 0 | 0
FixedInterchange | 0 | 0 | 0 | 0 | 0 | 0
Emission Cost by Reporting Type: HQ_NEISO
ReportingType | 2015 | 2020 | 2025 | 2030 | 2035 | 2040
BM | 0 | 0 | 0 | 0 | 0 | 0
CC | 0 | 0 | 0 | 0 | 0 | 0
CSP | 0 | 0 | 0 | 0 | 0 | 0
CT | 0 | 0 | 0 | 0 | 0 | 0
Coal | 0 | 0 | 0 | 0 | 0 | 0
Geo | 0 | 0 | 0 | 0 | 0 | 0
H | 0 | 0 | 0 | 0 | 0 | 0
LFG | 0 | 0 | 0 | 0 | 0 | 0
Nuc | 0 | 0 | 0 | 0 | 0 | 0
PS | 0 | 0 | 0 | 0 | 0 | 0
PV | 0 | 0 | 0 | 0 | 0 | 0
PeakG | 0 | 0 | 0 | 0 | 0 | 0
PeakO | 0 | 0 | 0 | 0 | 0 | 0
ST | 0 | 0 | 0 | 0 | 0 | 0
STOG | 0 | 0 | 0 | 0 | 0 | 0
STWD | 0 | 0 | 0 | 0 | 0 | 0
WT | 0 | 0 | 0 | 0 | 0 | 0
IGCC | 0 | 0 | 0 | 0 | 0 | 0
DemandResponse | 0 | 0 | 0 | 0 | 0 | 0
IGCC-CCS | 0 | 0 | 0 | 0 | 0 | 0
WT_off | 0 | 0 | 0 | 0 | 0 | 0
PseudoUnit | 0 | 0 | 0 | 0 | 0 | 0
FixedInterchange | 0 | 0 | 0 | 0 | 0 | 0
Emission Cost by Reporting Type: HQ_NY
ReportingType | 2015 | 2020 | 2025 | 2030 | 2035 | 2040
BM | 0 | 0 | 0 | 0 | 0 | 0
CC | 0 | 0 | 0 | 0 | 0 | 0
CSP | 0 | 0 | 0 | 0 | 0 | 0
CT | 0 | 0 | 0 | 0 | 0 | 0
Coal | 0 | 0 | 0 | 0 | 0 | 0
Geo | 0 | 0 | 0 | 0 | 0 | 0
H | 0 | 0 | 0 | 0 | 0 | 0
LFG | 0 | 0 | 0 | 0 | 0 | 0
Nuc | 0 | 0 | 0 | 0 | 0 | 0
PS | 0 | 0 | 0 | 0 | 0 | 0
PV | 0 | 0 | 0 | 0 | 0 | 0
PeakG | 0 | 0 | 0 | 0 | 0 | 0
PeakO | 0 | 0 | 0 | 0 | 0 | 0
ST | 0 | 0 | 0 | 0 | 0 | 0
STOG | 0 | 0 | 0 | 0 | 0 | 0
STWD | 0 | 0 | 0 | 0 | 0 | 0
WT | 0 | 0 | 0 | 0 | 0 | 0
IGCC | 0 | 0 | 0 | 0 | 0 | 0
DemandResponse | 0 | 0 | 0 | 0 | 0 | 0
IGCC-CCS | 0 | 0 | 0 | 0 | 0 | 0
WT_off | 0 | 0 | 0 | 0 | 0 | 0
PseudoUnit | 0 | 0 | 0 | 0 | 0 | 0
FixedInterchange | 0 | 0 | 0 | 0 | 0 | 0
Emission Cost by Reporting Type: MARITIMES
ReportingType | 2015 | 2020 | 2025 | 2030 | 2035 | 2040
BM | 0 | 0 | 0 | 0 | 0 | 0
CC | 0 | 0 | 0 | 0 | 0 | 0
CSP | 0 | 0 | 0 | 0 | 0 | 0
CT | 0 | 0 | 0 | 0 | 0 | 0
Coal | 0 | 0 | 0 | 0 | 0 | 0
Geo | 0 | 0 | 0 | 0 | 0 | 0
H | 0 | 0 | 0 | 0 | 0 | 0
LFG | 0 | 0 | 0 | 0 | 0 | 0
Nuc | 0 | 0 | 0 | 0 | 0 | 0
PS | 0 | 0 | 0 | 0 | 0 | 0
PV | 0 | 0 | 0 | 0 | 0 | 0
PeakG | 0 | 0 | 0 | 0 | 0 | 0
PeakO | 0 | 0 | 0 | 0 | 0 | 0
ST | 0 | 0 | 0 | 0 | 0 | 0
STOG | 0 | 0 | 0 | 0 | 0 | 0
STWD | 0 | 0 | 0 | 0 | 0 | 0
WT | 0 | 0 | 0 | 0 | 0 | 0
IGCC | 0 | 0 | 0 | 0 | 0 | 0
DemandResponse | 0 | 0 | 0 | 0 | 0 | 0
IGCC-CCS | 0 | 0 | 0 | 0 | 0 | 0
WT_off | 0 | 0 | 0 | 0 | 0 | 0
PseudoUnit | 0 | 0 | 0 | 0 | 0 | 0
FixedInterchange | 0 | 0 | 0 | 0 | 0 | 0
Emission Cost by Reporting Type: All
ReportingType | 2015 | 2020 | 2025 | 2030 | 2035 | 2040
BM | 0 | 0 | 0 | 0 | 0 | 0
CC | 517.65 | 355.05 | 546.43 | 528.19 | 334.03 | 250.59
CSP | 0 | 0 | 0 | 0 | 0 | 0
CT | 0 | 0 | 0 | 0 | 0 | 0
Coal | 20.1 | 19.79 | 25.26 | 9.82 | 0 | 0
Geo | 0 | 0 | 0 | 0 | 0 | 0
H | 0 | 0 | 0 | 0 | 0 | 0
LFG | 0 | 0 | 0 | 0 | 0 | 0
Nuc | 0 | 0 | 0 | 0 | 0 | 0
PS | 0 | 0 | 0 | 0 | 0 | 0
PV | 0 | 0 | 0 | 0 | 0 | 0
PeakG | 0 | 0 | 0 | 0 | 0 | 0
PeakO | 0 | 0 | 0 | 0 | 0 | 0
ST | 0 | 0 | 0 | 0 | 0 | 0
STOG | 2.97 | 3.55 | 4.02 | 2.95 | 5.12 | 6.12
STWD | 0 | 0 | 0 | 0 | 0 | 0
WT | 0 | 0 | 0 | 0 | 0 | 0
IGCC | 0 | 0 | 0 | 0 | 0 | 0
DemandResponse | 0 | 0 | 0 | 0 | 0 | 0
IGCC-CCS | 0 | 0 | 0 | 0 | 0 | 0
WT_off | 0 | 0 | 0 | 0 | 0 | 0
PseudoUnit | 0 | 0 | 0 | 0 | 0 | 0
FixedInterchange | 0 | 0 | 0 | 0 | 0 | 0
Emission Cost by Reporting Type: EI_US
ReportingType | 2015 | 2020 | 2025 | 2030 | 2035 | 2040
BM | 0 | 0 | 0 | 0 | 0 | 0
CC | 0 | 0 | 0 | 0 | 0 | 0
CSP | 0 | 0 | 0 | 0 | 0 | 0
CT | 0 | 0 | 0 | 0 | 0 | 0
Coal | 0 | 0 | 0 | 0 | 0 | 0
Geo | 0 | 0 | 0 | 0 | 0 | 0
H | 0 | 0 | 0 | 0 | 0 | 0
LFG | 0 | 0 | 0 | 0 | 0 | 0
Nuc | 0 | 0 | 0 | 0 | 0 | 0
PS | 0 | 0 | 0 | 0 | 0 | 0
PV | 0 | 0 | 0 | 0 | 0 | 0
PeakG | 0 | 0 | 0 | 0 | 0 | 0
PeakO | 0 | 0 | 0 | 0 | 0 | 0
ST | 0 | 0 | 0 | 0 | 0 | 0
STOG | 0 | 0 | 0 | 0 | 0 | 0
STWD | 0 | 0 | 0 | 0 | 0 | 0
WT | 0 | 0 | 0 | 0 | 0 | 0
IGCC | 0 | 0 | 0 | 0 | 0 | 0
DemandResponse | 0 | 0 | 0 | 0 | 0 | 0
IGCC-CCS | 0 | 0 | 0 | 0 | 0 | 0
WT_off | 0 | 0 | 0 | 0 | 0 | 0
PseudoUnit | 0 | 0 | 0 | 0 | 0 | 0
FixedInterchange | 0 | 0 | 0 | 0 | 0 | 0
Emission Cost by Reporting Type: EI_Canada
ReportingType | 2015 | 2020 | 2025 | 2030 | 2035 | 2040
BM | 0 | 0 | 0 | 0 | 0 | 0
CC | 0 | 0 | 0 | 0 | 0 | 0
CSP | 0 | 0 | 0 | 0 | 0 | 0
CT | 0 | 0 | 0 | 0 | 0 | 0
Coal | 0 | 0 | 0 | 0 | 0 | 0
Geo | 0 | 0 | 0 | 0 | 0 | 0
H | 0 | 0 | 0 | 0 | 0 | 0
LFG | 0 | 0 | 0 | 0 | 0 | 0
Nuc | 0 | 0 | 0 | 0 | 0 | 0
PS | 0 | 0 | 0 | 0 | 0 | 0
PV | 0 | 0 | 0 | 0 | 0 | 0
PeakG | 0 | 0 | 0 | 0 | 0 | 0
PeakO | 0 | 0 | 0 | 0 | 0 | 0
ST | 0 | 0 | 0 | 0 | 0 | 0
STOG | 0 | 0 | 0 | 0 | 0 | 0
STWD | 0 | 0 | 0 | 0 | 0 | 0
WT | 0 | 0 | 0 | 0 | 0 | 0
IGCC | 0 | 0 | 0 | 0 | 0 | 0
DemandResponse | 0 | 0 | 0 | 0 | 0 | 0
IGCC-CCS | 0 | 0 | 0 | 0 | 0 | 0
WT_off | 0 | 0 | 0 | 0 | 0 | 0
PseudoUnit | 0 | 0 | 0 | 0 | 0 | 0
FixedInterchange | 0 | 0 | 0 | 0 | 0 | 0
Emission Cost by Reporting Type: EI
ReportingType | 2015 | 2020 | 2025 | 2030 | 2035 | 2040
BM | 0 | 0 | 0 | 0 | 0 | 0
CC | 0 | 0 | 0 | 0 | 0 | 0
CSP | 0 | 0 | 0 | 0 | 0 | 0
CT | 0 | 0 | 0 | 0 | 0 | 0
Coal | 0 | 0 | 0 | 0 | 0 | 0
Geo | 0 | 0 | 0 | 0 | 0 | 0
H | 0 | 0 | 0 | 0 | 0 | 0
LFG | 0 | 0 | 0 | 0 | 0 | 0
Nuc | 0 | 0 | 0 | 0 | 0 | 0
PS | 0 | 0 | 0 | 0 | 0 | 0
PV | 0 | 0 | 0 | 0 | 0 | 0
PeakG | 0 | 0 | 0 | 0 | 0 | 0
PeakO | 0 | 0 | 0 | 0 | 0 | 0
ST | 0 | 0 | 0 | 0 | 0 | 0
STOG | 0 | 0 | 0 | 0 | 0 | 0
STWD | 0 | 0 | 0 | 0 | 0 | 0
WT | 0 | 0 | 0 | 0 | 0 | 0
IGCC | 0 | 0 | 0 | 0 | 0 | 0
DemandResponse | 0 | 0 | 0 | 0 | 0 | 0
IGCC-CCS | 0 | 0 | 0 | 0 | 0 | 0
WT_off | 0 | 0 | 0 | 0 | 0 | 0
PseudoUnit | 0 | 0 | 0 | 0 | 0 | 0
FixedInterchange | 0 | 0 | 0 | 0 | 0 | 0
Emission Cost by Reporting Type: Outside_EI
ReportingType | 2015 | 2020 | 2025 | 2030 | 2035 | 2040
BM | 0 | 0 | 0 | 0 | 0 | 0
CC | 517.65 | 355.05 | 546.43 | 528.19 | 334.03 | 250.59
CSP | 0 | 0 | 0 | 0 | 0 | 0
CT | 0 | 0 | 0 | 0 | 0 | 0
Coal | 20.1 | 19.79 | 25.26 | 9.82 | 0 | 0
Geo | 0 | 0 | 0 | 0 | 0 | 0
H | 0 | 0 | 0 | 0 | 0 | 0
LFG | 0 | 0 | 0 | 0 | 0 | 0
Nuc | 0 | 0 | 0 | 0 | 0 | 0
PS | 0 | 0 | 0 | 0 | 0 | 0
PV | 0 | 0 | 0 | 0 | 0 | 0
PeakG | 0 | 0 | 0 | 0 | 0 | 0
PeakO | 0 | 0 | 0 | 0 | 0 | 0
ST | 0 | 0 | 0 | 0 | 0 | 0
STOG | 2.97 | 3.55 | 4.02 | 2.95 | 5.12 | 6.12
STWD | 0 | 0 | 0 | 0 | 0 | 0
WT | 0 | 0 | 0 | 0 | 0 | 0
IGCC | 0 | 0 | 0 | 0 | 0 | 0
DemandResponse | 0 | 0 | 0 | 0 | 0 | 0
IGCC-CCS | 0 | 0 | 0 | 0 | 0 | 0
WT_off | 0 | 0 | 0 | 0 | 0 | 0
PseudoUnit | 0 | 0 | 0 | 0 | 0 | 0
FixedInterchange | 0 | 0 | 0 | 0 | 0 | 0
==== Emission Program: RGGI : (CO2) ====
Emission Cost by Reporting Type: Entergy
ReportingType | 2015 | 2020 | 2025 | 2030 | 2035 | 2040
BM | 0 | 0 | 0 | 0 | 0 | 0
CC | 0 | 0 | 0 | 0 | 0 | 0
CSP | 0 | 0 | 0 | 0 | 0 | 0
CT | 0 | 0 | 0 | 0 | 0 | 0
Coal | 0 | 0 | 0 | 0 | 0 | 0
Geo | 0 | 0 | 0 | 0 | 0 | 0
H | 0 | 0 | 0 | 0 | 0 | 0
LFG | 0 | 0 | 0 | 0 | 0 | 0
Nuc | 0 | 0 | 0 | 0 | 0 | 0
PS | 0 | 0 | 0 | 0 | 0 | 0
PV | 0 | 0 | 0 | 0 | 0 | 0
PeakG | 0 | 0 | 0 | 0 | 0 | 0
PeakO | 0 | 0 | 0 | 0 | 0 | 0
ST | 0 | 0 | 0 | 0 | 0 | 0
STOG | 0 | 0 | 0 | 0 | 0 | 0
STWD | 0 | 0 | 0 | 0 | 0 | 0
WT | 0 | 0 | 0 | 0 | 0 | 0
IGCC | 0 | 0 | 0 | 0 | 0 | 0
DemandResponse | 0 | 0 | 0 | 0 | 0 | 0
IGCC-CCS | 0 | 0 | 0 | 0 | 0 | 0
WT_off | 0 | 0 | 0 | 0 | 0 | 0
PseudoUnit | 0 | 0 | 0 | 0 | 0 | 0
FixedInterchange | 0 | 0 | 0 | 0 | 0 | 0
Emission Cost by Reporting Type: FRCC
ReportingType | 2015 | 2020 | 2025 | 2030 | 2035 | 2040
BM | 0 | 0 | 0 | 0 | 0 | 0
CC | 0 | 0 | 0 | 0 | 0 | 0
CSP | 0 | 0 | 0 | 0 | 0 | 0
CT | 0 | 0 | 0 | 0 | 0 | 0
Coal | 0 | 0 | 0 | 0 | 0 | 0
Geo | 0 | 0 | 0 | 0 | 0 | 0
H | 0 | 0 | 0 | 0 | 0 | 0
LFG | 0 | 0 | 0 | 0 | 0 | 0
Nuc | 0 | 0 | 0 | 0 | 0 | 0
PS | 0 | 0 | 0 | 0 | 0 | 0
PV | 0 | 0 | 0 | 0 | 0 | 0
PeakG | 0 | 0 | 0 | 0 | 0 | 0
PeakO | 0 | 0 | 0 | 0 | 0 | 0
ST | 0 | 0 | 0 | 0 | 0 | 0
STOG | 0 | 0 | 0 | 0 | 0 | 0
STWD | 0 | 0 | 0 | 0 | 0 | 0
WT | 0 | 0 | 0 | 0 | 0 | 0
IGCC | 0 | 0 | 0 | 0 | 0 | 0
DemandResponse | 0 | 0 | 0 | 0 | 0 | 0
IGCC-CCS | 0 | 0 | 0 | 0 | 0 | 0
WT_off | 0 | 0 | 0 | 0 | 0 | 0
PseudoUnit | 0 | 0 | 0 | 0 | 0 | 0
FixedInterchange | 0 | 0 | 0 | 0 | 0 | 0
Emission Cost by Reporting Type: MAPP_US
ReportingType | 2015 | 2020 | 2025 | 2030 | 2035 | 2040
BM | 0 | 0 | 0 | 0 | 0 | 0
CC | 0 | 0 | 0 | 0 | 0 | 0
CSP | 0 | 0 | 0 | 0 | 0 | 0
CT | 0 | 0 | 0 | 0 | 0 | 0
Coal | 0 | 0 | 0 | 0 | 0 | 0
Geo | 0 | 0 | 0 | 0 | 0 | 0
H | 0 | 0 | 0 | 0 | 0 | 0
LFG | 0 | 0 | 0 | 0 | 0 | 0
Nuc | 0 | 0 | 0 | 0 | 0 | 0
PS | 0 | 0 | 0 | 0 | 0 | 0
PV | 0 | 0 | 0 | 0 | 0 | 0
PeakG | 0 | 0 | 0 | 0 | 0 | 0
PeakO | 0 | 0 | 0 | 0 | 0 | 0
ST | 0 | 0 | 0 | 0 | 0 | 0
STOG | 0 | 0 | 0 | 0 | 0 | 0
STWD | 0 | 0 | 0 | 0 | 0 | 0
WT | 0 | 0 | 0 | 0 | 0 | 0
IGCC | 0 | 0 | 0 | 0 | 0 | 0
DemandResponse | 0 | 0 | 0 | 0 | 0 | 0
IGCC-CCS | 0 | 0 | 0 | 0 | 0 | 0
WT_off | 0 | 0 | 0 | 0 | 0 | 0
PseudoUnit | 0 | 0 | 0 | 0 | 0 | 0
FixedInterchange | 0 | 0 | 0 | 0 | 0 | 0
Emission Cost by Reporting Type: MISO_IN
ReportingType | 2015 | 2020 | 2025 | 2030 | 2035 | 2040
BM | 0 | 0 | 0 | 0 | 0 | 0
CC | 0 | 0 | 0 | 0 | 0 | 0
CSP | 0 | 0 | 0 | 0 | 0 | 0
CT | 0 | 0 | 0 | 0 | 0 | 0
Coal | 0 | 0 | 0 | 0 | 0 | 0
Geo | 0 | 0 | 0 | 0 | 0 | 0
H | 0 | 0 | 0 | 0 | 0 | 0
LFG | 0 | 0 | 0 | 0 | 0 | 0
Nuc | 0 | 0 | 0 | 0 | 0 | 0
PS | 0 | 0 | 0 | 0 | 0 | 0
PV | 0 | 0 | 0 | 0 | 0 | 0
PeakG | 0 | 0 | 0 | 0 | 0 | 0
PeakO | 0 | 0 | 0 | 0 | 0 | 0
ST | 0 | 0 | 0 | 0 | 0 | 0
STOG | 0 | 0 | 0 | 0 | 0 | 0
STWD | 0 | 0 | 0 | 0 | 0 | 0
WT | 0 | 0 | 0 | 0 | 0 | 0
IGCC | 0 | 0 | 0 | 0 | 0 | 0
DemandResponse | 0 | 0 | 0 | 0 | 0 | 0
IGCC-CCS | 0 | 0 | 0 | 0 | 0 | 0
WT_off | 0 | 0 | 0 | 0 | 0 | 0
PseudoUnit | 0 | 0 | 0 | 0 | 0 | 0
FixedInterchange | 0 | 0 | 0 | 0 | 0 | 0
Emission Cost by Reporting Type: MISO_MI
ReportingType | 2015 | 2020 | 2025 | 2030 | 2035 | 2040
BM | 0 | 0 | 0 | 0 | 0 | 0
CC | 0 | 0 | 0 | 0 | 0 | 0
CSP | 0 | 0 | 0 | 0 | 0 | 0
CT | 0 | 0 | 0 | 0 | 0 | 0
Coal | 0 | 0 | 0 | 0 | 0 | 0
Geo | 0 | 0 | 0 | 0 | 0 | 0
H | 0 | 0 | 0 | 0 | 0 | 0
LFG | 0 | 0 | 0 | 0 | 0 | 0
Nuc | 0 | 0 | 0 | 0 | 0 | 0
PS | 0 | 0 | 0 | 0 | 0 | 0
PV | 0 | 0 | 0 | 0 | 0 | 0
PeakG | 0 | 0 | 0 | 0 | 0 | 0
PeakO | 0 | 0 | 0 | 0 | 0 | 0
ST | 0 | 0 | 0 | 0 | 0 | 0
STOG | 0 | 0 | 0 | 0 | 0 | 0
STWD | 0 | 0 | 0 | 0 | 0 | 0
WT | 0 | 0 | 0 | 0 | 0 | 0
IGCC | 0 | 0 | 0 | 0 | 0 | 0
DemandResponse | 0 | 0 | 0 | 0 | 0 | 0
IGCC-CCS | 0 | 0 | 0 | 0 | 0 | 0
WT_off | 0 | 0 | 0 | 0 | 0 | 0
PseudoUnit | 0 | 0 | 0 | 0 | 0 | 0
FixedInterchange | 0 | 0 | 0 | 0 | 0 | 0
Emission Cost by Reporting Type: MISO_MO-IL
ReportingType | 2015 | 2020 | 2025 | 2030 | 2035 | 2040
BM | 0 | 0 | 0 | 0 | 0 | 0
CC | 0 | 0 | 0 | 0 | 0 | 0
CSP | 0 | 0 | 0 | 0 | 0 | 0
CT | 0 | 0 | 0 | 0 | 0 | 0
Coal | 0 | 0 | 0 | 0 | 0 | 0
Geo | 0 | 0 | 0 | 0 | 0 | 0
H | 0 | 0 | 0 | 0 | 0 | 0
LFG | 0 | 0 | 0 | 0 | 0 | 0
Nuc | 0 | 0 | 0 | 0 | 0 | 0
PS | 0 | 0 | 0 | 0 | 0 | 0
PV | 0 | 0 | 0 | 0 | 0 | 0
PeakG | 0 | 0 | 0 | 0 | 0 | 0
PeakO | 0 | 0 | 0 | 0 | 0 | 0
ST | 0 | 0 | 0 | 0 | 0 | 0
STOG | 0 | 0 | 0 | 0 | 0 | 0
STWD | 0 | 0 | 0 | 0 | 0 | 0
WT | 0 | 0 | 0 | 0 | 0 | 0
IGCC | 0 | 0 | 0 | 0 | 0 | 0
DemandResponse | 0 | 0 | 0 | 0 | 0 | 0
IGCC-CCS | 0 | 0 | 0 | 0 | 0 | 0
WT_off | 0 | 0 | 0 | 0 | 0 | 0
PseudoUnit | 0 | 0 | 0 | 0 | 0 | 0
FixedInterchange | 0 | 0 | 0 | 0 | 0 | 0
Emission Cost by Reporting Type: MISO_W
ReportingType | 2015 | 2020 | 2025 | 2030 | 2035 | 2040
BM | 0 | 0 | 0 | 0 | 0 | 0
CC | 0 | 0 | 0 | 0 | 0 | 0
CSP | 0 | 0 | 0 | 0 | 0 | 0
CT | 0 | 0 | 0 | 0 | 0 | 0
Coal | 0 | 0 | 0 | 0 | 0 | 0
Geo | 0 | 0 | 0 | 0 | 0 | 0
H | 0 | 0 | 0 | 0 | 0 | 0
LFG | 0 | 0 | 0 | 0 | 0 | 0
Nuc | 0 | 0 | 0 | 0 | 0 | 0
PS | 0 | 0 | 0 | 0 | 0 | 0
PV | 0 | 0 | 0 | 0 | 0 | 0
PeakG | 0 | 0 | 0 | 0 | 0 | 0
PeakO | 0 | 0 | 0 | 0 | 0 | 0
ST | 0 | 0 | 0 | 0 | 0 | 0
STOG | 0 | 0 | 0 | 0 | 0 | 0
STWD | 0 | 0 | 0 | 0 | 0 | 0
WT | 0 | 0 | 0 | 0 | 0 | 0
IGCC | 0 | 0 | 0 | 0 | 0 | 0
DemandResponse | 0 | 0 | 0 | 0 | 0 | 0
IGCC-CCS | 0 | 0 | 0 | 0 | 0 | 0
WT_off | 0 | 0 | 0 | 0 | 0 | 0
PseudoUnit | 0 | 0 | 0 | 0 | 0 | 0
FixedInterchange | 0 | 0 | 0 | 0 | 0 | 0
Emission Cost by Reporting Type: MISO_WUMS
ReportingType | 2015 | 2020 | 2025 | 2030 | 2035 | 2040
BM | 0 | 0 | 0 | 0 | 0 | 0
CC | 0 | 0 | 0 | 0 | 0 | 0
CSP | 0 | 0 | 0 | 0 | 0 | 0
CT | 0 | 0 | 0 | 0 | 0 | 0
Coal | 0 | 0 | 0 | 0 | 0 | 0
Geo | 0 | 0 | 0 | 0 | 0 | 0
H | 0 | 0 | 0 | 0 | 0 | 0
LFG | 0 | 0 | 0 | 0 | 0 | 0
Nuc | 0 | 0 | 0 | 0 | 0 | 0
PS | 0 | 0 | 0 | 0 | 0 | 0
PV | 0 | 0 | 0 | 0 | 0 | 0
PeakG | 0 | 0 | 0 | 0 | 0 | 0
PeakO | 0 | 0 | 0 | 0 | 0 | 0
ST | 0 | 0 | 0 | 0 | 0 | 0
STOG | 0 | 0 | 0 | 0 | 0 | 0
STWD | 0 | 0 | 0 | 0 | 0 | 0
WT | 0 | 0 | 0 | 0 | 0 | 0
IGCC | 0 | 0 | 0 | 0 | 0 | 0
DemandResponse | 0 | 0 | 0 | 0 | 0 | 0
IGCC-CCS | 0 | 0 | 0 | 0 | 0 | 0
WT_off | 0 | 0 | 0 | 0 | 0 | 0
PseudoUnit | 0 | 0 | 0 | 0 | 0 | 0
FixedInterchange | 0 | 0 | 0 | 0 | 0 | 0
Emission Cost by Reporting Type: Nebraska
ReportingType | 2015 | 2020 | 2025 | 2030 | 2035 | 2040
BM | 0 | 0 | 0 | 0 | 0 | 0
CC | 0 | 0 | 0 | 0 | 0 | 0
CSP | 0 | 0 | 0 | 0 | 0 | 0
CT | 0 | 0 | 0 | 0 | 0 | 0
Coal | 0 | 0 | 0 | 0 | 0 | 0
Geo | 0 | 0 | 0 | 0 | 0 | 0
H | 0 | 0 | 0 | 0 | 0 | 0
LFG | 0 | 0 | 0 | 0 | 0 | 0
Nuc | 0 | 0 | 0 | 0 | 0 | 0
PS | 0 | 0 | 0 | 0 | 0 | 0
PV | 0 | 0 | 0 | 0 | 0 | 0
PeakG | 0 | 0 | 0 | 0 | 0 | 0
PeakO | 0 | 0 | 0 | 0 | 0 | 0
ST | 0 | 0 | 0 | 0 | 0 | 0
STOG | 0 | 0 | 0 | 0 | 0 | 0
STWD | 0 | 0 | 0 | 0 | 0 | 0
WT | 0 | 0 | 0 | 0 | 0 | 0
IGCC | 0 | 0 | 0 | 0 | 0 | 0
DemandResponse | 0 | 0 | 0 | 0 | 0 | 0
IGCC-CCS | 0 | 0 | 0 | 0 | 0 | 0
WT_off | 0 | 0 | 0 | 0 | 0 | 0
PseudoUnit | 0 | 0 | 0 | 0 | 0 | 0
FixedInterchange | 0 | 0 | 0 | 0 | 0 | 0
Emission Cost by Reporting Type: NEISO
ReportingType | 2015 | 2020 | 2025 | 2030 | 2035 | 2040
BM | 0 | 0 | 0 | 0 | 0 | 0
CC | 34.79 | 27.69 | 27.66 | 30.13 | 40.6 | 45.6
CSP | 0 | 0 | 0 | 0 | 0 | 0
CT | 0 | 0.01 | 0.01 | 0 | 0.04 | 0.08
Coal | 0.07 | 0 | 0 | 0 | 0 | 0
Geo | 0 | 0 | 0 | 0 | 0 | 0
H | 0 | 0 | 0 | 0 | 0 | 0
LFG | 0 | 0 | 0 | 0 | 0 | 0
Nuc | 0 | 0 | 0 | 0 | 0 | 0
PS | 0 | 0 | 0 | 0 | 0 | 0
PV | 0 | 0 | 0 | 0 | 0 | 0
PeakG | 0.03 | 0.04 | 0.04 | 0.04 | 0.12 | 0.12
PeakO | 0 | 0 | 0 | 0 | 0 | 0
ST | 0 | 0 | 0 | 0 | 0 | 0
STOG | 0 | 0 | 0 | 0 | 0 | 0
STWD | 0 | 0 | 0 | 0 | 0 | 0
WT | 0 | 0 | 0 | 0 | 0 | 0
IGCC | 0 | 0 | 0 | 0 | 0 | 0
DemandResponse | 0 | 0 | 0 | 0 | 0 | 0
IGCC-CCS | 0 | 0 | 0 | 0 | 0 | 0
WT_off | 0 | 0 | 0 | 0 | 0 | 0
PseudoUnit | 0 | 0 | 0 | 0 | 0 | 0
FixedInterchange | 0 | 0 | 0 | 0 | 0 | 0
Emission Cost by Reporting Type: NonRTO_Midwest
ReportingType | 2015 | 2020 | 2025 | 2030 | 2035 | 2040
BM | 0 | 0 | 0 | 0 | 0 | 0
CC | 0 | 0 | 0 | 0 | 0 | 0
CSP | 0 | 0 | 0 | 0 | 0 | 0
CT | 0 | 0 | 0 | 0 | 0 | 0
Coal | 0 | 0 | 0 | 0 | 0 | 0
Geo | 0 | 0 | 0 | 0 | 0 | 0
H | 0 | 0 | 0 | 0 | 0 | 0
LFG | 0 | 0 | 0 | 0 | 0 | 0
Nuc | 0 | 0 | 0 | 0 | 0 | 0
PS | 0 | 0 | 0 | 0 | 0 | 0
PV | 0 | 0 | 0 | 0 | 0 | 0
PeakG | 0 | 0 | 0 | 0 | 0 | 0
PeakO | 0 | 0 | 0 | 0 | 0 | 0
ST | 0 | 0 | 0 | 0 | 0 | 0
STOG | 0 | 0 | 0 | 0 | 0 | 0
STWD | 0 | 0 | 0 | 0 | 0 | 0
WT | 0 | 0 | 0 | 0 | 0 | 0
IGCC | 0 | 0 | 0 | 0 | 0 | 0
DemandResponse | 0 | 0 | 0 | 0 | 0 | 0
IGCC-CCS | 0 | 0 | 0 | 0 | 0 | 0
WT_off | 0 | 0 | 0 | 0 | 0 | 0
PseudoUnit | 0 | 0 | 0 | 0 | 0 | 0
FixedInterchange | 0 | 0 | 0 | 0 | 0 | 0
Emission Cost by Reporting Type: NYISO_A-F
ReportingType | 2015 | 2020 | 2025 | 2030 | 2035 | 2040
BM | 0 | 0 | 0 | 0 | 0 | 0
CC | 5.2 | 7.95 | 8.83 | 9.04 | 11.75 | 11.43
CSP | 0 | 0 | 0 | 0 | 0 | 0
CT | 0 | 0 | 0 | 0 | 0 | 0
Coal | 0 | 0 | 0 | 0 | 0 | 0
Geo | 0 | 0 | 0 | 0 | 0 | 0
H | 0 | 0 | 0 | 0 | 0 | 0
LFG | 0 | 0 | 0 | 0 | 0 | 0
Nuc | 0 | 0 | 0 | 0 | 0 | 0
PS | 0 | 0 | 0 | 0 | 0 | 0
PV | 0 | 0 | 0 | 0 | 0 | 0
PeakG | 0 | 0 | 0.01 | 0.01 | 0.01 | 0.01
PeakO | 0 | 0 | 0 | 0 | 0 | 0
ST | 0 | 0 | 0 | 0 | 0 | 0
STOG | 0 | 0 | 0 | 0 | 0 | 0
STWD | 0 | 0 | 0 | 0 | 0 | 0
WT | 0 | 0 | 0 | 0 | 0 | 0
IGCC | 0 | 0 | 0 | 0 | 0 | 0
DemandResponse | 0 | 0 | 0 | 0 | 0 | 0
IGCC-CCS | 0 | 0 | 0 | 0 | 0 | 0
WT_off | 0 | 0 | 0 | 0 | 0 | 0
PseudoUnit | 0 | 0 | 0 | 0 | 0 | 0
FixedInterchange | 0 | 0 | 0 | 0 | 0 | 0
Emission Cost by Reporting Type: NYISO_G-I
ReportingType | 2015 | 2020 | 2025 | 2030 | 2035 | 2040
BM | 0 | 0 | 0 | 0 | 0 | 0
CC | 5.37 | 6.79 | 8.5 | 12.82 | 27.47 | 42.32
CSP | 0 | 0 | 0 | 0 | 0 | 0
CT | 0 | 0 | 0 | 0 | 0 | 0
Coal | 0 | 0 | 0 | 0 | 0 | 0
Geo | 0 | 0 | 0 | 0 | 0 | 0
H | 0 | 0 | 0 | 0 | 0 | 0
LFG | 0 | 0 | 0 | 0 | 0 | 0
Nuc | 0 | 0 | 0 | 0 | 0 | 0
PS | 0 | 0 | 0 | 0 | 0 | 0
PV | 0 | 0 | 0 | 0 | 0 | 0
PeakG | 0 | 0 | 0 | 0 | 0 | 0
PeakO | 0 | 0 | 0 | 0 | 0 | 0
ST | 0 | 0 | 0 | 0 | 0 | 0
STOG | 0 | 0 | 0 | 0 | 0 | 0
STWD | 0 | 0 | 0 | 0 | 0 | 0
WT | 0 | 0 | 0 | 0 | 0 | 0
IGCC | 0 | 0 | 0 | 0 | 0 | 0
DemandResponse | 0 | 0 | 0 | 0 | 0 | 0
IGCC-CCS | 0 | 0 | 0 | 0 | 0 | 0
WT_off | 0 | 0 | 0 | 0 | 0 | 0
PseudoUnit | 0 | 0 | 0 | 0 | 0 | 0
FixedInterchange | 0 | 0 | 0 | 0 | 0 | 0
Emission Cost by Reporting Type: NYISO_J-K
ReportingType | 2015 | 2020 | 2025 | 2030 | 2035 | 2040
BM | 0 | 0 | 0 | 0 | 0 | 0
CC | 19.01 | 24.38 | 24.47 | 23.68 | 24.43 | 25.26
CSP | 0 | 0 | 0 | 0 | 0 | 0
CT | 0 | 0 | 0.02 | 0.06 | 0.15 | 0.29
Coal | 0 | 0 | 0 | 0 | 0 | 0
Geo | 0 | 0 | 0 | 0 | 0 | 0
H | 0 | 0 | 0 | 0 | 0 | 0
LFG | 0 | 0 | 0 | 0 | 0 | 0
Nuc | 0 | 0 | 0 | 0 | 0 | 0
PS | 0 | 0 | 0 | 0 | 0 | 0
PV | 0 | 0 | 0 | 0 | 0 | 0
PeakG | 0.05 | 0.16 | 0.19 | 0.18 | 0.2 | 0.32
PeakO | 0 | 0 | 0 | 0 | 0 | 0
ST | 0 | 0 | 0 | 0 | 0 | 0
STOG | 1.32 | 2.48 | 3.05 | 3.07 | 3.6 | 4.51
STWD | 0 | 0 | 0 | 0 | 0 | 0
WT | 0 | 0 | 0 | 0 | 0 | 0
IGCC | 0 | 0 | 0 | 0 | 0 | 0
DemandResponse | 0 | 0 | 0 | 0 | 0 | 0
IGCC-CCS | 0 | 0 | 0 | 0 | 0 | 0
WT_off | 0 | 0 | 0 | 0 | 0 | 0
PseudoUnit | 0 | 0 | 0 | 0 | 0 | 0
FixedInterchange | 0 | 0 | 0 | 0 | 0 | 0
Emission Cost by Reporting Type: PJM_E
ReportingType | 2015 | 2020 | 2025 | 2030 | 2035 | 2040
BM | 0 | 0 | 0 | 0 | 0 | 0
CC | 18.72 | 35.92 | 32.7 | 28.11 | 37.21 | 40.78
CSP | 0 | 0 | 0 | 0 | 0 | 0
CT | 0 | 0 | 0 | 0 | 0.26 | 0.13
Coal | 1 | 1.15 | 1.6 | 2.33 | 4.37 | 5.6
Geo | 0 | 0 | 0 | 0 | 0 | 0
H | 0 | 0 | 0 | 0 | 0 | 0
LFG | 0 | 0 | 0 | 0 | 0 | 0
Nuc | 0 | 0 | 0 | 0 | 0 | 0
PS | 0 | 0 | 0 | 0 | 0 | 0
PV | 0 | 0 | 0 | 0 | 0 | 0
PeakG | 0 | 0.1 | 0.58 | 0.58 | 0.72 | 0.3
PeakO | 0 | 0 | 0 | 0 | 0 | 0
ST | 0 | 0 | 0 | 0 | 0 | 0
STOG | 0.11 | 0.63 | 0.88 | 0.63 | 1.24 | 0.56
STWD | 0 | 0 | 0 | 0 | 0 | 0
WT | 0 | 0 | 0 | 0 | 0 | 0
IGCC | 0 | 0 | 0 | 0 | 0 | 0
DemandResponse | 0 | 0 | 0 | 0 | 0 | 0
IGCC-CCS | 0 | 0 | 0 | 0 | 0 | 0
WT_off | 0 | 0 | 0 | 0 | 0 | 0
PseudoUnit | 0 | 0 | 0 | 0 | 0 | 0
FixedInterchange | 0 | 0 | 0 | 0 | 0 | 0
Emission Cost by Reporting Type: PJM_ROM
ReportingType | 2015 | 2020 | 2025 | 2030 | 2035 | 2040
BM | 0 | 0 | 0 | 0 | 0 | 0
CC | 0.14 | 0.18 | 0.18 | 0.18 | 0.2 | 0.2
CSP | 0 | 0 | 0 | 0 | 0 | 0
CT | 0 | 0 | 0 | 0 | 0 | 0
Coal | 17.03 | 29.81 | 32.61 | 35.48 | 35.48 | 35.48
Geo | 0 | 0 | 0 | 0 | 0 | 0
H | 0 | 0 | 0 | 0 | 0 | 0
LFG | 0 | 0 | 0 | 0 | 0 | 0
Nuc | 0 | 0 | 0 | 0 | 0 | 0
PS | 0 | 0 | 0 | 0 | 0 | 0
PV | 0 | 0 | 0 | 0 | 0 | 0
PeakG | 0 | 0.06 | 0.06 | 0.06 | 0.25 | 0.06
PeakO | 0 | 0 | 0 | 0 | 0 | 0
ST | 0 | 0 | 0 | 0 | 0 | 0
STOG | 0 | 0 | 0 | 0 | 0 | 0
STWD | 0 | 0 | 0 | 0 | 0 | 0
WT | 0 | 0 | 0 | 0 | 0 | 0
IGCC | 0 | 0 | 0 | 0 | 0 | 0
DemandResponse | 0 | 0 | 0 | 0 | 0 | 0
IGCC-CCS | 0 | 0 | 0 | 0 | 0 | 0
WT_off | 0 | 0 | 0 | 0 | 0 | 0
PseudoUnit | 0 | 0 | 0 | 0 | 0 | 0
FixedInterchange | 0 | 0 | 0 | 0 | 0 | 0
Emission Cost by Reporting Type: PJM_ROR
ReportingType | 2015 | 2020 | 2025 | 2030 | 2035 | 2040
BM | 0 | 0 | 0 | 0 | 0 | 0
CC | 0 | 0 | 0 | 0 | 0 | 0
CSP | 0 | 0 | 0 | 0 | 0 | 0
CT | 0 | 0 | 0 | 0 | 0 | 0
Coal | 0 | 0 | 0 | 0 | 0 | 0
Geo | 0 | 0 | 0 | 0 | 0 | 0
H | 0 | 0 | 0 | 0 | 0 | 0
LFG | 0 | 0 | 0 | 0 | 0 | 0
Nuc | 0 | 0 | 0 | 0 | 0 | 0
PS | 0 | 0 | 0 | 0 | 0 | 0
PV | 0 | 0 | 0 | 0 | 0 | 0
PeakG | 0 | 0 | 0 | 0 | 0 | 0
PeakO | 0 | 0 | 0 | 0 | 0 | 0
ST | 0 | 0 | 0 | 0 | 0 | 0
STOG | 0 | 0 | 0 | 0 | 0 | 0
STWD | 0 | 0 | 0 | 0 | 0 | 0
WT | 0 | 0 | 0 | 0 | 0 | 0
IGCC | 0 | 0 | 0 | 0 | 0 | 0
DemandResponse | 0 | 0 | 0 | 0 | 0 | 0
IGCC-CCS | 0 | 0 | 0 | 0 | 0 | 0
WT_off | 0 | 0 | 0 | 0 | 0 | 0
PseudoUnit | 0 | 0 | 0 | 0 | 0 | 0
FixedInterchange | 0 | 0 | 0 | 0 | 0 | 0
Emission Cost by Reporting Type: SOCO
ReportingType | 2015 | 2020 | 2025 | 2030 | 2035 | 2040
BM | 0 | 0 | 0 | 0 | 0 | 0
CC | 0 | 0 | 0 | 0 | 0 | 0
CSP | 0 | 0 | 0 | 0 | 0 | 0
CT | 0 | 0 | 0 | 0 | 0 | 0
Coal | 0 | 0 | 0 | 0 | 0 | 0
Geo | 0 | 0 | 0 | 0 | 0 | 0
H | 0 | 0 | 0 | 0 | 0 | 0
LFG | 0 | 0 | 0 | 0 | 0 | 0
Nuc | 0 | 0 | 0 | 0 | 0 | 0
PS | 0 | 0 | 0 | 0 | 0 | 0
PV | 0 | 0 | 0 | 0 | 0 | 0
PeakG | 0 | 0 | 0 | 0 | 0 | 0
PeakO | 0 | 0 | 0 | 0 | 0 | 0
ST | 0 | 0 | 0 | 0 | 0 | 0
STOG | 0 | 0 | 0 | 0 | 0 | 0
STWD | 0 | 0 | 0 | 0 | 0 | 0
WT | 0 | 0 | 0 | 0 | 0 | 0
IGCC | 0 | 0 | 0 | 0 | 0 | 0
DemandResponse | 0 | 0 | 0 | 0 | 0 | 0
IGCC-CCS | 0 | 0 | 0 | 0 | 0 | 0
WT_off | 0 | 0 | 0 | 0 | 0 | 0
PseudoUnit | 0 | 0 | 0 | 0 | 0 | 0
FixedInterchange | 0 | 0 | 0 | 0 | 0 | 0
Emission Cost by Reporting Type: SPP_N
ReportingType | 2015 | 2020 | 2025 | 2030 | 2035 | 2040
BM | 0 | 0 | 0 | 0 | 0 | 0
CC | 0 | 0 | 0 | 0 | 0 | 0
CSP | 0 | 0 | 0 | 0 | 0 | 0
CT | 0 | 0 | 0 | 0 | 0 | 0
Coal | 0 | 0 | 0 | 0 | 0 | 0
Geo | 0 | 0 | 0 | 0 | 0 | 0
H | 0 | 0 | 0 | 0 | 0 | 0
LFG | 0 | 0 | 0 | 0 | 0 | 0
Nuc | 0 | 0 | 0 | 0 | 0 | 0
PS | 0 | 0 | 0 | 0 | 0 | 0
PV | 0 | 0 | 0 | 0 | 0 | 0
PeakG | 0 | 0 | 0 | 0 | 0 | 0
PeakO | 0 | 0 | 0 | 0 | 0 | 0
ST | 0 | 0 | 0 | 0 | 0 | 0
STOG | 0 | 0 | 0 | 0 | 0 | 0
STWD | 0 | 0 | 0 | 0 | 0 | 0
WT | 0 | 0 | 0 | 0 | 0 | 0
IGCC | 0 | 0 | 0 | 0 | 0 | 0
DemandResponse | 0 | 0 | 0 | 0 | 0 | 0
IGCC-CCS | 0 | 0 | 0 | 0 | 0 | 0
WT_off | 0 | 0 | 0 | 0 | 0 | 0
PseudoUnit | 0 | 0 | 0 | 0 | 0 | 0
FixedInterchange | 0 | 0 | 0 | 0 | 0 | 0
Emission Cost by Reporting Type: SPP_S
ReportingType | 2015 | 2020 | 2025 | 2030 | 2035 | 2040
BM | 0 | 0 | 0 | 0 | 0 | 0
CC | 0 | 0 | 0 | 0 | 0 | 0
CSP | 0 | 0 | 0 | 0 | 0 | 0
CT | 0 | 0 | 0 | 0 | 0 | 0
Coal | 0 | 0 | 0 | 0 | 0 | 0
Geo | 0 | 0 | 0 | 0 | 0 | 0
H | 0 | 0 | 0 | 0 | 0 | 0
LFG | 0 | 0 | 0 | 0 | 0 | 0
Nuc | 0 | 0 | 0 | 0 | 0 | 0
PS | 0 | 0 | 0 | 0 | 0 | 0
PV | 0 | 0 | 0 | 0 | 0 | 0
PeakG | 0 | 0 | 0 | 0 | 0 | 0
PeakO | 0 | 0 | 0 | 0 | 0 | 0
ST | 0 | 0 | 0 | 0 | 0 | 0
STOG | 0 | 0 | 0 | 0 | 0 | 0
STWD | 0 | 0 | 0 | 0 | 0 | 0
WT | 0 | 0 | 0 | 0 | 0 | 0
IGCC | 0 | 0 | 0 | 0 | 0 | 0
DemandResponse | 0 | 0 | 0 | 0 | 0 | 0
IGCC-CCS | 0 | 0 | 0 | 0 | 0 | 0
WT_off | 0 | 0 | 0 | 0 | 0 | 0
PseudoUnit | 0 | 0 | 0 | 0 | 0 | 0
FixedInterchange | 0 | 0 | 0 | 0 | 0 | 0
Emission Cost by Reporting Type: TVA
ReportingType | 2015 | 2020 | 2025 | 2030 | 2035 | 2040
BM | 0 | 0 | 0 | 0 | 0 | 0
CC | 0 | 0 | 0 | 0 | 0 | 0
CSP | 0 | 0 | 0 | 0 | 0 | 0
CT | 0 | 0 | 0 | 0 | 0 | 0
Coal | 0 | 0 | 0 | 0 | 0 | 0
Geo | 0 | 0 | 0 | 0 | 0 | 0
H | 0 | 0 | 0 | 0 | 0 | 0
LFG | 0 | 0 | 0 | 0 | 0 | 0
Nuc | 0 | 0 | 0 | 0 | 0 | 0
PS | 0 | 0 | 0 | 0 | 0 | 0
PV | 0 | 0 | 0 | 0 | 0 | 0
PeakG | 0 | 0 | 0 | 0 | 0 | 0
PeakO | 0 | 0 | 0 | 0 | 0 | 0
ST | 0 | 0 | 0 | 0 | 0 | 0
STOG | 0 | 0 | 0 | 0 | 0 | 0
STWD | 0 | 0 | 0 | 0 | 0 | 0
WT | 0 | 0 | 0 | 0 | 0 | 0
IGCC | 0 | 0 | 0 | 0 | 0 | 0
DemandResponse | 0 | 0 | 0 | 0 | 0 | 0
IGCC-CCS | 0 | 0 | 0 | 0 | 0 | 0
WT_off | 0 | 0 | 0 | 0 | 0 | 0
PseudoUnit | 0 | 0 | 0 | 0 | 0 | 0
FixedInterchange | 0 | 0 | 0 | 0 | 0 | 0
Emission Cost by Reporting Type: TVA_Transmission
ReportingType | 2015 | 2020 | 2025 | 2030 | 2035 | 2040
BM | 0 | 0 | 0 | 0 | 0 | 0
CC | 0 | 0 | 0 | 0 | 0 | 0
CSP | 0 | 0 | 0 | 0 | 0 | 0
CT | 0 | 0 | 0 | 0 | 0 | 0
Coal | 0 | 0 | 0 | 0 | 0 | 0
Geo | 0 | 0 | 0 | 0 | 0 | 0
H | 0 | 0 | 0 | 0 | 0 | 0
LFG | 0 | 0 | 0 | 0 | 0 | 0
Nuc | 0 | 0 | 0 | 0 | 0 | 0
PS | 0 | 0 | 0 | 0 | 0 | 0
PV | 0 | 0 | 0 | 0 | 0 | 0
PeakG | 0 | 0 | 0 | 0 | 0 | 0
PeakO | 0 | 0 | 0 | 0 | 0 | 0
ST | 0 | 0 | 0 | 0 | 0 | 0
STOG | 0 | 0 | 0 | 0 | 0 | 0
STWD | 0 | 0 | 0 | 0 | 0 | 0
WT | 0 | 0 | 0 | 0 | 0 | 0
IGCC | 0 | 0 | 0 | 0 | 0 | 0
DemandResponse | 0 | 0 | 0 | 0 | 0 | 0
IGCC-CCS | 0 | 0 | 0 | 0 | 0 | 0
WT_off | 0 | 0 | 0 | 0 | 0 | 0
PseudoUnit | 0 | 0 | 0 | 0 | 0 | 0
FixedInterchange | 0 | 0 | 0 | 0 | 0 | 0
Emission Cost by Reporting Type: VACAR
ReportingType | 2015 | 2020 | 2025 | 2030 | 2035 | 2040
BM | 0 | 0 | 0 | 0 | 0 | 0
CC | 0 | 0 | 0 | 0 | 0 | 0
CSP | 0 | 0 | 0 | 0 | 0 | 0
CT | 0 | 0 | 0 | 0 | 0 | 0
Coal | 0 | 0 | 0 | 0 | 0 | 0
Geo | 0 | 0 | 0 | 0 | 0 | 0
H | 0 | 0 | 0 | 0 | 0 | 0
LFG | 0 | 0 | 0 | 0 | 0 | 0
Nuc | 0 | 0 | 0 | 0 | 0 | 0
PS | 0 | 0 | 0 | 0 | 0 | 0
PV | 0 | 0 | 0 | 0 | 0 | 0
PeakG | 0 | 0 | 0 | 0 | 0 | 0
PeakO | 0 | 0 | 0 | 0 | 0 | 0
ST | 0 | 0 | 0 | 0 | 0 | 0
STOG | 0 | 0 | 0 | 0 | 0 | 0
STWD | 0 | 0 | 0 | 0 | 0 | 0
WT | 0 | 0 | 0 | 0 | 0 | 0
IGCC | 0 | 0 | 0 | 0 | 0 | 0
DemandResponse | 0 | 0 | 0 | 0 | 0 | 0
IGCC-CCS | 0 | 0 | 0 | 0 | 0 | 0
WT_off | 0 | 0 | 0 | 0 | 0 | 0
PseudoUnit | 0 | 0 | 0 | 0 | 0 | 0
FixedInterchange | 0 | 0 | 0 | 0 | 0 | 0
Emission Cost by Reporting Type: IESO
ReportingType | 2015 | 2020 | 2025 | 2030 | 2035 | 2040
BM | 0 | 0 | 0 | 0 | 0 | 0
CC | 0 | 0 | 0 | 0 | 0 | 0
CSP | 0 | 0 | 0 | 0 | 0 | 0
CT | 0 | 0 | 0 | 0 | 0 | 0
Coal | 0 | 0 | 0 | 0 | 0 | 0
Geo | 0 | 0 | 0 | 0 | 0 | 0
H | 0 | 0 | 0 | 0 | 0 | 0
LFG | 0 | 0 | 0 | 0 | 0 | 0
Nuc | 0 | 0 | 0 | 0 | 0 | 0
PS | 0 | 0 | 0 | 0 | 0 | 0
PV | 0 | 0 | 0 | 0 | 0 | 0
PeakG | 0 | 0 | 0 | 0 | 0 | 0
PeakO | 0 | 0 | 0 | 0 | 0 | 0
ST | 0 | 0 | 0 | 0 | 0 | 0
STOG | 0 | 0 | 0 | 0 | 0 | 0
STWD | 0 | 0 | 0 | 0 | 0 | 0
WT | 0 | 0 | 0 | 0 | 0 | 0
IGCC | 0 | 0 | 0 | 0 | 0 | 0
DemandResponse | 0 | 0 | 0 | 0 | 0 | 0
IGCC-CCS | 0 | 0 | 0 | 0 | 0 | 0
WT_off | 0 | 0 | 0 | 0 | 0 | 0
PseudoUnit | 0 | 0 | 0 | 0 | 0 | 0
FixedInterchange | 0 | 0 | 0 | 0 | 0 | 0
Emission Cost by Reporting Type: MAPP_CA
ReportingType | 2015 | 2020 | 2025 | 2030 | 2035 | 2040
BM | 0 | 0 | 0 | 0 | 0 | 0
CC | 0 | 0 | 0 | 0 | 0 | 0
CSP | 0 | 0 | 0 | 0 | 0 | 0
CT | 0 | 0 | 0 | 0 | 0 | 0
Coal | 0 | 0 | 0 | 0 | 0 | 0
Geo | 0 | 0 | 0 | 0 | 0 | 0
H | 0 | 0 | 0 | 0 | 0 | 0
LFG | 0 | 0 | 0 | 0 | 0 | 0
Nuc | 0 | 0 | 0 | 0 | 0 | 0
PS | 0 | 0 | 0 | 0 | 0 | 0
PV | 0 | 0 | 0 | 0 | 0 | 0
PeakG | 0 | 0 | 0 | 0 | 0 | 0
PeakO | 0 | 0 | 0 | 0 | 0 | 0
ST | 0 | 0 | 0 | 0 | 0 | 0
STOG | 0 | 0 | 0 | 0 | 0 | 0
STWD | 0 | 0 | 0 | 0 | 0 | 0
WT | 0 | 0 | 0 | 0 | 0 | 0
IGCC | 0 | 0 | 0 | 0 | 0 | 0
DemandResponse | 0 | 0 | 0 | 0 | 0 | 0
IGCC-CCS | 0 | 0 | 0 | 0 | 0 | 0
WT_off | 0 | 0 | 0 | 0 | 0 | 0
PseudoUnit | 0 | 0 | 0 | 0 | 0 | 0
FixedInterchange | 0 | 0 | 0 | 0 | 0 | 0
Emission Cost by Reporting Type: AZ_NM_SNV_Coal
ReportingType | 2015 | 2020 | 2025 | 2030 | 2035 | 2040
BM | 0 | 0 | 0 | 0 | 0 | 0
CC | 0 | 0 | 0 | 0 | 0 | 0
CSP | 0 | 0 | 0 | 0 | 0 | 0
CT | 0 | 0 | 0 | 0 | 0 | 0
Coal | 0 | 0 | 0 | 0 | 0 | 0
Geo | 0 | 0 | 0 | 0 | 0 | 0
H | 0 | 0 | 0 | 0 | 0 | 0
LFG | 0 | 0 | 0 | 0 | 0 | 0
Nuc | 0 | 0 | 0 | 0 | 0 | 0
PS | 0 | 0 | 0 | 0 | 0 | 0
PV | 0 | 0 | 0 | 0 | 0 | 0
PeakG | 0 | 0 | 0 | 0 | 0 | 0
PeakO | 0 | 0 | 0 | 0 | 0 | 0
ST | 0 | 0 | 0 | 0 | 0 | 0
STOG | 0 | 0 | 0 | 0 | 0 | 0
STWD | 0 | 0 | 0 | 0 | 0 | 0
WT | 0 | 0 | 0 | 0 | 0 | 0
IGCC | 0 | 0 | 0 | 0 | 0 | 0
DemandResponse | 0 | 0 | 0 | 0 | 0 | 0
IGCC-CCS | 0 | 0 | 0 | 0 | 0 | 0
WT_off | 0 | 0 | 0 | 0 | 0 | 0
PseudoUnit | 0 | 0 | 0 | 0 | 0 | 0
FixedInterchange | 0 | 0 | 0 | 0 | 0 | 0
Emission Cost by Reporting Type: AZ_NM_SNV_Gas
ReportingType | 2015 | 2020 | 2025 | 2030 | 2035 | 2040
BM | 0 | 0 | 0 | 0 | 0 | 0
CC | 0 | 0 | 0 | 0 | 0 | 0
CSP | 0 | 0 | 0 | 0 | 0 | 0
CT | 0 | 0 | 0 | 0 | 0 | 0
Coal | 0 | 0 | 0 | 0 | 0 | 0
Geo | 0 | 0 | 0 | 0 | 0 | 0
H | 0 | 0 | 0 | 0 | 0 | 0
LFG | 0 | 0 | 0 | 0 | 0 | 0
Nuc | 0 | 0 | 0 | 0 | 0 | 0
PS | 0 | 0 | 0 | 0 | 0 | 0
PV | 0 | 0 | 0 | 0 | 0 | 0
PeakG | 0 | 0 | 0 | 0 | 0 | 0
PeakO | 0 | 0 | 0 | 0 | 0 | 0
ST | 0 | 0 | 0 | 0 | 0 | 0
STOG | 0 | 0 | 0 | 0 | 0 | 0
STWD | 0 | 0 | 0 | 0 | 0 | 0
WT | 0 | 0 | 0 | 0 | 0 | 0
IGCC | 0 | 0 | 0 | 0 | 0 | 0
DemandResponse | 0 | 0 | 0 | 0 | 0 | 0
IGCC-CCS | 0 | 0 | 0 | 0 | 0 | 0
WT_off | 0 | 0 | 0 | 0 | 0 | 0
PseudoUnit | 0 | 0 | 0 | 0 | 0 | 0
FixedInterchange | 0 | 0 | 0 | 0 | 0 | 0
Emission Cost by Reporting Type: AZ_NM_SNV_NucRenew
ReportingType | 2015 | 2020 | 2025 | 2030 | 2035 | 2040
BM | 0 | 0 | 0 | 0 | 0 | 0
CC | 0 | 0 | 0 | 0 | 0 | 0
CSP | 0 | 0 | 0 | 0 | 0 | 0
CT | 0 | 0 | 0 | 0 | 0 | 0
Coal | 0 | 0 | 0 | 0 | 0 | 0
Geo | 0 | 0 | 0 | 0 | 0 | 0
H | 0 | 0 | 0 | 0 | 0 | 0
LFG | 0 | 0 | 0 | 0 | 0 | 0
Nuc | 0 | 0 | 0 | 0 | 0 | 0
PS | 0 | 0 | 0 | 0 | 0 | 0
PV | 0 | 0 | 0 | 0 | 0 | 0
PeakG | 0 | 0 | 0 | 0 | 0 | 0
PeakO | 0 | 0 | 0 | 0 | 0 | 0
ST | 0 | 0 | 0 | 0 | 0 | 0
STOG | 0 | 0 | 0 | 0 | 0 | 0
STWD | 0 | 0 | 0 | 0 | 0 | 0
WT | 0 | 0 | 0 | 0 | 0 | 0
IGCC | 0 | 0 | 0 | 0 | 0 | 0
DemandResponse | 0 | 0 | 0 | 0 | 0 | 0
IGCC-CCS | 0 | 0 | 0 | 0 | 0 | 0
WT_off | 0 | 0 | 0 | 0 | 0 | 0
PseudoUnit | 0 | 0 | 0 | 0 | 0 | 0
FixedInterchange | 0 | 0 | 0 | 0 | 0 | 0
Emission Cost by Reporting Type: ERCOT
ReportingType | 2015 | 2020 | 2025 | 2030 | 2035 | 2040
BM | 0 | 0 | 0 | 0 | 0 | 0
CC | 0 | 0 | 0 | 0 | 0 | 0
CSP | 0 | 0 | 0 | 0 | 0 | 0
CT | 0 | 0 | 0 | 0 | 0 | 0
Coal | 0 | 0 | 0 | 0 | 0 | 0
Geo | 0 | 0 | 0 | 0 | 0 | 0
H | 0 | 0 | 0 | 0 | 0 | 0
LFG | 0 | 0 | 0 | 0 | 0 | 0
Nuc | 0 | 0 | 0 | 0 | 0 | 0
PS | 0 | 0 | 0 | 0 | 0 | 0
PV | 0 | 0 | 0 | 0 | 0 | 0
PeakG | 0 | 0 | 0 | 0 | 0 | 0
PeakO | 0 | 0 | 0 | 0 | 0 | 0
ST | 0 | 0 | 0 | 0 | 0 | 0
STOG | 0 | 0 | 0 | 0 | 0 | 0
STWD | 0 | 0 | 0 | 0 | 0 | 0
WT | 0 | 0 | 0 | 0 | 0 | 0
IGCC | 0 | 0 | 0 | 0 | 0 | 0
DemandResponse | 0 | 0 | 0 | 0 | 0 | 0
IGCC-CCS | 0 | 0 | 0 | 0 | 0 | 0
WT_off | 0 | 0 | 0 | 0 | 0 | 0
PseudoUnit | 0 | 0 | 0 | 0 | 0 | 0
FixedInterchange | 0 | 0 | 0 | 0 | 0 | 0
Emission Cost by Reporting Type: NP15
ReportingType | 2015 | 2020 | 2025 | 2030 | 2035 | 2040
BM | 0 | 0 | 0 | 0 | 0 | 0
CC | 0 | 0 | 0 | 0 | 0 | 0
CSP | 0 | 0 | 0 | 0 | 0 | 0
CT | 0 | 0 | 0 | 0 | 0 | 0
Coal | 0 | 0 | 0 | 0 | 0 | 0
Geo | 0 | 0 | 0 | 0 | 0 | 0
H | 0 | 0 | 0 | 0 | 0 | 0
LFG | 0 | 0 | 0 | 0 | 0 | 0
Nuc | 0 | 0 | 0 | 0 | 0 | 0
PS | 0 | 0 | 0 | 0 | 0 | 0
PV | 0 | 0 | 0 | 0 | 0 | 0
PeakG | 0 | 0 | 0 | 0 | 0 | 0
PeakO | 0 | 0 | 0 | 0 | 0 | 0
ST | 0 | 0 | 0 | 0 | 0 | 0
STOG | 0 | 0 | 0 | 0 | 0 | 0
STWD | 0 | 0 | 0 | 0 | 0 | 0
WT | 0 | 0 | 0 | 0 | 0 | 0
IGCC | 0 | 0 | 0 | 0 | 0 | 0
DemandResponse | 0 | 0 | 0 | 0 | 0 | 0
IGCC-CCS | 0 | 0 | 0 | 0 | 0 | 0
WT_off | 0 | 0 | 0 | 0 | 0 | 0
PseudoUnit | 0 | 0 | 0 | 0 | 0 | 0
FixedInterchange | 0 | 0 | 0 | 0 | 0 | 0
Emission Cost by Reporting Type: NWPP_Coal
ReportingType | 2015 | 2020 | 2025 | 2030 | 2035 | 2040
BM | 0 | 0 | 0 | 0 | 0 | 0
CC | 0 | 0 | 0 | 0 | 0 | 0
CSP | 0 | 0 | 0 | 0 | 0 | 0
CT | 0 | 0 | 0 | 0 | 0 | 0
Coal | 0 | 0 | 0 | 0 | 0 | 0
Geo | 0 | 0 | 0 | 0 | 0 | 0
H | 0 | 0 | 0 | 0 | 0 | 0
LFG | 0 | 0 | 0 | 0 | 0 | 0
Nuc | 0 | 0 | 0 | 0 | 0 | 0
PS | 0 | 0 | 0 | 0 | 0 | 0
PV | 0 | 0 | 0 | 0 | 0 | 0
PeakG | 0 | 0 | 0 | 0 | 0 | 0
PeakO | 0 | 0 | 0 | 0 | 0 | 0
ST | 0 | 0 | 0 | 0 | 0 | 0
STOG | 0 | 0 | 0 | 0 | 0 | 0
STWD | 0 | 0 | 0 | 0 | 0 | 0
WT | 0 | 0 | 0 | 0 | 0 | 0
IGCC | 0 | 0 | 0 | 0 | 0 | 0
DemandResponse | 0 | 0 | 0 | 0 | 0 | 0
IGCC-CCS | 0 | 0 | 0 | 0 | 0 | 0
WT_off | 0 | 0 | 0 | 0 | 0 | 0
PseudoUnit | 0 | 0 | 0 | 0 | 0 | 0
FixedInterchange | 0 | 0 | 0 | 0 | 0 | 0
Emission Cost by Reporting Type: NWPP_Gas
ReportingType | 2015 | 2020 | 2025 | 2030 | 2035 | 2040
BM | 0 | 0 | 0 | 0 | 0 | 0
CC | 0 | 0 | 0 | 0 | 0 | 0
CSP | 0 | 0 | 0 | 0 | 0 | 0
CT | 0 | 0 | 0 | 0 | 0 | 0
Coal | 0 | 0 | 0 | 0 | 0 | 0
Geo | 0 | 0 | 0 | 0 | 0 | 0
H | 0 | 0 | 0 | 0 | 0 | 0
LFG | 0 | 0 | 0 | 0 | 0 | 0
Nuc | 0 | 0 | 0 | 0 | 0 | 0
PS | 0 | 0 | 0 | 0 | 0 | 0
PV | 0 | 0 | 0 | 0 | 0 | 0
PeakG | 0 | 0 | 0 | 0 | 0 | 0
PeakO | 0 | 0 | 0 | 0 | 0 | 0
ST | 0 | 0 | 0 | 0 | 0 | 0
STOG | 0 | 0 | 0 | 0 | 0 | 0
STWD | 0 | 0 | 0 | 0 | 0 | 0
WT | 0 | 0 | 0 | 0 | 0 | 0
IGCC | 0 | 0 | 0 | 0 | 0 | 0
DemandResponse | 0 | 0 | 0 | 0 | 0 | 0
IGCC-CCS | 0 | 0 | 0 | 0 | 0 | 0
WT_off | 0 | 0 | 0 | 0 | 0 | 0
PseudoUnit | 0 | 0 | 0 | 0 | 0 | 0
FixedInterchange | 0 | 0 | 0 | 0 | 0 | 0
Emission Cost by Reporting Type: NWPP_NucRenew
ReportingType | 2015 | 2020 | 2025 | 2030 | 2035 | 2040
BM | 0 | 0 | 0 | 0 | 0 | 0
CC | 0 | 0 | 0 | 0 | 0 | 0
CSP | 0 | 0 | 0 | 0 | 0 | 0
CT | 0 | 0 | 0 | 0 | 0 | 0
Coal | 0 | 0 | 0 | 0 | 0 | 0
Geo | 0 | 0 | 0 | 0 | 0 | 0
H | 0 | 0 | 0 | 0 | 0 | 0
LFG | 0 | 0 | 0 | 0 | 0 | 0
Nuc | 0 | 0 | 0 | 0 | 0 | 0
PS | 0 | 0 | 0 | 0 | 0 | 0
PV | 0 | 0 | 0 | 0 | 0 | 0
PeakG | 0 | 0 | 0 | 0 | 0 | 0
PeakO | 0 | 0 | 0 | 0 | 0 | 0
ST | 0 | 0 | 0 | 0 | 0 | 0
STOG | 0 | 0 | 0 | 0 | 0 | 0
STWD | 0 | 0 | 0 | 0 | 0 | 0
WT | 0 | 0 | 0 | 0 | 0 | 0
IGCC | 0 | 0 | 0 | 0 | 0 | 0
DemandResponse | 0 | 0 | 0 | 0 | 0 | 0
IGCC-CCS | 0 | 0 | 0 | 0 | 0 | 0
WT_off | 0 | 0 | 0 | 0 | 0 | 0
PseudoUnit | 0 | 0 | 0 | 0 | 0 | 0
FixedInterchange | 0 | 0 | 0 | 0 | 0 | 0
Emission Cost by Reporting Type: RMPA
ReportingType | 2015 | 2020 | 2025 | 2030 | 2035 | 2040
BM | 0 | 0 | 0 | 0 | 0 | 0
CC | 0 | 0 | 0 | 0 | 0 | 0
CSP | 0 | 0 | 0 | 0 | 0 | 0
CT | 0 | 0 | 0 | 0 | 0 | 0
Coal | 0 | 0 | 0 | 0 | 0 | 0
Geo | 0 | 0 | 0 | 0 | 0 | 0
H | 0 | 0 | 0 | 0 | 0 | 0
LFG | 0 | 0 | 0 | 0 | 0 | 0
Nuc | 0 | 0 | 0 | 0 | 0 | 0
PS | 0 | 0 | 0 | 0 | 0 | 0
PV | 0 | 0 | 0 | 0 | 0 | 0
PeakG | 0 | 0 | 0 | 0 | 0 | 0
PeakO | 0 | 0 | 0 | 0 | 0 | 0
ST | 0 | 0 | 0 | 0 | 0 | 0
STOG | 0 | 0 | 0 | 0 | 0 | 0
STWD | 0 | 0 | 0 | 0 | 0 | 0
WT | 0 | 0 | 0 | 0 | 0 | 0
IGCC | 0 | 0 | 0 | 0 | 0 | 0
DemandResponse | 0 | 0 | 0 | 0 | 0 | 0
IGCC-CCS | 0 | 0 | 0 | 0 | 0 | 0
WT_off | 0 | 0 | 0 | 0 | 0 | 0
PseudoUnit | 0 | 0 | 0 | 0 | 0 | 0
FixedInterchange | 0 | 0 | 0 | 0 | 0 | 0
Emission Cost by Reporting Type: SP15
ReportingType | 2015 | 2020 | 2025 | 2030 | 2035 | 2040
BM | 0 | 0 | 0 | 0 | 0 | 0
CC | 0 | 0 | 0 | 0 | 0 | 0
CSP | 0 | 0 | 0 | 0 | 0 | 0
CT | 0 | 0 | 0 | 0 | 0 | 0
Coal | 0 | 0 | 0 | 0 | 0 | 0
Geo | 0 | 0 | 0 | 0 | 0 | 0
H | 0 | 0 | 0 | 0 | 0 | 0
LFG | 0 | 0 | 0 | 0 | 0 | 0
Nuc | 0 | 0 | 0 | 0 | 0 | 0
PS | 0 | 0 | 0 | 0 | 0 | 0
PV | 0 | 0 | 0 | 0 | 0 | 0
PeakG | 0 | 0 | 0 | 0 | 0 | 0
PeakO | 0 | 0 | 0 | 0 | 0 | 0
ST | 0 | 0 | 0 | 0 | 0 | 0
STOG | 0 | 0 | 0 | 0 | 0 | 0
STWD | 0 | 0 | 0 | 0 | 0 | 0
WT | 0 | 0 | 0 | 0 | 0 | 0
IGCC | 0 | 0 | 0 | 0 | 0 | 0
DemandResponse | 0 | 0 | 0 | 0 | 0 | 0
IGCC-CCS | 0 | 0 | 0 | 0 | 0 | 0
WT_off | 0 | 0 | 0 | 0 | 0 | 0
PseudoUnit | 0 | 0 | 0 | 0 | 0 | 0
FixedInterchange | 0 | 0 | 0 | 0 | 0 | 0
Emission Cost by Reporting Type: ALB
ReportingType | 2015 | 2020 | 2025 | 2030 | 2035 | 2040
BM | 0 | 0 | 0 | 0 | 0 | 0
CC | 0 | 0 | 0 | 0 | 0 | 0
CSP | 0 | 0 | 0 | 0 | 0 | 0
CT | 0 | 0 | 0 | 0 | 0 | 0
Coal | 0 | 0 | 0 | 0 | 0 | 0
Geo | 0 | 0 | 0 | 0 | 0 | 0
H | 0 | 0 | 0 | 0 | 0 | 0
LFG | 0 | 0 | 0 | 0 | 0 | 0
Nuc | 0 | 0 | 0 | 0 | 0 | 0
PS | 0 | 0 | 0 | 0 | 0 | 0
PV | 0 | 0 | 0 | 0 | 0 | 0
PeakG | 0 | 0 | 0 | 0 | 0 | 0
PeakO | 0 | 0 | 0 | 0 | 0 | 0
ST | 0 | 0 | 0 | 0 | 0 | 0
STOG | 0 | 0 | 0 | 0 | 0 | 0
STWD | 0 | 0 | 0 | 0 | 0 | 0
WT | 0 | 0 | 0 | 0 | 0 | 0
IGCC | 0 | 0 | 0 | 0 | 0 | 0
DemandResponse | 0 | 0 | 0 | 0 | 0 | 0
IGCC-CCS | 0 | 0 | 0 | 0 | 0 | 0
WT_off | 0 | 0 | 0 | 0 | 0 | 0
PseudoUnit | 0 | 0 | 0 | 0 | 0 | 0
FixedInterchange | 0 | 0 | 0 | 0 | 0 | 0
Emission Cost by Reporting Type: BC
ReportingType | 2015 | 2020 | 2025 | 2030 | 2035 | 2040
BM | 0 | 0 | 0 | 0 | 0 | 0
CC | 0 | 0 | 0 | 0 | 0 | 0
CSP | 0 | 0 | 0 | 0 | 0 | 0
CT | 0 | 0 | 0 | 0 | 0 | 0
Coal | 0 | 0 | 0 | 0 | 0 | 0
Geo | 0 | 0 | 0 | 0 | 0 | 0
H | 0 | 0 | 0 | 0 | 0 | 0
LFG | 0 | 0 | 0 | 0 | 0 | 0
Nuc | 0 | 0 | 0 | 0 | 0 | 0
PS | 0 | 0 | 0 | 0 | 0 | 0
PV | 0 | 0 | 0 | 0 | 0 | 0
PeakG | 0 | 0 | 0 | 0 | 0 | 0
PeakO | 0 | 0 | 0 | 0 | 0 | 0
ST | 0 | 0 | 0 | 0 | 0 | 0
STOG | 0 | 0 | 0 | 0 | 0 | 0
STWD | 0 | 0 | 0 | 0 | 0 | 0
WT | 0 | 0 | 0 | 0 | 0 | 0
IGCC | 0 | 0 | 0 | 0 | 0 | 0
DemandResponse | 0 | 0 | 0 | 0 | 0 | 0
IGCC-CCS | 0 | 0 | 0 | 0 | 0 | 0
WT_off | 0 | 0 | 0 | 0 | 0 | 0
PseudoUnit | 0 | 0 | 0 | 0 | 0 | 0
FixedInterchange | 0 | 0 | 0 | 0 | 0 | 0
Emission Cost by Reporting Type: HQ_IESO
ReportingType | 2015 | 2020 | 2025 | 2030 | 2035 | 2040
BM | 0 | 0 | 0 | 0 | 0 | 0
CC | 0 | 0 | 0 | 0 | 0 | 0
CSP | 0 | 0 | 0 | 0 | 0 | 0
CT | 0 | 0 | 0 | 0 | 0 | 0
Coal | 0 | 0 | 0 | 0 | 0 | 0
Geo | 0 | 0 | 0 | 0 | 0 | 0
H | 0 | 0 | 0 | 0 | 0 | 0
LFG | 0 | 0 | 0 | 0 | 0 | 0
Nuc | 0 | 0 | 0 | 0 | 0 | 0
PS | 0 | 0 | 0 | 0 | 0 | 0
PV | 0 | 0 | 0 | 0 | 0 | 0
PeakG | 0 | 0 | 0 | 0 | 0 | 0
PeakO | 0 | 0 | 0 | 0 | 0 | 0
ST | 0 | 0 | 0 | 0 | 0 | 0
STOG | 0 | 0 | 0 | 0 | 0 | 0
STWD | 0 | 0 | 0 | 0 | 0 | 0
WT | 0 | 0 | 0 | 0 | 0 | 0
IGCC | 0 | 0 | 0 | 0 | 0 | 0
DemandResponse | 0 | 0 | 0 | 0 | 0 | 0
IGCC-CCS | 0 | 0 | 0 | 0 | 0 | 0
WT_off | 0 | 0 | 0 | 0 | 0 | 0
PseudoUnit | 0 | 0 | 0 | 0 | 0 | 0
FixedInterchange | 0 | 0 | 0 | 0 | 0 | 0
Emission Cost by Reporting Type: HQ_NEISO
ReportingType | 2015 | 2020 | 2025 | 2030 | 2035 | 2040
BM | 0 | 0 | 0 | 0 | 0 | 0
CC | 0 | 0 | 0 | 0 | 0 | 0
CSP | 0 | 0 | 0 | 0 | 0 | 0
CT | 0 | 0 | 0 | 0 | 0 | 0
Coal | 0 | 0 | 0 | 0 | 0 | 0
Geo | 0 | 0 | 0 | 0 | 0 | 0
H | 0 | 0 | 0 | 0 | 0 | 0
LFG | 0 | 0 | 0 | 0 | 0 | 0
Nuc | 0 | 0 | 0 | 0 | 0 | 0
PS | 0 | 0 | 0 | 0 | 0 | 0
PV | 0 | 0 | 0 | 0 | 0 | 0
PeakG | 0 | 0 | 0 | 0 | 0 | 0
PeakO | 0 | 0 | 0 | 0 | 0 | 0
ST | 0 | 0 | 0 | 0 | 0 | 0
STOG | 0 | 0 | 0 | 0 | 0 | 0
STWD | 0 | 0 | 0 | 0 | 0 | 0
WT | 0 | 0 | 0 | 0 | 0 | 0
IGCC | 0 | 0 | 0 | 0 | 0 | 0
DemandResponse | 0 | 0 | 0 | 0 | 0 | 0
IGCC-CCS | 0 | 0 | 0 | 0 | 0 | 0
WT_off | 0 | 0 | 0 | 0 | 0 | 0
PseudoUnit | 0 | 0 | 0 | 0 | 0 | 0
FixedInterchange | 0 | 0 | 0 | 0 | 0 | 0
Emission Cost by Reporting Type: HQ_NY
ReportingType | 2015 | 2020 | 2025 | 2030 | 2035 | 2040
BM | 0 | 0 | 0 | 0 | 0 | 0
CC | 0 | 0 | 0 | 0 | 0 | 0
CSP | 0 | 0 | 0 | 0 | 0 | 0
CT | 0 | 0 | 0 | 0 | 0 | 0
Coal | 0 | 0 | 0 | 0 | 0 | 0
Geo | 0 | 0 | 0 | 0 | 0 | 0
H | 0 | 0 | 0 | 0 | 0 | 0
LFG | 0 | 0 | 0 | 0 | 0 | 0
Nuc | 0 | 0 | 0 | 0 | 0 | 0
PS | 0 | 0 | 0 | 0 | 0 | 0
PV | 0 | 0 | 0 | 0 | 0 | 0
PeakG | 0 | 0 | 0 | 0 | 0 | 0
PeakO | 0 | 0 | 0 | 0 | 0 | 0
ST | 0 | 0 | 0 | 0 | 0 | 0
STOG | 0 | 0 | 0 | 0 | 0 | 0
STWD | 0 | 0 | 0 | 0 | 0 | 0
WT | 0 | 0 | 0 | 0 | 0 | 0
IGCC | 0 | 0 | 0 | 0 | 0 | 0
DemandResponse | 0 | 0 | 0 | 0 | 0 | 0
IGCC-CCS | 0 | 0 | 0 | 0 | 0 | 0
WT_off | 0 | 0 | 0 | 0 | 0 | 0
PseudoUnit | 0 | 0 | 0 | 0 | 0 | 0
FixedInterchange | 0 | 0 | 0 | 0 | 0 | 0
Emission Cost by Reporting Type: MARITIMES
ReportingType | 2015 | 2020 | 2025 | 2030 | 2035 | 2040
BM | 0 | 0 | 0 | 0 | 0 | 0
CC | 0 | 0 | 0 | 0 | 0 | 0
CSP | 0 | 0 | 0 | 0 | 0 | 0
CT | 0 | 0 | 0 | 0 | 0 | 0
Coal | 0 | 0 | 0 | 0 | 0 | 0
Geo | 0 | 0 | 0 | 0 | 0 | 0
H | 0 | 0 | 0 | 0 | 0 | 0
LFG | 0 | 0 | 0 | 0 | 0 | 0
Nuc | 0 | 0 | 0 | 0 | 0 | 0
PS | 0 | 0 | 0 | 0 | 0 | 0
PV | 0 | 0 | 0 | 0 | 0 | 0
PeakG | 0 | 0 | 0 | 0 | 0 | 0
PeakO | 0 | 0 | 0 | 0 | 0 | 0
ST | 0 | 0 | 0 | 0 | 0 | 0
STOG | 0 | 0 | 0 | 0 | 0 | 0
STWD | 0 | 0 | 0 | 0 | 0 | 0
WT | 0 | 0 | 0 | 0 | 0 | 0
IGCC | 0 | 0 | 0 | 0 | 0 | 0
DemandResponse | 0 | 0 | 0 | 0 | 0 | 0
IGCC-CCS | 0 | 0 | 0 | 0 | 0 | 0
WT_off | 0 | 0 | 0 | 0 | 0 | 0
PseudoUnit | 0 | 0 | 0 | 0 | 0 | 0
FixedInterchange | 0 | 0 | 0 | 0 | 0 | 0
Emission Cost by Reporting Type: All
ReportingType | 2015 | 2020 | 2025 | 2030 | 2035 | 2040
BM | 0 | 0 | 0 | 0 | 0 | 0
CC | 83.23 | 102.92 | 102.34 | 103.97 | 141.65 | 165.59
CSP | 0 | 0 | 0 | 0 | 0 | 0
CT | 0 | 0.01 | 0.04 | 0.06 | 0.44 | 0.5
Coal | 18.1 | 30.96 | 34.21 | 37.81 | 39.85 | 41.08
Geo | 0 | 0 | 0 | 0 | 0 | 0
H | 0 | 0 | 0 | 0 | 0 | 0
LFG | 0 | 0 | 0 | 0 | 0 | 0
Nuc | 0 | 0 | 0 | 0 | 0 | 0
PS | 0 | 0 | 0 | 0 | 0 | 0
PV | 0 | 0 | 0 | 0 | 0 | 0
PeakG | 0.08 | 0.36 | 0.88 | 0.87 | 1.29 | 0.81
PeakO | 0 | 0 | 0 | 0 | 0 | 0
ST | 0 | 0 | 0 | 0 | 0 | 0
STOG | 1.43 | 3.12 | 3.93 | 3.71 | 4.84 | 5.06
STWD | 0 | 0 | 0 | 0 | 0 | 0
WT | 0 | 0 | 0 | 0 | 0 | 0
IGCC | 0 | 0 | 0 | 0 | 0 | 0
DemandResponse | 0 | 0 | 0 | 0 | 0 | 0
IGCC-CCS | 0 | 0 | 0 | 0 | 0 | 0
WT_off | 0 | 0 | 0 | 0 | 0 | 0
PseudoUnit | 0 | 0 | 0 | 0 | 0 | 0
FixedInterchange | 0 | 0 | 0 | 0 | 0 | 0
Emission Cost by Reporting Type: EI_US
ReportingType | 2015 | 2020 | 2025 | 2030 | 2035 | 2040
BM | 0 | 0 | 0 | 0 | 0 | 0
CC | 83.23 | 102.92 | 102.34 | 103.97 | 141.65 | 165.59
CSP | 0 | 0 | 0 | 0 | 0 | 0
CT | 0 | 0.01 | 0.04 | 0.06 | 0.44 | 0.5
Coal | 18.1 | 30.96 | 34.21 | 37.81 | 39.85 | 41.08
Geo | 0 | 0 | 0 | 0 | 0 | 0
H | 0 | 0 | 0 | 0 | 0 | 0
LFG | 0 | 0 | 0 | 0 | 0 | 0
Nuc | 0 | 0 | 0 | 0 | 0 | 0
PS | 0 | 0 | 0 | 0 | 0 | 0
PV | 0 | 0 | 0 | 0 | 0 | 0
PeakG | 0.08 | 0.36 | 0.88 | 0.87 | 1.29 | 0.81
PeakO | 0 | 0 | 0 | 0 | 0 | 0
ST | 0 | 0 | 0 | 0 | 0 | 0
STOG | 1.43 | 3.12 | 3.93 | 3.71 | 4.84 | 5.06
STWD | 0 | 0 | 0 | 0 | 0 | 0
WT | 0 | 0 | 0 | 0 | 0 | 0
IGCC | 0 | 0 | 0 | 0 | 0 | 0
DemandResponse | 0 | 0 | 0 | 0 | 0 | 0
IGCC-CCS | 0 | 0 | 0 | 0 | 0 | 0
WT_off | 0 | 0 | 0 | 0 | 0 | 0
PseudoUnit | 0 | 0 | 0 | 0 | 0 | 0
FixedInterchange | 0 | 0 | 0 | 0 | 0 | 0
Emission Cost by Reporting Type: EI_Canada
ReportingType | 2015 | 2020 | 2025 | 2030 | 2035 | 2040
BM | 0 | 0 | 0 | 0 | 0 | 0
CC | 0 | 0 | 0 | 0 | 0 | 0
CSP | 0 | 0 | 0 | 0 | 0 | 0
CT | 0 | 0 | 0 | 0 | 0 | 0
Coal | 0 | 0 | 0 | 0 | 0 | 0
Geo | 0 | 0 | 0 | 0 | 0 | 0
H | 0 | 0 | 0 | 0 | 0 | 0
LFG | 0 | 0 | 0 | 0 | 0 | 0
Nuc | 0 | 0 | 0 | 0 | 0 | 0
PS | 0 | 0 | 0 | 0 | 0 | 0
PV | 0 | 0 | 0 | 0 | 0 | 0
PeakG | 0 | 0 | 0 | 0 | 0 | 0
PeakO | 0 | 0 | 0 | 0 | 0 | 0
ST | 0 | 0 | 0 | 0 | 0 | 0
STOG | 0 | 0 | 0 | 0 | 0 | 0
STWD | 0 | 0 | 0 | 0 | 0 | 0
WT | 0 | 0 | 0 | 0 | 0 | 0
IGCC | 0 | 0 | 0 | 0 | 0 | 0
DemandResponse | 0 | 0 | 0 | 0 | 0 | 0
IGCC-CCS | 0 | 0 | 0 | 0 | 0 | 0
WT_off | 0 | 0 | 0 | 0 | 0 | 0
PseudoUnit | 0 | 0 | 0 | 0 | 0 | 0
FixedInterchange | 0 | 0 | 0 | 0 | 0 | 0
Emission Cost by Reporting Type: EI
ReportingType | 2015 | 2020 | 2025 | 2030 | 2035 | 2040
BM | 0 | 0 | 0 | 0 | 0 | 0
CC | 83.23 | 102.92 | 102.34 | 103.97 | 141.65 | 165.59
CSP | 0 | 0 | 0 | 0 | 0 | 0
CT | 0 | 0.01 | 0.04 | 0.06 | 0.44 | 0.5
Coal | 18.1 | 30.96 | 34.21 | 37.81 | 39.85 | 41.08
Geo | 0 | 0 | 0 | 0 | 0 | 0
H | 0 | 0 | 0 | 0 | 0 | 0
LFG | 0 | 0 | 0 | 0 | 0 | 0
Nuc | 0 | 0 | 0 | 0 | 0 | 0
PS | 0 | 0 | 0 | 0 | 0 | 0
PV | 0 | 0 | 0 | 0 | 0 | 0
PeakG | 0.08 | 0.36 | 0.88 | 0.87 | 1.29 | 0.81
PeakO | 0 | 0 | 0 | 0 | 0 | 0
ST | 0 | 0 | 0 | 0 | 0 | 0
STOG | 1.43 | 3.12 | 3.93 | 3.71 | 4.84 | 5.06
STWD | 0 | 0 | 0 | 0 | 0 | 0
WT | 0 | 0 | 0 | 0 | 0 | 0
IGCC | 0 | 0 | 0 | 0 | 0 | 0
DemandResponse | 0 | 0 | 0 | 0 | 0 | 0
IGCC-CCS | 0 | 0 | 0 | 0 | 0 | 0
WT_off | 0 | 0 | 0 | 0 | 0 | 0
PseudoUnit | 0 | 0 | 0 | 0 | 0 | 0
FixedInterchange | 0 | 0 | 0 | 0 | 0 | 0
Emission Cost by Reporting Type: Outside_EI
ReportingType | 2015 | 2020 | 2025 | 2030 | 2035 | 2040
BM | 0 | 0 | 0 | 0 | 0 | 0
CC | 0 | 0 | 0 | 0 | 0 | 0
CSP | 0 | 0 | 0 | 0 | 0 | 0
CT | 0 | 0 | 0 | 0 | 0 | 0
Coal | 0 | 0 | 0 | 0 | 0 | 0
Geo | 0 | 0 | 0 | 0 | 0 | 0
H | 0 | 0 | 0 | 0 | 0 | 0
LFG | 0 | 0 | 0 | 0 | 0 | 0
Nuc | 0 | 0 | 0 | 0 | 0 | 0
PS | 0 | 0 | 0 | 0 | 0 | 0
PV | 0 | 0 | 0 | 0 | 0 | 0
PeakG | 0 | 0 | 0 | 0 | 0 | 0
PeakO | 0 | 0 | 0 | 0 | 0 | 0
ST | 0 | 0 | 0 | 0 | 0 | 0
STOG | 0 | 0 | 0 | 0 | 0 | 0
STWD | 0 | 0 | 0 | 0 | 0 | 0
WT | 0 | 0 | 0 | 0 | 0 | 0
IGCC | 0 | 0 | 0 | 0 | 0 | 0
DemandResponse | 0 | 0 | 0 | 0 | 0 | 0
IGCC-CCS | 0 | 0 | 0 | 0 | 0 | 0
WT_off | 0 | 0 | 0 | 0 | 0 | 0
PseudoUnit | 0 | 0 | 0 | 0 | 0 | 0
FixedInterchange | 0 | 0 | 0 | 0 | 0 | 0
#8 | 0.26: Base VOM Costs ($million)
Base VOM Costs by Reporting Type: Entergy
ReportingType | 2015 | 2020 | 2025 | 2030 | 2035 | 2040
BM | 0 | 0 | 0 | 0 | 0 | 0
CC | 158.61 | 214.79 | 189.8 | 194.63 | 203.59 | 192.71
CSP | 0 | 0 | 0 | 0 | 0 | 0
CT | 0 | 0 | 0 | 0 | 0 | 0
Coal | 233.14 | 206.84 | 249.61 | 252.94 | 262.06 | 327.85
Geo | 0 | 0 | 0 | 0 | 0 | 0
H | 0 | 0 | 0 | 0 | 0 | 0
LFG | 0 | 0 | 0 | 0.01 | 0.01 | 0.01
Nuc | 100.26 | 100.26 | 100.26 | 100.26 | 84.69 | 66.26
PS | 0 | 0 | 0 | 0 | 0 | 0
PV | 0 | 0 | 0 | 0 | 0 | 0
PeakG | 0 | 0.04 | 0.25 | 0.23 | 0.16 | 0.14
PeakO | 0 | 0 | 0 | 0 | 0 | 0
ST | 0 | 0 | 0 | 0 | 0 | 0
STOG | 3.49 | 3.81 | 3.57 | 3.57 | 3.48 | 3.5
STWD | 0 | 0 | 0 | 0 | 0.01 | 0.18
WT | 0 | 0 | 0 | 0 | 0 | 0
IGCC | 0 | 0 | 0 | 0 | 0 | 0
DemandResponse | 0 | 0 | 0 | 0 | 0 | 0
IGCC-CCS | 0 | 0 | 0 | 0 | 0 | 0
WT_off | 0 | 0 | 0 | 0 | 0 | 0
PseudoUnit | 0 | 0 | 0 | 0 | 0 | 0
FixedInterchange | 0 | 0 | 0 | 0 | 0 | 0
Base VOM Costs by Reporting Type: FRCC
ReportingType | 2015 | 2020 | 2025 | 2030 | 2035 | 2040
BM | 0 | 0 | 0 | 0 | 0 | 0
CC | 370.99 | 464.82 | 503.21 | 578.29 | 699.21 | 825.95
CSP | 0 | 0 | 0 | 0 | 0 | 0
CT | 8.38 | 9.95 | 9.88 | 9.47 | 8.34 | 7.1
Coal | 206.79 | 218.09 | 243.66 | 247.15 | 252.59 | 252.59
Geo | 0 | 0 | 0 | 0 | 0 | 0
H | 0 | 0 | 0 | 0 | 0 | 0
LFG | 0.04 | 0.04 | 0.06 | 0.06 | 0.06 | 0.06
Nuc | 76.4 | 76.4 | 76.4 | 76.4 | 46.53 | 15.51
PS | 0 | 0 | 0 | 0 | 0 | 0
PV | 0 | 0 | 0 | 0 | 0 | 0
PeakG | 3.68 | 3.79 | 5.96 | 4.19 | 3.33 | 2.52
PeakO | 0 | 0 | 0 | 0 | 0 | 0
ST | 0 | 0 | 0 | 0 | 0 | 0
STOG | 8.52 | 7.7 | 6.76 | 6.61 | 6.07 | 3.98
STWD | 0 | 0.19 | 0.31 | 0.31 | 0.37 | 0.48
WT | 0 | 0 | 0 | 0 | 0 | 0
IGCC | 0 | 0 | 0 | 0 | 0 | 0
DemandResponse | 0 | 0 | 0 | 0 | 0 | 0
IGCC-CCS | 0 | 0 | 0 | 0 | 0 | 0
WT_off | 0 | 0 | 0 | 0 | 0 | 0
PseudoUnit | 0 | 0 | 0 | 0 | 0 | 0
FixedInterchange | 0 | 0 | 0 | 0 | 0 | 0
Base VOM Costs by Reporting Type: MAPP_US
ReportingType | 2015 | 2020 | 2025 | 2030 | 2035 | 2040
BM | 0 | 0 | 0 | 0 | 0 | 0
CC | 0.48 | 0.61 | 0.48 | 0.47 | 0.47 | 0.47
CSP | 0 | 0 | 0 | 0 | 0 | 0
CT | 0 | 0 | 0 | 0 | 0 | 0
Coal | 78.89 | 87.75 | 87.75 | 87.75 | 96.31 | 105.21
Geo | 0 | 0 | 0 | 0 | 0 | 0
H | 0 | 0 | 0 | 0 | 0 | 0
LFG | 0 | 0 | 0 | 0.01 | 0.01 | 0.01
Nuc | 0 | 0 | 0 | 0 | 0 | 0
PS | 0 | 0 | 0 | 0 | 0 | 0
PV | 0 | 0 | 0 | 0 | 0 | 0
PeakG | 0.21 | 0.58 | 0.69 | 1.1 | 1.15 | 0.57
PeakO | 0 | 0 | 0 | 0 | 0 | 0
ST | 0 | 0 | 0 | 0 | 0 | 0
STOG | 0 | 0 | 0 | 0 | 0 | 0
STWD | 0 | 0 | 0 | 0 | 0 | 0
WT | 0.07 | 0.07 | 0.07 | 0.1 | 0.1 | 0.11
IGCC | 0 | 0 | 0 | 0 | 0 | 0
DemandResponse | 0 | 0 | 0 | 0 | 0 | 0
IGCC-CCS | 0 | 0 | 0 | 0 | 0 | 0
WT_off | 0 | 0 | 0 | 0 | 0 | 0
PseudoUnit | 0 | 0 | 0 | 0 | 0 | 0
FixedInterchange | 0 | 0 | 0 | 0 | 0 | 0
Base VOM Costs by Reporting Type: MISO_IN
ReportingType | 2015 | 2020 | 2025 | 2030 | 2035 | 2040
BM | 0 | 0 | 0 | 0 | 0 | 0
CC | 10.3 | 25.05 | 17.54 | 30.38 | 75.85 | 89.2
CSP | 0 | 0 | 0 | 0 | 0 | 0
CT | 0 | 0 | 0 | 0 | 0 | 0
Coal | 331.3 | 377.29 | 393.21 | 405.28 | 420.18 | 426.45
Geo | 0 | 0 | 0 | 0 | 0 | 0
H | 0 | 0 | 0 | 0 | 0 | 0
LFG | 0 | 0 | 0.01 | 0.01 | 0.01 | 0.01
Nuc | 0 | 0 | 0 | 0 | 0 | 0
PS | 0 | 0 | 0 | 0 | 0 | 0
PV | 0 | 0 | 0.01 | 0.01 | 0.01 | 0.01
PeakG | 0.12 | 0.21 | 0.21 | 0.21 | 0.21 | 0.75
PeakO | 0 | 0 | 0 | 0 | 0 | 0
ST | 0 | 0 | 0 | 0 | 0 | 0
STOG | 0.13 | 0.13 | 0.25 | 0.13 | 0.13 | 0.25
STWD | 0 | 0 | 0 | 0 | 0 | 0
WT | 0.02 | 0.02 | 0.02 | 0.02 | 0.02 | 0.02
IGCC | 30.43 | 30.43 | 30.43 | 30.43 | 30.43 | 30.43
DemandResponse | 0 | 0 | 0 | 0 | 0 | 0
IGCC-CCS | 0 | 0 | 0 | 0 | 0 | 0
WT_off | 0 | 0 | 0 | 0 | 0 | 0
PseudoUnit | 0 | 0 | 0 | 0 | 0 | 0
FixedInterchange | 0 | 0 | 0 | 0 | 0 | 0
Base VOM Costs by Reporting Type: MISO_MI
ReportingType | 2015 | 2020 | 2025 | 2030 | 2035 | 2040
BM | 0 | 0 | 0 | 0 | 0 | 0
CC | 34.28 | 33.63 | 30.16 | 22.63 | 18.2 | 17.08
CSP | 0 | 0 | 0 | 0 | 0 | 0
CT | 0 | 0 | 0 | 0 | 0 | 0
Coal | 206.62 | 203.84 | 212.75 | 221.49 | 225.18 | 225.18
Geo | 0 | 0 | 0 | 0 | 0 | 0
H | 0 | 0 | 0 | 0 | 0 | 0
LFG | 0.01 | 0.03 | 0.03 | 0.03 | 0.03 | 0.03
Nuc | 34.93 | 34.93 | 34.93 | 34.93 | 20.54 | 20.54
PS | 0 | 0 | 0 | 0 | 0 | 0
PV | 0 | 0 | 0 | 0 | 0 | 0
PeakG | 0.16 | 0.28 | 0.87 | 0.73 | 0.71 | 0.31
PeakO | 0 | 0 | 0 | 0 | 0 | 0
ST | 0 | 0 | 0 | 0 | 0 | 0
STOG | 0.73 | 1.24 | 1.28 | 1.23 | 1.28 | 1.58
STWD | 0.34 | 0.08 | 0.16 | 0.16 | 0.26 | 0.34
WT | 0.06 | 0.07 | 0.08 | 0.08 | 0.08 | 0.09
IGCC | 0 | 0 | 0 | 0 | 0 | 0
DemandResponse | 0 | 0 | 0 | 0 | 0 | 0
IGCC-CCS | 0 | 0 | 0 | 0 | 0 | 0
WT_off | 0 | 0 | 0 | 0 | 0 | 0
PseudoUnit | 0 | 0 | 0 | 0 | 0 | 0
FixedInterchange | 0 | 0 | 0 | 0 | 0 | 0
Base VOM Costs by Reporting Type: MISO_MO-IL
ReportingType | 2015 | 2020 | 2025 | 2030 | 2035 | 2040
BM | 0 | 0 | 0 | 0 | 0 | 0
CC | 7.39 | 11.27 | 6.32 | 3.91 | 2.9 | 3.4
CSP | 0 | 0 | 0 | 0 | 0 | 0
CT | 0 | 0 | 0 | 0 | 0 | 0
Coal | 389.66 | 354.01 | 386.98 | 391.16 | 410.79 | 412.04
Geo | 0 | 0 | 0 | 0 | 0 | 0
H | 0 | 0 | 0 | 0 | 0 | 0
LFG | 0 | 0 | 0.02 | 0.02 | 0.02 | 0.02
Nuc | 41.29 | 41.29 | 41.29 | 41.29 | 41.29 | 41.29
PS | 0 | 0 | 0 | 0 | 0 | 0
PV | 0 | 0 | 0 | 0 | 0 | 0
PeakG | 1.2 | 2.27 | 3.51 | 3.27 | 3.67 | 5.1
PeakO | 0 | 0 | 0 | 0 | 0 | 0
ST | 0 | 0 | 0 | 0 | 0 | 0
STOG | 0.14 | 0.26 | 0.26 | 0.14 | 0.14 | 0.04
STWD | 0 | 0 | 0 | 0 | 0 | 0
WT | 0.02 | 0.02 | 0.02 | 0.02 | 0.09 | 0.15
IGCC | 0 | 0 | 0 | 0 | 0 | 0
DemandResponse | 0 | 0 | 0 | 0 | 0 | 0
IGCC-CCS | 0 | 0 | 0 | 0 | 0 | 0
WT_off | 0 | 0 | 0 | 0 | 0 | 0
PseudoUnit | 0 | 0 | 0 | 0 | 0 | 0
FixedInterchange | 0 | 0 | 0 | 0 | 0 | 0
Base VOM Costs by Reporting Type: MISO_W
ReportingType | 2015 | 2020 | 2025 | 2030 | 2035 | 2040
BM | 0 | 0 | 0 | 0 | 0 | 0
CC | 25.71 | 22.89 | 14.39 | 9.99 | 6.31 | 7.93
CSP | 0 | 0 | 0 | 0 | 0 | 0
CT | 0 | 0 | 0 | 0 | 0 | 0
Coal | 325.46 | 335.54 | 341.25 | 334.43 | 332.36 | 331.28
Geo | 0 | 0 | 0 | 0 | 0 | 0
H | 0 | 0 | 0 | 0 | 0 | 0
LFG | 0.02 | 0.02 | 0.02 | 0.02 | 0.02 | 0.02
Nuc | 43.67 | 43.67 | 43.67 | 43.67 | 0 | 0
PS | 0 | 0 | 0 | 0 | 0 | 0
PV | 0 | 0 | 0 | 0 | 0 | 0
PeakG | 3.38 | 2.18 | 1.78 | 0.6 | 0.31 | 0.57
PeakO | 0 | 0 | 0 | 0 | 0 | 0
ST | 0 | 0 | 0 | 0 | 0 | 0
STOG | 0.06 | 0.02 | 0.01 | 0 | 0 | 0
STWD | 0 | 0.01 | 0 | 0.01 | 0.27 | 0.29
WT | 0.32 | 0.41 | 0.53 | 1.02 | 1.36 | 1.36
IGCC | 0 | 0 | 0 | 0 | 0 | 0
DemandResponse | 0 | 0 | 0 | 0 | 0 | 0
IGCC-CCS | 0 | 0 | 0 | 0 | 0 | 0
WT_off | 0 | 0 | 0 | 0 | 0 | 0
PseudoUnit | 0 | 0 | 0 | 0 | 0 | 0
FixedInterchange | 0 | 0 | 0 | 0 | 0 | 0
Base VOM Costs by Reporting Type: MISO_WUMS
ReportingType | 2015 | 2020 | 2025 | 2030 | 2035 | 2040
BM | 0 | 0 | 0 | 0 | 0 | 0
CC | 38.11 | 87.58 | 71.8 | 57 | 64.45 | 64.02
CSP | 0 | 0 | 0 | 0 | 0 | 0
CT | 0 | 2.15 | 2.64 | 3.57 | 8.64 | 15.67
Coal | 106.13 | 117.61 | 137.18 | 145.69 | 171.63 | 177.87
Geo | 0 | 0 | 0 | 0 | 0 | 0
H | 0 | 0 | 0 | 0 | 0 | 0
LFG | 0.01 | 0.01 | 0.03 | 0.03 | 0.03 | 0.03
Nuc | 33.6 | 33.6 | 33.6 | 33.6 | 0 | 0
PS | 0 | 0 | 0 | 0 | 0 | 0
PV | 0 | 0 | 0 | 0 | 0 | 0
PeakG | 0.22 | 0.01 | 0 | 0 | 0 | 0
PeakO | 0 | 0 | 0 | 0 | 0 | 0
ST | 0 | 0 | 0 | 0 | 0 | 0
STOG | 0.01 | 0 | 0 | 0 | 0 | 0
STWD | 0 | 0 | 0 | 0 | 0 | 0.1
WT | 0.05 | 0.05 | 0.05 | 0.05 | 0.05 | 0.05
IGCC | 0 | 0 | 0 | 0 | 0 | 0
DemandResponse | 0 | 0 | 0 | 0 | 0 | 0
IGCC-CCS | 0 | 0 | 0 | 0 | 0 | 0
WT_off | 0 | 0 | 0 | 0 | 0 | 0
PseudoUnit | 0 | 0 | 0 | 0 | 0 | 0
FixedInterchange | 0 | 0 | 0 | 0 | 0 | 0
Base VOM Costs by Reporting Type: Nebraska
ReportingType | 2015 | 2020 | 2025 | 2030 | 2035 | 2040
BM | 0 | 0 | 0 | 0 | 0 | 0
CC | 1.56 | 1.29 | 1.05 | 0.88 | 0.86 | 0.6
CSP | 0 | 0 | 0 | 0 | 0 | 0
CT | 0 | 0 | 0 | 0 | 0 | 0
Coal | 117.38 | 127.61 | 127.61 | 127.3 | 178.36 | 197.57
Geo | 0 | 0 | 0 | 0 | 0 | 0
H | 0 | 0 | 0 | 0 | 0 | 0
LFG | 0 | 0 | 0 | 0.01 | 0.01 | 0.01
Nuc | 23.15 | 23.15 | 23.15 | 23.15 | 0 | 0
PS | 0 | 0 | 0 | 0 | 0 | 0
PV | 0 | 0 | 0 | 0 | 0 | 0
PeakG | 0.6 | 0.58 | 0.75 | 0.92 | 0.2 | 0.07
PeakO | 0 | 0 | 0 | 0 | 0 | 0
ST | 0 | 0 | 0 | 0 | 0 | 0
STOG | 0.13 | 0.13 | 0.13 | 0.18 | 0.05 | 0.01
STWD | 0 | 0 | 0 | 0 | 0 | 0
WT | 0.01 | 0.01 | 0.01 | 0.01 | 0.01 | 0.01
IGCC | 0 | 0 | 0 | 0 | 0 | 0
DemandResponse | 0 | 0 | 0 | 0 | 0 | 0
IGCC-CCS | 0 | 0 | 0 | 0 | 0 | 0
WT_off | 0 | 0 | 0 | 0 | 0 | 0
PseudoUnit | 0 | 0 | 0 | 0 | 0 | 0
FixedInterchange | 0 | 0 | 0 | 0 | 0 | 0
Base VOM Costs by Reporting Type: NEISO
ReportingType | 2015 | 2020 | 2025 | 2030 | 2035 | 2040
BM | 9.41 | 0.04 | 0.04 | 0.13 | 0.13 | 0.14
CC | 124.55 | 103.3 | 103.2 | 110.6 | 141.92 | 156.86
CSP | 0 | 0 | 0 | 0 | 0 | 0
CT | 0.03 | 0.11 | 0.11 | 0.03 | 0.32 | 0.66
Coal | 0.12 | 0 | 0 | 0 | 0 | 0
Geo | 0 | 0 | 0 | 0 | 0 | 0
H | 0 | 0 | 0 | 0 | 0 | 0
LFG | 0.05 | 0.05 | 0.06 | 0.06 | 0.06 | 0.06
Nuc | 85.9 | 85.9 | 85.9 | 85.9 | 62.06 | 45.84
PS | 0 | 0 | 0 | 0 | 0 | 0
PV | 0 | 0.01 | 0.01 | 0.01 | 0.01 | 0.01
PeakG | 0.22 | 0.32 | 0.32 | 0.3 | 0.85 | 0.85
PeakO | 0 | 0 | 0 | 0 | 0 | 0
ST | 0 | 0 | 0 | 0 | 0 | 0
STOG | 0 | 0 | 0 | 0 | 0 | 0
STWD | 9.57 | 0.03 | 0.04 | 0.03 | 0.08 | 0.08
WT | 0.01 | 0.14 | 0.17 | 0.17 | 0.17 | 0.17
IGCC | 0 | 0 | 0 | 0 | 0 | 0
DemandResponse | 0 | 0 | 0 | 0 | 0 | 0
IGCC-CCS | 0 | 0 | 0 | 0 | 0 | 0
WT_off | 0.02 | 0.02 | 0.02 | 0.02 | 0 | 0
PseudoUnit | 0 | 0 | 0 | 0 | 0 | 0
FixedInterchange | 0 | 0 | 0 | 0 | 0 | 0
Base VOM Costs by Reporting Type: NonRTO_Midwest
ReportingType | 2015 | 2020 | 2025 | 2030 | 2035 | 2040
BM | 0 | 0 | 0 | 0 | 0 | 0
CC | 0 | 8.5 | 6.63 | 8.25 | 10.15 | 13.72
CSP | 0 | 0 | 0 | 0 | 0 | 0
CT | 0 | 0.37 | 0.37 | 1.13 | 0.58 | 1.4
Coal | 232.19 | 264.86 | 270.17 | 275.31 | 281.37 | 287.57
Geo | 0 | 0 | 0 | 0 | 0 | 0
H | 0 | 0 | 0 | 0 | 0 | 0
LFG | 0 | 0 | 0.01 | 0.01 | 0.01 | 0.01
Nuc | 0 | 0 | 0 | 0 | 0 | 0
PS | 0 | 0 | 0 | 0 | 0 | 0
PV | 0 | 0 | 0 | 0 | 0 | 0
PeakG | 1.29 | 2.45 | 2.79 | 2.56 | 2.42 | 2.87
PeakO | 0 | 0 | 0 | 0 | 0 | 0
ST | 0 | 0 | 0 | 0 | 0 | 0
STOG | 0 | 0 | 0 | 0 | 0 | 0
STWD | 0 | 0 | 0 | 0 | 0 | 0
WT | 0 | 0 | 0 | 0 | 0 | 0
IGCC | 0 | 0 | 0 | 0 | 0 | 0
DemandResponse | 0 | 0 | 0 | 0 | 0 | 0
IGCC-CCS | 0 | 0 | 0 | 0 | 0 | 0
WT_off | 0 | 0 | 0 | 0 | 0 | 0
PseudoUnit | 0 | 0 | 0 | 0 | 0 | 0
FixedInterchange | 0 | 0 | 0 | 0 | 0 | 0
Base VOM Costs by Reporting Type: NYISO_A-F
ReportingType | 2015 | 2020 | 2025 | 2030 | 2035 | 2040
BM | 0 | 0 | 0 | 0 | 0 | 0
CC | 21.78 | 29.95 | 32.44 | 33.04 | 40.65 | 39.56
CSP | 0 | 0 | 0 | 0 | 0 | 0
CT | 0 | 0 | 0 | 0 | 0 | 0
Coal | 0 | 0 | 0 | 0 | 0 | 0
Geo | 0 | 0 | 0 | 0 | 0 | 0
H | 0 | 0 | 0 | 0 | 0 | 0
LFG | 0.02 | 0.02 | 0.02 | 0.02 | 0.02 | 0.02
Nuc | 62.23 | 62.23 | 62.23 | 50.74 | 40 | 24.24
PS | 0 | 0 | 0 | 0 | 0 | 0
PV | 0 | 0 | 0 | 0 | 0 | 0
PeakG | 0 | 0.02 | 0.05 | 0.05 | 0.05 | 0.05
PeakO | 0 | 0 | 0 | 0 | 0 | 0
ST | 0 | 0 | 0 | 0 | 0 | 0
STOG | 0 | 0 | 0 | 0 | 0 | 0
STWD | 0 | 0 | 0 | 0 | 0 | 0.01
WT | 0.11 | 0.13 | 0.13 | 0.16 | 0.18 | 0.18
IGCC | 0 | 0 | 0 | 0 | 0 | 0
DemandResponse | 0 | 0 | 0 | 0 | 0 | 0
IGCC-CCS | 0 | 0 | 0 | 0 | 0 | 0
WT_off | 0 | 0 | 0 | 0 | 0 | 0
PseudoUnit | 0 | 0 | 0 | 0 | 0 | 0
FixedInterchange | 0 | 0 | 0 | 0 | 0 | 0
Base VOM Costs by Reporting Type: NYISO_G-I
ReportingType | 2015 | 2020 | 2025 | 2030 | 2035 | 2040
BM | 0 | 0 | 0 | 0 | 0 | 0
CC | 16.07 | 20.31 | 28.53 | 50.01 | 120.11 | 191.96
CSP | 0 | 0 | 0 | 0 | 0 | 0
CT | 0 | 0 | 0 | 0 | 0 | 0
Coal | 0 | 0 | 0 | 0 | 0 | 0
Geo | 0 | 0 | 0 | 0 | 0 | 0
H | 0 | 0 | 0 | 0 | 0 | 0
LFG | 0.01 | 0.01 | 0.01 | 0.01 | 0.01 | 0.01
Nuc | 37.82 | 37.82 | 37.82 | 37.82 | 18.96 | 0.01
PS | 0 | 0 | 0 | 0 | 0 | 0
PV | 0 | 0 | 0 | 0 | 0 | 0
PeakG | 0 | 0 | 0 | 0 | 0 | 0
PeakO | 0 | 0 | 0 | 0 | 0 | 0
ST | 0 | 0 | 0 | 0 | 0 | 0
STOG | 0 | 0 | 0 | 0 | 0 | 0
STWD | 0 | 0 | 0 | 0 | 0 | 0
WT | 0 | 0 | 0 | 0 | 0 | 0
IGCC | 0 | 0 | 0 | 0 | 0 | 0
DemandResponse | 0 | 0 | 0 | 0 | 0 | 0
IGCC-CCS | 0 | 0 | 0 | 0 | 0 | 0
WT_off | 0 | 0 | 0 | 0 | 0 | 0
PseudoUnit | 0 | 0 | 0 | 0 | 0 | 0
FixedInterchange | 0 | 0 | 0 | 0 | 0 | 0
Base VOM Costs by Reporting Type: NYISO_J-K
ReportingType | 2015 | 2020 | 2025 | 2030 | 2035 | 2040
BM | 0 | 0 | 0 | 0 | 0 | 0
CC | 68.36 | 83.6 | 83.86 | 81.65 | 83.78 | 86.16
CSP | 0 | 0 | 0 | 0 | 0 | 0
CT | 0 | 0 | 0.19 | 0.48 | 1.23 | 2.38
Coal | 0 | 0 | 0 | 0 | 0 | 0
Geo | 0 | 0 | 0 | 0 | 0 | 0
H | 0 | 0 | 0 | 0 | 0 | 0
LFG | 0.01 | 0.01 | 0.01 | 0.02 | 0.02 | 0.02
Nuc | 0 | 0 | 0 | 0 | 0 | 0
PS | 0 | 0 | 0 | 0 | 0 | 0
PV | 0 | 0 | 0 | 0 | 0 | 0
PeakG | 0.41 | 1.2 | 1.47 | 1.39 | 1.48 | 2.46
PeakO | 0 | 0 | 0 | 0 | 0 | 0
ST | 0 | 0 | 0 | 0 | 0 | 0
STOG | 2.74 | 5.16 | 6.34 | 6.38 | 7.48 | 9.36
STWD | 0 | 0 | 0 | 0 | 0 | 0
WT | 0 | 0 | 0 | 0 | 0 | 0
IGCC | 0 | 0 | 0 | 0 | 0 | 0
DemandResponse | 0 | 0 | 0 | 0 | 0 | 0
IGCC-CCS | 0 | 0 | 0 | 0 | 0 | 0
WT_off | 0 | 0 | 0 | 0 | 0 | 0
PseudoUnit | 0 | 0 | 0 | 0 | 0 | 0
FixedInterchange | 0 | 0 | 0 | 0 | 0 | 0
Base VOM Costs by Reporting Type: PJM_E
ReportingType | 2015 | 2020 | 2025 | 2030 | 2035 | 2040
BM | 0.71 | 1.12 | 1.12 | 0.94 | 0.36 | 0.19
CC | 79.53 | 144.79 | 129.64 | 111.66 | 149.11 | 162.87
CSP | 0 | 0 | 0 | 0 | 0 | 0
CT | 0 | 0.01 | 0.01 | 0.03 | 2.12 | 1.11
Coal | 2 | 2.55 | 3.54 | 5.12 | 9.54 | 12.21
Geo | 0 | 0 | 0 | 0 | 0 | 0
H | 0 | 0 | 0 | 0 | 0 | 0
LFG | 0.04 | 0.05 | 0.05 | 0.05 | 0.05 | 0.05
Nuc | 157.37 | 146 | 146 | 146 | 104.88 | 83.17
PS | 0 | 0 | 0 | 0 | 0 | 0
PV | 0 | 0 | 0 | 0 | 0 | 0
PeakG | 0 | 0.67 | 4 | 4 | 5.02 | 2.1
PeakO | 0 | 0 | 0 | 0 | 0 | 0
ST | 0 | 0 | 0 | 0 | 0 | 0
STOG | 0.2 | 1.22 | 1.68 | 1.22 | 2.38 | 1.07
STWD | 0 | 0 | 0 | 0 | 0 | 0
WT | 0.02 | 0.02 | 0.02 | 0.02 | 0.02 | 0.02
IGCC | 0 | 0 | 0 | 0 | 0 | 0
DemandResponse | 0 | 0 | 0 | 0 | 0 | 0
IGCC-CCS | 0 | 0 | 0 | 0 | 0 | 0
WT_off | 0 | 0 | 0.04 | 0.04 | 0.04 | 0.04
PseudoUnit | 0 | 0 | 0 | 0 | 0 | 0
FixedInterchange | 0 | 0 | 0 | 0 | 0 | 0
Base VOM Costs by Reporting Type: PJM_ROM
ReportingType | 2015 | 2020 | 2025 | 2030 | 2035 | 2040
BM | 0.37 | 0.67 | 0.67 | 0.57 | 0.21 | 0.12
CC | 47.41 | 72.14 | 65.95 | 57.49 | 158.21 | 495.1
CSP | 0 | 0 | 0 | 0 | 0 | 0
CT | 0 | 0.01 | 0.03 | 0.02 | 0.03 | 0.02
Coal | 197.64 | 244.41 | 253.97 | 262.79 | 262.79 | 262.79
Geo | 0 | 0 | 0 | 0 | 0 | 0
H | 0 | 0 | 0 | 0 | 0 | 0
LFG | 0.03 | 0.05 | 0.05 | 0.05 | 0.05 | 0.05
Nuc | 93.13 | 93.13 | 93.13 | 93.13 | 61.1 | 44.47
PS | 0 | 0 | 0 | 0 | 0 | 0
PV | 0 | 0.03 | 0.04 | 0.05 | 0.05 | 0.05
PeakG | 0 | 0.4 | 0.4 | 0.4 | 1.63 | 0.4
PeakO | 0 | 0 | 0 | 0 | 0 | 0
ST | 0 | 0 | 0 | 0 | 0 | 0
STOG | 1.64 | 3.02 | 3.21 | 3.21 | 3.27 | 3.21
STWD | 0.52 | 1.16 | 1.16 | 0.98 | 0.37 | 0.21
WT | 0.03 | 0.06 | 0.06 | 0.06 | 0.06 | 0.06
IGCC | 0 | 0 | 0 | 0 | 0 | 0
DemandResponse | 0 | 0 | 0 | 0 | 0 | 0
IGCC-CCS | 0 | 0 | 0 | 0 | 0 | 0
WT_off | 0 | 0 | 0 | 0 | 0 | 0
PseudoUnit | 0 | 0 | 0 | 0 | 0 | 0
FixedInterchange | 0 | 0 | 0 | 0 | 0 | 0
Base VOM Costs by Reporting Type: PJM_ROR
ReportingType | 2015 | 2020 | 2025 | 2030 | 2035 | 2040
BM | 0.36 | 1.34 | 1.79 | 0.8 | 0.98 | 0.76
CC | 195.79 | 192.27 | 167.44 | 241.12 | 422.66 | 335.06
CSP | 0 | 0 | 0 | 0 | 0 | 0
CT | 0.03 | 0.06 | 0.06 | 0.06 | 0.06 | 0.06
Coal | 1313.12 | 1241.12 | 1267.59 | 1273.68 | 1286.2 | 1291.75
Geo | 0 | 0 | 0 | 0 | 0 | 0
H | 0 | 0 | 0 | 0 | 0 | 0
LFG | 0.05 | 0.06 | 0.09 | 0.09 | 0.09 | 0.09
Nuc | 370.54 | 370.54 | 370.54 | 354.51 | 275.46 | 185.16
PS | 0 | 0 | 0 | 0 | 0 | 0
PV | 0 | 0 | 0 | 0 | 0 | 0
PeakG | 10.76 | 10.45 | 9.79 | 9.83 | 7.25 | 9.74
PeakO | 0 | 0 | 0 | 0 | 0 | 0
ST | 0 | 0 | 0 | 0 | 0 | 0
STOG | 1.9 | 2.03 | 2 | 1.95 | 1.9 | 1.9
STWD | 0.09 | 1.45 | 1.45 | 0.41 | 0.35 | 0.23
WT | 0.31 | 0.31 | 0.64 | 0.69 | 0.74 | 0.79
IGCC | 0 | 0 | 0 | 0 | 0 | 0
DemandResponse | 0 | 0 | 0 | 0 | 0 | 0
IGCC-CCS | 0 | 0 | 0 | 0 | 0 | 0
WT_off | 0 | 0 | 0 | 0 | 0 | 0
PseudoUnit | 0 | 0 | 0 | 0 | 0 | 0
FixedInterchange | 0 | 0 | 0 | 0 | 0 | 0
Base VOM Costs by Reporting Type: SOCO
ReportingType | 2015 | 2020 | 2025 | 2030 | 2035 | 2040
BM | 0 | 0 | 0.12 | 0.12 | 0.19 | 0.19
CC | 316.35 | 331.5 | 296.72 | 308.94 | 290.18 | 276.05
CSP | 0 | 0 | 0 | 0 | 0 | 0
CT | 0 | 0 | 0 | 0 | 0 | 0
Coal | 378.8 | 414.24 | 518.18 | 567.2 | 658.23 | 835.24
Geo | 0 | 0 | 0 | 0 | 0 | 0
H | 0 | 0 | 0 | 0 | 0 | 0
LFG | 0 | 0 | 0.01 | 0.01 | 0.01 | 0.01
Nuc | 108.01 | 143 | 143 | 143 | 143 | 94.09
PS | 0 | 0 | 0 | 0 | 0 | 0
PV | 0 | 0 | 0 | 0 | 0 | 0
PeakG | 4.01 | 9.53 | 16.27 | 15.69 | 16.34 | 15.94
PeakO | 0 | 0 | 0 | 0 | 0 | 0
ST | 0 | 0 | 0 | 0 | 0 | 0
STOG | 0 | 0 | 0 | 0 | 0 | 0
STWD | 0 | 0 | 0 | 0 | 0 | 0
WT | 0 | 0 | 0 | 0 | 0 | 0
IGCC | 0 | 0 | 0 | 0 | 0 | 0
DemandResponse | 0 | 0 | 0 | 0 | 0 | 0
IGCC-CCS | 0 | 0 | 0 | 0 | 0 | 0
WT_off | 0 | 0 | 0 | 0 | 0 | 0
PseudoUnit | 0 | 0 | 0 | 0 | 0 | 0
FixedInterchange | 0 | 0 | 0 | 0 | 0 | 0
Base VOM Costs by Reporting Type: SPP_N
ReportingType | 2015 | 2020 | 2025 | 2030 | 2035 | 2040
BM | 0 | 0 | 0 | 0 | 0 | 0
CC | 20.35 | 46.51 | 28.72 | 25.55 | 26.81 | 24.77
CSP | 0 | 0 | 0 | 0 | 0 | 0
CT | 0 | 0.64 | 0.99 | 3.81 | 6.5 | 3.76
Coal | 236.28 | 258.09 | 258.69 | 258.69 | 258.69 | 323.8
Geo | 0 | 0 | 0 | 0 | 0 | 0
H | 0 | 0 | 0 | 0 | 0 | 0
LFG | 0 | 0 | 0 | 0.01 | 0.01 | 0.01
Nuc | 21.45 | 21.45 | 21.45 | 21.45 | 21.45 | 21.45
PS | 0 | 0 | 0 | 0 | 0 | 0
PV | 0 | 0 | 0 | 0 | 0 | 0
PeakG | 0.49 | 0.2 | 0.73 | 0.32 | 0 | 0
PeakO | 0 | 0 | 0 | 0 | 0 | 0
ST | 0 | 0 | 0 | 0 | 0 | 0
STOG | 1.18 | 1.35 | 1.41 | 1.51 | 1.51 | 1.44
STWD | 0 | 0 | 0 | 0 | 0 | 0
WT | 0.05 | 0.05 | 0.05 | 0.05 | 0.05 | 0.05
IGCC | 0 | 0 | 0 | 0 | 0 | 0
DemandResponse | 0 | 0 | 0 | 0 | 0 | 0
IGCC-CCS | 0 | 0 | 0 | 0 | 0 | 0
WT_off | 0 | 0 | 0 | 0 | 0 | 0
PseudoUnit | 0 | 0 | 0 | 0 | 0 | 0
FixedInterchange | 0 | 0 | 0 | 0 | 0 | 0
Base VOM Costs by Reporting Type: SPP_S
ReportingType | 2015 | 2020 | 2025 | 2030 | 2035 | 2040
BM | 0 | 0 | 0 | 0 | 0 | 0
CC | 96.67 | 124.44 | 46.62 | 46.55 | 48.63 | 42.19
CSP | 0 | 0 | 0 | 0 | 0 | 0
CT | 0 | 0.69 | 0 | 0 | 0 | 0.14
Coal | 338.29 | 334.08 | 350.73 | 369.83 | 385.98 | 381.58
Geo | 0 | 0 | 0 | 0 | 0 | 0
H | 0 | 0 | 0 | 0 | 0 | 0
LFG | 0 | 0 | 0 | 0.01 | 0.01 | 0.01
Nuc | 0 | 0 | 0 | 0 | 0 | 0
PS | 0 | 0 | 0 | 0 | 0 | 0
PV | 0 | 0 | 0 | 0 | 0 | 0
PeakG | 0 | 0.09 | 0 | 0 | 0 | 0
PeakO | 0 | 0 | 0 | 0 | 0 | 0
ST | 0 | 0 | 0 | 0 | 0 | 0
STOG | 5.3 | 6.02 | 2.66 | 3.26 | 3.99 | 4.57
STWD | 0 | 0 | 0 | 0 | 0 | 0.01
WT | 0.11 | 0.21 | 0.78 | 0.81 | 0.84 | 0.88
IGCC | 0 | 0 | 0 | 0 | 0 | 0
DemandResponse | 0 | 0 | 0 | 0 | 0 | 0
IGCC-CCS | 0 | 0 | 0 | 0 | 0 | 0
WT_off | 0 | 0 | 0 | 0 | 0 | 0
PseudoUnit | 0 | 0 | 0 | 0 | 0 | 0
FixedInterchange | 0 | 0 | 0 | 0 | 0 | 0
Base VOM Costs by Reporting Type: TVA
ReportingType | 2015 | 2020 | 2025 | 2030 | 2035 | 2040
BM | 0 | 0 | 0 | 0 | 0 | 0
CC | 57.85 | 90.82 | 92.4 | 100.07 | 85.77 | 81.65
CSP | 0 | 0 | 0 | 0 | 0 | 0
CT | 0 | 2.47 | 2.55 | 3.61 | 2.19 | 4.1
Coal | 315.05 | 322.76 | 337.11 | 340.6 | 457.21 | 534.37
Geo | 0 | 0 | 0 | 0 | 0 | 0
H | 0 | 0 | 0 | 0 | 0 | 0
LFG | 0 | 0 | 0.01 | 0.01 | 0.01 | 0.01
Nuc | 152.12 | 152.12 | 152.12 | 152.12 | 105.66 | 82.02
PS | 0 | 0 | 0 | 0 | 0 | 0
PV | 0 | 0 | 0 | 0 | 0 | 0
PeakG | 0 | 0 | 0.19 | 0.07 | 0.06 | 0.15
PeakO | 0 | 0 | 0 | 0 | 0 | 0
ST | 0 | 0 | 0 | 0 | 0 | 0
STOG | 0 | 0 | 0 | 0 | 0 | 0
STWD | 0 | 0 | 0 | 0 | 0 | 0
WT | 0 | 0 | 0 | 0 | 0 | 0
IGCC | 0 | 0 | 0 | 0 | 0 | 0
DemandResponse | 0 | 0 | 0 | 0 | 0 | 0
IGCC-CCS | 0 | 0 | 0 | 0 | 0 | 0
WT_off | 0 | 0 | 0 | 0 | 0 | 0
PseudoUnit | 0 | 0 | 0 | 0 | 0 | 0
FixedInterchange | 0 | 0 | 0 | 0 | 0 | 0
Base VOM Costs by Reporting Type: TVA_Transmission
ReportingType | 2015 | 2020 | 2025 | 2030 | 2035 | 2040
BM | 0 | 0 | 0 | 0 | 0 | 0
CC | 0 | 0 | 0 | 0 | 0 | 0
CSP | 0 | 0 | 0 | 0 | 0 | 0
CT | 0 | 0 | 0 | 0 | 0 | 0
Coal | 0 | 0 | 0 | 0 | 0 | 0
Geo | 0 | 0 | 0 | 0 | 0 | 0
H | 0 | 0 | 0 | 0 | 0 | 0
LFG | 0 | 0 | 0 | 0 | 0 | 0
Nuc | 0 | 0 | 0 | 0 | 0 | 0
PS | 0 | 0 | 0 | 0 | 0 | 0
PV | 0 | 0 | 0 | 0 | 0 | 0
PeakG | 0 | 0 | 0 | 0 | 0 | 0
PeakO | 0 | 0 | 0 | 0 | 0 | 0
ST | 0 | 0 | 0 | 0 | 0 | 0
STOG | 0 | 0 | 0 | 0 | 0 | 0
STWD | 0 | 0 | 0 | 0 | 0 | 0
WT | 0 | 0 | 0 | 0 | 0 | 0
IGCC | 0 | 0 | 0 | 0 | 0 | 0
DemandResponse | 0 | 0 | 0 | 0 | 0 | 0
IGCC-CCS | 0 | 0 | 0 | 0 | 0 | 0
WT_off | 0 | 0 | 0 | 0 | 0 | 0
PseudoUnit | 0 | 0 | 0 | 0 | 0 | 0
FixedInterchange | 0 | 0 | 0 | 0 | 0 | 0
Base VOM Costs by Reporting Type: VACAR
ReportingType | 2015 | 2020 | 2025 | 2030 | 2035 | 2040
BM | 0.03 | 0.03 | 0.03 | 0.03 | 0.03 | 0.03
CC | 177.74 | 206.05 | 175.2 | 193.71 | 275.22 | 374.46
CSP | 0 | 0 | 0 | 0 | 0 | 0
CT | 0.73 | 0.73 | 0.75 | 1.49 | 3.89 | 5.73
Coal | 313.33 | 327.51 | 401.86 | 440.54 | 478.7 | 483.29
Geo | 0 | 0 | 0 | 0 | 0 | 0
H | 0 | 0 | 0 | 0 | 0 | 0
LFG | 0.01 | 0.01 | 0.01 | 0.01 | 0.01 | 0.01
Nuc | 211.36 | 248.42 | 248.42 | 248.42 | 188.36 | 154
PS | 0 | 0 | 0 | 0 | 0 | 0
PV | 0 | 0 | 0 | 0 | 0 | 0
PeakG | 0.94 | 1.58 | 2.66 | 2.53 | 2.52 | 2.38
PeakO | 0 | 0 | 0 | 0 | 0 | 0
ST | 0 | 0 | 0 | 0 | 0 | 0
STOG | 0 | 0 | 0 | 0 | 0 | 0
STWD | 4.67 | 4.67 | 0.45 | 0.51 | 0.52 | 0.59
WT | 0 | 0.08 | 0.08 | 0.08 | 0.08 | 0.08
IGCC | 0 | 0 | 0 | 0 | 0 | 0
DemandResponse | 0 | 0 | 0 | 0 | 0 | 0
IGCC-CCS | 0 | 0 | 0 | 0 | 0 | 0
WT_off | 0 | 0.03 | 0.09 | 0.1 | 0.11 | 0.12
PseudoUnit | 0 | 0 | 0 | 0 | 0 | 0
FixedInterchange | 0 | 0 | 0 | 0 | 0 | 0
Base VOM Costs by Reporting Type: IESO
ReportingType | 2015 | 2020 | 2025 | 2030 | 2035 | 2040
BM | 0 | 0 | 0 | 0 | 0 | 0.02
CC | 2.78 | 4.51 | 5.6 | 6.43 | 29.78 | 93.13
CSP | 0 | 0 | 0 | 0 | 0 | 0
CT | 0 | 0 | 0 | 0 | 0.35 | 1.35
Coal | 0 | 0 | 0 | 0 | 0 | 0
Geo | 0 | 0 | 0 | 0 | 0 | 0
H | 0 | 0 | 0 | 0 | 0 | 0
LFG | 0.01 | 0.01 | 0.01 | 0.01 | 0.01 | 0.01
Nuc | 240.73 | 240.73 | 240.73 | 240.73 | 221.68 | 193.2
PS | 0 | 0 | 0 | 0 | 0 | 0
PV | 0 | 0 | 0 | 0 | 0 | 0
PeakG | 0 | 0 | 0 | 0 | 0.04 | 0.13
PeakO | 0 | 0 | 0 | 0 | 0 | 0
ST | 0 | 0 | 0 | 0 | 0 | 0
STOG | 0 | 0 | 0 | 0 | 0 | 0
STWD | 0 | 0 | 0 | 0 | 0 | 0
WT | 0.09 | 0.09 | 0.09 | 0.09 | 0.07 | 0.07
IGCC | 0 | 0 | 0 | 0 | 0 | 0
DemandResponse | 0 | 0 | 0 | 0 | 0 | 0
IGCC-CCS | 0 | 0 | 0 | 0 | 0 | 0
WT_off | 0 | 0 | 0 | 0 | 0 | 0
PseudoUnit | 0 | 0 | 0 | 0 | 0 | 0
FixedInterchange | 0 | 0 | 0 | 0 | 0 | 0
Base VOM Costs by Reporting Type: MAPP_CA
ReportingType | 2015 | 2020 | 2025 | 2030 | 2035 | 2040
BM | 0 | 0 | 0 | 0 | 0 | 0
CC | 31.24 | 43.57 | 45.93 | 47.64 | 49.89 | 49.76
CSP | 0 | 0 | 0 | 0 | 0 | 0
CT | 0 | 0 | 0 | 0.08 | 0.52 | 0.28
Coal | 0.39 | 0.83 | 2.02 | 7.2 | 13.46 | 19.74
Geo | 0 | 0 | 0 | 0 | 0 | 0
H | 0 | 0 | 0 | 0 | 0 | 0
LFG | 0 | 0 | 0 | 0 | 0 | 0
Nuc | 0 | 0 | 0 | 0 | 0 | 0
PS | 0 | 0 | 0 | 0 | 0 | 0
PV | 0 | 0 | 0 | 0 | 0 | 0
PeakG | 0 | 0 | 0 | 0 | 0 | 0
PeakO | 0 | 0 | 0 | 0 | 0 | 0
ST | 0 | 0 | 0 | 0 | 0 | 0
STOG | 0 | 0 | 0 | 0 | 0 | 0
STWD | 0 | 0 | 0 | 0 | 0 | 0
WT | 0.02 | 0.02 | 0.02 | 0.02 | 0.02 | 0.02
IGCC | 0 | 0 | 0 | 0 | 0 | 0
DemandResponse | 0 | 0 | 0 | 0 | 0 | 0
IGCC-CCS | 0 | 0 | 0 | 0 | 0 | 0
WT_off | 0 | 0 | 0 | 0 | 0 | 0
PseudoUnit | 0 | 0 | 0 | 0 | 0 | 0
FixedInterchange | 0 | 0 | 0 | 0 | 0 | 0
Base VOM Costs by Reporting Type: AZ_NM_SNV_Coal
ReportingType | 2015 | 2020 | 2025 | 2030 | 2035 | 2040
BM | 0 | 0 | 0 | 0 | 0 | 0
CC | 0 | 0 | 0 | 0 | 0 | 0
CSP | 0 | 0 | 0 | 0 | 0 | 0
CT | 0 | 0 | 0 | 0 | 0 | 0
Coal | 276.18 | 324.69 | 324.69 | 324.69 | 323.51 | 288.79
Geo | 0 | 0 | 0 | 0 | 0 | 0
H | 0 | 0 | 0 | 0 | 0 | 0
LFG | 0 | 0 | 0 | 0 | 0 | 0
Nuc | 0 | 0 | 0 | 0 | 0 | 0
PS | 0 | 0 | 0 | 0 | 0 | 0
PV | 0 | 0 | 0 | 0 | 0 | 0
PeakG | 0 | 0 | 0 | 0 | 0 | 0
PeakO | 0 | 0 | 0 | 0 | 0 | 0
ST | 0 | 0 | 0 | 0 | 0 | 0
STOG | 0 | 0 | 0 | 0 | 0 | 0
STWD | 0 | 0 | 0 | 0 | 0 | 0
WT | 0 | 0 | 0 | 0 | 0 | 0
IGCC | 0 | 0 | 0 | 0 | 0 | 0
DemandResponse | 0 | 0 | 0 | 0 | 0 | 0
IGCC-CCS | 0 | 0 | 0 | 0 | 0 | 0
WT_off | 0 | 0 | 0 | 0 | 0 | 0
PseudoUnit | 0 | 0 | 0 | 0 | 0 | 0
FixedInterchange | 0 | 0 | 0 | 0 | 0 | 0
Base VOM Costs by Reporting Type: AZ_NM_SNV_Gas
ReportingType | 2015 | 2020 | 2025 | 2030 | 2035 | 2040
BM | 0 | 0 | 0 | 0 | 0 | 0
CC | 254.87 | 257.65 | 261.39 | 207.56 | 138.51 | 126.94
CSP | 0 | 0 | 0 | 0 | 0 | 0
CT | 0 | 0 | 0.75 | 0.75 | 0 | 0
Coal | 0 | 0 | 0 | 0 | 0 | 0
Geo | 0 | 0 | 0 | 0 | 0 | 0
H | 0 | 0 | 0 | 0 | 0 | 0
LFG | 0 | 0 | 0 | 0 | 0 | 0
Nuc | 0 | 0 | 0 | 0 | 0 | 0
PS | 0 | 0 | 0 | 0 | 0 | 0
PV | 0 | 0 | 0 | 0 | 0 | 0
PeakG | 0 | 0 | 1.83 | 2.15 | 2.68 | 2.68
PeakO | 0 | 0 | 0 | 0 | 0 | 0
ST | 0 | 0 | 0 | 0 | 0 | 0
STOG | 0 | 0 | 0 | 0 | 0 | 0
STWD | 0 | 0 | 0 | 0 | 0 | 0
WT | 0 | 0 | 0 | 0 | 0 | 0
IGCC | 0 | 0 | 0 | 0 | 0 | 0
DemandResponse | 0 | 0 | 0 | 0 | 0 | 0
IGCC-CCS | 0 | 0 | 0 | 0 | 0 | 0
WT_off | 0 | 0 | 0 | 0 | 0 | 0
PseudoUnit | 0 | 0 | 0 | 0 | 0 | 0
FixedInterchange | 0 | 0 | 0 | 0 | 0 | 0
Base VOM Costs by Reporting Type: AZ_NM_SNV_NucRenew
ReportingType | 2015 | 2020 | 2025 | 2030 | 2035 | 2040
BM | 0 | 0 | 0 | 0 | 0 | 0
CC | 0 | 0 | 0 | 0 | 0 | 0
CSP | 0 | 0 | 0 | 0 | 0 | 0
CT | 0 | 0 | 0 | 0 | 0 | 0
Coal | 0 | 0 | 0 | 0 | 0 | 0
Geo | 0 | 0 | 116.31 | 116.31 | 116.31 | 116.31
H | 0 | 0 | 0 | 0 | 0 | 0
LFG | 0 | 0 | 0.01 | 0.01 | 0.01 | 0.01
Nuc | 71.66 | 71.66 | 71.66 | 71.66 | 71.66 | 71.66
PS | 0 | 0 | 0 | 0 | 0 | 0
PV | 0 | 0 | 0 | 0 | 0 | 0
PeakG | 0 | 0 | 0 | 0 | 0 | 0
PeakO | 0 | 0 | 0 | 0 | 0 | 0
ST | 0.01 | 0.03 | 0.04 | 0.04 | 0.04 | 0.04
STOG | 0 | 0 | 0 | 0 | 0 | 0
STWD | 0.43 | 0.09 | 0.01 | 0.01 | 0.13 | 0.14
WT | 0.02 | 0.43 | 0.43 | 0.8 | 1.45 | 1.89
IGCC | 0 | 0 | 0 | 0 | 0 | 0
DemandResponse | 0 | 0 | 0 | 0 | 0 | 0
IGCC-CCS | 0 | 0 | 0 | 0 | 0 | 0
WT_off | 0 | 0 | 0 | 0 | 0 | 0
PseudoUnit | 0 | 0 | 0 | 0 | 0 | 0
FixedInterchange | 0 | 0 | 0 | 0 | 0 | 0
Base VOM Costs by Reporting Type: ERCOT
ReportingType | 2015 | 2020 | 2025 | 2030 | 2035 | 2040
BM | 0 | 0 | 0.02 | 0 | 0.49 | 0.49
CC | 378.46 | 433.26 | 403.92 | 272.87 | 311.02 | 346.53
CSP | 0 | 0 | 0 | 0 | 0 | 0
CT | 0 | 0.05 | 0.08 | 0 | 0 | 0
Coal | 422.89 | 508.22 | 591.86 | 590.48 | 591.86 | 591.86
Geo | 0 | 0 | 0 | 0 | 0 | 0
H | 0 | 0 | 0 | 0 | 0 | 0
LFG | 0.01 | 0.01 | 0.03 | 0.04 | 0.04 | 0.04
Nuc | 94.14 | 94.14 | 94.14 | 94.14 | 94.14 | 94.14
PS | 0 | 0 | 0 | 0 | 0 | 0
PV | 0 | 0 | 0 | 0 | 0 | 0
PeakG | 0 | 0.1 | 0.54 | 0 | 0 | 0
PeakO | 0 | 0 | 0 | 0 | 0 | 0
ST | 0 | 0 | 0 | 0 | 0 | 0
STOG | 13.32 | 17.38 | 22.79 | 11.17 | 10.62 | 9.13
STWD | 0 | 0 | 0 | 0 | 0 | 0
WT | 0.32 | 0.32 | 0.32 | 1.07 | 1.11 | 1.14
IGCC | 0 | 0 | 0 | 0 | 0 | 0
DemandResponse | 0 | 0 | 0 | 0 | 0 | 0
IGCC-CCS | 0 | 0 | 0 | 0 | 0 | 0
WT_off | 0 | 0 | 0 | 0 | 0 | 0
PseudoUnit | 0 | 0 | 0 | 0 | 0 | 0
FixedInterchange | 0 | 0 | 0 | 0 | 0 | 0
Base VOM Costs by Reporting Type: NP15
ReportingType | 2015 | 2020 | 2025 | 2030 | 2035 | 2040
BM | 0 | 0 | 0 | 0 | 0 | 0
CC | 100.38 | 56.31 | 76.37 | 58.93 | 20.28 | 12.07
CSP | 0 | 0 | 0 | 0 | 0 | 0
CT | 0 | 0 | 0 | 0 | 0 | 0
Coal | 0.81 | 0 | 0 | 0 | 0 | 0
Geo | 0.11 | 48.23 | 48.23 | 48.23 | 48.23 | 48.23
H | 0 | 0 | 0 | 0 | 0 | 0
LFG | 0.01 | 0.06 | 0.06 | 0.06 | 0.06 | 0.06
Nuc | 42.53 | 42.53 | 42.53 | 42.53 | 42.53 | 42.53
PS | 0 | 0 | 0 | 0 | 0 | 0
PV | 0 | 0 | 0 | 0 | 0 | 0
PeakG | 0 | 0 | 0 | 0 | 0 | 0
PeakO | 0 | 0 | 0 | 0 | 0 | 0
ST | 0 | 0 | 0 | 0 | 0 | 0
STOG | 0.32 | 0.19 | 0.47 | 0.29 | 0.36 | 0.25
STWD | 7.35 | 0.1 | 0.01 | 0.1 | 0.39 | 2.24
WT | 0.04 | 0.13 | 0.13 | 0.13 | 0.13 | 0.39
IGCC | 0 | 0 | 0 | 0 | 0 | 0
DemandResponse | 0 | 0 | 0 | 0 | 0 | 0
IGCC-CCS | 0 | 0 | 0 | 0 | 0 | 0
WT_off | 0 | 0 | 0 | 0 | 0 | 0
PseudoUnit | 0 | 0 | 0 | 0 | 0 | 0
FixedInterchange | 0 | 0 | 0 | 0 | 0 | 0
Base VOM Costs by Reporting Type: NWPP_Coal
ReportingType | 2015 | 2020 | 2025 | 2030 | 2035 | 2040
BM | 0 | 0 | 0 | 0 | 0 | 0
CC | 0 | 0 | 0 | 0 | 0 | 0
CSP | 0 | 0 | 0 | 0 | 0 | 0
CT | 0 | 0 | 0 | 0 | 0 | 0
Coal | 368.81 | 406.83 | 406.83 | 406.83 | 406.83 | 406.83
Geo | 0 | 0 | 0 | 0 | 0 | 0
H | 0 | 0 | 0 | 0 | 0 | 0
LFG | 0 | 0 | 0 | 0 | 0 | 0
Nuc | 0 | 0 | 0 | 0 | 0 | 0
PS | 0 | 0 | 0 | 0 | 0 | 0
PV | 0 | 0 | 0 | 0 | 0 | 0
PeakG | 0 | 0 | 0 | 0 | 0 | 0
PeakO | 0 | 0 | 0 | 0 | 0 | 0
ST | 0 | 0 | 0 | 0 | 0 | 0
STOG | 0 | 0 | 0 | 0 | 0 | 0
STWD | 0 | 0 | 0 | 0 | 0 | 0
WT | 0 | 0 | 0 | 0 | 0 | 0
IGCC | 0 | 0 | 0 | 0 | 0 | 0
DemandResponse | 0 | 0 | 0 | 0 | 0 | 0
IGCC-CCS | 0 | 0 | 0 | 0 | 0 | 0
WT_off | 0 | 0 | 0 | 0 | 0 | 0
PseudoUnit | 0 | 0 | 0 | 0 | 0 | 0
FixedInterchange | 0 | 0 | 0 | 0 | 0 | 0
Base VOM Costs by Reporting Type: NWPP_Gas
ReportingType | 2015 | 2020 | 2025 | 2030 | 2035 | 2040
BM | 0 | 0 | 0 | 0 | 0 | 0
CC | 122.48 | 122.48 | 122.48 | 169.16 | 250.27 | 244.92
CSP | 0 | 0 | 0 | 0 | 0 | 0
CT | 0 | 0 | 0 | 0 | 0 | 0
Coal | 0 | 0 | 0 | 0 | 0.01 | 30.89
Geo | 0 | 0 | 0 | 0 | 0 | 0
H | 0 | 0 | 0 | 0 | 0 | 0
LFG | 0 | 0 | 0 | 0 | 0 | 0
Nuc | 0 | 0 | 0 | 0 | 0 | 0
PS | 0 | 0 | 0 | 0 | 0 | 0
PV | 0 | 0 | 0 | 0 | 0 | 0
PeakG | 0 | 0 | 0 | 0 | 0 | 0
PeakO | 0 | 0 | 0 | 0 | 0 | 0
ST | 0 | 0 | 0 | 0 | 0 | 0
STOG | 0 | 0 | 0 | 0 | 0 | 0
STWD | 0 | 0 | 0 | 0 | 0 | 0
WT | 0 | 0 | 0 | 0 | 0 | 0
IGCC | 0 | 0 | 0 | 0 | 0 | 0
DemandResponse | 0 | 0 | 0 | 0 | 0 | 0
IGCC-CCS | 0 | 0 | 0 | 0 | 0 | 0
WT_off | 0 | 0 | 0 | 0 | 0 | 0
PseudoUnit | 0 | 0 | 0 | 0 | 0 | 0
FixedInterchange | 0 | 0 | 0 | 0 | 0 | 0
Base VOM Costs by Reporting Type: NWPP_NucRenew
ReportingType | 2015 | 2020 | 2025 | 2030 | 2035 | 2040
BM | 0 | 0.33 | 0 | 0.33 | 0.33 | 0
CC | 0 | 0 | 0 | 0 | 0 | 0
CSP | 0 | 0 | 0 | 0 | 0 | 0
CT | 0 | 0 | 0 | 0 | 0 | 0
Coal | 0 | 0 | 0 | 0 | 0 | 0
Geo | 6.93 | 6.93 | 41.74 | 41.74 | 41.74 | 41.74
H | 0 | 0 | 0 | 0 | 0 | 0
LFG | 0.01 | 0.01 | 0.03 | 0.03 | 0.03 | 0.03
Nuc | 20.91 | 20.91 | 20.91 | 20.91 | 20.91 | 20.91
PS | 0 | 0 | 0 | 0 | 0 | 0
PV | 0 | 0 | 0 | 0 | 0 | 0
PeakG | 0 | 0 | 0 | 0 | 0 | 0
PeakO | 0 | 0 | 0 | 0 | 0 | 0
ST | 0 | 0 | 0 | 0 | 0 | 0
STOG | 0 | 0 | 0 | 0 | 0 | 0
STWD | 0 | 0 | 0 | 0 | 0 | 0
WT | 0.19 | 0.19 | 0.19 | 0.19 | 0.19 | 0.19
IGCC | 0 | 0 | 0 | 0 | 0 | 0
DemandResponse | 0 | 0 | 0 | 0 | 0 | 0
IGCC-CCS | 0 | 0 | 0 | 0 | 0 | 0
WT_off | 0 | 0 | 0 | 0 | 0 | 0
PseudoUnit | 0 | 0 | 0 | 0 | 0 | 0
FixedInterchange | 0 | 0 | 0 | 0 | 0 | 0
Base VOM Costs by Reporting Type: RMPA
ReportingType | 2015 | 2020 | 2025 | 2030 | 2035 | 2040
BM | 0 | 0 | 0 | 0 | 0 | 0
CC | 20.16 | 12.24 | 3.56 | 4.88 | 7.3 | 3.61
CSP | 0 | 0 | 0 | 0 | 0 | 0
CT | 0 | 0 | 0 | 0 | 0 | 0
Coal | 206.39 | 220.93 | 207.95 | 207.95 | 236.99 | 274.84
Geo | 0 | 2.01 | 206.14 | 206.14 | 206.14 | 206.14
H | 0 | 0 | 0 | 0 | 0 | 0
LFG | 0 | 0 | 0 | 0 | 0 | 0
Nuc | 0 | 0 | 0 | 0 | 0 | 0
PS | 0 | 0 | 0 | 0 | 0 | 0
PV | 0 | 0 | 0 | 0 | 0 | 0
PeakG | 0.09 | 0.09 | 0 | 0.1 | 0.1 | 0.06
PeakO | 0 | 0 | 0 | 0 | 0 | 0
ST | 0 | 0.01 | 0.01 | 0.02 | 0.02 | 0.02
STOG | 0 | 0 | 0 | 0 | 0 | 0
STWD | 0 | 0 | 0 | 0 | 0 | 0
WT | 0.07 | 0.17 | 0.17 | 0.17 | 0.17 | 0.17
IGCC | 0 | 0 | 0 | 0 | 0 | 0
DemandResponse | 0 | 0 | 0 | 0 | 0 | 0
IGCC-CCS | 0 | 0 | 0 | 0 | 0 | 0
WT_off | 0 | 0 | 0 | 0 | 0 | 0
PseudoUnit | 0 | 0 | 0 | 0 | 0 | 0
FixedInterchange | 0 | 0 | 0 | 0 | 0 | 0
Base VOM Costs by Reporting Type: SP15
ReportingType | 2015 | 2020 | 2025 | 2030 | 2035 | 2040
BM | 0.22 | 0.05 | 0.01 | 0.01 | 0.07 | 0.07
CC | 81.63 | 47.62 | 45.26 | 34.24 | 25.89 | 15.48
CSP | 0 | 0 | 0 | 0 | 0 | 0
CT | 0 | 0 | 0 | 0 | 0 | 0
Coal | 2.89 | 3.19 | 3.19 | 0.97 | 0 | 0
Geo | 4.1 | 120.4 | 120.4 | 120.4 | 120.4 | 120.4
H | 0 | 0 | 0 | 0 | 0 | 0
LFG | 0.02 | 0.07 | 0.07 | 0.07 | 0.07 | 0.07
Nuc | 41.61 | 41.61 | 41.61 | 41.61 | 41.61 | 41.61
PS | 0 | 0 | 0 | 0 | 0 | 0
PV | 0 | 0 | 0 | 0 | 0 | 0
PeakG | 0 | 0 | 0 | 0 | 0 | 0
PeakO | 0 | 0 | 0 | 0 | 0 | 0
ST | 0.02 | 0.02 | 0.02 | 0.02 | 0.02 | 0.02
STOG | 0.37 | 0.45 | 0.11 | 0.04 | 0.1 | 0.17
STWD | 1.98 | 0.05 | 0.03 | 0.05 | 0.1 | 0.41
WT | 0.07 | 0.07 | 0.07 | 0.42 | 0.46 | 0.46
IGCC | 0 | 0 | 0 | 0 | 0 | 0
DemandResponse | 0 | 0 | 0 | 0 | 0 | 0
IGCC-CCS | 0 | 0 | 0 | 0 | 0 | 0
WT_off | 0 | 0 | 0 | 0 | 0 | 0
PseudoUnit | 0 | 0 | 0 | 0 | 0 | 0
FixedInterchange | 0 | 0 | 0 | 0 | 0 | 0
Base VOM Costs by Reporting Type: ALB
ReportingType | 2015 | 2020 | 2025 | 2030 | 2035 | 2040
BM | 0 | 0 | 0 | 0 | 0 | 0
CC | 47.15 | 66.81 | 81.98 | 104.77 | 128.61 | 152.79
CSP | 0 | 0 | 0 | 0 | 0 | 0
CT | 0 | 0 | 0 | 0 | 0 | 0
Coal | 167.67 | 167.67 | 167.67 | 167.67 | 167.67 | 167.67
Geo | 0 | 0 | 0 | 0 | 0 | 0
H | 0 | 0 | 0 | 0 | 0 | 0
LFG | 0 | 0 | 0 | 0 | 0 | 0
Nuc | 0 | 0 | 0 | 0 | 0 | 0
PS | 0 | 0 | 0 | 0 | 0 | 0
PV | 0 | 0 | 0 | 0 | 0 | 0
PeakG | 0 | 0 | 0 | 0 | 0 | 0
PeakO | 0 | 0 | 0 | 0 | 0 | 0
ST | 0 | 0 | 0 | 0 | 0 | 0
STOG | 0 | 0 | 0 | 0 | 0 | 0
STWD | 0 | 0 | 0 | 0 | 0 | 0
WT | 0.02 | 0.02 | 0.02 | 0.02 | 0.02 | 0.02
IGCC | 0 | 0 | 0 | 0 | 0 | 0
DemandResponse | 0 | 0 | 0 | 0 | 0 | 0
IGCC-CCS | 0 | 0 | 0 | 0 | 0 | 0
WT_off | 0 | 0 | 0 | 0 | 0 | 0
PseudoUnit | 0 | 0 | 0 | 0 | 0 | 0
FixedInterchange | 0 | 0 | 0 | 0 | 0 | 0
Base VOM Costs by Reporting Type: BC
ReportingType | 2015 | 2020 | 2025 | 2030 | 2035 | 2040
BM | 0 | 0 | 0 | 0 | 0 | 0
CC | 33.57 | 44.95 | 62.07 | 75.98 | 96.36 | 113.29
CSP | 0 | 0 | 0 | 0 | 0 | 0
CT | 0 | 0 | 0 | 0 | 0 | 0
Coal | 0 | 0 | 0 | 0 | 0 | 0
Geo | 0 | 0 | 0 | 0 | 0 | 0
H | 0 | 0 | 0 | 0 | 0 | 0
LFG | 0 | 0 | 0 | 0 | 0 | 0
Nuc | 0 | 0 | 0 | 0 | 0 | 0
PS | 0 | 0 | 0 | 0 | 0 | 0
PV | 0 | 0 | 0 | 0 | 0 | 0
PeakG | 0 | 0 | 0 | 0 | 0 | 0
PeakO | 0 | 0 | 0 | 0 | 0 | 0
ST | 0 | 0 | 0 | 0 | 0 | 0
STOG | 0 | 0 | 0 | 0 | 0 | 0
STWD | 0 | 0 | 0 | 0 | 0 | 0
WT | 0.01 | 0.01 | 0.01 | 0.01 | 0.01 | 0.01
IGCC | 0 | 0 | 0 | 0 | 0 | 0
DemandResponse | 0 | 0 | 0 | 0 | 0 | 0
IGCC-CCS | 0 | 0 | 0 | 0 | 0 | 0
WT_off | 0 | 0 | 0 | 0 | 0 | 0
PseudoUnit | 0 | 0 | 0 | 0 | 0 | 0
FixedInterchange | 0 | 0 | 0 | 0 | 0 | 0
Base VOM Costs by Reporting Type: HQ_IESO
ReportingType | 2015 | 2020 | 2025 | 2030 | 2035 | 2040
BM | 0 | 0 | 0 | 0 | 0 | 0
CC | 0 | 0 | 0 | 0 | 0 | 0
CSP | 0 | 0 | 0 | 0 | 0 | 0
CT | 0 | 0 | 0 | 0 | 0 | 0
Coal | 0 | 0 | 0 | 0 | 0 | 0
Geo | 0 | 0 | 0 | 0 | 0 | 0
H | 0 | 0 | 0 | 0 | 0 | 0
LFG | 0 | 0 | 0 | 0 | 0 | 0
Nuc | 0 | 0 | 0 | 0 | 0 | 0
PS | 0 | 0 | 0 | 0 | 0 | 0
PV | 0 | 0 | 0 | 0 | 0 | 0
PeakG | 0 | 0 | 0 | 0 | 0 | 0
PeakO | 0 | 0 | 0 | 0 | 0 | 0
ST | 0 | 0 | 0 | 0 | 0 | 0
STOG | 0 | 0 | 0 | 0 | 0 | 0
STWD | 0 | 0 | 0 | 0 | 0 | 0
WT | 0 | 0 | 0 | 0 | 0 | 0
IGCC | 0 | 0 | 0 | 0 | 0 | 0
DemandResponse | 0 | 0 | 0 | 0 | 0 | 0
IGCC-CCS | 0 | 0 | 0 | 0 | 0 | 0
WT_off | 0 | 0 | 0 | 0 | 0 | 0
PseudoUnit | 0 | 0 | 0 | 0 | 0 | 0
FixedInterchange | 0 | 0 | 0 | 0 | 0 | 0
Base VOM Costs by Reporting Type: HQ_NEISO
ReportingType | 2015 | 2020 | 2025 | 2030 | 2035 | 2040
BM | 0 | 0 | 0 | 0 | 0 | 0
CC | 0 | 0 | 0 | 0 | 0 | 0
CSP | 0 | 0 | 0 | 0 | 0 | 0
CT | 0 | 0 | 0 | 0 | 0 | 0
Coal | 0 | 0 | 0 | 0 | 0 | 0
Geo | 0 | 0 | 0 | 0 | 0 | 0
H | 0 | 0 | 0 | 0 | 0 | 0
LFG | 0 | 0 | 0 | 0 | 0 | 0
Nuc | 0 | 0 | 0 | 0 | 0 | 0
PS | 0 | 0 | 0 | 0 | 0 | 0
PV | 0 | 0 | 0 | 0 | 0 | 0
PeakG | 0 | 0 | 0 | 0 | 0 | 0
PeakO | 0 | 0 | 0 | 0 | 0 | 0
ST | 0 | 0 | 0 | 0 | 0 | 0
STOG | 0 | 0 | 0 | 0 | 0 | 0
STWD | 0 | 0 | 0 | 0 | 0 | 0
WT | 0 | 0 | 0 | 0 | 0 | 0
IGCC | 0 | 0 | 0 | 0 | 0 | 0
DemandResponse | 0 | 0 | 0 | 0 | 0 | 0
IGCC-CCS | 0 | 0 | 0 | 0 | 0 | 0
WT_off | 0 | 0 | 0 | 0 | 0 | 0
PseudoUnit | 0 | 0 | 0 | 0 | 0 | 0
FixedInterchange | 0 | 0 | 0 | 0 | 0 | 0
Base VOM Costs by Reporting Type: HQ_NY
ReportingType | 2015 | 2020 | 2025 | 2030 | 2035 | 2040
BM | 0 | 0 | 0 | 0 | 0 | 0
CC | 0 | 0 | 0 | 0 | 0 | 0
CSP | 0 | 0 | 0 | 0 | 0 | 0
CT | 0 | 0 | 0 | 0 | 0 | 0
Coal | 0 | 0 | 0 | 0 | 0 | 0
Geo | 0 | 0 | 0 | 0 | 0 | 0
H | 0 | 0 | 0 | 0 | 0 | 0
LFG | 0 | 0 | 0 | 0 | 0 | 0
Nuc | 0 | 0 | 0 | 0 | 0 | 0
PS | 0 | 0 | 0 | 0 | 0 | 0
PV | 0 | 0 | 0 | 0 | 0 | 0
PeakG | 0 | 0 | 0 | 0 | 0 | 0
PeakO | 0 | 0 | 0 | 0 | 0 | 0
ST | 0 | 0 | 0 | 0 | 0 | 0
STOG | 0 | 0 | 0 | 0 | 0 | 0
STWD | 0 | 0 | 0 | 0 | 0 | 0
WT | 0 | 0 | 0 | 0 | 0 | 0
IGCC | 0 | 0 | 0 | 0 | 0 | 0
DemandResponse | 0 | 0 | 0 | 0 | 0 | 0
IGCC-CCS | 0 | 0 | 0 | 0 | 0 | 0
WT_off | 0 | 0 | 0 | 0 | 0 | 0
PseudoUnit | 0 | 0 | 0 | 0 | 0 | 0
FixedInterchange | 0 | 0 | 0 | 0 | 0 | 0
Base VOM Costs by Reporting Type: MARITIMES
ReportingType | 2015 | 2020 | 2025 | 2030 | 2035 | 2040
BM | 0 | 0 | 0 | 0 | 0 | 0
CC | 0 | 0 | 0 | 0 | 0 | 0
CSP | 0 | 0 | 0 | 0 | 0 | 0
CT | 0 | 0 | 0 | 0 | 0 | 0
Coal | 0 | 0 | 0 | 0 | 0 | 0
Geo | 0 | 0 | 0 | 0 | 0 | 0
H | 0 | 0 | 0 | 0 | 0 | 0
LFG | 0 | 0 | 0 | 0 | 0 | 0
Nuc | 0 | 0 | 0 | 0 | 0 | 0
PS | 0 | 0 | 0 | 0 | 0 | 0
PV | 0 | 0 | 0 | 0 | 0 | 0
PeakG | 0 | 0 | 0 | 0 | 0 | 0
PeakO | 0 | 0 | 0 | 0 | 0 | 0
ST | 0 | 0 | 0 | 0 | 0 | 0
STOG | 0 | 0 | 0 | 0 | 0 | 0
STWD | 0 | 0 | 0 | 0 | 0 | 0
WT | 0 | 0 | 0 | 0 | 0 | 0
IGCC | 0 | 0 | 0 | 0 | 0 | 0
DemandResponse | 0 | 0 | 0 | 0 | 0 | 0
IGCC-CCS | 0 | 0 | 0 | 0 | 0 | 0
WT_off | 0 | 0 | 0 | 0 | 0 | 0
PseudoUnit | 0 | 0 | 0 | 0 | 0 | 0
FixedInterchange | 0 | 0 | 0 | 0 | 0 | 0
Base VOM Costs by Reporting Type: All
ReportingType | 2015 | 2020 | 2025 | 2030 | 2035 | 2040
BM | 11.11 | 3.59 | 3.8 | 2.92 | 2.79 | 2.01
CC | 2942.59 | 3405.5 | 3200.66 | 3249.29 | 3982.96 | 4640.31
CSP | 0 | 0 | 0 | 0 | 0 | 0
CT | 9.17 | 17.24 | 18.42 | 24.51 | 34.76 | 43.75
Coal | 6768.24 | 7070.56 | 7546.08 | 7712.75 | 8168.52 | 8649.28
Geo | 11.14 | 177.58 | 532.83 | 532.83 | 532.83 | 532.83
H | 0 | 0 | 0 | 0 | 0 | 0
LFG | 0.38 | 0.54 | 0.73 | 0.79 | 0.79 | 0.79
Nuc | 2164.81 | 2225.48 | 2225.48 | 2197.96 | 1706.52 | 1342.12
PS | 0 | 0 | 0 | 0 | 0 | 0
PV | 0.02 | 0.06 | 0.08 | 0.08 | 0.08 | 0.09
PeakG | 27.78 | 37.04 | 55.06 | 50.68 | 50.19 | 49.83
PeakO | 0 | 0 | 0 | 0 | 0 | 0
ST | 0.03 | 0.06 | 0.07 | 0.07 | 0.07 | 0.07
STOG | 40.18 | 50.09 | 52.92 | 40.9 | 42.75 | 40.45
STWD | 24.96 | 7.84 | 3.62 | 2.57 | 2.88 | 5.31
WT | 2.03 | 3.1 | 4.15 | 6.27 | 7.49 | 8.38
IGCC | 30.43 | 30.43 | 30.43 | 30.43 | 30.43 | 30.43
DemandResponse | 0 | 0 | 0 | 0 | 0 | 0
IGCC-CCS | 0 | 0 | 0 | 0 | 0 | 0
WT_off | 0.02 | 0.05 | 0.15 | 0.16 | 0.15 | 0.16
PseudoUnit | 0 | 0 | 0 | 0 | 0 | 0
FixedInterchange | 0 | 0 | 0 | 0 | 0 | 0
Base VOM Costs by Reporting Type: EI_US
ReportingType | 2015 | 2020 | 2025 | 2030 | 2035 | 2040
BM | 10.88 | 3.2 | 3.77 | 2.59 | 1.91 | 1.44
CC | 1869.87 | 2316.11 | 2092.1 | 2266.84 | 2925.04 | 3481.78
CSP | 0 | 0 | 0 | 0 | 0 | 0
CT | 9.17 | 17.19 | 17.59 | 23.69 | 33.88 | 42.11
Coal | 5322.2 | 5438.2 | 5841.86 | 6006.96 | 6428.19 | 6868.66
Geo | 0 | 0 | 0 | 0 | 0 | 0
H | 0 | 0 | 0 | 0 | 0 | 0
LFG | 0.32 | 0.38 | 0.52 | 0.57 | 0.57 | 0.57
Nuc | 1653.22 | 1713.9 | 1713.9 | 1686.38 | 1213.99 | 878.06
PS | 0 | 0 | 0 | 0 | 0 | 0
PV | 0 | 0.05 | 0.07 | 0.07 | 0.07 | 0.07
PeakG | 27.68 | 36.85 | 52.7 | 48.42 | 47.38 | 46.97
PeakO | 0 | 0 | 0 | 0 | 0 | 0
ST | 0 | 0 | 0 | 0 | 0 | 0
STOG | 26.17 | 32.07 | 29.55 | 29.39 | 31.68 | 30.91
STWD | 15.19 | 7.59 | 3.57 | 2.4 | 2.25 | 2.53
WT | 1.2 | 1.66 | 2.71 | 3.35 | 3.88 | 4.03
IGCC | 30.43 | 30.43 | 30.43 | 30.43 | 30.43 | 30.43
DemandResponse | 0 | 0 | 0 | 0 | 0 | 0
IGCC-CCS | 0 | 0 | 0 | 0 | 0 | 0
WT_off | 0.02 | 0.05 | 0.15 | 0.16 | 0.15 | 0.16
PseudoUnit | 0 | 0 | 0 | 0 | 0 | 0
FixedInterchange | 0 | 0 | 0 | 0 | 0 | 0
Base VOM Costs by Reporting Type: EI_Canada
ReportingType | 2015 | 2020 | 2025 | 2030 | 2035 | 2040
BM | 0 | 0 | 0 | 0 | 0 | 0.02
CC | 34.02 | 48.08 | 51.53 | 54.07 | 79.67 | 142.89
CSP | 0 | 0 | 0 | 0 | 0 | 0
CT | 0 | 0 | 0 | 0.08 | 0.88 | 1.64
Coal | 0.39 | 0.83 | 2.02 | 7.2 | 13.46 | 19.74
Geo | 0 | 0 | 0 | 0 | 0 | 0
H | 0 | 0 | 0 | 0 | 0 | 0
LFG | 0.01 | 0.01 | 0.01 | 0.01 | 0.01 | 0.01
Nuc | 240.73 | 240.73 | 240.73 | 240.73 | 221.68 | 193.2
PS | 0 | 0 | 0 | 0 | 0 | 0
PV | 0 | 0 | 0 | 0 | 0 | 0
PeakG | 0 | 0 | 0 | 0 | 0.04 | 0.13
PeakO | 0 | 0 | 0 | 0 | 0 | 0
ST | 0 | 0 | 0 | 0 | 0 | 0
STOG | 0 | 0 | 0 | 0 | 0 | 0
STWD | 0 | 0 | 0 | 0 | 0 | 0
WT | 0.11 | 0.11 | 0.11 | 0.11 | 0.08 | 0.08
IGCC | 0 | 0 | 0 | 0 | 0 | 0
DemandResponse | 0 | 0 | 0 | 0 | 0 | 0
IGCC-CCS | 0 | 0 | 0 | 0 | 0 | 0
WT_off | 0 | 0 | 0 | 0 | 0 | 0
PseudoUnit | 0 | 0 | 0 | 0 | 0 | 0
FixedInterchange | 0 | 0 | 0 | 0 | 0 | 0
Base VOM Costs by Reporting Type: EI
ReportingType | 2015 | 2020 | 2025 | 2030 | 2035 | 2040
BM | 10.88 | 3.2 | 3.77 | 2.59 | 1.91 | 1.45
CC | 1903.89 | 2364.18 | 2143.63 | 2320.91 | 3004.71 | 3624.67
CSP | 0 | 0 | 0 | 0 | 0 | 0
CT | 9.17 | 17.19 | 17.59 | 23.77 | 34.76 | 43.75
Coal | 5322.6 | 5439.03 | 5843.89 | 6014.16 | 6441.66 | 6888.39
Geo | 0 | 0 | 0 | 0 | 0 | 0
H | 0 | 0 | 0 | 0 | 0 | 0
LFG | 0.33 | 0.39 | 0.53 | 0.58 | 0.58 | 0.58
Nuc | 1893.95 | 1954.63 | 1954.63 | 1927.11 | 1435.67 | 1071.27
PS | 0 | 0 | 0 | 0 | 0 | 0
PV | 0.01 | 0.05 | 0.07 | 0.07 | 0.07 | 0.08
PeakG | 27.68 | 36.85 | 52.7 | 48.42 | 47.41 | 47.09
PeakO | 0 | 0 | 0 | 0 | 0 | 0
ST | 0 | 0 | 0 | 0 | 0 | 0
STOG | 26.17 | 32.07 | 29.55 | 29.39 | 31.68 | 30.91
STWD | 15.19 | 7.59 | 3.57 | 2.4 | 2.25 | 2.53
WT | 1.31 | 1.77 | 2.82 | 3.46 | 3.96 | 4.11
IGCC | 30.43 | 30.43 | 30.43 | 30.43 | 30.43 | 30.43
DemandResponse | 0 | 0 | 0 | 0 | 0 | 0
IGCC-CCS | 0 | 0 | 0 | 0 | 0 | 0
WT_off | 0.02 | 0.05 | 0.15 | 0.16 | 0.15 | 0.16
PseudoUnit | 0 | 0 | 0 | 0 | 0 | 0
FixedInterchange | 0 | 0 | 0 | 0 | 0 | 0
Base VOM Costs by Reporting Type: Outside_EI
ReportingType | 2015 | 2020 | 2025 | 2030 | 2035 | 2040
BM | 0.22 | 0.38 | 0.03 | 0.33 | 0.88 | 0.56
CC | 1038.7 | 1041.32 | 1057.03 | 928.39 | 978.25 | 1015.64
CSP | 0 | 0 | 0 | 0 | 0 | 0
CT | 0 | 0.05 | 0.83 | 0.75 | 0 | 0
Coal | 1445.64 | 1631.53 | 1702.19 | 1698.59 | 1726.86 | 1760.88
Geo | 11.13 | 177.57 | 532.83 | 532.83 | 532.83 | 532.83
H | 0 | 0 | 0 | 0 | 0 | 0
LFG | 0.05 | 0.15 | 0.19 | 0.2 | 0.2 | 0.2
Nuc | 270.85 | 270.85 | 270.85 | 270.85 | 270.85 | 270.85
PS | 0 | 0 | 0 | 0 | 0 | 0
PV | 0.01 | 0.01 | 0.01 | 0.01 | 0.01 | 0.01
PeakG | 0.09 | 0.19 | 2.36 | 2.26 | 2.78 | 2.74
PeakO | 0 | 0 | 0 | 0 | 0 | 0
ST | 0.03 | 0.06 | 0.07 | 0.07 | 0.07 | 0.07
STOG | 14.01 | 18.02 | 23.37 | 11.51 | 11.07 | 9.55
STWD | 9.77 | 0.25 | 0.05 | 0.17 | 0.63 | 2.79
WT | 0.72 | 1.32 | 1.32 | 2.81 | 3.53 | 4.27
IGCC | 0 | 0 | 0 | 0 | 0 | 0
DemandResponse | 0 | 0 | 0 | 0 | 0 | 0
IGCC-CCS | 0 | 0 | 0 | 0 | 0 | 0
WT_off | 0 | 0 | 0 | 0 | 0 | 0
PseudoUnit | 0 | 0 | 0 | 0 | 0 | 0
FixedInterchange | 0 | 0 | 0 | 0 | 0 | 0
#9 | 0.26: Retrofit VOM Costs ($million)
Retrofit VOM Costs by Reporting Type: Entergy
ReportingType | 2015 | 2020 | 2025 | 2030 | 2035 | 2040
BM | 0 | 0 | 0 | 0 | 0 | 0
CC | 0 | 0 | 0 | 0 | 0 | 0
CSP | 0 | 0 | 0 | 0 | 0 | 0
CT | 0 | 0 | 0 | 0 | 0 | 0
Coal | 14.32 | 272.44 | 409.45 | 420 | 420 | 420
Geo | 0 | 0 | 0 | 0 | 0 | 0
H | 0 | 0 | 0 | 0 | 0 | 0
LFG | 0 | 0 | 0 | 0 | 0 | 0
Nuc | 0 | 0 | 0 | 0 | 0 | 0
PS | 0 | 0 | 0 | 0 | 0 | 0
PV | 0 | 0 | 0 | 0 | 0 | 0
PeakG | 0 | 0 | 0 | 0 | 0 | 0
PeakO | 0 | 0 | 0 | 0 | 0 | 0
ST | 0 | 0 | 0 | 0 | 0 | 0
STOG | 0 | 0 | 0 | 0 | 0 | 0
STWD | 0 | 0 | 0 | 0 | 0 | 0
WT | 0 | 0 | 0 | 0 | 0 | 0
IGCC | 0 | 0 | 0 | 0 | 0 | 0
DemandResponse | 0 | 0 | 0 | 0 | 0 | 0
IGCC-CCS | 0 | 0 | 0 | 0 | 0 | 0
WT_off | 0 | 0 | 0 | 0 | 0 | 0
PseudoUnit | 0 | 0 | 0 | 0 | 0 | 0
FixedInterchange | 0 | 0 | 0 | 0 | 0 | 0
Retrofit VOM Costs by Reporting Type: FRCC
ReportingType | 2015 | 2020 | 2025 | 2030 | 2035 | 2040
BM | 0 | 0 | 0 | 0 | 0 | 0
CC | 0 | 0 | 0 | 0 | 0 | 0
CSP | 0 | 0 | 0 | 0 | 0 | 0
CT | 0 | 0 | 0 | 0 | 0 | 0
Coal | 220.43 | 262.11 | 291.73 | 298.52 | 309.24 | 309.24
Geo | 0 | 0 | 0 | 0 | 0 | 0
H | 0 | 0 | 0 | 0 | 0 | 0
LFG | 0 | 0 | 0 | 0 | 0 | 0
Nuc | 0 | 0 | 0 | 0 | 0 | 0
PS | 0 | 0 | 0 | 0 | 0 | 0
PV | 0 | 0 | 0 | 0 | 0 | 0
PeakG | 0 | 0 | 0 | 0 | 0 | 0
PeakO | 0 | 0 | 0 | 0 | 0 | 0
ST | 0 | 0 | 0 | 0 | 0 | 0
STOG | 0 | 0 | 0 | 0 | 0 | 0
STWD | 0 | 0 | 0 | 0 | 0 | 0
WT | 0 | 0 | 0 | 0 | 0 | 0
IGCC | 0 | 0 | 0 | 0 | 0 | 0
DemandResponse | 0 | 0 | 0 | 0 | 0 | 0
IGCC-CCS | 0 | 0 | 0 | 0 | 0 | 0
WT_off | 0 | 0 | 0 | 0 | 0 | 0
PseudoUnit | 0 | 0 | 0 | 0 | 0 | 0
FixedInterchange | 0 | 0 | 0 | 0 | 0 | 0
Retrofit VOM Costs by Reporting Type: MAPP_US
ReportingType | 2015 | 2020 | 2025 | 2030 | 2035 | 2040
BM | 0 | 0 | 0 | 0 | 0 | 0
CC | 0 | 0 | 0 | 0 | 0 | 0
CSP | 0 | 0 | 0 | 0 | 0 | 0
CT | 0 | 0 | 0 | 0 | 0 | 0
Coal | 92.62 | 127.8 | 127.8 | 127.8 | 127.8 | 127.8
Geo | 0 | 0 | 0 | 0 | 0 | 0
H | 0 | 0 | 0 | 0 | 0 | 0
LFG | 0 | 0 | 0 | 0 | 0 | 0
Nuc | 0 | 0 | 0 | 0 | 0 | 0
PS | 0 | 0 | 0 | 0 | 0 | 0
PV | 0 | 0 | 0 | 0 | 0 | 0
PeakG | 0 | 0 | 0 | 0 | 0 | 0
PeakO | 0 | 0 | 0 | 0 | 0 | 0
ST | 0 | 0 | 0 | 0 | 0 | 0
STOG | 0 | 0 | 0 | 0 | 0 | 0
STWD | 0 | 0 | 0 | 0 | 0 | 0
WT | 0 | 0 | 0 | 0 | 0 | 0
IGCC | 0 | 0 | 0 | 0 | 0 | 0
DemandResponse | 0 | 0 | 0 | 0 | 0 | 0
IGCC-CCS | 0 | 0 | 0 | 0 | 0 | 0
WT_off | 0 | 0 | 0 | 0 | 0 | 0
PseudoUnit | 0 | 0 | 0 | 0 | 0 | 0
FixedInterchange | 0 | 0 | 0 | 0 | 0 | 0
Retrofit VOM Costs by Reporting Type: MISO_IN
ReportingType | 2015 | 2020 | 2025 | 2030 | 2035 | 2040
BM | 0 | 0 | 0 | 0 | 0 | 0
CC | 0 | 0 | 0 | 0 | 0 | 0
CSP | 0 | 0 | 0 | 0 | 0 | 0
CT | 0 | 0 | 0 | 0 | 0 | 0
Coal | 310.99 | 484.93 | 531.24 | 569.26 | 614.68 | 632.21
Geo | 0 | 0 | 0 | 0 | 0 | 0
H | 0 | 0 | 0 | 0 | 0 | 0
LFG | 0 | 0 | 0 | 0 | 0 | 0
Nuc | 0 | 0 | 0 | 0 | 0 | 0
PS | 0 | 0 | 0 | 0 | 0 | 0
PV | 0 | 0 | 0 | 0 | 0 | 0
PeakG | 0 | 0 | 0 | 0 | 0 | 0
PeakO | 0 | 0 | 0 | 0 | 0 | 0
ST | 0 | 0 | 0 | 0 | 0 | 0
STOG | 0 | 0 | 0 | 0 | 0 | 0
STWD | 0 | 0 | 0 | 0 | 0 | 0
WT | 0 | 0 | 0 | 0 | 0 | 0
IGCC | 0 | 0 | 0 | 0 | 0 | 0
DemandResponse | 0 | 0 | 0 | 0 | 0 | 0
IGCC-CCS | 0 | 0 | 0 | 0 | 0 | 0
WT_off | 0 | 0 | 0 | 0 | 0 | 0
PseudoUnit | 0 | 0 | 0 | 0 | 0 | 0
FixedInterchange | 0 | 0 | 0 | 0 | 0 | 0
Retrofit VOM Costs by Reporting Type: MISO_MI
ReportingType | 2015 | 2020 | 2025 | 2030 | 2035 | 2040
BM | 0 | 0 | 0 | 0 | 0 | 0
CC | 0 | 0 | 0 | 0 | 0 | 0
CSP | 0 | 0 | 0 | 0 | 0 | 0
CT | 0 | 0 | 0 | 0 | 0 | 0
Coal | 37.98 | 220.17 | 240.97 | 261.47 | 273.17 | 273.17
Geo | 0 | 0 | 0 | 0 | 0 | 0
H | 0 | 0 | 0 | 0 | 0 | 0
LFG | 0 | 0 | 0 | 0 | 0 | 0
Nuc | 0 | 0 | 0 | 0 | 0 | 0
PS | 0 | 0 | 0 | 0 | 0 | 0
PV | 0 | 0 | 0 | 0 | 0 | 0
PeakG | 0 | 0 | 0 | 0 | 0 | 0
PeakO | 0 | 0 | 0 | 0 | 0 | 0
ST | 0 | 0 | 0 | 0 | 0 | 0
STOG | 0 | 0 | 0 | 0 | 0 | 0
STWD | 0 | 0 | 0 | 0 | 0 | 0
WT | 0 | 0 | 0 | 0 | 0 | 0
IGCC | 0 | 0 | 0 | 0 | 0 | 0
DemandResponse | 0 | 0 | 0 | 0 | 0 | 0
IGCC-CCS | 0 | 0 | 0 | 0 | 0 | 0
WT_off | 0 | 0 | 0 | 0 | 0 | 0
PseudoUnit | 0 | 0 | 0 | 0 | 0 | 0
FixedInterchange | 0 | 0 | 0 | 0 | 0 | 0
Retrofit VOM Costs by Reporting Type: MISO_MO-IL
ReportingType | 2015 | 2020 | 2025 | 2030 | 2035 | 2040
BM | 0 | 0 | 0 | 0 | 0 | 0
CC | 0 | 0 | 0 | 0 | 0 | 0
CSP | 0 | 0 | 0 | 0 | 0 | 0
CT | 0 | 0 | 0 | 0 | 0 | 0
Coal | 105.54 | 428.04 | 524.71 | 538.13 | 595.36 | 599.31
Geo | 0 | 0 | 0 | 0 | 0 | 0
H | 0 | 0 | 0 | 0 | 0 | 0
LFG | 0 | 0 | 0 | 0 | 0 | 0
Nuc | 0 | 0 | 0 | 0 | 0 | 0
PS | 0 | 0 | 0 | 0 | 0 | 0
PV | 0 | 0 | 0 | 0 | 0 | 0
PeakG | 0 | 0 | 0 | 0 | 0 | 0
PeakO | 0 | 0 | 0 | 0 | 0 | 0
ST | 0 | 0 | 0 | 0 | 0 | 0
STOG | 0 | 0 | 0 | 0 | 0 | 0
STWD | 0 | 0 | 0 | 0 | 0 | 0
WT | 0 | 0 | 0 | 0 | 0 | 0
IGCC | 0 | 0 | 0 | 0 | 0 | 0
DemandResponse | 0 | 0 | 0 | 0 | 0 | 0
IGCC-CCS | 0 | 0 | 0 | 0 | 0 | 0
WT_off | 0 | 0 | 0 | 0 | 0 | 0
PseudoUnit | 0 | 0 | 0 | 0 | 0 | 0
FixedInterchange | 0 | 0 | 0 | 0 | 0 | 0
Retrofit VOM Costs by Reporting Type: MISO_W
ReportingType | 2015 | 2020 | 2025 | 2030 | 2035 | 2040
BM | 0 | 0 | 0 | 0 | 0 | 0
CC | 0 | 0 | 0 | 0 | 0 | 0
CSP | 0 | 0 | 0 | 0 | 0 | 0
CT | 0 | 0 | 0 | 0 | 0 | 0
Coal | 144.25 | 397.56 | 411.74 | 393.98 | 385.87 | 384.16
Geo | 0 | 0 | 0 | 0 | 0 | 0
H | 0 | 0 | 0 | 0 | 0 | 0
LFG | 0 | 0 | 0 | 0 | 0 | 0
Nuc | 0 | 0 | 0 | 0 | 0 | 0
PS | 0 | 0 | 0 | 0 | 0 | 0
PV | 0 | 0 | 0 | 0 | 0 | 0
PeakG | 0 | 0 | 0 | 0 | 0 | 0
PeakO | 0 | 0 | 0 | 0 | 0 | 0
ST | 0 | 0 | 0 | 0 | 0 | 0
STOG | 0 | 0 | 0 | 0 | 0 | 0
STWD | 0 | 0 | 0 | 0 | 0 | 0
WT | 0 | 0 | 0 | 0 | 0 | 0
IGCC | 0 | 0 | 0 | 0 | 0 | 0
DemandResponse | 0 | 0 | 0 | 0 | 0 | 0
IGCC-CCS | 0 | 0 | 0 | 0 | 0 | 0
WT_off | 0 | 0 | 0 | 0 | 0 | 0
PseudoUnit | 0 | 0 | 0 | 0 | 0 | 0
FixedInterchange | 0 | 0 | 0 | 0 | 0 | 0
Retrofit VOM Costs by Reporting Type: MISO_WUMS
ReportingType | 2015 | 2020 | 2025 | 2030 | 2035 | 2040
BM | 0 | 0 | 0 | 0 | 0 | 0
CC | 0 | 0 | 0 | 0 | 0 | 0
CSP | 0 | 0 | 0 | 0 | 0 | 0
CT | 0 | 0 | 0 | 0 | 0 | 0
Coal | 79.29 | 155.49 | 188.27 | 204.78 | 256.75 | 275.58
Geo | 0 | 0 | 0 | 0 | 0 | 0
H | 0 | 0 | 0 | 0 | 0 | 0
LFG | 0 | 0 | 0 | 0 | 0 | 0
Nuc | 0 | 0 | 0 | 0 | 0 | 0
PS | 0 | 0 | 0 | 0 | 0 | 0
PV | 0 | 0 | 0 | 0 | 0 | 0
PeakG | 0 | 0 | 0 | 0 | 0 | 0
PeakO | 0 | 0 | 0 | 0 | 0 | 0
ST | 0 | 0 | 0 | 0 | 0 | 0
STOG | 0 | 0 | 0 | 0 | 0 | 0
STWD | 0 | 0 | 0 | 0 | 0 | 0
WT | 0 | 0 | 0 | 0 | 0 | 0
IGCC | 0 | 0 | 0 | 0 | 0 | 0
DemandResponse | 0 | 0 | 0 | 0 | 0 | 0
IGCC-CCS | 0 | 0 | 0 | 0 | 0 | 0
WT_off | 0 | 0 | 0 | 0 | 0 | 0
PseudoUnit | 0 | 0 | 0 | 0 | 0 | 0
FixedInterchange | 0 | 0 | 0 | 0 | 0 | 0
Retrofit VOM Costs by Reporting Type: Nebraska
ReportingType | 2015 | 2020 | 2025 | 2030 | 2035 | 2040
BM | 0 | 0 | 0 | 0 | 0 | 0
CC | 0 | 0 | 0 | 0 | 0 | 0
CSP | 0 | 0 | 0 | 0 | 0 | 0
CT | 0 | 0 | 0 | 0 | 0 | 0
Coal | 16.57 | 135.66 | 135.66 | 134.67 | 135.66 | 132.17
Geo | 0 | 0 | 0 | 0 | 0 | 0
H | 0 | 0 | 0 | 0 | 0 | 0
LFG | 0 | 0 | 0 | 0 | 0 | 0
Nuc | 0 | 0 | 0 | 0 | 0 | 0
PS | 0 | 0 | 0 | 0 | 0 | 0
PV | 0 | 0 | 0 | 0 | 0 | 0
PeakG | 0 | 0 | 0 | 0 | 0 | 0
PeakO | 0 | 0 | 0 | 0 | 0 | 0
ST | 0 | 0 | 0 | 0 | 0 | 0
STOG | 0 | 0 | 0 | 0 | 0 | 0
STWD | 0 | 0 | 0 | 0 | 0 | 0
WT | 0 | 0 | 0 | 0 | 0 | 0
IGCC | 0 | 0 | 0 | 0 | 0 | 0
DemandResponse | 0 | 0 | 0 | 0 | 0 | 0
IGCC-CCS | 0 | 0 | 0 | 0 | 0 | 0
WT_off | 0 | 0 | 0 | 0 | 0 | 0
PseudoUnit | 0 | 0 | 0 | 0 | 0 | 0
FixedInterchange | 0 | 0 | 0 | 0 | 0 | 0
Retrofit VOM Costs by Reporting Type: NEISO
ReportingType | 2015 | 2020 | 2025 | 2030 | 2035 | 2040
BM | 0 | 0 | 0 | 0 | 0 | 0
CC | 0 | 0 | 0 | 0 | 0 | 0
CSP | 0 | 0 | 0 | 0 | 0 | 0
CT | 0 | 0 | 0 | 0 | 0 | 0
Coal | 0.16 | 0 | 0 | 0 | 0 | 0
Geo | 0 | 0 | 0 | 0 | 0 | 0
H | 0 | 0 | 0 | 0 | 0 | 0
LFG | 0 | 0 | 0 | 0 | 0 | 0
Nuc | 0 | 0 | 0 | 0 | 0 | 0
PS | 0 | 0 | 0 | 0 | 0 | 0
PV | 0 | 0 | 0 | 0 | 0 | 0
PeakG | 0 | 0 | 0 | 0 | 0 | 0
PeakO | 0 | 0 | 0 | 0 | 0 | 0
ST | 0 | 0 | 0 | 0 | 0 | 0
STOG | 0 | 0 | 0 | 0 | 0 | 0
STWD | 0 | 0 | 0 | 0 | 0 | 0
WT | 0 | 0 | 0 | 0 | 0 | 0
IGCC | 0 | 0 | 0 | 0 | 0 | 0
DemandResponse | 0 | 0 | 0 | 0 | 0 | 0
IGCC-CCS | 0 | 0 | 0 | 0 | 0 | 0
WT_off | 0 | 0 | 0 | 0 | 0 | 0
PseudoUnit | 0 | 0 | 0 | 0 | 0 | 0
FixedInterchange | 0 | 0 | 0 | 0 | 0 | 0
Retrofit VOM Costs by Reporting Type: NonRTO_Midwest
ReportingType | 2015 | 2020 | 2025 | 2030 | 2035 | 2040
BM | 0 | 0 | 0 | 0 | 0 | 0
CC | 0 | 0 | 0 | 0 | 0 | 0
CSP | 0 | 0 | 0 | 0 | 0 | 0
CT | 0 | 0 | 0 | 0 | 0 | 0
Coal | 244.45 | 329.14 | 340.14 | 348.87 | 365.34 | 381.91
Geo | 0 | 0 | 0 | 0 | 0 | 0
H | 0 | 0 | 0 | 0 | 0 | 0
LFG | 0 | 0 | 0 | 0 | 0 | 0
Nuc | 0 | 0 | 0 | 0 | 0 | 0
PS | 0 | 0 | 0 | 0 | 0 | 0
PV | 0 | 0 | 0 | 0 | 0 | 0
PeakG | 0 | 0 | 0 | 0 | 0 | 0
PeakO | 0 | 0 | 0 | 0 | 0 | 0
ST | 0 | 0 | 0 | 0 | 0 | 0
STOG | 0 | 0 | 0 | 0 | 0 | 0
STWD | 0 | 0 | 0 | 0 | 0 | 0
WT | 0 | 0 | 0 | 0 | 0 | 0
IGCC | 0 | 0 | 0 | 0 | 0 | 0
DemandResponse | 0 | 0 | 0 | 0 | 0 | 0
IGCC-CCS | 0 | 0 | 0 | 0 | 0 | 0
WT_off | 0 | 0 | 0 | 0 | 0 | 0
PseudoUnit | 0 | 0 | 0 | 0 | 0 | 0
FixedInterchange | 0 | 0 | 0 | 0 | 0 | 0
Retrofit VOM Costs by Reporting Type: NYISO_A-F
ReportingType | 2015 | 2020 | 2025 | 2030 | 2035 | 2040
BM | 0 | 0 | 0 | 0 | 0 | 0
CC | 0 | 0 | 0 | 0 | 0 | 0
CSP | 0 | 0 | 0 | 0 | 0 | 0
CT | 0 | 0 | 0 | 0 | 0 | 0
Coal | 0 | 0 | 0 | 0 | 0 | 0
Geo | 0 | 0 | 0 | 0 | 0 | 0
H | 0 | 0 | 0 | 0 | 0 | 0
LFG | 0 | 0 | 0 | 0 | 0 | 0
Nuc | 0 | 0 | 0 | 0 | 0 | 0
PS | 0 | 0 | 0 | 0 | 0 | 0
PV | 0 | 0 | 0 | 0 | 0 | 0
PeakG | 0 | 0 | 0 | 0 | 0 | 0
PeakO | 0 | 0 | 0 | 0 | 0 | 0
ST | 0 | 0 | 0 | 0 | 0 | 0
STOG | 0 | 0 | 0 | 0 | 0 | 0
STWD | 0 | 0 | 0 | 0 | 0 | 0
WT | 0 | 0 | 0 | 0 | 0 | 0
IGCC | 0 | 0 | 0 | 0 | 0 | 0
DemandResponse | 0 | 0 | 0 | 0 | 0 | 0
IGCC-CCS | 0 | 0 | 0 | 0 | 0 | 0
WT_off | 0 | 0 | 0 | 0 | 0 | 0
PseudoUnit | 0 | 0 | 0 | 0 | 0 | 0
FixedInterchange | 0 | 0 | 0 | 0 | 0 | 0
Retrofit VOM Costs by Reporting Type: NYISO_G-I
ReportingType | 2015 | 2020 | 2025 | 2030 | 2035 | 2040
BM | 0 | 0 | 0 | 0 | 0 | 0
CC | 0 | 0 | 0 | 0 | 0 | 0
CSP | 0 | 0 | 0 | 0 | 0 | 0
CT | 0 | 0 | 0 | 0 | 0 | 0
Coal | 0 | 0 | 0 | 0 | 0 | 0
Geo | 0 | 0 | 0 | 0 | 0 | 0
H | 0 | 0 | 0 | 0 | 0 | 0
LFG | 0 | 0 | 0 | 0 | 0 | 0
Nuc | 0 | 0 | 0 | 0 | 0 | 0
PS | 0 | 0 | 0 | 0 | 0 | 0
PV | 0 | 0 | 0 | 0 | 0 | 0
PeakG | 0 | 0 | 0 | 0 | 0 | 0
PeakO | 0 | 0 | 0 | 0 | 0 | 0
ST | 0 | 0 | 0 | 0 | 0 | 0
STOG | 0 | 0 | 0 | 0 | 0 | 0
STWD | 0 | 0 | 0 | 0 | 0 | 0
WT | 0 | 0 | 0 | 0 | 0 | 0
IGCC | 0 | 0 | 0 | 0 | 0 | 0
DemandResponse | 0 | 0 | 0 | 0 | 0 | 0
IGCC-CCS | 0 | 0 | 0 | 0 | 0 | 0
WT_off | 0 | 0 | 0 | 0 | 0 | 0
PseudoUnit | 0 | 0 | 0 | 0 | 0 | 0
FixedInterchange | 0 | 0 | 0 | 0 | 0 | 0
Retrofit VOM Costs by Reporting Type: NYISO_J-K
ReportingType | 2015 | 2020 | 2025 | 2030 | 2035 | 2040
BM | 0 | 0 | 0 | 0 | 0 | 0
CC | 0 | 0 | 0 | 0 | 0 | 0
CSP | 0 | 0 | 0 | 0 | 0 | 0
CT | 0 | 0 | 0 | 0 | 0 | 0
Coal | 0 | 0 | 0 | 0 | 0 | 0
Geo | 0 | 0 | 0 | 0 | 0 | 0
H | 0 | 0 | 0 | 0 | 0 | 0
LFG | 0 | 0 | 0 | 0 | 0 | 0
Nuc | 0 | 0 | 0 | 0 | 0 | 0
PS | 0 | 0 | 0 | 0 | 0 | 0
PV | 0 | 0 | 0 | 0 | 0 | 0
PeakG | 0 | 0 | 0 | 0 | 0 | 0
PeakO | 0 | 0 | 0 | 0 | 0 | 0
ST | 0 | 0 | 0 | 0 | 0 | 0
STOG | 0 | 0 | 0 | 0 | 0 | 0
STWD | 0 | 0 | 0 | 0 | 0 | 0
WT | 0 | 0 | 0 | 0 | 0 | 0
IGCC | 0 | 0 | 0 | 0 | 0 | 0
DemandResponse | 0 | 0 | 0 | 0 | 0 | 0
IGCC-CCS | 0 | 0 | 0 | 0 | 0 | 0
WT_off | 0 | 0 | 0 | 0 | 0 | 0
PseudoUnit | 0 | 0 | 0 | 0 | 0 | 0
FixedInterchange | 0 | 0 | 0 | 0 | 0 | 0
Retrofit VOM Costs by Reporting Type: PJM_E
ReportingType | 2015 | 2020 | 2025 | 2030 | 2035 | 2040
BM | 0 | 0 | 0 | 0 | 0 | 0
CC | 0 | 0 | 0 | 0 | 0 | 0
CSP | 0 | 0 | 0 | 0 | 0 | 0
CT | 0 | 0 | 0 | 0 | 0 | 0
Coal | 2.7 | 3.45 | 4.83 | 7.69 | 15.7 | 20.53
Geo | 0 | 0 | 0 | 0 | 0 | 0
H | 0 | 0 | 0 | 0 | 0 | 0
LFG | 0 | 0 | 0 | 0 | 0 | 0
Nuc | 0 | 0 | 0 | 0 | 0 | 0
PS | 0 | 0 | 0 | 0 | 0 | 0
PV | 0 | 0 | 0 | 0 | 0 | 0
PeakG | 0 | 0 | 0 | 0 | 0 | 0
PeakO | 0 | 0 | 0 | 0 | 0 | 0
ST | 0 | 0 | 0 | 0 | 0 | 0
STOG | 0 | 0 | 0 | 0 | 0 | 0
STWD | 0 | 0 | 0 | 0 | 0 | 0
WT | 0 | 0 | 0 | 0 | 0 | 0
IGCC | 0 | 0 | 0 | 0 | 0 | 0
DemandResponse | 0 | 0 | 0 | 0 | 0 | 0
IGCC-CCS | 0 | 0 | 0 | 0 | 0 | 0
WT_off | 0 | 0 | 0 | 0 | 0 | 0
PseudoUnit | 0 | 0 | 0 | 0 | 0 | 0
FixedInterchange | 0 | 0 | 0 | 0 | 0 | 0
Retrofit VOM Costs by Reporting Type: PJM_ROM
ReportingType | 2015 | 2020 | 2025 | 2030 | 2035 | 2040
BM | 0 | 0 | 0 | 0 | 0 | 0
CC | 0 | 0 | 0 | 0 | 0 | 0
CSP | 0 | 0 | 0 | 0 | 0 | 0
CT | 0 | 0 | 0 | 0 | 0 | 0
Coal | 194.38 | 257.63 | 270.94 | 282.84 | 282.84 | 282.84
Geo | 0 | 0 | 0 | 0 | 0 | 0
H | 0 | 0 | 0 | 0 | 0 | 0
LFG | 0 | 0 | 0 | 0 | 0 | 0
Nuc | 0 | 0 | 0 | 0 | 0 | 0
PS | 0 | 0 | 0 | 0 | 0 | 0
PV | 0 | 0 | 0 | 0 | 0 | 0
PeakG | 0 | 0 | 0 | 0 | 0 | 0
PeakO | 0 | 0 | 0 | 0 | 0 | 0
ST | 0 | 0 | 0 | 0 | 0 | 0
STOG | 0 | 0 | 0 | 0 | 0 | 0
STWD | 0 | 0 | 0 | 0 | 0 | 0
WT | 0 | 0 | 0 | 0 | 0 | 0
IGCC | 0 | 0 | 0 | 0 | 0 | 0
DemandResponse | 0 | 0 | 0 | 0 | 0 | 0
IGCC-CCS | 0 | 0 | 0 | 0 | 0 | 0
WT_off | 0 | 0 | 0 | 0 | 0 | 0
PseudoUnit | 0 | 0 | 0 | 0 | 0 | 0
FixedInterchange | 0 | 0 | 0 | 0 | 0 | 0
Retrofit VOM Costs by Reporting Type: PJM_ROR
ReportingType | 2015 | 2020 | 2025 | 2030 | 2035 | 2040
BM | 0 | 0 | 0 | 0 | 0 | 0
CC | 0 | 0 | 0 | 0 | 0 | 0
CSP | 0 | 0 | 0 | 0 | 0 | 0
CT | 0 | 0 | 0 | 0 | 0 | 0
Coal | 966.15 | 1267.13 | 1312.2 | 1322.5 | 1340.78 | 1348.81
Geo | 0 | 0 | 0 | 0 | 0 | 0
H | 0 | 0 | 0 | 0 | 0 | 0
LFG | 0 | 0 | 0 | 0 | 0 | 0
Nuc | 0 | 0 | 0 | 0 | 0 | 0
PS | 0 | 0 | 0 | 0 | 0 | 0
PV | 0 | 0 | 0 | 0 | 0 | 0
PeakG | 0 | 0 | 0 | 0 | 0 | 0
PeakO | 0 | 0 | 0 | 0 | 0 | 0
ST | 0 | 0 | 0 | 0 | 0 | 0
STOG | 0 | 0 | 0 | 0 | 0 | 0
STWD | 0 | 0 | 0 | 0 | 0 | 0
WT | 0 | 0 | 0 | 0 | 0 | 0
IGCC | 0 | 0 | 0 | 0 | 0 | 0
DemandResponse | 0 | 0 | 0 | 0 | 0 | 0
IGCC-CCS | 0 | 0 | 0 | 0 | 0 | 0
WT_off | 0 | 0 | 0 | 0 | 0 | 0
PseudoUnit | 0 | 0 | 0 | 0 | 0 | 0
FixedInterchange | 0 | 0 | 0 | 0 | 0 | 0
Retrofit VOM Costs by Reporting Type: SOCO
ReportingType | 2015 | 2020 | 2025 | 2030 | 2035 | 2040
BM | 0 | 0 | 0 | 0 | 0 | 0
CC | 0 | 0 | 0 | 0 | 0 | 0
CSP | 0 | 0 | 0 | 0 | 0 | 0
CT | 0 | 0 | 0 | 0 | 0 | 0
Coal | 361.54 | 514.74 | 683.78 | 695.3 | 708.03 | 708.03
Geo | 0 | 0 | 0 | 0 | 0 | 0
H | 0 | 0 | 0 | 0 | 0 | 0
LFG | 0 | 0 | 0 | 0 | 0 | 0
Nuc | 0 | 0 | 0 | 0 | 0 | 0
PS | 0 | 0 | 0 | 0 | 0 | 0
PV | 0 | 0 | 0 | 0 | 0 | 0
PeakG | 0 | 0 | 0 | 0 | 0 | 0
PeakO | 0 | 0 | 0 | 0 | 0 | 0
ST | 0 | 0 | 0 | 0 | 0 | 0
STOG | 0 | 0 | 0 | 0 | 0 | 0
STWD | 0 | 0 | 0 | 0 | 0 | 0
WT | 0 | 0 | 0 | 0 | 0 | 0
IGCC | 0 | 0 | 0 | 0 | 0 | 0
DemandResponse | 0 | 0 | 0 | 0 | 0 | 0
IGCC-CCS | 0 | 0 | 0 | 0 | 0 | 0
WT_off | 0 | 0 | 0 | 0 | 0 | 0
PseudoUnit | 0 | 0 | 0 | 0 | 0 | 0
FixedInterchange | 0 | 0 | 0 | 0 | 0 | 0
Retrofit VOM Costs by Reporting Type: SPP_N
ReportingType | 2015 | 2020 | 2025 | 2030 | 2035 | 2040
BM | 0 | 0 | 0 | 0 | 0 | 0
CC | 0 | 0 | 0 | 0 | 0 | 0
CSP | 0 | 0 | 0 | 0 | 0 | 0
CT | 0 | 0 | 0 | 0 | 0 | 0
Coal | 190.31 | 359.72 | 361.74 | 361.74 | 361.74 | 361.74
Geo | 0 | 0 | 0 | 0 | 0 | 0
H | 0 | 0 | 0 | 0 | 0 | 0
LFG | 0 | 0 | 0 | 0 | 0 | 0
Nuc | 0 | 0 | 0 | 0 | 0 | 0
PS | 0 | 0 | 0 | 0 | 0 | 0
PV | 0 | 0 | 0 | 0 | 0 | 0
PeakG | 0 | 0 | 0 | 0 | 0 | 0
PeakO | 0 | 0 | 0 | 0 | 0 | 0
ST | 0 | 0 | 0 | 0 | 0 | 0
STOG | 0 | 0 | 0 | 0 | 0 | 0
STWD | 0 | 0 | 0 | 0 | 0 | 0
WT | 0 | 0 | 0 | 0 | 0 | 0
IGCC | 0 | 0 | 0 | 0 | 0 | 0
DemandResponse | 0 | 0 | 0 | 0 | 0 | 0
IGCC-CCS | 0 | 0 | 0 | 0 | 0 | 0
WT_off | 0 | 0 | 0 | 0 | 0 | 0
PseudoUnit | 0 | 0 | 0 | 0 | 0 | 0
FixedInterchange | 0 | 0 | 0 | 0 | 0 | 0
Retrofit VOM Costs by Reporting Type: SPP_S
ReportingType | 2015 | 2020 | 2025 | 2030 | 2035 | 2040
BM | 0 | 0 | 0 | 0 | 0 | 0
CC | 0 | 0 | 0 | 0 | 0 | 0
CSP | 0 | 0 | 0 | 0 | 0 | 0
CT | 0 | 0 | 0 | 0 | 0 | 0
Coal | 84.37 | 687.35 | 734.6 | 791.76 | 837.5 | 826.38
Geo | 0 | 0 | 0 | 0 | 0 | 0
H | 0 | 0 | 0 | 0 | 0 | 0
LFG | 0 | 0 | 0 | 0 | 0 | 0
Nuc | 0 | 0 | 0 | 0 | 0 | 0
PS | 0 | 0 | 0 | 0 | 0 | 0
PV | 0 | 0 | 0 | 0 | 0 | 0
PeakG | 0 | 0 | 0 | 0 | 0 | 0
PeakO | 0 | 0 | 0 | 0 | 0 | 0
ST | 0 | 0 | 0 | 0 | 0 | 0
STOG | 0 | 0 | 0 | 0 | 0 | 0
STWD | 0 | 0 | 0 | 0 | 0 | 0
WT | 0 | 0 | 0 | 0 | 0 | 0
IGCC | 0 | 0 | 0 | 0 | 0 | 0
DemandResponse | 0 | 0 | 0 | 0 | 0 | 0
IGCC-CCS | 0 | 0 | 0 | 0 | 0 | 0
WT_off | 0 | 0 | 0 | 0 | 0 | 0
PseudoUnit | 0 | 0 | 0 | 0 | 0 | 0
FixedInterchange | 0 | 0 | 0 | 0 | 0 | 0
Retrofit VOM Costs by Reporting Type: TVA
ReportingType | 2015 | 2020 | 2025 | 2030 | 2035 | 2040
BM | 0 | 0 | 0 | 0 | 0 | 0
CC | 0 | 0 | 0 | 0 | 0 | 0
CSP | 0 | 0 | 0 | 0 | 0 | 0
CT | 0 | 0 | 0 | 0 | 0 | 0
Coal | 229.19 | 442.55 | 490.69 | 502.39 | 502.39 | 502.39
Geo | 0 | 0 | 0 | 0 | 0 | 0
H | 0 | 0 | 0 | 0 | 0 | 0
LFG | 0 | 0 | 0 | 0 | 0 | 0
Nuc | 0 | 0 | 0 | 0 | 0 | 0
PS | 0 | 0 | 0 | 0 | 0 | 0
PV | 0 | 0 | 0 | 0 | 0 | 0
PeakG | 0 | 0 | 0 | 0 | 0 | 0
PeakO | 0 | 0 | 0 | 0 | 0 | 0
ST | 0 | 0 | 0 | 0 | 0 | 0
STOG | 0 | 0 | 0 | 0 | 0 | 0
STWD | 0 | 0 | 0 | 0 | 0 | 0
WT | 0 | 0 | 0 | 0 | 0 | 0
IGCC | 0 | 0 | 0 | 0 | 0 | 0
DemandResponse | 0 | 0 | 0 | 0 | 0 | 0
IGCC-CCS | 0 | 0 | 0 | 0 | 0 | 0
WT_off | 0 | 0 | 0 | 0 | 0 | 0
PseudoUnit | 0 | 0 | 0 | 0 | 0 | 0
FixedInterchange | 0 | 0 | 0 | 0 | 0 | 0
Retrofit VOM Costs by Reporting Type: TVA_Transmission
ReportingType | 2015 | 2020 | 2025 | 2030 | 2035 | 2040
BM | 0 | 0 | 0 | 0 | 0 | 0
CC | 0 | 0 | 0 | 0 | 0 | 0
CSP | 0 | 0 | 0 | 0 | 0 | 0
CT | 0 | 0 | 0 | 0 | 0 | 0
Coal | 0 | 0 | 0 | 0 | 0 | 0
Geo | 0 | 0 | 0 | 0 | 0 | 0
H | 0 | 0 | 0 | 0 | 0 | 0
LFG | 0 | 0 | 0 | 0 | 0 | 0
Nuc | 0 | 0 | 0 | 0 | 0 | 0
PS | 0 | 0 | 0 | 0 | 0 | 0
PV | 0 | 0 | 0 | 0 | 0 | 0
PeakG | 0 | 0 | 0 | 0 | 0 | 0
PeakO | 0 | 0 | 0 | 0 | 0 | 0
ST | 0 | 0 | 0 | 0 | 0 | 0
STOG | 0 | 0 | 0 | 0 | 0 | 0
STWD | 0 | 0 | 0 | 0 | 0 | 0
WT | 0 | 0 | 0 | 0 | 0 | 0
IGCC | 0 | 0 | 0 | 0 | 0 | 0
DemandResponse | 0 | 0 | 0 | 0 | 0 | 0
IGCC-CCS | 0 | 0 | 0 | 0 | 0 | 0
WT_off | 0 | 0 | 0 | 0 | 0 | 0
PseudoUnit | 0 | 0 | 0 | 0 | 0 | 0
FixedInterchange | 0 | 0 | 0 | 0 | 0 | 0
Retrofit VOM Costs by Reporting Type: VACAR
ReportingType | 2015 | 2020 | 2025 | 2030 | 2035 | 2040
BM | 0 | 0 | 0 | 0 | 0 | 0
CC | 0 | 0 | 0 | 0 | 0 | 0
CSP | 0 | 0 | 0 | 0 | 0 | 0
CT | 0 | 0 | 0 | 0 | 0 | 0
Coal | 290.7 | 338.27 | 430.21 | 482.64 | 529.49 | 534.82
Geo | 0 | 0 | 0 | 0 | 0 | 0
H | 0 | 0 | 0 | 0 | 0 | 0
LFG | 0 | 0 | 0 | 0 | 0 | 0
Nuc | 0 | 0 | 0 | 0 | 0 | 0
PS | 0 | 0 | 0 | 0 | 0 | 0
PV | 0 | 0 | 0 | 0 | 0 | 0
PeakG | 0 | 0 | 0 | 0 | 0 | 0
PeakO | 0 | 0 | 0 | 0 | 0 | 0
ST | 0 | 0 | 0 | 0 | 0 | 0
STOG | 0 | 0 | 0 | 0 | 0 | 0
STWD | 0 | 0 | 0 | 0 | 0 | 0
WT | 0 | 0 | 0 | 0 | 0 | 0
IGCC | 0 | 0 | 0 | 0 | 0 | 0
DemandResponse | 0 | 0 | 0 | 0 | 0 | 0
IGCC-CCS | 0 | 0 | 0 | 0 | 0 | 0
WT_off | 0 | 0 | 0 | 0 | 0 | 0
PseudoUnit | 0 | 0 | 0 | 0 | 0 | 0
FixedInterchange | 0 | 0 | 0 | 0 | 0 | 0
Retrofit VOM Costs by Reporting Type: IESO
ReportingType | 2015 | 2020 | 2025 | 2030 | 2035 | 2040
BM | 0 | 0 | 0 | 0 | 0 | 0
CC | 0 | 0 | 0 | 0 | 0 | 0
CSP | 0 | 0 | 0 | 0 | 0 | 0
CT | 0 | 0 | 0 | 0 | 0 | 0
Coal | 0 | 0 | 0 | 0 | 0 | 0
Geo | 0 | 0 | 0 | 0 | 0 | 0
H | 0 | 0 | 0 | 0 | 0 | 0
LFG | 0 | 0 | 0 | 0 | 0 | 0
Nuc | 0 | 0 | 0 | 0 | 0 | 0
PS | 0 | 0 | 0 | 0 | 0 | 0
PV | 0 | 0 | 0 | 0 | 0 | 0
PeakG | 0 | 0 | 0 | 0 | 0 | 0
PeakO | 0 | 0 | 0 | 0 | 0 | 0
ST | 0 | 0 | 0 | 0 | 0 | 0
STOG | 0 | 0 | 0 | 0 | 0 | 0
STWD | 0 | 0 | 0 | 0 | 0 | 0
WT | 0 | 0 | 0 | 0 | 0 | 0
IGCC | 0 | 0 | 0 | 0 | 0 | 0
DemandResponse | 0 | 0 | 0 | 0 | 0 | 0
IGCC-CCS | 0 | 0 | 0 | 0 | 0 | 0
WT_off | 0 | 0 | 0 | 0 | 0 | 0
PseudoUnit | 0 | 0 | 0 | 0 | 0 | 0
FixedInterchange | 0 | 0 | 0 | 0 | 0 | 0
Retrofit VOM Costs by Reporting Type: MAPP_CA
ReportingType | 2015 | 2020 | 2025 | 2030 | 2035 | 2040
BM | 0 | 0 | 0 | 0 | 0 | 0
CC | 0 | 0 | 0 | 0 | 0 | 0
CSP | 0 | 0 | 0 | 0 | 0 | 0
CT | 0 | 0 | 0 | 0 | 0 | 0
Coal | 0 | 0 | 0 | 0 | 0 | 0
Geo | 0 | 0 | 0 | 0 | 0 | 0
H | 0 | 0 | 0 | 0 | 0 | 0
LFG | 0 | 0 | 0 | 0 | 0 | 0
Nuc | 0 | 0 | 0 | 0 | 0 | 0
PS | 0 | 0 | 0 | 0 | 0 | 0
PV | 0 | 0 | 0 | 0 | 0 | 0
PeakG | 0 | 0 | 0 | 0 | 0 | 0
PeakO | 0 | 0 | 0 | 0 | 0 | 0
ST | 0 | 0 | 0 | 0 | 0 | 0
STOG | 0 | 0 | 0 | 0 | 0 | 0
STWD | 0 | 0 | 0 | 0 | 0 | 0
WT | 0 | 0 | 0 | 0 | 0 | 0
IGCC | 0 | 0 | 0 | 0 | 0 | 0
DemandResponse | 0 | 0 | 0 | 0 | 0 | 0
IGCC-CCS | 0 | 0 | 0 | 0 | 0 | 0
WT_off | 0 | 0 | 0 | 0 | 0 | 0
PseudoUnit | 0 | 0 | 0 | 0 | 0 | 0
FixedInterchange | 0 | 0 | 0 | 0 | 0 | 0
Retrofit VOM Costs by Reporting Type: AZ_NM_SNV_Coal
ReportingType | 2015 | 2020 | 2025 | 2030 | 2035 | 2040
BM | 0 | 0 | 0 | 0 | 0 | 0
CC | 0 | 0 | 0 | 0 | 0 | 0
CSP | 0 | 0 | 0 | 0 | 0 | 0
CT | 0 | 0 | 0 | 0 | 0 | 0
Coal | 323.04 | 404.7 | 404.7 | 404.7 | 403.6 | 361.44
Geo | 0 | 0 | 0 | 0 | 0 | 0
H | 0 | 0 | 0 | 0 | 0 | 0
LFG | 0 | 0 | 0 | 0 | 0 | 0
Nuc | 0 | 0 | 0 | 0 | 0 | 0
PS | 0 | 0 | 0 | 0 | 0 | 0
PV | 0 | 0 | 0 | 0 | 0 | 0
PeakG | 0 | 0 | 0 | 0 | 0 | 0
PeakO | 0 | 0 | 0 | 0 | 0 | 0
ST | 0 | 0 | 0 | 0 | 0 | 0
STOG | 0 | 0 | 0 | 0 | 0 | 0
STWD | 0 | 0 | 0 | 0 | 0 | 0
WT | 0 | 0 | 0 | 0 | 0 | 0
IGCC | 0 | 0 | 0 | 0 | 0 | 0
DemandResponse | 0 | 0 | 0 | 0 | 0 | 0
IGCC-CCS | 0 | 0 | 0 | 0 | 0 | 0
WT_off | 0 | 0 | 0 | 0 | 0 | 0
PseudoUnit | 0 | 0 | 0 | 0 | 0 | 0
FixedInterchange | 0 | 0 | 0 | 0 | 0 | 0
Retrofit VOM Costs by Reporting Type: AZ_NM_SNV_Gas
ReportingType | 2015 | 2020 | 2025 | 2030 | 2035 | 2040
BM | 0 | 0 | 0 | 0 | 0 | 0
CC | 0 | 0 | 0 | 0 | 0 | 0
CSP | 0 | 0 | 0 | 0 | 0 | 0
CT | 0 | 0 | 0 | 0 | 0 | 0
Coal | 0 | 0 | 0 | 0 | 0 | 0
Geo | 0 | 0 | 0 | 0 | 0 | 0
H | 0 | 0 | 0 | 0 | 0 | 0
LFG | 0 | 0 | 0 | 0 | 0 | 0
Nuc | 0 | 0 | 0 | 0 | 0 | 0
PS | 0 | 0 | 0 | 0 | 0 | 0
PV | 0 | 0 | 0 | 0 | 0 | 0
PeakG | 0 | 0 | 0 | 0 | 0 | 0
PeakO | 0 | 0 | 0 | 0 | 0 | 0
ST | 0 | 0 | 0 | 0 | 0 | 0
STOG | 0 | 0 | 0 | 0 | 0 | 0
STWD | 0 | 0 | 0 | 0 | 0 | 0
WT | 0 | 0 | 0 | 0 | 0 | 0
IGCC | 0 | 0 | 0 | 0 | 0 | 0
DemandResponse | 0 | 0 | 0 | 0 | 0 | 0
IGCC-CCS | 0 | 0 | 0 | 0 | 0 | 0
WT_off | 0 | 0 | 0 | 0 | 0 | 0
PseudoUnit | 0 | 0 | 0 | 0 | 0 | 0
FixedInterchange | 0 | 0 | 0 | 0 | 0 | 0
Retrofit VOM Costs by Reporting Type: AZ_NM_SNV_NucRenew
ReportingType | 2015 | 2020 | 2025 | 2030 | 2035 | 2040
BM | 0 | 0 | 0 | 0 | 0 | 0
CC | 0 | 0 | 0 | 0 | 0 | 0
CSP | 0 | 0 | 0 | 0 | 0 | 0
CT | 0 | 0 | 0 | 0 | 0 | 0
Coal | 0 | 0 | 0 | 0 | 0 | 0
Geo | 0 | 0 | 0 | 0 | 0 | 0
H | 0 | 0 | 0 | 0 | 0 | 0
LFG | 0 | 0 | 0 | 0 | 0 | 0
Nuc | 0 | 0 | 0 | 0 | 0 | 0
PS | 0 | 0 | 0 | 0 | 0 | 0
PV | 0 | 0 | 0 | 0 | 0 | 0
PeakG | 0 | 0 | 0 | 0 | 0 | 0
PeakO | 0 | 0 | 0 | 0 | 0 | 0
ST | 0 | 0 | 0 | 0 | 0 | 0
STOG | 0 | 0 | 0 | 0 | 0 | 0
STWD | 0 | 0 | 0 | 0 | 0 | 0
WT | 0 | 0 | 0 | 0 | 0 | 0
IGCC | 0 | 0 | 0 | 0 | 0 | 0
DemandResponse | 0 | 0 | 0 | 0 | 0 | 0
IGCC-CCS | 0 | 0 | 0 | 0 | 0 | 0
WT_off | 0 | 0 | 0 | 0 | 0 | 0
PseudoUnit | 0 | 0 | 0 | 0 | 0 | 0
FixedInterchange | 0 | 0 | 0 | 0 | 0 | 0
Retrofit VOM Costs by Reporting Type: ERCOT
ReportingType | 2015 | 2020 | 2025 | 2030 | 2035 | 2040
BM | 0 | 0 | 0 | 0 | 0 | 0
CC | 0 | 0 | 0 | 0 | 0 | 0
CSP | 0 | 0 | 0 | 0 | 0 | 0
CT | 0 | 0 | 0 | 0 | 0 | 0
Coal | 285.11 | 510.98 | 639.14 | 637.04 | 639.14 | 639.14
Geo | 0 | 0 | 0 | 0 | 0 | 0
H | 0 | 0 | 0 | 0 | 0 | 0
LFG | 0 | 0 | 0 | 0 | 0 | 0
Nuc | 0 | 0 | 0 | 0 | 0 | 0
PS | 0 | 0 | 0 | 0 | 0 | 0
PV | 0 | 0 | 0 | 0 | 0 | 0
PeakG | 0 | 0 | 0 | 0 | 0 | 0
PeakO | 0 | 0 | 0 | 0 | 0 | 0
ST | 0 | 0 | 0 | 0 | 0 | 0
STOG | 0 | 0 | 0 | 0 | 0 | 0
STWD | 0 | 0 | 0 | 0 | 0 | 0
WT | 0 | 0 | 0 | 0 | 0 | 0
IGCC | 0 | 0 | 0 | 0 | 0 | 0
DemandResponse | 0 | 0 | 0 | 0 | 0 | 0
IGCC-CCS | 0 | 0 | 0 | 0 | 0 | 0
WT_off | 0 | 0 | 0 | 0 | 0 | 0
PseudoUnit | 0 | 0 | 0 | 0 | 0 | 0
FixedInterchange | 0 | 0 | 0 | 0 | 0 | 0
Retrofit VOM Costs by Reporting Type: NP15
ReportingType | 2015 | 2020 | 2025 | 2030 | 2035 | 2040
BM | 0 | 0 | 0 | 0 | 0 | 0
CC | 0 | 0 | 0 | 0 | 0 | 0
CSP | 0 | 0 | 0 | 0 | 0 | 0
CT | 0 | 0 | 0 | 0 | 0 | 0
Coal | 1.46 | 0 | 0 | 0 | 0 | 0
Geo | 0 | 0 | 0 | 0 | 0 | 0
H | 0 | 0 | 0 | 0 | 0 | 0
LFG | 0 | 0 | 0 | 0 | 0 | 0
Nuc | 0 | 0 | 0 | 0 | 0 | 0
PS | 0 | 0 | 0 | 0 | 0 | 0
PV | 0 | 0 | 0 | 0 | 0 | 0
PeakG | 0 | 0 | 0 | 0 | 0 | 0
PeakO | 0 | 0 | 0 | 0 | 0 | 0
ST | 0 | 0 | 0 | 0 | 0 | 0
STOG | 0 | 0 | 0 | 0 | 0 | 0
STWD | 0 | 0 | 0 | 0 | 0 | 0
WT | 0 | 0 | 0 | 0 | 0 | 0
IGCC | 0 | 0 | 0 | 0 | 0 | 0
DemandResponse | 0 | 0 | 0 | 0 | 0 | 0
IGCC-CCS | 0 | 0 | 0 | 0 | 0 | 0
WT_off | 0 | 0 | 0 | 0 | 0 | 0
PseudoUnit | 0 | 0 | 0 | 0 | 0 | 0
FixedInterchange | 0 | 0 | 0 | 0 | 0 | 0
Retrofit VOM Costs by Reporting Type: NWPP_Coal
ReportingType | 2015 | 2020 | 2025 | 2030 | 2035 | 2040
BM | 0 | 0 | 0 | 0 | 0 | 0
CC | 0 | 0 | 0 | 0 | 0 | 0
CSP | 0 | 0 | 0 | 0 | 0 | 0
CT | 0 | 0 | 0 | 0 | 0 | 0
Coal | 536.7 | 693.67 | 693.67 | 693.67 | 693.67 | 693.67
Geo | 0 | 0 | 0 | 0 | 0 | 0
H | 0 | 0 | 0 | 0 | 0 | 0
LFG | 0 | 0 | 0 | 0 | 0 | 0
Nuc | 0 | 0 | 0 | 0 | 0 | 0
PS | 0 | 0 | 0 | 0 | 0 | 0
PV | 0 | 0 | 0 | 0 | 0 | 0
PeakG | 0 | 0 | 0 | 0 | 0 | 0
PeakO | 0 | 0 | 0 | 0 | 0 | 0
ST | 0 | 0 | 0 | 0 | 0 | 0
STOG | 0 | 0 | 0 | 0 | 0 | 0
STWD | 0 | 0 | 0 | 0 | 0 | 0
WT | 0 | 0 | 0 | 0 | 0 | 0
IGCC | 0 | 0 | 0 | 0 | 0 | 0
DemandResponse | 0 | 0 | 0 | 0 | 0 | 0
IGCC-CCS | 0 | 0 | 0 | 0 | 0 | 0
WT_off | 0 | 0 | 0 | 0 | 0 | 0
PseudoUnit | 0 | 0 | 0 | 0 | 0 | 0
FixedInterchange | 0 | 0 | 0 | 0 | 0 | 0
Retrofit VOM Costs by Reporting Type: NWPP_Gas
ReportingType | 2015 | 2020 | 2025 | 2030 | 2035 | 2040
BM | 0 | 0 | 0 | 0 | 0 | 0
CC | 0 | 0 | 0 | 0 | 0 | 0
CSP | 0 | 0 | 0 | 0 | 0 | 0
CT | 0 | 0 | 0 | 0 | 0 | 0
Coal | 0 | 0 | 0 | 0 | 0 | 0
Geo | 0 | 0 | 0 | 0 | 0 | 0
H | 0 | 0 | 0 | 0 | 0 | 0
LFG | 0 | 0 | 0 | 0 | 0 | 0
Nuc | 0 | 0 | 0 | 0 | 0 | 0
PS | 0 | 0 | 0 | 0 | 0 | 0
PV | 0 | 0 | 0 | 0 | 0 | 0
PeakG | 0 | 0 | 0 | 0 | 0 | 0
PeakO | 0 | 0 | 0 | 0 | 0 | 0
ST | 0 | 0 | 0 | 0 | 0 | 0
STOG | 0 | 0 | 0 | 0 | 0 | 0
STWD | 0 | 0 | 0 | 0 | 0 | 0
WT | 0 | 0 | 0 | 0 | 0 | 0
IGCC | 0 | 0 | 0 | 0 | 0 | 0
DemandResponse | 0 | 0 | 0 | 0 | 0 | 0
IGCC-CCS | 0 | 0 | 0 | 0 | 0 | 0
WT_off | 0 | 0 | 0 | 0 | 0 | 0
PseudoUnit | 0 | 0 | 0 | 0 | 0 | 0
FixedInterchange | 0 | 0 | 0 | 0 | 0 | 0
Retrofit VOM Costs by Reporting Type: NWPP_NucRenew
ReportingType | 2015 | 2020 | 2025 | 2030 | 2035 | 2040
BM | 0 | 0 | 0 | 0 | 0 | 0
CC | 0 | 0 | 0 | 0 | 0 | 0
CSP | 0 | 0 | 0 | 0 | 0 | 0
CT | 0 | 0 | 0 | 0 | 0 | 0
Coal | 0 | 0 | 0 | 0 | 0 | 0
Geo | 0 | 0 | 0 | 0 | 0 | 0
H | 0 | 0 | 0 | 0 | 0 | 0
LFG | 0 | 0 | 0 | 0 | 0 | 0
Nuc | 0 | 0 | 0 | 0 | 0 | 0
PS | 0 | 0 | 0 | 0 | 0 | 0
PV | 0 | 0 | 0 | 0 | 0 | 0
PeakG | 0 | 0 | 0 | 0 | 0 | 0
PeakO | 0 | 0 | 0 | 0 | 0 | 0
ST | 0 | 0 | 0 | 0 | 0 | 0
STOG | 0 | 0 | 0 | 0 | 0 | 0
STWD | 0 | 0 | 0 | 0 | 0 | 0
WT | 0 | 0 | 0 | 0 | 0 | 0
IGCC | 0 | 0 | 0 | 0 | 0 | 0
DemandResponse | 0 | 0 | 0 | 0 | 0 | 0
IGCC-CCS | 0 | 0 | 0 | 0 | 0 | 0
WT_off | 0 | 0 | 0 | 0 | 0 | 0
PseudoUnit | 0 | 0 | 0 | 0 | 0 | 0
FixedInterchange | 0 | 0 | 0 | 0 | 0 | 0
Retrofit VOM Costs by Reporting Type: RMPA
ReportingType | 2015 | 2020 | 2025 | 2030 | 2035 | 2040
BM | 0 | 0 | 0 | 0 | 0 | 0
CC | 0 | 0 | 0 | 0 | 0 | 0
CSP | 0 | 0 | 0 | 0 | 0 | 0
CT | 0 | 0 | 0 | 0 | 0 | 0
Coal | 253.82 | 333.55 | 311.8 | 311.8 | 311.8 | 306.72
Geo | 0 | 0 | 0 | 0 | 0 | 0
H | 0 | 0 | 0 | 0 | 0 | 0
LFG | 0 | 0 | 0 | 0 | 0 | 0
Nuc | 0 | 0 | 0 | 0 | 0 | 0
PS | 0 | 0 | 0 | 0 | 0 | 0
PV | 0 | 0 | 0 | 0 | 0 | 0
PeakG | 0 | 0 | 0 | 0 | 0 | 0
PeakO | 0 | 0 | 0 | 0 | 0 | 0
ST | 0 | 0 | 0 | 0 | 0 | 0
STOG | 0 | 0 | 0 | 0 | 0 | 0
STWD | 0 | 0 | 0 | 0 | 0 | 0
WT | 0 | 0 | 0 | 0 | 0 | 0
IGCC | 0 | 0 | 0 | 0 | 0 | 0
DemandResponse | 0 | 0 | 0 | 0 | 0 | 0
IGCC-CCS | 0 | 0 | 0 | 0 | 0 | 0
WT_off | 0 | 0 | 0 | 0 | 0 | 0
PseudoUnit | 0 | 0 | 0 | 0 | 0 | 0
FixedInterchange | 0 | 0 | 0 | 0 | 0 | 0
Retrofit VOM Costs by Reporting Type: SP15
ReportingType | 2015 | 2020 | 2025 | 2030 | 2035 | 2040
BM | 0 | 0 | 0 | 0 | 0 | 0
CC | 0 | 0 | 0 | 0 | 0 | 0
CSP | 0 | 0 | 0 | 0 | 0 | 0
CT | 0 | 0 | 0 | 0 | 0 | 0
Coal | 5.19 | 5.66 | 5.66 | 1.72 | 0 | 0
Geo | 0 | 0 | 0 | 0 | 0 | 0
H | 0 | 0 | 0 | 0 | 0 | 0
LFG | 0 | 0 | 0 | 0 | 0 | 0
Nuc | 0 | 0 | 0 | 0 | 0 | 0
PS | 0 | 0 | 0 | 0 | 0 | 0
PV | 0 | 0 | 0 | 0 | 0 | 0
PeakG | 0 | 0 | 0 | 0 | 0 | 0
PeakO | 0 | 0 | 0 | 0 | 0 | 0
ST | 0 | 0 | 0 | 0 | 0 | 0
STOG | 0 | 0 | 0 | 0 | 0 | 0
STWD | 0 | 0 | 0 | 0 | 0 | 0
WT | 0 | 0 | 0 | 0 | 0 | 0
IGCC | 0 | 0 | 0 | 0 | 0 | 0
DemandResponse | 0 | 0 | 0 | 0 | 0 | 0
IGCC-CCS | 0 | 0 | 0 | 0 | 0 | 0
WT_off | 0 | 0 | 0 | 0 | 0 | 0
PseudoUnit | 0 | 0 | 0 | 0 | 0 | 0
FixedInterchange | 0 | 0 | 0 | 0 | 0 | 0
Retrofit VOM Costs by Reporting Type: ALB
ReportingType | 2015 | 2020 | 2025 | 2030 | 2035 | 2040
BM | 0 | 0 | 0 | 0 | 0 | 0
CC | 0 | 0 | 0 | 0 | 0 | 0
CSP | 0 | 0 | 0 | 0 | 0 | 0
CT | 0 | 0 | 0 | 0 | 0 | 0
Coal | 21.2 | 21.2 | 21.2 | 21.2 | 21.2 | 21.2
Geo | 0 | 0 | 0 | 0 | 0 | 0
H | 0 | 0 | 0 | 0 | 0 | 0
LFG | 0 | 0 | 0 | 0 | 0 | 0
Nuc | 0 | 0 | 0 | 0 | 0 | 0
PS | 0 | 0 | 0 | 0 | 0 | 0
PV | 0 | 0 | 0 | 0 | 0 | 0
PeakG | 0 | 0 | 0 | 0 | 0 | 0
PeakO | 0 | 0 | 0 | 0 | 0 | 0
ST | 0 | 0 | 0 | 0 | 0 | 0
STOG | 0 | 0 | 0 | 0 | 0 | 0
STWD | 0 | 0 | 0 | 0 | 0 | 0
WT | 0 | 0 | 0 | 0 | 0 | 0
IGCC | 0 | 0 | 0 | 0 | 0 | 0
DemandResponse | 0 | 0 | 0 | 0 | 0 | 0
IGCC-CCS | 0 | 0 | 0 | 0 | 0 | 0
WT_off | 0 | 0 | 0 | 0 | 0 | 0
PseudoUnit | 0 | 0 | 0 | 0 | 0 | 0
FixedInterchange | 0 | 0 | 0 | 0 | 0 | 0
Retrofit VOM Costs by Reporting Type: BC
ReportingType | 2015 | 2020 | 2025 | 2030 | 2035 | 2040
BM | 0 | 0 | 0 | 0 | 0 | 0
CC | 0 | 0 | 0 | 0 | 0 | 0
CSP | 0 | 0 | 0 | 0 | 0 | 0
CT | 0 | 0 | 0 | 0 | 0 | 0
Coal | 0 | 0 | 0 | 0 | 0 | 0
Geo | 0 | 0 | 0 | 0 | 0 | 0
H | 0 | 0 | 0 | 0 | 0 | 0
LFG | 0 | 0 | 0 | 0 | 0 | 0
Nuc | 0 | 0 | 0 | 0 | 0 | 0
PS | 0 | 0 | 0 | 0 | 0 | 0
PV | 0 | 0 | 0 | 0 | 0 | 0
PeakG | 0 | 0 | 0 | 0 | 0 | 0
PeakO | 0 | 0 | 0 | 0 | 0 | 0
ST | 0 | 0 | 0 | 0 | 0 | 0
STOG | 0 | 0 | 0 | 0 | 0 | 0
STWD | 0 | 0 | 0 | 0 | 0 | 0
WT | 0 | 0 | 0 | 0 | 0 | 0
IGCC | 0 | 0 | 0 | 0 | 0 | 0
DemandResponse | 0 | 0 | 0 | 0 | 0 | 0
IGCC-CCS | 0 | 0 | 0 | 0 | 0 | 0
WT_off | 0 | 0 | 0 | 0 | 0 | 0
PseudoUnit | 0 | 0 | 0 | 0 | 0 | 0
FixedInterchange | 0 | 0 | 0 | 0 | 0 | 0
Retrofit VOM Costs by Reporting Type: HQ_IESO
ReportingType | 2015 | 2020 | 2025 | 2030 | 2035 | 2040
BM | 0 | 0 | 0 | 0 | 0 | 0
CC | 0 | 0 | 0 | 0 | 0 | 0
CSP | 0 | 0 | 0 | 0 | 0 | 0
CT | 0 | 0 | 0 | 0 | 0 | 0
Coal | 0 | 0 | 0 | 0 | 0 | 0
Geo | 0 | 0 | 0 | 0 | 0 | 0
H | 0 | 0 | 0 | 0 | 0 | 0
LFG | 0 | 0 | 0 | 0 | 0 | 0
Nuc | 0 | 0 | 0 | 0 | 0 | 0
PS | 0 | 0 | 0 | 0 | 0 | 0
PV | 0 | 0 | 0 | 0 | 0 | 0
PeakG | 0 | 0 | 0 | 0 | 0 | 0
PeakO | 0 | 0 | 0 | 0 | 0 | 0
ST | 0 | 0 | 0 | 0 | 0 | 0
STOG | 0 | 0 | 0 | 0 | 0 | 0
STWD | 0 | 0 | 0 | 0 | 0 | 0
WT | 0 | 0 | 0 | 0 | 0 | 0
IGCC | 0 | 0 | 0 | 0 | 0 | 0
DemandResponse | 0 | 0 | 0 | 0 | 0 | 0
IGCC-CCS | 0 | 0 | 0 | 0 | 0 | 0
WT_off | 0 | 0 | 0 | 0 | 0 | 0
PseudoUnit | 0 | 0 | 0 | 0 | 0 | 0
FixedInterchange | 0 | 0 | 0 | 0 | 0 | 0
Retrofit VOM Costs by Reporting Type: HQ_NEISO
ReportingType | 2015 | 2020 | 2025 | 2030 | 2035 | 2040
BM | 0 | 0 | 0 | 0 | 0 | 0
CC | 0 | 0 | 0 | 0 | 0 | 0
CSP | 0 | 0 | 0 | 0 | 0 | 0
CT | 0 | 0 | 0 | 0 | 0 | 0
Coal | 0 | 0 | 0 | 0 | 0 | 0
Geo | 0 | 0 | 0 | 0 | 0 | 0
H | 0 | 0 | 0 | 0 | 0 | 0
LFG | 0 | 0 | 0 | 0 | 0 | 0
Nuc | 0 | 0 | 0 | 0 | 0 | 0
PS | 0 | 0 | 0 | 0 | 0 | 0
PV | 0 | 0 | 0 | 0 | 0 | 0
PeakG | 0 | 0 | 0 | 0 | 0 | 0
PeakO | 0 | 0 | 0 | 0 | 0 | 0
ST | 0 | 0 | 0 | 0 | 0 | 0
STOG | 0 | 0 | 0 | 0 | 0 | 0
STWD | 0 | 0 | 0 | 0 | 0 | 0
WT | 0 | 0 | 0 | 0 | 0 | 0
IGCC | 0 | 0 | 0 | 0 | 0 | 0
DemandResponse | 0 | 0 | 0 | 0 | 0 | 0
IGCC-CCS | 0 | 0 | 0 | 0 | 0 | 0
WT_off | 0 | 0 | 0 | 0 | 0 | 0
PseudoUnit | 0 | 0 | 0 | 0 | 0 | 0
FixedInterchange | 0 | 0 | 0 | 0 | 0 | 0
Retrofit VOM Costs by Reporting Type: HQ_NY
ReportingType | 2015 | 2020 | 2025 | 2030 | 2035 | 2040
BM | 0 | 0 | 0 | 0 | 0 | 0
CC | 0 | 0 | 0 | 0 | 0 | 0
CSP | 0 | 0 | 0 | 0 | 0 | 0
CT | 0 | 0 | 0 | 0 | 0 | 0
Coal | 0 | 0 | 0 | 0 | 0 | 0
Geo | 0 | 0 | 0 | 0 | 0 | 0
H | 0 | 0 | 0 | 0 | 0 | 0
LFG | 0 | 0 | 0 | 0 | 0 | 0
Nuc | 0 | 0 | 0 | 0 | 0 | 0
PS | 0 | 0 | 0 | 0 | 0 | 0
PV | 0 | 0 | 0 | 0 | 0 | 0
PeakG | 0 | 0 | 0 | 0 | 0 | 0
PeakO | 0 | 0 | 0 | 0 | 0 | 0
ST | 0 | 0 | 0 | 0 | 0 | 0
STOG | 0 | 0 | 0 | 0 | 0 | 0
STWD | 0 | 0 | 0 | 0 | 0 | 0
WT | 0 | 0 | 0 | 0 | 0 | 0
IGCC | 0 | 0 | 0 | 0 | 0 | 0
DemandResponse | 0 | 0 | 0 | 0 | 0 | 0
IGCC-CCS | 0 | 0 | 0 | 0 | 0 | 0
WT_off | 0 | 0 | 0 | 0 | 0 | 0
PseudoUnit | 0 | 0 | 0 | 0 | 0 | 0
FixedInterchange | 0 | 0 | 0 | 0 | 0 | 0
Retrofit VOM Costs by Reporting Type: MARITIMES
ReportingType | 2015 | 2020 | 2025 | 2030 | 2035 | 2040
BM | 0 | 0 | 0 | 0 | 0 | 0
CC | 0 | 0 | 0 | 0 | 0 | 0
CSP | 0 | 0 | 0 | 0 | 0 | 0
CT | 0 | 0 | 0 | 0 | 0 | 0
Coal | 0 | 0 | 0 | 0 | 0 | 0
Geo | 0 | 0 | 0 | 0 | 0 | 0
H | 0 | 0 | 0 | 0 | 0 | 0
LFG | 0 | 0 | 0 | 0 | 0 | 0
Nuc | 0 | 0 | 0 | 0 | 0 | 0
PS | 0 | 0 | 0 | 0 | 0 | 0
PV | 0 | 0 | 0 | 0 | 0 | 0
PeakG | 0 | 0 | 0 | 0 | 0 | 0
PeakO | 0 | 0 | 0 | 0 | 0 | 0
ST | 0 | 0 | 0 | 0 | 0 | 0
STOG | 0 | 0 | 0 | 0 | 0 | 0
STWD | 0 | 0 | 0 | 0 | 0 | 0
WT | 0 | 0 | 0 | 0 | 0 | 0
IGCC | 0 | 0 | 0 | 0 | 0 | 0
DemandResponse | 0 | 0 | 0 | 0 | 0 | 0
IGCC-CCS | 0 | 0 | 0 | 0 | 0 | 0
WT_off | 0 | 0 | 0 | 0 | 0 | 0
PseudoUnit | 0 | 0 | 0 | 0 | 0 | 0
FixedInterchange | 0 | 0 | 0 | 0 | 0 | 0
retrofit VOM Costs by Reporting Type: All
ReportingType | 2015 | 2020 | 2025 | 2030 | 2035 | 2040
BM | 0 | 0 | 0 | 0 | 0 | 0
CC | 0 | 0 | 0 | 0 | 0 | 0
CSP | 0 | 0 | 0 | 0 | 0 | 0
CT | 0 | 0 | 0 | 0 | 0 | 0
Coal | 5012.44 | 8653.93 | 9566.87 | 9814.49 | 10131.75 | 10143.25
Geo | 0 | 0 | 0 | 0 | 0 | 0
H | 0 | 0 | 0 | 0 | 0 | 0
LFG | 0 | 0 | 0 | 0 | 0 | 0
Nuc | 0 | 0 | 0 | 0 | 0 | 0
PS | 0 | 0 | 0 | 0 | 0 | 0
PV | 0 | 0 | 0 | 0 | 0 | 0
PeakG | 0 | 0 | 0 | 0 | 0 | 0
PeakO | 0 | 0 | 0 | 0 | 0 | 0
ST | 0 | 0 | 0 | 0 | 0 | 0
STOG | 0 | 0 | 0 | 0 | 0 | 0
STWD | 0 | 0 | 0 | 0 | 0 | 0
WT | 0 | 0 | 0 | 0 | 0 | 0
IGCC | 0 | 0 | 0 | 0 | 0 | 0
DemandResponse | 0 | 0 | 0 | 0 | 0 | 0
IGCC-CCS | 0 | 0 | 0 | 0 | 0 | 0
WT_off | 0 | 0 | 0 | 0 | 0 | 0
PseudoUnit | 0 | 0 | 0 | 0 | 0 | 0
FixedInterchange | 0 | 0 | 0 | 0 | 0 | 0
retrofit VOM Costs by Reporting Type: EI_US
ReportingType | 2015 | 2020 | 2025 | 2030 | 2035 | 2040
BM | 0 | 0 | 0 | 0 | 0 | 0
CC | 0 | 0 | 0 | 0 | 0 | 0
CSP | 0 | 0 | 0 | 0 | 0 | 0
CT | 0 | 0 | 0 | 0 | 0 | 0
Coal | 3585.93 | 6684.17 | 7490.69 | 7744.36 | 8062.34 | 8121.09
Geo | 0 | 0 | 0 | 0 | 0 | 0
H | 0 | 0 | 0 | 0 | 0 | 0
LFG | 0 | 0 | 0 | 0 | 0 | 0
Nuc | 0 | 0 | 0 | 0 | 0 | 0
PS | 0 | 0 | 0 | 0 | 0 | 0
PV | 0 | 0 | 0 | 0 | 0 | 0
PeakG | 0 | 0 | 0 | 0 | 0 | 0
PeakO | 0 | 0 | 0 | 0 | 0 | 0
ST | 0 | 0 | 0 | 0 | 0 | 0
STOG | 0 | 0 | 0 | 0 | 0 | 0
STWD | 0 | 0 | 0 | 0 | 0 | 0
WT | 0 | 0 | 0 | 0 | 0 | 0
IGCC | 0 | 0 | 0 | 0 | 0 | 0
DemandResponse | 0 | 0 | 0 | 0 | 0 | 0
IGCC-CCS | 0 | 0 | 0 | 0 | 0 | 0
WT_off | 0 | 0 | 0 | 0 | 0 | 0
PseudoUnit | 0 | 0 | 0 | 0 | 0 | 0
FixedInterchange | 0 | 0 | 0 | 0 | 0 | 0
retrofit VOM Costs by Reporting Type: EI_Canada
ReportingType | 2015 | 2020 | 2025 | 2030 | 2035 | 2040
BM | 0 | 0 | 0 | 0 | 0 | 0
CC | 0 | 0 | 0 | 0 | 0 | 0
CSP | 0 | 0 | 0 | 0 | 0 | 0
CT | 0 | 0 | 0 | 0 | 0 | 0
Coal | 0 | 0 | 0 | 0 | 0 | 0
Geo | 0 | 0 | 0 | 0 | 0 | 0
H | 0 | 0 | 0 | 0 | 0 | 0
LFG | 0 | 0 | 0 | 0 | 0 | 0
Nuc | 0 | 0 | 0 | 0 | 0 | 0
PS | 0 | 0 | 0 | 0 | 0 | 0
PV | 0 | 0 | 0 | 0 | 0 | 0
PeakG | 0 | 0 | 0 | 0 | 0 | 0
PeakO | 0 | 0 | 0 | 0 | 0 | 0
ST | 0 | 0 | 0 | 0 | 0 | 0
STOG | 0 | 0 | 0 | 0 | 0 | 0
STWD | 0 | 0 | 0 | 0 | 0 | 0
WT | 0 | 0 | 0 | 0 | 0 | 0
IGCC | 0 | 0 | 0 | 0 | 0 | 0
DemandResponse | 0 | 0 | 0 | 0 | 0 | 0
IGCC-CCS | 0 | 0 | 0 | 0 | 0 | 0
WT_off | 0 | 0 | 0 | 0 | 0 | 0
PseudoUnit | 0 | 0 | 0 | 0 | 0 | 0
FixedInterchange | 0 | 0 | 0 | 0 | 0 | 0
retrofit VOM Costs by Reporting Type: EI
ReportingType | 2015 | 2020 | 2025 | 2030 | 2035 | 2040
BM | 0 | 0 | 0 | 0 | 0 | 0
CC | 0 | 0 | 0 | 0 | 0 | 0
CSP | 0 | 0 | 0 | 0 | 0 | 0
CT | 0 | 0 | 0 | 0 | 0 | 0
Coal | 3585.93 | 6684.17 | 7490.69 | 7744.36 | 8062.34 | 8121.09
Geo | 0 | 0 | 0 | 0 | 0 | 0
H | 0 | 0 | 0 | 0 | 0 | 0
LFG | 0 | 0 | 0 | 0 | 0 | 0
Nuc | 0 | 0 | 0 | 0 | 0 | 0
PS | 0 | 0 | 0 | 0 | 0 | 0
PV | 0 | 0 | 0 | 0 | 0 | 0
PeakG | 0 | 0 | 0 | 0 | 0 | 0
PeakO | 0 | 0 | 0 | 0 | 0 | 0
ST | 0 | 0 | 0 | 0 | 0 | 0
STOG | 0 | 0 | 0 | 0 | 0 | 0
STWD | 0 | 0 | 0 | 0 | 0 | 0
WT | 0 | 0 | 0 | 0 | 0 | 0
IGCC | 0 | 0 | 0 | 0 | 0 | 0
DemandResponse | 0 | 0 | 0 | 0 | 0 | 0
IGCC-CCS | 0 | 0 | 0 | 0 | 0 | 0
WT_off | 0 | 0 | 0 | 0 | 0 | 0
PseudoUnit | 0 | 0 | 0 | 0 | 0 | 0
FixedInterchange | 0 | 0 | 0 | 0 | 0 | 0
retrofit VOM Costs by Reporting Type: Outside_EI
ReportingType | 2015 | 2020 | 2025 | 2030 | 2035 | 2040
BM | 0 | 0 | 0 | 0 | 0 | 0
CC | 0 | 0 | 0 | 0 | 0 | 0
CSP | 0 | 0 | 0 | 0 | 0 | 0
CT | 0 | 0 | 0 | 0 | 0 | 0
Coal | 1426.51 | 1969.76 | 2076.18 | 2070.13 | 2069.41 | 2022.16
Geo | 0 | 0 | 0 | 0 | 0 | 0
H | 0 | 0 | 0 | 0 | 0 | 0
LFG | 0 | 0 | 0 | 0 | 0 | 0
Nuc | 0 | 0 | 0 | 0 | 0 | 0
PS | 0 | 0 | 0 | 0 | 0 | 0
PV | 0 | 0 | 0 | 0 | 0 | 0
PeakG | 0 | 0 | 0 | 0 | 0 | 0
PeakO | 0 | 0 | 0 | 0 | 0 | 0
ST | 0 | 0 | 0 | 0 | 0 | 0
STOG | 0 | 0 | 0 | 0 | 0 | 0
STWD | 0 | 0 | 0 | 0 | 0 | 0
WT | 0 | 0 | 0 | 0 | 0 | 0
IGCC | 0 | 0 | 0 | 0 | 0 | 0
DemandResponse | 0 | 0 | 0 | 0 | 0 | 0
IGCC-CCS | 0 | 0 | 0 | 0 | 0 | 0
WT_off | 0 | 0 | 0 | 0 | 0 | 0
PseudoUnit | 0 | 0 | 0 | 0 | 0 | 0
FixedInterchange | 0 | 0 | 0 | 0 | 0 | 0
#10 | 0.26: Base FOM Costs ($million)
Base FOM Costs by Reporting Type: Entergy
ReportingType | 2015 | 2020 | 2025 | 2030 | 2035 | 2040
BM | 0 | 0 | 0 | 0 | 0 | 0
CC | 413.46 | 538.93 | 435.85 | 476.18 | 563.39 | 563.39
CSP | 0 | 0 | 0 | 0 | 0 | 0
CT | 0 | 0 | 0 | 0 | 0 | 0
Coal | 517.35 | 557.26 | 562.84 | 589.52 | 624.01 | 843.55
Geo | 0 | 0 | 0 | 0 | 0 | 0
H | 10.6 | 10.6 | 10.6 | 10.6 | 10.6 | 10.6
LFG | 0.97 | 0.97 | 0.97 | 13.89 | 13.89 | 13.89
Nuc | 789.41 | 804.93 | 789.41 | 789.41 | 666.82 | 1125.48
PS | 1.4 | 1.4 | 1.4 | 1.4 | 1.4 | 1.4
PV | 0 | 1.08 | 1.67 | 1.72 | 1.78 | 1.84
PeakG | 47.54 | 69.98 | 49.29 | 63.1 | 67 | 67
PeakO | 4.42 | 5.87 | 5.08 | 5.22 | 5.22 | 5.22
ST | 0 | 0 | 0 | 0 | 0 | 0
STOG | 176.46 | 208.79 | 165.09 | 165.09 | 165.09 | 165.09
STWD | 6.6 | 8.26 | 6.73 | 6.73 | 6.73 | 6.73
WT | 3.66 | 3.66 | 3.66 | 3.66 | 3.66 | 3.66
IGCC | 0 | 0 | 0 | 0 | 0 | 0
DemandResponse | 0 | 0 | 0 | 0 | 0 | 0
IGCC-CCS | 0 | 0 | 0 | 0 | 0 | 0
WT_off | 0 | 0 | 0 | 0 | 0 | 0
PseudoUnit | 0 | 0 | 0 | 0 | 0 | 0
FixedInterchange | 0 | 0 | 0 | 0 | 0 | 0
Base FOM Costs by Reporting Type: FRCC
ReportingType | 2015 | 2020 | 2025 | 2030 | 2035 | 2040
BM | 0 | 0 | 0 | 0 | 0 | 0
CC | 674.93 | 923.14 | 793.28 | 876.82 | 1047.99 | 1160.22
CSP | 0 | 0 | 0 | 0 | 0 | 0
CT | 16.6 | 16.6 | 16.6 | 16.6 | 16.6 | 16.6
Coal | 581.48 | 559.11 | 579.81 | 624.96 | 657.59 | 710.17
Geo | 0 | 0 | 0 | 0 | 0 | 0
H | 0.78 | 0.78 | 0.78 | 0.78 | 0.78 | 0.78
LFG | 58.63 | 58.63 | 82.46 | 82.46 | 82.46 | 82.46
Nuc | 601.49 | 635.55 | 601.49 | 601.49 | 946.02 | 369.98
PS | 0 | 0 | 0 | 0 | 0 | 0
PV | 0.75 | 0.75 | 0.75 | 0.75 | 0.75 | 0.75
PeakG | 149.81 | 217.71 | 155.12 | 202.68 | 202.68 | 202.68
PeakO | 64.61 | 83.43 | 68.43 | 68.43 | 68.43 | 68.43
ST | 0 | 0 | 0 | 0 | 0 | 0
STOG | 191.29 | 210.97 | 180.85 | 180.85 | 180.85 | 180.85
STWD | 6.25 | 7.82 | 6.37 | 6.37 | 6.37 | 6.37
WT | 0 | 0 | 0 | 0 | 0 | 0
IGCC | 0 | 0 | 0 | 0 | 0 | 0
DemandResponse | 0 | 0 | 0 | 0 | 0 | 0
IGCC-CCS | 0 | 0 | 0 | 0 | 0 | 0
WT_off | 0 | 0 | 0 | 0 | 0 | 0
PseudoUnit | 0 | 0 | 0 | 0 | 0 | 0
FixedInterchange | 0 | 0 | 0 | 0 | 0 | 0
Base FOM Costs by Reporting Type: MAPP_US
ReportingType | 2015 | 2020 | 2025 | 2030 | 2035 | 2040
BM | 0 | 0 | 0 | 0 | 0 | 0
CC | 8.58 | 10.9 | 8.79 | 8.81 | 9.52 | 10.72
CSP | 0 | 0 | 0 | 0 | 0 | 0
CT | 2.06 | 2.06 | 2.06 | 2.56 | 2.56 | 2.56
Coal | 193.65 | 211.18 | 214.49 | 229 | 268.23 | 308.43
Geo | 3.95 | 3.95 | 3.95 | 3.95 | 3.95 | 3.95
H | 31.14 | 31.14 | 31.14 | 31.14 | 31.14 | 31.14
LFG | 0.24 | 0.24 | 0.24 | 8.86 | 8.86 | 8.86
Nuc | 0.01 | 0.01 | 0.01 | 0.01 | 0.01 | 0.01
PS | 0 | 0 | 0 | 0 | 0 | 0
PV | 0 | 0 | 0 | 0 | 0 | 0
PeakG | 12.29 | 19.13 | 14.16 | 16.07 | 17.04 | 17.04
PeakO | 2.27 | 3.74 | 3 | 3 | 3 | 3
ST | 0 | 0 | 0 | 0 | 0 | 0
STOG | 0 | 0 | 0 | 0 | 0 | 0
STWD | 0 | 0 | 0 | 0 | 0 | 0
WT | 55.22 | 55.22 | 55.22 | 77.75 | 80.52 | 83.4
IGCC | 0 | 0 | 0 | 0 | 0 | 0
DemandResponse | 0 | 0 | 0 | 0 | 0 | 0
IGCC-CCS | 0 | 0 | 0 | 0 | 0 | 0
WT_off | 0 | 0 | 0 | 0 | 0 | 0
PseudoUnit | 0 | 0 | 0 | 0 | 0 | 0
FixedInterchange | 0 | 0 | 0 | 0 | 0 | 0
Base FOM Costs by Reporting Type: MISO_IN
ReportingType | 2015 | 2020 | 2025 | 2030 | 2035 | 2040
BM | 0 | 0 | 0 | 0 | 0 | 0
CC | 41.43 | 57.03 | 46.67 | 60.37 | 101.16 | 110.96
CSP | 0 | 0 | 0 | 0 | 0 | 0
CT | 0 | 0 | 0 | 0 | 0 | 0
Coal | 959.94 | 1081.26 | 1073.95 | 1203.14 | 1356.51 | 1506
Geo | 0 | 0 | 0 | 0 | 0 | 0
H | 1.07 | 1.07 | 1.07 | 1.07 | 1.07 | 1.07
LFG | 4.46 | 4.46 | 14.11 | 14.11 | 14.11 | 14.11
Nuc | 0.01 | 0.01 | 0.01 | 0.01 | 0.01 | 0.01
PS | 0 | 0 | 0 | 0 | 0 | 0
PV | 0 | 4.03 | 6.57 | 6.79 | 7.01 | 7.24
PeakG | 52.35 | 76.94 | 54.27 | 73.39 | 73.39 | 73.39
PeakO | 10.59 | 13.5 | 10.82 | 10.82 | 10.82 | 10.82
ST | 0 | 0 | 0 | 0 | 0 | 0
STOG | 12.26 | 14.51 | 12.44 | 12.44 | 12.44 | 12.44
STWD | 0 | 0 | 0 | 0 | 0 | 0
WT | 18.31 | 18.31 | 18.31 | 18.31 | 18.31 | 18.31
IGCC | 30.22 | 30.22 | 30.22 | 30.22 | 30.22 | 30.22
DemandResponse | 0 | 0 | 0 | 0 | 0 | 0
IGCC-CCS | 0 | 0 | 0 | 0 | 0 | 0
WT_off | 0 | 0 | 0 | 0 | 0 | 0
PseudoUnit | 0 | 0 | 0 | 0 | 0 | 0
FixedInterchange | 0 | 0 | 0 | 0 | 0 | 0
Base FOM Costs by Reporting Type: MISO_MI
ReportingType | 2015 | 2020 | 2025 | 2030 | 2035 | 2040
BM | 0 | 0 | 0 | 0 | 0 | 0
CC | 128.88 | 172.17 | 142.32 | 148.71 | 160.93 | 160.93
CSP | 0 | 0 | 0 | 0 | 0 | 0
CT | 0 | 0 | 0 | 0 | 0 | 0
Coal | 635.18 | 651.46 | 596.18 | 672.34 | 752.49 | 800.71
Geo | 0 | 0 | 0 | 0 | 0 | 0
H | 2.01 | 2.01 | 2.01 | 2.01 | 2.01 | 2.01
LFG | 19.67 | 37.49 | 38.95 | 38.95 | 38.95 | 38.95
Nuc | 275.03 | 275.03 | 275.03 | 275.03 | 161.75 | 417.74
PS | 44.44 | 44.44 | 44.44 | 44.44 | 44.44 | 44.44
PV | 0 | 0 | 0 | 0 | 0 | 0
PeakG | 61.2 | 89.88 | 71.67 | 85.63 | 85.63 | 85.63
PeakO | 15.67 | 19.97 | 16.01 | 16.01 | 16.01 | 16.01
ST | 0 | 0 | 0 | 0 | 0 | 0
STOG | 125.33 | 148.3 | 127.13 | 127.13 | 127.13 | 127.13
STWD | 5.22 | 6.54 | 5.33 | 5.33 | 5.33 | 5.33
WT | 61.65 | 78.5 | 81.84 | 86.88 | 91.6 | 96.39
IGCC | 0 | 0 | 0 | 0 | 0 | 0
DemandResponse | 0 | 0 | 0 | 0 | 0 | 0
IGCC-CCS | 0 | 0 | 0 | 0 | 0 | 0
WT_off | 0 | 0 | 0 | 0 | 0 | 0
PseudoUnit | 0 | 0 | 0 | 0 | 0 | 0
FixedInterchange | 0 | 0 | 0 | 0 | 0 | 0
Base FOM Costs by Reporting Type: MISO_MO-IL
ReportingType | 2015 | 2020 | 2025 | 2030 | 2035 | 2040
BM | 0 | 0 | 0 | 0 | 0 | 0
CC | 31.4 | 39.92 | 32.06 | 35.22 | 39.25 | 39.25
CSP | 0 | 0 | 0 | 0 | 0 | 0
CT | 0 | 0 | 0 | 0 | 0 | 0
Coal | 1032.33 | 1106.86 | 1037.51 | 1192.3 | 1357.51 | 1429.92
Geo | 0 | 0 | 0 | 0 | 0 | 0
H | 5.01 | 5.01 | 5.01 | 5.01 | 5.01 | 5.01
LFG | 2.17 | 2.17 | 29.04 | 29.04 | 29.04 | 29.04
Nuc | 308.98 | 325.11 | 325.11 | 325.11 | 325.11 | 325.11
PS | 10.45 | 10.45 | 10.45 | 10.45 | 10.45 | 10.45
PV | 0 | 0 | 0 | 0 | 0 | 0
PeakG | 77.83 | 114.84 | 80.73 | 103.92 | 110.46 | 110.46
PeakO | 21.48 | 28.65 | 22.96 | 22.96 | 22.96 | 22.96
ST | 0 | 0 | 0 | 0 | 0 | 0
STOG | 26.02 | 30.78 | 26.39 | 26.39 | 26.39 | 26.39
STWD | 0 | 0 | 0 | 0 | 0 | 0
WT | 21.36 | 21.36 | 21.36 | 21.36 | 82.28 | 129.79
IGCC | 0 | 0 | 0 | 0 | 0 | 0
DemandResponse | 0 | 0 | 0 | 0 | 0 | 0
IGCC-CCS | 0 | 0 | 0 | 0 | 0 | 0
WT_off | 0 | 0 | 0 | 0 | 0 | 0
PseudoUnit | 0 | 0 | 0 | 0 | 0 | 0
FixedInterchange | 0 | 0 | 0 | 0 | 0 | 0
Base FOM Costs by Reporting Type: MISO_W
ReportingType | 2015 | 2020 | 2025 | 2030 | 2035 | 2040
BM | 0 | 0 | 0 | 0 | 0 | 0
CC | 90.43 | 114.8 | 92.68 | 92.68 | 109.48 | 112.22
CSP | 0 | 0 | 0 | 0 | 0 | 0
CT | 0 | 0 | 0 | 0 | 0 | 0
Coal | 760.12 | 804.13 | 806.71 | 837.25 | 973.19 | 1167.75
Geo | 0 | 0 | 0 | 0 | 0 | 0
H | 7.08 | 7.08 | 7.08 | 7.08 | 7.08 | 7.08
LFG | 24.73 | 24.73 | 33.36 | 33.36 | 33.36 | 33.36
Nuc | 343.79 | 343.79 | 343.79 | 602.57 | 0.04 | 0.04
PS | 0 | 0 | 0 | 0 | 0 | 0
PV | 0 | 0 | 0 | 0 | 0 | 0
PeakG | 87.12 | 123.54 | 89.97 | 105.17 | 108.71 | 108.71
PeakO | 56.38 | 79.08 | 64.57 | 64.57 | 64.57 | 64.57
ST | 0 | 0 | 0 | 0 | 0 | 0
STOG | 7.56 | 8.94 | 7.67 | 7.67 | 7.67 | 7.67
STWD | 10.03 | 12.55 | 10.23 | 10.23 | 10.23 | 10.23
WT | 268.82 | 341.22 | 436.91 | 829.62 | 1107.03 | 1107.03
IGCC | 0 | 0 | 0 | 0 | 0 | 0
DemandResponse | 0 | 0 | 0 | 0 | 0 | 0
IGCC-CCS | 0 | 0 | 0 | 0 | 0 | 0
WT_off | 0 | 0 | 0 | 0 | 0 | 0
PseudoUnit | 0 | 0 | 0 | 0 | 0 | 0
FixedInterchange | 0 | 0 | 0 | 0 | 0 | 0
Base FOM Costs by Reporting Type: MISO_WUMS
ReportingType | 2015 | 2020 | 2025 | 2030 | 2035 | 2040
BM | 0 | 0 | 0 | 0 | 0 | 0
CC | 80.83 | 130.42 | 110.2 | 110.2 | 131.08 | 134.89
CSP | 0 | 0 | 0 | 0 | 0 | 0
CT | 0 | 24.67 | 30.31 | 40.39 | 72.33 | 97.19
Coal | 354.27 | 404.31 | 416.7 | 437.73 | 448.48 | 513.45
Geo | 0 | 0 | 0 | 0 | 0 | 0
H | 4.79 | 4.79 | 4.79 | 4.79 | 4.79 | 4.79
LFG | 8.57 | 8.57 | 35.44 | 35.44 | 35.44 | 35.44
Nuc | 264.54 | 287.77 | 264.54 | 570.75 | 0.04 | 0.04
PS | 0 | 0 | 0 | 0 | 0 | 0
PV | 0 | 0 | 0 | 0 | 0 | 0
PeakG | 55.64 | 81.65 | 65.08 | 77.65 | 77.65 | 77.65
PeakO | 13.52 | 17.78 | 14.69 | 14.69 | 14.69 | 14.69
ST | 0 | 0 | 0 | 0 | 0 | 0
STOG | 13.21 | 15.63 | 13.39 | 13.39 | 13.39 | 13.39
STWD | 3.37 | 4.21 | 3.43 | 3.43 | 3.43 | 3.43
WT | 46.36 | 46.36 | 46.36 | 46.36 | 47.23 | 47.23
IGCC | 0 | 0 | 0 | 0 | 0 | 0
DemandResponse | 0 | 0 | 0 | 0 | 0 | 0
IGCC-CCS | 0 | 0 | 0 | 0 | 0 | 0
WT_off | 0 | 0 | 0 | 0 | 0 | 0
PseudoUnit | 0 | 0 | 0 | 0 | 0 | 0
FixedInterchange | 0 | 0 | 0 | 0 | 0 | 0
Base FOM Costs by Reporting Type: Nebraska
ReportingType | 2015 | 2020 | 2025 | 2030 | 2035 | 2040
BM | 0 | 0 | 0 | 0 | 0 | 0
CC | 10.62 | 13.51 | 10.85 | 10.85 | 12.75 | 13.28
CSP | 0 | 0 | 0 | 0 | 0 | 0
CT | 0 | 0 | 0 | 0 | 0 | 0
Coal | 257.61 | 296.53 | 307.03 | 324.87 | 381.57 | 473.68
Geo | 0 | 0 | 0 | 0 | 0 | 0
H | 2.38 | 2.38 | 2.38 | 2.38 | 2.38 | 2.38
LFG | 0.72 | 0.72 | 0.72 | 9.35 | 9.35 | 9.35
Nuc | 182.28 | 198.29 | 182.28 | 249.21 | 0.09 | 0.09
PS | 0 | 0 | 0 | 0 | 0 | 0
PV | 0 | 0 | 0 | 0 | 0 | 0
PeakG | 21.82 | 37.31 | 31.37 | 31.37 | 31.37 | 31.37
PeakO | 9.57 | 12.19 | 9.77 | 9.77 | 9.77 | 9.77
ST | 0 | 0 | 0 | 0 | 0 | 0
STOG | 11.87 | 14.04 | 12.04 | 12.04 | 12.04 | 12.04
STWD | 0 | 0 | 0 | 0 | 0 | 0
WT | 10.53 | 10.53 | 10.53 | 10.53 | 10.53 | 10.53
IGCC | 0 | 0 | 0 | 0 | 0 | 0
DemandResponse | 0 | 0 | 0 | 0 | 0 | 0
IGCC-CCS | 0 | 0 | 0 | 0 | 0 | 0
WT_off | 0 | 0 | 0 | 0 | 0 | 0
PseudoUnit | 0 | 0 | 0 | 0 | 0 | 0
FixedInterchange | 0 | 0 | 0 | 0 | 0 | 0
Base FOM Costs by Reporting Type: NEISO
ReportingType | 2015 | 2020 | 2025 | 2030 | 2035 | 2040
BM | 25.35 | 25.35 | 25.35 | 25.35 | 25.35 | 25.35
CC | 303.07 | 377.33 | 311.19 | 338.08 | 371.5 | 371.5
CSP | 0 | 0 | 0 | 0 | 0 | 0
CT | 2.24 | 2.24 | 2.24 | 2.24 | 6.6 | 13.61
Coal | 22.84 | 0 | 0 | 0 | 0 | 0
Geo | 0 | 0 | 0 | 0 | 0 | 0
H | 46.4 | 46.4 | 46.4 | 46.4 | 46.4 | 46.4
LFG | 70.11 | 70.11 | 78.5 | 78.5 | 78.5 | 78.5
Nuc | 676.28 | 735.67 | 676.28 | 676.28 | 488.61 | 932.14
PS | 39.74 | 39.74 | 39.74 | 39.74 | 39.74 | 39.74
PV | 0.03 | 5.29 | 5.29 | 5.29 | 5.29 | 5.29
PeakG | 19.94 | 29.61 | 20.7 | 22.52 | 28.85 | 28.85
PeakO | 21.68 | 27.63 | 22.14 | 22.14 | 22.14 | 22.14
ST | 0 | 0 | 0 | 0 | 0 | 0
STOG | 0 | 0 | 0 | 0 | 0 | 0
STWD | 19.55 | 24.46 | 19.93 | 19.93 | 19.93 | 19.93
WT | 13.44 | 124.42 | 151.08 | 155.17 | 155.17 | 155.17
IGCC | 0 | 0 | 0 | 0 | 0 | 0
DemandResponse | 0 | 0 | 0 | 0 | 0 | 0
IGCC-CCS | 0 | 0 | 0 | 0 | 0 | 0
WT_off | 24.96 | 24.96 | 24.96 | 24.96 | 0 | 0
PseudoUnit | 0 | 0 | 0 | 0 | 0 | 0
FixedInterchange | 0 | 0 | 0 | 0 | 0 | 0
Base FOM Costs by Reporting Type: NonRTO_Midwest
ReportingType | 2015 | 2020 | 2025 | 2030 | 2035 | 2040
BM | 0 | 0 | 0 | 0 | 0 | 0
CC | 0 | 7.99 | 7.99 | 10.2 | 15.25 | 19.39
CSP | 0 | 0 | 0 | 0 | 0 | 0
CT | 0 | 1.29 | 1.29 | 2 | 2 | 2.48
Coal | 713.95 | 778.7 | 780.1 | 832.53 | 911.11 | 998.62
Geo | 0 | 0 | 0 | 0 | 0 | 0
H | 2.04 | 2.04 | 2.04 | 2.04 | 2.04 | 2.04
LFG | 1.69 | 1.69 | 11 | 20.97 | 20.97 | 20.97
Nuc | 0.01 | 0.01 | 0.01 | 0.01 | 0.01 | 0.01
PS | 0 | 0 | 0 | 0 | 0 | 0
PV | 0 | 0 | 0 | 0 | 0 | 0
PeakG | 56.39 | 83.4 | 58.5 | 71.11 | 80.61 | 80.61
PeakO | 0.35 | 0.45 | 0.36 | 0.36 | 0.36 | 0.36
ST | 0 | 0 | 0 | 0 | 0 | 0
STOG | 0 | 0 | 0 | 0 | 0 | 0
STWD | 0 | 0 | 0 | 0 | 0 | 0
WT | 2.26 | 2.26 | 2.26 | 2.26 | 2.26 | 2.26
IGCC | 0 | 0 | 0 | 0 | 0 | 0
DemandResponse | 0 | 0 | 0 | 0 | 0 | 0
IGCC-CCS | 0 | 0 | 0 | 0 | 0 | 0
WT_off | 0 | 0 | 0 | 0 | 0 | 0
PseudoUnit | 0 | 0 | 0 | 0 | 0 | 0
FixedInterchange | 0 | 0 | 0 | 0 | 0 | 0
Base FOM Costs by Reporting Type: NYISO_A-F
ReportingType | 2015 | 2020 | 2025 | 2030 | 2035 | 2040
BM | 0 | 0 | 0 | 0 | 0 | 0
CC | 115.84 | 148.08 | 131.11 | 142.52 | 142.52 | 142.52
CSP | 0 | 0 | 0 | 0 | 0 | 0
CT | 0 | 0 | 0 | 0 | 0 | 0
Coal | 0 | 0 | 0 | 0 | 0 | 0
Geo | 0 | 0 | 0 | 0 | 0 | 0
H | 62.6 | 62.6 | 62.6 | 62.6 | 62.6 | 62.6
LFG | 20.8 | 20.8 | 28.97 | 28.97 | 28.97 | 28.97
Nuc | 489.92 | 509.2 | 489.92 | 399.48 | 552.03 | 578.17
PS | 33.52 | 33.52 | 33.52 | 33.52 | 33.52 | 33.52
PV | 0 | 0 | 0 | 0 | 0 | 0
PeakG | 3.78 | 5.56 | 5.31 | 5.31 | 5.31 | 5.31
PeakO | 1.14 | 1.46 | 1.17 | 1.17 | 1.17 | 1.17
ST | 0 | 0 | 0 | 0 | 0 | 0
STOG | 0 | 0 | 0 | 0 | 0 | 0
STWD | 2.76 | 3.45 | 2.81 | 2.81 | 2.81 | 2.81
WT | 113.42 | 133.35 | 133.35 | 161.98 | 183.12 | 188.22
IGCC | 0 | 0 | 0 | 0 | 0 | 0
DemandResponse | 0 | 0 | 0 | 0 | 0 | 0
IGCC-CCS | 0 | 0 | 0 | 0 | 0 | 0
WT_off | 0 | 0 | 0 | 0 | 0 | 0
PseudoUnit | 0 | 0 | 0 | 0 | 0 | 0
FixedInterchange | 0 | 0 | 0 | 0 | 0 | 0
Base FOM Costs by Reporting Type: NYISO_G-I
ReportingType | 2015 | 2020 | 2025 | 2030 | 2035 | 2040
BM | 0 | 0 | 0 | 0 | 0 | 0
CC | 34.33 | 43.65 | 39.56 | 51.98 | 97.56 | 137.06
CSP | 0 | 0 | 0 | 0 | 0 | 0
CT | 0 | 0 | 0 | 0 | 0 | 0
Coal | 0 | 0 | 0 | 0 | 0 | 0
Geo | 0 | 0 | 0 | 0 | 0 | 0
H | 0.46 | 0.46 | 0.46 | 0.46 | 0.46 | 0.46
LFG | 7.72 | 7.72 | 16.67 | 16.67 | 16.67 | 16.67
Nuc | 297.74 | 323.88 | 297.74 | 297.74 | 452.18 | 0.18
PS | 0 | 0 | 0 | 0 | 0 | 0
PV | 0 | 0 | 0 | 0 | 0 | 0
PeakG | 1.51 | 2.04 | 1.56 | 1.56 | 1.56 | 1.56
PeakO | 2.55 | 3.25 | 2.61 | 2.61 | 2.61 | 2.61
ST | 0 | 0 | 0 | 0 | 0 | 0
STOG | 0 | 0 | 0 | 0 | 0 | 0
STWD | 0 | 0 | 0 | 0 | 0 | 0
WT | 0 | 1.68 | 1.68 | 1.68 | 1.68 | 1.68
IGCC | 0 | 0 | 0 | 0 | 0 | 0
DemandResponse | 0 | 0 | 0 | 0 | 0 | 0
IGCC-CCS | 0 | 0 | 0 | 0 | 0 | 0
WT_off | 0 | 0 | 0 | 0 | 0 | 0
PseudoUnit | 0 | 0 | 0 | 0 | 0 | 0
FixedInterchange | 0 | 0 | 0 | 0 | 0 | 0
Base FOM Costs by Reporting Type: NYISO_J-K
ReportingType | 2015 | 2020 | 2025 | 2030 | 2035 | 2040
BM | 0 | 0 | 0 | 0 | 0 | 0
CC | 125.46 | 154.92 | 127.77 | 138.94 | 152.61 | 152.61
CSP | 0 | 0 | 0 | 0 | 0 | 0
CT | 0 | 0 | 3.9 | 9.92 | 11.82 | 15.69
Coal | 0 | 0 | 0 | 0 | 0 | 0
Geo | 0 | 0 | 0 | 0 | 0 | 0
H | 0 | 0 | 0 | 0 | 0 | 0
LFG | 14.96 | 14.96 | 14.96 | 23.9 | 23.9 | 23.9
Nuc | 0.01 | 0.01 | 0.01 | 0.01 | 0.01 | 0.01
PS | 0 | 0 | 0 | 0 | 0 | 0
PV | 0.53 | 0.53 | 0.53 | 0.53 | 0 | 0
PeakG | 54.7 | 77.08 | 56.45 | 62.35 | 66.78 | 66.78
PeakO | 61.69 | 79.16 | 63.78 | 65.02 | 65.02 | 65.02
ST | 0 | 0 | 0 | 0 | 0 | 0
STOG | 249.19 | 294.86 | 252.76 | 252.76 | 252.76 | 252.76
STWD | 0 | 0 | 0 | 0 | 0 | 0
WT | 0 | 0 | 0 | 0 | 0 | 0
IGCC | 0 | 0 | 0 | 0 | 0 | 0
DemandResponse | 0 | 0 | 0 | 0 | 0 | 0
IGCC-CCS | 0 | 0 | 0 | 0 | 0 | 0
WT_off | 0 | 0 | 0 | 0 | 0 | 0
PseudoUnit | 0 | 0 | 0 | 0 | 0 | 0
FixedInterchange | 0 | 0 | 0 | 0 | 0 | 0
Base FOM Costs by Reporting Type: PJM_E
ReportingType | 2015 | 2020 | 2025 | 2030 | 2035 | 2040
BM | 3.02 | 3.02 | 3.02 | 3.02 | 3.02 | 3.02
CC | 297.21 | 359.4 | 312.87 | 330.19 | 350.43 | 350.43
CSP | 0 | 0 | 0 | 0 | 0 | 0
CT | 0.18 | 0.18 | 0.18 | 0.18 | 7.31 | 7.31
Coal | 67.42 | 27.04 | 31.98 | 32.27 | 34.91 | 34.91
Geo | 0 | 0 | 0 | 0 | 0 | 0
H | 3.85 | 3.85 | 3.85 | 3.85 | 3.85 | 3.85
LFG | 56.83 | 72.83 | 72.83 | 72.83 | 72.83 | 72.83
Nuc | 1239 | 1184.31 | 1149.53 | 1149.53 | 825.73 | 1983.3
PS | 9.5 | 9.5 | 9.5 | 9.5 | 9.5 | 9.5
PV | 0.75 | 0.75 | 0.75 | 0.75 | 0.75 | 0.75
PeakG | 75.2 | 106.43 | 77.64 | 89.79 | 93.22 | 93.22
PeakO | 75.92 | 100.78 | 82.41 | 82.41 | 82.41 | 82.41
ST | 0 | 0 | 0 | 0 | 0 | 0
STOG | 115.25 | 136.37 | 116.9 | 116.9 | 116.9 | 116.9
STWD | 0 | 0 | 0 | 0 | 0 | 0
WT | 32.63 | 32.63 | 32.63 | 32.63 | 32.63 | 32.63
IGCC | 0 | 0 | 0 | 0 | 0 | 0
DemandResponse | 0 | 0 | 0 | 0 | 0 | 0
IGCC-CCS | 0 | 0 | 0 | 0 | 0 | 0
WT_off | 0 | 0 | 58.67 | 58.67 | 58.67 | 58.67
PseudoUnit | 0 | 0 | 0 | 0 | 0 | 0
FixedInterchange | 0 | 0 | 0 | 0 | 0 | 0
Base FOM Costs by Reporting Type: PJM_ROM
ReportingType | 2015 | 2020 | 2025 | 2030 | 2035 | 2040
BM | 1.81 | 1.81 | 1.81 | 1.81 | 1.81 | 1.81
CC | 142.43 | 174.53 | 145.82 | 151.1 | 219.16 | 400.89
CSP | 0 | 0 | 0 | 0 | 0 | 0
CT | 0.11 | 0.11 | 0.11 | 0.11 | 0.11 | 0.11
Coal | 592.25 | 612.74 | 652.83 | 866.09 | 896.42 | 914.12
Geo | 0 | 0 | 0 | 0 | 0 | 0
H | 19.83 | 19.83 | 19.83 | 19.83 | 19.83 | 19.83
LFG | 43.05 | 74.95 | 74.95 | 74.95 | 74.95 | 74.95
Nuc | 733.21 | 756.8 | 733.21 | 733.21 | 657.66 | 1060.55
PS | 35.92 | 35.92 | 35.92 | 35.92 | 35.92 | 35.92
PV | 0.06 | 24.21 | 39.25 | 43.04 | 44.54 | 46.09
PeakG | 30.83 | 44.67 | 41.32 | 41.32 | 41.32 | 41.32
PeakO | 45.95 | 58.57 | 46.94 | 46.94 | 46.94 | 46.94
ST | 0 | 0 | 0 | 0 | 0 | 0
STOG | 155.08 | 183.5 | 157.31 | 157.31 | 157.31 | 157.31
STWD | 2.24 | 2.81 | 2.29 | 2.29 | 2.29 | 2.29
WT | 38.48 | 65.13 | 65.13 | 65.13 | 65.13 | 65.13
IGCC | 0 | 0 | 0 | 0 | 0 | 0
DemandResponse | 0 | 0 | 0 | 0 | 0 | 0
IGCC-CCS | 0 | 0 | 0 | 0 | 0 | 0
WT_off | 0 | 0 | 0 | 0 | 0 | 0
PseudoUnit | 0 | 0 | 0 | 0 | 0 | 0
FixedInterchange | 0 | 0 | 0 | 0 | 0 | 0
Base FOM Costs by Reporting Type: PJM_ROR
ReportingType | 2015 | 2020 | 2025 | 2030 | 2035 | 2040
BM | 38.69 | 38.69 | 38.69 | 38.69 | 38.69 | 19.4
CC | 357.07 | 446.97 | 374.27 | 461.85 | 630.41 | 630.41
CSP | 0 | 0 | 0 | 0 | 0 | 0
CT | 0.19 | 0.19 | 0.19 | 0.19 | 0.19 | 0.19
Coal | 3419.99 | 3188.18 | 3256.49 | 3771.78 | 4273.68 | 4527.33
Geo | 0 | 0 | 0 | 0 | 0 | 0
H | 26.17 | 26.17 | 26.17 | 26.17 | 26.17 | 26.17
LFG | 65.06 | 82.15 | 126.87 | 126.87 | 126.87 | 126.87
Nuc | 2917.4 | 3014.07 | 2917.4 | 2791.17 | 2168.76 | 4415.45
PS | 73.14 | 73.14 | 73.14 | 73.14 | 73.14 | 73.14
PV | 0.35 | 0.35 | 0.35 | 0.35 | 0.35 | 0.35
PeakG | 325.76 | 481.29 | 337.93 | 436.45 | 464.24 | 464.24
PeakO | 48.69 | 65.15 | 52.22 | 52.22 | 52.22 | 52.22
ST | 0 | 0 | 0 | 0 | 0 | 0
STOG | 93.25 | 110.34 | 94.59 | 94.59 | 94.59 | 94.59
STWD | 6.22 | 7.78 | 6.34 | 6.34 | 6.34 | 6.34
WT | 322.6 | 327.98 | 691.93 | 747.08 | 804.53 | 857.42
IGCC | 0 | 0 | 0 | 0 | 0 | 0
DemandResponse | 0 | 0 | 0 | 0 | 0 | 0
IGCC-CCS | 0 | 0 | 0 | 0 | 0 | 0
WT_off | 0 | 0 | 0 | 0 | 0 | 0
PseudoUnit | 0 | 0 | 0 | 0 | 0 | 0
FixedInterchange | 0 | 0 | 0 | 0 | 0 | 0
Base FOM Costs by Reporting Type: SOCO
ReportingType | 2015 | 2020 | 2025 | 2030 | 2035 | 2040
BM | 5.53 | 5.53 | 5.53 | 5.53 | 5.53 | 5.53
CC | 511.87 | 633.85 | 527.38 | 565.16 | 644.07 | 644.07
CSP | 0 | 0 | 0 | 0 | 0 | 0
CT | 0 | 0 | 0 | 0 | 0 | 0
Coal | 1173.55 | 1247.42 | 1269.33 | 1473.45 | 1773.48 | 2044.94
Geo | 0 | 0 | 0 | 0 | 0 | 0
H | 59.74 | 59.74 | 59.74 | 59.74 | 59.74 | 59.74
LFG | 4.46 | 4.46 | 17.39 | 17.39 | 17.39 | 17.39
Nuc | 850.41 | 1045.67 | 1045.67 | 1045.67 | 1045.67 | 1199.16
PS | 39.76 | 39.76 | 39.76 | 39.76 | 39.76 | 39.76
PV | 0 | 0 | 0 | 0 | 0 | 0
PeakG | 182.94 | 270.92 | 189.83 | 246.58 | 262.59 | 262.59
PeakO | 4.69 | 6.49 | 5.7 | 6.23 | 6.23 | 6.23
ST | 0 | 0 | 0 | 0 | 0 | 0
STOG | 0 | 0 | 0 | 0 | 0 | 0
STWD | 0 | 0 | 0 | 0 | 0 | 0
WT | 0 | 0 | 0 | 0 | 0 | 0
IGCC | 0 | 0 | 0 | 0 | 0 | 0
DemandResponse | 0 | 0 | 0 | 0 | 0 | 0
IGCC-CCS | 0 | 0 | 0 | 0 | 0 | 0
WT_off | 0 | 0 | 0 | 0 | 0 | 0
PseudoUnit | 0 | 0 | 0 | 0 | 0 | 0
FixedInterchange | 0 | 0 | 0 | 0 | 0 | 0
Base FOM Costs by Reporting Type: SPP_N
ReportingType | 2015 | 2020 | 2025 | 2030 | 2035 | 2040
BM | 0 | 0 | 0 | 0 | 0 | 0
CC | 41.13 | 71 | 60.71 | 65.24 | 70.12 | 70.12
CSP | 0 | 0 | 0 | 0 | 0 | 0
CT | 0 | 4.23 | 4.23 | 13.8 | 28.63 | 28.63
Coal | 578.25 | 659.9 | 669.66 | 737.29 | 791.03 | 971.24
Geo | 0 | 0 | 0 | 0 | 0 | 0
H | 0.3 | 0.3 | 0.3 | 0.3 | 0.3 | 0.3
LFG | 0.84 | 0.84 | 0.84 | 12.28 | 12.28 | 12.28
Nuc | 160.51 | 168.89 | 168.89 | 168.89 | 168.89 | 168.89
PS | 0 | 0 | 0 | 0 | 0 | 0
PV | 0 | 0 | 0 | 0 | 0 | 0
PeakG | 74.97 | 117.69 | 105.7 | 105.7 | 105.7 | 105.7
PeakO | 34.89 | 44.84 | 35.94 | 35.94 | 35.94 | 35.94
ST | 0 | 0 | 0 | 0 | 0 | 0
STOG | 73.04 | 86.42 | 74.09 | 74.09 | 74.09 | 74.09
STWD | 0 | 0 | 0 | 0 | 0 | 0
WT | 41.99 | 41.99 | 41.99 | 41.99 | 41.99 | 41.99
IGCC | 0 | 0 | 0 | 0 | 0 | 0
DemandResponse | 0 | 0 | 0 | 0 | 0 | 0
IGCC-CCS | 0 | 0 | 0 | 0 | 0 | 0
WT_off | 0 | 0 | 0 | 0 | 0 | 0
PseudoUnit | 0 | 0 | 0 | 0 | 0 | 0
FixedInterchange | 0 | 0 | 0 | 0 | 0 | 0
Base FOM Costs by Reporting Type: SPP_S
ReportingType | 2015 | 2020 | 2025 | 2030 | 2035 | 2040
BM | 0 | 0 | 0 | 0 | 0 | 0
CC | 327.42 | 415.34 | 336.76 | 365.29 | 401.35 | 404.99
CSP | 0 | 0 | 0 | 0 | 0 | 0
CT | 2.76 | 4.77 | 4.77 | 4.77 | 4.77 | 4.77
Coal | 807.21 | 895.59 | 880.1 | 888.05 | 951.15 | 1185.48
Geo | 0 | 0 | 0 | 0 | 0 | 0
H | 30.03 | 30.03 | 30.03 | 30.03 | 30.03 | 30.03
LFG | 2.29 | 2.29 | 2.29 | 13.72 | 13.72 | 13.72
Nuc | 0.01 | 0.01 | 0.01 | 0.01 | 0.01 | 0.01
PS | 10.59 | 10.59 | 10.59 | 10.59 | 10.59 | 10.59
PV | 0 | 0 | 0 | 0 | 0 | 0
PeakG | 60.2 | 87.93 | 62.37 | 76.78 | 82.77 | 82.77
PeakO | 3.36 | 4.54 | 3.63 | 3.63 | 3.64 | 3.66
ST | 0 | 0 | 0 | 0 | 0 | 0
STOG | 304.47 | 360.27 | 308.84 | 308.84 | 308.84 | 308.84
STWD | 2.69 | 3.37 | 2.75 | 2.75 | 2.75 | 2.75
WT | 90.68 | 164.74 | 605.25 | 628.88 | 653.42 | 678.89
IGCC | 0 | 0 | 0 | 0 | 0 | 0
DemandResponse | 0 | 0 | 0 | 0 | 0 | 0
IGCC-CCS | 0 | 0 | 0 | 0 | 0 | 0
WT_off | 0 | 0 | 0 | 0 | 0 | 0
PseudoUnit | 0 | 0 | 0 | 0 | 0 | 0
FixedInterchange | 0 | 0 | 0 | 0 | 0 | 0
Base FOM Costs by Reporting Type: TVA
ReportingType | 2015 | 2020 | 2025 | 2030 | 2035 | 2040
BM | 0 | 0 | 0 | 0 | 0 | 0
CC | 152.84 | 212.24 | 181.66 | 195.77 | 220.23 | 220.23
CSP | 0 | 0 | 0 | 0 | 0 | 0
CT | 0 | 11.36 | 11.36 | 14.42 | 14.42 | 14.42
Coal | 996.92 | 1071.61 | 1109.02 | 1212.17 | 1390.98 | 1462.03
Geo | 0 | 0 | 0 | 0 | 0 | 0
H | 72.8 | 72.8 | 72.8 | 72.8 | 72.8 | 72.8
LFG | 1.57 | 1.57 | 14.49 | 14.49 | 14.49 | 14.49
Nuc | 1153.81 | 1199.07 | 1153.81 | 1153.81 | 788.03 | 1385.25
PS | 41.38 | 41.38 | 41.38 | 41.38 | 41.38 | 41.38
PV | 0 | 0 | 0 | 0 | 0 | 0
PeakG | 99.24 | 153.37 | 140.99 | 140.99 | 140.99 | 140.99
PeakO | 1.87 | 2.54 | 1.92 | 2.49 | 2.49 | 2.49
ST | 0 | 0 | 0 | 0 | 0 | 0
STOG | 0 | 0 | 0 | 0 | 0 | 0
STWD | 0.16 | 0.2 | 0.16 | 0.16 | 0.16 | 0.16
WT | 0.99 | 0.99 | 0.99 | 0.99 | 0.99 | 0.99
IGCC | 0 | 0 | 0 | 0 | 0 | 0
DemandResponse | 0 | 0 | 0 | 0 | 0 | 0
IGCC-CCS | 0 | 0 | 0 | 0 | 0 | 0
WT_off | 0 | 0 | 0 | 0 | 0 | 0
PseudoUnit | 0 | 0 | 0 | 0 | 0 | 0
FixedInterchange | 0 | 0 | 0 | 0 | 0 | 0
Base FOM Costs by Reporting Type: TVA_Transmission
ReportingType | 2015 | 2020 | 2025 | 2030 | 2035 | 2040
BM | 0 | 0 | 0 | 0 | 0 | 0
CC | 0 | 0 | 0 | 0 | 0 | 0
CSP | 0 | 0 | 0 | 0 | 0 | 0
CT | 0 | 0 | 0 | 0 | 0 | 0
Coal | 0 | 0 | 0 | 0 | 0 | 0
Geo | 0 | 0 | 0 | 0 | 0 | 0
H | 0 | 0 | 0 | 0 | 0 | 0
LFG | 0 | 0 | 0 | 0 | 0 | 0
Nuc | 0 | 0 | 0 | 0 | 0 | 0
PS | 0 | 0 | 0 | 0 | 0 | 0
PV | 0 | 0 | 0 | 0 | 0 | 0
PeakG | 0 | 0 | 0 | 0 | 0 | 0
PeakO | 0 | 0 | 0 | 0 | 0 | 0
ST | 0 | 0 | 0 | 0 | 0 | 0
STOG | 0 | 0 | 0 | 0 | 0 | 0
STWD | 0 | 0 | 0 | 0 | 0 | 0
WT | 0 | 0 | 0 | 0 | 0 | 0
IGCC | 0 | 0 | 0 | 0 | 0 | 0
DemandResponse | 0 | 0 | 0 | 0 | 0 | 0
IGCC-CCS | 0 | 0 | 0 | 0 | 0 | 0
WT_off | 0 | 0 | 0 | 0 | 0 | 0
PseudoUnit | 0 | 0 | 0 | 0 | 0 | 0
FixedInterchange | 0 | 0 | 0 | 0 | 0 | 0
Base FOM Costs by Reporting Type: VACAR
ReportingType | 2015 | 2020 | 2025 | 2030 | 2035 | 2040
BM | 0.09 | 0.09 | 0.09 | 0.09 | 0.09 | 0.09
CC | 189.93 | 245.33 | 229.27 | 269.79 | 352.64 | 409.42
CSP | 0 | 0 | 0 | 0 | 0 | 0
CT | 4.8 | 4.8 | 4.8 | 8.44 | 17.54 | 23.89
Coal | 1237.44 | 1154.9 | 1184.81 | 1366.17 | 1538.4 | 1626.16
Geo | 0 | 0 | 0 | 0 | 0 | 0
H | 30.23 | 30.23 | 30.23 | 30.23 | 30.23 | 30.23
LFG | 7.64 | 20.52 | 20.52 | 20.52 | 20.52 | 20.52
Nuc | 1664.13 | 1955.26 | 1870.92 | 1870.92 | 1398.04 | 2995.54
PS | 62.1 | 62.1 | 62.1 | 62.1 | 62.1 | 62.1
PV | 0.23 | 2.51 | 2.62 | 2.76 | 2.9 | 3.05
PeakG | 142.93 | 209.84 | 148.17 | 188.38 | 199.72 | 199.72
PeakO | 36.13 | 46.34 | 37.33 | 38.01 | 38.01 | 38.01
ST | 0 | 0 | 0 | 0 | 0 | 0
STOG | 4.04 | 4.78 | 4.1 | 4.1 | 4.1 | 4.1
STWD | 9.01 | 11.27 | 9.18 | 9.18 | 9.18 | 9.18
WT | 0.03 | 98.25 | 98.25 | 98.25 | 98.25 | 98.25
IGCC | 0 | 0 | 0 | 0 | 0 | 0
DemandResponse | 0 | 0 | 0 | 0 | 0 | 0
IGCC-CCS | 0 | 0 | 0 | 0 | 0 | 0
WT_off | 0.05 | 40.07 | 126.69 | 141.54 | 157 | 172.98
PseudoUnit | 0 | 0 | 0 | 0 | 0 | 0
FixedInterchange | 0 | 0 | 0 | 0 | 0 | 0
Base FOM Costs by Reporting Type: IESO
ReportingType | 2015 | 2020 | 2025 | 2030 | 2035 | 2040
BM | 32.8 | 32.8 | 32.8 | 32.8 | 32.8 | 32.8
CC | 102.34 | 102.34 | 102.34 | 102.34 | 109.49 | 150.96
CSP | 0 | 0 | 0 | 0 | 0 | 0
CT | 2.46 | 2.46 | 2.46 | 2.46 | 7.31 | 10.26
Coal | 0 | 0 | 0 | 0 | 0 | 0
Geo | 0 | 0 | 0 | 0 | 0 | 0
H | 123.83 | 123.83 | 123.83 | 123.83 | 123.83 | 123.83
LFG | 14.17 | 14.17 | 14.17 | 14.17 | 14.23 | 14.23
Nuc | 1895.33 | 1895.33 | 1895.33 | 1895.33 | 1745.37 | 2079.68
PS | 2.92 | 2.92 | 2.92 | 2.92 | 2.92 | 2.92
PV | 18.26 | 18.26 | 18.26 | 18.26 | 0.44 | 0.44
PeakG | 11.67 | 13.67 | 13.67 | 13.67 | 13.67 | 13.67
PeakO | 0.66 | 0.66 | 0.78 | 0.86 | 0.86 | 0.86
ST | 0 | 0 | 0 | 0 | 0 | 0
STOG | 0 | 0 | 0 | 0 | 0 | 0
STWD | 0 | 0 | 0 | 0 | 0 | 0
WT | 102.92 | 102.92 | 102.92 | 102.92 | 72.91 | 72.91
IGCC | 0 | 0 | 0 | 0 | 0 | 0
DemandResponse | 0 | 0 | 0 | 0 | 0 | 0
IGCC-CCS | 0 | 0 | 0 | 0 | 0 | 0
WT_off | 0 | 0 | 0 | 0 | 0 | 0
PseudoUnit | 0 | 0 | 0 | 0 | 0 | 0
FixedInterchange | 0 | 0 | 0 | 0 | 0 | 0
Base FOM Costs by Reporting Type: MAPP_CA
ReportingType | 2015 | 2020 | 2025 | 2030 | 2035 | 2040
BM | 0 | 0 | 0 | 0 | 0 | 0
CC | 34.83 | 42.19 | 44.7 | 49.2 | 53.98 | 56.69
CSP | 0 | 0 | 0 | 0 | 0 | 0
CT | 0 | 0 | 0 | 1.76 | 3.56 | 5.25
Coal | 48.71 | 49.51 | 53.13 | 53.13 | 53.13 | 65.36
Geo | 0 | 0 | 0 | 0 | 0 | 0
H | 92.24 | 92.24 | 92.24 | 92.24 | 92.24 | 92.24
LFG | 0 | 0 | 0 | 0 | 0 | 0
Nuc | 0.01 | 0.01 | 0.01 | 0.01 | 0.01 | 0.01
PS | 0 | 0 | 0 | 0 | 0 | 0
PV | 0 | 0 | 0 | 0 | 0 | 0
PeakG | 9.88 | 9.88 | 9.88 | 9.88 | 13.09 | 13.09
PeakO | 0.09 | 0.09 | 0.09 | 0.12 | 0.12 | 0.12
ST | 0 | 0 | 0 | 0 | 0 | 0
STOG | 5.54 | 5.54 | 5.54 | 5.54 | 5.54 | 5.54
STWD | 0 | 0 | 0 | 0 | 0 | 0
WT | 17.9 | 17.9 | 17.9 | 17.9 | 17.9 | 17.9
IGCC | 0 | 0 | 0 | 0 | 0 | 0
DemandResponse | 0 | 0 | 0 | 0 | 0 | 0
IGCC-CCS | 0 | 0 | 0 | 0 | 0 | 0
WT_off | 0 | 0 | 0 | 0 | 0 | 0
PseudoUnit | 0 | 0 | 0 | 0 | 0 | 0
FixedInterchange | 0 | 0 | 0 | 0 | 0 | 0
Base FOM Costs by Reporting Type: AZ_NM_SNV_Coal
ReportingType | 2015 | 2020 | 2025 | 2030 | 2035 | 2040
BM | 0 | 0 | 0 | 0 | 0 | 0
CC | 0 | 0 | 0 | 0 | 0 | 0
CSP | 0 | 0 | 0 | 0 | 0 | 0
CT | 0 | 0 | 0 | 0 | 0 | 0
Coal | 731.78 | 781.65 | 789.38 | 904.87 | 1033.76 | 1150.58
Geo | 0 | 0 | 0 | 0 | 0 | 0
H | 0 | 0 | 0 | 0 | 0 | 0
LFG | 0 | 0 | 0 | 0 | 0 | 0
Nuc | 0 | 0 | 0 | 0 | 0 | 0
PS | 0 | 0 | 0 | 0 | 0 | 0
PV | 0 | 0 | 0 | 0 | 0 | 0
PeakG | 0 | 0 | 0 | 0 | 0 | 0
PeakO | 0.08 | 0.11 | 0.11 | 0.11 | 0.11 | 0.11
ST | 0 | 0 | 0 | 0 | 0 | 0
STOG | 0 | 0 | 0 | 0 | 0 | 0
STWD | 0 | 0 | 0 | 0 | 0 | 0
WT | 0 | 0 | 0 | 0 | 0 | 0
IGCC | 0 | 0 | 0 | 0 | 0 | 0
DemandResponse | 0 | 0 | 0 | 0 | 0 | 0
IGCC-CCS | 0 | 0 | 0 | 0 | 0 | 0
WT_off | 0 | 0 | 0 | 0 | 0 | 0
PseudoUnit | 0 | 0 | 0 | 0 | 0 | 0
FixedInterchange | 0 | 0 | 0 | 0 | 0 | 0
Base FOM Costs by Reporting Type: AZ_NM_SNV_Gas
ReportingType | 2015 | 2020 | 2025 | 2030 | 2035 | 2040
BM | 0 | 0 | 0 | 0 | 0 | 0
CC | 470.37 | 594 | 480.86 | 515.98 | 588.31 | 596.86
CSP | 0 | 0 | 0 | 0 | 0 | 0
CT | 4.93 | 4.93 | 4.93 | 4.93 | 0 | 0
Coal | 0 | 0 | 0 | 0 | 0 | 0
Geo | 0 | 0 | 0 | 0 | 0 | 0
H | 0 | 0 | 0 | 0 | 0 | 0
LFG | 0 | 0 | 0 | 0 | 0 | 0
Nuc | 0 | 0 | 0 | 0 | 0 | 0
PS | 0 | 0 | 0 | 0 | 0 | 0
PV | 0 | 0 | 0 | 0 | 0 | 0
PeakG | 63.97 | 93.45 | 74.33 | 87.99 | 87.99 | 87.99
PeakO | 0 | 0 | 0 | 0 | 0 | 0
ST | 0 | 0 | 0 | 0 | 0 | 0
STOG | 0 | 0 | 0 | 0 | 0 | 0
STWD | 0 | 0 | 0 | 0 | 0 | 0
WT | 0 | 0 | 0 | 0 | 0 | 0
IGCC | 0 | 0 | 0 | 0 | 0 | 0
DemandResponse | 0 | 0 | 0 | 0 | 0 | 0
IGCC-CCS | 0 | 0 | 0 | 0 | 0 | 0
WT_off | 0 | 0 | 0 | 0 | 0 | 0
PseudoUnit | 0 | 0 | 0 | 0 | 0 | 0
FixedInterchange | 0 | 0 | 0 | 0 | 0 | 0
Base FOM Costs by Reporting Type: AZ_NM_SNV_NucRenew
ReportingType | 2015 | 2020 | 2025 | 2030 | 2035 | 2040
BM | 0 | 0 | 0 | 0 | 0 | 0
CC | 0 | 0 | 0 | 0 | 0 | 0
CSP | 0 | 0 | 0 | 0 | 0 | 0
CT | 0 | 0 | 0 | 0 | 0 | 0
Coal | 0 | 0 | 0 | 0 | 0 | 0
Geo | 0 | 0 | 122.18 | 122.18 | 122.18 | 122.18
H | 44.6 | 44.6 | 44.6 | 44.6 | 44.6 | 44.6
LFG | 0.84 | 0.84 | 8.14 | 8.14 | 8.14 | 8.14
Nuc | 484.16 | 564.17 | 564.17 | 564.17 | 564.17 | 564.17
PS | 5.13 | 5.13 | 5.13 | 5.13 | 5.13 | 5.13
PV | 2.38 | 2.38 | 2.38 | 2.38 | 2.38 | 2.38
PeakG | 0 | 0 | 0 | 0 | 0 | 0
PeakO | 0 | 0 | 0 | 0 | 0 | 0
ST | 17.92 | 47.63 | 65.45 | 70.25 | 70.25 | 70.25
STOG | 0 | 0 | 0 | 0 | 0 | 0
STWD | 0.83 | 1.04 | 0.85 | 0.85 | 0.85 | 0.85
WT | 17.57 | 425.65 | 425.65 | 794.65 | 1435.01 | 1866.52
IGCC | 0 | 0 | 0 | 0 | 0 | 0
DemandResponse | 0 | 0 | 0 | 0 | 0 | 0
IGCC-CCS | 0 | 0 | 0 | 0 | 0 | 0
WT_off | 0 | 0 | 0 | 0 | 0 | 0
PseudoUnit | 0 | 0 | 0 | 0 | 0 | 0
FixedInterchange | 0 | 0 | 0 | 0 | 0 | 0
Base FOM Costs by Reporting Type: ERCOT
ReportingType | 2015 | 2020 | 2025 | 2030 | 2035 | 2040
BM | 14.57 | 14.57 | 14.57 | 14.57 | 14.57 | 14.57
CC | 862.73 | 1147.1 | 957.41 | 987.01 | 1158.63 | 1198.15
CSP | 0 | 0 | 0 | 0 | 0 | 0
CT | 1.67 | 1.67 | 1.67 | 1.67 | 1.67 | 1.67
Coal | 1175.78 | 1362.67 | 1256.35 | 1310.78 | 1466.71 | 1773.28
Geo | 0 | 0 | 0 | 0 | 0 | 0
H | 8.05 | 8.05 | 8.05 | 8.05 | 8.05 | 8.05
LFG | 9.05 | 9.05 | 40.02 | 51.64 | 51.64 | 51.64
Nuc | 574.09 | 734.71 | 741.22 | 741.22 | 741.22 | 741.22
PS | 0 | 0 | 0 | 0 | 0 | 0
PV | 0.25 | 0.25 | 0.25 | 0.25 | 0.01 | 0.01
PeakG | 80.63 | 119.03 | 114.62 | 114.62 | 114.62 | 114.62
PeakO | 1.29 | 1.86 | 1.53 | 1.53 | 1.53 | 1.53
ST | 0 | 0 | 0 | 0 | 0 | 0
STOG | 813.69 | 962.81 | 817.56 | 817.56 | 817.56 | 817.56
STWD | 0 | 0 | 0 | 0 | 0 | 0
WT | 315.42 | 315.42 | 315.42 | 998.16 | 1029.68 | 1061.79
IGCC | 0 | 0 | 0 | 0 | 0 | 0
DemandResponse | 0 | 0 | 0 | 0 | 0 | 0
IGCC-CCS | 0 | 0 | 0 | 0 | 0 | 0
WT_off | 0 | 0 | 0 | 0 | 0 | 0
PseudoUnit | 0 | 0 | 0 | 0 | 0 | 0
FixedInterchange | 0 | 0 | 0 | 0 | 0 | 0
Base FOM Costs by Reporting Type: NP15
ReportingType | 2015 | 2020 | 2025 | 2030 | 2035 | 2040
BM | 0 | 0 | 0 | 0 | 0 | 0
CC | 205.4 | 258.04 | 212.25 | 226.85 | 253.32 | 253.32
CSP | 0 | 0 | 0 | 0 | 0 | 0
CT | 2.01 | 5.58 | 25.88 | 33.61 | 59.76 | 72.78
Coal | 1.65 | 0 | 0 | 0 | 0 | 0
Geo | 100.8 | 151.36 | 151.36 | 151.36 | 151.36 | 151.36
H | 125.7 | 125.7 | 125.7 | 125.7 | 125.7 | 125.7
LFG | 10.26 | 78.24 | 78.24 | 78.24 | 78.24 | 78.24
Nuc | 302.44 | 364.27 | 334.86 | 334.86 | 334.86 | 334.86
PS | 53.58 | 53.58 | 53.58 | 53.58 | 53.58 | 53.58
PV | 0.89 | 0.89 | 0.89 | 0.89 | 0.89 | 0.89
PeakG | 56.04 | 82.34 | 58.1 | 74.01 | 78.49 | 78.49
PeakO | 10.26 | 13.08 | 10.48 | 10.49 | 10.49 | 10.49
ST | 1.86 | 1.86 | 1.86 | 1.86 | 1.86 | 1.86
STOG | 167.55 | 198.25 | 169.95 | 169.95 | 169.95 | 169.95
STWD | 14.17 | 17.73 | 14.44 | 14.44 | 14.44 | 14.44
WT | 40.21 | 132.82 | 132.82 | 132.82 | 132.82 | 398.22
IGCC | 0 | 0 | 0 | 0 | 0 | 0
DemandResponse | 0 | 0 | 0 | 0 | 0 | 0
IGCC-CCS | 0 | 0 | 0 | 0 | 0 | 0
WT_off | 0 | 0 | 0 | 0 | 0 | 0
PseudoUnit | 0 | 0 | 0 | 0 | 0 | 0
FixedInterchange | 0 | 0 | 0 | 0 | 0 | 0
Base FOM Costs by Reporting Type: NWPP_Coal
ReportingType | 2015 | 2020 | 2025 | 2030 | 2035 | 2040
BM | 0 | 0 | 0 | 0 | 0 | 0
CC | 0 | 0 | 0 | 0 | 0 | 0
CSP | 0 | 0 | 0 | 0 | 0 | 0
CT | 0 | 0 | 0 | 0 | 0 | 0
Coal | 900.45 | 954.62 | 993.33 | 1065.23 | 1236.5 | 1338.59
Geo | 0 | 0 | 0 | 0 | 0 | 0
H | 0 | 0 | 0 | 0 | 0 | 0
LFG | 0 | 0 | 0 | 0 | 0 | 0
Nuc | 0 | 0 | 0 | 0 | 0 | 0
PS | 0 | 0 | 0 | 0 | 0 | 0
PV | 0 | 0 | 0 | 0 | 0 | 0
PeakG | 0 | 0 | 0 | 0 | 0 | 0
PeakO | 0 | 0 | 0 | 0 | 0 | 0
ST | 0 | 0 | 0 | 0 | 0 | 0
STOG | 0 | 0 | 0 | 0 | 0 | 0
STWD | 0 | 0 | 0 | 0 | 0 | 0
WT | 0 | 0 | 0 | 0 | 0 | 0
IGCC | 0 | 0 | 0 | 0 | 0 | 0
DemandResponse | 0 | 0 | 0 | 0 | 0 | 0
IGCC-CCS | 0 | 0 | 0 | 0 | 0 | 0
WT_off | 0 | 0 | 0 | 0 | 0 | 0
PseudoUnit | 0 | 0 | 0 | 0 | 0 | 0
FixedInterchange | 0 | 0 | 0 | 0 | 0 | 0
Base FOM Costs by Reporting Type: NWPP_Gas
ReportingType | 2015 | 2020 | 2025 | 2030 | 2035 | 2040
BM | 0 | 0 | 0 | 0 | 0 | 0
CC | 192.07 | 243.03 | 196.06 | 221.7 | 309.25 | 331.68
CSP | 0 | 0 | 0 | 0 | 0 | 0
CT | 1 | 1 | 1 | 1 | 0 | 0
Coal | 0 | 0 | 0 | 0 | 0.01 | 28.06
Geo | 0 | 0 | 0 | 0 | 0 | 0
H | 0 | 0 | 0 | 0 | 0 | 0
LFG | 0 | 0 | 0 | 0 | 0 | 0
Nuc | 0 | 0 | 0 | 0 | 0 | 0
PS | 0 | 0 | 0 | 0 | 0 | 0
PV | 0 | 0 | 0 | 0 | 0 | 0
PeakG | 0 | 0 | 0 | 0 | 0 | 0
PeakO | 0 | 0 | 0 | 0 | 0 | 0
ST | 0 | 0 | 0 | 0 | 0 | 0
STOG | 0 | 0 | 0 | 0 | 0 | 0
STWD | 0 | 0 | 0 | 0 | 0 | 0
WT | 0 | 0 | 0 | 0 | 0 | 0
IGCC | 0 | 0 | 0 | 0 | 0 | 0
DemandResponse | 0 | 0 | 0 | 0 | 0 | 0
IGCC-CCS | 0 | 0 | 0 | 0 | 0 | 0
WT_off | 0 | 0 | 0 | 0 | 0 | 0
PseudoUnit | 0 | 0 | 0 | 0 | 0 | 0
FixedInterchange | 0 | 0 | 0 | 0 | 0 | 0
Base FOM Costs by Reporting Type: NWPP_NucRenew
ReportingType | 2015 | 2020 | 2025 | 2030 | 2035 | 2040
BM | 3.27 | 3.27 | 3.27 | 3.27 | 3.27 | 3.27
CC | 0 | 0 | 0 | 0 | 0 | 0
CSP | 0 | 0 | 0 | 0 | 0 | 0
CT | 0 | 0 | 0 | 0 | 0 | 0
Coal | 0 | 0 | 0 | 0 | 0 | 0
Geo | 35.81 | 35.81 | 72.38 | 72.38 | 72.38 | 72.38
H | 480.54 | 480.54 | 480.54 | 480.54 | 480.54 | 480.54
LFG | 15.5 | 19.94 | 44.91 | 44.91 | 44.91 | 44.91
Nuc | 164.67 | 164.67 | 164.67 | 164.67 | 164.67 | 225.13
PS | 6.12 | 6.12 | 6.12 | 6.12 | 6.12 | 6.12
PV | 0.04 | 0.04 | 0.04 | 0.04 | 0.04 | 0.04
PeakG | 0 | 0 | 0 | 0 | 0 | 0
PeakO | 0 | 0 | 0 | 0 | 0 | 0
ST | 0 | 0 | 0 | 0 | 0 | 0
STOG | 0 | 0 | 0 | 0 | 0 | 0
STWD | 0 | 0 | 0 | 0 | 0 | 0
WT | 228.93 | 228.93 | 228.93 | 233.41 | 233.41 | 234.2
IGCC | 0 | 0 | 0 | 0 | 0 | 0
DemandResponse | 0 | 0 | 0 | 0 | 0 | 0
IGCC-CCS | 0 | 0 | 0 | 0 | 0 | 0
WT_off | 0 | 0 | 0 | 0 | 0 | 0
PseudoUnit | 0 | 0 | 0 | 0 | 0 | 0
FixedInterchange | 0 | 0 | 0 | 0 | 0 | 0
Base FOM Costs by Reporting Type: RMPA
ReportingType | 2015 | 2020 | 2025 | 2030 | 2035 | 2040
BM | 0 | 0 | 0 | 0 | 0 | 0
CC | 79.71 | 101.34 | 81.4 | 99.64 | 99.64 | 99.64
CSP | 0 | 0 | 0 | 0 | 0 | 0
CT | 1.02 | 1.02 | 1.02 | 1.02 | 1.02 | 1.02
Coal | 471.04 | 488.8 | 488.49 | 496.31 | 561.96 | 709.78
Geo | 0 | 2.11 | 216.56 | 216.56 | 216.56 | 216.56
H | 13.99 | 13.99 | 13.99 | 13.99 | 13.99 | 13.99
LFG | 0.89 | 0.89 | 0.89 | 4.37 | 4.37 | 4.37
Nuc | 0.01 | 0.01 | 0.01 | 0.01 | 0.01 | 0.01
PS | 13.37 | 13.37 | 13.37 | 13.37 | 13.37 | 13.37
PV | 0.31 | 0.31 | 0.31 | 0.31 | 0.31 | 0.31
PeakG | 48.87 | 72.26 | 50.7 | 61.6 | 69.81 | 69.81
PeakO | 5.49 | 6.99 | 5.61 | 5.61 | 5.61 | 5.61
ST | 0.19 | 24.26 | 25.91 | 27.67 | 27.67 | 27.67
STOG | 0 | 0 | 0 | 0 | 0 | 0
STWD | 0 | 0 | 0 | 0 | 0 | 0
WT | 67.62 | 152.2 | 152.2 | 152.2 | 152.2 | 152.2
IGCC | 0 | 0 | 0 | 0 | 0 | 0
DemandResponse | 0 | 0 | 0 | 0 | 0 | 0
IGCC-CCS | 0 | 0 | 0 | 0 | 0 | 0
WT_off | 0 | 0 | 0 | 0 | 0 | 0
PseudoUnit | 0 | 0 | 0 | 0 | 0 | 0
FixedInterchange | 0 | 0 | 0 | 0 | 0 | 0
Base FOM Costs by Reporting Type: SP15
ReportingType | 2015 | 2020 | 2025 | 2030 | 2035 | 2040
BM | 0.6 | 0.6 | 0.6 | 0.6 | 0.6 | 0.6
CC | 299.75 | 377.64 | 311.5 | 321.09 | 355.07 | 364.66
CSP | 0 | 0 | 0 | 0 | 0 | 0
CT | 0 | 0 | 0 | 0 | 0 | 0
Coal | 6.4 | 8.11 | 7.61 | 8.09 | 0 | 0
Geo | 86.16 | 208.35 | 208.35 | 208.35 | 208.35 | 208.35
H | 16.57 | 16.57 | 16.57 | 16.57 | 16.57 | 16.57
LFG | 26.93 | 93.8 | 93.8 | 93.8 | 93.8 | 93.8
Nuc | 327.58 | 356.35 | 327.58 | 327.58 | 327.58 | 447.86
PS | 34.19 | 34.19 | 34.19 | 34.19 | 34.19 | 34.19
PV | 1.87 | 1.87 | 1.87 | 1.87 | 1.87 | 1.87
PeakG | 76.73 | 111.44 | 93.22 | 103.59 | 103.59 | 103.59
PeakO | 1.47 | 1.91 | 1.53 | 1.53 | 1.53 | 1.53
ST | 28.67 | 28.67 | 28.67 | 28.67 | 28.67 | 28.67
STOG | 450.09 | 532.57 | 456.54 | 456.54 | 456.54 | 456.54
STWD | 3.81 | 4.77 | 3.89 | 3.89 | 3.89 | 3.89
WT | 71.03 | 71.03 | 71.03 | 427.09 | 468.68 | 468.68
IGCC | 0 | 0 | 0 | 0 | 0 | 0
DemandResponse | 0 | 0 | 0 | 0 | 0 | 0
IGCC-CCS | 0 | 0 | 0 | 0 | 0 | 0
WT_off | 0 | 0 | 0 | 0 | 0 | 0
PseudoUnit | 0 | 0 | 0 | 0 | 0 | 0
FixedInterchange | 0 | 0 | 0 | 0 | 0 | 0
Base FOM Costs by Reporting Type: ALB
ReportingType | 2015 | 2020 | 2025 | 2030 | 2035 | 2040
BM | 0 | 0 | 0 | 0 | 0 | 0
CC | 71 | 80.83 | 92.07 | 116.4 | 134.93 | 149.64
CSP | 0 | 0 | 0 | 0 | 0 | 0
CT | 1.35 | 1.35 | 1.35 | 1.35 | 0 | 0
Coal | 380.9 | 399.22 | 412.86 | 439.17 | 499.16 | 562.47
Geo | 0 | 0 | 0 | 0 | 0 | 0
H | 12.99 | 12.99 | 12.99 | 12.99 | 12.99 | 12.99
LFG | 1.21 | 1.21 | 1.21 | 1.21 | 1.21 | 1.21
Nuc | 0.01 | 0.01 | 0.01 | 0.01 | 0.01 | 0.01
PS | 0 | 0 | 0 | 0 | 0 | 0
PV | 0 | 0 | 0 | 0 | 0 | 0
PeakG | 24.53 | 22.96 | 22.96 | 22.96 | 32.35 | 32.35
PeakO | 0 | 0 | 0 | 0 | 0 | 0
ST | 0 | 0 | 0 | 0 | 0 | 0
STOG | 0 | 0 | 0 | 0 | 0 | 0
STWD | 0 | 0 | 0 | 0 | 0 | 0
WT | 22.94 | 22.94 | 22.94 | 22.94 | 22.94 | 22.94
IGCC | 0 | 0 | 0 | 0 | 0 | 0
DemandResponse | 0 | 0 | 0 | 0 | 0 | 0
IGCC-CCS | 0 | 0 | 0 | 0 | 0 | 0
WT_off | 0 | 0 | 0 | 0 | 0 | 0
PseudoUnit | 0 | 0 | 0 | 0 | 0 | 0
FixedInterchange | 0 | 0 | 0 | 0 | 0 | 0
Base FOM Costs by Reporting Type: BC
ReportingType | 2015 | 2020 | 2025 | 2030 | 2035 | 2040
BM | 0 | 0 | 0 | 0 | 0 | 0
CC | 22.49 | 28.74 | 38.15 | 46.31 | 58.39 | 69.73
CSP | 0 | 0 | 0 | 0 | 0 | 0
CT | 0 | 0 | 0 | 0 | 0 | 0.19
Coal | 0 | 0 | 0 | 0 | 0 | 0
Geo | 0 | 0 | 0 | 0 | 0 | 0
H | 173.22 | 173.22 | 173.22 | 173.22 | 173.22 | 173.22
LFG | 2.9 | 2.9 | 2.9 | 2.9 | 2.9 | 2.9
Nuc | 0.01 | 0.01 | 0.01 | 0.01 | 0.01 | 0.01
PS | 0 | 0 | 0 | 0 | 0 | 0
PV | 0 | 0 | 0 | 0 | 0 | 0
PeakG | 2.66 | 2.77 | 3.3 | 3.3 | 3.3 | 3.3
PeakO | 1.16 | 1.29 | 1.29 | 1.29 | 1.29 | 1.29
ST | 0 | 0 | 0 | 0 | 0 | 0
STOG | 0 | 0 | 0 | 0 | 0 | 0
STWD | 16.34 | 16.34 | 16.34 | 16.34 | 16.34 | 16.34
WT | 7.53 | 7.53 | 7.53 | 7.53 | 7.53 | 7.53
IGCC | 0 | 0 | 0 | 0 | 0 | 0
DemandResponse | 0 | 0 | 0 | 0 | 0 | 0
IGCC-CCS | 0 | 0 | 0 | 0 | 0 | 0
WT_off | 0 | 0 | 0 | 0 | 0 | 0
PseudoUnit | 0 | 0 | 0 | 0 | 0 | 0
FixedInterchange | 0 | 0 | 0 | 0 | 0 | 0
Base FOM Costs by Reporting Type: HQ_IESO
ReportingType | 2015 | 2020 | 2025 | 2030 | 2035 | 2040
BM | 0 | 0 | 0 | 0 | 0 | 0
CC | 0 | 0 | 0 | 0 | 0 | 0
CSP | 0 | 0 | 0 | 0 | 0 | 0
CT | 0 | 0 | 0 | 0 | 0 | 0
Coal | 0 | 0 | 0 | 0 | 0 | 0
Geo | 0 | 0 | 0 | 0 | 0 | 0
H | 0 | 0 | 0 | 0 | 0 | 0
LFG | 0 | 0 | 0 | 0 | 0 | 0
Nuc | 0.01 | 0.01 | 0.01 | 0.01 | 0.01 | 0.01
PS | 0 | 0 | 0 | 0 | 0 | 0
PV | 0 | 0 | 0 | 0 | 0 | 0
PeakG | 0 | 0 | 0 | 0 | 0 | 0
PeakO | 0 | 0 | 0 | 0 | 0 | 0
ST | 0 | 0 | 0 | 0 | 0 | 0
STOG | 0 | 0 | 0 | 0 | 0 | 0
STWD | 0 | 0 | 0 | 0 | 0 | 0
WT | 0 | 0 | 0 | 0 | 0 | 0
IGCC | 0 | 0 | 0 | 0 | 0 | 0
DemandResponse | 0 | 0 | 0 | 0 | 0 | 0
IGCC-CCS | 0 | 0 | 0 | 0 | 0 | 0
WT_off | 0 | 0 | 0 | 0 | 0 | 0
PseudoUnit | 0 | 0 | 0 | 0 | 0 | 0
FixedInterchange | 0 | 0 | 0 | 0 | 0 | 0
Base FOM Costs by Reporting Type: HQ_NEISO
ReportingType | 2015 | 2020 | 2025 | 2030 | 2035 | 2040
BM | 0 | 0 | 0 | 0 | 0 | 0
CC | 0 | 0 | 0 | 0 | 0 | 0
CSP | 0 | 0 | 0 | 0 | 0 | 0
CT | 0 | 0 | 0 | 0 | 0 | 0
Coal | 0 | 0 | 0 | 0 | 0 | 0
Geo | 0 | 0 | 0 | 0 | 0 | 0
H | 0 | 0 | 0 | 0 | 0 | 0
LFG | 0 | 0 | 0 | 0 | 0 | 0
Nuc | 0.01 | 0.01 | 0.01 | 0.01 | 0.01 | 0.01
PS | 0 | 0 | 0 | 0 | 0 | 0
PV | 0 | 0 | 0 | 0 | 0 | 0
PeakG | 0 | 0 | 0 | 0 | 0 | 0
PeakO | 0 | 0 | 0 | 0 | 0 | 0
ST | 0 | 0 | 0 | 0 | 0 | 0
STOG | 0 | 0 | 0 | 0 | 0 | 0
STWD | 0 | 0 | 0 | 0 | 0 | 0
WT | 0 | 0 | 0 | 0 | 0 | 0
IGCC | 0 | 0 | 0 | 0 | 0 | 0
DemandResponse | 0 | 0 | 0 | 0 | 0 | 0
IGCC-CCS | 0 | 0 | 0 | 0 | 0 | 0
WT_off | 0 | 0 | 0 | 0 | 0 | 0
PseudoUnit | 0 | 0 | 0 | 0 | 0 | 0
FixedInterchange | 0 | 0 | 0 | 0 | 0 | 0
Base FOM Costs by Reporting Type: HQ_NY
ReportingType | 2015 | 2020 | 2025 | 2030 | 2035 | 2040
BM | 0 | 0 | 0 | 0 | 0 | 0
CC | 0 | 0 | 0 | 0 | 0 | 0
CSP | 0 | 0 | 0 | 0 | 0 | 0
CT | 0 | 0 | 0 | 0 | 0 | 0
Coal | 0 | 0 | 0 | 0 | 0 | 0
Geo | 0 | 0 | 0 | 0 | 0 | 0
H | 0 | 0 | 0 | 0 | 0 | 0
LFG | 0 | 0 | 0 | 0 | 0 | 0
Nuc | 0.01 | 0.01 | 0.01 | 0.01 | 0.01 | 0.01
PS | 0 | 0 | 0 | 0 | 0 | 0
PV | 0 | 0 | 0 | 0 | 0 | 0
PeakG | 0 | 0 | 0 | 0 | 0 | 0
PeakO | 0 | 0 | 0 | 0 | 0 | 0
ST | 0 | 0 | 0 | 0 | 0 | 0
STOG | 0 | 0 | 0 | 0 | 0 | 0
STWD | 0 | 0 | 0 | 0 | 0 | 0
WT | 0 | 0 | 0 | 0 | 0 | 0
IGCC | 0 | 0 | 0 | 0 | 0 | 0
DemandResponse | 0 | 0 | 0 | 0 | 0 | 0
IGCC-CCS | 0 | 0 | 0 | 0 | 0 | 0
WT_off | 0 | 0 | 0 | 0 | 0 | 0
PseudoUnit | 0 | 0 | 0 | 0 | 0 | 0
FixedInterchange | 0 | 0 | 0 | 0 | 0 | 0
Base FOM Costs by Reporting Type: MARITIMES
ReportingType | 2015 | 2020 | 2025 | 2030 | 2035 | 2040
BM | 0 | 0 | 0 | 0 | 0 | 0
CC | 0 | 0 | 0 | 0 | 0 | 0
CSP | 0 | 0 | 0 | 0 | 0 | 0
CT | 0 | 0 | 0 | 0 | 0 | 0
Coal | 0 | 0 | 0 | 0 | 0 | 0
Geo | 0 | 0 | 0 | 0 | 0 | 0
H | 0 | 0 | 0 | 0 | 0 | 0
LFG | 0 | 0 | 0 | 0 | 0 | 0
Nuc | 0.01 | 0.01 | 0.01 | 0.01 | 0.01 | 0.01
PS | 0 | 0 | 0 | 0 | 0 | 0
PV | 0 | 0 | 0 | 0 | 0 | 0
PeakG | 0 | 0 | 0 | 0 | 0 | 0
PeakO | 0 | 0 | 0 | 0 | 0 | 0
ST | 0 | 0 | 0 | 0 | 0 | 0
STOG | 0 | 0 | 0 | 0 | 0 | 0
STWD | 0 | 0 | 0 | 0 | 0 | 0
WT | 0 | 0 | 0 | 0 | 0 | 0
IGCC | 0 | 0 | 0 | 0 | 0 | 0
DemandResponse | 0 | 0 | 0 | 0 | 0 | 0
IGCC-CCS | 0 | 0 | 0 | 0 | 0 | 0
WT_off | 0 | 0 | 0 | 0 | 0 | 0
PseudoUnit | 0 | 0 | 0 | 0 | 0 | 0
FixedInterchange | 0 | 0 | 0 | 0 | 0 | 0
Base FOM Costs by Reporting Type: All
ReportingType | 2015 | 2020 | 2025 | 2030 | 2035 | 2040
BM | 125.73 | 125.73 | 125.73 | 125.73 | 125.73 | 106.43
CC | 6419.85 | 8266.7 | 6975.78 | 7592.46 | 8964.4 | 9530.82
CSP | 0 | 0 | 0 | 0 | 0 | 0
CT | 43.39 | 90.52 | 120.36 | 163.43 | 258.2 | 318.63
Coal | 18618.46 | 19352.78 | 19430.69 | 21568.5 | 24231.95 | 27146.6
Geo | 226.72 | 401.57 | 774.79 | 774.79 | 774.79 | 774.79
H | 1511 | 1511 | 1511 | 1511 | 1511 | 1511
LFG | 498.94 | 733.94 | 999.86 | 1086.91 | 1086.97 | 1086.97
Nuc | 16696.36 | 17842.96 | 17313.01 | 17728.25 | 14523.5 | 21350.19
PS | 517.25 | 517.25 | 517.25 | 517.25 | 517.25 | 517.25
PV | 26.7 | 63.5 | 81.77 | 85.98 | 69.3 | 71.29
PeakG | 2068.99 | 3028.62 | 2298.95 | 2739.48 | 2864.53 | 2864.53
PeakO | 557.93 | 731.4 | 592.89 | 596.16 | 596.17 | 596.19
ST | 48.64 | 102.42 | 121.88 | 128.44 | 128.44 | 128.44
STOG | 2995.16 | 3527.7 | 3003.15 | 3003.15 | 3003.15 | 3003.15
STWD | 109.26 | 132.6 | 111.08 | 111.08 | 111.08 | 111.08
WT | 2034.5 | 3045.92 | 3976.08 | 5920.13 | 7053.4 | 7921.85
IGCC | 30.22 | 30.22 | 30.22 | 30.22 | 30.22 | 30.22
DemandResponse | 0 | 0 | 0 | 0 | 0 | 0
IGCC-CCS | 0 | 0 | 0 | 0 | 0 | 0
WT_off | 25.01 | 65.03 | 210.31 | 225.17 | 215.67 | 231.65
PseudoUnit | 0 | 0 | 0 | 0 | 0 | 0
FixedInterchange | 0 | 0 | 0 | 0 | 0 | 0
Base FOM Costs by Reporting Type: EI_US
ReportingType | 2015 | 2020 | 2025 | 2030 | 2035 | 2040
BM | 74.48 | 74.48 | 74.48 | 74.48 | 74.48 | 55.19
CC | 4079.16 | 5291.45 | 4459.06 | 4905.93 | 5843.38 | 6259.49
CSP | 0 | 0 | 0 | 0 | 0 | 0
CT | 28.95 | 72.5 | 82.04 | 115.62 | 184.89 | 227.46
Coal | 14901.75 | 15308.19 | 15429.54 | 17290.91 | 19380.72 | 21518.49
Geo | 3.95 | 3.95 | 3.95 | 3.95 | 3.95 | 3.95
H | 419.29 | 419.29 | 419.29 | 419.29 | 419.29 | 419.29
LFG | 417.2 | 512.9 | 715.57 | 787.52 | 787.52 | 787.52
Nuc | 12948.03 | 13763.39 | 13285.11 | 13700.35 | 10645.57 | 16957.2
PS | 401.94 | 401.94 | 401.94 | 401.94 | 401.94 | 401.94
PV | 2.71 | 39.51 | 57.78 | 61.98 | 63.37 | 65.35
PeakG | 1694.01 | 2500.81 | 1858.16 | 2247.85 | 2347.62 | 2347.62
PeakO | 537.42 | 705.39 | 571.47 | 574.63 | 574.64 | 574.65
ST | 0 | 0 | 0 | 0 | 0 | 0
STOG | 1558.3 | 1828.52 | 1553.57 | 1553.57 | 1553.57 | 1553.57
STWD | 74.1 | 92.72 | 75.55 | 75.55 | 75.55 | 75.55
WT | 1142.42 | 1568.58 | 2498.73 | 3030.52 | 3480.33 | 3618.96
IGCC | 30.22 | 30.22 | 30.22 | 30.22 | 30.22 | 30.22
DemandResponse | 0 | 0 | 0 | 0 | 0 | 0
IGCC-CCS | 0 | 0 | 0 | 0 | 0 | 0
WT_off | 25.01 | 65.03 | 210.31 | 225.17 | 215.67 | 231.65
PseudoUnit | 0 | 0 | 0 | 0 | 0 | 0
FixedInterchange | 0 | 0 | 0 | 0 | 0 | 0
Base FOM Costs by Reporting Type: EI_Canada
ReportingType | 2015 | 2020 | 2025 | 2030 | 2035 | 2040
BM | 32.8 | 32.8 | 32.8 | 32.8 | 32.8 | 32.8
CC | 137.17 | 144.53 | 147.04 | 151.54 | 163.47 | 207.65
CSP | 0 | 0 | 0 | 0 | 0 | 0
CT | 2.46 | 2.46 | 2.46 | 4.23 | 10.86 | 15.51
Coal | 48.71 | 49.51 | 53.13 | 53.13 | 53.13 | 65.36
Geo | 0 | 0 | 0 | 0 | 0 | 0
H | 216.06 | 216.06 | 216.06 | 216.06 | 216.06 | 216.06
LFG | 14.17 | 14.17 | 14.17 | 14.17 | 14.23 | 14.23
Nuc | 1895.36 | 1895.36 | 1895.36 | 1895.36 | 1745.4 | 2079.7
PS | 2.92 | 2.92 | 2.92 | 2.92 | 2.92 | 2.92
PV | 18.26 | 18.26 | 18.26 | 18.26 | 0.44 | 0.44
PeakG | 21.55 | 23.55 | 23.55 | 23.55 | 26.76 | 26.76
PeakO | 0.75 | 0.75 | 0.87 | 0.98 | 0.98 | 0.98
ST | 0 | 0 | 0 | 0 | 0 | 0
STOG | 5.54 | 5.54 | 5.54 | 5.54 | 5.54 | 5.54
STWD | 0 | 0 | 0 | 0 | 0 | 0
WT | 120.82 | 120.82 | 120.82 | 120.82 | 90.81 | 90.81
IGCC | 0 | 0 | 0 | 0 | 0 | 0
DemandResponse | 0 | 0 | 0 | 0 | 0 | 0
IGCC-CCS | 0 | 0 | 0 | 0 | 0 | 0
WT_off | 0 | 0 | 0 | 0 | 0 | 0
PseudoUnit | 0 | 0 | 0 | 0 | 0 | 0
FixedInterchange | 0 | 0 | 0 | 0 | 0 | 0
Base FOM Costs by Reporting Type: EI
ReportingType | 2015 | 2020 | 2025 | 2030 | 2035 | 2040
BM | 107.28 | 107.28 | 107.28 | 107.28 | 107.28 | 87.99
CC | 4216.33 | 5435.98 | 4606.09 | 5057.47 | 6006.85 | 6467.13
CSP | 0 | 0 | 0 | 0 | 0 | 0
CT | 31.41 | 74.97 | 84.5 | 119.85 | 195.75 | 242.97
Coal | 14950.47 | 15357.71 | 15482.67 | 17344.05 | 19433.86 | 21583.85
Geo | 3.95 | 3.95 | 3.95 | 3.95 | 3.95 | 3.95
H | 635.35 | 635.35 | 635.35 | 635.35 | 635.35 | 635.35
LFG | 431.38 | 527.07 | 729.74 | 801.69 | 801.75 | 801.75
Nuc | 14843.39 | 15658.74 | 15180.47 | 15595.71 | 12390.96 | 19036.91
PS | 404.86 | 404.86 | 404.86 | 404.86 | 404.86 | 404.86
PV | 20.97 | 57.77 | 76.04 | 80.25 | 63.81 | 65.79
PeakG | 1715.56 | 2524.37 | 1881.71 | 2271.41 | 2374.38 | 2374.38
PeakO | 538.18 | 706.14 | 572.34 | 575.61 | 575.62 | 575.63
ST | 0 | 0 | 0 | 0 | 0 | 0
STOG | 1563.84 | 1834.06 | 1559.1 | 1559.1 | 1559.1 | 1559.1
STWD | 74.1 | 92.72 | 75.55 | 75.55 | 75.55 | 75.55
WT | 1263.24 | 1689.4 | 2619.56 | 3151.34 | 3571.14 | 3709.77
IGCC | 30.22 | 30.22 | 30.22 | 30.22 | 30.22 | 30.22
DemandResponse | 0 | 0 | 0 | 0 | 0 | 0
IGCC-CCS | 0 | 0 | 0 | 0 | 0 | 0
WT_off | 25.01 | 65.03 | 210.31 | 225.17 | 215.67 | 231.65
PseudoUnit | 0 | 0 | 0 | 0 | 0 | 0
FixedInterchange | 0 | 0 | 0 | 0 | 0 | 0
Base FOM Costs by Reporting Type: Outside_EI
ReportingType | 2015 | 2020 | 2025 | 2030 | 2035 | 2040
BM | 18.45 | 18.45 | 18.45 | 18.45 | 18.45 | 18.45
CC | 2203.52 | 2830.72 | 2369.69 | 2534.99 | 2957.55 | 3063.69
CSP | 0 | 0 | 0 | 0 | 0 | 0
CT | 11.99 | 15.55 | 35.86 | 43.58 | 62.45 | 75.66
Coal | 3668 | 3995.07 | 3948.02 | 4224.45 | 4798.1 | 5562.76
Geo | 222.78 | 397.63 | 770.84 | 770.84 | 770.84 | 770.84
H | 875.65 | 875.65 | 875.65 | 875.65 | 875.65 | 875.65
LFG | 67.56 | 206.87 | 270.11 | 285.22 | 285.22 | 285.22
Nuc | 1852.97 | 2184.21 | 2132.54 | 2132.54 | 2132.54 | 2313.28
PS | 112.39 | 112.39 | 112.39 | 112.39 | 112.39 | 112.39
PV | 5.73 | 5.73 | 5.73 | 5.73 | 5.5 | 5.5
PeakG | 353.43 | 504.25 | 417.24 | 468.07 | 490.15 | 490.15
PeakO | 19.76 | 25.25 | 20.55 | 20.56 | 20.56 | 20.56
ST | 48.64 | 102.42 | 121.88 | 128.44 | 128.44 | 128.44
STOG | 1431.32 | 1693.64 | 1444.05 | 1444.05 | 1444.05 | 1444.05
STWD | 35.16 | 39.89 | 35.53 | 35.53 | 35.53 | 35.53
WT | 771.26 | 1356.52 | 1356.52 | 2768.79 | 3482.26 | 4212.08
IGCC | 0 | 0 | 0 | 0 | 0 | 0
DemandResponse | 0 | 0 | 0 | 0 | 0 | 0
IGCC-CCS | 0 | 0 | 0 | 0 | 0 | 0
WT_off | 0 | 0 | 0 | 0 | 0 | 0
PseudoUnit | 0 | 0 | 0 | 0 | 0 | 0
FixedInterchange | 0 | 0 | 0 | 0 | 0 | 0
#11 | 0.26: Retrofit FOM Costs ($million)
Retrofit FOM Costs by Reporting Type: Entergy
ReportingType | 2015 | 2020 | 2025 | 2030 | 2035 | 2040
BM | 0 | 0 | 0 | 0 | 0 | 0
CC | 0 | 0 | 0 | 0 | 0 | 0
CSP | 0 | 0 | 0 | 0 | 0 | 0
CT | 0 | 0 | 0 | 0 | 0 | 0
Coal | 3.38 | 31.29 | 31.29 | 31.29 | 31.29 | 31.29
Geo | 0 | 0 | 0 | 0 | 0 | 0
H | 0 | 0 | 0 | 0 | 0 | 0
LFG | 0 | 0 | 0 | 0 | 0 | 0
Nuc | 0 | 0 | 0 | 0 | 0 | 0
PS | 0 | 0 | 0 | 0 | 0 | 0
PV | 0 | 0 | 0 | 0 | 0 | 0
PeakG | 0 | 0 | 0 | 0 | 0 | 0
PeakO | 0 | 0 | 0 | 0 | 0 | 0
ST | 0 | 0 | 0 | 0 | 0 | 0
STOG | 0 | 0 | 0 | 0 | 0 | 0
STWD | 0 | 0 | 0 | 0 | 0 | 0
WT | 0 | 0 | 0 | 0 | 0 | 0
IGCC | 0 | 0 | 0 | 0 | 0 | 0
DemandResponse | 0 | 0 | 0 | 0 | 0 | 0
IGCC-CCS | 0 | 0 | 0 | 0 | 0 | 0
WT_off | 0 | 0 | 0 | 0 | 0 | 0
PseudoUnit | 0 | 0 | 0 | 0 | 0 | 0
FixedInterchange | 0 | 0 | 0 | 0 | 0 | 0
Retrofit FOM Costs by Reporting Type: FRCC
ReportingType | 2015 | 2020 | 2025 | 2030 | 2035 | 2040
BM | 0 | 0 | 0 | 0 | 0 | 0
CC | 0 | 0 | 0 | 0 | 0 | 0
CSP | 0 | 0 | 0 | 0 | 0 | 0
CT | 0 | 0 | 0 | 0 | 0 | 0
Coal | 67.35 | 70.41 | 70.41 | 70.41 | 70.41 | 70.41
Geo | 0 | 0 | 0 | 0 | 0 | 0
H | 0 | 0 | 0 | 0 | 0 | 0
LFG | 0 | 0 | 0 | 0 | 0 | 0
Nuc | 0 | 0 | 0 | 0 | 0 | 0
PS | 0 | 0 | 0 | 0 | 0 | 0
PV | 0 | 0 | 0 | 0 | 0 | 0
PeakG | 0 | 0 | 0 | 0 | 0 | 0
PeakO | 0 | 0 | 0 | 0 | 0 | 0
ST | 0 | 0 | 0 | 0 | 0 | 0
STOG | 0 | 0 | 0 | 0 | 0 | 0
STWD | 0 | 0 | 0 | 0 | 0 | 0
WT | 0 | 0 | 0 | 0 | 0 | 0
IGCC | 0 | 0 | 0 | 0 | 0 | 0
DemandResponse | 0 | 0 | 0 | 0 | 0 | 0
IGCC-CCS | 0 | 0 | 0 | 0 | 0 | 0
WT_off | 0 | 0 | 0 | 0 | 0 | 0
PseudoUnit | 0 | 0 | 0 | 0 | 0 | 0
FixedInterchange | 0 | 0 | 0 | 0 | 0 | 0
Retrofit FOM Costs by Reporting Type: MAPP_US
ReportingType | 2015 | 2020 | 2025 | 2030 | 2035 | 2040
BM | 0 | 0 | 0 | 0 | 0 | 0
CC | 0 | 0 | 0 | 0 | 0 | 0
CSP | 0 | 0 | 0 | 0 | 0 | 0
CT | 0 | 0 | 0 | 0 | 0 | 0
Coal | 16.92 | 18.73 | 18.73 | 18.73 | 18.73 | 18.73
Geo | 0 | 0 | 0 | 0 | 0 | 0
H | 0 | 0 | 0 | 0 | 0 | 0
LFG | 0 | 0 | 0 | 0 | 0 | 0
Nuc | 0 | 0 | 0 | 0 | 0 | 0
PS | 0 | 0 | 0 | 0 | 0 | 0
PV | 0 | 0 | 0 | 0 | 0 | 0
PeakG | 0 | 0 | 0 | 0 | 0 | 0
PeakO | 0 | 0 | 0 | 0 | 0 | 0
ST | 0 | 0 | 0 | 0 | 0 | 0
STOG | 0 | 0 | 0 | 0 | 0 | 0
STWD | 0 | 0 | 0 | 0 | 0 | 0
WT | 0 | 0 | 0 | 0 | 0 | 0
IGCC | 0 | 0 | 0 | 0 | 0 | 0
DemandResponse | 0 | 0 | 0 | 0 | 0 | 0
IGCC-CCS | 0 | 0 | 0 | 0 | 0 | 0
WT_off | 0 | 0 | 0 | 0 | 0 | 0
PseudoUnit | 0 | 0 | 0 | 0 | 0 | 0
FixedInterchange | 0 | 0 | 0 | 0 | 0 | 0
Retrofit FOM Costs by Reporting Type: MISO_IN
ReportingType | 2015 | 2020 | 2025 | 2030 | 2035 | 2040
BM | 0 | 0 | 0 | 0 | 0 | 0
CC | 0 | 0 | 0 | 0 | 0 | 0
CSP | 0 | 0 | 0 | 0 | 0 | 0
CT | 0 | 0 | 0 | 0 | 0 | 0
Coal | 103.74 | 114.36 | 114.36 | 114.36 | 114.36 | 114.36
Geo | 0 | 0 | 0 | 0 | 0 | 0
H | 0 | 0 | 0 | 0 | 0 | 0
LFG | 0 | 0 | 0 | 0 | 0 | 0
Nuc | 0 | 0 | 0 | 0 | 0 | 0
PS | 0 | 0 | 0 | 0 | 0 | 0
PV | 0 | 0 | 0 | 0 | 0 | 0
PeakG | 0 | 0 | 0 | 0 | 0 | 0
PeakO | 0 | 0 | 0 | 0 | 0 | 0
ST | 0 | 0 | 0 | 0 | 0 | 0
STOG | 0 | 0 | 0 | 0 | 0 | 0
STWD | 0 | 0 | 0 | 0 | 0 | 0
WT | 0 | 0 | 0 | 0 | 0 | 0
IGCC | 0 | 0 | 0 | 0 | 0 | 0
DemandResponse | 0 | 0 | 0 | 0 | 0 | 0
IGCC-CCS | 0 | 0 | 0 | 0 | 0 | 0
WT_off | 0 | 0 | 0 | 0 | 0 | 0
PseudoUnit | 0 | 0 | 0 | 0 | 0 | 0
FixedInterchange | 0 | 0 | 0 | 0 | 0 | 0
Retrofit FOM Costs by Reporting Type: MISO_MI
ReportingType | 2015 | 2020 | 2025 | 2030 | 2035 | 2040
BM | 0 | 0 | 0 | 0 | 0 | 0
CC | 0 | 0 | 0 | 0 | 0 | 0
CSP | 0 | 0 | 0 | 0 | 0 | 0
CT | 0 | 0 | 0 | 0 | 0 | 0
Coal | 17.66 | 44.76 | 44.76 | 44.76 | 44.76 | 44.76
Geo | 0 | 0 | 0 | 0 | 0 | 0
H | 0 | 0 | 0 | 0 | 0 | 0
LFG | 0 | 0 | 0 | 0 | 0 | 0
Nuc | 0 | 0 | 0 | 0 | 0 | 0
PS | 0 | 0 | 0 | 0 | 0 | 0
PV | 0 | 0 | 0 | 0 | 0 | 0
PeakG | 0 | 0 | 0 | 0 | 0 | 0
PeakO | 0 | 0 | 0 | 0 | 0 | 0
ST | 0 | 0 | 0 | 0 | 0 | 0
STOG | 0 | 0 | 0 | 0 | 0 | 0
STWD | 0 | 0 | 0 | 0 | 0 | 0
WT | 0 | 0 | 0 | 0 | 0 | 0
IGCC | 0 | 0 | 0 | 0 | 0 | 0
DemandResponse | 0 | 0 | 0 | 0 | 0 | 0
IGCC-CCS | 0 | 0 | 0 | 0 | 0 | 0
WT_off | 0 | 0 | 0 | 0 | 0 | 0
PseudoUnit | 0 | 0 | 0 | 0 | 0 | 0
FixedInterchange | 0 | 0 | 0 | 0 | 0 | 0
Retrofit FOM Costs by Reporting Type: MISO_MO-IL
ReportingType | 2015 | 2020 | 2025 | 2030 | 2035 | 2040
BM | 0 | 0 | 0 | 0 | 0 | 0
CC | 0 | 0 | 0 | 0 | 0 | 0
CSP | 0 | 0 | 0 | 0 | 0 | 0
CT | 0 | 0 | 0 | 0 | 0 | 0
Coal | 30.23 | 58.38 | 58.38 | 58.38 | 58.38 | 58.38
Geo | 0 | 0 | 0 | 0 | 0 | 0
H | 0 | 0 | 0 | 0 | 0 | 0
LFG | 0 | 0 | 0 | 0 | 0 | 0
Nuc | 0 | 0 | 0 | 0 | 0 | 0
PS | 0 | 0 | 0 | 0 | 0 | 0
PV | 0 | 0 | 0 | 0 | 0 | 0
PeakG | 0 | 0 | 0 | 0 | 0 | 0
PeakO | 0 | 0 | 0 | 0 | 0 | 0
ST | 0 | 0 | 0 | 0 | 0 | 0
STOG | 0 | 0 | 0 | 0 | 0 | 0
STWD | 0 | 0 | 0 | 0 | 0 | 0
WT | 0 | 0 | 0 | 0 | 0 | 0
IGCC | 0 | 0 | 0 | 0 | 0 | 0
DemandResponse | 0 | 0 | 0 | 0 | 0 | 0
IGCC-CCS | 0 | 0 | 0 | 0 | 0 | 0
WT_off | 0 | 0 | 0 | 0 | 0 | 0
PseudoUnit | 0 | 0 | 0 | 0 | 0 | 0
FixedInterchange | 0 | 0 | 0 | 0 | 0 | 0
Retrofit FOM Costs by Reporting Type: MISO_W
ReportingType | 2015 | 2020 | 2025 | 2030 | 2035 | 2040
BM | 0 | 0 | 0 | 0 | 0 | 0
CC | 0 | 0 | 0 | 0 | 0 | 0
CSP | 0 | 0 | 0 | 0 | 0 | 0
CT | 0 | 0 | 0 | 0 | 0 | 0
Coal | 38.36 | 61.93 | 61.93 | 61.93 | 61.93 | 61.93
Geo | 0 | 0 | 0 | 0 | 0 | 0
H | 0 | 0 | 0 | 0 | 0 | 0
LFG | 0 | 0 | 0 | 0 | 0 | 0
Nuc | 0 | 0 | 0 | 0 | 0 | 0
PS | 0 | 0 | 0 | 0 | 0 | 0
PV | 0 | 0 | 0 | 0 | 0 | 0
PeakG | 0 | 0 | 0 | 0 | 0 | 0
PeakO | 0 | 0 | 0 | 0 | 0 | 0
ST | 0 | 0 | 0 | 0 | 0 | 0
STOG | 0 | 0 | 0 | 0 | 0 | 0
STWD | 0 | 0 | 0 | 0 | 0 | 0
WT | 0 | 0 | 0 | 0 | 0 | 0
IGCC | 0 | 0 | 0 | 0 | 0 | 0
DemandResponse | 0 | 0 | 0 | 0 | 0 | 0
IGCC-CCS | 0 | 0 | 0 | 0 | 0 | 0
WT_off | 0 | 0 | 0 | 0 | 0 | 0
PseudoUnit | 0 | 0 | 0 | 0 | 0 | 0
FixedInterchange | 0 | 0 | 0 | 0 | 0 | 0
Retrofit FOM Costs by Reporting Type: MISO_WUMS
ReportingType | 2015 | 2020 | 2025 | 2030 | 2035 | 2040
BM | 0 | 0 | 0 | 0 | 0 | 0
CC | 0 | 0 | 0 | 0 | 0 | 0
CSP | 0 | 0 | 0 | 0 | 0 | 0
CT | 0 | 0 | 0 | 0 | 0 | 0
Coal | 35.36 | 37.73 | 37.73 | 37.73 | 37.73 | 37.73
Geo | 0 | 0 | 0 | 0 | 0 | 0
H | 0 | 0 | 0 | 0 | 0 | 0
LFG | 0 | 0 | 0 | 0 | 0 | 0
Nuc | 0 | 0 | 0 | 0 | 0 | 0
PS | 0 | 0 | 0 | 0 | 0 | 0
PV | 0 | 0 | 0 | 0 | 0 | 0
PeakG | 0 | 0 | 0 | 0 | 0 | 0
PeakO | 0 | 0 | 0 | 0 | 0 | 0
ST | 0 | 0 | 0 | 0 | 0 | 0
STOG | 0 | 0 | 0 | 0 | 0 | 0
STWD | 0 | 0 | 0 | 0 | 0 | 0
WT | 0 | 0 | 0 | 0 | 0 | 0
IGCC | 0 | 0 | 0 | 0 | 0 | 0
DemandResponse | 0 | 0 | 0 | 0 | 0 | 0
IGCC-CCS | 0 | 0 | 0 | 0 | 0 | 0
WT_off | 0 | 0 | 0 | 0 | 0 | 0
PseudoUnit | 0 | 0 | 0 | 0 | 0 | 0
FixedInterchange | 0 | 0 | 0 | 0 | 0 | 0
Retrofit FOM Costs by Reporting Type: Nebraska
ReportingType | 2015 | 2020 | 2025 | 2030 | 2035 | 2040
BM | 0 | 0 | 0 | 0 | 0 | 0
CC | 0 | 0 | 0 | 0 | 0 | 0
CSP | 0 | 0 | 0 | 0 | 0 | 0
CT | 0 | 0 | 0 | 0 | 0 | 0
Coal | 4.88 | 22.22 | 22.22 | 22.22 | 22.22 | 22.22
Geo | 0 | 0 | 0 | 0 | 0 | 0
H | 0 | 0 | 0 | 0 | 0 | 0
LFG | 0 | 0 | 0 | 0 | 0 | 0
Nuc | 0 | 0 | 0 | 0 | 0 | 0
PS | 0 | 0 | 0 | 0 | 0 | 0
PV | 0 | 0 | 0 | 0 | 0 | 0
PeakG | 0 | 0 | 0 | 0 | 0 | 0
PeakO | 0 | 0 | 0 | 0 | 0 | 0
ST | 0 | 0 | 0 | 0 | 0 | 0
STOG | 0 | 0 | 0 | 0 | 0 | 0
STWD | 0 | 0 | 0 | 0 | 0 | 0
WT | 0 | 0 | 0 | 0 | 0 | 0
IGCC | 0 | 0 | 0 | 0 | 0 | 0
DemandResponse | 0 | 0 | 0 | 0 | 0 | 0
IGCC-CCS | 0 | 0 | 0 | 0 | 0 | 0
WT_off | 0 | 0 | 0 | 0 | 0 | 0
PseudoUnit | 0 | 0 | 0 | 0 | 0 | 0
FixedInterchange | 0 | 0 | 0 | 0 | 0 | 0
Retrofit FOM Costs by Reporting Type: NEISO
ReportingType | 2015 | 2020 | 2025 | 2030 | 2035 | 2040
BM | 0 | 0 | 0 | 0 | 0 | 0
CC | 0 | 0 | 0 | 0 | 0 | 0
CSP | 0 | 0 | 0 | 0 | 0 | 0
CT | 0 | 0 | 0 | 0 | 0 | 0
Coal | 4.08 | 0 | 0 | 0 | 0 | 0
Geo | 0 | 0 | 0 | 0 | 0 | 0
H | 0 | 0 | 0 | 0 | 0 | 0
LFG | 0 | 0 | 0 | 0 | 0 | 0
Nuc | 0 | 0 | 0 | 0 | 0 | 0
PS | 0 | 0 | 0 | 0 | 0 | 0
PV | 0 | 0 | 0 | 0 | 0 | 0
PeakG | 0 | 0 | 0 | 0 | 0 | 0
PeakO | 0 | 0 | 0 | 0 | 0 | 0
ST | 0 | 0 | 0 | 0 | 0 | 0
STOG | 0 | 0 | 0 | 0 | 0 | 0
STWD | 0 | 0 | 0 | 0 | 0 | 0
WT | 0 | 0 | 0 | 0 | 0 | 0
IGCC | 0 | 0 | 0 | 0 | 0 | 0
DemandResponse | 0 | 0 | 0 | 0 | 0 | 0
IGCC-CCS | 0 | 0 | 0 | 0 | 0 | 0
WT_off | 0 | 0 | 0 | 0 | 0 | 0
PseudoUnit | 0 | 0 | 0 | 0 | 0 | 0
FixedInterchange | 0 | 0 | 0 | 0 | 0 | 0
Retrofit FOM Costs by Reporting Type: NonRTO_Midwest
ReportingType | 2015 | 2020 | 2025 | 2030 | 2035 | 2040
BM | 0 | 0 | 0 | 0 | 0 | 0
CC | 0 | 0 | 0 | 0 | 0 | 0
CSP | 0 | 0 | 0 | 0 | 0 | 0
CT | 0 | 0 | 0 | 0 | 0 | 0
Coal | 87.31 | 93.39 | 93.39 | 93.39 | 93.39 | 93.39
Geo | 0 | 0 | 0 | 0 | 0 | 0
H | 0 | 0 | 0 | 0 | 0 | 0
LFG | 0 | 0 | 0 | 0 | 0 | 0
Nuc | 0 | 0 | 0 | 0 | 0 | 0
PS | 0 | 0 | 0 | 0 | 0 | 0
PV | 0 | 0 | 0 | 0 | 0 | 0
PeakG | 0 | 0 | 0 | 0 | 0 | 0
PeakO | 0 | 0 | 0 | 0 | 0 | 0
ST | 0 | 0 | 0 | 0 | 0 | 0
STOG | 0 | 0 | 0 | 0 | 0 | 0
STWD | 0 | 0 | 0 | 0 | 0 | 0
WT | 0 | 0 | 0 | 0 | 0 | 0
IGCC | 0 | 0 | 0 | 0 | 0 | 0
DemandResponse | 0 | 0 | 0 | 0 | 0 | 0
IGCC-CCS | 0 | 0 | 0 | 0 | 0 | 0
WT_off | 0 | 0 | 0 | 0 | 0 | 0
PseudoUnit | 0 | 0 | 0 | 0 | 0 | 0
FixedInterchange | 0 | 0 | 0 | 0 | 0 | 0
Retrofit FOM Costs by Reporting Type: NYISO_A-F
ReportingType | 2015 | 2020 | 2025 | 2030 | 2035 | 2040
BM | 0 | 0 | 0 | 0 | 0 | 0
CC | 0 | 0 | 0 | 0 | 0 | 0
CSP | 0 | 0 | 0 | 0 | 0 | 0
CT | 0 | 0 | 0 | 0 | 0 | 0
Coal | 0 | 0 | 0 | 0 | 0 | 0
Geo | 0 | 0 | 0 | 0 | 0 | 0
H | 0 | 0 | 0 | 0 | 0 | 0
LFG | 0 | 0 | 0 | 0 | 0 | 0
Nuc | 0 | 0 | 0 | 0 | 0 | 0
PS | 0 | 0 | 0 | 0 | 0 | 0
PV | 0 | 0 | 0 | 0 | 0 | 0
PeakG | 0 | 0 | 0 | 0 | 0 | 0
PeakO | 0 | 0 | 0 | 0 | 0 | 0
ST | 0 | 0 | 0 | 0 | 0 | 0
STOG | 0 | 0 | 0 | 0 | 0 | 0
STWD | 0 | 0 | 0 | 0 | 0 | 0
WT | 0 | 0 | 0 | 0 | 0 | 0
IGCC | 0 | 0 | 0 | 0 | 0 | 0
DemandResponse | 0 | 0 | 0 | 0 | 0 | 0
IGCC-CCS | 0 | 0 | 0 | 0 | 0 | 0
WT_off | 0 | 0 | 0 | 0 | 0 | 0
PseudoUnit | 0 | 0 | 0 | 0 | 0 | 0
FixedInterchange | 0 | 0 | 0 | 0 | 0 | 0
Retrofit FOM Costs by Reporting Type: NYISO_G-I
ReportingType | 2015 | 2020 | 2025 | 2030 | 2035 | 2040
BM | 0 | 0 | 0 | 0 | 0 | 0
CC | 0 | 0 | 0 | 0 | 0 | 0
CSP | 0 | 0 | 0 | 0 | 0 | 0
CT | 0 | 0 | 0 | 0 | 0 | 0
Coal | 0 | 0 | 0 | 0 | 0 | 0
Geo | 0 | 0 | 0 | 0 | 0 | 0
H | 0 | 0 | 0 | 0 | 0 | 0
LFG | 0 | 0 | 0 | 0 | 0 | 0
Nuc | 0 | 0 | 0 | 0 | 0 | 0
PS | 0 | 0 | 0 | 0 | 0 | 0
PV | 0 | 0 | 0 | 0 | 0 | 0
PeakG | 0 | 0 | 0 | 0 | 0 | 0
PeakO | 0 | 0 | 0 | 0 | 0 | 0
ST | 0 | 0 | 0 | 0 | 0 | 0
STOG | 0 | 0 | 0 | 0 | 0 | 0
STWD | 0 | 0 | 0 | 0 | 0 | 0
WT | 0 | 0 | 0 | 0 | 0 | 0
IGCC | 0 | 0 | 0 | 0 | 0 | 0
DemandResponse | 0 | 0 | 0 | 0 | 0 | 0
IGCC-CCS | 0 | 0 | 0 | 0 | 0 | 0
WT_off | 0 | 0 | 0 | 0 | 0 | 0
PseudoUnit | 0 | 0 | 0 | 0 | 0 | 0
FixedInterchange | 0 | 0 | 0 | 0 | 0 | 0
Retrofit FOM Costs by Reporting Type: NYISO_J-K
ReportingType | 2015 | 2020 | 2025 | 2030 | 2035 | 2040
BM | 0 | 0 | 0 | 0 | 0 | 0
CC | 0 | 0 | 0 | 0 | 0 | 0
CSP | 0 | 0 | 0 | 0 | 0 | 0
CT | 0 | 0 | 0 | 0 | 0 | 0
Coal | 0 | 0 | 0 | 0 | 0 | 0
Geo | 0 | 0 | 0 | 0 | 0 | 0
H | 0 | 0 | 0 | 0 | 0 | 0
LFG | 0 | 0 | 0 | 0 | 0 | 0
Nuc | 0 | 0 | 0 | 0 | 0 | 0
PS | 0 | 0 | 0 | 0 | 0 | 0
PV | 0 | 0 | 0 | 0 | 0 | 0
PeakG | 0 | 0 | 0 | 0 | 0 | 0
PeakO | 0 | 0 | 0 | 0 | 0 | 0
ST | 0 | 0 | 0 | 0 | 0 | 0
STOG | 0 | 0 | 0 | 0 | 0 | 0
STWD | 0 | 0 | 0 | 0 | 0 | 0
WT | 0 | 0 | 0 | 0 | 0 | 0
IGCC | 0 | 0 | 0 | 0 | 0 | 0
DemandResponse | 0 | 0 | 0 | 0 | 0 | 0
IGCC-CCS | 0 | 0 | 0 | 0 | 0 | 0
WT_off | 0 | 0 | 0 | 0 | 0 | 0
PseudoUnit | 0 | 0 | 0 | 0 | 0 | 0
FixedInterchange | 0 | 0 | 0 | 0 | 0 | 0
Retrofit FOM Costs by Reporting Type: PJM_E
ReportingType | 2015 | 2020 | 2025 | 2030 | 2035 | 2040
BM | 0 | 0 | 0 | 0 | 0 | 0
CC | 0 | 0 | 0 | 0 | 0 | 0
CSP | 0 | 0 | 0 | 0 | 0 | 0
CT | 0 | 0 | 0 | 0 | 0 | 0
Coal | 2.35 | 1.28 | 1.28 | 1.28 | 1.28 | 1.28
Geo | 0 | 0 | 0 | 0 | 0 | 0
H | 0 | 0 | 0 | 0 | 0 | 0
LFG | 0 | 0 | 0 | 0 | 0 | 0
Nuc | 0 | 0 | 0 | 0 | 0 | 0
PS | 0 | 0 | 0 | 0 | 0 | 0
PV | 0 | 0 | 0 | 0 | 0 | 0
PeakG | 0 | 0 | 0 | 0 | 0 | 0
PeakO | 0 | 0 | 0 | 0 | 0 | 0
ST | 0 | 0 | 0 | 0 | 0 | 0
STOG | 0 | 0 | 0 | 0 | 0 | 0
STWD | 0 | 0 | 0 | 0 | 0 | 0
WT | 0 | 0 | 0 | 0 | 0 | 0
IGCC | 0 | 0 | 0 | 0 | 0 | 0
DemandResponse | 0 | 0 | 0 | 0 | 0 | 0
IGCC-CCS | 0 | 0 | 0 | 0 | 0 | 0
WT_off | 0 | 0 | 0 | 0 | 0 | 0
PseudoUnit | 0 | 0 | 0 | 0 | 0 | 0
FixedInterchange | 0 | 0 | 0 | 0 | 0 | 0
Retrofit FOM Costs by Reporting Type: PJM_ROM
ReportingType | 2015 | 2020 | 2025 | 2030 | 2035 | 2040
BM | 0 | 0 | 0 | 0 | 0 | 0
CC | 0 | 0 | 0 | 0 | 0 | 0
CSP | 0 | 0 | 0 | 0 | 0 | 0
CT | 0 | 0 | 0 | 0 | 0 | 0
Coal | 58.52 | 68.08 | 68.08 | 68.08 | 68.08 | 68.08
Geo | 0 | 0 | 0 | 0 | 0 | 0
H | 0 | 0 | 0 | 0 | 0 | 0
LFG | 0 | 0 | 0 | 0 | 0 | 0
Nuc | 0 | 0 | 0 | 0 | 0 | 0
PS | 0 | 0 | 0 | 0 | 0 | 0
PV | 0 | 0 | 0 | 0 | 0 | 0
PeakG | 0 | 0 | 0 | 0 | 0 | 0
PeakO | 0 | 0 | 0 | 0 | 0 | 0
ST | 0 | 0 | 0 | 0 | 0 | 0
STOG | 0 | 0 | 0 | 0 | 0 | 0
STWD | 0 | 0 | 0 | 0 | 0 | 0
WT | 0 | 0 | 0 | 0 | 0 | 0
IGCC | 0 | 0 | 0 | 0 | 0 | 0
DemandResponse | 0 | 0 | 0 | 0 | 0 | 0
IGCC-CCS | 0 | 0 | 0 | 0 | 0 | 0
WT_off | 0 | 0 | 0 | 0 | 0 | 0
PseudoUnit | 0 | 0 | 0 | 0 | 0 | 0
FixedInterchange | 0 | 0 | 0 | 0 | 0 | 0
Retrofit FOM Costs by Reporting Type: PJM_ROR
ReportingType | 2015 | 2020 | 2025 | 2030 | 2035 | 2040
BM | 0 | 0 | 0 | 0 | 0 | 0
CC | 0 | 0 | 0 | 0 | 0 | 0
CSP | 0 | 0 | 0 | 0 | 0 | 0
CT | 0 | 0 | 0 | 0 | 0 | 0
Coal | 268.68 | 314.92 | 314.92 | 314.92 | 314.92 | 314.92
Geo | 0 | 0 | 0 | 0 | 0 | 0
H | 0 | 0 | 0 | 0 | 0 | 0
LFG | 0 | 0 | 0 | 0 | 0 | 0
Nuc | 0 | 0 | 0 | 0 | 0 | 0
PS | 0 | 0 | 0 | 0 | 0 | 0
PV | 0 | 0 | 0 | 0 | 0 | 0
PeakG | 0 | 0 | 0 | 0 | 0 | 0
PeakO | 0 | 0 | 0 | 0 | 0 | 0
ST | 0 | 0 | 0 | 0 | 0 | 0
STOG | 0 | 0 | 0 | 0 | 0 | 0
STWD | 0 | 0 | 0 | 0 | 0 | 0
WT | 0 | 0 | 0 | 0 | 0 | 0
IGCC | 0 | 0 | 0 | 0 | 0 | 0
DemandResponse | 0 | 0 | 0 | 0 | 0 | 0
IGCC-CCS | 0 | 0 | 0 | 0 | 0 | 0
WT_off | 0 | 0 | 0 | 0 | 0 | 0
PseudoUnit | 0 | 0 | 0 | 0 | 0 | 0
FixedInterchange | 0 | 0 | 0 | 0 | 0 | 0
Retrofit FOM Costs by Reporting Type: SOCO
ReportingType | 2015 | 2020 | 2025 | 2030 | 2035 | 2040
BM | 0 | 0 | 0 | 0 | 0 | 0
CC | 0 | 0 | 0 | 0 | 0 | 0
CSP | 0 | 0 | 0 | 0 | 0 | 0
CT | 0 | 0 | 0 | 0 | 0 | 0
Coal | 124.54 | 132.72 | 132.72 | 132.72 | 132.72 | 132.72
Geo | 0 | 0 | 0 | 0 | 0 | 0
H | 0 | 0 | 0 | 0 | 0 | 0
LFG | 0 | 0 | 0 | 0 | 0 | 0
Nuc | 0 | 0 | 0 | 0 | 0 | 0
PS | 0 | 0 | 0 | 0 | 0 | 0
PV | 0 | 0 | 0 | 0 | 0 | 0
PeakG | 0 | 0 | 0 | 0 | 0 | 0
PeakO | 0 | 0 | 0 | 0 | 0 | 0
ST | 0 | 0 | 0 | 0 | 0 | 0
STOG | 0 | 0 | 0 | 0 | 0 | 0
STWD | 0 | 0 | 0 | 0 | 0 | 0
WT | 0 | 0 | 0 | 0 | 0 | 0
IGCC | 0 | 0 | 0 | 0 | 0 | 0
DemandResponse | 0 | 0 | 0 | 0 | 0 | 0
IGCC-CCS | 0 | 0 | 0 | 0 | 0 | 0
WT_off | 0 | 0 | 0 | 0 | 0 | 0
PseudoUnit | 0 | 0 | 0 | 0 | 0 | 0
FixedInterchange | 0 | 0 | 0 | 0 | 0 | 0
Retrofit FOM Costs by Reporting Type: SPP_N
ReportingType | 2015 | 2020 | 2025 | 2030 | 2035 | 2040
BM | 0 | 0 | 0 | 0 | 0 | 0
CC | 0 | 0 | 0 | 0 | 0 | 0
CSP | 0 | 0 | 0 | 0 | 0 | 0
CT | 0 | 0 | 0 | 0 | 0 | 0
Coal | 36.22 | 47.87 | 47.87 | 47.87 | 47.87 | 47.87
Geo | 0 | 0 | 0 | 0 | 0 | 0
H | 0 | 0 | 0 | 0 | 0 | 0
LFG | 0 | 0 | 0 | 0 | 0 | 0
Nuc | 0 | 0 | 0 | 0 | 0 | 0
PS | 0 | 0 | 0 | 0 | 0 | 0
PV | 0 | 0 | 0 | 0 | 0 | 0
PeakG | 0 | 0 | 0 | 0 | 0 | 0
PeakO | 0 | 0 | 0 | 0 | 0 | 0
ST | 0 | 0 | 0 | 0 | 0 | 0
STOG | 0 | 0 | 0 | 0 | 0 | 0
STWD | 0 | 0 | 0 | 0 | 0 | 0
WT | 0 | 0 | 0 | 0 | 0 | 0
IGCC | 0 | 0 | 0 | 0 | 0 | 0
DemandResponse | 0 | 0 | 0 | 0 | 0 | 0
IGCC-CCS | 0 | 0 | 0 | 0 | 0 | 0
WT_off | 0 | 0 | 0 | 0 | 0 | 0
PseudoUnit | 0 | 0 | 0 | 0 | 0 | 0
FixedInterchange | 0 | 0 | 0 | 0 | 0 | 0
Retrofit FOM Costs by Reporting Type: SPP_S
ReportingType | 2015 | 2020 | 2025 | 2030 | 2035 | 2040
BM | 0 | 0 | 0 | 0 | 0 | 0
CC | 0 | 0 | 0 | 0 | 0 | 0
CSP | 0 | 0 | 0 | 0 | 0 | 0
CT | 0 | 0 | 0 | 0 | 0 | 0
Coal | 20.12 | 34.14 | 34.03 | 34.03 | 34.03 | 34.03
Geo | 0 | 0 | 0 | 0 | 0 | 0
H | 0 | 0 | 0 | 0 | 0 | 0
LFG | 0 | 0 | 0 | 0 | 0 | 0
Nuc | 0 | 0 | 0 | 0 | 0 | 0
PS | 0 | 0 | 0 | 0 | 0 | 0
PV | 0 | 0 | 0 | 0 | 0 | 0
PeakG | 0 | 0 | 0 | 0 | 0 | 0
PeakO | 0 | 0 | 0 | 0 | 0 | 0
ST | 0 | 0 | 0 | 0 | 0 | 0
STOG | 0 | 0 | 0 | 0 | 0 | 0
STWD | 0 | 0 | 0 | 0 | 0 | 0
WT | 0 | 0 | 0 | 0 | 0 | 0
IGCC | 0 | 0 | 0 | 0 | 0 | 0
DemandResponse | 0 | 0 | 0 | 0 | 0 | 0
IGCC-CCS | 0 | 0 | 0 | 0 | 0 | 0
WT_off | 0 | 0 | 0 | 0 | 0 | 0
PseudoUnit | 0 | 0 | 0 | 0 | 0 | 0
FixedInterchange | 0 | 0 | 0 | 0 | 0 | 0
Retrofit FOM Costs by Reporting Type: TVA
ReportingType | 2015 | 2020 | 2025 | 2030 | 2035 | 2040
BM | 0 | 0 | 0 | 0 | 0 | 0
CC | 0 | 0 | 0 | 0 | 0 | 0
CSP | 0 | 0 | 0 | 0 | 0 | 0
CT | 0 | 0 | 0 | 0 | 0 | 0
Coal | 52.87 | 67.4 | 67.4 | 67.4 | 67.4 | 67.4
Geo | 0 | 0 | 0 | 0 | 0 | 0
H | 0 | 0 | 0 | 0 | 0 | 0
LFG | 0 | 0 | 0 | 0 | 0 | 0
Nuc | 0 | 0 | 0 | 0 | 0 | 0
PS | 0 | 0 | 0 | 0 | 0 | 0
PV | 0 | 0 | 0 | 0 | 0 | 0
PeakG | 0 | 0 | 0 | 0 | 0 | 0
PeakO | 0 | 0 | 0 | 0 | 0 | 0
ST | 0 | 0 | 0 | 0 | 0 | 0
STOG | 0 | 0 | 0 | 0 | 0 | 0
STWD | 0 | 0 | 0 | 0 | 0 | 0
WT | 0 | 0 | 0 | 0 | 0 | 0
IGCC | 0 | 0 | 0 | 0 | 0 | 0
DemandResponse | 0 | 0 | 0 | 0 | 0 | 0
IGCC-CCS | 0 | 0 | 0 | 0 | 0 | 0
WT_off | 0 | 0 | 0 | 0 | 0 | 0
PseudoUnit | 0 | 0 | 0 | 0 | 0 | 0
FixedInterchange | 0 | 0 | 0 | 0 | 0 | 0
Retrofit FOM Costs by Reporting Type: TVA_Transmission
ReportingType | 2015 | 2020 | 2025 | 2030 | 2035 | 2040
BM | 0 | 0 | 0 | 0 | 0 | 0
CC | 0 | 0 | 0 | 0 | 0 | 0
CSP | 0 | 0 | 0 | 0 | 0 | 0
CT | 0 | 0 | 0 | 0 | 0 | 0
Coal | 0 | 0 | 0 | 0 | 0 | 0
Geo | 0 | 0 | 0 | 0 | 0 | 0
H | 0 | 0 | 0 | 0 | 0 | 0
LFG | 0 | 0 | 0 | 0 | 0 | 0
Nuc | 0 | 0 | 0 | 0 | 0 | 0
PS | 0 | 0 | 0 | 0 | 0 | 0
PV | 0 | 0 | 0 | 0 | 0 | 0
PeakG | 0 | 0 | 0 | 0 | 0 | 0
PeakO | 0 | 0 | 0 | 0 | 0 | 0
ST | 0 | 0 | 0 | 0 | 0 | 0
STOG | 0 | 0 | 0 | 0 | 0 | 0
STWD | 0 | 0 | 0 | 0 | 0 | 0
WT | 0 | 0 | 0 | 0 | 0 | 0
IGCC | 0 | 0 | 0 | 0 | 0 | 0
DemandResponse | 0 | 0 | 0 | 0 | 0 | 0
IGCC-CCS | 0 | 0 | 0 | 0 | 0 | 0
WT_off | 0 | 0 | 0 | 0 | 0 | 0
PseudoUnit | 0 | 0 | 0 | 0 | 0 | 0
FixedInterchange | 0 | 0 | 0 | 0 | 0 | 0
Retrofit FOM Costs by Reporting Type: VACAR
ReportingType | 2015 | 2020 | 2025 | 2030 | 2035 | 2040
BM | 0 | 0 | 0 | 0 | 0 | 0
CC | 0 | 0 | 0 | 0 | 0 | 0
CSP | 0 | 0 | 0 | 0 | 0 | 0
CT | 0 | 0 | 0 | 0 | 0 | 0
Coal | 138.62 | 142.04 | 142.04 | 142.04 | 142.04 | 142.04
Geo | 0 | 0 | 0 | 0 | 0 | 0
H | 0 | 0 | 0 | 0 | 0 | 0
LFG | 0 | 0 | 0 | 0 | 0 | 0
Nuc | 0 | 0 | 0 | 0 | 0 | 0
PS | 0 | 0 | 0 | 0 | 0 | 0
PV | 0 | 0 | 0 | 0 | 0 | 0
PeakG | 0 | 0 | 0 | 0 | 0 | 0
PeakO | 0 | 0 | 0 | 0 | 0 | 0
ST | 0 | 0 | 0 | 0 | 0 | 0
STOG | 0 | 0 | 0 | 0 | 0 | 0
STWD | 0 | 0 | 0 | 0 | 0 | 0
WT | 0 | 0 | 0 | 0 | 0 | 0
IGCC | 0 | 0 | 0 | 0 | 0 | 0
DemandResponse | 0 | 0 | 0 | 0 | 0 | 0
IGCC-CCS | 0 | 0 | 0 | 0 | 0 | 0
WT_off | 0 | 0 | 0 | 0 | 0 | 0
PseudoUnit | 0 | 0 | 0 | 0 | 0 | 0
FixedInterchange | 0 | 0 | 0 | 0 | 0 | 0
Retrofit FOM Costs by Reporting Type: IESO
ReportingType | 2015 | 2020 | 2025 | 2030 | 2035 | 2040
BM | 0 | 0 | 0 | 0 | 0 | 0
CC | 0 | 0 | 0 | 0 | 0 | 0
CSP | 0 | 0 | 0 | 0 | 0 | 0
CT | 0 | 0 | 0 | 0 | 0 | 0
Coal | 0 | 0 | 0 | 0 | 0 | 0
Geo | 0 | 0 | 0 | 0 | 0 | 0
H | 0 | 0 | 0 | 0 | 0 | 0
LFG | 0 | 0 | 0 | 0 | 0 | 0
Nuc | 0 | 0 | 0 | 0 | 0 | 0
PS | 0 | 0 | 0 | 0 | 0 | 0
PV | 0 | 0 | 0 | 0 | 0 | 0
PeakG | 0 | 0 | 0 | 0 | 0 | 0
PeakO | 0 | 0 | 0 | 0 | 0 | 0
ST | 0 | 0 | 0 | 0 | 0 | 0
STOG | 0 | 0 | 0 | 0 | 0 | 0
STWD | 0 | 0 | 0 | 0 | 0 | 0
WT | 0 | 0 | 0 | 0 | 0 | 0
IGCC | 0 | 0 | 0 | 0 | 0 | 0
DemandResponse | 0 | 0 | 0 | 0 | 0 | 0
IGCC-CCS | 0 | 0 | 0 | 0 | 0 | 0
WT_off | 0 | 0 | 0 | 0 | 0 | 0
PseudoUnit | 0 | 0 | 0 | 0 | 0 | 0
FixedInterchange | 0 | 0 | 0 | 0 | 0 | 0
Retrofit FOM Costs by Reporting Type: MAPP_CA
ReportingType | 2015 | 2020 | 2025 | 2030 | 2035 | 2040
BM | 0 | 0 | 0 | 0 | 0 | 0
CC | 0 | 0 | 0 | 0 | 0 | 0
CSP | 0 | 0 | 0 | 0 | 0 | 0
CT | 0 | 0 | 0 | 0 | 0 | 0
Coal | 0 | 0 | 0 | 0 | 0 | 0
Geo | 0 | 0 | 0 | 0 | 0 | 0
H | 0 | 0 | 0 | 0 | 0 | 0
LFG | 0 | 0 | 0 | 0 | 0 | 0
Nuc | 0 | 0 | 0 | 0 | 0 | 0
PS | 0 | 0 | 0 | 0 | 0 | 0
PV | 0 | 0 | 0 | 0 | 0 | 0
PeakG | 0 | 0 | 0 | 0 | 0 | 0
PeakO | 0 | 0 | 0 | 0 | 0 | 0
ST | 0 | 0 | 0 | 0 | 0 | 0
STOG | 0 | 0 | 0 | 0 | 0 | 0
STWD | 0 | 0 | 0 | 0 | 0 | 0
WT | 0 | 0 | 0 | 0 | 0 | 0
IGCC | 0 | 0 | 0 | 0 | 0 | 0
DemandResponse | 0 | 0 | 0 | 0 | 0 | 0
IGCC-CCS | 0 | 0 | 0 | 0 | 0 | 0
WT_off | 0 | 0 | 0 | 0 | 0 | 0
PseudoUnit | 0 | 0 | 0 | 0 | 0 | 0
FixedInterchange | 0 | 0 | 0 | 0 | 0 | 0
Retrofit FOM Costs by Reporting Type: AZ_NM_SNV_Coal
ReportingType | 2015 | 2020 | 2025 | 2030 | 2035 | 2040
BM | 0 | 0 | 0 | 0 | 0 | 0
CC | 0 | 0 | 0 | 0 | 0 | 0
CSP | 0 | 0 | 0 | 0 | 0 | 0
CT | 0 | 0 | 0 | 0 | 0 | 0
Coal | 70.07 | 75.36 | 75.36 | 75.36 | 75.36 | 75.36
Geo | 0 | 0 | 0 | 0 | 0 | 0
H | 0 | 0 | 0 | 0 | 0 | 0
LFG | 0 | 0 | 0 | 0 | 0 | 0
Nuc | 0 | 0 | 0 | 0 | 0 | 0
PS | 0 | 0 | 0 | 0 | 0 | 0
PV | 0 | 0 | 0 | 0 | 0 | 0
PeakG | 0 | 0 | 0 | 0 | 0 | 0
PeakO | 0 | 0 | 0 | 0 | 0 | 0
ST | 0 | 0 | 0 | 0 | 0 | 0
STOG | 0 | 0 | 0 | 0 | 0 | 0
STWD | 0 | 0 | 0 | 0 | 0 | 0
WT | 0 | 0 | 0 | 0 | 0 | 0
IGCC | 0 | 0 | 0 | 0 | 0 | 0
DemandResponse | 0 | 0 | 0 | 0 | 0 | 0
IGCC-CCS | 0 | 0 | 0 | 0 | 0 | 0
WT_off | 0 | 0 | 0 | 0 | 0 | 0
PseudoUnit | 0 | 0 | 0 | 0 | 0 | 0
FixedInterchange | 0 | 0 | 0 | 0 | 0 | 0
Retrofit FOM Costs by Reporting Type: AZ_NM_SNV_Gas
ReportingType | 2015 | 2020 | 2025 | 2030 | 2035 | 2040
BM | 0 | 0 | 0 | 0 | 0 | 0
CC | 0 | 0 | 0 | 0 | 0 | 0
CSP | 0 | 0 | 0 | 0 | 0 | 0
CT | 0 | 0 | 0 | 0 | 0 | 0
Coal | 0 | 0 | 0 | 0 | 0 | 0
Geo | 0 | 0 | 0 | 0 | 0 | 0
H | 0 | 0 | 0 | 0 | 0 | 0
LFG | 0 | 0 | 0 | 0 | 0 | 0
Nuc | 0 | 0 | 0 | 0 | 0 | 0
PS | 0 | 0 | 0 | 0 | 0 | 0
PV | 0 | 0 | 0 | 0 | 0 | 0
PeakG | 0 | 0 | 0 | 0 | 0 | 0
PeakO | 0 | 0 | 0 | 0 | 0 | 0
ST | 0 | 0 | 0 | 0 | 0 | 0
STOG | 0 | 0 | 0 | 0 | 0 | 0
STWD | 0 | 0 | 0 | 0 | 0 | 0
WT | 0 | 0 | 0 | 0 | 0 | 0
IGCC | 0 | 0 | 0 | 0 | 0 | 0
DemandResponse | 0 | 0 | 0 | 0 | 0 | 0
IGCC-CCS | 0 | 0 | 0 | 0 | 0 | 0
WT_off | 0 | 0 | 0 | 0 | 0 | 0
PseudoUnit | 0 | 0 | 0 | 0 | 0 | 0
FixedInterchange | 0 | 0 | 0 | 0 | 0 | 0
Retrofit FOM Costs by Reporting Type: AZ_NM_SNV_NucRenew
ReportingType | 2015 | 2020 | 2025 | 2030 | 2035 | 2040
BM | 0 | 0 | 0 | 0 | 0 | 0
CC | 0 | 0 | 0 | 0 | 0 | 0
CSP | 0 | 0 | 0 | 0 | 0 | 0
CT | 0 | 0 | 0 | 0 | 0 | 0
Coal | 0 | 0 | 0 | 0 | 0 | 0
Geo | 0 | 0 | 0 | 0 | 0 | 0
H | 0 | 0 | 0 | 0 | 0 | 0
LFG | 0 | 0 | 0 | 0 | 0 | 0
Nuc | 0 | 0 | 0 | 0 | 0 | 0
PS | 0 | 0 | 0 | 0 | 0 | 0
PV | 0 | 0 | 0 | 0 | 0 | 0
PeakG | 0 | 0 | 0 | 0 | 0 | 0
PeakO | 0 | 0 | 0 | 0 | 0 | 0
ST | 0 | 0 | 0 | 0 | 0 | 0
STOG | 0 | 0 | 0 | 0 | 0 | 0
STWD | 0 | 0 | 0 | 0 | 0 | 0
WT | 0 | 0 | 0 | 0 | 0 | 0
IGCC | 0 | 0 | 0 | 0 | 0 | 0
DemandResponse | 0 | 0 | 0 | 0 | 0 | 0
IGCC-CCS | 0 | 0 | 0 | 0 | 0 | 0
WT_off | 0 | 0 | 0 | 0 | 0 | 0
PseudoUnit | 0 | 0 | 0 | 0 | 0 | 0
FixedInterchange | 0 | 0 | 0 | 0 | 0 | 0
Retrofit FOM Costs by Reporting Type: ERCOT
ReportingType | 2015 | 2020 | 2025 | 2030 | 2035 | 2040
BM | 0 | 0 | 0 | 0 | 0 | 0
CC | 0 | 0 | 0 | 0 | 0 | 0
CSP | 0 | 0 | 0 | 0 | 0 | 0
CT | 0 | 0 | 0 | 0 | 0 | 0
Coal | 95.78 | 116.56 | 116.56 | 116.56 | 116.56 | 116.56
Geo | 0 | 0 | 0 | 0 | 0 | 0
H | 0 | 0 | 0 | 0 | 0 | 0
LFG | 0 | 0 | 0 | 0 | 0 | 0
Nuc | 0 | 0 | 0 | 0 | 0 | 0
PS | 0 | 0 | 0 | 0 | 0 | 0
PV | 0 | 0 | 0 | 0 | 0 | 0
PeakG | 0 | 0 | 0 | 0 | 0 | 0
PeakO | 0 | 0 | 0 | 0 | 0 | 0
ST | 0 | 0 | 0 | 0 | 0 | 0
STOG | 0 | 0 | 0 | 0 | 0 | 0
STWD | 0 | 0 | 0 | 0 | 0 | 0
WT | 0 | 0 | 0 | 0 | 0 | 0
IGCC | 0 | 0 | 0 | 0 | 0 | 0
DemandResponse | 0 | 0 | 0 | 0 | 0 | 0
IGCC-CCS | 0 | 0 | 0 | 0 | 0 | 0
WT_off | 0 | 0 | 0 | 0 | 0 | 0
PseudoUnit | 0 | 0 | 0 | 0 | 0 | 0
FixedInterchange | 0 | 0 | 0 | 0 | 0 | 0
Retrofit FOM Costs by Reporting Type: NP15
ReportingType | 2015 | 2020 | 2025 | 2030 | 2035 | 2040
BM | 0 | 0 | 0 | 0 | 0 | 0
CC | 0 | 0 | 0 | 0 | 0 | 0
CSP | 0 | 0 | 0 | 0 | 0 | 0
CT | 0 | 0 | 0 | 0 | 0 | 0
Coal | 0.19 | 0 | 0 | 0 | 0 | 0
Geo | 0 | 0 | 0 | 0 | 0 | 0
H | 0 | 0 | 0 | 0 | 0 | 0
LFG | 0 | 0 | 0 | 0 | 0 | 0
Nuc | 0 | 0 | 0 | 0 | 0 | 0
PS | 0 | 0 | 0 | 0 | 0 | 0
PV | 0 | 0 | 0 | 0 | 0 | 0
PeakG | 0 | 0 | 0 | 0 | 0 | 0
PeakO | 0 | 0 | 0 | 0 | 0 | 0
ST | 0 | 0 | 0 | 0 | 0 | 0
STOG | 0 | 0 | 0 | 0 | 0 | 0
STWD | 0 | 0 | 0 | 0 | 0 | 0
WT | 0 | 0 | 0 | 0 | 0 | 0
IGCC | 0 | 0 | 0 | 0 | 0 | 0
DemandResponse | 0 | 0 | 0 | 0 | 0 | 0
IGCC-CCS | 0 | 0 | 0 | 0 | 0 | 0
WT_off | 0 | 0 | 0 | 0 | 0 | 0
PseudoUnit | 0 | 0 | 0 | 0 | 0 | 0
FixedInterchange | 0 | 0 | 0 | 0 | 0 | 0
Retrofit FOM Costs by Reporting Type: NWPP_Coal
ReportingType | 2015 | 2020 | 2025 | 2030 | 2035 | 2040
BM | 0 | 0 | 0 | 0 | 0 | 0
CC | 0 | 0 | 0 | 0 | 0 | 0
CSP | 0 | 0 | 0 | 0 | 0 | 0
CT | 0 | 0 | 0 | 0 | 0 | 0
Coal | 67.09 | 76.88 | 76.88 | 76.88 | 76.88 | 76.88
Geo | 0 | 0 | 0 | 0 | 0 | 0
H | 0 | 0 | 0 | 0 | 0 | 0
LFG | 0 | 0 | 0 | 0 | 0 | 0
Nuc | 0 | 0 | 0 | 0 | 0 | 0
PS | 0 | 0 | 0 | 0 | 0 | 0
PV | 0 | 0 | 0 | 0 | 0 | 0
PeakG | 0 | 0 | 0 | 0 | 0 | 0
PeakO | 0 | 0 | 0 | 0 | 0 | 0
ST | 0 | 0 | 0 | 0 | 0 | 0
STOG | 0 | 0 | 0 | 0 | 0 | 0
STWD | 0 | 0 | 0 | 0 | 0 | 0
WT | 0 | 0 | 0 | 0 | 0 | 0
IGCC | 0 | 0 | 0 | 0 | 0 | 0
DemandResponse | 0 | 0 | 0 | 0 | 0 | 0
IGCC-CCS | 0 | 0 | 0 | 0 | 0 | 0
WT_off | 0 | 0 | 0 | 0 | 0 | 0
PseudoUnit | 0 | 0 | 0 | 0 | 0 | 0
FixedInterchange | 0 | 0 | 0 | 0 | 0 | 0
Retrofit FOM Costs by Reporting Type: NWPP_Gas
ReportingType | 2015 | 2020 | 2025 | 2030 | 2035 | 2040
BM | 0 | 0 | 0 | 0 | 0 | 0
CC | 0 | 0 | 0 | 0 | 0 | 0
CSP | 0 | 0 | 0 | 0 | 0 | 0
CT | 0 | 0 | 0 | 0 | 0 | 0
Coal | 0 | 0 | 0 | 0 | 0 | 0
Geo | 0 | 0 | 0 | 0 | 0 | 0
H | 0 | 0 | 0 | 0 | 0 | 0
LFG | 0 | 0 | 0 | 0 | 0 | 0
Nuc | 0 | 0 | 0 | 0 | 0 | 0
PS | 0 | 0 | 0 | 0 | 0 | 0
PV | 0 | 0 | 0 | 0 | 0 | 0
PeakG | 0 | 0 | 0 | 0 | 0 | 0
PeakO | 0 | 0 | 0 | 0 | 0 | 0
ST | 0 | 0 | 0 | 0 | 0 | 0
STOG | 0 | 0 | 0 | 0 | 0 | 0
STWD | 0 | 0 | 0 | 0 | 0 | 0
WT | 0 | 0 | 0 | 0 | 0 | 0
IGCC | 0 | 0 | 0 | 0 | 0 | 0
DemandResponse | 0 | 0 | 0 | 0 | 0 | 0
IGCC-CCS | 0 | 0 | 0 | 0 | 0 | 0
WT_off | 0 | 0 | 0 | 0 | 0 | 0
PseudoUnit | 0 | 0 | 0 | 0 | 0 | 0
FixedInterchange | 0 | 0 | 0 | 0 | 0 | 0
Retrofit FOM Costs by Reporting Type: NWPP_NucRenew
ReportingType | 2015 | 2020 | 2025 | 2030 | 2035 | 2040
BM | 0 | 0 | 0 | 0 | 0 | 0
CC | 0 | 0 | 0 | 0 | 0 | 0
CSP | 0 | 0 | 0 | 0 | 0 | 0
CT | 0 | 0 | 0 | 0 | 0 | 0
Coal | 0 | 0 | 0 | 0 | 0 | 0
Geo | 0 | 0 | 0 | 0 | 0 | 0
H | 0 | 0 | 0 | 0 | 0 | 0
LFG | 0 | 0 | 0 | 0 | 0 | 0
Nuc | 0 | 0 | 0 | 0 | 0 | 0
PS | 0 | 0 | 0 | 0 | 0 | 0
PV | 0 | 0 | 0 | 0 | 0 | 0
PeakG | 0 | 0 | 0 | 0 | 0 | 0
PeakO | 0 | 0 | 0 | 0 | 0 | 0
ST | 0 | 0 | 0 | 0 | 0 | 0
STOG | 0 | 0 | 0 | 0 | 0 | 0
STWD | 0 | 0 | 0 | 0 | 0 | 0
WT | 0 | 0 | 0 | 0 | 0 | 0
IGCC | 0 | 0 | 0 | 0 | 0 | 0
DemandResponse | 0 | 0 | 0 | 0 | 0 | 0
IGCC-CCS | 0 | 0 | 0 | 0 | 0 | 0
WT_off | 0 | 0 | 0 | 0 | 0 | 0
PseudoUnit | 0 | 0 | 0 | 0 | 0 | 0
FixedInterchange | 0 | 0 | 0 | 0 | 0 | 0
Retrofit FOM Costs by Reporting Type: RMPA
ReportingType | 2015 | 2020 | 2025 | 2030 | 2035 | 2040
BM | 0 | 0 | 0 | 0 | 0 | 0
CC | 0 | 0 | 0 | 0 | 0 | 0
CSP | 0 | 0 | 0 | 0 | 0 | 0
CT | 0 | 0 | 0 | 0 | 0 | 0
Coal | 23.76 | 32.46 | 31.21 | 31.21 | 31.21 | 31.21
Geo | 0 | 0 | 0 | 0 | 0 | 0
H | 0 | 0 | 0 | 0 | 0 | 0
LFG | 0 | 0 | 0 | 0 | 0 | 0
Nuc | 0 | 0 | 0 | 0 | 0 | 0
PS | 0 | 0 | 0 | 0 | 0 | 0
PV | 0 | 0 | 0 | 0 | 0 | 0
PeakG | 0 | 0 | 0 | 0 | 0 | 0
PeakO | 0 | 0 | 0 | 0 | 0 | 0
ST | 0 | 0 | 0 | 0 | 0 | 0
STOG | 0 | 0 | 0 | 0 | 0 | 0
STWD | 0 | 0 | 0 | 0 | 0 | 0
WT | 0 | 0 | 0 | 0 | 0 | 0
IGCC | 0 | 0 | 0 | 0 | 0 | 0
DemandResponse | 0 | 0 | 0 | 0 | 0 | 0
IGCC-CCS | 0 | 0 | 0 | 0 | 0 | 0
WT_off | 0 | 0 | 0 | 0 | 0 | 0
PseudoUnit | 0 | 0 | 0 | 0 | 0 | 0
FixedInterchange | 0 | 0 | 0 | 0 | 0 | 0
Retrofit FOM Costs by Reporting Type: SP15
ReportingType | 2015 | 2020 | 2025 | 2030 | 2035 | 2040
BM | 0 | 0 | 0 | 0 | 0 | 0
CC | 0 | 0 | 0 | 0 | 0 | 0
CSP | 0 | 0 | 0 | 0 | 0 | 0
CT | 0 | 0 | 0 | 0 | 0 | 0
Coal | 0.23 | 0.41 | 0.41 | 0.41 | 0 | 0
Geo | 0 | 0 | 0 | 0 | 0 | 0
H | 0 | 0 | 0 | 0 | 0 | 0
LFG | 0 | 0 | 0 | 0 | 0 | 0
Nuc | 0 | 0 | 0 | 0 | 0 | 0
PS | 0 | 0 | 0 | 0 | 0 | 0
PV | 0 | 0 | 0 | 0 | 0 | 0
PeakG | 0 | 0 | 0 | 0 | 0 | 0
PeakO | 0 | 0 | 0 | 0 | 0 | 0
ST | 0 | 0 | 0 | 0 | 0 | 0
STOG | 0 | 0 | 0 | 0 | 0 | 0
STWD | 0 | 0 | 0 | 0 | 0 | 0
WT | 0 | 0 | 0 | 0 | 0 | 0
IGCC | 0 | 0 | 0 | 0 | 0 | 0
DemandResponse | 0 | 0 | 0 | 0 | 0 | 0
IGCC-CCS | 0 | 0 | 0 | 0 | 0 | 0
WT_off | 0 | 0 | 0 | 0 | 0 | 0
PseudoUnit | 0 | 0 | 0 | 0 | 0 | 0
FixedInterchange | 0 | 0 | 0 | 0 | 0 | 0
Retrofit FOM Costs by Reporting Type: ALB
ReportingType | 2015 | 2020 | 2025 | 2030 | 2035 | 2040
BM | 0 | 0 | 0 | 0 | 0 | 0
CC | 0 | 0 | 0 | 0 | 0 | 0
CSP | 0 | 0 | 0 | 0 | 0 | 0
CT | 0 | 0 | 0 | 0 | 0 | 0
Coal | 0.29 | 0.29 | 0.29 | 0.29 | 0.29 | 0.29
Geo | 0 | 0 | 0 | 0 | 0 | 0
H | 0 | 0 | 0 | 0 | 0 | 0
LFG | 0 | 0 | 0 | 0 | 0 | 0
Nuc | 0 | 0 | 0 | 0 | 0 | 0
PS | 0 | 0 | 0 | 0 | 0 | 0
PV | 0 | 0 | 0 | 0 | 0 | 0
PeakG | 0 | 0 | 0 | 0 | 0 | 0
PeakO | 0 | 0 | 0 | 0 | 0 | 0
ST | 0 | 0 | 0 | 0 | 0 | 0
STOG | 0 | 0 | 0 | 0 | 0 | 0
STWD | 0 | 0 | 0 | 0 | 0 | 0
WT | 0 | 0 | 0 | 0 | 0 | 0
IGCC | 0 | 0 | 0 | 0 | 0 | 0
DemandResponse | 0 | 0 | 0 | 0 | 0 | 0
IGCC-CCS | 0 | 0 | 0 | 0 | 0 | 0
WT_off | 0 | 0 | 0 | 0 | 0 | 0
PseudoUnit | 0 | 0 | 0 | 0 | 0 | 0
FixedInterchange | 0 | 0 | 0 | 0 | 0 | 0
Retrofit FOM Costs by Reporting Type: BC
ReportingType | 2015 | 2020 | 2025 | 2030 | 2035 | 2040
BM | 0 | 0 | 0 | 0 | 0 | 0
CC | 0 | 0 | 0 | 0 | 0 | 0
CSP | 0 | 0 | 0 | 0 | 0 | 0
CT | 0 | 0 | 0 | 0 | 0 | 0
Coal | 0 | 0 | 0 | 0 | 0 | 0
Geo | 0 | 0 | 0 | 0 | 0 | 0
H | 0 | 0 | 0 | 0 | 0 | 0
LFG | 0 | 0 | 0 | 0 | 0 | 0
Nuc | 0 | 0 | 0 | 0 | 0 | 0
PS | 0 | 0 | 0 | 0 | 0 | 0
PV | 0 | 0 | 0 | 0 | 0 | 0
PeakG | 0 | 0 | 0 | 0 | 0 | 0
PeakO | 0 | 0 | 0 | 0 | 0 | 0
ST | 0 | 0 | 0 | 0 | 0 | 0
STOG | 0 | 0 | 0 | 0 | 0 | 0
STWD | 0 | 0 | 0 | 0 | 0 | 0
WT | 0 | 0 | 0 | 0 | 0 | 0
IGCC | 0 | 0 | 0 | 0 | 0 | 0
DemandResponse | 0 | 0 | 0 | 0 | 0 | 0
IGCC-CCS | 0 | 0 | 0 | 0 | 0 | 0
WT_off | 0 | 0 | 0 | 0 | 0 | 0
PseudoUnit | 0 | 0 | 0 | 0 | 0 | 0
FixedInterchange | 0 | 0 | 0 | 0 | 0 | 0
Retrofit FOM Costs by Reporting Type: HQ_IESO
ReportingType | 2015 | 2020 | 2025 | 2030 | 2035 | 2040
BM | 0 | 0 | 0 | 0 | 0 | 0
CC | 0 | 0 | 0 | 0 | 0 | 0
CSP | 0 | 0 | 0 | 0 | 0 | 0
CT | 0 | 0 | 0 | 0 | 0 | 0
Coal | 0 | 0 | 0 | 0 | 0 | 0
Geo | 0 | 0 | 0 | 0 | 0 | 0
H | 0 | 0 | 0 | 0 | 0 | 0
LFG | 0 | 0 | 0 | 0 | 0 | 0
Nuc | 0 | 0 | 0 | 0 | 0 | 0
PS | 0 | 0 | 0 | 0 | 0 | 0
PV | 0 | 0 | 0 | 0 | 0 | 0
PeakG | 0 | 0 | 0 | 0 | 0 | 0
PeakO | 0 | 0 | 0 | 0 | 0 | 0
ST | 0 | 0 | 0 | 0 | 0 | 0
STOG | 0 | 0 | 0 | 0 | 0 | 0
STWD | 0 | 0 | 0 | 0 | 0 | 0
WT | 0 | 0 | 0 | 0 | 0 | 0
IGCC | 0 | 0 | 0 | 0 | 0 | 0
DemandResponse | 0 | 0 | 0 | 0 | 0 | 0
IGCC-CCS | 0 | 0 | 0 | 0 | 0 | 0
WT_off | 0 | 0 | 0 | 0 | 0 | 0
PseudoUnit | 0 | 0 | 0 | 0 | 0 | 0
FixedInterchange | 0 | 0 | 0 | 0 | 0 | 0
Retrofit FOM Costs by Reporting Type: HQ_NEISO
ReportingType | 2015 | 2020 | 2025 | 2030 | 2035 | 2040
BM | 0 | 0 | 0 | 0 | 0 | 0
CC | 0 | 0 | 0 | 0 | 0 | 0
CSP | 0 | 0 | 0 | 0 | 0 | 0
CT | 0 | 0 | 0 | 0 | 0 | 0
Coal | 0 | 0 | 0 | 0 | 0 | 0
Geo | 0 | 0 | 0 | 0 | 0 | 0
H | 0 | 0 | 0 | 0 | 0 | 0
LFG | 0 | 0 | 0 | 0 | 0 | 0
Nuc | 0 | 0 | 0 | 0 | 0 | 0
PS | 0 | 0 | 0 | 0 | 0 | 0
PV | 0 | 0 | 0 | 0 | 0 | 0
PeakG | 0 | 0 | 0 | 0 | 0 | 0
PeakO | 0 | 0 | 0 | 0 | 0 | 0
ST | 0 | 0 | 0 | 0 | 0 | 0
STOG | 0 | 0 | 0 | 0 | 0 | 0
STWD | 0 | 0 | 0 | 0 | 0 | 0
WT | 0 | 0 | 0 | 0 | 0 | 0
IGCC | 0 | 0 | 0 | 0 | 0 | 0
DemandResponse | 0 | 0 | 0 | 0 | 0 | 0
IGCC-CCS | 0 | 0 | 0 | 0 | 0 | 0
WT_off | 0 | 0 | 0 | 0 | 0 | 0
PseudoUnit | 0 | 0 | 0 | 0 | 0 | 0
FixedInterchange | 0 | 0 | 0 | 0 | 0 | 0
Retrofit FOM Costs by Reporting Type: HQ_NY
ReportingType | 2015 | 2020 | 2025 | 2030 | 2035 | 2040
BM | 0 | 0 | 0 | 0 | 0 | 0
CC | 0 | 0 | 0 | 0 | 0 | 0
CSP | 0 | 0 | 0 | 0 | 0 | 0
CT | 0 | 0 | 0 | 0 | 0 | 0
Coal | 0 | 0 | 0 | 0 | 0 | 0
Geo | 0 | 0 | 0 | 0 | 0 | 0
H | 0 | 0 | 0 | 0 | 0 | 0
LFG | 0 | 0 | 0 | 0 | 0 | 0
Nuc | 0 | 0 | 0 | 0 | 0 | 0
PS | 0 | 0 | 0 | 0 | 0 | 0
PV | 0 | 0 | 0 | 0 | 0 | 0
PeakG | 0 | 0 | 0 | 0 | 0 | 0
PeakO | 0 | 0 | 0 | 0 | 0 | 0
ST | 0 | 0 | 0 | 0 | 0 | 0
STOG | 0 | 0 | 0 | 0 | 0 | 0
STWD | 0 | 0 | 0 | 0 | 0 | 0
WT | 0 | 0 | 0 | 0 | 0 | 0
IGCC | 0 | 0 | 0 | 0 | 0 | 0
DemandResponse | 0 | 0 | 0 | 0 | 0 | 0
IGCC-CCS | 0 | 0 | 0 | 0 | 0 | 0
WT_off | 0 | 0 | 0 | 0 | 0 | 0
PseudoUnit | 0 | 0 | 0 | 0 | 0 | 0
FixedInterchange | 0 | 0 | 0 | 0 | 0 | 0
Retrofit FOM Costs by Reporting Type: MARITIMES
ReportingType | 2015 | 2020 | 2025 | 2030 | 2035 | 2040
BM | 0 | 0 | 0 | 0 | 0 | 0
CC | 0 | 0 | 0 | 0 | 0 | 0
CSP | 0 | 0 | 0 | 0 | 0 | 0
CT | 0 | 0 | 0 | 0 | 0 | 0
Coal | 0 | 0 | 0 | 0 | 0 | 0
Geo | 0 | 0 | 0 | 0 | 0 | 0
H | 0 | 0 | 0 | 0 | 0 | 0
LFG | 0 | 0 | 0 | 0 | 0 | 0
Nuc | 0 | 0 | 0 | 0 | 0 | 0
PS | 0 | 0 | 0 | 0 | 0 | 0
PV | 0 | 0 | 0 | 0 | 0 | 0
PeakG | 0 | 0 | 0 | 0 | 0 | 0
PeakO | 0 | 0 | 0 | 0 | 0 | 0
ST | 0 | 0 | 0 | 0 | 0 | 0
STOG | 0 | 0 | 0 | 0 | 0 | 0
STWD | 0 | 0 | 0 | 0 | 0 | 0
WT | 0 | 0 | 0 | 0 | 0 | 0
IGCC | 0 | 0 | 0 | 0 | 0 | 0
DemandResponse | 0 | 0 | 0 | 0 | 0 | 0
IGCC-CCS | 0 | 0 | 0 | 0 | 0 | 0
WT_off | 0 | 0 | 0 | 0 | 0 | 0
PseudoUnit | 0 | 0 | 0 | 0 | 0 | 0
FixedInterchange | 0 | 0 | 0 | 0 | 0 | 0
Retrofit FOM Costs by Reporting Type: All
ReportingType | 2015 | 2020 | 2025 | 2030 | 2035 | 2040
BM | 0 | 0 | 0 | 0 | 0 | 0
CC | 0 | 0 | 0 | 0 | 0 | 0
CSP | 0 | 0 | 0 | 0 | 0 | 0
CT | 0 | 0 | 0 | 0 | 0 | 0
Coal | 1368.59 | 1663.59 | 1662.22 | 1662.22 | 1661.81 | 1661.81
Geo | 0 | 0 | 0 | 0 | 0 | 0
H | 0 | 0 | 0 | 0 | 0 | 0
LFG | 0 | 0 | 0 | 0 | 0 | 0
Nuc | 0 | 0 | 0 | 0 | 0 | 0
PS | 0 | 0 | 0 | 0 | 0 | 0
PV | 0 | 0 | 0 | 0 | 0 | 0
PeakG | 0 | 0 | 0 | 0 | 0 | 0
PeakO | 0 | 0 | 0 | 0 | 0 | 0
ST | 0 | 0 | 0 | 0 | 0 | 0
STOG | 0 | 0 | 0 | 0 | 0 | 0
STWD | 0 | 0 | 0 | 0 | 0 | 0
WT | 0 | 0 | 0 | 0 | 0 | 0
IGCC | 0 | 0 | 0 | 0 | 0 | 0
DemandResponse | 0 | 0 | 0 | 0 | 0 | 0
IGCC-CCS | 0 | 0 | 0 | 0 | 0 | 0
WT_off | 0 | 0 | 0 | 0 | 0 | 0
PseudoUnit | 0 | 0 | 0 | 0 | 0 | 0
FixedInterchange | 0 | 0 | 0 | 0 | 0 | 0
Retrofit FOM Costs by Reporting Type: EI_US
ReportingType | 2015 | 2020 | 2025 | 2030 | 2035 | 2040
BM | 0 | 0 | 0 | 0 | 0 | 0
CC | 0 | 0 | 0 | 0 | 0 | 0
CSP | 0 | 0 | 0 | 0 | 0 | 0
CT | 0 | 0 | 0 | 0 | 0 | 0
Coal | 1111.17 | 1361.63 | 1361.52 | 1361.52 | 1361.52 | 1361.52
Geo | 0 | 0 | 0 | 0 | 0 | 0
H | 0 | 0 | 0 | 0 | 0 | 0
LFG | 0 | 0 | 0 | 0 | 0 | 0
Nuc | 0 | 0 | 0 | 0 | 0 | 0
PS | 0 | 0 | 0 | 0 | 0 | 0
PV | 0 | 0 | 0 | 0 | 0 | 0
PeakG | 0 | 0 | 0 | 0 | 0 | 0
PeakO | 0 | 0 | 0 | 0 | 0 | 0
ST | 0 | 0 | 0 | 0 | 0 | 0
STOG | 0 | 0 | 0 | 0 | 0 | 0
STWD | 0 | 0 | 0 | 0 | 0 | 0
WT | 0 | 0 | 0 | 0 | 0 | 0
IGCC | 0 | 0 | 0 | 0 | 0 | 0
DemandResponse | 0 | 0 | 0 | 0 | 0 | 0
IGCC-CCS | 0 | 0 | 0 | 0 | 0 | 0
WT_off | 0 | 0 | 0 | 0 | 0 | 0
PseudoUnit | 0 | 0 | 0 | 0 | 0 | 0
FixedInterchange | 0 | 0 | 0 | 0 | 0 | 0
Retrofit FOM Costs by Reporting Type: EI_Canada
ReportingType | 2015 | 2020 | 2025 | 2030 | 2035 | 2040
BM | 0 | 0 | 0 | 0 | 0 | 0
CC | 0 | 0 | 0 | 0 | 0 | 0
CSP | 0 | 0 | 0 | 0 | 0 | 0
CT | 0 | 0 | 0 | 0 | 0 | 0
Coal | 0 | 0 | 0 | 0 | 0 | 0
Geo | 0 | 0 | 0 | 0 | 0 | 0
H | 0 | 0 | 0 | 0 | 0 | 0
LFG | 0 | 0 | 0 | 0 | 0 | 0
Nuc | 0 | 0 | 0 | 0 | 0 | 0
PS | 0 | 0 | 0 | 0 | 0 | 0
PV | 0 | 0 | 0 | 0 | 0 | 0
PeakG | 0 | 0 | 0 | 0 | 0 | 0
PeakO | 0 | 0 | 0 | 0 | 0 | 0
ST | 0 | 0 | 0 | 0 | 0 | 0
STOG | 0 | 0 | 0 | 0 | 0 | 0
STWD | 0 | 0 | 0 | 0 | 0 | 0
WT | 0 | 0 | 0 | 0 | 0 | 0
IGCC | 0 | 0 | 0 | 0 | 0 | 0
DemandResponse | 0 | 0 | 0 | 0 | 0 | 0
IGCC-CCS | 0 | 0 | 0 | 0 | 0 | 0
WT_off | 0 | 0 | 0 | 0 | 0 | 0
PseudoUnit | 0 | 0 | 0 | 0 | 0 | 0
FixedInterchange | 0 | 0 | 0 | 0 | 0 | 0
Retrofit FOM Costs by Reporting Type: EI
ReportingType | 2015 | 2020 | 2025 | 2030 | 2035 | 2040
BM | 0 | 0 | 0 | 0 | 0 | 0
CC | 0 | 0 | 0 | 0 | 0 | 0
CSP | 0 | 0 | 0 | 0 | 0 | 0
CT | 0 | 0 | 0 | 0 | 0 | 0
Coal | 1111.17 | 1361.63 | 1361.52 | 1361.52 | 1361.52 | 1361.52
Geo | 0 | 0 | 0 | 0 | 0 | 0
H | 0 | 0 | 0 | 0 | 0 | 0
LFG | 0 | 0 | 0 | 0 | 0 | 0
Nuc | 0 | 0 | 0 | 0 | 0 | 0
PS | 0 | 0 | 0 | 0 | 0 | 0
PV | 0 | 0 | 0 | 0 | 0 | 0
PeakG | 0 | 0 | 0 | 0 | 0 | 0
PeakO | 0 | 0 | 0 | 0 | 0 | 0
ST | 0 | 0 | 0 | 0 | 0 | 0
STOG | 0 | 0 | 0 | 0 | 0 | 0
STWD | 0 | 0 | 0 | 0 | 0 | 0
WT | 0 | 0 | 0 | 0 | 0 | 0
IGCC | 0 | 0 | 0 | 0 | 0 | 0
DemandResponse | 0 | 0 | 0 | 0 | 0 | 0
IGCC-CCS | 0 | 0 | 0 | 0 | 0 | 0
WT_off | 0 | 0 | 0 | 0 | 0 | 0
PseudoUnit | 0 | 0 | 0 | 0 | 0 | 0
FixedInterchange | 0 | 0 | 0 | 0 | 0 | 0
Retrofit FOM Costs by Reporting Type: Outside_EI
ReportingType | 2015 | 2020 | 2025 | 2030 | 2035 | 2040
BM | 0 | 0 | 0 | 0 | 0 | 0
CC | 0 | 0 | 0 | 0 | 0 | 0
CSP | 0 | 0 | 0 | 0 | 0 | 0
CT | 0 | 0 | 0 | 0 | 0 | 0
Coal | 257.42 | 301.96 | 300.71 | 300.71 | 300.29 | 300.29
Geo | 0 | 0 | 0 | 0 | 0 | 0
H | 0 | 0 | 0 | 0 | 0 | 0
LFG | 0 | 0 | 0 | 0 | 0 | 0
Nuc | 0 | 0 | 0 | 0 | 0 | 0
PS | 0 | 0 | 0 | 0 | 0 | 0
PV | 0 | 0 | 0 | 0 | 0 | 0
PeakG | 0 | 0 | 0 | 0 | 0 | 0
PeakO | 0 | 0 | 0 | 0 | 0 | 0
ST | 0 | 0 | 0 | 0 | 0 | 0
STOG | 0 | 0 | 0 | 0 | 0 | 0
STWD | 0 | 0 | 0 | 0 | 0 | 0
WT | 0 | 0 | 0 | 0 | 0 | 0
IGCC | 0 | 0 | 0 | 0 | 0 | 0
DemandResponse | 0 | 0 | 0 | 0 | 0 | 0
IGCC-CCS | 0 | 0 | 0 | 0 | 0 | 0
WT_off | 0 | 0 | 0 | 0 | 0 | 0
PseudoUnit | 0 | 0 | 0 | 0 | 0 | 0
FixedInterchange | 0 | 0 | 0 | 0 | 0 | 0
#12 | 0.26: Levelized Capital Costs ($million)
Levelized Capital Costs by Reporting Type: Entergy
ReportingType | 2015 | 2020 | 2025 | 2030 | 2035 | 2040
BM | 0 | 0 | 0 | 0 | 0 | 0
CC | 0 | 100.62 | 100.62 | 189.85 | 351.56 | 351.56
CSP | 0 | 0 | 0 | 0 | 0 | 0
CT | 0 | 0 | 0 | 0 | 0 | 0
Coal | 202.06 | 202.06 | 202.06 | 202.06 | 277.62 | 822.44
Geo | 0 | 0 | 0 | 0 | 0 | 0
H | 0 | 0 | 0 | 0 | 0 | 0
LFG | 0 | 0 | 0 | 14.39 | 14.39 | 14.39
Nuc | 0 | 0 | 0 | 0 | 0 | 0
PS | 0 | 0 | 0 | 0 | 0 | 0
PV | 0.09 | 17.46 | 26.11 | 26.9 | 27.7 | 11.25
PeakG | 0 | 0 | 0 | 0 | 0 | 0
PeakO | 0 | 0 | 0 | 0 | 0 | 0
ST | 0 | 0 | 0 | 0 | 0 | 0
STOG | 0 | 0 | 0 | 0 | 0 | 0
STWD | 0 | 0 | 0 | 0 | 0 | 0
WT | 0 | 0 | 0 | 0 | 0 | 0
IGCC | 0 | 0 | 0 | 0 | 0 | 0
DemandResponse | 0 | 0 | 0 | 0 | 0 | 0
IGCC-CCS | 0 | 0 | 0 | 0 | 0 | 0
WT_off | 0 | 0 | 0 | 0 | 0 | 0
PseudoUnit | 0 | 0 | 0 | 0 | 0 | 0
FixedInterchange | 0 | 0 | 0 | 0 | 0 | 0
Levelized Capital Costs by Reporting Type: FRCC
ReportingType | 2015 | 2020 | 2025 | 2030 | 2035 | 2040
BM | 0 | 0 | 0 | 0 | 0 | 0
CC | 165.38 | 707.2 | 940.13 | 1348.09 | 1951.87 | 2424.33
CSP | 0 | 0 | 0 | 0 | 0 | 0
CT | 196.14 | 196.14 | 196.14 | 196.14 | 0 | 0
Coal | 0 | 0 | 0 | 0 | 0 | 0
Geo | 0 | 0 | 0 | 0 | 0 | 0
H | 0 | 0 | 0 | 0 | 0 | 0
LFG | 0 | 0 | 27.15 | 27.15 | 27.15 | 27.15
Nuc | 0 | 0 | 0 | 0 | 0 | 0
PS | 0 | 0 | 0 | 0 | 0 | 0
PV | 0 | 0 | 0 | 0 | 0 | 0
PeakG | 0 | 0 | 0 | 0 | 0 | 0
PeakO | 0 | 0 | 0 | 0 | 0 | 0
ST | 0 | 0 | 0 | 0 | 0 | 0
STOG | 0 | 0 | 0 | 0 | 0 | 0
STWD | 0 | 0 | 0 | 0 | 0 | 0
WT | 0 | 0 | 0 | 0 | 0 | 0
IGCC | 0 | 0 | 0 | 0 | 0 | 0
DemandResponse | 0 | 0 | 0 | 0 | 0 | 0
IGCC-CCS | 0 | 0 | 0 | 0 | 0 | 0
WT_off | 0 | 0 | 0 | 0 | 0 | 0
PseudoUnit | 0 | 0 | 0 | 0 | 0 | 0
FixedInterchange | 0 | 0 | 0 | 0 | 0 | 0
Levelized Capital Costs by Reporting Type: MAPP_US
ReportingType | 2015 | 2020 | 2025 | 2030 | 2035 | 2040
BM | 0 | 0 | 0 | 0 | 0 | 0
CC | 0 | 0 | 0 | 0 | 0 | 0
CSP | 0 | 0 | 0 | 0 | 0 | 0
CT | 25.9 | 25.9 | 25.9 | 31.21 | 6.02 | 6.02
Coal | 0 | 0 | 0 | 0 | 68.78 | 140.29
Geo | 0 | 0 | 0 | 0 | 0 | 0
H | 0 | 0 | 0 | 0 | 0 | 0
LFG | 0 | 0 | 0 | 9.45 | 9.45 | 9.45
Nuc | 0 | 0 | 0 | 0 | 0 | 0
PS | 0 | 0 | 0 | 0 | 0 | 0
PV | 0 | 0 | 0 | 0 | 0 | 0
PeakG | 0 | 0 | 0 | 0 | 0 | 0
PeakO | 0 | 0 | 0 | 0 | 0 | 0
ST | 0 | 0 | 0 | 0 | 0 | 0
STOG | 0 | 0 | 0 | 0 | 0 | 0
STWD | 0 | 0 | 0 | 0 | 0 | 0
WT | 67.6 | 67.6 | 67.6 | 153.2 | 127.05 | 141.52
IGCC | 0 | 0 | 0 | 0 | 0 | 0
DemandResponse | 0 | 0 | 0 | 0 | 0 | 0
IGCC-CCS | 0 | 0 | 0 | 0 | 0 | 0
WT_off | 0 | 0 | 0 | 0 | 0 | 0
PseudoUnit | 0 | 0 | 0 | 0 | 0 | 0
FixedInterchange | 0 | 0 | 0 | 0 | 0 | 0
Levelized Capital Costs by Reporting Type: MISO_IN
ReportingType | 2015 | 2020 | 2025 | 2030 | 2035 | 2040
BM | 0 | 0 | 0 | 0 | 0 | 0
CC | 0 | 34.78 | 34.78 | 114.52 | 387.21 | 463.99
CSP | 0 | 0 | 0 | 0 | 0 | 0
CT | 0 | 0 | 0 | 0 | 0 | 0
Coal | 0 | 0 | 0 | 0 | 0 | 0
Geo | 0 | 0 | 0 | 0 | 0 | 0
H | 0 | 0 | 0 | 0 | 0 | 0
LFG | 0 | 0 | 11.43 | 11.43 | 11.43 | 11.43
Nuc | 0 | 0 | 0 | 0 | 0 | 0
PS | 0 | 0 | 0 | 0 | 0 | 0
PV | 0 | 68.71 | 108.42 | 111.77 | 115.22 | 50.06
PeakG | 0 | 0 | 0 | 0 | 0 | 0
PeakO | 0 | 0 | 0 | 0 | 0 | 0
ST | 0 | 0 | 0 | 0 | 0 | 0
STOG | 0 | 0 | 0 | 0 | 0 | 0
STWD | 0 | 0 | 0 | 0 | 0 | 0
WT | 0 | 0 | 0 | 0 | 0 | 0
IGCC | 215.26 | 215.26 | 215.26 | 215.26 | 215.26 | 215.26
DemandResponse | 0 | 0 | 0 | 0 | 0 | 0
IGCC-CCS | 0 | 0 | 0 | 0 | 0 | 0
WT_off | 0 | 0 | 0 | 0 | 0 | 0
PseudoUnit | 0 | 0 | 0 | 0 | 0 | 0
FixedInterchange | 0 | 0 | 0 | 0 | 0 | 0
Levelized Capital Costs by Reporting Type: MISO_MI
ReportingType | 2015 | 2020 | 2025 | 2030 | 2035 | 2040
BM | 0 | 0 | 0 | 0 | 0 | 0
CC | 0 | 0 | 0 | 0 | 0 | 0
CSP | 0 | 0 | 0 | 0 | 0 | 0
CT | 0 | 0 | 0 | 0 | 0 | 0
Coal | 0 | 0 | 0 | 0 | 0 | 0
Geo | 0 | 0 | 0 | 0 | 0 | 0
H | 0 | 0 | 0 | 0 | 0 | 0
LFG | 0 | 22.98 | 24.81 | 24.81 | 24.81 | 1.82
Nuc | 0 | 0 | 0 | 0 | 0 | 0
PS | 0 | 0 | 0 | 0 | 0 | 0
PV | 0 | 0 | 0 | 0 | 0 | 0
PeakG | 0 | 0 | 0 | 0 | 0 | 0
PeakO | 0 | 0 | 0 | 0 | 0 | 0
ST | 0 | 0 | 0 | 0 | 0 | 0
STOG | 0 | 0 | 0 | 0 | 0 | 0
STWD | 0 | 0 | 0 | 0 | 0 | 0
WT | 365.92 | 466.55 | 486.32 | 516.13 | 178.11 | 105.82
IGCC | 0 | 0 | 0 | 0 | 0 | 0
DemandResponse | 0 | 0 | 0 | 0 | 0 | 0
IGCC-CCS | 0 | 0 | 0 | 0 | 0 | 0
WT_off | 0 | 0 | 0 | 0 | 0 | 0
PseudoUnit | 0 | 0 | 0 | 0 | 0 | 0
FixedInterchange | 0 | 0 | 0 | 0 | 0 | 0
Levelized Capital Costs by Reporting Type: MISO_MO-IL
ReportingType | 2015 | 2020 | 2025 | 2030 | 2035 | 2040
BM | 0 | 0 | 0 | 0 | 0 | 0
CC | 0 | 0 | 0 | 0 | 0 | 0
CSP | 0 | 0 | 0 | 0 | 0 | 0
CT | 0 | 0 | 0 | 0 | 0 | 0
Coal | 574.94 | 574.94 | 574.94 | 574.94 | 574.94 | 574.94
Geo | 0 | 0 | 0 | 0 | 0 | 0
H | 0 | 0 | 0 | 0 | 0 | 0
LFG | 0 | 0 | 33.83 | 33.83 | 33.83 | 33.83
Nuc | 0 | 0 | 0 | 0 | 0 | 0
PS | 0 | 0 | 0 | 0 | 0 | 0
PV | 0 | 0 | 0 | 0 | 0 | 0
PeakG | 0 | 0 | 0 | 0 | 0 | 0
PeakO | 0 | 0 | 0 | 0 | 0 | 0
ST | 0 | 0 | 0 | 0 | 0 | 0
STOG | 0 | 0 | 0 | 0 | 0 | 0
STWD | 0 | 0 | 0 | 0 | 0 | 0
WT | 51.11 | 51.11 | 51.11 | 51.11 | 332.73 | 592.16
IGCC | 0 | 0 | 0 | 0 | 0 | 0
DemandResponse | 0 | 0 | 0 | 0 | 0 | 0
IGCC-CCS | 0 | 0 | 0 | 0 | 0 | 0
WT_off | 0 | 0 | 0 | 0 | 0 | 0
PseudoUnit | 0 | 0 | 0 | 0 | 0 | 0
FixedInterchange | 0 | 0 | 0 | 0 | 0 | 0
Levelized Capital Costs by Reporting Type: MISO_W
ReportingType | 2015 | 2020 | 2025 | 2030 | 2035 | 2040
BM | 0 | 0 | 0 | 0 | 0 | 0
CC | 0 | 0 | 0 | 0 | 0 | 0
CSP | 0 | 0 | 0 | 0 | 0 | 0
CT | 0 | 0 | 0 | 0 | 0 | 0
Coal | 0 | 0 | 0 | 0 | 0 | 0
Geo | 0 | 0 | 0 | 0 | 0 | 0
H | 0 | 0 | 0 | 0 | 0 | 0
LFG | 0 | 0 | 10.74 | 10.74 | 10.74 | 10.74
Nuc | 0 | 0 | 0 | 0 | 0 | 0
PS | 0 | 0 | 0 | 0 | 0 | 0
PV | 0 | 0 | 0 | 0 | 0 | 0
PeakG | 0 | 0 | 0 | 0 | 0 | 0
PeakO | 0 | 0 | 0 | 0 | 0 | 0
ST | 0 | 0 | 0 | 0 | 0 | 0
STOG | 0 | 0 | 0 | 0 | 0 | 0
STWD | 0 | 0 | 0 | 0 | 0 | 0
WT | 489.63 | 915.99 | 1449.3 | 3589.34 | 4694.54 | 4268.18
IGCC | 0 | 0 | 0 | 0 | 0 | 0
DemandResponse | 0 | 0 | 0 | 0 | 0 | 0
IGCC-CCS | 0 | 0 | 0 | 0 | 0 | 0
WT_off | 0 | 0 | 0 | 0 | 0 | 0
PseudoUnit | 0 | 0 | 0 | 0 | 0 | 0
FixedInterchange | 0 | 0 | 0 | 0 | 0 | 0
Levelized Capital Costs by Reporting Type: MISO_WUMS
ReportingType | 2015 | 2020 | 2025 | 2030 | 2035 | 2040
BM | 0 | 0 | 0 | 0 | 0 | 0
CC | 0 | 215.68 | 215.68 | 215.68 | 263.13 | 263.13
CSP | 0 | 0 | 0 | 0 | 0 | 0
CT | 0 | 284.69 | 348.63 | 462.98 | 825.26 | 822.59
Coal | 184.51 | 184.51 | 184.51 | 184.51 | 184.51 | 184.51
Geo | 0 | 0 | 0 | 0 | 0 | 0
H | 0 | 0 | 0 | 0 | 0 | 0
LFG | 0 | 0 | 31.13 | 31.13 | 31.13 | 31.13
Nuc | 0 | 0 | 0 | 0 | 0 | 0
PS | 0 | 0 | 0 | 0 | 0 | 0
PV | 0 | 0 | 0 | 0 | 0 | 0
PeakG | 0 | 0 | 0 | 0 | 0 | 0
PeakO | 0 | 0 | 0 | 0 | 0 | 0
ST | 0 | 0 | 0 | 0 | 0 | 0
STOG | 0 | 0 | 0 | 0 | 0 | 0
STWD | 0 | 0 | 0 | 0 | 0 | 0
WT | 164.64 | 164.64 | 164.64 | 164.64 | 4.55 | 4.55
IGCC | 0 | 0 | 0 | 0 | 0 | 0
DemandResponse | 0 | 0 | 0 | 0 | 0 | 0
IGCC-CCS | 0 | 0 | 0 | 0 | 0 | 0
WT_off | 0 | 0 | 0 | 0 | 0 | 0
PseudoUnit | 0 | 0 | 0 | 0 | 0 | 0
FixedInterchange | 0 | 0 | 0 | 0 | 0 | 0
Levelized Capital Costs by Reporting Type: Nebraska
ReportingType | 2015 | 2020 | 2025 | 2030 | 2035 | 2040
BM | 0 | 0 | 0 | 0 | 0 | 0
CC | 0 | 0 | 0 | 0 | 0 | 0
CSP | 0 | 0 | 0 | 0 | 0 | 0
CT | 0 | 0 | 0 | 0 | 0 | 0
Coal | 66.52 | 66.52 | 66.52 | 66.52 | 495.72 | 667.59
Geo | 0 | 0 | 0 | 0 | 0 | 0
H | 0 | 0 | 0 | 0 | 0 | 0
LFG | 0 | 0 | 0 | 9.88 | 9.88 | 9.88
Nuc | 0 | 0 | 0 | 0 | 0 | 0
PS | 0 | 0 | 0 | 0 | 0 | 0
PV | 0 | 0 | 0 | 0 | 0 | 0
PeakG | 0 | 0 | 0 | 0 | 0 | 0
PeakO | 0 | 0 | 0 | 0 | 0 | 0
ST | 0 | 0 | 0 | 0 | 0 | 0
STOG | 0 | 0 | 0 | 0 | 0 | 0
STWD | 0 | 0 | 0 | 0 | 0 | 0
WT | 32.59 | 32.59 | 32.59 | 25.58 | 0 | 0
IGCC | 0 | 0 | 0 | 0 | 0 | 0
DemandResponse | 0 | 0 | 0 | 0 | 0 | 0
IGCC-CCS | 0 | 0 | 0 | 0 | 0 | 0
WT_off | 0 | 0 | 0 | 0 | 0 | 0
PseudoUnit | 0 | 0 | 0 | 0 | 0 | 0
FixedInterchange | 0 | 0 | 0 | 0 | 0 | 0
Levelized Capital Costs by Reporting Type: NEISO
ReportingType | 2015 | 2020 | 2025 | 2030 | 2035 | 2040
BM | 92.7 | 92.7 | 92.7 | 92.7 | 92.7 | 92.7
CC | 273.49 | 273.49 | 273.49 | 273.49 | 273.49 | 0
CSP | 0 | 0 | 0 | 0 | 0 | 0
CT | 30 | 30 | 30 | 29.13 | 56.57 | 147.35
Coal | 0 | 0 | 0 | 0 | 0 | 0
Geo | 0 | 0 | 0 | 0 | 0 | 0
H | 0 | 0 | 0 | 0 | 0 | 0
LFG | 7.73 | 7.73 | 18.07 | 18.07 | 10.34 | 10.34
Nuc | 0 | 0 | 0 | 0 | 0 | 0
PS | 0 | 0 | 0 | 0 | 0 | 0
PV | 0 | 93.51 | 93.51 | 93.54 | 93.55 | 0.05
PeakG | 0 | 0 | 0 | 0 | 0 | 0
PeakO | 0 | 0 | 0 | 0 | 0 | 0
ST | 0 | 0 | 0 | 0 | 0 | 0
STOG | 0 | 0 | 0 | 0 | 0 | 0
STWD | 0 | 0 | 0 | 0 | 0 | 0
WT | 40.84 | 701.48 | 851.97 | 869.58 | 834.22 | 173.58
IGCC | 0 | 0 | 0 | 0 | 0 | 0
DemandResponse | 0 | 0 | 0 | 0 | 0 | 0
IGCC-CCS | 0 | 0 | 0 | 0 | 0 | 0
WT_off | 218.96 | 218.96 | 218.96 | 218.96 | 0 | 0
PseudoUnit | 0 | 0 | 0 | 0 | 0 | 0
FixedInterchange | 0 | 0 | 0 | 0 | 0 | 0
Levelized Capital Costs by Reporting Type: NonRTO_Midwest
ReportingType | 2015 | 2020 | 2025 | 2030 | 2035 | 2040
BM | 0 | 0 | 0 | 0 | 0 | 0
CC | 0 | 59.89 | 59.89 | 76.14 | 113.29 | 143.75
CSP | 0 | 0 | 0 | 0 | 0 | 0
CT | 0 | 14.97 | 14.97 | 23.09 | 23.09 | 13.61
Coal | 0 | 0 | 0 | 0 | 0 | 0
Geo | 0 | 0 | 0 | 0 | 0 | 0
H | 0 | 0 | 0 | 0 | 0 | 0
LFG | 0 | 0 | 10.34 | 21.43 | 21.43 | 21.43
Nuc | 0 | 0 | 0 | 0 | 0 | 0
PS | 0 | 0 | 0 | 0 | 0 | 0
PV | 0 | 0 | 0 | 0 | 0 | 0
PeakG | 0 | 0 | 0 | 0 | 0 | 0
PeakO | 0 | 0 | 0 | 0 | 0 | 0
ST | 0 | 0 | 0 | 0 | 0 | 0
STOG | 0 | 0 | 0 | 0 | 0 | 0
STWD | 0 | 0 | 0 | 0 | 0 | 0
WT | 0 | 0 | 0 | 0 | 0 | 0
IGCC | 0 | 0 | 0 | 0 | 0 | 0
DemandResponse | 0 | 0 | 0 | 0 | 0 | 0
IGCC-CCS | 0 | 0 | 0 | 0 | 0 | 0
WT_off | 0 | 0 | 0 | 0 | 0 | 0
PseudoUnit | 0 | 0 | 0 | 0 | 0 | 0
FixedInterchange | 0 | 0 | 0 | 0 | 0 | 0
Levelized Capital Costs by Reporting Type: NYISO_A-F
ReportingType | 2015 | 2020 | 2025 | 2030 | 2035 | 2040
BM | 0 | 0 | 0 | 0 | 0 | 0
CC | 85.71 | 85.71 | 85.71 | 85.71 | 85.72 | 0
CSP | 0 | 0 | 0 | 0 | 0 | 0
CT | 0 | 0 | 0 | 0 | 0 | 0
Coal | 0 | 0 | 0 | 0 | 0 | 0
Geo | 0 | 0 | 0 | 0 | 0 | 0
H | 0 | 0 | 0 | 0 | 0 | 0
LFG | 0.97 | 0.97 | 10.74 | 10.74 | 9.76 | 9.76
Nuc | 0 | 0 | 0 | 0 | 0 | 0
PS | 0 | 0 | 0 | 0 | 0 | 0
PV | 0 | 0 | 0 | 0 | 0 | 0
PeakG | 0 | 0 | 0 | 0 | 0 | 0
PeakO | 0 | 0 | 0 | 0 | 0 | 0
ST | 0 | 0 | 0 | 0 | 0 | 0
STOG | 0 | 0 | 0 | 0 | 0 | 0
STWD | 0 | 0 | 0 | 0 | 0 | 0
WT | 431.34 | 549.04 | 549.04 | 712.22 | 401.36 | 312.72
IGCC | 0 | 0 | 0 | 0 | 0 | 0
DemandResponse | 0 | 0 | 0 | 0 | 0 | 0
IGCC-CCS | 0 | 0 | 0 | 0 | 0 | 0
WT_off | 0 | 0 | 0 | 0 | 0 | 0
PseudoUnit | 0 | 0 | 0 | 0 | 0 | 0
FixedInterchange | 0 | 0 | 0 | 0 | 0 | 0
Levelized Capital Costs by Reporting Type: NYISO_G-I
ReportingType | 2015 | 2020 | 2025 | 2030 | 2035 | 2040
BM | 0 | 0 | 0 | 0 | 0 | 0
CC | 0 | 0 | 40.21 | 150.99 | 491.45 | 846.71
CSP | 0 | 0 | 0 | 0 | 0 | 0
CT | 0 | 0 | 0 | 0 | 0 | 0
Coal | 0 | 0 | 0 | 0 | 0 | 0
Geo | 0 | 0 | 0 | 0 | 0 | 0
H | 0 | 0 | 0 | 0 | 0 | 0
LFG | 0 | 0 | 10.68 | 10.68 | 10.68 | 10.68
Nuc | 0 | 0 | 0 | 0 | 0 | 0
PS | 0 | 0 | 0 | 0 | 0 | 0
PV | 0 | 0 | 0 | 0 | 0 | 0
PeakG | 0 | 0 | 0 | 0 | 0 | 0
PeakO | 0 | 0 | 0 | 0 | 0 | 0
ST | 0 | 0 | 0 | 0 | 0 | 0
STOG | 0 | 0 | 0 | 0 | 0 | 0
STWD | 0 | 0 | 0 | 0 | 0 | 0
WT | 0 | 9.46 | 9.46 | 9.46 | 9.46 | 0
IGCC | 0 | 0 | 0 | 0 | 0 | 0
DemandResponse | 0 | 0 | 0 | 0 | 0 | 0
IGCC-CCS | 0 | 0 | 0 | 0 | 0 | 0
WT_off | 0 | 0 | 0 | 0 | 0 | 0
PseudoUnit | 0 | 0 | 0 | 0 | 0 | 0
FixedInterchange | 0 | 0 | 0 | 0 | 0 | 0
Levelized Capital Costs by Reporting Type: NYISO_J-K
ReportingType | 2015 | 2020 | 2025 | 2030 | 2035 | 2040
BM | 0 | 0 | 0 | 0 | 0 | 0
CC | 226.37 | 226.37 | 226.37 | 226.37 | 226.37 | 0
CSP | 0 | 0 | 0 | 0 | 0 | 0
CT | 0 | 0 | 45.05 | 114.71 | 136.58 | 181.34
Coal | 0 | 0 | 0 | 0 | 0 | 0
Geo | 0 | 0 | 0 | 0 | 0 | 0
H | 0 | 0 | 0 | 0 | 0 | 0
LFG | 0 | 0 | 0 | 15.2 | 15.2 | 15.2
Nuc | 0 | 0 | 0 | 0 | 0 | 0
PS | 0 | 0 | 0 | 0 | 0 | 0
PV | 13.61 | 13.61 | 13.61 | 13.61 | 0 | 0
PeakG | 0 | 0 | 0 | 0 | 0 | 0
PeakO | 0 | 0 | 0 | 0 | 0 | 0
ST | 0 | 0 | 0 | 0 | 0 | 0
STOG | 0 | 0 | 0 | 0 | 0 | 0
STWD | 0 | 0 | 0 | 0 | 0 | 0
WT | 0 | 0 | 0 | 0 | 0 | 0
IGCC | 0 | 0 | 0 | 0 | 0 | 0
DemandResponse | 0 | 0 | 0 | 0 | 0 | 0
IGCC-CCS | 0 | 0 | 0 | 0 | 0 | 0
WT_off | 0 | 0 | 0 | 0 | 0 | 0
PseudoUnit | 0 | 0 | 0 | 0 | 0 | 0
FixedInterchange | 0 | 0 | 0 | 0 | 0 | 0
Levelized Capital Costs by Reporting Type: PJM_E
ReportingType | 2015 | 2020 | 2025 | 2030 | 2035 | 2040
BM | 11.61 | 11.61 | 11.61 | 11.61 | 11.61 | 11.61
CC | 673.31 | 673.31 | 673.31 | 673.31 | 582.39 | 0
CSP | 0 | 0 | 0 | 0 | 0 | 0
CT | 2.28 | 2.28 | 2.28 | 0 | 88.56 | 88.56
Coal | 9.09 | 9.09 | 9.09 | 9.09 | 9.09 | 9.09
Geo | 0 | 0 | 0 | 0 | 0 | 0
H | 0 | 0 | 0 | 0 | 0 | 0
LFG | 1.61 | 24.01 | 24.01 | 22.4 | 22.4 | 0
Nuc | 0 | 0 | 0 | 0 | 0 | 0
PS | 0 | 0 | 0 | 0 | 0 | 0
PV | 8.84 | 8.84 | 8.84 | 8.84 | 0 | 0
PeakG | 0 | 0 | 0 | 0 | 0 | 0
PeakO | 0 | 0 | 0 | 0 | 0 | 0
ST | 0 | 0 | 0 | 0 | 0 | 0
STOG | 0 | 0 | 0 | 0 | 0 | 0
STWD | 0 | 0 | 0 | 0 | 0 | 0
WT | 231.76 | 231.76 | 231.76 | 231.76 | 0 | 0
IGCC | 0 | 0 | 0 | 0 | 0 | 0
DemandResponse | 0 | 0 | 0 | 0 | 0 | 0
IGCC-CCS | 0 | 0 | 0 | 0 | 0 | 0
WT_off | 0 | 0 | 416.14 | 416.14 | 416.14 | 416.14
PseudoUnit | 0 | 0 | 0 | 0 | 0 | 0
FixedInterchange | 0 | 0 | 0 | 0 | 0 | 0
Levelized Capital Costs by Reporting Type: PJM_ROM
ReportingType | 2015 | 2020 | 2025 | 2030 | 2035 | 2040
BM | 6.26 | 6.26 | 6.26 | 6.26 | 6.26 | 6.26
CC | 232.92 | 232.92 | 232.92 | 232.92 | 671.58 | 2129.62
CSP | 0 | 0 | 0 | 0 | 0 | 0
CT | 1.4 | 1.4 | 1.4 | 1.4 | 0 | 0
Coal | 10.21 | 10.21 | 10.21 | 10.21 | 10.21 | 10.21
Geo | 0 | 0 | 0 | 0 | 0 | 0
H | 0 | 0 | 0 | 0 | 0 | 0
LFG | 2.84 | 41.26 | 41.26 | 40.12 | 38.42 | 0
Nuc | 0 | 0 | 0 | 0 | 0 | 0
PS | 0 | 0 | 0 | 0 | 0 | 0
PV | 0 | 405.49 | 637.33 | 695.9 | 718.98 | 337.35
PeakG | 0 | 0 | 0 | 0 | 0 | 0
PeakO | 0 | 0 | 0 | 0 | 0 | 0
ST | 0 | 0 | 0 | 0 | 0 | 0
STOG | 0 | 0 | 0 | 0 | 0 | 0
STWD | 0 | 0 | 0 | 0 | 0 | 0
WT | 86.04 | 248.41 | 248.41 | 227.6 | 162.37 | 0
IGCC | 0 | 0 | 0 | 0 | 0 | 0
DemandResponse | 0 | 0 | 0 | 0 | 0 | 0
IGCC-CCS | 0 | 0 | 0 | 0 | 0 | 0
WT_off | 0 | 0 | 0 | 0 | 0 | 0
PseudoUnit | 0 | 0 | 0 | 0 | 0 | 0
FixedInterchange | 0 | 0 | 0 | 0 | 0 | 0
Levelized Capital Costs by Reporting Type: PJM_ROR
ReportingType | 2015 | 2020 | 2025 | 2030 | 2035 | 2040
BM | 132.97 | 132.97 | 132.97 | 132.97 | 132.97 | 64.73
CC | 350.7 | 364.13 | 364.13 | 833.07 | 1820.71 | 1490.1
CSP | 0 | 0 | 0 | 0 | 0 | 0
CT | 2.4 | 2.4 | 2.4 | 2.4 | 0 | 0
Coal | 648.6 | 648.6 | 648.6 | 648.6 | 648.6 | 648.6
Geo | 0 | 0 | 0 | 0 | 0 | 0
H | 0 | 0 | 0 | 0 | 0 | 0
LFG | 8.46 | 28.59 | 79.72 | 75.64 | 71.26 | 51.13
Nuc | 0 | 0 | 0 | 0 | 0 | 0
PS | 0 | 0 | 0 | 0 | 0 | 0
PV | 0 | 0 | 0 | 0 | 0 | 0
PeakG | 0 | 0 | 0 | 0 | 0 | 0
PeakO | 0 | 0 | 0 | 0 | 0 | 0
ST | 0 | 0 | 0 | 0 | 0 | 0
STOG | 0 | 0 | 0 | 0 | 0 | 0
STWD | 0 | 0 | 0 | 0 | 0 | 0
WT | 1432.28 | 1462.11 | 3491.69 | 3200.97 | 2687.3 | 2952.4
IGCC | 0 | 0 | 0 | 0 | 0 | 0
DemandResponse | 0 | 0 | 0 | 0 | 0 | 0
IGCC-CCS | 0 | 0 | 0 | 0 | 0 | 0
WT_off | 0 | 0 | 0 | 0 | 0 | 0
PseudoUnit | 0 | 0 | 0 | 0 | 0 | 0
FixedInterchange | 0 | 0 | 0 | 0 | 0 | 0
Levelized Capital Costs by Reporting Type: SOCO
ReportingType | 2015 | 2020 | 2025 | 2030 | 2035 | 2040
BM | 16.85 | 16.85 | 16.85 | 16.85 | 16.85 | 16.85
CC | 545.14 | 565.07 | 585.22 | 707.47 | 707.47 | 162.32
CSP | 0 | 0 | 0 | 0 | 0 | 0
CT | 0 | 0 | 0 | 0 | 0 | 0
Coal | 0 | 0 | 0 | 363.88 | 1061.5 | 2480.85
Geo | 0 | 0 | 0 | 0 | 0 | 0
H | 0 | 0 | 0 | 0 | 0 | 0
LFG | 0 | 0 | 14 | 14 | 14 | 14
Nuc | 0 | 1254.21 | 1254.21 | 1254.21 | 1254.21 | 1254.21
PS | 0 | 0 | 0 | 0 | 0 | 0
PV | 0 | 0 | 0 | 0 | 0 | 0
PeakG | 0 | 0 | 0 | 0 | 0 | 0
PeakO | 0 | 0 | 0 | 0 | 0 | 0
ST | 0 | 0 | 0 | 0 | 0 | 0
STOG | 0 | 0 | 0 | 0 | 0 | 0
STWD | 0 | 0 | 0 | 0 | 0 | 0
WT | 0 | 0 | 0 | 0 | 0 | 0
IGCC | 0 | 0 | 0 | 0 | 0 | 0
DemandResponse | 0 | 0 | 0 | 0 | 0 | 0
IGCC-CCS | 0 | 0 | 0 | 0 | 0 | 0
WT_off | 0 | 0 | 0 | 0 | 0 | 0
PseudoUnit | 0 | 0 | 0 | 0 | 0 | 0
FixedInterchange | 0 | 0 | 0 | 0 | 0 | 0
Levelized Capital Costs by Reporting Type: SPP_N
ReportingType | 2015 | 2020 | 2025 | 2030 | 2035 | 2040
BM | 0 | 0 | 0 | 0 | 0 | 0
CC | 0 | 141.49 | 141.49 | 141.49 | 141.49 | 141.49
CSP | 0 | 0 | 0 | 0 | 0 | 0
CT | 0 | 50 | 50 | 161 | 333.17 | 283.17
Coal | 128.56 | 128.56 | 128.56 | 128.56 | 128.56 | 659.8
Geo | 0 | 0 | 0 | 0 | 0 | 0
H | 0 | 0 | 0 | 0 | 0 | 0
LFG | 0 | 0 | 0 | 12.57 | 12.57 | 12.57
Nuc | 0 | 0 | 0 | 0 | 0 | 0
PS | 0 | 0 | 0 | 0 | 0 | 0
PV | 0 | 0 | 0 | 0 | 0 | 0
PeakG | 0 | 0 | 0 | 0 | 0 | 0
PeakO | 0 | 0 | 0 | 0 | 0 | 0
ST | 0 | 0 | 0 | 0 | 0 | 0
STOG | 0 | 0 | 0 | 0 | 0 | 0
STWD | 0 | 0 | 0 | 0 | 0 | 0
WT | 0 | 0 | 0 | 0 | 0 | 0
IGCC | 0 | 0 | 0 | 0 | 0 | 0
DemandResponse | 0 | 0 | 0 | 0 | 0 | 0
IGCC-CCS | 0 | 0 | 0 | 0 | 0 | 0
WT_off | 0 | 0 | 0 | 0 | 0 | 0
PseudoUnit | 0 | 0 | 0 | 0 | 0 | 0
FixedInterchange | 0 | 0 | 0 | 0 | 0 | 0
Levelized Capital Costs by Reporting Type: SPP_S
ReportingType | 2015 | 2020 | 2025 | 2030 | 2035 | 2040
BM | 0 | 0 | 0 | 0 | 0 | 0
CC | 0 | 0 | 0 | 0 | 0 | 0
CSP | 0 | 0 | 0 | 0 | 0 | 0
CT | 33.21 | 56.93 | 56.93 | 56.93 | 23.73 | 0.01
Coal | 273.14 | 273.14 | 273.14 | 273.14 | 273.14 | 273.14
Geo | 0 | 0 | 0 | 0 | 0 | 0
H | 0 | 0 | 0 | 0 | 0 | 0
LFG | 0 | 0 | 0 | 12.57 | 12.57 | 12.57
Nuc | 0 | 0 | 0 | 0 | 0 | 0
PS | 0 | 0 | 0 | 0 | 0 | 0
PV | 0 | 0 | 0 | 0 | 0 | 0
PeakG | 0 | 0 | 0 | 0 | 0 | 0
PeakO | 0 | 0 | 0 | 0 | 0 | 0
ST | 0 | 0 | 0 | 0 | 0 | 0
STOG | 0 | 0 | 0 | 0 | 0 | 0
STWD | 0 | 0 | 0 | 0 | 0 | 0
WT | 68.1 | 463.79 | 2685.68 | 2804.88 | 2860.54 | 2593.34
IGCC | 0 | 0 | 0 | 0 | 0 | 0
DemandResponse | 0 | 0 | 0 | 0 | 0 | 0
IGCC-CCS | 0 | 0 | 0 | 0 | 0 | 0
WT_off | 0 | 0 | 0 | 0 | 0 | 0
PseudoUnit | 0 | 0 | 0 | 0 | 0 | 0
FixedInterchange | 0 | 0 | 0 | 0 | 0 | 0
Levelized Capital Costs by Reporting Type: TVA
ReportingType | 2015 | 2020 | 2025 | 2030 | 2035 | 2040
BM | 0 | 0 | 0 | 0 | 0 | 0
CC | 151.13 | 321.34 | 339.55 | 398.33 | 363.86 | 247.2
CSP | 0 | 0 | 0 | 0 | 0 | 0
CT | 0 | 136.18 | 136.18 | 172.27 | 172.27 | 36.09
Coal | 0 | 0 | 0 | 0 | 926.81 | 1540.03
Geo | 0 | 0 | 0 | 0 | 0 | 0
H | 0 | 0 | 0 | 0 | 0 | 0
LFG | 0 | 0 | 13.75 | 13.75 | 13.75 | 13.75
Nuc | 684.91 | 684.91 | 684.91 | 684.91 | 684.91 | 684.91
PS | 0 | 0 | 0 | 0 | 0 | 0
PV | 0 | 0 | 0 | 0 | 0 | 0
PeakG | 0 | 0 | 0 | 0 | 0 | 0
PeakO | 0 | 0 | 0 | 0 | 0 | 0
ST | 0 | 0 | 0 | 0 | 0 | 0
STOG | 0 | 0 | 0 | 0 | 0 | 0
STWD | 0 | 0 | 0 | 0 | 0 | 0
WT | 0 | 0 | 0 | 0 | 0 | 0
IGCC | 0 | 0 | 0 | 0 | 0 | 0
DemandResponse | 0 | 0 | 0 | 0 | 0 | 0
IGCC-CCS | 0 | 0 | 0 | 0 | 0 | 0
WT_off | 0 | 0 | 0 | 0 | 0 | 0
PseudoUnit | 0 | 0 | 0 | 0 | 0 | 0
FixedInterchange | 0 | 0 | 0 | 0 | 0 | 0
Levelized Capital Costs by Reporting Type: TVA_Transmission
ReportingType | 2015 | 2020 | 2025 | 2030 | 2035 | 2040
BM | 0 | 0 | 0 | 0 | 0 | 0
CC | 0 | 0 | 0 | 0 | 0 | 0
CSP | 0 | 0 | 0 | 0 | 0 | 0
CT | 0 | 0 | 0 | 0 | 0 | 0
Coal | 0 | 0 | 0 | 0 | 0 | 0
Geo | 0 | 0 | 0 | 0 | 0 | 0
H | 0 | 0 | 0 | 0 | 0 | 0
LFG | 0 | 0 | 0 | 0 | 0 | 0
Nuc | 0 | 0 | 0 | 0 | 0 | 0
PS | 0 | 0 | 0 | 0 | 0 | 0
PV | 0 | 0 | 0 | 0 | 0 | 0
PeakG | 0 | 0 | 0 | 0 | 0 | 0
PeakO | 0 | 0 | 0 | 0 | 0 | 0
ST | 0 | 0 | 0 | 0 | 0 | 0
STOG | 0 | 0 | 0 | 0 | 0 | 0
STWD | 0 | 0 | 0 | 0 | 0 | 0
WT | 0 | 0 | 0 | 0 | 0 | 0
IGCC | 0 | 0 | 0 | 0 | 0 | 0
DemandResponse | 0 | 0 | 0 | 0 | 0 | 0
IGCC-CCS | 0 | 0 | 0 | 0 | 0 | 0
WT_off | 0 | 0 | 0 | 0 | 0 | 0
PseudoUnit | 0 | 0 | 0 | 0 | 0 | 0
FixedInterchange | 0 | 0 | 0 | 0 | 0 | 0
Levelized Capital Costs by Reporting Type: VACAR
ReportingType | 2015 | 2020 | 2025 | 2030 | 2035 | 2040
BM | 0.27 | 0.27 | 0.27 | 0.27 | 0.27 | 0.27
CC | 622.28 | 808.95 | 880.29 | 1105.06 | 1590.54 | 1368.79
CSP | 0 | 0 | 0 | 0 | 0 | 0
CT | 60.17 | 60.17 | 60.17 | 104.25 | 154.21 | 231.09
Coal | 220.45 | 220.45 | 220.45 | 220.45 | 220.45 | 220.45
Geo | 0 | 0 | 0 | 0 | 0 | 0
H | 0 | 0 | 0 | 0 | 0 | 0
LFG | 0.05 | 13.92 | 13.92 | 13.92 | 13.88 | 0
Nuc | 0 | 1320.06 | 1320.06 | 1320.06 | 1320.06 | 1320.06
PS | 0 | 0 | 0 | 0 | 0 | 0
PV | 0 | 34.71 | 36.27 | 38.19 | 40.17 | 7.54
PeakG | 0 | 0 | 0 | 0 | 0 | 0
PeakO | 0 | 0 | 0 | 0 | 0 | 0
ST | 0 | 0 | 0 | 0 | 0 | 0
STOG | 0 | 0 | 0 | 0 | 0 | 0
STWD | 0 | 0 | 0 | 0 | 0 | 0
WT | 0.14 | 561.28 | 561.28 | 561.28 | 561.14 | 0
IGCC | 0 | 0 | 0 | 0 | 0 | 0
DemandResponse | 0 | 0 | 0 | 0 | 0 | 0
IGCC-CCS | 0 | 0 | 0 | 0 | 0 | 0
WT_off | 0.41 | 282.69 | 834.35 | 928.92 | 1026.96 | 846.46
PseudoUnit | 0 | 0 | 0 | 0 | 0 | 0
FixedInterchange | 0 | 0 | 0 | 0 | 0 | 0
Levelized Capital Costs by Reporting Type: IESO
ReportingType | 2015 | 2020 | 2025 | 2030 | 2035 | 2040
BM | 116.15 | 116.15 | 116.15 | 116.15 | 116.15 | 116.15
CC | 175.41 | 175.41 | 175.41 | 175.41 | 175.41 | 273.34
CSP | 0 | 0 | 0 | 0 | 0 | 0
CT | 41.8 | 41.8 | 41.8 | 41.8 | 79.39 | 127.82
Coal | 0 | 0 | 0 | 0 | 0 | 0
Geo | 0 | 0 | 0 | 0 | 0 | 0
H | 0 | 0 | 0 | 0 | 0 | 0
LFG | 4.1 | 4.1 | 4.1 | 4.1 | 0.14 | 0.14
Nuc | 0 | 0 | 0 | 0 | 0 | 0
PS | 0 | 0 | 0 | 0 | 0 | 0
PV | 432.37 | 432.37 | 432.37 | 432.37 | 0 | 0
PeakG | 0 | 0 | 0 | 0 | 0 | 0
PeakO | 0 | 0 | 0 | 0 | 0 | 0
ST | 0 | 0 | 0 | 0 | 0 | 0
STOG | 0 | 0 | 0 | 0 | 0 | 0
STWD | 0 | 0 | 0 | 0 | 0 | 0
WT | 529.45 | 529.45 | 529.45 | 529.45 | 0 | 0
IGCC | 0 | 0 | 0 | 0 | 0 | 0
DemandResponse | 0 | 0 | 0 | 0 | 0 | 0
IGCC-CCS | 0 | 0 | 0 | 0 | 0 | 0
WT_off | 0 | 0 | 0 | 0 | 0 | 0
PseudoUnit | 0 | 0 | 0 | 0 | 0 | 0
FixedInterchange | 0 | 0 | 0 | 0 | 0 | 0
Levelized Capital Costs by Reporting Type: MAPP_CA
ReportingType | 2015 | 2020 | 2025 | 2030 | 2035 | 2040
BM | 0 | 0 | 0 | 0 | 0 | 0
CC | 100.18 | 155.31 | 173.78 | 189.04 | 205.58 | 125.31
CSP | 0 | 0 | 0 | 0 | 0 | 0
CT | 0 | 0 | 0 | 21.39 | 43.11 | 63.61
Coal | 0 | 0 | 0 | 0 | 0 | 0
Geo | 0 | 0 | 0 | 0 | 0 | 0
H | 0 | 0 | 0 | 0 | 0 | 0
LFG | 0 | 0 | 0 | 0 | 0 | 0
Nuc | 0 | 0 | 0 | 0 | 0 | 0
PS | 0 | 0 | 0 | 0 | 0 | 0
PV | 0 | 0 | 0 | 0 | 0 | 0
PeakG | 0 | 0 | 0 | 0 | 0 | 0
PeakO | 0 | 0 | 0 | 0 | 0 | 0
ST | 0 | 0 | 0 | 0 | 0 | 0
STOG | 0 | 0 | 0 | 0 | 0 | 0
STWD | 0 | 0 | 0 | 0 | 0 | 0
WT | 69.93 | 69.93 | 69.93 | 69.93 | 0 | 0
IGCC | 0 | 0 | 0 | 0 | 0 | 0
DemandResponse | 0 | 0 | 0 | 0 | 0 | 0
IGCC-CCS | 0 | 0 | 0 | 0 | 0 | 0
WT_off | 0 | 0 | 0 | 0 | 0 | 0
PseudoUnit | 0 | 0 | 0 | 0 | 0 | 0
FixedInterchange | 0 | 0 | 0 | 0 | 0 | 0
Levelized Capital Costs by Reporting Type: AZ_NM_SNV_Coal
ReportingType | 2015 | 2020 | 2025 | 2030 | 2035 | 2040
BM | 0 | 0 | 0 | 0 | 0 | 0
CC | 0 | 0 | 0 | 0 | 0 | 0
CSP | 0 | 0 | 0 | 0 | 0 | 0
CT | 0 | 0 | 0 | 0 | 0 | 0
Coal | 0 | 0 | 0 | 0 | 0 | 0
Geo | 0 | 0 | 0 | 0 | 0 | 0
H | 0 | 0 | 0 | 0 | 0 | 0
LFG | 0 | 0 | 0 | 0 | 0 | 0
Nuc | 0 | 0 | 0 | 0 | 0 | 0
PS | 0 | 0 | 0 | 0 | 0 | 0
PV | 0 | 0 | 0 | 0 | 0 | 0
PeakG | 0 | 0 | 0 | 0 | 0 | 0
PeakO | 0 | 0 | 0 | 0 | 0 | 0
ST | 0 | 0 | 0 | 0 | 0 | 0
STOG | 0 | 0 | 0 | 0 | 0 | 0
STWD | 0 | 0 | 0 | 0 | 0 | 0
WT | 0 | 0 | 0 | 0 | 0 | 0
IGCC | 0 | 0 | 0 | 0 | 0 | 0
DemandResponse | 0 | 0 | 0 | 0 | 0 | 0
IGCC-CCS | 0 | 0 | 0 | 0 | 0 | 0
WT_off | 0 | 0 | 0 | 0 | 0 | 0
PseudoUnit | 0 | 0 | 0 | 0 | 0 | 0
FixedInterchange | 0 | 0 | 0 | 0 | 0 | 0
Levelized Capital Costs by Reporting Type: AZ_NM_SNV_Gas
ReportingType | 2015 | 2020 | 2025 | 2030 | 2035 | 2040
BM | 0 | 0 | 0 | 0 | 0 | 0
CC | 79.32 | 79.32 | 85.81 | 153.09 | 153.09 | 141.83
CSP | 0 | 0 | 0 | 0 | 0 | 0
CT | 63.7 | 63.7 | 63.7 | 63.7 | 0 | 0
Coal | 0 | 0 | 0 | 0 | 0 | 0
Geo | 0 | 0 | 0 | 0 | 0 | 0
H | 0 | 0 | 0 | 0 | 0 | 0
LFG | 0 | 0 | 0 | 0 | 0 | 0
Nuc | 0 | 0 | 0 | 0 | 0 | 0
PS | 0 | 0 | 0 | 0 | 0 | 0
PV | 0 | 0 | 0 | 0 | 0 | 0
PeakG | 0 | 0 | 0 | 0 | 0 | 0
PeakO | 0 | 0 | 0 | 0 | 0 | 0
ST | 0 | 0 | 0 | 0 | 0 | 0
STOG | 0 | 0 | 0 | 0 | 0 | 0
STWD | 0 | 0 | 0 | 0 | 0 | 0
WT | 0 | 0 | 0 | 0 | 0 | 0
IGCC | 0 | 0 | 0 | 0 | 0 | 0
DemandResponse | 0 | 0 | 0 | 0 | 0 | 0
IGCC-CCS | 0 | 0 | 0 | 0 | 0 | 0
WT_off | 0 | 0 | 0 | 0 | 0 | 0
PseudoUnit | 0 | 0 | 0 | 0 | 0 | 0
FixedInterchange | 0 | 0 | 0 | 0 | 0 | 0
Levelized Capital Costs by Reporting Type: AZ_NM_SNV_NucRenew
ReportingType | 2015 | 2020 | 2025 | 2030 | 2035 | 2040
BM | 0 | 0 | 0 | 0 | 0 | 0
CC | 0 | 0 | 0 | 0 | 0 | 0
CSP | 0 | 0 | 0 | 0 | 0 | 0
CT | 0 | 0 | 0 | 0 | 0 | 0
Coal | 0 | 0 | 0 | 0 | 0 | 0
Geo | 0 | 0 | 245.79 | 245.79 | 245.79 | 245.79
H | 0 | 0 | 0 | 0 | 0 | 0
LFG | 0 | 0 | 8.15 | 8.15 | 8.15 | 8.15
Nuc | 0 | 0 | 0 | 0 | 0 | 0
PS | 0 | 0 | 0 | 0 | 0 | 0
PV | 27.94 | 27.94 | 27.94 | 27.94 | 0 | 0
PeakG | 0 | 0 | 0 | 0 | 0 | 0
PeakO | 0 | 0 | 0 | 0 | 0 | 0
ST | 81.34 | 201.47 | 267.64 | 233.11 | 204.14 | 84
STOG | 0 | 0 | 0 | 0 | 0 | 0
STWD | 0 | 0 | 0 | 0 | 0 | 0
WT | 10.73 | 2288.93 | 2288.93 | 4243.38 | 7624.36 | 7631.68
IGCC | 0 | 0 | 0 | 0 | 0 | 0
DemandResponse | 0 | 0 | 0 | 0 | 0 | 0
IGCC-CCS | 0 | 0 | 0 | 0 | 0 | 0
WT_off | 0 | 0 | 0 | 0 | 0 | 0
PseudoUnit | 0 | 0 | 0 | 0 | 0 | 0
FixedInterchange | 0 | 0 | 0 | 0 | 0 | 0
Levelized Capital Costs by Reporting Type: ERCOT
ReportingType | 2015 | 2020 | 2025 | 2030 | 2035 | 2040
BM | 43.87 | 43.87 | 43.87 | 43.87 | 43.87 | 43.87
CC | 29.12 | 354.47 | 354.47 | 354.47 | 627.93 | 879.46
CSP | 0 | 0 | 0 | 0 | 0 | 0
CT | 20.97 | 20.97 | 20.97 | 20.97 | 0 | 0
Coal | 540.38 | 540.38 | 540.38 | 540.38 | 540.38 | 540.38
Geo | 0 | 0 | 0 | 0 | 0 | 0
H | 0 | 0 | 0 | 0 | 0 | 0
LFG | 0 | 0 | 32.95 | 45.33 | 45.33 | 45.33
Nuc | 0 | 0 | 0 | 0 | 0 | 0
PS | 0 | 0 | 0 | 0 | 0 | 0
PV | 3.92 | 3.92 | 3.92 | 3.92 | 0 | 0
PeakG | 0 | 0 | 0 | 0 | 0 | 0
PeakO | 0 | 0 | 0 | 0 | 0 | 0
ST | 0 | 0 | 0 | 0 | 0 | 0
STOG | 0 | 0 | 0 | 0 | 0 | 0
STWD | 0 | 0 | 0 | 0 | 0 | 0
WT | 54.03 | 54.03 | 54.03 | 3426.46 | 3528.1 | 3686.7
IGCC | 0 | 0 | 0 | 0 | 0 | 0
DemandResponse | 0 | 0 | 0 | 0 | 0 | 0
IGCC-CCS | 0 | 0 | 0 | 0 | 0 | 0
WT_off | 0 | 0 | 0 | 0 | 0 | 0
PseudoUnit | 0 | 0 | 0 | 0 | 0 | 0
FixedInterchange | 0 | 0 | 0 | 0 | 0 | 0
Levelized Capital Costs by Reporting Type: NP15
ReportingType | 2015 | 2020 | 2025 | 2030 | 2035 | 2040
BM | 0 | 0 | 0 | 0 | 0 | 0
CC | 130.44 | 130.44 | 130.44 | 130.44 | 130.44 | 0
CSP | 0 | 0 | 0 | 0 | 0 | 0
CT | 25.26 | 69.24 | 315.32 | 408.92 | 700.61 | 814.45
Coal | 0 | 0 | 0 | 0 | 0 | 0
Geo | 0 | 128.44 | 128.44 | 128.44 | 128.44 | 0
H | 0 | 0 | 0 | 0 | 0 | 0
LFG | 0 | 91.57 | 91.57 | 91.57 | 91.57 | 0
Nuc | 0 | 0 | 0 | 0 | 0 | 0
PS | 0 | 0 | 0 | 0 | 0 | 0
PV | 2.24 | 2.24 | 2.24 | 2.24 | 0 | 0
PeakG | 0 | 0 | 0 | 0 | 0 | 0
PeakO | 0 | 0 | 0 | 0 | 0 | 0
ST | 10.09 | 10.09 | 10.09 | 10.09 | 0 | 0
STOG | 0 | 0 | 0 | 0 | 0 | 0
STWD | 0 | 0 | 0 | 0 | 0 | 0
WT | 19.81 | 635.29 | 635.29 | 635.13 | 615.48 | 2194.24
IGCC | 0 | 0 | 0 | 0 | 0 | 0
DemandResponse | 0 | 0 | 0 | 0 | 0 | 0
IGCC-CCS | 0 | 0 | 0 | 0 | 0 | 0
WT_off | 0 | 0 | 0 | 0 | 0 | 0
PseudoUnit | 0 | 0 | 0 | 0 | 0 | 0
FixedInterchange | 0 | 0 | 0 | 0 | 0 | 0
Levelized Capital Costs by Reporting Type: NWPP_Coal
ReportingType | 2015 | 2020 | 2025 | 2030 | 2035 | 2040
BM | 0 | 0 | 0 | 0 | 0 | 0
CC | 0 | 0 | 0 | 0 | 0 | 0
CSP | 0 | 0 | 0 | 0 | 0 | 0
CT | 0 | 0 | 0 | 0 | 0 | 0
Coal | 0 | 0 | 0 | 0 | 0 | 0
Geo | 0 | 0 | 0 | 0 | 0 | 0
H | 0 | 0 | 0 | 0 | 0 | 0
LFG | 0 | 0 | 0 | 0 | 0 | 0
Nuc | 0 | 0 | 0 | 0 | 0 | 0
PS | 0 | 0 | 0 | 0 | 0 | 0
PV | 0 | 0 | 0 | 0 | 0 | 0
PeakG | 0 | 0 | 0 | 0 | 0 | 0
PeakO | 0 | 0 | 0 | 0 | 0 | 0
ST | 0 | 0 | 0 | 0 | 0 | 0
STOG | 0 | 0 | 0 | 0 | 0 | 0
STWD | 0 | 0 | 0 | 0 | 0 | 0
WT | 0 | 0 | 0 | 0 | 0 | 0
IGCC | 0 | 0 | 0 | 0 | 0 | 0
DemandResponse | 0 | 0 | 0 | 0 | 0 | 0
IGCC-CCS | 0 | 0 | 0 | 0 | 0 | 0
WT_off | 0 | 0 | 0 | 0 | 0 | 0
PseudoUnit | 0 | 0 | 0 | 0 | 0 | 0
FixedInterchange | 0 | 0 | 0 | 0 | 0 | 0
Levelized Capital Costs by Reporting Type: NWPP_Gas
ReportingType | 2015 | 2020 | 2025 | 2030 | 2035 | 2040
BM | 0 | 0 | 0 | 0 | 0 | 0
CC | 33.4 | 33.4 | 33.4 | 224.87 | 557.65 | 691.7
CSP | 0 | 0 | 0 | 0 | 0 | 0
CT | 13.02 | 13.02 | 13.02 | 13.02 | 0 | 0
Coal | 0 | 0 | 0 | 0 | 0.07 | 262.93
Geo | 0 | 0 | 0 | 0 | 0 | 0
H | 0 | 0 | 0 | 0 | 0 | 0
LFG | 0 | 0 | 0 | 0 | 0 | 0
Nuc | 0 | 0 | 0 | 0 | 0 | 0
PS | 0 | 0 | 0 | 0 | 0 | 0
PV | 0 | 0 | 0 | 0 | 0 | 0
PeakG | 0 | 0 | 0 | 0 | 0 | 0
PeakO | 0 | 0 | 0 | 0 | 0 | 0
ST | 0 | 0 | 0 | 0 | 0 | 0
STOG | 0 | 0 | 0 | 0 | 0 | 0
STWD | 0 | 0 | 0 | 0 | 0 | 0
WT | 0 | 0 | 0 | 0 | 0 | 0
IGCC | 0 | 0 | 0 | 0 | 0 | 0
DemandResponse | 0 | 0 | 0 | 0 | 0 | 0
IGCC-CCS | 0 | 0 | 0 | 0 | 0 | 0
WT_off | 0 | 0 | 0 | 0 | 0 | 0
PseudoUnit | 0 | 0 | 0 | 0 | 0 | 0
FixedInterchange | 0 | 0 | 0 | 0 | 0 | 0
Levelized Capital Costs by Reporting Type: NWPP_NucRenew
ReportingType | 2015 | 2020 | 2025 | 2030 | 2035 | 2040
BM | 11.14 | 11.14 | 11.14 | 11.14 | 11.14 | 11.14
CC | 0 | 0 | 0 | 0 | 0 | 0
CSP | 0 | 0 | 0 | 0 | 0 | 0
CT | 0 | 0 | 0 | 0 | 0 | 0
Coal | 0 | 0 | 0 | 0 | 0 | 0
Geo | 16.94 | 16.94 | 90.66 | 90.66 | 73.72 | 73.72
H | 0 | 0 | 0 | 0 | 0 | 0
LFG | 3.61 | 8.69 | 36.4 | 36.4 | 32.79 | 27.71
Nuc | 0 | 0 | 0 | 0 | 0 | 0
PS | 0 | 0 | 0 | 0 | 0 | 0
PV | 0 | 0 | 0 | 0 | 0 | 0
PeakG | 0 | 0 | 0 | 0 | 0 | 0
PeakO | 0 | 0 | 0 | 0 | 0 | 0
ST | 0 | 0 | 0 | 0 | 0 | 0
STOG | 0 | 0 | 0 | 0 | 0 | 0
STWD | 0 | 0 | 0 | 0 | 0 | 0
WT | 182.09 | 182.09 | 182.09 | 209.07 | 26.98 | 31.75
IGCC | 0 | 0 | 0 | 0 | 0 | 0
DemandResponse | 0 | 0 | 0 | 0 | 0 | 0
IGCC-CCS | 0 | 0 | 0 | 0 | 0 | 0
WT_off | 0 | 0 | 0 | 0 | 0 | 0
PseudoUnit | 0 | 0 | 0 | 0 | 0 | 0
FixedInterchange | 0 | 0 | 0 | 0 | 0 | 0
Levelized Capital Costs by Reporting Type: RMPA
ReportingType | 2015 | 2020 | 2025 | 2030 | 2035 | 2040
BM | 0 | 0 | 0 | 0 | 0 | 0
CC | 0 | 0 | 0 | 0 | 0 | 0
CSP | 0 | 0 | 0 | 0 | 0 | 0
CT | 15.2 | 15.2 | 15.2 | 15.2 | 0 | 0
Coal | 108.63 | 108.63 | 108.63 | 108.63 | 347.32 | 671.7
Geo | 0 | 4.6 | 438.72 | 438.72 | 438.72 | 434.11
H | 0 | 0 | 0 | 0 | 0 | 0
LFG | 0.2 | 0.2 | 0.2 | 4.07 | 3.88 | 3.88
Nuc | 0 | 0 | 0 | 0 | 0 | 0
PS | 0 | 0 | 0 | 0 | 0 | 0
PV | 0.3 | 0.3 | 0.3 | 0.3 | 0 | 0
PeakG | 0 | 0 | 0 | 0 | 0 | 0
PeakO | 0 | 0 | 0 | 0 | 0 | 0
ST | 0.85 | 99.9 | 106.12 | 112.76 | 111.9 | 12.86
STOG | 0 | 0 | 0 | 0 | 0 | 0
STWD | 0 | 0 | 0 | 0 | 0 | 0
WT | 128.84 | 610.66 | 610.66 | 610.66 | 481.82 | 0
IGCC | 0 | 0 | 0 | 0 | 0 | 0
DemandResponse | 0 | 0 | 0 | 0 | 0 | 0
IGCC-CCS | 0 | 0 | 0 | 0 | 0 | 0
WT_off | 0 | 0 | 0 | 0 | 0 | 0
PseudoUnit | 0 | 0 | 0 | 0 | 0 | 0
FixedInterchange | 0 | 0 | 0 | 0 | 0 | 0
Levelized Capital Costs by Reporting Type: SP15
ReportingType | 2015 | 2020 | 2025 | 2030 | 2035 | 2040
BM | 2.33 | 2.33 | 2.33 | 2.33 | 2.33 | 2.33
CC | 60.76 | 60.76 | 60.76 | 60.76 | 60.76 | 0
CSP | 0 | 0 | 0 | 0 | 0 | 0
CT | 0 | 0 | 0 | 0 | 0 | 0
Coal | 0 | 0 | 0 | 0 | 0 | 0
Geo | 9.68 | 256.42 | 256.42 | 246.73 | 246.73 | 0
H | 0 | 0 | 0 | 0 | 0 | 0
LFG | 1.52 | 90.96 | 90.96 | 90.79 | 89.44 | 0
Nuc | 0 | 0 | 0 | 0 | 0 | 0
PS | 0 | 0 | 0 | 0 | 0 | 0
PV | 1.3 | 1.3 | 1.3 | 1.3 | 0 | 0
PeakG | 0 | 0 | 0 | 0 | 0 | 0
PeakO | 0 | 0 | 0 | 0 | 0 | 0
ST | 153.32 | 153.32 | 153.32 | 153.32 | 0 | 0
STOG | 0 | 0 | 0 | 0 | 0 | 0
STWD | 0 | 0 | 0 | 0 | 0 | 0
WT | 146.98 | 146.98 | 146.98 | 2448.64 | 2570.56 | 2570.56
IGCC | 0 | 0 | 0 | 0 | 0 | 0
DemandResponse | 0 | 0 | 0 | 0 | 0 | 0
IGCC-CCS | 0 | 0 | 0 | 0 | 0 | 0
WT_off | 0 | 0 | 0 | 0 | 0 | 0
PseudoUnit | 0 | 0 | 0 | 0 | 0 | 0
FixedInterchange | 0 | 0 | 0 | 0 | 0 | 0
Levelized Capital Costs by Reporting Type: ALB
ReportingType | 2015 | 2020 | 2025 | 2030 | 2035 | 2040
BM | 0 | 0 | 0 | 0 | 0 | 0
CC | 45.53 | 123.18 | 191.79 | 293.94 | 427 | 502.91
CSP | 0 | 0 | 0 | 0 | 0 | 0
CT | 16.7 | 16.7 | 16.7 | 16.7 | 0 | 0
Coal | 147.62 | 147.62 | 147.62 | 147.62 | 147.62 | 147.62
Geo | 0 | 0 | 0 | 0 | 0 | 0
H | 0 | 0 | 0 | 0 | 0 | 0
LFG | 0 | 0 | 0 | 0 | 0 | 0
Nuc | 0 | 0 | 0 | 0 | 0 | 0
PS | 0 | 0 | 0 | 0 | 0 | 0
PV | 0 | 0 | 0 | 0 | 0 | 0
PeakG | 0 | 0 | 0 | 0 | 0 | 0
PeakO | 0 | 0 | 0 | 0 | 0 | 0
ST | 0 | 0 | 0 | 0 | 0 | 0
STOG | 0 | 0 | 0 | 0 | 0 | 0
STWD | 0 | 0 | 0 | 0 | 0 | 0
WT | 2.04 | 2.04 | 2.04 | 2.04 | 0 | 0
IGCC | 0 | 0 | 0 | 0 | 0 | 0
DemandResponse | 0 | 0 | 0 | 0 | 0 | 0
IGCC-CCS | 0 | 0 | 0 | 0 | 0 | 0
WT_off | 0 | 0 | 0 | 0 | 0 | 0
PseudoUnit | 0 | 0 | 0 | 0 | 0 | 0
FixedInterchange | 0 | 0 | 0 | 0 | 0 | 0
Levelized Capital Costs by Reporting Type: BC
ReportingType | 2015 | 2020 | 2025 | 2030 | 2035 | 2040
BM | 0 | 0 | 0 | 0 | 0 | 0
CC | 131.98 | 181.41 | 254.45 | 313.74 | 400.68 | 356.74
CSP | 0 | 0 | 0 | 0 | 0 | 0
CT | 0 | 0 | 0 | 0 | 0 | 2.27
Coal | 0 | 0 | 0 | 0 | 0 | 0
Geo | 0 | 0 | 0 | 0 | 0 | 0
H | 0 | 0 | 0 | 0 | 0 | 0
LFG | 0 | 0 | 0 | 0 | 0 | 0
Nuc | 0 | 0 | 0 | 0 | 0 | 0
PS | 0 | 0 | 0 | 0 | 0 | 0
PV | 0 | 0 | 0 | 0 | 0 | 0
PeakG | 0 | 0 | 0 | 0 | 0 | 0
PeakO | 0 | 0 | 0 | 0 | 0 | 0
ST | 0 | 0 | 0 | 0 | 0 | 0
STOG | 0 | 0 | 0 | 0 | 0 | 0
STWD | 0 | 0 | 0 | 0 | 0 | 0
WT | 32.62 | 32.62 | 32.62 | 32.62 | 0 | 0
IGCC | 0 | 0 | 0 | 0 | 0 | 0
DemandResponse | 0 | 0 | 0 | 0 | 0 | 0
IGCC-CCS | 0 | 0 | 0 | 0 | 0 | 0
WT_off | 0 | 0 | 0 | 0 | 0 | 0
PseudoUnit | 0 | 0 | 0 | 0 | 0 | 0
FixedInterchange | 0 | 0 | 0 | 0 | 0 | 0
Levelized Capital Costs by Reporting Type: HQ_IESO
ReportingType | 2015 | 2020 | 2025 | 2030 | 2035 | 2040
BM | 0 | 0 | 0 | 0 | 0 | 0
CC | 0 | 0 | 0 | 0 | 0 | 0
CSP | 0 | 0 | 0 | 0 | 0 | 0
CT | 0 | 0 | 0 | 0 | 0 | 0
Coal | 0 | 0 | 0 | 0 | 0 | 0
Geo | 0 | 0 | 0 | 0 | 0 | 0
H | 0 | 0 | 0 | 0 | 0 | 0
LFG | 0 | 0 | 0 | 0 | 0 | 0
Nuc | 0 | 0 | 0 | 0 | 0 | 0
PS | 0 | 0 | 0 | 0 | 0 | 0
PV | 0 | 0 | 0 | 0 | 0 | 0
PeakG | 0 | 0 | 0 | 0 | 0 | 0
PeakO | 0 | 0 | 0 | 0 | 0 | 0
ST | 0 | 0 | 0 | 0 | 0 | 0
STOG | 0 | 0 | 0 | 0 | 0 | 0
STWD | 0 | 0 | 0 | 0 | 0 | 0
WT | 0 | 0 | 0 | 0 | 0 | 0
IGCC | 0 | 0 | 0 | 0 | 0 | 0
DemandResponse | 0 | 0 | 0 | 0 | 0 | 0
IGCC-CCS | 0 | 0 | 0 | 0 | 0 | 0
WT_off | 0 | 0 | 0 | 0 | 0 | 0
PseudoUnit | 0 | 0 | 0 | 0 | 0 | 0
FixedInterchange | 0 | 0 | 0 | 0 | 0 | 0
Levelized Capital Costs by Reporting Type: HQ_NEISO
ReportingType | 2015 | 2020 | 2025 | 2030 | 2035 | 2040
BM | 0 | 0 | 0 | 0 | 0 | 0
CC | 0 | 0 | 0 | 0 | 0 | 0
CSP | 0 | 0 | 0 | 0 | 0 | 0
CT | 0 | 0 | 0 | 0 | 0 | 0
Coal | 0 | 0 | 0 | 0 | 0 | 0
Geo | 0 | 0 | 0 | 0 | 0 | 0
H | 0 | 0 | 0 | 0 | 0 | 0
LFG | 0 | 0 | 0 | 0 | 0 | 0
Nuc | 0 | 0 | 0 | 0 | 0 | 0
PS | 0 | 0 | 0 | 0 | 0 | 0
PV | 0 | 0 | 0 | 0 | 0 | 0
PeakG | 0 | 0 | 0 | 0 | 0 | 0
PeakO | 0 | 0 | 0 | 0 | 0 | 0
ST | 0 | 0 | 0 | 0 | 0 | 0
STOG | 0 | 0 | 0 | 0 | 0 | 0
STWD | 0 | 0 | 0 | 0 | 0 | 0
WT | 0 | 0 | 0 | 0 | 0 | 0
IGCC | 0 | 0 | 0 | 0 | 0 | 0
DemandResponse | 0 | 0 | 0 | 0 | 0 | 0
IGCC-CCS | 0 | 0 | 0 | 0 | 0 | 0
WT_off | 0 | 0 | 0 | 0 | 0 | 0
PseudoUnit | 0 | 0 | 0 | 0 | 0 | 0
FixedInterchange | 0 | 0 | 0 | 0 | 0 | 0
Levelized Capital Costs by Reporting Type: HQ_NY
ReportingType | 2015 | 2020 | 2025 | 2030 | 2035 | 2040
BM | 0 | 0 | 0 | 0 | 0 | 0
CC | 0 | 0 | 0 | 0 | 0 | 0
CSP | 0 | 0 | 0 | 0 | 0 | 0
CT | 0 | 0 | 0 | 0 | 0 | 0
Coal | 0 | 0 | 0 | 0 | 0 | 0
Geo | 0 | 0 | 0 | 0 | 0 | 0
H | 0 | 0 | 0 | 0 | 0 | 0
LFG | 0 | 0 | 0 | 0 | 0 | 0
Nuc | 0 | 0 | 0 | 0 | 0 | 0
PS | 0 | 0 | 0 | 0 | 0 | 0
PV | 0 | 0 | 0 | 0 | 0 | 0
PeakG | 0 | 0 | 0 | 0 | 0 | 0
PeakO | 0 | 0 | 0 | 0 | 0 | 0
ST | 0 | 0 | 0 | 0 | 0 | 0
STOG | 0 | 0 | 0 | 0 | 0 | 0
STWD | 0 | 0 | 0 | 0 | 0 | 0
WT | 0 | 0 | 0 | 0 | 0 | 0
IGCC | 0 | 0 | 0 | 0 | 0 | 0
DemandResponse | 0 | 0 | 0 | 0 | 0 | 0
IGCC-CCS | 0 | 0 | 0 | 0 | 0 | 0
WT_off | 0 | 0 | 0 | 0 | 0 | 0
PseudoUnit | 0 | 0 | 0 | 0 | 0 | 0
FixedInterchange | 0 | 0 | 0 | 0 | 0 | 0
Levelized Capital Costs by Reporting Type: MARITIMES
ReportingType | 2015 | 2020 | 2025 | 2030 | 2035 | 2040
BM | 0 | 0 | 0 | 0 | 0 | 0
CC | 0 | 0 | 0 | 0 | 0 | 0
CSP | 0 | 0 | 0 | 0 | 0 | 0
CT | 0 | 0 | 0 | 0 | 0 | 0
Coal | 0 | 0 | 0 | 0 | 0 | 0
Geo | 0 | 0 | 0 | 0 | 0 | 0
H | 0 | 0 | 0 | 0 | 0 | 0
LFG | 0 | 0 | 0 | 0 | 0 | 0
Nuc | 0 | 0 | 0 | 0 | 0 | 0
PS | 0 | 0 | 0 | 0 | 0 | 0
PV | 0 | 0 | 0 | 0 | 0 | 0
PeakG | 0 | 0 | 0 | 0 | 0 | 0
PeakO | 0 | 0 | 0 | 0 | 0 | 0
ST | 0 | 0 | 0 | 0 | 0 | 0
STOG | 0 | 0 | 0 | 0 | 0 | 0
STWD | 0 | 0 | 0 | 0 | 0 | 0
WT | 0 | 0 | 0 | 0 | 0 | 0
IGCC | 0 | 0 | 0 | 0 | 0 | 0
DemandResponse | 0 | 0 | 0 | 0 | 0 | 0
IGCC-CCS | 0 | 0 | 0 | 0 | 0 | 0
WT_off | 0 | 0 | 0 | 0 | 0 | 0
PseudoUnit | 0 | 0 | 0 | 0 | 0 | 0
FixedInterchange | 0 | 0 | 0 | 0 | 0 | 0
Levelized Capital Costs by Reporting Type: All
ReportingType | 2015 | 2020 | 2025 | 2030 | 2035 | 2040
BM | 434.14 | 434.14 | 434.14 | 434.14 | 434.14 | 365.9
CC | 4112.59 | 6104.65 | 6654.12 | 8668.26 | 12760.67 | 13004.3
CSP | 0 | 0 | 0 | 0 | 0 | 0
CT | 548.16 | 1101.71 | 1456.78 | 1957.22 | 2642.56 | 2817.98
Coal | 3114.71 | 3114.71 | 3114.71 | 3478.59 | 5915.33 | 9854.57
Geo | 26.63 | 406.4 | 1160.02 | 1150.34 | 1133.4 | 753.62
H | 0 | 0 | 0 | 0 | 0 | 0
LFG | 31.09 | 334.99 | 639.93 | 734.32 | 710.36 | 406.47
Nuc | 684.91 | 3259.17 | 3259.17 | 3259.17 | 3259.17 | 3259.17
PS | 0 | 0 | 0 | 0 | 0 | 0
PV | 490.6 | 1110.39 | 1392.16 | 1456.81 | 995.62 | 406.25
PeakG | 0 | 0 | 0 | 0 | 0 | 0
PeakO | 0 | 0 | 0 | 0 | 0 | 0
ST | 245.6 | 464.78 | 537.17 | 509.28 | 316.04 | 96.86
STOG | 0 | 0 | 0 | 0 | 0 | 0
STWD | 0 | 0 | 0 | 0 | 0 | 0
WT | 4638.52 | 10477.83 | 15432.87 | 25325.15 | 27700.67 | 27259.19
IGCC | 215.26 | 215.26 | 215.26 | 215.26 | 215.26 | 215.26
DemandResponse | 0 | 0 | 0 | 0 | 0 | 0
IGCC-CCS | 0 | 0 | 0 | 0 | 0 | 0
WT_off | 219.37 | 501.65 | 1469.45 | 1564.02 | 1443.1 | 1262.6
PseudoUnit | 0 | 0 | 0 | 0 | 0 | 0
FixedInterchange | 0 | 0 | 0 | 0 | 0 | 0
Levelized Capital Costs by Reporting Type: EI_US
ReportingType | 2015 | 2020 | 2025 | 2030 | 2035 | 2040
BM | 260.66 | 260.66 | 260.66 | 260.66 | 260.66 | 192.41
CC | 3326.45 | 4810.95 | 5193.81 | 6772.49 | 10022.12 | 10033.01
CSP | 0 | 0 | 0 | 0 | 0 | 0
CT | 351.51 | 861.07 | 970.06 | 1355.51 | 1819.45 | 1809.83
Coal | 2318.08 | 2318.08 | 2318.08 | 2681.96 | 4879.93 | 8231.94
Geo | 0 | 0 | 0 | 0 | 0 | 0
H | 0 | 0 | 0 | 0 | 0 | 0
LFG | 21.66 | 139.47 | 375.59 | 453.9 | 439.08 | 321.27
Nuc | 684.91 | 3259.17 | 3259.17 | 3259.17 | 3259.17 | 3259.17
PS | 0 | 0 | 0 | 0 | 0 | 0
PV | 22.54 | 642.33 | 924.09 | 988.75 | 995.62 | 406.25
PeakG | 0 | 0 | 0 | 0 | 0 | 0
PeakO | 0 | 0 | 0 | 0 | 0 | 0
ST | 0 | 0 | 0 | 0 | 0 | 0
STOG | 0 | 0 | 0 | 0 | 0 | 0
STWD | 0 | 0 | 0 | 0 | 0 | 0
WT | 3462 | 5925.81 | 10880.85 | 13117.78 | 12853.36 | 11144.27
IGCC | 215.26 | 215.26 | 215.26 | 215.26 | 215.26 | 215.26
DemandResponse | 0 | 0 | 0 | 0 | 0 | 0
IGCC-CCS | 0 | 0 | 0 | 0 | 0 | 0
WT_off | 219.37 | 501.65 | 1469.45 | 1564.02 | 1443.1 | 1262.6
PseudoUnit | 0 | 0 | 0 | 0 | 0 | 0
FixedInterchange | 0 | 0 | 0 | 0 | 0 | 0
Levelized Capital Costs by Reporting Type: EI_Canada
ReportingType | 2015 | 2020 | 2025 | 2030 | 2035 | 2040
BM | 116.15 | 116.15 | 116.15 | 116.15 | 116.15 | 116.15
CC | 275.59 | 330.72 | 349.19 | 364.45 | 380.99 | 398.65
CSP | 0 | 0 | 0 | 0 | 0 | 0
CT | 41.8 | 41.8 | 41.8 | 63.19 | 122.51 | 191.43
Coal | 0 | 0 | 0 | 0 | 0 | 0
Geo | 0 | 0 | 0 | 0 | 0 | 0
H | 0 | 0 | 0 | 0 | 0 | 0
LFG | 4.1 | 4.1 | 4.1 | 4.1 | 0.14 | 0.14
Nuc | 0 | 0 | 0 | 0 | 0 | 0
PS | 0 | 0 | 0 | 0 | 0 | 0
PV | 432.37 | 432.37 | 432.37 | 432.37 | 0 | 0
PeakG | 0 | 0 | 0 | 0 | 0 | 0
PeakO | 0 | 0 | 0 | 0 | 0 | 0
ST | 0 | 0 | 0 | 0 | 0 | 0
STOG | 0 | 0 | 0 | 0 | 0 | 0
STWD | 0 | 0 | 0 | 0 | 0 | 0
WT | 599.38 | 599.38 | 599.38 | 599.38 | 0 | 0
IGCC | 0 | 0 | 0 | 0 | 0 | 0
DemandResponse | 0 | 0 | 0 | 0 | 0 | 0
IGCC-CCS | 0 | 0 | 0 | 0 | 0 | 0
WT_off | 0 | 0 | 0 | 0 | 0 | 0
PseudoUnit | 0 | 0 | 0 | 0 | 0 | 0
FixedInterchange | 0 | 0 | 0 | 0 | 0 | 0
Levelized Capital Costs by Reporting Type: EI
ReportingType | 2015 | 2020 | 2025 | 2030 | 2035 | 2040
BM | 376.8 | 376.8 | 376.8 | 376.8 | 376.8 | 308.56
CC | 3602.04 | 5141.67 | 5543 | 7136.95 | 10403.12 | 10431.67
CSP | 0 | 0 | 0 | 0 | 0 | 0
CT | 393.31 | 902.87 | 1011.86 | 1418.7 | 1941.95 | 2001.26
Coal | 2318.08 | 2318.08 | 2318.08 | 2681.96 | 4879.93 | 8231.94
Geo | 0 | 0 | 0 | 0 | 0 | 0
H | 0 | 0 | 0 | 0 | 0 | 0
LFG | 25.76 | 143.57 | 379.69 | 458 | 439.21 | 321.4
Nuc | 684.91 | 3259.17 | 3259.17 | 3259.17 | 3259.17 | 3259.17
PS | 0 | 0 | 0 | 0 | 0 | 0
PV | 454.91 | 1074.7 | 1356.46 | 1421.12 | 995.62 | 406.25
PeakG | 0 | 0 | 0 | 0 | 0 | 0
PeakO | 0 | 0 | 0 | 0 | 0 | 0
ST | 0 | 0 | 0 | 0 | 0 | 0
STOG | 0 | 0 | 0 | 0 | 0 | 0
STWD | 0 | 0 | 0 | 0 | 0 | 0
WT | 4061.38 | 6525.19 | 11480.23 | 13717.16 | 12853.36 | 11144.27
IGCC | 215.26 | 215.26 | 215.26 | 215.26 | 215.26 | 215.26
DemandResponse | 0 | 0 | 0 | 0 | 0 | 0
IGCC-CCS | 0 | 0 | 0 | 0 | 0 | 0
WT_off | 219.37 | 501.65 | 1469.45 | 1564.02 | 1443.1 | 1262.6
PseudoUnit | 0 | 0 | 0 | 0 | 0 | 0
FixedInterchange | 0 | 0 | 0 | 0 | 0 | 0
Levelized Capital Costs by Reporting Type: Outside_EI
ReportingType | 2015 | 2020 | 2025 | 2030 | 2035 | 2040
BM | 57.33 | 57.33 | 57.33 | 57.33 | 57.33 | 57.33
CC | 510.55 | 962.98 | 1111.12 | 1531.31 | 2357.55 | 2572.63
CSP | 0 | 0 | 0 | 0 | 0 | 0
CT | 154.86 | 198.84 | 444.92 | 538.52 | 700.61 | 816.72
Coal | 796.63 | 796.63 | 796.63 | 796.63 | 1035.39 | 1622.63
Geo | 26.63 | 406.4 | 1160.02 | 1150.34 | 1133.4 | 753.62
H | 0 | 0 | 0 | 0 | 0 | 0
LFG | 5.33 | 191.42 | 260.24 | 276.31 | 271.15 | 85.07
Nuc | 0 | 0 | 0 | 0 | 0 | 0
PS | 0 | 0 | 0 | 0 | 0 | 0
PV | 35.69 | 35.69 | 35.69 | 35.69 | 0 | 0
PeakG | 0 | 0 | 0 | 0 | 0 | 0
PeakO | 0 | 0 | 0 | 0 | 0 | 0
ST | 245.6 | 464.78 | 537.17 | 509.28 | 316.04 | 96.86
STOG | 0 | 0 | 0 | 0 | 0 | 0
STWD | 0 | 0 | 0 | 0 | 0 | 0
WT | 577.13 | 3952.64 | 3952.64 | 11608 | 14847.31 | 16114.92
IGCC | 0 | 0 | 0 | 0 | 0 | 0
DemandResponse | 0 | 0 | 0 | 0 | 0 | 0
IGCC-CCS | 0 | 0 | 0 | 0 | 0 | 0
WT_off | 0 | 0 | 0 | 0 | 0 | 0
PseudoUnit | 0 | 0 | 0 | 0 | 0 | 0
FixedInterchange | 0 | 0 | 0 | 0 | 0 | 0
#13 | 0.26: Levelized Retrofit Capital Costs ($million)
Levelized Retrofit Capital Costs by Reporting Type: Entergy
ReportingType | 2015 | 2020 | 2025 | 2030 | 2035 | 2040
BM | 0 | 0 | 0 | 0 | 0 | 0
CC | 0 | 0 | 0 | 0 | 0 | 0
CSP | 0 | 0 | 0 | 0 | 0 | 0
CT | 0 | 0 | 0 | 0 | 0 | 0
Coal | 0 | 353.26 | 353.26 | 0 | 0 | 0
Geo | 0 | 0 | 0 | 0 | 0 | 0
H | 0 | 0 | 0 | 0 | 0 | 0
LFG | 0 | 0 | 0 | 0 | 0 | 0
Nuc | 0 | 0 | 0 | 0 | 0 | 0
PS | 0 | 0 | 0 | 0 | 0 | 0
PV | 0 | 0 | 0 | 0 | 0 | 0
PeakG | 0 | 0 | 0 | 0 | 0 | 0
PeakO | 0 | 0 | 0 | 0 | 0 | 0
ST | 0 | 0 | 0 | 0 | 0 | 0
STOG | 0 | 0 | 0 | 0 | 0 | 0
STWD | 0 | 0 | 0 | 0 | 0 | 0
WT | 0 | 0 | 0 | 0 | 0 | 0
IGCC | 0 | 0 | 0 | 0 | 0 | 0
DemandResponse | 0 | 0 | 0 | 0 | 0 | 0
IGCC-CCS | 0 | 0 | 0 | 0 | 0 | 0
WT_off | 0 | 0 | 0 | 0 | 0 | 0
PseudoUnit | 0 | 0 | 0 | 0 | 0 | 0
FixedInterchange | 0 | 0 | 0 | 0 | 0 | 0
Levelized Retrofit Capital Costs by Reporting Type: FRCC
ReportingType | 2015 | 2020 | 2025 | 2030 | 2035 | 2040
BM | 0 | 0 | 0 | 0 | 0 | 0
CC | 0 | 0 | 0 | 0 | 0 | 0
CSP | 0 | 0 | 0 | 0 | 0 | 0
CT | 0 | 0 | 0 | 0 | 0 | 0
Coal | 73.1 | 90.37 | 90.37 | 0 | 0 | 0
Geo | 0 | 0 | 0 | 0 | 0 | 0
H | 0 | 0 | 0 | 0 | 0 | 0
LFG | 0 | 0 | 0 | 0 | 0 | 0
Nuc | 0 | 0 | 0 | 0 | 0 | 0
PS | 0 | 0 | 0 | 0 | 0 | 0
PV | 0 | 0 | 0 | 0 | 0 | 0
PeakG | 0 | 0 | 0 | 0 | 0 | 0
PeakO | 0 | 0 | 0 | 0 | 0 | 0
ST | 0 | 0 | 0 | 0 | 0 | 0
STOG | 0 | 0 | 0 | 0 | 0 | 0
STWD | 0 | 0 | 0 | 0 | 0 | 0
WT | 0 | 0 | 0 | 0 | 0 | 0
IGCC | 0 | 0 | 0 | 0 | 0 | 0
DemandResponse | 0 | 0 | 0 | 0 | 0 | 0
IGCC-CCS | 0 | 0 | 0 | 0 | 0 | 0
WT_off | 0 | 0 | 0 | 0 | 0 | 0
PseudoUnit | 0 | 0 | 0 | 0 | 0 | 0
FixedInterchange | 0 | 0 | 0 | 0 | 0 | 0
Levelized Retrofit Capital Costs by Reporting Type: MAPP_US
ReportingType | 2015 | 2020 | 2025 | 2030 | 2035 | 2040
BM | 0 | 0 | 0 | 0 | 0 | 0
CC | 0 | 0 | 0 | 0 | 0 | 0
CSP | 0 | 0 | 0 | 0 | 0 | 0
CT | 0 | 0 | 0 | 0 | 0 | 0
Coal | 22.36 | 53.03 | 30.67 | 0 | 0 | 0
Geo | 0 | 0 | 0 | 0 | 0 | 0
H | 0 | 0 | 0 | 0 | 0 | 0
LFG | 0 | 0 | 0 | 0 | 0 | 0
Nuc | 0 | 0 | 0 | 0 | 0 | 0
PS | 0 | 0 | 0 | 0 | 0 | 0
PV | 0 | 0 | 0 | 0 | 0 | 0
PeakG | 0 | 0 | 0 | 0 | 0 | 0
PeakO | 0 | 0 | 0 | 0 | 0 | 0
ST | 0 | 0 | 0 | 0 | 0 | 0
STOG | 0 | 0 | 0 | 0 | 0 | 0
STWD | 0 | 0 | 0 | 0 | 0 | 0
WT | 0 | 0 | 0 | 0 | 0 | 0
IGCC | 0 | 0 | 0 | 0 | 0 | 0
DemandResponse | 0 | 0 | 0 | 0 | 0 | 0
IGCC-CCS | 0 | 0 | 0 | 0 | 0 | 0
WT_off | 0 | 0 | 0 | 0 | 0 | 0
PseudoUnit | 0 | 0 | 0 | 0 | 0 | 0
FixedInterchange | 0 | 0 | 0 | 0 | 0 | 0
Levelized Retrofit Capital Costs by Reporting Type: MISO_IN
ReportingType | 2015 | 2020 | 2025 | 2030 | 2035 | 2040
BM | 0 | 0 | 0 | 0 | 0 | 0
CC | 0 | 0 | 0 | 0 | 0 | 0
CSP | 0 | 0 | 0 | 0 | 0 | 0
CT | 0 | 0 | 0 | 0 | 0 | 0
Coal | 0 | 233.31 | 233.31 | 0 | 0 | 0
Geo | 0 | 0 | 0 | 0 | 0 | 0
H | 0 | 0 | 0 | 0 | 0 | 0
LFG | 0 | 0 | 0 | 0 | 0 | 0
Nuc | 0 | 0 | 0 | 0 | 0 | 0
PS | 0 | 0 | 0 | 0 | 0 | 0
PV | 0 | 0 | 0 | 0 | 0 | 0
PeakG | 0 | 0 | 0 | 0 | 0 | 0
PeakO | 0 | 0 | 0 | 0 | 0 | 0
ST | 0 | 0 | 0 | 0 | 0 | 0
STOG | 0 | 0 | 0 | 0 | 0 | 0
STWD | 0 | 0 | 0 | 0 | 0 | 0
WT | 0 | 0 | 0 | 0 | 0 | 0
IGCC | 0 | 0 | 0 | 0 | 0 | 0
DemandResponse | 0 | 0 | 0 | 0 | 0 | 0
IGCC-CCS | 0 | 0 | 0 | 0 | 0 | 0
WT_off | 0 | 0 | 0 | 0 | 0 | 0
PseudoUnit | 0 | 0 | 0 | 0 | 0 | 0
FixedInterchange | 0 | 0 | 0 | 0 | 0 | 0
Levelized Retrofit Capital Costs by Reporting Type: MISO_MI
ReportingType | 2015 | 2020 | 2025 | 2030 | 2035 | 2040
BM | 0 | 0 | 0 | 0 | 0 | 0
CC | 0 | 0 | 0 | 0 | 0 | 0
CSP | 0 | 0 | 0 | 0 | 0 | 0
CT | 0 | 0 | 0 | 0 | 0 | 0
Coal | 15.14 | 363.91 | 348.77 | 0 | 0 | 0
Geo | 0 | 0 | 0 | 0 | 0 | 0
H | 0 | 0 | 0 | 0 | 0 | 0
LFG | 0 | 0 | 0 | 0 | 0 | 0
Nuc | 0 | 0 | 0 | 0 | 0 | 0
PS | 0 | 0 | 0 | 0 | 0 | 0
PV | 0 | 0 | 0 | 0 | 0 | 0
PeakG | 0 | 0 | 0 | 0 | 0 | 0
PeakO | 0 | 0 | 0 | 0 | 0 | 0
ST | 0 | 0 | 0 | 0 | 0 | 0
STOG | 0 | 0 | 0 | 0 | 0 | 0
STWD | 0 | 0 | 0 | 0 | 0 | 0
WT | 0 | 0 | 0 | 0 | 0 | 0
IGCC | 0 | 0 | 0 | 0 | 0 | 0
DemandResponse | 0 | 0 | 0 | 0 | 0 | 0
IGCC-CCS | 0 | 0 | 0 | 0 | 0 | 0
WT_off | 0 | 0 | 0 | 0 | 0 | 0
PseudoUnit | 0 | 0 | 0 | 0 | 0 | 0
FixedInterchange | 0 | 0 | 0 | 0 | 0 | 0
Levelized Retrofit Capital Costs by Reporting Type: MISO_MO-IL
ReportingType | 2015 | 2020 | 2025 | 2030 | 2035 | 2040
BM | 0 | 0 | 0 | 0 | 0 | 0
CC | 0 | 0 | 0 | 0 | 0 | 0
CSP | 0 | 0 | 0 | 0 | 0 | 0
CT | 0 | 0 | 0 | 0 | 0 | 0
Coal | 9.29 | 375.76 | 375.76 | 0 | 0 | 0
Geo | 0 | 0 | 0 | 0 | 0 | 0
H | 0 | 0 | 0 | 0 | 0 | 0
LFG | 0 | 0 | 0 | 0 | 0 | 0
Nuc | 0 | 0 | 0 | 0 | 0 | 0
PS | 0 | 0 | 0 | 0 | 0 | 0
PV | 0 | 0 | 0 | 0 | 0 | 0
PeakG | 0 | 0 | 0 | 0 | 0 | 0
PeakO | 0 | 0 | 0 | 0 | 0 | 0
ST | 0 | 0 | 0 | 0 | 0 | 0
STOG | 0 | 0 | 0 | 0 | 0 | 0
STWD | 0 | 0 | 0 | 0 | 0 | 0
WT | 0 | 0 | 0 | 0 | 0 | 0
IGCC | 0 | 0 | 0 | 0 | 0 | 0
DemandResponse | 0 | 0 | 0 | 0 | 0 | 0
IGCC-CCS | 0 | 0 | 0 | 0 | 0 | 0
WT_off | 0 | 0 | 0 | 0 | 0 | 0
PseudoUnit | 0 | 0 | 0 | 0 | 0 | 0
FixedInterchange | 0 | 0 | 0 | 0 | 0 | 0
Levelized Retrofit Capital Costs by Reporting Type: MISO_W
ReportingType | 2015 | 2020 | 2025 | 2030 | 2035 | 2040
BM | 0 | 0 | 0 | 0 | 0 | 0
CC | 0 | 0 | 0 | 0 | 0 | 0
CSP | 0 | 0 | 0 | 0 | 0 | 0
CT | 0 | 0 | 0 | 0 | 0 | 0
Coal | 26.68 | 279.54 | 279.54 | 0 | 0 | 0
Geo | 0 | 0 | 0 | 0 | 0 | 0
H | 0 | 0 | 0 | 0 | 0 | 0
LFG | 0 | 0 | 0 | 0 | 0 | 0
Nuc | 0 | 0 | 0 | 0 | 0 | 0
PS | 0 | 0 | 0 | 0 | 0 | 0
PV | 0 | 0 | 0 | 0 | 0 | 0
PeakG | 0 | 0 | 0 | 0 | 0 | 0
PeakO | 0 | 0 | 0 | 0 | 0 | 0
ST | 0 | 0 | 0 | 0 | 0 | 0
STOG | 0 | 0 | 0 | 0 | 0 | 0
STWD | 0 | 0 | 0 | 0 | 0 | 0
WT | 0 | 0 | 0 | 0 | 0 | 0
IGCC | 0 | 0 | 0 | 0 | 0 | 0
DemandResponse | 0 | 0 | 0 | 0 | 0 | 0
IGCC-CCS | 0 | 0 | 0 | 0 | 0 | 0
WT_off | 0 | 0 | 0 | 0 | 0 | 0
PseudoUnit | 0 | 0 | 0 | 0 | 0 | 0
FixedInterchange | 0 | 0 | 0 | 0 | 0 | 0
Levelized Retrofit Capital Costs by Reporting Type: MISO_WUMS
ReportingType | 2015 | 2020 | 2025 | 2030 | 2035 | 2040
BM | 0 | 0 | 0 | 0 | 0 | 0
CC | 0 | 0 | 0 | 0 | 0 | 0
CSP | 0 | 0 | 0 | 0 | 0 | 0
CT | 0 | 0 | 0 | 0 | 0 | 0
Coal | 197.26 | 232.43 | 59.16 | 0 | 0 | 0
Geo | 0 | 0 | 0 | 0 | 0 | 0
H | 0 | 0 | 0 | 0 | 0 | 0
LFG | 0 | 0 | 0 | 0 | 0 | 0
Nuc | 0 | 0 | 0 | 0 | 0 | 0
PS | 0 | 0 | 0 | 0 | 0 | 0
PV | 0 | 0 | 0 | 0 | 0 | 0
PeakG | 0 | 0 | 0 | 0 | 0 | 0
PeakO | 0 | 0 | 0 | 0 | 0 | 0
ST | 0 | 0 | 0 | 0 | 0 | 0
STOG | 0 | 0 | 0 | 0 | 0 | 0
STWD | 0 | 0 | 0 | 0 | 0 | 0
WT | 0 | 0 | 0 | 0 | 0 | 0
IGCC | 0 | 0 | 0 | 0 | 0 | 0
DemandResponse | 0 | 0 | 0 | 0 | 0 | 0
IGCC-CCS | 0 | 0 | 0 | 0 | 0 | 0
WT_off | 0 | 0 | 0 | 0 | 0 | 0
PseudoUnit | 0 | 0 | 0 | 0 | 0 | 0
FixedInterchange | 0 | 0 | 0 | 0 | 0 | 0
Levelized Retrofit Capital Costs by Reporting Type: Nebraska
ReportingType | 2015 | 2020 | 2025 | 2030 | 2035 | 2040
BM | 0 | 0 | 0 | 0 | 0 | 0
CC | 0 | 0 | 0 | 0 | 0 | 0
CSP | 0 | 0 | 0 | 0 | 0 | 0
CT | 0 | 0 | 0 | 0 | 0 | 0
Coal | 0 | 187.72 | 187.72 | 0 | 0 | 0
Geo | 0 | 0 | 0 | 0 | 0 | 0
H | 0 | 0 | 0 | 0 | 0 | 0
LFG | 0 | 0 | 0 | 0 | 0 | 0
Nuc | 0 | 0 | 0 | 0 | 0 | 0
PS | 0 | 0 | 0 | 0 | 0 | 0
PV | 0 | 0 | 0 | 0 | 0 | 0
PeakG | 0 | 0 | 0 | 0 | 0 | 0
PeakO | 0 | 0 | 0 | 0 | 0 | 0
ST | 0 | 0 | 0 | 0 | 0 | 0
STOG | 0 | 0 | 0 | 0 | 0 | 0
STWD | 0 | 0 | 0 | 0 | 0 | 0
WT | 0 | 0 | 0 | 0 | 0 | 0
IGCC | 0 | 0 | 0 | 0 | 0 | 0
DemandResponse | 0 | 0 | 0 | 0 | 0 | 0
IGCC-CCS | 0 | 0 | 0 | 0 | 0 | 0
WT_off | 0 | 0 | 0 | 0 | 0 | 0
PseudoUnit | 0 | 0 | 0 | 0 | 0 | 0
FixedInterchange | 0 | 0 | 0 | 0 | 0 | 0
Levelized Retrofit Capital Costs by Reporting Type: NEISO
ReportingType | 2015 | 2020 | 2025 | 2030 | 2035 | 2040
BM | 0 | 0 | 0 | 0 | 0 | 0
CC | 0 | 0 | 0 | 0 | 0 | 0
CSP | 0 | 0 | 0 | 0 | 0 | 0
CT | 0 | 0 | 0 | 0 | 0 | 0
Coal | 29.15 | 29.15 | 0 | 0 | 0 | 0
Geo | 0 | 0 | 0 | 0 | 0 | 0
H | 0 | 0 | 0 | 0 | 0 | 0
LFG | 0 | 0 | 0 | 0 | 0 | 0
Nuc | 0 | 0 | 0 | 0 | 0 | 0
PS | 0 | 0 | 0 | 0 | 0 | 0
PV | 0 | 0 | 0 | 0 | 0 | 0
PeakG | 0 | 0 | 0 | 0 | 0 | 0
PeakO | 0 | 0 | 0 | 0 | 0 | 0
ST | 0 | 0 | 0 | 0 | 0 | 0
STOG | 0 | 0 | 0 | 0 | 0 | 0
STWD | 0 | 0 | 0 | 0 | 0 | 0
WT | 0 | 0 | 0 | 0 | 0 | 0
IGCC | 0 | 0 | 0 | 0 | 0 | 0
DemandResponse | 0 | 0 | 0 | 0 | 0 | 0
IGCC-CCS | 0 | 0 | 0 | 0 | 0 | 0
WT_off | 0 | 0 | 0 | 0 | 0 | 0
PseudoUnit | 0 | 0 | 0 | 0 | 0 | 0
FixedInterchange | 0 | 0 | 0 | 0 | 0 | 0
Levelized Retrofit Capital Costs by Reporting Type: NonRTO_Midwest
ReportingType | 2015 | 2020 | 2025 | 2030 | 2035 | 2040
BM | 0 | 0 | 0 | 0 | 0 | 0
CC | 0 | 0 | 0 | 0 | 0 | 0
CSP | 0 | 0 | 0 | 0 | 0 | 0
CT | 0 | 0 | 0 | 0 | 0 | 0
Coal | 165.72 | 276.01 | 137.99 | 0 | 0 | 0
Geo | 0 | 0 | 0 | 0 | 0 | 0
H | 0 | 0 | 0 | 0 | 0 | 0
LFG | 0 | 0 | 0 | 0 | 0 | 0
Nuc | 0 | 0 | 0 | 0 | 0 | 0
PS | 0 | 0 | 0 | 0 | 0 | 0
PV | 0 | 0 | 0 | 0 | 0 | 0
PeakG | 0 | 0 | 0 | 0 | 0 | 0
PeakO | 0 | 0 | 0 | 0 | 0 | 0
ST | 0 | 0 | 0 | 0 | 0 | 0
STOG | 0 | 0 | 0 | 0 | 0 | 0
STWD | 0 | 0 | 0 | 0 | 0 | 0
WT | 0 | 0 | 0 | 0 | 0 | 0
IGCC | 0 | 0 | 0 | 0 | 0 | 0
DemandResponse | 0 | 0 | 0 | 0 | 0 | 0
IGCC-CCS | 0 | 0 | 0 | 0 | 0 | 0
WT_off | 0 | 0 | 0 | 0 | 0 | 0
PseudoUnit | 0 | 0 | 0 | 0 | 0 | 0
FixedInterchange | 0 | 0 | 0 | 0 | 0 | 0
Levelized Retrofit Capital Costs by Reporting Type: NYISO_A-F
ReportingType | 2015 | 2020 | 2025 | 2030 | 2035 | 2040
BM | 0 | 0 | 0 | 0 | 0 | 0
CC | 0 | 0 | 0 | 0 | 0 | 0
CSP | 0 | 0 | 0 | 0 | 0 | 0
CT | 0 | 0 | 0 | 0 | 0 | 0
Coal | 0 | 0 | 0 | 0 | 0 | 0
Geo | 0 | 0 | 0 | 0 | 0 | 0
H | 0 | 0 | 0 | 0 | 0 | 0
LFG | 0 | 0 | 0 | 0 | 0 | 0
Nuc | 0 | 0 | 0 | 0 | 0 | 0
PS | 0 | 0 | 0 | 0 | 0 | 0
PV | 0 | 0 | 0 | 0 | 0 | 0
PeakG | 0 | 0 | 0 | 0 | 0 | 0
PeakO | 0 | 0 | 0 | 0 | 0 | 0
ST | 0 | 0 | 0 | 0 | 0 | 0
STOG | 0 | 0 | 0 | 0 | 0 | 0
STWD | 0 | 0 | 0 | 0 | 0 | 0
WT | 0 | 0 | 0 | 0 | 0 | 0
IGCC | 0 | 0 | 0 | 0 | 0 | 0
DemandResponse | 0 | 0 | 0 | 0 | 0 | 0
IGCC-CCS | 0 | 0 | 0 | 0 | 0 | 0
WT_off | 0 | 0 | 0 | 0 | 0 | 0
PseudoUnit | 0 | 0 | 0 | 0 | 0 | 0
FixedInterchange | 0 | 0 | 0 | 0 | 0 | 0
Levelized Retrofit Capital Costs by Reporting Type: NYISO_G-I
ReportingType | 2015 | 2020 | 2025 | 2030 | 2035 | 2040
BM | 0 | 0 | 0 | 0 | 0 | 0
CC | 0 | 0 | 0 | 0 | 0 | 0
CSP | 0 | 0 | 0 | 0 | 0 | 0
CT | 0 | 0 | 0 | 0 | 0 | 0
Coal | 0 | 0 | 0 | 0 | 0 | 0
Geo | 0 | 0 | 0 | 0 | 0 | 0
H | 0 | 0 | 0 | 0 | 0 | 0
LFG | 0 | 0 | 0 | 0 | 0 | 0
Nuc | 0 | 0 | 0 | 0 | 0 | 0
PS | 0 | 0 | 0 | 0 | 0 | 0
PV | 0 | 0 | 0 | 0 | 0 | 0
PeakG | 0 | 0 | 0 | 0 | 0 | 0
PeakO | 0 | 0 | 0 | 0 | 0 | 0
ST | 0 | 0 | 0 | 0 | 0 | 0
STOG | 0 | 0 | 0 | 0 | 0 | 0
STWD | 0 | 0 | 0 | 0 | 0 | 0
WT | 0 | 0 | 0 | 0 | 0 | 0
IGCC | 0 | 0 | 0 | 0 | 0 | 0
DemandResponse | 0 | 0 | 0 | 0 | 0 | 0
IGCC-CCS | 0 | 0 | 0 | 0 | 0 | 0
WT_off | 0 | 0 | 0 | 0 | 0 | 0
PseudoUnit | 0 | 0 | 0 | 0 | 0 | 0
FixedInterchange | 0 | 0 | 0 | 0 | 0 | 0
Levelized Retrofit Capital Costs by Reporting Type: NYISO_J-K
ReportingType | 2015 | 2020 | 2025 | 2030 | 2035 | 2040
BM | 0 | 0 | 0 | 0 | 0 | 0
CC | 0 | 0 | 0 | 0 | 0 | 0
CSP | 0 | 0 | 0 | 0 | 0 | 0
CT | 0 | 0 | 0 | 0 | 0 | 0
Coal | 0 | 0 | 0 | 0 | 0 | 0
Geo | 0 | 0 | 0 | 0 | 0 | 0
H | 0 | 0 | 0 | 0 | 0 | 0
LFG | 0 | 0 | 0 | 0 | 0 | 0
Nuc | 0 | 0 | 0 | 0 | 0 | 0
PS | 0 | 0 | 0 | 0 | 0 | 0
PV | 0 | 0 | 0 | 0 | 0 | 0
PeakG | 0 | 0 | 0 | 0 | 0 | 0
PeakO | 0 | 0 | 0 | 0 | 0 | 0
ST | 0 | 0 | 0 | 0 | 0 | 0
STOG | 0 | 0 | 0 | 0 | 0 | 0
STWD | 0 | 0 | 0 | 0 | 0 | 0
WT | 0 | 0 | 0 | 0 | 0 | 0
IGCC | 0 | 0 | 0 | 0 | 0 | 0
DemandResponse | 0 | 0 | 0 | 0 | 0 | 0
IGCC-CCS | 0 | 0 | 0 | 0 | 0 | 0
WT_off | 0 | 0 | 0 | 0 | 0 | 0
PseudoUnit | 0 | 0 | 0 | 0 | 0 | 0
FixedInterchange | 0 | 0 | 0 | 0 | 0 | 0
Levelized Retrofit Capital Costs by Reporting Type: PJM_E
ReportingType | 2015 | 2020 | 2025 | 2030 | 2035 | 2040
BM | 0 | 0 | 0 | 0 | 0 | 0
CC | 0 | 0 | 0 | 0 | 0 | 0
CSP | 0 | 0 | 0 | 0 | 0 | 0
CT | 0 | 0 | 0 | 0 | 0 | 0
Coal | 22.45 | 22.45 | 0 | 0 | 0 | 0
Geo | 0 | 0 | 0 | 0 | 0 | 0
H | 0 | 0 | 0 | 0 | 0 | 0
LFG | 0 | 0 | 0 | 0 | 0 | 0
Nuc | 0 | 0 | 0 | 0 | 0 | 0
PS | 0 | 0 | 0 | 0 | 0 | 0
PV | 0 | 0 | 0 | 0 | 0 | 0
PeakG | 0 | 0 | 0 | 0 | 0 | 0
PeakO | 0 | 0 | 0 | 0 | 0 | 0
ST | 0 | 0 | 0 | 0 | 0 | 0
STOG | 0 | 0 | 0 | 0 | 0 | 0
STWD | 0 | 0 | 0 | 0 | 0 | 0
WT | 0 | 0 | 0 | 0 | 0 | 0
IGCC | 0 | 0 | 0 | 0 | 0 | 0
DemandResponse | 0 | 0 | 0 | 0 | 0 | 0
IGCC-CCS | 0 | 0 | 0 | 0 | 0 | 0
WT_off | 0 | 0 | 0 | 0 | 0 | 0
PseudoUnit | 0 | 0 | 0 | 0 | 0 | 0
FixedInterchange | 0 | 0 | 0 | 0 | 0 | 0
Levelized Retrofit Capital Costs by Reporting Type: PJM_ROM
ReportingType | 2015 | 2020 | 2025 | 2030 | 2035 | 2040
BM | 0 | 0 | 0 | 0 | 0 | 0
CC | 0 | 0 | 0 | 0 | 0 | 0
CSP | 0 | 0 | 0 | 0 | 0 | 0
CT | 0 | 0 | 0 | 0 | 0 | 0
Coal | 14.63 | 146.45 | 146.45 | 0 | 0 | 0
Geo | 0 | 0 | 0 | 0 | 0 | 0
H | 0 | 0 | 0 | 0 | 0 | 0
LFG | 0 | 0 | 0 | 0 | 0 | 0
Nuc | 0 | 0 | 0 | 0 | 0 | 0
PS | 0 | 0 | 0 | 0 | 0 | 0
PV | 0 | 0 | 0 | 0 | 0 | 0
PeakG | 0 | 0 | 0 | 0 | 0 | 0
PeakO | 0 | 0 | 0 | 0 | 0 | 0
ST | 0 | 0 | 0 | 0 | 0 | 0
STOG | 0 | 0 | 0 | 0 | 0 | 0
STWD | 0 | 0 | 0 | 0 | 0 | 0
WT | 0 | 0 | 0 | 0 | 0 | 0
IGCC | 0 | 0 | 0 | 0 | 0 | 0
DemandResponse | 0 | 0 | 0 | 0 | 0 | 0
IGCC-CCS | 0 | 0 | 0 | 0 | 0 | 0
WT_off | 0 | 0 | 0 | 0 | 0 | 0
PseudoUnit | 0 | 0 | 0 | 0 | 0 | 0
FixedInterchange | 0 | 0 | 0 | 0 | 0 | 0
Levelized Retrofit Capital Costs by Reporting Type: PJM_ROR
ReportingType | 2015 | 2020 | 2025 | 2030 | 2035 | 2040
BM | 0 | 0 | 0 | 0 | 0 | 0
CC | 0 | 0 | 0 | 0 | 0 | 0
CSP | 0 | 0 | 0 | 0 | 0 | 0
CT | 0 | 0 | 0 | 0 | 0 | 0
Coal | 47 | 849.58 | 849.58 | 0 | 0 | 0
Geo | 0 | 0 | 0 | 0 | 0 | 0
H | 0 | 0 | 0 | 0 | 0 | 0
LFG | 0 | 0 | 0 | 0 | 0 | 0
Nuc | 0 | 0 | 0 | 0 | 0 | 0
PS | 0 | 0 | 0 | 0 | 0 | 0
PV | 0 | 0 | 0 | 0 | 0 | 0
PeakG | 0 | 0 | 0 | 0 | 0 | 0
PeakO | 0 | 0 | 0 | 0 | 0 | 0
ST | 0 | 0 | 0 | 0 | 0 | 0
STOG | 0 | 0 | 0 | 0 | 0 | 0
STWD | 0 | 0 | 0 | 0 | 0 | 0
WT | 0 | 0 | 0 | 0 | 0 | 0
IGCC | 0 | 0 | 0 | 0 | 0 | 0
DemandResponse | 0 | 0 | 0 | 0 | 0 | 0
IGCC-CCS | 0 | 0 | 0 | 0 | 0 | 0
WT_off | 0 | 0 | 0 | 0 | 0 | 0
PseudoUnit | 0 | 0 | 0 | 0 | 0 | 0
FixedInterchange | 0 | 0 | 0 | 0 | 0 | 0
Levelized Retrofit Capital Costs by Reporting Type: SOCO
ReportingType | 2015 | 2020 | 2025 | 2030 | 2035 | 2040
BM | 0 | 0 | 0 | 0 | 0 | 0
CC | 0 | 0 | 0 | 0 | 0 | 0
CSP | 0 | 0 | 0 | 0 | 0 | 0
CT | 0 | 0 | 0 | 0 | 0 | 0
Coal | 400.35 | 592.32 | 191.97 | 0 | 0 | 0
Geo | 0 | 0 | 0 | 0 | 0 | 0
H | 0 | 0 | 0 | 0 | 0 | 0
LFG | 0 | 0 | 0 | 0 | 0 | 0
Nuc | 0 | 0 | 0 | 0 | 0 | 0
PS | 0 | 0 | 0 | 0 | 0 | 0
PV | 0 | 0 | 0 | 0 | 0 | 0
PeakG | 0 | 0 | 0 | 0 | 0 | 0
PeakO | 0 | 0 | 0 | 0 | 0 | 0
ST | 0 | 0 | 0 | 0 | 0 | 0
STOG | 0 | 0 | 0 | 0 | 0 | 0
STWD | 0 | 0 | 0 | 0 | 0 | 0
WT | 0 | 0 | 0 | 0 | 0 | 0
IGCC | 0 | 0 | 0 | 0 | 0 | 0
DemandResponse | 0 | 0 | 0 | 0 | 0 | 0
IGCC-CCS | 0 | 0 | 0 | 0 | 0 | 0
WT_off | 0 | 0 | 0 | 0 | 0 | 0
PseudoUnit | 0 | 0 | 0 | 0 | 0 | 0
FixedInterchange | 0 | 0 | 0 | 0 | 0 | 0
Levelized Retrofit Capital Costs by Reporting Type: SPP_N
ReportingType | 2015 | 2020 | 2025 | 2030 | 2035 | 2040
BM | 0 | 0 | 0 | 0 | 0 | 0
CC | 0 | 0 | 0 | 0 | 0 | 0
CSP | 0 | 0 | 0 | 0 | 0 | 0
CT | 0 | 0 | 0 | 0 | 0 | 0
Coal | 0 | 164.61 | 164.61 | 0 | 0 | 0
Geo | 0 | 0 | 0 | 0 | 0 | 0
H | 0 | 0 | 0 | 0 | 0 | 0
LFG | 0 | 0 | 0 | 0 | 0 | 0
Nuc | 0 | 0 | 0 | 0 | 0 | 0
PS | 0 | 0 | 0 | 0 | 0 | 0
PV | 0 | 0 | 0 | 0 | 0 | 0
PeakG | 0 | 0 | 0 | 0 | 0 | 0
PeakO | 0 | 0 | 0 | 0 | 0 | 0
ST | 0 | 0 | 0 | 0 | 0 | 0
STOG | 0 | 0 | 0 | 0 | 0 | 0
STWD | 0 | 0 | 0 | 0 | 0 | 0
WT | 0 | 0 | 0 | 0 | 0 | 0
IGCC | 0 | 0 | 0 | 0 | 0 | 0
DemandResponse | 0 | 0 | 0 | 0 | 0 | 0
IGCC-CCS | 0 | 0 | 0 | 0 | 0 | 0
WT_off | 0 | 0 | 0 | 0 | 0 | 0
PseudoUnit | 0 | 0 | 0 | 0 | 0 | 0
FixedInterchange | 0 | 0 | 0 | 0 | 0 | 0
Levelized Retrofit Capital Costs by Reporting Type: SPP_S
ReportingType | 2015 | 2020 | 2025 | 2030 | 2035 | 2040
BM | 0 | 0 | 0 | 0 | 0 | 0
CC | 0 | 0 | 0 | 0 | 0 | 0
CSP | 0 | 0 | 0 | 0 | 0 | 0
CT | 0 | 0 | 0 | 0 | 0 | 0
Coal | 0 | 210.29 | 210.29 | 0 | 0 | 0
Geo | 0 | 0 | 0 | 0 | 0 | 0
H | 0 | 0 | 0 | 0 | 0 | 0
LFG | 0 | 0 | 0 | 0 | 0 | 0
Nuc | 0 | 0 | 0 | 0 | 0 | 0
PS | 0 | 0 | 0 | 0 | 0 | 0
PV | 0 | 0 | 0 | 0 | 0 | 0
PeakG | 0 | 0 | 0 | 0 | 0 | 0
PeakO | 0 | 0 | 0 | 0 | 0 | 0
ST | 0 | 0 | 0 | 0 | 0 | 0
STOG | 0 | 0 | 0 | 0 | 0 | 0
STWD | 0 | 0 | 0 | 0 | 0 | 0
WT | 0 | 0 | 0 | 0 | 0 | 0
IGCC | 0 | 0 | 0 | 0 | 0 | 0
DemandResponse | 0 | 0 | 0 | 0 | 0 | 0
IGCC-CCS | 0 | 0 | 0 | 0 | 0 | 0
WT_off | 0 | 0 | 0 | 0 | 0 | 0
PseudoUnit | 0 | 0 | 0 | 0 | 0 | 0
FixedInterchange | 0 | 0 | 0 | 0 | 0 | 0
Levelized Retrofit Capital Costs by Reporting Type: TVA
ReportingType | 2015 | 2020 | 2025 | 2030 | 2035 | 2040
BM | 0 | 0 | 0 | 0 | 0 | 0
CC | 0 | 0 | 0 | 0 | 0 | 0
CSP | 0 | 0 | 0 | 0 | 0 | 0
CT | 0 | 0 | 0 | 0 | 0 | 0
Coal | 0 | 249.77 | 249.77 | 0 | 0 | 0
Geo | 0 | 0 | 0 | 0 | 0 | 0
H | 0 | 0 | 0 | 0 | 0 | 0
LFG | 0 | 0 | 0 | 0 | 0 | 0
Nuc | 0 | 0 | 0 | 0 | 0 | 0
PS | 0 | 0 | 0 | 0 | 0 | 0
PV | 0 | 0 | 0 | 0 | 0 | 0
PeakG | 0 | 0 | 0 | 0 | 0 | 0
PeakO | 0 | 0 | 0 | 0 | 0 | 0
ST | 0 | 0 | 0 | 0 | 0 | 0
STOG | 0 | 0 | 0 | 0 | 0 | 0
STWD | 0 | 0 | 0 | 0 | 0 | 0
WT | 0 | 0 | 0 | 0 | 0 | 0
IGCC | 0 | 0 | 0 | 0 | 0 | 0
DemandResponse | 0 | 0 | 0 | 0 | 0 | 0
IGCC-CCS | 0 | 0 | 0 | 0 | 0 | 0
WT_off | 0 | 0 | 0 | 0 | 0 | 0
PseudoUnit | 0 | 0 | 0 | 0 | 0 | 0
FixedInterchange | 0 | 0 | 0 | 0 | 0 | 0
Levelized Retrofit Capital Costs by Reporting Type: TVA_Transmission
ReportingType | 2015 | 2020 | 2025 | 2030 | 2035 | 2040
BM | 0 | 0 | 0 | 0 | 0 | 0
CC | 0 | 0 | 0 | 0 | 0 | 0
CSP | 0 | 0 | 0 | 0 | 0 | 0
CT | 0 | 0 | 0 | 0 | 0 | 0
Coal | 0 | 0 | 0 | 0 | 0 | 0
Geo | 0 | 0 | 0 | 0 | 0 | 0
H | 0 | 0 | 0 | 0 | 0 | 0
LFG | 0 | 0 | 0 | 0 | 0 | 0
Nuc | 0 | 0 | 0 | 0 | 0 | 0
PS | 0 | 0 | 0 | 0 | 0 | 0
PV | 0 | 0 | 0 | 0 | 0 | 0
PeakG | 0 | 0 | 0 | 0 | 0 | 0
PeakO | 0 | 0 | 0 | 0 | 0 | 0
ST | 0 | 0 | 0 | 0 | 0 | 0
STOG | 0 | 0 | 0 | 0 | 0 | 0
STWD | 0 | 0 | 0 | 0 | 0 | 0
WT | 0 | 0 | 0 | 0 | 0 | 0
IGCC | 0 | 0 | 0 | 0 | 0 | 0
DemandResponse | 0 | 0 | 0 | 0 | 0 | 0
IGCC-CCS | 0 | 0 | 0 | 0 | 0 | 0
WT_off | 0 | 0 | 0 | 0 | 0 | 0
PseudoUnit | 0 | 0 | 0 | 0 | 0 | 0
FixedInterchange | 0 | 0 | 0 | 0 | 0 | 0
Levelized Retrofit Capital Costs by Reporting Type: VACAR
ReportingType | 2015 | 2020 | 2025 | 2030 | 2035 | 2040
BM | 0 | 0 | 0 | 0 | 0 | 0
CC | 0 | 0 | 0 | 0 | 0 | 0
CSP | 0 | 0 | 0 | 0 | 0 | 0
CT | 0 | 0 | 0 | 0 | 0 | 0
Coal | 0 | 159.91 | 159.91 | 0 | 0 | 0
Geo | 0 | 0 | 0 | 0 | 0 | 0
H | 0 | 0 | 0 | 0 | 0 | 0
LFG | 0 | 0 | 0 | 0 | 0 | 0
Nuc | 0 | 0 | 0 | 0 | 0 | 0
PS | 0 | 0 | 0 | 0 | 0 | 0
PV | 0 | 0 | 0 | 0 | 0 | 0
PeakG | 0 | 0 | 0 | 0 | 0 | 0
PeakO | 0 | 0 | 0 | 0 | 0 | 0
ST | 0 | 0 | 0 | 0 | 0 | 0
STOG | 0 | 0 | 0 | 0 | 0 | 0
STWD | 0 | 0 | 0 | 0 | 0 | 0
WT | 0 | 0 | 0 | 0 | 0 | 0
IGCC | 0 | 0 | 0 | 0 | 0 | 0
DemandResponse | 0 | 0 | 0 | 0 | 0 | 0
IGCC-CCS | 0 | 0 | 0 | 0 | 0 | 0
WT_off | 0 | 0 | 0 | 0 | 0 | 0
PseudoUnit | 0 | 0 | 0 | 0 | 0 | 0
FixedInterchange | 0 | 0 | 0 | 0 | 0 | 0
Levelized Retrofit Capital Costs by Reporting Type: IESO
ReportingType | 2015 | 2020 | 2025 | 2030 | 2035 | 2040
BM | 0 | 0 | 0 | 0 | 0 | 0
CC | 0 | 0 | 0 | 0 | 0 | 0
CSP | 0 | 0 | 0 | 0 | 0 | 0
CT | 0 | 0 | 0 | 0 | 0 | 0
Coal | 0 | 0 | 0 | 0 | 0 | 0
Geo | 0 | 0 | 0 | 0 | 0 | 0
H | 0 | 0 | 0 | 0 | 0 | 0
LFG | 0 | 0 | 0 | 0 | 0 | 0
Nuc | 0 | 0 | 0 | 0 | 0 | 0
PS | 0 | 0 | 0 | 0 | 0 | 0
PV | 0 | 0 | 0 | 0 | 0 | 0
PeakG | 0 | 0 | 0 | 0 | 0 | 0
PeakO | 0 | 0 | 0 | 0 | 0 | 0
ST | 0 | 0 | 0 | 0 | 0 | 0
STOG | 0 | 0 | 0 | 0 | 0 | 0
STWD | 0 | 0 | 0 | 0 | 0 | 0
WT | 0 | 0 | 0 | 0 | 0 | 0
IGCC | 0 | 0 | 0 | 0 | 0 | 0
DemandResponse | 0 | 0 | 0 | 0 | 0 | 0
IGCC-CCS | 0 | 0 | 0 | 0 | 0 | 0
WT_off | 0 | 0 | 0 | 0 | 0 | 0
PseudoUnit | 0 | 0 | 0 | 0 | 0 | 0
FixedInterchange | 0 | 0 | 0 | 0 | 0 | 0
Levelized Retrofit Capital Costs by Reporting Type: MAPP_CA
ReportingType | 2015 | 2020 | 2025 | 2030 | 2035 | 2040
BM | 0 | 0 | 0 | 0 | 0 | 0
CC | 0 | 0 | 0 | 0 | 0 | 0
CSP | 0 | 0 | 0 | 0 | 0 | 0
CT | 0 | 0 | 0 | 0 | 0 | 0
Coal | 0 | 0 | 0 | 0 | 0 | 0
Geo | 0 | 0 | 0 | 0 | 0 | 0
H | 0 | 0 | 0 | 0 | 0 | 0
LFG | 0 | 0 | 0 | 0 | 0 | 0
Nuc | 0 | 0 | 0 | 0 | 0 | 0
PS | 0 | 0 | 0 | 0 | 0 | 0
PV | 0 | 0 | 0 | 0 | 0 | 0
PeakG | 0 | 0 | 0 | 0 | 0 | 0
PeakO | 0 | 0 | 0 | 0 | 0 | 0
ST | 0 | 0 | 0 | 0 | 0 | 0
STOG | 0 | 0 | 0 | 0 | 0 | 0
STWD | 0 | 0 | 0 | 0 | 0 | 0
WT | 0 | 0 | 0 | 0 | 0 | 0
IGCC | 0 | 0 | 0 | 0 | 0 | 0
DemandResponse | 0 | 0 | 0 | 0 | 0 | 0
IGCC-CCS | 0 | 0 | 0 | 0 | 0 | 0
WT_off | 0 | 0 | 0 | 0 | 0 | 0
PseudoUnit | 0 | 0 | 0 | 0 | 0 | 0
FixedInterchange | 0 | 0 | 0 | 0 | 0 | 0
Levelized Retrofit Capital Costs by Reporting Type: AZ_NM_SNV_Coal
ReportingType | 2015 | 2020 | 2025 | 2030 | 2035 | 2040
BM | 0 | 0 | 0 | 0 | 0 | 0
CC | 0 | 0 | 0 | 0 | 0 | 0
CSP | 0 | 0 | 0 | 0 | 0 | 0
CT | 0 | 0 | 0 | 0 | 0 | 0
Coal | 49.67 | 122 | 89.07 | 0 | 0 | 0
Geo | 0 | 0 | 0 | 0 | 0 | 0
H | 0 | 0 | 0 | 0 | 0 | 0
LFG | 0 | 0 | 0 | 0 | 0 | 0
Nuc | 0 | 0 | 0 | 0 | 0 | 0
PS | 0 | 0 | 0 | 0 | 0 | 0
PV | 0 | 0 | 0 | 0 | 0 | 0
PeakG | 0 | 0 | 0 | 0 | 0 | 0
PeakO | 0 | 0 | 0 | 0 | 0 | 0
ST | 0 | 0 | 0 | 0 | 0 | 0
STOG | 0 | 0 | 0 | 0 | 0 | 0
STWD | 0 | 0 | 0 | 0 | 0 | 0
WT | 0 | 0 | 0 | 0 | 0 | 0
IGCC | 0 | 0 | 0 | 0 | 0 | 0
DemandResponse | 0 | 0 | 0 | 0 | 0 | 0
IGCC-CCS | 0 | 0 | 0 | 0 | 0 | 0
WT_off | 0 | 0 | 0 | 0 | 0 | 0
PseudoUnit | 0 | 0 | 0 | 0 | 0 | 0
FixedInterchange | 0 | 0 | 0 | 0 | 0 | 0
Levelized Retrofit Capital Costs by Reporting Type: AZ_NM_SNV_Gas
ReportingType | 2015 | 2020 | 2025 | 2030 | 2035 | 2040
BM | 0 | 0 | 0 | 0 | 0 | 0
CC | 0 | 0 | 0 | 0 | 0 | 0
CSP | 0 | 0 | 0 | 0 | 0 | 0
CT | 0 | 0 | 0 | 0 | 0 | 0
Coal | 0 | 0 | 0 | 0 | 0 | 0
Geo | 0 | 0 | 0 | 0 | 0 | 0
H | 0 | 0 | 0 | 0 | 0 | 0
LFG | 0 | 0 | 0 | 0 | 0 | 0
Nuc | 0 | 0 | 0 | 0 | 0 | 0
PS | 0 | 0 | 0 | 0 | 0 | 0
PV | 0 | 0 | 0 | 0 | 0 | 0
PeakG | 0 | 0 | 0 | 0 | 0 | 0
PeakO | 0 | 0 | 0 | 0 | 0 | 0
ST | 0 | 0 | 0 | 0 | 0 | 0
STOG | 0 | 0 | 0 | 0 | 0 | 0
STWD | 0 | 0 | 0 | 0 | 0 | 0
WT | 0 | 0 | 0 | 0 | 0 | 0
IGCC | 0 | 0 | 0 | 0 | 0 | 0
DemandResponse | 0 | 0 | 0 | 0 | 0 | 0
IGCC-CCS | 0 | 0 | 0 | 0 | 0 | 0
WT_off | 0 | 0 | 0 | 0 | 0 | 0
PseudoUnit | 0 | 0 | 0 | 0 | 0 | 0
FixedInterchange | 0 | 0 | 0 | 0 | 0 | 0
Levelized Retrofit Capital Costs by Reporting Type: AZ_NM_SNV_NucRenew
ReportingType | 2015 | 2020 | 2025 | 2030 | 2035 | 2040
BM | 0 | 0 | 0 | 0 | 0 | 0
CC | 0 | 0 | 0 | 0 | 0 | 0
CSP | 0 | 0 | 0 | 0 | 0 | 0
CT | 0 | 0 | 0 | 0 | 0 | 0
Coal | 0 | 0 | 0 | 0 | 0 | 0
Geo | 0 | 0 | 0 | 0 | 0 | 0
H | 0 | 0 | 0 | 0 | 0 | 0
LFG | 0 | 0 | 0 | 0 | 0 | 0
Nuc | 0 | 0 | 0 | 0 | 0 | 0
PS | 0 | 0 | 0 | 0 | 0 | 0
PV | 0 | 0 | 0 | 0 | 0 | 0
PeakG | 0 | 0 | 0 | 0 | 0 | 0
PeakO | 0 | 0 | 0 | 0 | 0 | 0
ST | 0 | 0 | 0 | 0 | 0 | 0
STOG | 0 | 0 | 0 | 0 | 0 | 0
STWD | 0 | 0 | 0 | 0 | 0 | 0
WT | 0 | 0 | 0 | 0 | 0 | 0
IGCC | 0 | 0 | 0 | 0 | 0 | 0
DemandResponse | 0 | 0 | 0 | 0 | 0 | 0
IGCC-CCS | 0 | 0 | 0 | 0 | 0 | 0
WT_off | 0 | 0 | 0 | 0 | 0 | 0
PseudoUnit | 0 | 0 | 0 | 0 | 0 | 0
FixedInterchange | 0 | 0 | 0 | 0 | 0 | 0
Levelized Retrofit Capital Costs by Reporting Type: ERCOT
ReportingType | 2015 | 2020 | 2025 | 2030 | 2035 | 2040
BM | 0 | 0 | 0 | 0 | 0 | 0
CC | 0 | 0 | 0 | 0 | 0 | 0
CSP | 0 | 0 | 0 | 0 | 0 | 0
CT | 0 | 0 | 0 | 0 | 0 | 0
Coal | 82.51 | 271.76 | 271.76 | 0 | 0 | 0
Geo | 0 | 0 | 0 | 0 | 0 | 0
H | 0 | 0 | 0 | 0 | 0 | 0
LFG | 0 | 0 | 0 | 0 | 0 | 0
Nuc | 0 | 0 | 0 | 0 | 0 | 0
PS | 0 | 0 | 0 | 0 | 0 | 0
PV | 0 | 0 | 0 | 0 | 0 | 0
PeakG | 0 | 0 | 0 | 0 | 0 | 0
PeakO | 0 | 0 | 0 | 0 | 0 | 0
ST | 0 | 0 | 0 | 0 | 0 | 0
STOG | 0 | 0 | 0 | 0 | 0 | 0
STWD | 0 | 0 | 0 | 0 | 0 | 0
WT | 0 | 0 | 0 | 0 | 0 | 0
IGCC | 0 | 0 | 0 | 0 | 0 | 0
DemandResponse | 0 | 0 | 0 | 0 | 0 | 0
IGCC-CCS | 0 | 0 | 0 | 0 | 0 | 0
WT_off | 0 | 0 | 0 | 0 | 0 | 0
PseudoUnit | 0 | 0 | 0 | 0 | 0 | 0
FixedInterchange | 0 | 0 | 0 | 0 | 0 | 0
Levelized Retrofit Capital Costs by Reporting Type: NP15
ReportingType | 2015 | 2020 | 2025 | 2030 | 2035 | 2040
BM | 0 | 0 | 0 | 0 | 0 | 0
CC | 0 | 0 | 0 | 0 | 0 | 0
CSP | 0 | 0 | 0 | 0 | 0 | 0
CT | 0 | 0 | 0 | 0 | 0 | 0
Coal | 0 | 0 | 0 | 0 | 0 | 0
Geo | 0 | 0 | 0 | 0 | 0 | 0
H | 0 | 0 | 0 | 0 | 0 | 0
LFG | 0 | 0 | 0 | 0 | 0 | 0
Nuc | 0 | 0 | 0 | 0 | 0 | 0
PS | 0 | 0 | 0 | 0 | 0 | 0
PV | 0 | 0 | 0 | 0 | 0 | 0
PeakG | 0 | 0 | 0 | 0 | 0 | 0
PeakO | 0 | 0 | 0 | 0 | 0 | 0
ST | 0 | 0 | 0 | 0 | 0 | 0
STOG | 0 | 0 | 0 | 0 | 0 | 0
STWD | 0 | 0 | 0 | 0 | 0 | 0
WT | 0 | 0 | 0 | 0 | 0 | 0
IGCC | 0 | 0 | 0 | 0 | 0 | 0
DemandResponse | 0 | 0 | 0 | 0 | 0 | 0
IGCC-CCS | 0 | 0 | 0 | 0 | 0 | 0
WT_off | 0 | 0 | 0 | 0 | 0 | 0
PseudoUnit | 0 | 0 | 0 | 0 | 0 | 0
FixedInterchange | 0 | 0 | 0 | 0 | 0 | 0
Levelized Retrofit Capital Costs by Reporting Type: NWPP_Coal
ReportingType | 2015 | 2020 | 2025 | 2030 | 2035 | 2040
BM | 0 | 0 | 0 | 0 | 0 | 0
CC | 0 | 0 | 0 | 0 | 0 | 0
CSP | 0 | 0 | 0 | 0 | 0 | 0
CT | 0 | 0 | 0 | 0 | 0 | 0
Coal | 0 | 173.87 | 173.87 | 0 | 0 | 0
Geo | 0 | 0 | 0 | 0 | 0 | 0
H | 0 | 0 | 0 | 0 | 0 | 0
LFG | 0 | 0 | 0 | 0 | 0 | 0
Nuc | 0 | 0 | 0 | 0 | 0 | 0
PS | 0 | 0 | 0 | 0 | 0 | 0
PV | 0 | 0 | 0 | 0 | 0 | 0
PeakG | 0 | 0 | 0 | 0 | 0 | 0
PeakO | 0 | 0 | 0 | 0 | 0 | 0
ST | 0 | 0 | 0 | 0 | 0 | 0
STOG | 0 | 0 | 0 | 0 | 0 | 0
STWD | 0 | 0 | 0 | 0 | 0 | 0
WT | 0 | 0 | 0 | 0 | 0 | 0
IGCC | 0 | 0 | 0 | 0 | 0 | 0
DemandResponse | 0 | 0 | 0 | 0 | 0 | 0
IGCC-CCS | 0 | 0 | 0 | 0 | 0 | 0
WT_off | 0 | 0 | 0 | 0 | 0 | 0
PseudoUnit | 0 | 0 | 0 | 0 | 0 | 0
FixedInterchange | 0 | 0 | 0 | 0 | 0 | 0
Levelized Retrofit Capital Costs by Reporting Type: NWPP_Gas
ReportingType | 2015 | 2020 | 2025 | 2030 | 2035 | 2040
BM | 0 | 0 | 0 | 0 | 0 | 0
CC | 0 | 0 | 0 | 0 | 0 | 0
CSP | 0 | 0 | 0 | 0 | 0 | 0
CT | 0 | 0 | 0 | 0 | 0 | 0
Coal | 0 | 0 | 0 | 0 | 0 | 0
Geo | 0 | 0 | 0 | 0 | 0 | 0
H | 0 | 0 | 0 | 0 | 0 | 0
LFG | 0 | 0 | 0 | 0 | 0 | 0
Nuc | 0 | 0 | 0 | 0 | 0 | 0
PS | 0 | 0 | 0 | 0 | 0 | 0
PV | 0 | 0 | 0 | 0 | 0 | 0
PeakG | 0 | 0 | 0 | 0 | 0 | 0
PeakO | 0 | 0 | 0 | 0 | 0 | 0
ST | 0 | 0 | 0 | 0 | 0 | 0
STOG | 0 | 0 | 0 | 0 | 0 | 0
STWD | 0 | 0 | 0 | 0 | 0 | 0
WT | 0 | 0 | 0 | 0 | 0 | 0
IGCC | 0 | 0 | 0 | 0 | 0 | 0
DemandResponse | 0 | 0 | 0 | 0 | 0 | 0
IGCC-CCS | 0 | 0 | 0 | 0 | 0 | 0
WT_off | 0 | 0 | 0 | 0 | 0 | 0
PseudoUnit | 0 | 0 | 0 | 0 | 0 | 0
FixedInterchange | 0 | 0 | 0 | 0 | 0 | 0
Levelized Retrofit Capital Costs by Reporting Type: NWPP_NucRenew
ReportingType | 2015 | 2020 | 2025 | 2030 | 2035 | 2040
BM | 0 | 0 | 0 | 0 | 0 | 0
CC | 0 | 0 | 0 | 0 | 0 | 0
CSP | 0 | 0 | 0 | 0 | 0 | 0
CT | 0 | 0 | 0 | 0 | 0 | 0
Coal | 0 | 0 | 0 | 0 | 0 | 0
Geo | 0 | 0 | 0 | 0 | 0 | 0
H | 0 | 0 | 0 | 0 | 0 | 0
LFG | 0 | 0 | 0 | 0 | 0 | 0
Nuc | 0 | 0 | 0 | 0 | 0 | 0
PS | 0 | 0 | 0 | 0 | 0 | 0
PV | 0 | 0 | 0 | 0 | 0 | 0
PeakG | 0 | 0 | 0 | 0 | 0 | 0
PeakO | 0 | 0 | 0 | 0 | 0 | 0
ST | 0 | 0 | 0 | 0 | 0 | 0
STOG | 0 | 0 | 0 | 0 | 0 | 0
STWD | 0 | 0 | 0 | 0 | 0 | 0
WT | 0 | 0 | 0 | 0 | 0 | 0
IGCC | 0 | 0 | 0 | 0 | 0 | 0
DemandResponse | 0 | 0 | 0 | 0 | 0 | 0
IGCC-CCS | 0 | 0 | 0 | 0 | 0 | 0
WT_off | 0 | 0 | 0 | 0 | 0 | 0
PseudoUnit | 0 | 0 | 0 | 0 | 0 | 0
FixedInterchange | 0 | 0 | 0 | 0 | 0 | 0
Levelized Retrofit Capital Costs by Reporting Type: RMPA
ReportingType | 2015 | 2020 | 2025 | 2030 | 2035 | 2040
BM | 0 | 0 | 0 | 0 | 0 | 0
CC | 0 | 0 | 0 | 0 | 0 | 0
CSP | 0 | 0 | 0 | 0 | 0 | 0
CT | 0 | 0 | 0 | 0 | 0 | 0
Coal | 29.11 | 91.18 | 91.18 | 0 | 0 | 0
Geo | 0 | 0 | 0 | 0 | 0 | 0
H | 0 | 0 | 0 | 0 | 0 | 0
LFG | 0 | 0 | 0 | 0 | 0 | 0
Nuc | 0 | 0 | 0 | 0 | 0 | 0
PS | 0 | 0 | 0 | 0 | 0 | 0
PV | 0 | 0 | 0 | 0 | 0 | 0
PeakG | 0 | 0 | 0 | 0 | 0 | 0
PeakO | 0 | 0 | 0 | 0 | 0 | 0
ST | 0 | 0 | 0 | 0 | 0 | 0
STOG | 0 | 0 | 0 | 0 | 0 | 0
STWD | 0 | 0 | 0 | 0 | 0 | 0
WT | 0 | 0 | 0 | 0 | 0 | 0
IGCC | 0 | 0 | 0 | 0 | 0 | 0
DemandResponse | 0 | 0 | 0 | 0 | 0 | 0
IGCC-CCS | 0 | 0 | 0 | 0 | 0 | 0
WT_off | 0 | 0 | 0 | 0 | 0 | 0
PseudoUnit | 0 | 0 | 0 | 0 | 0 | 0
FixedInterchange | 0 | 0 | 0 | 0 | 0 | 0
Levelized Retrofit Capital Costs by Reporting Type: SP15
ReportingType | 2015 | 2020 | 2025 | 2030 | 2035 | 2040
BM | 0 | 0 | 0 | 0 | 0 | 0
CC | 0 | 0 | 0 | 0 | 0 | 0
CSP | 0 | 0 | 0 | 0 | 0 | 0
CT | 0 | 0 | 0 | 0 | 0 | 0
Coal | 0 | 2.92 | 2.92 | 0 | 0 | 0
Geo | 0 | 0 | 0 | 0 | 0 | 0
H | 0 | 0 | 0 | 0 | 0 | 0
LFG | 0 | 0 | 0 | 0 | 0 | 0
Nuc | 0 | 0 | 0 | 0 | 0 | 0
PS | 0 | 0 | 0 | 0 | 0 | 0
PV | 0 | 0 | 0 | 0 | 0 | 0
PeakG | 0 | 0 | 0 | 0 | 0 | 0
PeakO | 0 | 0 | 0 | 0 | 0 | 0
ST | 0 | 0 | 0 | 0 | 0 | 0
STOG | 0 | 0 | 0 | 0 | 0 | 0
STWD | 0 | 0 | 0 | 0 | 0 | 0
WT | 0 | 0 | 0 | 0 | 0 | 0
IGCC | 0 | 0 | 0 | 0 | 0 | 0
DemandResponse | 0 | 0 | 0 | 0 | 0 | 0
IGCC-CCS | 0 | 0 | 0 | 0 | 0 | 0
WT_off | 0 | 0 | 0 | 0 | 0 | 0
PseudoUnit | 0 | 0 | 0 | 0 | 0 | 0
FixedInterchange | 0 | 0 | 0 | 0 | 0 | 0
Levelized Retrofit Capital Costs by Reporting Type: ALB
ReportingType | 2015 | 2020 | 2025 | 2030 | 2035 | 2040
BM | 0 | 0 | 0 | 0 | 0 | 0
CC | 0 | 0 | 0 | 0 | 0 | 0
CSP | 0 | 0 | 0 | 0 | 0 | 0
CT | 0 | 0 | 0 | 0 | 0 | 0
Coal | 0 | 0 | 0 | 0 | 0 | 0
Geo | 0 | 0 | 0 | 0 | 0 | 0
H | 0 | 0 | 0 | 0 | 0 | 0
LFG | 0 | 0 | 0 | 0 | 0 | 0
Nuc | 0 | 0 | 0 | 0 | 0 | 0
PS | 0 | 0 | 0 | 0 | 0 | 0
PV | 0 | 0 | 0 | 0 | 0 | 0
PeakG | 0 | 0 | 0 | 0 | 0 | 0
PeakO | 0 | 0 | 0 | 0 | 0 | 0
ST | 0 | 0 | 0 | 0 | 0 | 0
STOG | 0 | 0 | 0 | 0 | 0 | 0
STWD | 0 | 0 | 0 | 0 | 0 | 0
WT | 0 | 0 | 0 | 0 | 0 | 0
IGCC | 0 | 0 | 0 | 0 | 0 | 0
DemandResponse | 0 | 0 | 0 | 0 | 0 | 0
IGCC-CCS | 0 | 0 | 0 | 0 | 0 | 0
WT_off | 0 | 0 | 0 | 0 | 0 | 0
PseudoUnit | 0 | 0 | 0 | 0 | 0 | 0
FixedInterchange | 0 | 0 | 0 | 0 | 0 | 0
Levelized Retrofit Capital Costs by Reporting Type: BC
ReportingType | 2015 | 2020 | 2025 | 2030 | 2035 | 2040
BM | 0 | 0 | 0 | 0 | 0 | 0
CC | 0 | 0 | 0 | 0 | 0 | 0
CSP | 0 | 0 | 0 | 0 | 0 | 0
CT | 0 | 0 | 0 | 0 | 0 | 0
Coal | 0 | 0 | 0 | 0 | 0 | 0
Geo | 0 | 0 | 0 | 0 | 0 | 0
H | 0 | 0 | 0 | 0 | 0 | 0
LFG | 0 | 0 | 0 | 0 | 0 | 0
Nuc | 0 | 0 | 0 | 0 | 0 | 0
PS | 0 | 0 | 0 | 0 | 0 | 0
PV | 0 | 0 | 0 | 0 | 0 | 0
PeakG | 0 | 0 | 0 | 0 | 0 | 0
PeakO | 0 | 0 | 0 | 0 | 0 | 0
ST | 0 | 0 | 0 | 0 | 0 | 0
STOG | 0 | 0 | 0 | 0 | 0 | 0
STWD | 0 | 0 | 0 | 0 | 0 | 0
WT | 0 | 0 | 0 | 0 | 0 | 0
IGCC | 0 | 0 | 0 | 0 | 0 | 0
DemandResponse | 0 | 0 | 0 | 0 | 0 | 0
IGCC-CCS | 0 | 0 | 0 | 0 | 0 | 0
WT_off | 0 | 0 | 0 | 0 | 0 | 0
PseudoUnit | 0 | 0 | 0 | 0 | 0 | 0
FixedInterchange | 0 | 0 | 0 | 0 | 0 | 0
Levelized Retrofit Capital Costs by Reporting Type: HQ_IESO
ReportingType | 2015 | 2020 | 2025 | 2030 | 2035 | 2040
BM | 0 | 0 | 0 | 0 | 0 | 0
CC | 0 | 0 | 0 | 0 | 0 | 0
CSP | 0 | 0 | 0 | 0 | 0 | 0
CT | 0 | 0 | 0 | 0 | 0 | 0
Coal | 0 | 0 | 0 | 0 | 0 | 0
Geo | 0 | 0 | 0 | 0 | 0 | 0
H | 0 | 0 | 0 | 0 | 0 | 0
LFG | 0 | 0 | 0 | 0 | 0 | 0
Nuc | 0 | 0 | 0 | 0 | 0 | 0
PS | 0 | 0 | 0 | 0 | 0 | 0
PV | 0 | 0 | 0 | 0 | 0 | 0
PeakG | 0 | 0 | 0 | 0 | 0 | 0
PeakO | 0 | 0 | 0 | 0 | 0 | 0
ST | 0 | 0 | 0 | 0 | 0 | 0
STOG | 0 | 0 | 0 | 0 | 0 | 0
STWD | 0 | 0 | 0 | 0 | 0 | 0
WT | 0 | 0 | 0 | 0 | 0 | 0
IGCC | 0 | 0 | 0 | 0 | 0 | 0
DemandResponse | 0 | 0 | 0 | 0 | 0 | 0
IGCC-CCS | 0 | 0 | 0 | 0 | 0 | 0
WT_off | 0 | 0 | 0 | 0 | 0 | 0
PseudoUnit | 0 | 0 | 0 | 0 | 0 | 0
FixedInterchange | 0 | 0 | 0 | 0 | 0 | 0
Levelized Retrofit Capital Costs by Reporting Type: HQ_NEISO
ReportingType | 2015 | 2020 | 2025 | 2030 | 2035 | 2040
BM | 0 | 0 | 0 | 0 | 0 | 0
CC | 0 | 0 | 0 | 0 | 0 | 0
CSP | 0 | 0 | 0 | 0 | 0 | 0
CT | 0 | 0 | 0 | 0 | 0 | 0
Coal | 0 | 0 | 0 | 0 | 0 | 0
Geo | 0 | 0 | 0 | 0 | 0 | 0
H | 0 | 0 | 0 | 0 | 0 | 0
LFG | 0 | 0 | 0 | 0 | 0 | 0
Nuc | 0 | 0 | 0 | 0 | 0 | 0
PS | 0 | 0 | 0 | 0 | 0 | 0
PV | 0 | 0 | 0 | 0 | 0 | 0
PeakG | 0 | 0 | 0 | 0 | 0 | 0
PeakO | 0 | 0 | 0 | 0 | 0 | 0
ST | 0 | 0 | 0 | 0 | 0 | 0
STOG | 0 | 0 | 0 | 0 | 0 | 0
STWD | 0 | 0 | 0 | 0 | 0 | 0
WT | 0 | 0 | 0 | 0 | 0 | 0
IGCC | 0 | 0 | 0 | 0 | 0 | 0
DemandResponse | 0 | 0 | 0 | 0 | 0 | 0
IGCC-CCS | 0 | 0 | 0 | 0 | 0 | 0
WT_off | 0 | 0 | 0 | 0 | 0 | 0
PseudoUnit | 0 | 0 | 0 | 0 | 0 | 0
FixedInterchange | 0 | 0 | 0 | 0 | 0 | 0
Levelized Retrofit Capital Costs by Reporting Type: HQ_NY
ReportingType | 2015 | 2020 | 2025 | 2030 | 2035 | 2040
BM | 0 | 0 | 0 | 0 | 0 | 0
CC | 0 | 0 | 0 | 0 | 0 | 0
CSP | 0 | 0 | 0 | 0 | 0 | 0
CT | 0 | 0 | 0 | 0 | 0 | 0
Coal | 0 | 0 | 0 | 0 | 0 | 0
Geo | 0 | 0 | 0 | 0 | 0 | 0
H | 0 | 0 | 0 | 0 | 0 | 0
LFG | 0 | 0 | 0 | 0 | 0 | 0
Nuc | 0 | 0 | 0 | 0 | 0 | 0
PS | 0 | 0 | 0 | 0 | 0 | 0
PV | 0 | 0 | 0 | 0 | 0 | 0
PeakG | 0 | 0 | 0 | 0 | 0 | 0
PeakO | 0 | 0 | 0 | 0 | 0 | 0
ST | 0 | 0 | 0 | 0 | 0 | 0
STOG | 0 | 0 | 0 | 0 | 0 | 0
STWD | 0 | 0 | 0 | 0 | 0 | 0
WT | 0 | 0 | 0 | 0 | 0 | 0
IGCC | 0 | 0 | 0 | 0 | 0 | 0
DemandResponse | 0 | 0 | 0 | 0 | 0 | 0
IGCC-CCS | 0 | 0 | 0 | 0 | 0 | 0
WT_off | 0 | 0 | 0 | 0 | 0 | 0
PseudoUnit | 0 | 0 | 0 | 0 | 0 | 0
FixedInterchange | 0 | 0 | 0 | 0 | 0 | 0
Levelized Retrofit Capital Costs by Reporting Type: MARITIMES
ReportingType | 2015 | 2020 | 2025 | 2030 | 2035 | 2040
BM | 0 | 0 | 0 | 0 | 0 | 0
CC | 0 | 0 | 0 | 0 | 0 | 0
CSP | 0 | 0 | 0 | 0 | 0 | 0
CT | 0 | 0 | 0 | 0 | 0 | 0
Coal | 0 | 0 | 0 | 0 | 0 | 0
Geo | 0 | 0 | 0 | 0 | 0 | 0
H | 0 | 0 | 0 | 0 | 0 | 0
LFG | 0 | 0 | 0 | 0 | 0 | 0
Nuc | 0 | 0 | 0 | 0 | 0 | 0
PS | 0 | 0 | 0 | 0 | 0 | 0
PV | 0 | 0 | 0 | 0 | 0 | 0
PeakG | 0 | 0 | 0 | 0 | 0 | 0
PeakO | 0 | 0 | 0 | 0 | 0 | 0
ST | 0 | 0 | 0 | 0 | 0 | 0
STOG | 0 | 0 | 0 | 0 | 0 | 0
STWD | 0 | 0 | 0 | 0 | 0 | 0
WT | 0 | 0 | 0 | 0 | 0 | 0
IGCC | 0 | 0 | 0 | 0 | 0 | 0
DemandResponse | 0 | 0 | 0 | 0 | 0 | 0
IGCC-CCS | 0 | 0 | 0 | 0 | 0 | 0
WT_off | 0 | 0 | 0 | 0 | 0 | 0
PseudoUnit | 0 | 0 | 0 | 0 | 0 | 0
FixedInterchange | 0 | 0 | 0 | 0 | 0 | 0
Levelized Retrofit Capital Costs by Reporting Type: All
ReportingType | 2015 | 2020 | 2025 | 2030 | 2035 | 2040
BM | 0 | 0 | 0 | 0 | 0 | 0
CC | 0 | 0 | 0 | 0 | 0 | 0
CSP | 0 | 0 | 0 | 0 | 0 | 0
CT | 0 | 0 | 0 | 0 | 0 | 0
Coal | 1184.42 | 5531.61 | 4697.93 | 0 | 0 | 0
Geo | 0 | 0 | 0 | 0 | 0 | 0
H | 0 | 0 | 0 | 0 | 0 | 0
LFG | 0 | 0 | 0 | 0 | 0 | 0
Nuc | 0 | 0 | 0 | 0 | 0 | 0
PS | 0 | 0 | 0 | 0 | 0 | 0
PV | 0 | 0 | 0 | 0 | 0 | 0
PeakG | 0 | 0 | 0 | 0 | 0 | 0
PeakO | 0 | 0 | 0 | 0 | 0 | 0
ST | 0 | 0 | 0 | 0 | 0 | 0
STOG | 0 | 0 | 0 | 0 | 0 | 0
STWD | 0 | 0 | 0 | 0 | 0 | 0
WT | 0 | 0 | 0 | 0 | 0 | 0
IGCC | 0 | 0 | 0 | 0 | 0 | 0
DemandResponse | 0 | 0 | 0 | 0 | 0 | 0
IGCC-CCS | 0 | 0 | 0 | 0 | 0 | 0
WT_off | 0 | 0 | 0 | 0 | 0 | 0
PseudoUnit | 0 | 0 | 0 | 0 | 0 | 0
FixedInterchange | 0 | 0 | 0 | 0 | 0 | 0
Levelized Retrofit Capital Costs by Reporting Type: EI_US
ReportingType | 2015 | 2020 | 2025 | 2030 | 2035 | 2040
BM | 0 | 0 | 0 | 0 | 0 | 0
CC | 0 | 0 | 0 | 0 | 0 | 0
CSP | 0 | 0 | 0 | 0 | 0 | 0
CT | 0 | 0 | 0 | 0 | 0 | 0
Coal | 1023.13 | 4869.88 | 4069.13 | 0 | 0 | 0
Geo | 0 | 0 | 0 | 0 | 0 | 0
H | 0 | 0 | 0 | 0 | 0 | 0
LFG | 0 | 0 | 0 | 0 | 0 | 0
Nuc | 0 | 0 | 0 | 0 | 0 | 0
PS | 0 | 0 | 0 | 0 | 0 | 0
PV | 0 | 0 | 0 | 0 | 0 | 0
PeakG | 0 | 0 | 0 | 0 | 0 | 0
PeakO | 0 | 0 | 0 | 0 | 0 | 0
ST | 0 | 0 | 0 | 0 | 0 | 0
STOG | 0 | 0 | 0 | 0 | 0 | 0
STWD | 0 | 0 | 0 | 0 | 0 | 0
WT | 0 | 0 | 0 | 0 | 0 | 0
IGCC | 0 | 0 | 0 | 0 | 0 | 0
DemandResponse | 0 | 0 | 0 | 0 | 0 | 0
IGCC-CCS | 0 | 0 | 0 | 0 | 0 | 0
WT_off | 0 | 0 | 0 | 0 | 0 | 0
PseudoUnit | 0 | 0 | 0 | 0 | 0 | 0
FixedInterchange | 0 | 0 | 0 | 0 | 0 | 0
Levelized Retrofit Capital Costs by Reporting Type: EI_Canada
ReportingType | 2015 | 2020 | 2025 | 2030 | 2035 | 2040
BM | 0 | 0 | 0 | 0 | 0 | 0
CC | 0 | 0 | 0 | 0 | 0 | 0
CSP | 0 | 0 | 0 | 0 | 0 | 0
CT | 0 | 0 | 0 | 0 | 0 | 0
Coal | 0 | 0 | 0 | 0 | 0 | 0
Geo | 0 | 0 | 0 | 0 | 0 | 0
H | 0 | 0 | 0 | 0 | 0 | 0
LFG | 0 | 0 | 0 | 0 | 0 | 0
Nuc | 0 | 0 | 0 | 0 | 0 | 0
PS | 0 | 0 | 0 | 0 | 0 | 0
PV | 0 | 0 | 0 | 0 | 0 | 0
PeakG | 0 | 0 | 0 | 0 | 0 | 0
PeakO | 0 | 0 | 0 | 0 | 0 | 0
ST | 0 | 0 | 0 | 0 | 0 | 0
STOG | 0 | 0 | 0 | 0 | 0 | 0
STWD | 0 | 0 | 0 | 0 | 0 | 0
WT | 0 | 0 | 0 | 0 | 0 | 0
IGCC | 0 | 0 | 0 | 0 | 0 | 0
DemandResponse | 0 | 0 | 0 | 0 | 0 | 0
IGCC-CCS | 0 | 0 | 0 | 0 | 0 | 0
WT_off | 0 | 0 | 0 | 0 | 0 | 0
PseudoUnit | 0 | 0 | 0 | 0 | 0 | 0
FixedInterchange | 0 | 0 | 0 | 0 | 0 | 0
Levelized Retrofit Capital Costs by Reporting Type: EI
ReportingType | 2015 | 2020 | 2025 | 2030 | 2035 | 2040
BM | 0 | 0 | 0 | 0 | 0 | 0
CC | 0 | 0 | 0 | 0 | 0 | 0
CSP | 0 | 0 | 0 | 0 | 0 | 0
CT | 0 | 0 | 0 | 0 | 0 | 0
Coal | 1023.13 | 4869.88 | 4069.13 | 0 | 0 | 0
Geo | 0 | 0 | 0 | 0 | 0 | 0
H | 0 | 0 | 0 | 0 | 0 | 0
LFG | 0 | 0 | 0 | 0 | 0 | 0
Nuc | 0 | 0 | 0 | 0 | 0 | 0
PS | 0 | 0 | 0 | 0 | 0 | 0
PV | 0 | 0 | 0 | 0 | 0 | 0
PeakG | 0 | 0 | 0 | 0 | 0 | 0
PeakO | 0 | 0 | 0 | 0 | 0 | 0
ST | 0 | 0 | 0 | 0 | 0 | 0
STOG | 0 | 0 | 0 | 0 | 0 | 0
STWD | 0 | 0 | 0 | 0 | 0 | 0
WT | 0 | 0 | 0 | 0 | 0 | 0
IGCC | 0 | 0 | 0 | 0 | 0 | 0
DemandResponse | 0 | 0 | 0 | 0 | 0 | 0
IGCC-CCS | 0 | 0 | 0 | 0 | 0 | 0
WT_off | 0 | 0 | 0 | 0 | 0 | 0
PseudoUnit | 0 | 0 | 0 | 0 | 0 | 0
FixedInterchange | 0 | 0 | 0 | 0 | 0 | 0
Levelized Retrofit Capital Costs by Reporting Type: Outside_EI
ReportingType | 2015 | 2020 | 2025 | 2030 | 2035 | 2040
BM | 0 | 0 | 0 | 0 | 0 | 0
CC | 0 | 0 | 0 | 0 | 0 | 0
CSP | 0 | 0 | 0 | 0 | 0 | 0
CT | 0 | 0 | 0 | 0 | 0 | 0
Coal | 161.28 | 661.73 | 628.8 | 0 | 0 | 0
Geo | 0 | 0 | 0 | 0 | 0 | 0
H | 0 | 0 | 0 | 0 | 0 | 0
LFG | 0 | 0 | 0 | 0 | 0 | 0
Nuc | 0 | 0 | 0 | 0 | 0 | 0
PS | 0 | 0 | 0 | 0 | 0 | 0
PV | 0 | 0 | 0 | 0 | 0 | 0
PeakG | 0 | 0 | 0 | 0 | 0 | 0
PeakO | 0 | 0 | 0 | 0 | 0 | 0
ST | 0 | 0 | 0 | 0 | 0 | 0
STOG | 0 | 0 | 0 | 0 | 0 | 0
STWD | 0 | 0 | 0 | 0 | 0 | 0
WT | 0 | 0 | 0 | 0 | 0 | 0
IGCC | 0 | 0 | 0 | 0 | 0 | 0
DemandResponse | 0 | 0 | 0 | 0 | 0 | 0
IGCC-CCS | 0 | 0 | 0 | 0 | 0 | 0
WT_off | 0 | 0 | 0 | 0 | 0 | 0
PseudoUnit | 0 | 0 | 0 | 0 | 0 | 0
FixedInterchange | 0 | 0 | 0 | 0 | 0 | 0
#14 | 0.26: Total Costs ($million)
Total Costs by Reporting Type: Entergy
ReportingType | 2015 | 2020 | 2025 | 2030 | 2035 | 2040
BM | 0 | 0 | 0 | 0 | 0 | 0
CC | 2866.61 | 4155.71 | 3970.36 | 4276.01 | 4819.32 | 4995.49
CSP | 0 | 0 | 0 | 0 | 0 | 0
CT | 0 | 0 | 0 | 0 | 0 | 0
Coal | 2408.94 | 2696.64 | 3126.23 | 2922.61 | 3196.55 | 4433.23
Geo | 0 | 0 | 0 | 0 | 0 | 0
H | 10.6 | 10.6 | 10.6 | 10.6 | 10.6 | 10.6
LFG | 0.97 | 0.97 | 0.97 | 28.42 | 28.42 | 28.42
Nuc | 1262.64 | 1285.77 | 1294.03 | 1301.93 | 1099.75 | 1464.17
PS | 1.4 | 1.4 | 1.4 | 1.4 | 1.4 | 1.4
PV | 0.09 | 18.54 | 27.78 | 28.62 | 29.48 | 13.1
PeakG | 47.54 | 70.28 | 51.57 | 65.39 | 68.74 | 68.71
PeakO | 4.42 | 5.87 | 5.08 | 5.22 | 5.22 | 5.22
ST | 0 | 0 | 0 | 0 | 0 | 0
STOG | 252.82 | 300.54 | 261.46 | 268.42 | 277.13 | 290.42
STWD | 6.6 | 8.26 | 6.73 | 6.73 | 7.28 | 13.42
WT | 3.67 | 3.67 | 3.67 | 3.67 | 3.67 | 3.67
IGCC | 0 | 0 | 0 | 0 | 0 | 0
DemandResponse | 0 | 0 | 0 | 0 | 0 | 0
IGCC-CCS | 0 | 0 | 0 | 0 | 0 | 0
WT_off | 0 | 0 | 0 | 0 | 0 | 0
PseudoUnit | 0 | 0 | 0 | 0 | 0 | 0
FixedInterchange | 0 | 0 | 0 | 0 | 0 | 0
Total Costs by Reporting Type: FRCC
ReportingType | 2015 | 2020 | 2025 | 2030 | 2035 | 2040
BM | 0 | 0 | 0 | 0 | 0 | 0
CC | 7391.37 | 9614.12 | 10990.26 | 12924.04 | 16467.02 | 20256.34
CSP | 0 | 0 | 0 | 0 | 0 | 0
CT | 272.41 | 288.99 | 296.32 | 297.29 | 97.99 | 92.09
Coal | 2881.08 | 2815.43 | 3240.2 | 3176.49 | 3287.59 | 3392.77
Geo | 0 | 0 | 0 | 0 | 0 | 0
H | 0.78 | 0.78 | 0.78 | 0.78 | 0.78 | 0.78
LFG | 58.68 | 58.68 | 109.93 | 109.93 | 109.93 | 109.93
Nuc | 960.37 | 1000.19 | 984.15 | 990.13 | 1182.7 | 448.91
PS | 0 | 0 | 0 | 0 | 0 | 0
PV | 0.75 | 0.75 | 0.75 | 0.75 | 0.75 | 0.75
PeakG | 181.36 | 252.72 | 216.08 | 247.95 | 242.15 | 235.33
PeakO | 64.61 | 83.43 | 68.43 | 68.43 | 68.43 | 68.43
ST | 0 | 0 | 0 | 0 | 0 | 0
STOG | 407.14 | 422.66 | 388.09 | 395.95 | 398.86 | 337.6
STWD | 6.25 | 13.86 | 16.42 | 16.42 | 18.36 | 21.77
WT | 0 | 0 | 0 | 0 | 0 | 0
IGCC | 0 | 0 | 0 | 0 | 0 | 0
DemandResponse | 0 | 0 | 0 | 0 | 0 | 0
IGCC-CCS | 0 | 0 | 0 | 0 | 0 | 0
WT_off | 0 | 0 | 0 | 0 | 0 | 0
PseudoUnit | 0 | 0 | 0 | 0 | 0 | 0
FixedInterchange | 0 | 0 | 0 | 0 | 0 | 0
Total Costs by Reporting Type: MAPP_US
ReportingType | 2015 | 2020 | 2025 | 2030 | 2035 | 2040
BM | 0 | 0 | 0 | 0 | 0 | 0
CC | 15.32 | 20.62 | 17.44 | 17.99 | 19.82 | 22.08
CSP | 0 | 0 | 0 | 0 | 0 | 0
CT | 27.96 | 27.96 | 27.96 | 33.77 | 8.58 | 8.58
Coal | 681.21 | 773.14 | 754.08 | 737.93 | 931.64 | 1094.9
Geo | 3.95 | 3.95 | 3.95 | 3.95 | 3.95 | 3.95
H | 31.14 | 31.14 | 31.14 | 31.14 | 31.14 | 31.14
LFG | 0.24 | 0.24 | 0.24 | 18.42 | 18.42 | 18.42
Nuc | 0.01 | 0.01 | 0.01 | 0.01 | 0.01 | 0.01
PS | 0 | 0 | 0 | 0 | 0 | 0
PV | 0 | 0 | 0 | 0 | 0 | 0
PeakG | 13.56 | 23.04 | 19.38 | 25.08 | 27.56 | 22.78
PeakO | 2.27 | 3.74 | 3 | 3 | 3 | 3
ST | 0 | 0 | 0 | 0 | 0 | 0
STOG | 0 | 0 | 0 | 0 | 0 | 0
STWD | 0 | 0 | 0 | 0 | 0 | 0
WT | 122.89 | 122.89 | 122.89 | 231.04 | 207.67 | 225.02
IGCC | 0 | 0 | 0 | 0 | 0 | 0
DemandResponse | 0 | 0 | 0 | 0 | 0 | 0
IGCC-CCS | 0 | 0 | 0 | 0 | 0 | 0
WT_off | 0 | 0 | 0 | 0 | 0 | 0
PseudoUnit | 0 | 0 | 0 | 0 | 0 | 0
FixedInterchange | 0 | 0 | 0 | 0 | 0 | 0
Total Costs by Reporting Type: MISO_IN
ReportingType | 2015 | 2020 | 2025 | 2030 | 2035 | 2040
BM | 0 | 0 | 0 | 0 | 0 | 0
CC | 190.71 | 441.49 | 354.02 | 616.52 | 1587.59 | 1992.43
CSP | 0 | 0 | 0 | 0 | 0 | 0
CT | 0 | 0 | 0 | 0 | 0 | 0
Coal | 3563.45 | 4158.77 | 4313.51 | 4478.59 | 4897.96 | 5197.67
Geo | 0 | 0 | 0 | 0 | 0 | 0
H | 1.07 | 1.07 | 1.07 | 1.07 | 1.07 | 1.07
LFG | 4.47 | 4.47 | 25.64 | 25.64 | 25.64 | 25.64
Nuc | 0.01 | 0.01 | 0.01 | 0.01 | 0.01 | 0.01
PS | 0 | 0 | 0 | 0 | 0 | 0
PV | 0 | 72.75 | 115 | 118.56 | 122.23 | 57.31
PeakG | 53.19 | 78.59 | 56.12 | 75.38 | 75.6 | 81.93
PeakO | 10.59 | 13.5 | 10.82 | 10.82 | 10.82 | 10.82
ST | 0 | 0 | 0 | 0 | 0 | 0
STOG | 15.17 | 17.66 | 19.39 | 16.31 | 16.76 | 21.84
STWD | 0 | 0 | 0 | 0 | 0 | 0
WT | 18.33 | 18.33 | 18.33 | 18.33 | 18.33 | 18.33
IGCC | 367.12 | 367.36 | 368.46 | 374.19 | 379.14 | 383.08
DemandResponse | 0 | 0 | 0 | 0 | 0 | 0
IGCC-CCS | 0 | 0 | 0 | 0 | 0 | 0
WT_off | 0 | 0 | 0 | 0 | 0 | 0
PseudoUnit | 0 | 0 | 0 | 0 | 0 | 0
FixedInterchange | 0 | 0 | 0 | 0 | 0 | 0
Total Costs by Reporting Type: MISO_MI
ReportingType | 2015 | 2020 | 2025 | 2030 | 2035 | 2040
BM | 0 | 0 | 0 | 0 | 0 | 0
CC | 621.01 | 713.32 | 687.32 | 598.27 | 563.62 | 582.75
CSP | 0 | 0 | 0 | 0 | 0 | 0
CT | 0 | 0 | 0 | 0 | 0 | 0
Coal | 2268.92 | 2638.64 | 2660.77 | 2544.63 | 2692.27 | 2767.57
Geo | 0 | 0 | 0 | 0 | 0 | 0
H | 2.01 | 2.01 | 2.01 | 2.01 | 2.01 | 2.01
LFG | 19.68 | 60.69 | 63.99 | 63.99 | 63.99 | 41.01
Nuc | 449.71 | 452.56 | 461.47 | 464.43 | 273.15 | 529.13
PS | 44.44 | 44.44 | 44.44 | 44.44 | 44.44 | 44.44
PV | 0 | 0 | 0 | 0 | 0 | 0
PeakG | 62.32 | 92.03 | 79.11 | 92.39 | 92.89 | 89.15
PeakO | 15.67 | 19.97 | 16.01 | 16.01 | 16.01 | 16.01
ST | 0 | 0 | 0 | 0 | 0 | 0
STOG | 141.33 | 178.6 | 162.59 | 164.31 | 170.5 | 186.81
STWD | 16.63 | 9.26 | 10.52 | 10.52 | 14.03 | 16.73
WT | 427.63 | 545.12 | 568.23 | 603.1 | 269.79 | 202.29
IGCC | 0 | 0 | 0 | 0 | 0 | 0
DemandResponse | 0 | 0 | 0 | 0 | 0 | 0
IGCC-CCS | 0 | 0 | 0 | 0 | 0 | 0
WT_off | 0 | 0 | 0 | 0 | 0 | 0
PseudoUnit | 0 | 0 | 0 | 0 | 0 | 0
FixedInterchange | 0 | 0 | 0 | 0 | 0 | 0
Total Costs by Reporting Type: MISO_MO-IL
ReportingType | 2015 | 2020 | 2025 | 2030 | 2035 | 2040
BM | 0 | 0 | 0 | 0 | 0 | 0
CC | 138.93 | 218.81 | 145.71 | 111.93 | 102.61 | 121.73
CSP | 0 | 0 | 0 | 0 | 0 | 0
CT | 0 | 0 | 0 | 0 | 0 | 0
Coal | 4318.22 | 4551.13 | 4784.95 | 4778.9 | 5217.31 | 5361.65
Geo | 0 | 0 | 0 | 0 | 0 | 0
H | 5.01 | 5.01 | 5.01 | 5.01 | 5.01 | 5.01
LFG | 2.17 | 2.17 | 63.18 | 63.18 | 63.18 | 63.18
Nuc | 493.74 | 512.79 | 521.93 | 524.97 | 524.97 | 524.97
PS | 10.45 | 10.45 | 10.45 | 10.45 | 10.45 | 10.45
PV | 0 | 0 | 0 | 0 | 0 | 0
PeakG | 85.96 | 131.52 | 109.87 | 133.47 | 147.21 | 166.91
PeakO | 21.48 | 28.65 | 22.96 | 22.96 | 22.96 | 22.96
ST | 0 | 0 | 0 | 0 | 0 | 0
STOG | 29.16 | 37.35 | 33.88 | 30.69 | 31.21 | 28.1
STWD | 0 | 0 | 0 | 0 | 0 | 0
WT | 72.49 | 72.49 | 72.49 | 72.49 | 415.11 | 722.1
IGCC | 0 | 0 | 0 | 0 | 0 | 0
DemandResponse | 0 | 0 | 0 | 0 | 0 | 0
IGCC-CCS | 0 | 0 | 0 | 0 | 0 | 0
WT_off | 0 | 0 | 0 | 0 | 0 | 0
PseudoUnit | 0 | 0 | 0 | 0 | 0 | 0
FixedInterchange | 0 | 0 | 0 | 0 | 0 | 0
Total Costs by Reporting Type: MISO_W
ReportingType | 2015 | 2020 | 2025 | 2030 | 2035 | 2040
BM | 0 | 0 | 0 | 0 | 0 | 0
CC | 459.11 | 487.24 | 356.2 | 290.53 | 249.11 | 306.36
CSP | 0 | 0 | 0 | 0 | 0 | 0
CT | 0 | 0 | 0 | 0 | 0 | 0
Coal | 2856.2 | 3234.59 | 3300.15 | 3033.51 | 3382.47 | 3646.67
Geo | 0 | 0 | 0 | 0 | 0 | 0
H | 7.08 | 7.08 | 7.08 | 7.08 | 7.08 | 7.08
LFG | 24.75 | 24.75 | 44.21 | 44.21 | 44.21 | 44.21
Nuc | 539.99 | 543.1 | 552.83 | 814.83 | 0.05 | 0.05
PS | 0 | 0 | 0 | 0 | 0 | 0
PV | 0 | 0 | 0 | 0 | 0 | 0
PeakG | 109.85 | 140 | 105.02 | 110.7 | 111.85 | 115.14
PeakO | 56.38 | 79.08 | 64.57 | 64.57 | 64.57 | 64.57
ST | 0 | 0 | 0 | 0 | 0 | 0
STOG | 9.06 | 9.42 | 8.01 | 7.77 | 7.78 | 7.68
STWD | 10.03 | 12.77 | 10.23 | 10.44 | 19.08 | 19.62
WT | 758.77 | 1257.62 | 1886.73 | 4419.98 | 5802.94 | 5376.58
IGCC | 0 | 0 | 0 | 0 | 0 | 0
DemandResponse | 0 | 0 | 0 | 0 | 0 | 0
IGCC-CCS | 0 | 0 | 0 | 0 | 0 | 0
WT_off | 0 | 0 | 0 | 0 | 0 | 0
PseudoUnit | 0 | 0 | 0 | 0 | 0 | 0
FixedInterchange | 0 | 0 | 0 | 0 | 0 | 0
Total Costs by Reporting Type: MISO_WUMS
ReportingType | 2015 | 2020 | 2025 | 2030 | 2035 | 2040
BM | 0 | 0 | 0 | 0 | 0 | 0
CC | 609.65 | 1424.81 | 1304.63 | 1143.55 | 1385.24 | 1507.94
CSP | 0 | 0 | 0 | 0 | 0 | 0
CT | 0 | 322.39 | 396.75 | 529.33 | 967.26 | 1059.41
Coal | 1634.77 | 1765.23 | 1776.28 | 1884.33 | 2189.3 | 2345.83
Geo | 0 | 0 | 0 | 0 | 0 | 0
H | 4.79 | 4.79 | 4.79 | 4.79 | 4.79 | 4.79
LFG | 8.57 | 8.57 | 66.88 | 66.88 | 66.88 | 66.88
Nuc | 419.03 | 444.73 | 429.21 | 737.97 | 0.05 | 0.05
PS | 0 | 0 | 0 | 0 | 0 | 0
PV | 0 | 0 | 0 | 0 | 0 | 0
PeakG | 57.18 | 81.74 | 65.08 | 77.65 | 77.65 | 77.65
PeakO | 13.52 | 17.78 | 14.69 | 14.69 | 14.69 | 14.69
ST | 0 | 0 | 0 | 0 | 0 | 0
STOG | 13.35 | 15.63 | 13.39 | 13.39 | 13.39 | 13.39
STWD | 3.37 | 4.21 | 3.43 | 3.43 | 3.43 | 7.07
WT | 211.05 | 211.05 | 211.05 | 211.05 | 51.83 | 51.83
IGCC | 0 | 0 | 0 | 0 | 0 | 0
DemandResponse | 0 | 0 | 0 | 0 | 0 | 0
IGCC-CCS | 0 | 0 | 0 | 0 | 0 | 0
WT_off | 0 | 0 | 0 | 0 | 0 | 0
PseudoUnit | 0 | 0 | 0 | 0 | 0 | 0
FixedInterchange | 0 | 0 | 0 | 0 | 0 | 0
Total Costs by Reporting Type: Nebraska
ReportingType | 2015 | 2020 | 2025 | 2030 | 2035 | 2040
BM | 0 | 0 | 0 | 0 | 0 | 0
CC | 34.39 | 35.81 | 31.31 | 29.42 | 33.07 | 29.17
CSP | 0 | 0 | 0 | 0 | 0 | 0
CT | 0 | 0 | 0 | 0 | 0 | 0
Coal | 914.13 | 1251.47 | 1261.29 | 1111.44 | 1982.27 | 2397.77
Geo | 0 | 0 | 0 | 0 | 0 | 0
H | 2.38 | 2.38 | 2.38 | 2.38 | 2.38 | 2.38
LFG | 0.72 | 0.72 | 0.72 | 19.32 | 19.32 | 19.32
Nuc | 289.1 | 306.81 | 296.14 | 364.84 | 0.11 | 0.11
PS | 0 | 0 | 0 | 0 | 0 | 0
PV | 0 | 0 | 0 | 0 | 0 | 0
PeakG | 25.93 | 41.84 | 37.88 | 40.02 | 33.44 | 32.16
PeakO | 9.57 | 12.19 | 9.77 | 9.77 | 9.77 | 9.77
ST | 0 | 0 | 0 | 0 | 0 | 0
STOG | 14.72 | 17.29 | 15.73 | 17.77 | 13.83 | 12.28
STWD | 0 | 0 | 0 | 0 | 0 | 0
WT | 43.13 | 43.13 | 43.13 | 36.13 | 10.54 | 10.54
IGCC | 0 | 0 | 0 | 0 | 0 | 0
DemandResponse | 0 | 0 | 0 | 0 | 0 | 0
IGCC-CCS | 0 | 0 | 0 | 0 | 0 | 0
WT_off | 0 | 0 | 0 | 0 | 0 | 0
PseudoUnit | 0 | 0 | 0 | 0 | 0 | 0
FixedInterchange | 0 | 0 | 0 | 0 | 0 | 0
Total Costs by Reporting Type: NEISO
ReportingType | 2015 | 2020 | 2025 | 2030 | 2035 | 2040
BM | 256.44 | 118.64 | 118.64 | 119.92 | 119.92 | 120.15
CC | 2221.14 | 1976.4 | 1996.53 | 2278.39 | 3028.28 | 3210.35
CSP | 0 | 0 | 0 | 0 | 0 | 0
CT | 32.41 | 32.88 | 32.92 | 31.58 | 65.44 | 165.89
Coal | 57.58 | 29.15 | 0 | 0 | 0 | 0
Geo | 0 | 0 | 0 | 0 | 0 | 0
H | 46.4 | 46.4 | 46.4 | 46.4 | 46.4 | 46.4
LFG | 77.96 | 77.96 | 96.78 | 96.78 | 89.06 | 89.06
Nuc | 1055.43 | 1120.79 | 1080.11 | 1086.32 | 784.86 | 1150.98
PS | 39.74 | 39.74 | 39.74 | 39.74 | 39.74 | 39.74
PV | 0.03 | 98.81 | 98.81 | 98.83 | 98.84 | 5.35
PeakG | 21.34 | 31.75 | 23 | 24.81 | 35.66 | 36.01
PeakO | 21.68 | 27.63 | 22.14 | 22.14 | 22.14 | 22.14
ST | 0 | 0 | 0 | 0 | 0 | 0
STOG | 0 | 0 | 0 | 0 | 0 | 0
STWD | 346.44 | 25.37 | 21.3 | 20.79 | 22.51 | 22.68
WT | 54.29 | 826.04 | 1003.22 | 1024.92 | 989.56 | 328.92
IGCC | 0 | 0 | 0 | 0 | 0 | 0
DemandResponse | 0 | 0 | 0 | 0 | 0 | 0
IGCC-CCS | 0 | 0 | 0 | 0 | 0 | 0
WT_off | 243.94 | 243.94 | 243.94 | 243.94 | 0 | 0
PseudoUnit | 0 | 0 | 0 | 0 | 0 | 0
FixedInterchange | 0 | 0 | 0 | 0 | 0 | 0
Total Costs by Reporting Type: NonRTO_Midwest
ReportingType | 2015 | 2020 | 2025 | 2030 | 2035 | 2040
BM | 0 | 0 | 0 | 0 | 0 | 0
CC | 0 | 163.19 | 150.15 | 195.18 | 277.07 | 384.63
CSP | 0 | 0 | 0 | 0 | 0 | 0
CT | 0 | 18.79 | 19.05 | 34.04 | 30.14 | 29.55
Coal | 2845.94 | 3165.25 | 3092.33 | 3164.81 | 3383.3 | 3611.76
Geo | 0 | 0 | 0 | 0 | 0 | 0
H | 2.04 | 2.04 | 2.04 | 2.04 | 2.04 | 2.04
LFG | 1.69 | 1.69 | 21.45 | 42.62 | 42.62 | 42.62
Nuc | 0.01 | 0.01 | 0.01 | 0.01 | 0.01 | 0.01
PS | 0 | 0 | 0 | 0 | 0 | 0
PV | 0 | 0 | 0 | 0 | 0 | 0
PeakG | 66.23 | 103.62 | 83.94 | 95.95 | 106.53 | 114.42
PeakO | 0.35 | 0.45 | 0.36 | 0.36 | 0.36 | 0.36
ST | 0 | 0 | 0 | 0 | 0 | 0
STOG | 0 | 0 | 0 | 0 | 0 | 0
STWD | 0 | 0 | 0 | 0 | 0 | 0
WT | 2.26 | 2.26 | 2.26 | 2.26 | 2.26 | 2.26
IGCC | 0 | 0 | 0 | 0 | 0 | 0
DemandResponse | 0 | 0 | 0 | 0 | 0 | 0
IGCC-CCS | 0 | 0 | 0 | 0 | 0 | 0
WT_off | 0 | 0 | 0 | 0 | 0 | 0
PseudoUnit | 0 | 0 | 0 | 0 | 0 | 0
FixedInterchange | 0 | 0 | 0 | 0 | 0 | 0
Total Costs by Reporting Type: NYISO_A-F
ReportingType | 2015 | 2020 | 2025 | 2030 | 2035 | 2040
BM | 0 | 0 | 0 | 0 | 0 | 0
CC | 471.67 | 641.12 | 708.84 | 774.84 | 974.54 | 914.89
CSP | 0 | 0 | 0 | 0 | 0 | 0
CT | 0 | 0 | 0 | 0 | 0 | 0
Coal | 0 | 0 | 0 | 0 | 0 | 0
Geo | 0 | 0 | 0 | 0 | 0 | 0
H | 62.6 | 62.6 | 62.6 | 62.6 | 62.6 | 62.6
LFG | 21.8 | 21.8 | 39.83 | 39.83 | 38.85 | 38.85
Nuc | 769.17 | 792.88 | 787.44 | 645.82 | 746.25 | 695.88
PS | 33.52 | 33.52 | 33.52 | 33.52 | 33.52 | 33.52
PV | 0 | 0 | 0 | 0 | 0 | 0
PeakG | 3.78 | 5.67 | 5.73 | 5.77 | 5.79 | 5.82
PeakO | 1.14 | 1.46 | 1.17 | 1.17 | 1.17 | 1.17
ST | 0 | 0 | 0 | 0 | 0 | 0
STOG | 0 | 0 | 0 | 0 | 0 | 0
STWD | 2.76 | 3.45 | 2.81 | 2.81 | 2.86 | 3.04
WT | 544.88 | 682.51 | 682.51 | 874.36 | 584.65 | 501.12
IGCC | 0 | 0 | 0 | 0 | 0 | 0
DemandResponse | 0 | 0 | 0 | 0 | 0 | 0
IGCC-CCS | 0 | 0 | 0 | 0 | 0 | 0
WT_off | 0 | 0 | 0 | 0 | 0 | 0
PseudoUnit | 0 | 0 | 0 | 0 | 0 | 0
FixedInterchange | 0 | 0 | 0 | 0 | 0 | 0
Total Costs by Reporting Type: NYISO_G-I
ReportingType | 2015 | 2020 | 2025 | 2030 | 2035 | 2040
BM | 0 | 0 | 0 | 0 | 0 | 0
CC | 301.62 | 379.27 | 541.85 | 959.39 | 2306.23 | 3794.06
CSP | 0 | 0 | 0 | 0 | 0 | 0
CT | 0 | 0 | 0 | 0 | 0 | 0
Coal | 0 | 0 | 0 | 0 | 0 | 0
Geo | 0 | 0 | 0 | 0 | 0 | 0
H | 0.46 | 0.46 | 0.46 | 0.46 | 0.46 | 0.46
LFG | 7.73 | 7.73 | 27.46 | 27.46 | 27.46 | 27.46
Nuc | 466.19 | 495 | 477.19 | 479.96 | 543.55 | 0.21
PS | 0 | 0 | 0 | 0 | 0 | 0
PV | 0 | 0 | 0 | 0 | 0 | 0
PeakG | 1.52 | 2.04 | 1.56 | 1.57 | 1.57 | 1.57
PeakO | 2.55 | 3.25 | 2.61 | 2.61 | 2.61 | 2.61
ST | 0 | 0 | 0 | 0 | 0 | 0
STOG | 0 | 0 | 0 | 0 | 0 | 0
STWD | 0 | 0 | 0 | 0 | 0 | 0
WT | 0 | 11.14 | 11.14 | 11.15 | 11.15 | 1.69
IGCC | 0 | 0 | 0 | 0 | 0 | 0
DemandResponse | 0 | 0 | 0 | 0 | 0 | 0
IGCC-CCS | 0 | 0 | 0 | 0 | 0 | 0
WT_off | 0 | 0 | 0 | 0 | 0 | 0
PseudoUnit | 0 | 0 | 0 | 0 | 0 | 0
FixedInterchange | 0 | 0 | 0 | 0 | 0 | 0
Total Costs by Reporting Type: NYISO_J-K
ReportingType | 2015 | 2020 | 2025 | 2030 | 2035 | 2040
BM | 0 | 0 | 0 | 0 | 0 | 0
CC | 1272.86 | 1539.76 | 1622.03 | 1702.83 | 1840.56 | 1766.17
CSP | 0 | 0 | 0 | 0 | 0 | 0
CT | 0 | 0 | 50.16 | 127.94 | 157.28 | 215.16
Coal | 0 | 0 | 0 | 0 | 0 | 0
Geo | 0 | 0 | 0 | 0 | 0 | 0
H | 0 | 0 | 0 | 0 | 0 | 0
LFG | 14.97 | 14.97 | 14.97 | 39.21 | 39.21 | 39.21
Nuc | 0.01 | 0.01 | 0.01 | 0.01 | 0.01 | 0.01
PS | 0 | 0 | 0 | 0 | 0 | 0
PV | 14.14 | 14.14 | 14.14 | 14.14 | 0 | 0
PeakG | 57.39 | 84.78 | 66.59 | 72.71 | 78.35 | 87
PeakO | 61.69 | 79.16 | 63.78 | 65.02 | 65.02 | 65.02
ST | 0 | 0 | 0 | 0 | 0 | 0
STOG | 307.15 | 401.72 | 396.19 | 409.68 | 446.41 | 510.44
STWD | 0 | 0 | 0 | 0 | 0 | 0
WT | 0 | 0 | 0 | 0 | 0 | 0
IGCC | 0 | 0 | 0 | 0 | 0 | 0
DemandResponse | 0 | 0 | 0 | 0 | 0 | 0
IGCC-CCS | 0 | 0 | 0 | 0 | 0 | 0
WT_off | 0 | 0 | 0 | 0 | 0 | 0
PseudoUnit | 0 | 0 | 0 | 0 | 0 | 0
FixedInterchange | 0 | 0 | 0 | 0 | 0 | 0
Total Costs by Reporting Type: PJM_E
ReportingType | 2015 | 2020 | 2025 | 2030 | 2035 | 2040
BM | 25 | 31.09 | 31.09 | 28.52 | 19.86 | 17.49
CC | 1924.03 | 2851.89 | 2798.39 | 2686.33 | 3277.43 | 3095.22
CSP | 0 | 0 | 0 | 0 | 0 | 0
CT | 2.46 | 2.51 | 2.52 | 0.37 | 112.41 | 105.01
Coal | 123.44 | 85.69 | 78.17 | 99.74 | 156.47 | 191.27
Geo | 0 | 0 | 0 | 0 | 0 | 0
H | 3.85 | 3.85 | 3.85 | 3.85 | 3.85 | 3.85
LFG | 58.5 | 97.07 | 97.07 | 95.46 | 95.46 | 73.06
Nuc | 1960.16 | 1864.06 | 1862.64 | 1873.72 | 1345.93 | 2395.82
PS | 9.5 | 9.5 | 9.5 | 9.5 | 9.5 | 9.5
PV | 9.59 | 9.59 | 9.59 | 9.59 | 0.75 | 0.75
PeakG | 75.2 | 111.39 | 110.05 | 124.68 | 139.1 | 113.45
PeakO | 75.92 | 100.78 | 82.41 | 82.41 | 82.41 | 82.41
ST | 0 | 0 | 0 | 0 | 0 | 0
STOG | 120.19 | 165.97 | 161.7 | 152.09 | 189.23 | 151.34
STWD | 0 | 0 | 0 | 0 | 0 | 0
WT | 264.41 | 264.41 | 264.41 | 264.41 | 32.65 | 32.65
IGCC | 0 | 0 | 0 | 0 | 0 | 0
DemandResponse | 0 | 0 | 0 | 0 | 0 | 0
IGCC-CCS | 0 | 0 | 0 | 0 | 0 | 0
WT_off | 0 | 0 | 474.85 | 474.85 | 474.85 | 474.85
PseudoUnit | 0 | 0 | 0 | 0 | 0 | 0
FixedInterchange | 0 | 0 | 0 | 0 | 0 | 0
Total Costs by Reporting Type: PJM_ROM
ReportingType | 2015 | 2020 | 2025 | 2030 | 2035 | 2040
BM | 13.49 | 17.94 | 17.94 | 16.41 | 11.21 | 9.79
CC | 954.51 | 1357.63 | 1308.83 | 1274.68 | 3198.87 | 9715.96
CSP | 0 | 0 | 0 | 0 | 0 | 0
CT | 1.51 | 1.54 | 1.72 | 1.63 | 0.35 | 0.24
Coal | 2360.44 | 2769.13 | 2930.02 | 3173.71 | 3243.86 | 3316.41
Geo | 0 | 0 | 0 | 0 | 0 | 0
H | 19.83 | 19.83 | 19.83 | 19.83 | 19.83 | 19.83
LFG | 45.95 | 116.63 | 116.63 | 115.49 | 113.79 | 75.37
Nuc | 1163.94 | 1194.41 | 1192.35 | 1199.5 | 963.59 | 1283.24
PS | 35.92 | 35.92 | 35.92 | 35.92 | 35.92 | 35.92
PV | 0.06 | 429.73 | 676.62 | 738.99 | 763.57 | 383.49
PeakG | 30.83 | 47.83 | 44.76 | 45.03 | 57.04 | 45.41
PeakO | 45.95 | 58.57 | 46.94 | 46.94 | 46.94 | 46.94
ST | 0 | 0 | 0 | 0 | 0 | 0
STOG | 192.41 | 252.02 | 237.16 | 243.98 | 250.33 | 253.91
STWD | 18.48 | 39.07 | 38.55 | 32.68 | 13.86 | 8.74
WT | 124.56 | 313.6 | 313.6 | 292.79 | 227.55 | 65.19
IGCC | 0 | 0 | 0 | 0 | 0 | 0
DemandResponse | 0 | 0 | 0 | 0 | 0 | 0
IGCC-CCS | 0 | 0 | 0 | 0 | 0 | 0
WT_off | 0 | 0 | 0 | 0 | 0 | 0
PseudoUnit | 0 | 0 | 0 | 0 | 0 | 0
FixedInterchange | 0 | 0 | 0 | 0 | 0 | 0
Total Costs by Reporting Type: PJM_ROR
ReportingType | 2015 | 2020 | 2025 | 2030 | 2035 | 2040
BM | 177.01 | 191.35 | 197.99 | 183.47 | 186.13 | 95.3
CC | 3157.35 | 3400.89 | 3239.13 | 4779.08 | 8679.82 | 7549.32
CSP | 0 | 0 | 0 | 0 | 0 | 0
CT | 2.76 | 2.94 | 2.97 | 3 | 0.65 | 0.69
Coal | 14217.42 | 13777.6 | 14119.65 | 14674.31 | 15694.46 | 16352.99
Geo | 0 | 0 | 0 | 0 | 0 | 0
H | 26.17 | 26.17 | 26.17 | 26.17 | 26.17 | 26.17
LFG | 73.64 | 111.06 | 207.41 | 203.33 | 198.96 | 178.83
Nuc | 4607.58 | 4731.16 | 4718.65 | 4541.22 | 3528.56 | 5329.49
PS | 73.14 | 73.14 | 73.14 | 73.14 | 73.14 | 73.14
PV | 0.35 | 0.35 | 0.35 | 0.35 | 0.35 | 0.35
PeakG | 399.49 | 558.36 | 418.53 | 523.77 | 535.65 | 570.27
PeakO | 48.69 | 65.15 | 52.22 | 52.22 | 52.22 | 52.22
ST | 0 | 0 | 0 | 0 | 0 | 0
STOG | 130.84 | 154.26 | 143.23 | 146.1 | 150.43 | 156.77
STWD | 9.11 | 55.73 | 54.29 | 19.89 | 18.05 | 13.93
WT | 1755.18 | 1790.4 | 4184.26 | 3948.74 | 3492.56 | 3810.6
IGCC | 0 | 0 | 0 | 0 | 0 | 0
DemandResponse | 0 | 0 | 0 | 0 | 0 | 0
IGCC-CCS | 0 | 0 | 0 | 0 | 0 | 0
WT_off | 0 | 0 | 0 | 0 | 0 | 0
PseudoUnit | 0 | 0 | 0 | 0 | 0 | 0
FixedInterchange | 0 | 0 | 0 | 0 | 0 | 0
Total Costs by Reporting Type: SOCO
ReportingType | 2015 | 2020 | 2025 | 2030 | 2035 | 2040
BM | 22.37 | 22.37 | 24.07 | 24.07 | 25.18 | 25.18
CC | 5472.05 | 6189.02 | 5944.75 | 6453.72 | 6671.45 | 6372.67
CSP | 0 | 0 | 0 | 0 | 0 | 0
CT | 0 | 0 | 0 | 0 | 0 | 0
Coal | 5147.48 | 5589.77 | 6302.17 | 7194.5 | 8939.2 | 11963.9
Geo | 0 | 0 | 0 | 0 | 0 | 0
H | 59.74 | 59.74 | 59.74 | 59.74 | 59.74 | 59.74
LFG | 4.47 | 4.47 | 31.53 | 31.53 | 31.53 | 31.53
Nuc | 1355.07 | 2993.98 | 3028.43 | 3039.86 | 3039.86 | 2945.91
PS | 39.76 | 39.76 | 39.76 | 39.76 | 39.76 | 39.76
PV | 0 | 0 | 0 | 0 | 0 | 0
PeakG | 214.25 | 350.87 | 340.97 | 401.77 | 441.51 | 455.6
PeakO | 4.69 | 6.49 | 5.7 | 6.23 | 6.23 | 6.23
ST | 0 | 0 | 0 | 0 | 0 | 0
STOG | 0 | 0 | 0 | 0 | 0 | 0
STWD | 0 | 0 | 0 | 0 | 0 | 0
WT | 0 | 0 | 0 | 0 | 0 | 0
IGCC | 0 | 0 | 0 | 0 | 0 | 0
DemandResponse | 0 | 0 | 0 | 0 | 0 | 0
IGCC-CCS | 0 | 0 | 0 | 0 | 0 | 0
WT_off | 0 | 0 | 0 | 0 | 0 | 0
PseudoUnit | 0 | 0 | 0 | 0 | 0 | 0
FixedInterchange | 0 | 0 | 0 | 0 | 0 | 0
Total Costs by Reporting Type: SPP_N
ReportingType | 2015 | 2020 | 2025 | 2030 | 2035 | 2040
BM | 0 | 0 | 0 | 0 | 0 | 0
CC | 347.3 | 789.78 | 579.54 | 573.3 | 649.56 | 644.76
CSP | 0 | 0 | 0 | 0 | 0 | 0
CT | 0 | 58.41 | 61.43 | 204.56 | 418.07 | 347.65
Coal | 2274.89 | 2637.72 | 2650.65 | 2619.08 | 2864.74 | 4014.81
Geo | 0 | 0 | 0 | 0 | 0 | 0
H | 0.3 | 0.3 | 0.3 | 0.3 | 0.3 | 0.3
LFG | 0.85 | 0.85 | 0.85 | 24.98 | 24.98 | 24.98
Nuc | 256.73 | 266.63 | 271.39 | 272.98 | 272.98 | 272.98
PS | 0 | 0 | 0 | 0 | 0 | 0
PV | 0 | 0 | 0 | 0 | 0 | 0
PeakG | 78.43 | 119.32 | 112.17 | 108.75 | 105.73 | 105.7
PeakO | 34.89 | 44.84 | 35.94 | 35.94 | 35.94 | 35.94
ST | 0 | 0 | 0 | 0 | 0 | 0
STOG | 99.33 | 120.54 | 114.36 | 120.8 | 126.47 | 129.89
STWD | 0 | 0 | 0 | 0 | 0 | 0
WT | 42.04 | 42.04 | 42.04 | 42.04 | 42.04 | 42.04
IGCC | 0 | 0 | 0 | 0 | 0 | 0
DemandResponse | 0 | 0 | 0 | 0 | 0 | 0
IGCC-CCS | 0 | 0 | 0 | 0 | 0 | 0
WT_off | 0 | 0 | 0 | 0 | 0 | 0
PseudoUnit | 0 | 0 | 0 | 0 | 0 | 0
FixedInterchange | 0 | 0 | 0 | 0 | 0 | 0
Total Costs by Reporting Type: SPP_S
ReportingType | 2015 | 2020 | 2025 | 2030 | 2035 | 2040
BM | 0 | 0 | 0 | 0 | 0 | 0
CC | 1799.76 | 2512.58 | 1203.14 | 1292.74 | 1481.27 | 1445.31
CSP | 0 | 0 | 0 | 0 | 0 | 0
CT | 35.98 | 66.24 | 61.7 | 61.7 | 28.51 | 6.11
Coal | 3410.28 | 4029.86 | 4196.17 | 4286.17 | 4692.2 | 4939.56
Geo | 0 | 0 | 0 | 0 | 0 | 0
H | 30.03 | 30.03 | 30.03 | 30.03 | 30.03 | 30.03
LFG | 2.29 | 2.29 | 2.29 | 26.43 | 26.43 | 26.43
Nuc | 0.01 | 0.01 | 0.01 | 0.01 | 0.01 | 0.01
PS | 10.59 | 10.59 | 10.59 | 10.59 | 10.59 | 10.59
PV | 0 | 0 | 0 | 0 | 0 | 0
PeakG | 60.2 | 88.64 | 62.37 | 76.78 | 82.77 | 82.77
PeakO | 3.36 | 4.54 | 3.63 | 3.63 | 3.64 | 3.66
ST | 0 | 0 | 0 | 0 | 0 | 0
STOG | 417.27 | 502.29 | 378.76 | 400.97 | 434.68 | 468.92
STWD | 2.69 | 3.37 | 2.75 | 2.75 | 2.75 | 3.24
WT | 158.89 | 628.74 | 3291.72 | 3434.58 | 3514.81 | 3273.11
IGCC | 0 | 0 | 0 | 0 | 0 | 0
DemandResponse | 0 | 0 | 0 | 0 | 0 | 0
IGCC-CCS | 0 | 0 | 0 | 0 | 0 | 0
WT_off | 0 | 0 | 0 | 0 | 0 | 0
PseudoUnit | 0 | 0 | 0 | 0 | 0 | 0
FixedInterchange | 0 | 0 | 0 | 0 | 0 | 0
Total Costs by Reporting Type: TVA
ReportingType | 2015 | 2020 | 2025 | 2030 | 2035 | 2040
BM | 0 | 0 | 0 | 0 | 0 | 0
CC | 1063.72 | 1719.86 | 1837.99 | 2072.86 | 1979.46 | 1910.2
CSP | 0 | 0 | 0 | 0 | 0 | 0
CT | 0 | 164.32 | 166.7 | 215.4 | 205.9 | 90.11
Coal | 3579.24 | 3933.38 | 4150.03 | 4151.85 | 6156.72 | 7481.86
Geo | 0 | 0 | 0 | 0 | 0 | 0
H | 72.8 | 72.8 | 72.8 | 72.8 | 72.8 | 72.8
LFG | 1.57 | 1.57 | 28.39 | 28.39 | 28.39 | 28.39
Nuc | 2533.71 | 2590.04 | 2579.4 | 2590.89 | 1999.33 | 2481.64
PS | 41.38 | 41.38 | 41.38 | 41.38 | 41.38 | 41.38
PV | 0 | 0 | 0 | 0 | 0 | 0
PeakG | 99.24 | 153.37 | 142.87 | 141.76 | 141.71 | 142.94
PeakO | 1.87 | 2.54 | 1.92 | 2.49 | 2.49 | 2.49
ST | 0 | 0 | 0 | 0 | 0 | 0
STOG | 0 | 0 | 0 | 0 | 0 | 0
STWD | 0.16 | 0.2 | 0.17 | 0.18 | 0.31 | 0.31
WT | 0.99 | 0.99 | 0.99 | 0.99 | 0.99 | 0.99
IGCC | 0 | 0 | 0 | 0 | 0 | 0
DemandResponse | 0 | 0 | 0 | 0 | 0 | 0
IGCC-CCS | 0 | 0 | 0 | 0 | 0 | 0
WT_off | 0 | 0 | 0 | 0 | 0 | 0
PseudoUnit | 0 | 0 | 0 | 0 | 0 | 0
FixedInterchange | 0 | 0 | 0 | 0 | 0 | 0
Total Costs by Reporting Type: TVA_Transmission
ReportingType | 2015 | 2020 | 2025 | 2030 | 2035 | 2040
BM | 0 | 0 | 0 | 0 | 0 | 0
CC | 0 | 0 | 0 | 0 | 0 | 0
CSP | 0 | 0 | 0 | 0 | 0 | 0
CT | 0 | 0 | 0 | 0 | 0 | 0
Coal | 0 | 0 | 0 | 0 | 0 | 0
Geo | 0 | 0 | 0 | 0 | 0 | 0
H | 0 | 0 | 0 | 0 | 0 | 0
LFG | 0 | 0 | 0 | 0 | 0 | 0
Nuc | 0 | 0 | 0 | 0 | 0 | 0
PS | 0 | 0 | 0 | 0 | 0 | 0
PV | 0 | 0 | 0 | 0 | 0 | 0
PeakG | 0 | 0 | 0 | 0 | 0 | 0
PeakO | 0 | 0 | 0 | 0 | 0 | 0
ST | 0 | 0 | 0 | 0 | 0 | 0
STOG | 0 | 0 | 0 | 0 | 0 | 0
STWD | 0 | 0 | 0 | 0 | 0 | 0
WT | 0 | 0 | 0 | 0 | 0 | 0
IGCC | 0 | 0 | 0 | 0 | 0 | 0
DemandResponse | 0 | 0 | 0 | 0 | 0 | 0
IGCC-CCS | 0 | 0 | 0 | 0 | 0 | 0
WT_off | 0 | 0 | 0 | 0 | 0 | 0
PseudoUnit | 0 | 0 | 0 | 0 | 0 | 0
FixedInterchange | 0 | 0 | 0 | 0 | 0 | 0
Total Costs by Reporting Type: VACAR
ReportingType | 2015 | 2020 | 2025 | 2030 | 2035 | 2040
BM | 0.87 | 0.87 | 0.87 | 0.87 | 0.87 | 0.87
CC | 3004.08 | 3690.49 | 3558.6 | 4233.39 | 6308.99 | 8163.83
CSP | 0 | 0 | 0 | 0 | 0 | 0
CT | 69.92 | 70.26 | 71 | 125.34 | 207.34 | 311.35
Coal | 4694.8 | 4677.78 | 5633.78 | 6183.97 | 6950.08 | 7310.65
Geo | 0 | 0 | 0 | 0 | 0 | 0
H | 30.23 | 30.23 | 30.23 | 30.23 | 30.23 | 30.23
LFG | 7.69 | 34.6 | 34.6 | 34.6 | 34.55 | 20.68
Nuc | 2606.17 | 4424.34 | 4396.29 | 4414.98 | 3652.53 | 5084.39
PS | 62.1 | 62.1 | 62.1 | 62.1 | 62.1 | 62.1
PV | 0.24 | 37.23 | 38.89 | 40.96 | 43.08 | 10.59
PeakG | 150.67 | 223.7 | 173.99 | 214.49 | 227.77 | 228.21
PeakO | 36.13 | 46.34 | 37.33 | 38.01 | 38.01 | 38.01
ST | 0 | 0 | 0 | 0 | 0 | 0
STOG | 4.04 | 4.78 | 4.1 | 4.1 | 4.1 | 4.1
STWD | 173.41 | 175.67 | 25.05 | 27.16 | 27.46 | 29.98
WT | 0.17 | 659.62 | 659.62 | 659.62 | 659.47 | 98.34
IGCC | 0 | 0 | 0 | 0 | 0 | 0
DemandResponse | 0 | 0 | 0 | 0 | 0 | 0
IGCC-CCS | 0 | 0 | 0 | 0 | 0 | 0
WT_off | 0.47 | 322.79 | 961.12 | 1070.56 | 1184.07 | 1019.56
PseudoUnit | 0 | 0 | 0 | 0 | 0 | 0
FixedInterchange | 0 | 0 | 0 | 0 | 0 | 0
Total Costs by Reporting Type: IESO
ReportingType | 2015 | 2020 | 2025 | 2030 | 2035 | 2040
BM | 148.95 | 148.95 | 148.95 | 148.95 | 148.95 | 149.22
CC | 312.77 | 332.57 | 356.28 | 377.47 | 710.66 | 1780.43
CSP | 0 | 0 | 0 | 0 | 0 | 0
CT | 44.26 | 44.26 | 44.26 | 44.26 | 89.48 | 149.38
Coal | 0 | 0 | 0 | 0 | 0 | 0
Geo | 0 | 0 | 0 | 0 | 0 | 0
H | 123.83 | 123.83 | 123.83 | 123.83 | 123.83 | 123.83
LFG | 18.31 | 18.31 | 18.31 | 18.31 | 14.4 | 14.4
Nuc | 2990.3 | 3007.72 | 3062.19 | 3080.28 | 2836.57 | 3030.7
PS | 2.92 | 2.92 | 2.92 | 2.92 | 2.92 | 2.92
PV | 450.64 | 450.64 | 450.64 | 450.64 | 0.44 | 0.44
PeakG | 11.67 | 13.67 | 13.67 | 13.67 | 14.02 | 14.95
PeakO | 0.66 | 0.66 | 0.78 | 0.86 | 0.86 | 0.86
ST | 0 | 0 | 0 | 0 | 0 | 0
STOG | 0 | 0 | 0 | 0 | 0 | 0
STWD | 0 | 0 | 0 | 0 | 0 | 0
WT | 632.46 | 632.46 | 632.46 | 632.46 | 72.97 | 72.97
IGCC | 0 | 0 | 0 | 0 | 0 | 0
DemandResponse | 0 | 0 | 0 | 0 | 0 | 0
IGCC-CCS | 0 | 0 | 0 | 0 | 0 | 0
WT_off | 0 | 0 | 0 | 0 | 0 | 0
PseudoUnit | 0 | 0 | 0 | 0 | 0 | 0
FixedInterchange | 0 | 0 | 0 | 0 | 0 | 0
Total Costs by Reporting Type: MAPP_CA
ReportingType | 2015 | 2020 | 2025 | 2030 | 2035 | 2040
BM | 0 | 0 | 0 | 0 | 0 | 0
CC | 464.13 | 690.9 | 789.58 | 863.79 | 988.75 | 993.63
CSP | 0 | 0 | 0 | 0 | 0 | 0
CT | 0 | 0 | 0 | 23.78 | 51.11 | 71.52
Coal | 53.91 | 60.5 | 79.84 | 153.75 | 246.99 | 355.93
Geo | 0 | 0 | 0 | 0 | 0 | 0
H | 92.24 | 92.24 | 92.24 | 92.24 | 92.24 | 92.24
LFG | 0 | 0 | 0 | 0 | 0 | 0
Nuc | 0.01 | 0.01 | 0.01 | 0.01 | 0.01 | 0.01
PS | 0 | 0 | 0 | 0 | 0 | 0
PV | 0 | 0 | 0 | 0 | 0 | 0
PeakG | 9.88 | 9.88 | 9.92 | 9.88 | 13.09 | 13.09
PeakO | 0.09 | 0.09 | 0.09 | 0.12 | 0.12 | 0.12
ST | 0 | 0 | 0 | 0 | 0 | 0
STOG | 5.54 | 5.54 | 5.54 | 5.54 | 5.54 | 5.54
STWD | 0 | 0 | 0 | 0 | 0 | 0
WT | 87.85 | 87.85 | 87.85 | 87.85 | 17.92 | 17.92
IGCC | 0 | 0 | 0 | 0 | 0 | 0
DemandResponse | 0 | 0 | 0 | 0 | 0 | 0
IGCC-CCS | 0 | 0 | 0 | 0 | 0 | 0
WT_off | 0 | 0 | 0 | 0 | 0 | 0
PseudoUnit | 0 | 0 | 0 | 0 | 0 | 0
FixedInterchange | 0 | 0 | 0 | 0 | 0 | 0
Total Costs by Reporting Type: AZ_NM_SNV_Coal
ReportingType | 2015 | 2020 | 2025 | 2030 | 2035 | 2040
BM | 0 | 0 | 0 | 0 | 0 | 0
CC | 0 | 0 | 0 | 0 | 0 | 0
CSP | 0 | 0 | 0 | 0 | 0 | 0
CT | 0 | 0 | 0 | 0 | 0 | 0
Coal | 2689.76 | 3030.16 | 3003.44 | 3079.99 | 3219.47 | 3169.69
Geo | 0 | 0 | 0 | 0 | 0 | 0
H | 0 | 0 | 0 | 0 | 0 | 0
LFG | 0 | 0 | 0 | 0 | 0 | 0
Nuc | 0 | 0 | 0 | 0 | 0 | 0
PS | 0 | 0 | 0 | 0 | 0 | 0
PV | 0 | 0 | 0 | 0 | 0 | 0
PeakG | 0 | 0 | 0 | 0 | 0 | 0
PeakO | 0.08 | 0.11 | 0.11 | 0.11 | 0.11 | 0.11
ST | 0 | 0 | 0 | 0 | 0 | 0
STOG | 0 | 0 | 0 | 0 | 0 | 0
STWD | 0 | 0 | 0 | 0 | 0 | 0
WT | 0 | 0 | 0 | 0 | 0 | 0
IGCC | 0 | 0 | 0 | 0 | 0 | 0
DemandResponse | 0 | 0 | 0 | 0 | 0 | 0
IGCC-CCS | 0 | 0 | 0 | 0 | 0 | 0
WT_off | 0 | 0 | 0 | 0 | 0 | 0
PseudoUnit | 0 | 0 | 0 | 0 | 0 | 0
FixedInterchange | 0 | 0 | 0 | 0 | 0 | 0
Total Costs by Reporting Type: AZ_NM_SNV_Gas
ReportingType | 2015 | 2020 | 2025 | 2030 | 2035 | 2040
BM | 0 | 0 | 0 | 0 | 0 | 0
CC | 4325.9 | 5076.12 | 5551.39 | 4806.92 | 3705.33 | 3711.33
CSP | 0 | 0 | 0 | 0 | 0 | 0
CT | 68.63 | 68.63 | 74.18 | 74.63 | 0 | 0
Coal | 0 | 0 | 0 | 0 | 0 | 0
Geo | 0 | 0 | 0 | 0 | 0 | 0
H | 0 | 0 | 0 | 0 | 0 | 0
LFG | 0 | 0 | 0 | 0 | 0 | 0
Nuc | 0 | 0 | 0 | 0 | 0 | 0
PS | 0 | 0 | 0 | 0 | 0 | 0
PV | 0 | 0 | 0 | 0 | 0 | 0
PeakG | 63.97 | 93.45 | 90.63 | 108.81 | 116.43 | 119.12
PeakO | 0 | 0 | 0 | 0 | 0 | 0
ST | 0 | 0 | 0 | 0 | 0 | 0
STOG | 0 | 0 | 0 | 0 | 0 | 0
STWD | 0 | 0 | 0 | 0 | 0 | 0
WT | 0 | 0 | 0 | 0 | 0 | 0
IGCC | 0 | 0 | 0 | 0 | 0 | 0
DemandResponse | 0 | 0 | 0 | 0 | 0 | 0
IGCC-CCS | 0 | 0 | 0 | 0 | 0 | 0
WT_off | 0 | 0 | 0 | 0 | 0 | 0
PseudoUnit | 0 | 0 | 0 | 0 | 0 | 0
FixedInterchange | 0 | 0 | 0 | 0 | 0 | 0
Total Costs by Reporting Type: AZ_NM_SNV_NucRenew
ReportingType | 2015 | 2020 | 2025 | 2030 | 2035 | 2040
BM | 0 | 0 | 0 | 0 | 0 | 0
CC | 0 | 0 | 0 | 0 | 0 | 0
CSP | 0 | 0 | 0 | 0 | 0 | 0
CT | 0 | 0 | 0 | 0 | 0 | 0
Coal | 0 | 0 | 0 | 0 | 0 | 0
Geo | 0 | 0 | 484.28 | 484.28 | 484.28 | 484.28
H | 44.6 | 44.6 | 44.6 | 44.6 | 44.6 | 44.6
LFG | 0.85 | 0.85 | 16.38 | 16.38 | 16.38 | 16.38
Nuc | 810.72 | 895.93 | 912.19 | 917.59 | 917.59 | 917.59
PS | 5.13 | 5.13 | 5.13 | 5.13 | 5.13 | 5.13
PV | 30.32 | 30.32 | 30.32 | 30.32 | 2.38 | 2.38
PeakG | 0 | 0 | 0 | 0 | 0 | 0
PeakO | 0 | 0 | 0 | 0 | 0 | 0
ST | 99.27 | 249.13 | 333.12 | 303.4 | 274.42 | 154.29
STOG | 0 | 0 | 0 | 0 | 0 | 0
STWD | 12.81 | 3.56 | 1.17 | 1.17 | 4.56 | 4.59
WT | 28.31 | 2715.01 | 2715.01 | 5038.84 | 9060.83 | 9500.09
IGCC | 0 | 0 | 0 | 0 | 0 | 0
DemandResponse | 0 | 0 | 0 | 0 | 0 | 0
IGCC-CCS | 0 | 0 | 0 | 0 | 0 | 0
WT_off | 0 | 0 | 0 | 0 | 0 | 0
PseudoUnit | 0 | 0 | 0 | 0 | 0 | 0
FixedInterchange | 0 | 0 | 0 | 0 | 0 | 0
Total Costs by Reporting Type: ERCOT
ReportingType | 2015 | 2020 | 2025 | 2030 | 2035 | 2040
BM | 58.44 | 58.44 | 58.78 | 58.44 | 65.66 | 65.66
CC | 6637.43 | 8257.94 | 8316.85 | 6256.53 | 7644.98 | 9017.26
CSP | 0 | 0 | 0 | 0 | 0 | 0
CT | 22.65 | 23 | 23.23 | 22.65 | 1.67 | 1.67
Coal | 5286.41 | 6305.49 | 7039.42 | 6817.63 | 7598.28 | 8074.16
Geo | 0 | 0 | 0 | 0 | 0 | 0
H | 8.05 | 8.05 | 8.05 | 8.05 | 8.05 | 8.05
LFG | 9.06 | 9.06 | 73.33 | 97.46 | 97.46 | 97.46
Nuc | 1007.36 | 1174.9 | 1203.03 | 1210.21 | 1210.21 | 1210.21
PS | 0 | 0 | 0 | 0 | 0 | 0
PV | 4.17 | 4.17 | 4.17 | 4.17 | 0.01 | 0.01
PeakG | 80.63 | 119.85 | 119.44 | 114.62 | 114.62 | 114.62
PeakO | 1.29 | 1.86 | 1.53 | 1.53 | 1.53 | 1.53
ST | 0 | 0 | 0 | 0 | 0 | 0
STOG | 1101.84 | 1379.09 | 1428.67 | 1138.3 | 1157.5 | 1142.34
STWD | 0 | 0 | 0 | 0 | 0 | 0
WT | 369.78 | 369.78 | 369.78 | 4425.7 | 4558.9 | 4749.63
IGCC | 0 | 0 | 0 | 0 | 0 | 0
DemandResponse | 0 | 0 | 0 | 0 | 0 | 0
IGCC-CCS | 0 | 0 | 0 | 0 | 0 | 0
WT_off | 0 | 0 | 0 | 0 | 0 | 0
PseudoUnit | 0 | 0 | 0 | 0 | 0 | 0
FixedInterchange | 0 | 0 | 0 | 0 | 0 | 0
Total Costs by Reporting Type: NP15
ReportingType | 2015 | 2020 | 2025 | 2030 | 2035 | 2040
BM | 0 | 0 | 0 | 0 | 0 | 0
CC | 2082.94 | 1434.94 | 2063.64 | 1772.53 | 909.45 | 601.42
CSP | 0 | 0 | 0 | 0 | 0 | 0
CT | 27.28 | 74.82 | 341.2 | 442.53 | 760.37 | 887.23
Coal | 10.37 | 0 | 0 | 0 | 0 | 0
Geo | 100.91 | 328.03 | 328.03 | 328.03 | 328.03 | 199.59
H | 125.7 | 125.7 | 125.7 | 125.7 | 125.7 | 125.7
LFG | 10.26 | 170.59 | 170.59 | 170.59 | 170.59 | 79.02
Nuc | 495.59 | 560.5 | 540.7 | 543.89 | 543.89 | 543.89
PS | 53.58 | 53.58 | 53.58 | 53.58 | 53.58 | 53.58
PV | 3.12 | 3.12 | 3.12 | 3.12 | 0.89 | 0.89
PeakG | 56.04 | 82.34 | 58.1 | 74.01 | 78.49 | 78.49
PeakO | 10.26 | 13.08 | 10.48 | 10.49 | 10.49 | 10.49
ST | 11.95 | 11.95 | 11.95 | 11.95 | 1.86 | 1.86
STOG | 175.56 | 203.78 | 186.09 | 181.04 | 185.51 | 182.67
STWD | 265.97 | 21.28 | 14.77 | 18 | 27.7 | 91.17
WT | 60.06 | 768.24 | 768.24 | 768.07 | 748.43 | 2592.85
IGCC | 0 | 0 | 0 | 0 | 0 | 0
DemandResponse | 0 | 0 | 0 | 0 | 0 | 0
IGCC-CCS | 0 | 0 | 0 | 0 | 0 | 0
WT_off | 0 | 0 | 0 | 0 | 0 | 0
PseudoUnit | 0 | 0 | 0 | 0 | 0 | 0
FixedInterchange | 0 | 0 | 0 | 0 | 0 | 0
Total Costs by Reporting Type: NWPP_Coal
ReportingType | 2015 | 2020 | 2025 | 2030 | 2035 | 2040
BM | 0 | 0 | 0 | 0 | 0 | 0
CC | 0 | 0 | 0 | 0 | 0 | 0
CSP | 0 | 0 | 0 | 0 | 0 | 0
CT | 0 | 0 | 0 | 0 | 0 | 0
Coal | 3325.97 | 3652.24 | 3710.5 | 3671.35 | 3937.69 | 4443.82
Geo | 0 | 0 | 0 | 0 | 0 | 0
H | 0 | 0 | 0 | 0 | 0 | 0
LFG | 0 | 0 | 0 | 0 | 0 | 0
Nuc | 0 | 0 | 0 | 0 | 0 | 0
PS | 0 | 0 | 0 | 0 | 0 | 0
PV | 0 | 0 | 0 | 0 | 0 | 0
PeakG | 0 | 0 | 0 | 0 | 0 | 0
PeakO | 0 | 0 | 0 | 0 | 0 | 0
ST | 0 | 0 | 0 | 0 | 0 | 0
STOG | 0 | 0 | 0 | 0 | 0 | 0
STWD | 0 | 0 | 0 | 0 | 0 | 0
WT | 0 | 0 | 0 | 0 | 0 | 0
IGCC | 0 | 0 | 0 | 0 | 0 | 0
DemandResponse | 0 | 0 | 0 | 0 | 0 | 0
IGCC-CCS | 0 | 0 | 0 | 0 | 0 | 0
WT_off | 0 | 0 | 0 | 0 | 0 | 0
PseudoUnit | 0 | 0 | 0 | 0 | 0 | 0
FixedInterchange | 0 | 0 | 0 | 0 | 0 | 0
Total Costs by Reporting Type: NWPP_Gas
ReportingType | 2015 | 2020 | 2025 | 2030 | 2035 | 2040
BM | 0 | 0 | 0 | 0 | 0 | 0
CC | 1979.58 | 2315.82 | 2520.2 | 3579.06 | 5619.22 | 5744.07
CSP | 0 | 0 | 0 | 0 | 0 | 0
CT | 14.02 | 14.02 | 14.02 | 14.02 | 0 | 0
Coal | 0 | 0 | 0 | 0 | 0.1 | 504.81
Geo | 0 | 0 | 0 | 0 | 0 | 0
H | 0 | 0 | 0 | 0 | 0 | 0
LFG | 0 | 0 | 0 | 0 | 0 | 0
Nuc | 0 | 0 | 0 | 0 | 0 | 0
PS | 0 | 0 | 0 | 0 | 0 | 0
PV | 0 | 0 | 0 | 0 | 0 | 0
PeakG | 0 | 0 | 0 | 0 | 0 | 0
PeakO | 0 | 0 | 0 | 0 | 0 | 0
ST | 0 | 0 | 0 | 0 | 0 | 0
STOG | 0 | 0 | 0 | 0 | 0 | 0
STWD | 0 | 0 | 0 | 0 | 0 | 0
WT | 0 | 0 | 0 | 0 | 0 | 0
IGCC | 0 | 0 | 0 | 0 | 0 | 0
DemandResponse | 0 | 0 | 0 | 0 | 0 | 0
IGCC-CCS | 0 | 0 | 0 | 0 | 0 | 0
WT_off | 0 | 0 | 0 | 0 | 0 | 0
PseudoUnit | 0 | 0 | 0 | 0 | 0 | 0
FixedInterchange | 0 | 0 | 0 | 0 | 0 | 0
Total Costs by Reporting Type: NWPP_NucRenew
ReportingType | 2015 | 2020 | 2025 | 2030 | 2035 | 2040
BM | 14.41 | 19.25 | 14.41 | 19.2 | 19.2 | 14.41
CC | 0 | 0 | 0 | 0 | 0 | 0
CSP | 0 | 0 | 0 | 0 | 0 | 0
CT | 0 | 0 | 0 | 0 | 0 | 0
Coal | 0 | 0 | 0 | 0 | 0 | 0
Geo | 59.68 | 59.68 | 204.78 | 204.78 | 187.84 | 187.84
H | 480.54 | 480.54 | 480.54 | 480.54 | 480.54 | 480.54
LFG | 19.15 | 28.72 | 81.69 | 81.69 | 78.08 | 73
Nuc | 256.71 | 258.17 | 262.7 | 264.21 | 264.21 | 324.67
PS | 6.12 | 6.12 | 6.12 | 6.12 | 6.12 | 6.12
PV | 0.04 | 0.04 | 0.04 | 0.04 | 0.04 | 0.04
PeakG | 0 | 0 | 0 | 0 | 0 | 0
PeakO | 0 | 0 | 0 | 0 | 0 | 0
ST | 0 | 0 | 0 | 0 | 0 | 0
STOG | 0 | 0 | 0 | 0 | 0 | 0
STWD | 0 | 0 | 0 | 0 | 0 | 0
WT | 411.2 | 411.2 | 411.2 | 442.66 | 260.58 | 266.13
IGCC | 0 | 0 | 0 | 0 | 0 | 0
DemandResponse | 0 | 0 | 0 | 0 | 0 | 0
IGCC-CCS | 0 | 0 | 0 | 0 | 0 | 0
WT_off | 0 | 0 | 0 | 0 | 0 | 0
PseudoUnit | 0 | 0 | 0 | 0 | 0 | 0
FixedInterchange | 0 | 0 | 0 | 0 | 0 | 0
Total Costs by Reporting Type: RMPA
ReportingType | 2015 | 2020 | 2025 | 2030 | 2035 | 2040
BM | 0 | 0 | 0 | 0 | 0 | 0
CC | 401.27 | 325.44 | 152.02 | 205.77 | 275.38 | 195.39
CSP | 0 | 0 | 0 | 0 | 0 | 0
CT | 16.21 | 16.21 | 16.21 | 16.21 | 1.02 | 1.02
Coal | 1778.03 | 1878.28 | 1806.96 | 1770.91 | 2348.33 | 3024.67
Geo | 0 | 8.72 | 861.42 | 861.42 | 861.42 | 856.82
H | 13.99 | 13.99 | 13.99 | 13.99 | 13.99 | 13.99
LFG | 1.09 | 1.09 | 1.09 | 8.49 | 8.29 | 8.29
Nuc | 0.01 | 0.01 | 0.01 | 0.01 | 0.01 | 0.01
PS | 13.37 | 13.37 | 13.37 | 13.37 | 13.37 | 13.37
PV | 0.61 | 0.61 | 0.61 | 0.61 | 0.31 | 0.31
PeakG | 49.51 | 72.93 | 50.7 | 62.6 | 70.85 | 70.51
PeakO | 5.49 | 6.99 | 5.61 | 5.61 | 5.61 | 5.61
ST | 1.05 | 124.17 | 132.04 | 140.44 | 139.59 | 40.54
STOG | 0 | 0 | 0 | 0 | 0 | 0
STWD | 0 | 0 | 0 | 0 | 0 | 0
WT | 196.53 | 763.02 | 763.02 | 763.02 | 634.18 | 152.36
IGCC | 0 | 0 | 0 | 0 | 0 | 0
DemandResponse | 0 | 0 | 0 | 0 | 0 | 0
IGCC-CCS | 0 | 0 | 0 | 0 | 0 | 0
WT_off | 0 | 0 | 0 | 0 | 0 | 0
PseudoUnit | 0 | 0 | 0 | 0 | 0 | 0
FixedInterchange | 0 | 0 | 0 | 0 | 0 | 0
Total Costs by Reporting Type: SP15
ReportingType | 2015 | 2020 | 2025 | 2030 | 2035 | 2040
BM | 6.22 | 3.72 | 3.02 | 3.02 | 3.91 | 3.92
CC | 1824.94 | 1399.58 | 1436.23 | 1313.32 | 1216.8 | 909.93
CSP | 0 | 0 | 0 | 0 | 0 | 0
CT | 0 | 0 | 0 | 0 | 0 | 0
Coal | 35.82 | 44.04 | 48.96 | 22.73 | 0 | 0
Geo | 99.95 | 585.17 | 585.17 | 575.49 | 575.49 | 328.75
H | 16.57 | 16.57 | 16.57 | 16.57 | 16.57 | 16.57
LFG | 28.48 | 185.55 | 185.55 | 185.38 | 184.03 | 94.59
Nuc | 508.22 | 539.82 | 519.92 | 522.86 | 522.86 | 643.14
PS | 34.19 | 34.19 | 34.19 | 34.19 | 34.19 | 34.19
PV | 3.17 | 3.17 | 3.17 | 3.17 | 1.87 | 1.87
PeakG | 76.73 | 111.44 | 93.22 | 103.59 | 103.59 | 103.59
PeakO | 1.47 | 1.91 | 1.53 | 1.53 | 1.53 | 1.53
ST | 182.01 | 182.01 | 182.01 | 182.01 | 28.69 | 28.69
STOG | 459.83 | 546.55 | 460.32 | 458.35 | 461.07 | 465.4
STWD | 68.43 | 6.51 | 4.8 | 5.63 | 7.29 | 17.25
WT | 218.08 | 218.08 | 218.08 | 2876.14 | 3039.7 | 3039.7
IGCC | 0 | 0 | 0 | 0 | 0 | 0
DemandResponse | 0 | 0 | 0 | 0 | 0 | 0
IGCC-CCS | 0 | 0 | 0 | 0 | 0 | 0
WT_off | 0 | 0 | 0 | 0 | 0 | 0
PseudoUnit | 0 | 0 | 0 | 0 | 0 | 0
FixedInterchange | 0 | 0 | 0 | 0 | 0 | 0
Total Costs by Reporting Type: ALB
ReportingType | 2015 | 2020 | 2025 | 2030 | 2035 | 2040
BM | 0 | 0 | 0 | 0 | 0 | 0
CC | 791.82 | 1220.38 | 1603.8 | 2150.3 | 2802.39 | 3517.16
CSP | 0 | 0 | 0 | 0 | 0 | 0
CT | 18.05 | 18.05 | 18.05 | 18.05 | 0 | 0
Coal | 976.08 | 956.61 | 967.34 | 1088.86 | 1175.16 | 1251.85
Geo | 0 | 0 | 0 | 0 | 0 | 0
H | 12.99 | 12.99 | 12.99 | 12.99 | 12.99 | 12.99
LFG | 1.21 | 1.21 | 1.21 | 1.21 | 1.21 | 1.21
Nuc | 0.01 | 0.01 | 0.01 | 0.01 | 0.01 | 0.01
PS | 0 | 0 | 0 | 0 | 0 | 0
PV | 0 | 0 | 0 | 0 | 0 | 0
PeakG | 24.53 | 22.96 | 22.96 | 22.96 | 32.35 | 32.35
PeakO | 0 | 0 | 0 | 0 | 0 | 0
ST | 0 | 0 | 0 | 0 | 0 | 0
STOG | 0 | 0 | 0 | 0 | 0 | 0
STWD | 0 | 0 | 0 | 0 | 0 | 0
WT | 25 | 25 | 25 | 25 | 22.96 | 22.96
IGCC | 0 | 0 | 0 | 0 | 0 | 0
DemandResponse | 0 | 0 | 0 | 0 | 0 | 0
IGCC-CCS | 0 | 0 | 0 | 0 | 0 | 0
WT_off | 0 | 0 | 0 | 0 | 0 | 0
PseudoUnit | 0 | 0 | 0 | 0 | 0 | 0
FixedInterchange | 0 | 0 | 0 | 0 | 0 | 0
Total Costs by Reporting Type: BC
ReportingType | 2015 | 2020 | 2025 | 2030 | 2035 | 2040
BM | 0 | 0 | 0 | 0 | 0 | 0
CC | 494.19 | 729.17 | 1085.08 | 1412.63 | 1949.8 | 2341.92
CSP | 0 | 0 | 0 | 0 | 0 | 0
CT | 0 | 0 | 0 | 0 | 0 | 2.46
Coal | 0 | 0 | 0 | 0 | 0 | 0
Geo | 0 | 0 | 0 | 0 | 0 | 0
H | 173.22 | 173.22 | 173.22 | 173.22 | 173.22 | 173.22
LFG | 2.9 | 2.9 | 2.9 | 2.9 | 2.9 | 2.9
Nuc | 0.01 | 0.01 | 0.01 | 0.01 | 0.01 | 0.01
PS | 0 | 0 | 0 | 0 | 0 | 0
PV | 0 | 0 | 0 | 0 | 0 | 0
PeakG | 2.66 | 2.77 | 3.3 | 3.3 | 3.3 | 3.3
PeakO | 1.16 | 1.29 | 1.29 | 1.29 | 1.29 | 1.29
ST | 0 | 0 | 0 | 0 | 0 | 0
STOG | 0 | 0 | 0 | 0 | 0 | 0
STWD | 16.34 | 16.34 | 16.34 | 16.34 | 16.35 | 16.35
WT | 40.15 | 40.15 | 40.15 | 40.15 | 7.54 | 7.54
IGCC | 0 | 0 | 0 | 0 | 0 | 0
DemandResponse | 0 | 0 | 0 | 0 | 0 | 0
IGCC-CCS | 0 | 0 | 0 | 0 | 0 | 0
WT_off | 0 | 0 | 0 | 0 | 0 | 0
PseudoUnit | 0 | 0 | 0 | 0 | 0 | 0
FixedInterchange | 0 | 0 | 0 | 0 | 0 | 0
Total Costs by Reporting Type: HQ_IESO
ReportingType | 2015 | 2020 | 2025 | 2030 | 2035 | 2040
BM | 0 | 0 | 0 | 0 | 0 | 0
CC | 0 | 0 | 0 | 0 | 0 | 0
CSP | 0 | 0 | 0 | 0 | 0 | 0
CT | 0 | 0 | 0 | 0 | 0 | 0
Coal | 0 | 0 | 0 | 0 | 0 | 0
Geo | 0 | 0 | 0 | 0 | 0 | 0
H | 0 | 0 | 0 | 0 | 0 | 0
LFG | 0 | 0 | 0 | 0 | 0 | 0
Nuc | 0.01 | 0.01 | 0.01 | 0.01 | 0.01 | 0.01
PS | 0 | 0 | 0 | 0 | 0 | 0
PV | 0 | 0 | 0 | 0 | 0 | 0
PeakG | 0 | 0 | 0 | 0 | 0 | 0
PeakO | 0 | 0 | 0 | 0 | 0 | 0
ST | 0 | 0 | 0 | 0 | 0 | 0
STOG | 0 | 0 | 0 | 0 | 0 | 0
STWD | 0 | 0 | 0 | 0 | 0 | 0
WT | 0 | 0 | 0 | 0 | 0 | 0
IGCC | 0 | 0 | 0 | 0 | 0 | 0
DemandResponse | 0 | 0 | 0 | 0 | 0 | 0
IGCC-CCS | 0 | 0 | 0 | 0 | 0 | 0
WT_off | 0 | 0 | 0 | 0 | 0 | 0
PseudoUnit | 0 | 0 | 0 | 0 | 0 | 0
FixedInterchange | 0 | 0 | 0 | 0 | 0 | 0
Total Costs by Reporting Type: HQ_NEISO
ReportingType | 2015 | 2020 | 2025 | 2030 | 2035 | 2040
BM | 0 | 0 | 0 | 0 | 0 | 0
CC | 0 | 0 | 0 | 0 | 0 | 0
CSP | 0 | 0 | 0 | 0 | 0 | 0
CT | 0 | 0 | 0 | 0 | 0 | 0
Coal | 0 | 0 | 0 | 0 | 0 | 0
Geo | 0 | 0 | 0 | 0 | 0 | 0
H | 0 | 0 | 0 | 0 | 0 | 0
LFG | 0 | 0 | 0 | 0 | 0 | 0
Nuc | 0.01 | 0.01 | 0.01 | 0.01 | 0.01 | 0.01
PS | 0 | 0 | 0 | 0 | 0 | 0
PV | 0 | 0 | 0 | 0 | 0 | 0
PeakG | 0 | 0 | 0 | 0 | 0 | 0
PeakO | 0 | 0 | 0 | 0 | 0 | 0
ST | 0 | 0 | 0 | 0 | 0 | 0
STOG | 0 | 0 | 0 | 0 | 0 | 0
STWD | 0 | 0 | 0 | 0 | 0 | 0
WT | 0 | 0 | 0 | 0 | 0 | 0
IGCC | 0 | 0 | 0 | 0 | 0 | 0
DemandResponse | 0 | 0 | 0 | 0 | 0 | 0
IGCC-CCS | 0 | 0 | 0 | 0 | 0 | 0
WT_off | 0 | 0 | 0 | 0 | 0 | 0
PseudoUnit | 0 | 0 | 0 | 0 | 0 | 0
FixedInterchange | 0 | 0 | 0 | 0 | 0 | 0
Total Costs by Reporting Type: HQ_NY
ReportingType | 2015 | 2020 | 2025 | 2030 | 2035 | 2040
BM | 0 | 0 | 0 | 0 | 0 | 0
CC | 0 | 0 | 0 | 0 | 0 | 0
CSP | 0 | 0 | 0 | 0 | 0 | 0
CT | 0 | 0 | 0 | 0 | 0 | 0
Coal | 0 | 0 | 0 | 0 | 0 | 0
Geo | 0 | 0 | 0 | 0 | 0 | 0
H | 0 | 0 | 0 | 0 | 0 | 0
LFG | 0 | 0 | 0 | 0 | 0 | 0
Nuc | 0.01 | 0.01 | 0.01 | 0.01 | 0.01 | 0.01
PS | 0 | 0 | 0 | 0 | 0 | 0
PV | 0 | 0 | 0 | 0 | 0 | 0
PeakG | 0 | 0 | 0 | 0 | 0 | 0
PeakO | 0 | 0 | 0 | 0 | 0 | 0
ST | 0 | 0 | 0 | 0 | 0 | 0
STOG | 0 | 0 | 0 | 0 | 0 | 0
STWD | 0 | 0 | 0 | 0 | 0 | 0
WT | 0 | 0 | 0 | 0 | 0 | 0
IGCC | 0 | 0 | 0 | 0 | 0 | 0
DemandResponse | 0 | 0 | 0 | 0 | 0 | 0
IGCC-CCS | 0 | 0 | 0 | 0 | 0 | 0
WT_off | 0 | 0 | 0 | 0 | 0 | 0
PseudoUnit | 0 | 0 | 0 | 0 | 0 | 0
FixedInterchange | 0 | 0 | 0 | 0 | 0 | 0
Total Costs by Reporting Type: MARITIMES
ReportingType | 2015 | 2020 | 2025 | 2030 | 2035 | 2040
BM | 0 | 0 | 0 | 0 | 0 | 0
CC | 0 | 0 | 0 | 0 | 0 | 0
CSP | 0 | 0 | 0 | 0 | 0 | 0
CT | 0 | 0 | 0 | 0 | 0 | 0
Coal | 0 | 0 | 0 | 0 | 0 | 0
Geo | 0 | 0 | 0 | 0 | 0 | 0
H | 0 | 0 | 0 | 0 | 0 | 0
LFG | 0 | 0 | 0 | 0 | 0 | 0
Nuc | 0.01 | 0.01 | 0.01 | 0.01 | 0.01 | 0.01
PS | 0 | 0 | 0 | 0 | 0 | 0
PV | 0 | 0 | 0 | 0 | 0 | 0
PeakG | 0 | 0 | 0 | 0 | 0 | 0
PeakO | 0 | 0 | 0 | 0 | 0 | 0
ST | 0 | 0 | 0 | 0 | 0 | 0
STOG | 0 | 0 | 0 | 0 | 0 | 0
STWD | 0 | 0 | 0 | 0 | 0 | 0
WT | 0 | 0 | 0 | 0 | 0 | 0
IGCC | 0 | 0 | 0 | 0 | 0 | 0
DemandResponse | 0 | 0 | 0 | 0 | 0 | 0
IGCC-CCS | 0 | 0 | 0 | 0 | 0 | 0
WT_off | 0 | 0 | 0 | 0 | 0 | 0
PseudoUnit | 0 | 0 | 0 | 0 | 0 | 0
FixedInterchange | 0 | 0 | 0 | 0 | 0 | 0
Total Costs by Reporting Type: All
ReportingType | 2015 | 2020 | 2025 | 2030 | 2035 | 2040
BM | 723.21 | 612.62 | 615.76 | 602.85 | 600.88 | 501.98
CC | 53632.21 | 66106.65 | 67222.12 | 72023.3 | 91723.68 | 107594.22
CSP | 0 | 0 | 0 | 0 | 0 | 0
CT | 656.51 | 1316.25 | 1722.37 | 2322.1 | 3203.57 | 3545.13
Coal | 74394.79 | 80507.69 | 85026.9 | 86821.79 | 98384.42 | 110646.21
Geo | 264.49 | 985.55 | 2467.64 | 2457.96 | 2441.01 | 2061.24
H | 1511 | 1511 | 1511 | 1511 | 1511 | 1511
LFG | 530.65 | 1072.2 | 1646.07 | 1828.5 | 1804.61 | 1500.72
Nuc | 27257.76 | 31456.43 | 31434.52 | 31883.54 | 26253.69 | 31278.26
PS | 517.25 | 517.25 | 517.25 | 517.25 | 517.25 | 517.25
PV | 517.32 | 1173.95 | 1474.01 | 1542.87 | 1065.01 | 477.63
PeakG | 2271.07 | 3322.4 | 2788.59 | 3219.29 | 3383 | 3428.95
PeakO | 557.93 | 731.4 | 592.89 | 596.16 | 596.17 | 596.19
ST | 294.27 | 567.26 | 659.12 | 637.8 | 444.56 | 225.38
STOG | 3896.73 | 4735.7 | 4418.67 | 4175.55 | 4340.72 | 4369.42
STWD | 959.46 | 398.92 | 229.34 | 194.95 | 205.87 | 289.88
WT | 6675.05 | 13526.85 | 19413.1 | 31251.56 | 34761.57 | 35189.42
IGCC | 367.12 | 367.36 | 368.47 | 374.19 | 379.14 | 383.08
DemandResponse | 0 | 0 | 0 | 0 | 0 | 0
IGCC-CCS | 0 | 0 | 0 | 0 | 0 | 0
WT_off | 244.41 | 566.73 | 1679.91 | 1789.35 | 1658.91 | 1494.41
PseudoUnit | 0 | 0 | 0 | 0 | 0 | 0
FixedInterchange | 0 | 0 | 0 | 0 | 0 | 0
Total Costs by Reporting Type: EI_US
ReportingType | 2015 | 2020 | 2025 | 2030 | 2035 | 2040
BM | 495.19 | 382.26 | 390.6 | 373.25 | 363.16 | 268.77
CC | 34317.22 | 44323.8 | 43347.05 | 49284.98 | 65900.92 | 78781.67
CSP | 0 | 0 | 0 | 0 | 0 | 0
CT | 445.41 | 1057.25 | 1191.21 | 1665.97 | 2299.92 | 2431.85
Coal | 60238.43 | 64580.37 | 68370.44 | 70216.57 | 79858.4 | 89821.26
Geo | 3.95 | 3.95 | 3.95 | 3.95 | 3.95 | 3.95
H | 419.29 | 419.29 | 419.29 | 419.29 | 419.29 | 419.29
LFG | 439.36 | 653.94 | 1095.03 | 1246.1 | 1231.28 | 1113.47
Nuc | 21188.8 | 25019.34 | 24933.73 | 25344.45 | 19958.32 | 24608.01
PS | 401.94 | 401.94 | 401.94 | 401.94 | 401.94 | 401.94
PV | 25.25 | 681.88 | 981.94 | 1050.8 | 1059.06 | 471.68
PeakG | 1895.46 | 2793.11 | 2326.64 | 2705.85 | 2836.27 | 2878.93
PeakO | 537.42 | 705.39 | 571.47 | 574.63 | 574.64 | 574.65
ST | 0 | 0 | 0 | 0 | 0 | 0
STOG | 2153.97 | 2600.74 | 2338.05 | 2392.33 | 2531.1 | 2573.49
STWD | 595.91 | 351.22 | 192.25 | 153.8 | 149.97 | 160.52
WT | 4605.62 | 7496.05 | 13382.3 | 16151.65 | 16337.57 | 14767.27
IGCC | 367.12 | 367.36 | 368.47 | 374.19 | 379.14 | 383.08
DemandResponse | 0 | 0 | 0 | 0 | 0 | 0
IGCC-CCS | 0 | 0 | 0 | 0 | 0 | 0
WT_off | 244.41 | 566.73 | 1679.91 | 1789.35 | 1658.91 | 1494.41
PseudoUnit | 0 | 0 | 0 | 0 | 0 | 0
FixedInterchange | 0 | 0 | 0 | 0 | 0 | 0
Total Costs by Reporting Type: EI_Canada
ReportingType | 2015 | 2020 | 2025 | 2030 | 2035 | 2040
BM | 148.95 | 148.95 | 148.95 | 148.95 | 148.95 | 149.22
CC | 776.9 | 1023.46 | 1145.86 | 1241.26 | 1699.41 | 2774.06
CSP | 0 | 0 | 0 | 0 | 0 | 0
CT | 44.26 | 44.26 | 44.26 | 68.04 | 140.59 | 220.9
Coal | 53.91 | 60.5 | 79.84 | 153.75 | 246.99 | 355.93
Geo | 0 | 0 | 0 | 0 | 0 | 0
H | 216.06 | 216.06 | 216.06 | 216.06 | 216.06 | 216.06
LFG | 18.31 | 18.31 | 18.31 | 18.31 | 14.4 | 14.4
Nuc | 2990.32 | 3007.74 | 3062.22 | 3080.31 | 2836.59 | 3030.72
PS | 2.92 | 2.92 | 2.92 | 2.92 | 2.92 | 2.92
PV | 450.64 | 450.64 | 450.64 | 450.64 | 0.44 | 0.44
PeakG | 21.55 | 23.55 | 23.59 | 23.55 | 27.1 | 28.04
PeakO | 0.75 | 0.75 | 0.87 | 0.98 | 0.98 | 0.98
ST | 0 | 0 | 0 | 0 | 0 | 0
STOG | 5.54 | 5.54 | 5.54 | 5.54 | 5.54 | 5.54
STWD | 0 | 0 | 0 | 0 | 0 | 0
WT | 720.31 | 720.31 | 720.31 | 720.31 | 90.89 | 90.89
IGCC | 0 | 0 | 0 | 0 | 0 | 0
DemandResponse | 0 | 0 | 0 | 0 | 0 | 0
IGCC-CCS | 0 | 0 | 0 | 0 | 0 | 0
WT_off | 0 | 0 | 0 | 0 | 0 | 0
PseudoUnit | 0 | 0 | 0 | 0 | 0 | 0
FixedInterchange | 0 | 0 | 0 | 0 | 0 | 0
Total Costs by Reporting Type: EI
ReportingType | 2015 | 2020 | 2025 | 2030 | 2035 | 2040
BM | 644.13 | 531.21 | 539.55 | 522.2 | 512.11 | 417.99
CC | 35094.12 | 45347.27 | 44492.91 | 50526.24 | 67600.33 | 81555.73
CSP | 0 | 0 | 0 | 0 | 0 | 0
CT | 489.67 | 1101.51 | 1235.47 | 1734 | 2440.51 | 2652.75
Coal | 60292.35 | 64640.86 | 68450.28 | 70370.32 | 80105.39 | 90177.2
Geo | 3.95 | 3.95 | 3.95 | 3.95 | 3.95 | 3.95
H | 635.35 | 635.35 | 635.35 | 635.35 | 635.35 | 635.35
LFG | 457.66 | 672.25 | 1113.33 | 1264.41 | 1245.68 | 1127.87
Nuc | 24179.13 | 28027.08 | 27995.95 | 28424.75 | 22794.91 | 27638.74
PS | 404.86 | 404.86 | 404.86 | 404.86 | 404.86 | 404.86
PV | 475.89 | 1132.52 | 1432.57 | 1501.44 | 1059.5 | 472.12
PeakG | 1917 | 2816.66 | 2350.23 | 2729.41 | 2863.37 | 2906.97
PeakO | 538.18 | 706.14 | 572.34 | 575.61 | 575.62 | 575.63
ST | 0 | 0 | 0 | 0 | 0 | 0
STOG | 2159.51 | 2606.27 | 2343.58 | 2397.87 | 2536.64 | 2579.02
STWD | 595.91 | 351.22 | 192.25 | 153.8 | 149.97 | 160.52
WT | 5325.94 | 8216.37 | 14102.61 | 16871.96 | 16428.46 | 14858.16
IGCC | 367.12 | 367.36 | 368.47 | 374.19 | 379.14 | 383.08
DemandResponse | 0 | 0 | 0 | 0 | 0 | 0
IGCC-CCS | 0 | 0 | 0 | 0 | 0 | 0
WT_off | 244.41 | 566.73 | 1679.91 | 1789.35 | 1658.91 | 1494.41
PseudoUnit | 0 | 0 | 0 | 0 | 0 | 0
FixedInterchange | 0 | 0 | 0 | 0 | 0 | 0
Total Costs by Reporting Type: Outside_EI
ReportingType | 2015 | 2020 | 2025 | 2030 | 2035 | 2040
BM | 79.07 | 81.41 | 76.21 | 80.65 | 88.77 | 84
CC | 18538.08 | 20759.38 | 22729.2 | 21497.06 | 24123.35 | 26038.5
CSP | 0 | 0 | 0 | 0 | 0 | 0
CT | 166.85 | 214.75 | 486.91 | 588.1 | 763.06 | 892.38
Coal | 14102.45 | 15866.83 | 16576.63 | 16451.47 | 18279.03 | 20469.01
Geo | 260.54 | 981.6 | 2463.69 | 2454 | 2437.06 | 2057.29
H | 875.65 | 875.65 | 875.65 | 875.65 | 875.65 | 875.65
LFG | 72.99 | 399.96 | 532.74 | 564.09 | 558.93 | 372.85
Nuc | 3078.63 | 3429.35 | 3438.57 | 3458.79 | 3458.79 | 3639.53
PS | 112.39 | 112.39 | 112.39 | 112.39 | 112.39 | 112.39
PV | 41.43 | 41.43 | 41.43 | 41.43 | 5.51 | 5.51
PeakG | 354.07 | 505.74 | 438.36 | 489.89 | 519.63 | 521.98
PeakO | 19.76 | 25.25 | 20.55 | 20.56 | 20.56 | 20.56
ST | 294.27 | 567.26 | 659.12 | 637.8 | 444.56 | 225.38
STOG | 1737.22 | 2129.43 | 2075.08 | 1777.68 | 1804.08 | 1790.4
STWD | 363.55 | 47.7 | 37.09 | 41.15 | 55.89 | 129.36
WT | 1349.12 | 5310.49 | 5310.49 | 14379.6 | 18333.11 | 20331.27
IGCC | 0 | 0 | 0 | 0 | 0 | 0
DemandResponse | 0 | 0 | 0 | 0 | 0 | 0
IGCC-CCS | 0 | 0 | 0 | 0 | 0 | 0
WT_off | 0 | 0 | 0 | 0 | 0 | 0
PseudoUnit | 0 | 0 | 0 | 0 | 0 | 0
FixedInterchange | 0 | 0 | 0 | 0 | 0 | 0
#15 A | 0.26: RPS Generation Compliance Payments ($)
RPS Program | 2015 | 2020 | 2025 | 2030 | 2035 | 2040
NEISO | 0 | 0 | 0 | 0 | 0 | 0
CA | 1665.3 | 0 | 0 | 0 | 0 | 0
NWPP | 0 | 0 | 0 | 0 | 0 | 0
PJM | 0 | 457.78 | 0 | 0 | 0 | 0
US | 0 | 0 | 0 | 0 | 0 | 0
PJM_Solar | 377.76 | 0 | 0 | 0 | 0 | 0
MA_Solar | 158.16 | 0 | 0 | 0 | 0 | 0
NH_Solar | 10.65 | 0 | 0 | 0 | 0 | 0
MRETS_Solar | 0 | 0 | 0 | 0 | 0 | 0
AZNMSNV | 221.16 | 0 | 0 | 0 | 0 | 0
AZNMSNV_Solar | 63.66 | 0 | 0 | 0 | 0 | 0
MRETS | 0 | 0 | 0 | 0 | 0 | 0
MI | 76.6 | 0 | 0 | 0 | 0 | 0
Ohio | 0 | 0 | 0 | 0 | 0 | 0
Ohio_Solar | 57.73 | 0 | 0 | 0 | 0 | 0
MOKSOKNE | 207.22 | 0 | 0 | 0 | 0 | 0
MO_Solar | 29.51 | 0 | 0 | 0 | 0 | 0
NC | 774.25 | 0 | 0 | 0 | 0 | 0
NC_Solar | 26.06 | 0 | 0 | 0 | 0 | 0
CO | 34.64 | 0 | 0 | 0 | 0 | 0
CO_Solar | 191.18 | 0 | 0 | 0 | 0 | 0
NY | 11.54 | 4.41 | 0 | 0 | 0 | 0
TX | 0 | 0 | 0 | 0 | 0 | 0
#15 B | 0.26: RPS Capacity Compliance Payments ($)
RPS Program | 2015 | 2020 | 2025 | 2030 | 2035 | 2040
NEISO | 0 | 0 | 0 | 0 | 0 | 0
CA | 0 | 0 | 0 | 0 | 0 | 0
NWPP | 0 | 0 | 0 | 0 | 0 | 0
PJM | 0 | 0 | 0 | 0 | 0 | 0
US | 0 | 0 | 0 | 0 | 0 | 0
PJM_Solar | 0 | 0 | 0 | 0 | 0 | 0
MA_Solar | 0 | 0 | 0 | 0 | 0 | 0
NH_Solar | 0 | 0 | 0 | 0 | 0 | 0
MRETS_Solar | 0 | 0 | 0 | 0 | 0 | 0
AZNMSNV | 0 | 0 | 0 | 0 | 0 | 0
AZNMSNV_Solar | 0 | 0 | 0 | 0 | 0 | 0
MRETS | 0 | 0 | 0 | 0 | 0 | 0
MI | 0 | 0 | 0 | 0 | 0 | 0
Ohio | 0 | 0 | 0 | 0 | 0 | 0
Ohio_Solar | 0 | 0 | 0 | 0 | 0 | 0
MOKSOKNE | 0 | 0 | 0 | 0 | 0 | 0
MO_Solar | 0 | 0 | 0 | 0 | 0 | 0
NC | 0 | 0 | 0 | 0 | 0 | 0
NC_Solar | 0 | 0 | 0 | 0 | 0 | 0
CO | 0 | 0 | 0 | 0 | 0 | 0
CO_Solar | 0 | 0 | 0 | 0 | 0 | 0
NY | 0 | 0 | 0 | 0 | 0 | 0
TX | 0 | 0 | 0 | 0 | 0 | 0
#16a | 0.26: Transmission Costs ($million) [excludes shadow cost]
Transmission Costs: Entergy
Cost | 2015 | 2020 | 2025 | 2030 | 2035 | 2040
a. Wheel Share | 2 | 1.52 | 9.62 | 17.68 | 36.59 | 37.98
b. Friction Share | 3.33 | 2.41 | 12.71 | 15.75 | 31.79 | 34.64
Transmission Costs: FRCC
Cost | 2015 | 2020 | 2025 | 2030 | 2035 | 2040
a. Wheel Share | 5.86 | 2.22 | 4.14 | 1.91 | 0.62 | 5.05
b. Friction Share | 5.86 | 2.22 | 4.14 | 1.91 | 0.62 | 5.05
Transmission Costs: MAPP_US
Cost | 2015 | 2020 | 2025 | 2030 | 2035 | 2040
a. Wheel Share | 14.43 | 11.88 | 8.98 | 13.42 | 15.14 | 16.84
b. Friction Share | 10.48 | 8.51 | 6.86 | 9.78 | 11.26 | 12.73
Transmission Costs: MISO_IN
Cost | 2015 | 2020 | 2025 | 2030 | 2035 | 2040
a. Wheel Share | 1.44 | 1.56 | 2.34 | 2.14 | 1.9 | 2.41
b. Friction Share | 4.65 | 1.11 | 1.69 | 2.06 | 2.73 | 3.78
Transmission Costs: MISO_MI
Cost | 2015 | 2020 | 2025 | 2030 | 2035 | 2040
a. Wheel Share | 3.9 | 6.75 | 6.21 | 3.68 | 3.84 | 5.43
b. Friction Share | 13.13 | 17.63 | 15.81 | 9.32 | 11.25 | 14.91
Transmission Costs: MISO_MO-IL
Cost | 2015 | 2020 | 2025 | 2030 | 2035 | 2040
a. Wheel Share | 0.14 | 0.06 | 2.29 | 15.95 | 31.43 | 29.35
b. Friction Share | 7.62 | 0.8 | 1.61 | 14.4 | 23.73 | 23.3
Transmission Costs: MISO_W
Cost | 2015 | 2020 | 2025 | 2030 | 2035 | 2040
a. Wheel Share | 4.73 | 3.31 | 1.09 | 1.63 | 13.28 | 14.92
b. Friction Share | 6.38 | 3.99 | 2.15 | 7.8 | 14.9 | 15.73
Transmission Costs: MISO_WUMS
Cost | 2015 | 2020 | 2025 | 2030 | 2035 | 2040
a. Wheel Share | 0 | 0 | 0 | 0 | 0 | 0
b. Friction Share | 1.9 | 1.68 | 1.7 | 4.95 | 0.98 | 1.05
Transmission Costs: Nebraska
Cost | 2015 | 2020 | 2025 | 2030 | 2035 | 2040
a. Wheel Share | 7.81 | 7.07 | 7.23 | 9.59 | 12.3 | 10.07
b. Friction Share | 5.98 | 5.49 | 5.92 | 7.68 | 10.17 | 8.32
Transmission Costs: NEISO
Cost | 2015 | 2020 | 2025 | 2030 | 2035 | 2040
a. Wheel Share | 0 | 0 | 0 | 0 | 0 | 0
b. Friction Share | 9.02 | 8.47 | 13.33 | 17.2 | 16.82 | 15.95
Transmission Costs: NonRTO_Midwest
Cost | 2015 | 2020 | 2025 | 2030 | 2035 | 2040
a. Wheel Share | 1.45 | 1.66 | 2.4 | 3.32 | 3.25 | 3.92
b. Friction Share | 0.88 | 1.06 | 1.48 | 3.18 | 3.3 | 4.85
Transmission Costs: NYISO_A-F
Cost | 2015 | 2020 | 2025 | 2030 | 2035 | 2040
a. Wheel Share | 14.93 | 14.86 | 12.49 | 11.45 | 2.5 | 2.08
b. Friction Share | 38.23 | 37.84 | 32.03 | 29.85 | 8.9 | 7.87
Transmission Costs: NYISO_G-I
Cost | 2015 | 2020 | 2025 | 2030 | 2035 | 2040
a. Wheel Share | 1.42 | 1.72 | 3.13 | 2.47 | 1.96 | 2.14
b. Friction Share | 5.51 | 4.51 | 7.4 | 8.75 | 7.61 | 6.56
Transmission Costs: NYISO_J-K
Cost | 2015 | 2020 | 2025 | 2030 | 2035 | 2040
a. Wheel Share | 1.13 | 1.22 | 1.22 | 1.22 | 1.47 | 1.72
b. Friction Share | 5 | 4.06 | 5.16 | 6.52 | 6.78 | 7.04
Transmission Costs: PJM_E
Cost | 2015 | 2020 | 2025 | 2030 | 2035 | 2040
a. Wheel Share | 2.55 | 2.94 | 4.35 | 3.69 | 3.43 | 3.86
b. Friction Share | 2.74 | 2.77 | 3.91 | 3.3 | 2.92 | 3.22
Transmission Costs: PJM_ROM
Cost | 2015 | 2020 | 2025 | 2030 | 2035 | 2040
a. Wheel Share | 0.46 | 1.36 | 2.6 | 2.78 | 1.75 | 1.5
b. Friction Share | 0.85 | 1.06 | 2.35 | 2.78 | 1.68 | 1.35
Transmission Costs: PJM_ROR
Cost | 2015 | 2020 | 2025 | 2030 | 2035 | 2040
a. Wheel Share | 28.51 | 11.32 | 15.9 | 13.6 | 22.87 | 18.87
b. Friction Share | 47.46 | 15.15 | 18.7 | 29.89 | 35.96 | 31.77
Transmission Costs: SOCO
Cost | 2015 | 2020 | 2025 | 2030 | 2035 | 2040
a. Wheel Share | 8.67 | 5.14 | 9.11 | 5.61 | 3.93 | 8.62
b. Friction Share | 10.17 | 7.33 | 13.73 | 9.39 | 6.24 | 10.97
Transmission Costs: SPP_N
Cost | 2015 | 2020 | 2025 | 2030 | 2035 | 2040
a. Wheel Share | 2.06 | 2.21 | 3.24 | 3.56 | 18.7 | 17.52
b. Friction Share | 1.86 | 1.98 | 4.97 | 4.54 | 19.21 | 19.55
Transmission Costs: SPP_S
Cost | 2015 | 2020 | 2025 | 2030 | 2035 | 2040
a. Wheel Share | 0.6 | 0.69 | 3.78 | 2.78 | 4.55 | 7.8
b. Friction Share | 1.07 | 1.19 | 5.71 | 4.21 | 6.88 | 11.9
Transmission Costs: TVA
Cost | 2015 | 2020 | 2025 | 2030 | 2035 | 2040
a. Wheel Share | 1 | 1.41 | 1.09 | 0.99 | 1.09 | 1.26
b. Friction Share | 1.25 | 1.77 | 1.36 | 1.25 | 1.39 | 1.59
Transmission Costs: TVA_Transmission
Cost | 2015 | 2020 | 2025 | 2030 | 2035 | 2040
a. Wheel Share | 0.46 | 0.27 | 0.61 | 5.14 | 9.91 | 6.58
b. Friction Share | 0.43 | 0.25 | 0.6 | 4.31 | 8.6 | 5.81
Transmission Costs: VACAR
Cost | 2015 | 2020 | 2025 | 2030 | 2035 | 2040
a. Wheel Share | 28.32 | 11.97 | 17.38 | 15.31 | 21.94 | 20.14
b. Friction Share | 28.35 | 13.14 | 20.34 | 18.24 | 23.41 | 21.53
Transmission Costs: IESO
Cost | 2015 | 2020 | 2025 | 2030 | 2035 | 2040
a. Wheel Share | 19.24 | 22.28 | 18.01 | 13.46 | 5.11 | 7.62
b. Friction Share | 48.1 | 55.7 | 45.05 | 33.66 | 12.36 | 17.73
Transmission Costs: MAPP_CA
Cost | 2015 | 2020 | 2025 | 2030 | 2035 | 2040
a. Wheel Share | 1.77 | 2.41 | 2.73 | 2.05 | 1.35 | 2.84
b. Friction Share | 2.5 | 4.58 | 4.74 | 3.14 | 1.4 | 3.79
Transmission Costs: AZ_NM_SNV_Coal
Cost | 2015 | 2020 | 2025 | 2030 | 2035 | 2040
a. Wheel Share | 20.68 | 20.69 | 26.88 | 30.88 | 54.46 | 82.54
b. Friction Share | 34.9 | 34.97 | 45.33 | 52.09 | 91.55 | 138.56
Transmission Costs: AZ_NM_SNV_Gas
Cost | 2015 | 2020 | 2025 | 2030 | 2035 | 2040
a. Wheel Share | 73.86 | 85.05 | 87.89 | 63.31 | 43.33 | 41
b. Friction Share | 123.43 | 142.06 | 146.78 | 105.77 | 72.38 | 68.48
Transmission Costs: AZ_NM_SNV_NucRenew
Cost | 2015 | 2020 | 2025 | 2030 | 2035 | 2040
a. Wheel Share | 38.28 | 78.1 | 89.99 | 102.46 | 133.65 | 140.1
b. Friction Share | 63.91 | 130.35 | 150.21 | 171.15 | 223.37 | 234.35
Transmission Costs: ERCOT
Cost | 2015 | 2020 | 2025 | 2030 | 2035 | 2040
a. Wheel Share | 0.34 | 0.48 | 1.39 | 0.24 | 1.07 | 2.96
b. Friction Share | 0.51 | 0.72 | 2.09 | 0.37 | 1.6 | 4.44
Transmission Costs: NP15
Cost | 2015 | 2020 | 2025 | 2030 | 2035 | 2040
a. Wheel Share | 25.99 | 19.46 | 14.69 | 27.28 | 54.94 | 34.77
b. Friction Share | 43.37 | 32.55 | 24.6 | 45.61 | 91.72 | 58.09
Transmission Costs: NWPP_Coal
Cost | 2015 | 2020 | 2025 | 2030 | 2035 | 2040
a. Wheel Share | 72.25 | 50.83 | 50.51 | 69.01 | 119.44 | 111.69
b. Friction Share | 121.68 | 85.99 | 85.48 | 116.4 | 200.58 | 187.66
Transmission Costs: NWPP_Gas
Cost | 2015 | 2020 | 2025 | 2030 | 2035 | 2040
a. Wheel Share | 0 | 0 | 0 | 0 | 0 | 0
b. Friction Share | 0.3 | 0.3 | 0.3 | 0.38 | 0.52 | 0.52
Transmission Costs: NWPP_NucRenew
Cost | 2015 | 2020 | 2025 | 2030 | 2035 | 2040
a. Wheel Share | 0 | 0 | 0 | 0 | 0 | 0
b. Friction Share | 0.96 | 0.97 | 1 | 1 | 1 | 1
Transmission Costs: RMPA
Cost | 2015 | 2020 | 2025 | 2030 | 2035 | 2040
a. Wheel Share | 3.21 | 3.78 | 12.63 | 10.84 | 11.45 | 10.87
b. Friction Share | 2.28 | 2.86 | 20.78 | 14.95 | 17.29 | 17.53
Transmission Costs: SP15
Cost | 2015 | 2020 | 2025 | 2030 | 2035 | 2040
a. Wheel Share | 174.87 | 212.4 | 227.21 | 211.71 | 262.22 | 289.65
b. Friction Share | 291.5 | 354.11 | 378.8 | 352.98 | 437.18 | 482.88
Transmission Costs: ALB
Cost | 2015 | 2020 | 2025 | 2030 | 2035 | 2040
a. Wheel Share | 0.7 | 2.14 | 2.3 | 1.6 | 0.16 | 0.04
b. Friction Share | 1.16 | 3.57 | 3.83 | 2.67 | 0.26 | 0.07
Transmission Costs: BC
Cost | 2015 | 2020 | 2025 | 2030 | 2035 | 2040
a. Wheel Share | 3.38 | 3.33 | 2.69 | 3.13 | 4.77 | 5.25
b. Friction Share | 5.64 | 5.55 | 4.48 | 5.22 | 7.95 | 8.75
Transmission Costs: HQ_IESO
Cost | 2015 | 2020 | 2025 | 2030 | 2035 | 2040
a. Wheel Share | 0 | 0 | 0 | 0 | 0 | 0
b. Friction Share | 0.01 | 0.01 | 0.01 | 0.01 | 0.01 | 0.01
Transmission Costs: HQ_NEISO
Cost | 2015 | 2020 | 2025 | 2030 | 2035 | 2040
a. Wheel Share | 0 | 0 | 0 | 0 | 0 | 0
b. Friction Share | 0.11 | 0.11 | 0.11 | 0.11 | 0.11 | 0.11
Transmission Costs: HQ_NY
Cost | 2015 | 2020 | 2025 | 2030 | 2035 | 2040
a. Wheel Share | 0 | 0 | 0 | 0 | 0 | 0
b. Friction Share | 0.03 | 0.03 | 0.03 | 0.03 | 0.03 | 0.03
Transmission Costs: MARITIMES
Cost | 2015 | 2020 | 2025 | 2030 | 2035 | 2040
a. Wheel Share | 0 | 0 | 0 | 0 | 0 | 0
b. Friction Share | 0.05 | 0.05 | 0.05 | 0.05 | 0.05 | 0.05
Transmission Costs: All
Cost | 2015 | 2020 | 2025 | 2030 | 2035 | 2040
a. Wheel Share | 566.42 | 592.08 | 656.12 | 673.87 | 904.37 | 947.38
b. Friction Share | 952.6 | 998.9 | 1097.35 | 1122.69 | 1416.5 | 1493.53
Transmission Costs: EI_US
Cost | 2015 | 2020 | 2025 | 2030 | 2035 | 2040
a. Wheel Share | 131.86 | 91.14 | 119.18 | 137.91 | 212.44 | 218.04
b. Friction Share | 212.35 | 144.61 | 183.86 | 217.28 | 257.33 | 269.67
Transmission Costs: EI_Canada
Cost | 2015 | 2020 | 2025 | 2030 | 2035 | 2040
a. Wheel Share | 21 | 24.68 | 20.75 | 15.51 | 6.46 | 10.46
b. Friction Share | 50.61 | 60.29 | 49.8 | 36.82 | 13.78 | 21.53
Transmission Costs: EI
Cost | 2015 | 2020 | 2025 | 2030 | 2035 | 2040
a. Wheel Share | 152.87 | 115.82 | 139.93 | 153.42 | 218.9 | 228.51
b. Friction Share | 262.96 | 204.91 | 233.66 | 254.1 | 271.11 | 291.21
Transmission Costs: Outside_EI
Cost | 2015 | 2020 | 2025 | 2030 | 2035 | 2040
a. Wheel Share | 413.55 | 476.26 | 516.19 | 520.46 | 685.47 | 718.88
b. Friction Share | 689.63 | 793.99 | 863.68 | 868.59 | 1145.39 | 1202.32

## Capacity
#1 | New Build Capacity (MW)
New Build Capacity by Reporting Type: Entergy
ReportingType | 2015 | 2020 | 2025 | 2030 | 2035 | 2040
BM | 0 | 0 | 0 | 0 | 0 | 0
CC | 0.01 | 948.36 | 0 | 856.56 | 1552.44 | 0
CSP | 0 | 0 | 0 | 0 | 0 | 0
CT | 0 | 0 | 0 | 0 | 0 | 0
Coal | 720 | 0 | 0 | 0 | 279.2 | 2013.14
Geo | 0 | 0 | 0 | 0 | 0 | 0
H | 0 | 0 | 0 | 0 | 0 | 0
LFG | 0 | 0 | 0.01 | 107.39 | 0 | 0
Nuc | 170 | 0 | 0 | 0 | 0 | 0
PS | 0 | 0 | 0 | 0 | 0 | 0
PV | 0.29 | 64.54 | 35.02 | 3.17 | 3.59 | 3.72
PeakG | 0 | 0 | 0 | 0 | 0 | 0
PeakO | 0 | 0 | 0 | 0 | 0 | 0
ST | 0 | 0 | 0 | 0 | 0 | 0
STOG | 0 | 0 | 0 | 0 | 0 | 0
STWD | 0 | 0 | 0 | 0 | 0 | 0
WT | 0 | 0 | 0 | 0 | 0 | 0
IGCC | 0 | 0 | 0 | 0 | 0 | 0
DemandResponse | 0 | 0 | 0 | 0 | 0 | 0
IGCC-CCS | 0 | 0 | 0 | 0 | 0 | 0
WT_off | 0 | 0 | 0 | 0 | 0 | 0
PseudoUnit | 0 | 0 | 0 | 0 | 0 | 0
FixedInterchange | 0 | 0 | 0 | 0 | 0 | 0
New Build Capacity by Reporting Type: FRCC
ReportingType | 2015 | 2020 | 2025 | 2030 | 2035 | 2040
BM | 0 | 0 | 0 | 0 | 0 | 0
CC | 1516.9 | 5057.96 | 2214.75 | 3879.02 | 5740.87 | 6064.74
CSP | 0 | 0 | 0 | 0 | 0 | 0
CT | 2480 | 0 | 0 | 0 | 0 | 0
Coal | 0 | 0 | 0 | 0 | 0 | 0
Geo | 0 | 0 | 0 | 0 | 0 | 0
H | 0 | 0 | 0 | 0 | 0 | 0
LFG | 0 | 0 | 198 | 0 | 0 | 0
Nuc | 229.33 | 0 | 0 | 0 | 0 | 0
PS | 0 | 0 | 0 | 0 | 0 | 0
PV | 0 | 0 | 0 | 0 | 0 | 0
PeakG | 0 | 0 | 0 | 0 | 0 | 0
PeakO | 0 | 0 | 0 | 0 | 0 | 0
ST | 0 | 0 | 0 | 0 | 0 | 0
STOG | 0 | 0 | 0 | 0 | 0 | 0
STWD | 0 | 0 | 0 | 0 | 0 | 0
WT | 0 | 0 | 0 | 0 | 0 | 0
IGCC | 0 | 0 | 0 | 0 | 0 | 0
DemandResponse | 0 | 0 | 0 | 0 | 0 | 0
IGCC-CCS | 0 | 0 | 0 | 0 | 0 | 0
WT_off | 0 | 0 | 0 | 0 | 0 | 0
PseudoUnit | 0 | 0 | 0 | 0 | 0 | 0
FixedInterchange | 0 | 0 | 0 | 0 | 0 | 0
New Build Capacity by Reporting Type: MAPP_US
ReportingType | 2015 | 2020 | 2025 | 2030 | 2035 | 2040
BM | 0 | 0 | 0 | 0 | 0 | 0
CC | 0 | 0 | 0 | 0 | 0 | 0
CSP | 0 | 0 | 0 | 0 | 0 | 0
CT | 308.3 | 0 | 0 | 74.14 | 0 | 0
Coal | 0 | 0 | 0 | 0 | 261.94 | 272.33
Geo | 0 | 0 | 0 | 0 | 0 | 0
H | 0 | 0 | 0 | 0 | 0 | 0
LFG | 0 | 0 | 0 | 71.67 | 0 | 0
Nuc | 0 | 0 | 0 | 0 | 0 | 0
PS | 0 | 0 | 0 | 0 | 0 | 0
PV | 0 | 0 | 0 | 0 | 0 | 0
PeakG | 0 | 0 | 0 | 0 | 0 | 0
PeakO | 0 | 0 | 0 | 0 | 0 | 0
ST | 0 | 0 | 0 | 0 | 0 | 0
STOG | 0 | 0 | 0 | 0 | 0 | 0
STWD | 0 | 0 | 0 | 0 | 0 | 0
WT | 421.3 | 0 | 0.01 | 802.45 | 98.7 | 102.62
IGCC | 0 | 0 | 0 | 0 | 0 | 0
DemandResponse | 0 | 0 | 0 | 0 | 0 | 0
IGCC-CCS | 0 | 0 | 0 | 0 | 0 | 0
WT_off | 0 | 0 | 0 | 0 | 0 | 0
PseudoUnit | 0 | 0 | 0 | 0 | 0 | 0
FixedInterchange | 0 | 0 | 0 | 0 | 0 | 0
New Build Capacity by Reporting Type: MISO_IN
ReportingType | 2015 | 2020 | 2025 | 2030 | 2035 | 2040
BM | 0 | 0 | 0 | 0 | 0 | 0
CC | 0 | 303.08 | 0.04 | 707.79 | 2420.67 | 681.6
CSP | 0 | 0 | 0 | 0 | 0 | 0
CT | 0 | 0 | 0 | 0 | 0 | 0
Coal | 0 | 0 | 0 | 0 | 0 | 0
Geo | 0 | 0 | 0 | 0 | 0 | 0
H | 0 | 0 | 0 | 0 | 0 | 0
LFG | 0 | 0 | 80.12 | 0 | 0 | 0
Nuc | 0 | 0 | 0 | 0 | 0 | 0
PS | 0 | 0 | 0 | 0 | 0 | 0
PV | 0 | 241.58 | 152 | 12.82 | 13.2 | 13.61
PeakG | 0 | 0 | 0 | 0 | 0 | 0
PeakO | 0 | 0 | 0 | 0 | 0 | 0
ST | 0 | 0 | 0 | 0 | 0 | 0
STOG | 0 | 0 | 0 | 0 | 0 | 0
STWD | 0 | 0 | 0 | 0 | 0 | 0
WT | 0 | 0 | 0 | 0 | 0 | 0
IGCC | 618 | 0 | 0 | 0 | 0 | 0
DemandResponse | 0 | 0 | 0 | 0 | 0 | 0
IGCC-CCS | 0 | 0 | 0 | 0 | 0 | 0
WT_off | 0 | 0 | 0 | 0 | 0 | 0
PseudoUnit | 0 | 0 | 0 | 0 | 0 | 0
FixedInterchange | 0 | 0 | 0 | 0 | 0 | 0
New Build Capacity by Reporting Type: MISO_MI
ReportingType | 2015 | 2020 | 2025 | 2030 | 2035 | 2040
BM | 0 | 0 | 0 | 0 | 0 | 0
CC | 0 | 0 | 0 | 0 | 0 | 0
CSP | 0 | 0 | 0 | 0 | 0 | 0
CT | 0 | 0 | 0 | 0 | 0 | 0.01
Coal | 0 | 0 | 0 | 0 | 0 | 0
Geo | 0 | 0 | 0 | 0 | 0 | 0
H | 0 | 0 | 0 | 0 | 0 | 0
LFG | 0 | 148.15 | 12.1 | 0 | 0 | 0
Nuc | 0 | 0 | 0 | 0 | 0 | 0
PS | 0 | 0 | 0 | 0 | 0 | 0
PV | 0 | 0 | 0 | 0 | 0 | 0
PeakG | 0 | 0 | 0 | 0 | 0 | 0
PeakO | 0 | 0 | 0 | 0 | 0 | 0
ST | 0 | 0 | 0 | 0 | 0 | 0
STOG | 0 | 0 | 0 | 0 | 0 | 0
STWD | 0 | 0 | 0 | 0 | 0 | 0
WT | 2000 | 600 | 119.04 | 179.57 | 167.99 | 170.67
IGCC | 0 | 0 | 0 | 0 | 0 | 0
DemandResponse | 0 | 0 | 0 | 0 | 0 | 0
IGCC-CCS | 0 | 0 | 0 | 0 | 0 | 0
WT_off | 0 | 0 | 0 | 0 | 0 | 0
PseudoUnit | 0 | 0 | 0 | 0 | 0 | 0
FixedInterchange | 0 | 0 | 0 | 0 | 0 | 0
New Build Capacity by Reporting Type: MISO_MO-IL
ReportingType | 2015 | 2020 | 2025 | 2030 | 2035 | 2040
BM | 0 | 0 | 0 | 0 | 0 | 0
CC | 0 | 0 | 0 | 0 | 0 | 0
CSP | 0 | 0 | 0 | 0 | 0 | 0
CT | 0 | 0 | 0 | 0 | 0 | 0
Coal | 1790 | 0 | 0 | 0 | 0 | 0
Geo | 0 | 0 | 0 | 0 | 0 | 0
H | 0 | 0 | 0 | 0 | 0 | 0
LFG | 0 | 0 | 223.33 | 0 | 0 | 0
Nuc | 0 | 0 | 0 | 0 | 0 | 0
PS | 0 | 0 | 0 | 0 | 0 | 0
PV | 0 | 0 | 0 | 0 | 0 | 0
PeakG | 0 | 0 | 0 | 0 | 0 | 0
PeakO | 0 | 0 | 0 | 0 | 0 | 0
ST | 0 | 0 | 0 | 0 | 0 | 0
STOG | 0 | 0 | 0 | 0 | 0 | 0
STWD | 0 | 0 | 0 | 0 | 0 | 0
WT | 300 | 0 | 0 | 0 | 2170.28 | 1692.16
IGCC | 0 | 0 | 0 | 0 | 0 | 0
DemandResponse | 0 | 0 | 0 | 0 | 0 | 0
IGCC-CCS | 0 | 0 | 0 | 0 | 0 | 0
WT_off | 0 | 0 | 0 | 0 | 0 | 0
PseudoUnit | 0 | 0 | 0 | 0 | 0 | 0
FixedInterchange | 0 | 0 | 0 | 0 | 0 | 0
New Build Capacity by Reporting Type: MISO_W
ReportingType | 2015 | 2020 | 2025 | 2030 | 2035 | 2040
BM | 0 | 0 | 0 | 0 | 0 | 0
CC | 0 | 0 | 0 | 0 | 0 | 0
CSP | 0 | 0 | 0 | 0 | 0 | 0
CT | 0 | 0 | 0 | 0 | 0 | 0
Coal | 0 | 0 | 0 | 0 | 0 | 0
Geo | 0 | 0 | 0 | 0 | 0 | 0
H | 0 | 0 | 0 | 0 | 0 | 0
LFG | 0 | 0 | 71.67 | 0 | 0 | 0
Nuc | 94.33 | 0 | 0 | 0 | 0 | 0
PS | 0 | 0 | 0 | 0 | 0 | 0
PV | 0 | 0 | 0 | 0 | 0 | 0
PeakG | 0 | 0 | 0 | 0 | 0 | 0
PeakO | 0 | 0 | 0 | 0 | 0 | 0
ST | 0 | 0 | 0 | 0 | 0 | 0
STOG | 0 | 0 | 0 | 0 | 0 | 0
STWD | 0 | 0 | 0 | 0 | 0 | 0
WT | 2800.5 | 2579.16 | 3408.57 | 13989.15 | 9881.95 | 0
IGCC | 0 | 0 | 0 | 0 | 0 | 0
DemandResponse | 0 | 0 | 0 | 0 | 0 | 0
IGCC-CCS | 0 | 0 | 0 | 0 | 0 | 0
WT_off | 0 | 0 | 0 | 0 | 0 | 0
PseudoUnit | 0 | 0 | 0 | 0 | 0 | 0
FixedInterchange | 0 | 0 | 0 | 0 | 0 | 0
New Build Capacity by Reporting Type: MISO_WUMS
ReportingType | 2015 | 2020 | 2025 | 2030 | 2035 | 2040
BM | 0 | 0 | 0 | 0 | 0 | 0
CC | 0 | 1921.57 | 0.01 | 0 | 430.62 | 0
CSP | 0 | 0 | 0 | 0 | 0 | 0
CT | 0 | 3684.77 | 842.06 | 1505.83 | 4771.06 | 3714.16
Coal | 615 | 0 | 0 | 0 | 0 | 0
Geo | 0 | 0 | 0 | 0 | 0 | 0
H | 0 | 0 | 0 | 0 | 0 | 0
LFG | 0 | 0 | 223.33 | 0 | 0 | 0
Nuc | 235 | 0 | 0 | 0 | 0 | 0
PS | 0 | 0 | 0 | 0 | 0 | 0
PV | 0 | 0 | 0 | 0 | 0 | 0
PeakG | 0 | 0 | 0 | 0 | 0 | 0
PeakO | 0 | 0 | 0 | 0 | 0 | 0
ST | 0 | 0 | 0 | 0 | 0 | 0
STOG | 0 | 0 | 0 | 0 | 0 | 0
STWD | 0 | 0 | 0 | 0 | 0 | 0
WT | 968.9 | 0 | 0 | 0 | 30.8 | 0
IGCC | 0 | 0 | 0 | 0 | 0 | 0
DemandResponse | 0 | 0 | 0 | 0 | 0 | 0
IGCC-CCS | 0 | 0 | 0 | 0 | 0 | 0
WT_off | 0 | 0 | 0 | 0 | 0 | 0
PseudoUnit | 0 | 0 | 0 | 0 | 0 | 0
FixedInterchange | 0 | 0 | 0 | 0 | 0 | 0
New Build Capacity by Reporting Type: Nebraska
ReportingType | 2015 | 2020 | 2025 | 2030 | 2035 | 2040
BM | 0 | 0 | 0 | 0 | 0 | 0
CC | 0 | 0 | 0 | 0 | 0 | 0
CSP | 0 | 0 | 0 | 0 | 0 | 0
CT | 0 | 0 | 0 | 0 | 0 | 0
Coal | 232.1 | 0 | 0 | 0 | 1552.91 | 621.84
Geo | 0 | 0 | 0 | 0 | 0 | 0
H | 0 | 0 | 0 | 0 | 0 | 0
LFG | 0 | 0 | 0 | 71.67 | 0 | 0
Nuc | 0 | 0 | 0 | 0 | 0 | 0
PS | 0 | 0 | 0 | 0 | 0 | 0
PV | 0 | 0 | 0 | 0 | 0 | 0
PeakG | 0 | 0 | 0 | 0 | 0 | 0
PeakO | 0 | 0 | 0 | 0 | 0 | 0
ST | 0 | 0 | 0 | 0 | 0 | 0
STOG | 0 | 0 | 0 | 0 | 0 | 0
STWD | 0 | 0 | 0 | 0 | 0 | 0
WT | 202 | 0 | 0 | 0 | 0 | 0
IGCC | 0 | 0 | 0 | 0 | 0 | 0
DemandResponse | 0 | 0 | 0 | 0 | 0 | 0
IGCC-CCS | 0 | 0 | 0 | 0 | 0 | 0
WT_off | 0 | 0 | 0 | 0 | 0 | 0
PseudoUnit | 0 | 0 | 0 | 0 | 0 | 0
FixedInterchange | 0 | 0 | 0 | 0 | 0 | 0
New Build Capacity by Reporting Type: NEISO
ReportingType | 2015 | 2020 | 2025 | 2030 | 2035 | 2040
BM | 252.2 | 0 | 0 | 0 | 0 | 0
CC | 2049.5 | 0 | 0 | 0 | 0 | 0
CSP | 0 | 0 | 0 | 0 | 0 | 0
CT | 334 | 0 | 0 | 0 | 652.1 | 1046.58
Coal | 0 | 0 | 0 | 0 | 0 | 0
Geo | 0 | 0 | 0 | 0 | 0 | 0
H | 0 | 0 | 0 | 0 | 0 | 0
LFG | 49.26 | 0 | 69.74 | 0 | 0 | 0
Nuc | 0 | 0 | 0 | 0 | 0 | 0
PS | 0 | 0 | 0 | 0 | 0 | 0
PV | 0 | 314.78 | 0 | 0.08 | 0.05 | 0.05
PeakG | 0 | 0 | 0 | 0 | 0 | 0
PeakO | 0 | 0 | 0 | 0 | 0 | 0
ST | 0 | 0 | 0 | 0 | 0 | 0
STOG | 0 | 0 | 0 | 0 | 0 | 0
STWD | 0 | 0 | 0 | 0 | 0 | 0
WT | 231.2 | 3953.42 | 949.71 | 145.68 | 0 | 0
IGCC | 0 | 0 | 0 | 0 | 0 | 0
DemandResponse | 0 | 0 | 0 | 0 | 0 | 0
IGCC-CCS | 0 | 0 | 0 | 0 | 0 | 0
WT_off | 468 | 0 | 0 | 0 | 0 | 0
PseudoUnit | 0 | 0 | 0 | 0 | 0 | 0
FixedInterchange | 0 | 0 | 0 | 0 | 0 | 0
New Build Capacity by Reporting Type: NonRTO_Midwest
ReportingType | 2015 | 2020 | 2025 | 2030 | 2035 | 2040
BM | 0 | 0 | 0 | 0 | 0 | 0
CC | 0 | 555.53 | 0 | 153.52 | 351.04 | 287.82
CSP | 0 | 0 | 0 | 0 | 0 | 0
CT | 0 | 192.57 | 0 | 106.17 | 0 | 71.92
Coal | 0 | 0 | 0 | 0 | 0 | 0
Geo | 0 | 0 | 0 | 0 | 0 | 0
H | 0 | 0 | 0 | 0 | 0 | 0
LFG | 0 | 0 | 77.36 | 82.89 | 0 | 0
Nuc | 0 | 0 | 0 | 0 | 0 | 0
PS | 0 | 0 | 0 | 0 | 0 | 0
PV | 0 | 0 | 0 | 0 | 0 | 0
PeakG | 0 | 0 | 0 | 0 | 0 | 0
PeakO | 0 | 0 | 0 | 0 | 0 | 0
ST | 0 | 0 | 0 | 0 | 0 | 0
STOG | 0 | 0 | 0 | 0 | 0 | 0
STWD | 0 | 0 | 0 | 0 | 0 | 0
WT | 0 | 0 | 0 | 0 | 0 | 0
IGCC | 0 | 0 | 0 | 0 | 0 | 0
DemandResponse | 0 | 0 | 0 | 0 | 0 | 0
IGCC-CCS | 0 | 0 | 0 | 0 | 0 | 0
WT_off | 0 | 0 | 0 | 0 | 0 | 0
PseudoUnit | 0 | 0 | 0 | 0 | 0 | 0
FixedInterchange | 0 | 0 | 0 | 0 | 0 | 0
New Build Capacity by Reporting Type: NYISO_A-F
ReportingType | 2015 | 2020 | 2025 | 2030 | 2035 | 2040
BM | 0 | 0 | 0 | 0 | 0 | 0
CC | 639 | 0 | 0 | 0 | 0 | 0
CSP | 0 | 0 | 0 | 0 | 0 | 0
CT | 0 | 0 | 0 | 0 | 0 | 0
Coal | 0 | 0 | 0 | 0 | 0 | 0
Geo | 0 | 0 | 0 | 0 | 0 | 0
H | 0 | 0 | 0 | 0 | 0 | 0
LFG | 6.4 | 0 | 67.93 | 0 | 0 | 0
Nuc | 168 | 0 | 0 | 0 | 0 | 0
PS | 0 | 0 | 0 | 0 | 0 | 0
PV | 0 | 0 | 0 | 0 | 0 | 0
PeakG | 0 | 0 | 0 | 0 | 0 | 0
PeakO | 0 | 0 | 0 | 0 | 0 | 0
ST | 0 | 0 | 0 | 0 | 0 | 0
STOG | 0 | 0 | 0 | 0 | 0 | 0
STWD | 0 | 0 | 0 | 0 | 0 | 0
WT | 2476.3 | 709.8 | 0 | 1019.95 | 752.98 | 181.59
IGCC | 0 | 0 | 0 | 0 | 0 | 0
DemandResponse | 0 | 0 | 0 | 0 | 0 | 0
IGCC-CCS | 0 | 0 | 0 | 0 | 0 | 0
WT_off | 0 | 0 | 0 | 0 | 0 | 0
PseudoUnit | 0 | 0 | 0 | 0 | 0 | 0
FixedInterchange | 0 | 0 | 0 | 0 | 0 | 0
New Build Capacity by Reporting Type: NYISO_G-I
ReportingType | 2015 | 2020 | 2025 | 2030 | 2035 | 2040
BM | 0 | 0 | 0 | 0 | 0 | 0
CC | 0 | 0 | 310.78 | 856.05 | 2631.1 | 2745.45
CSP | 0 | 0 | 0 | 0 | 0 | 0
CT | 0 | 0 | 0 | 0 | 0 | 0
Coal | 0 | 0 | 0 | 0 | 0 | 0
Geo | 0 | 0 | 0 | 0 | 0 | 0
H | 0 | 0 | 0 | 0 | 0 | 0
LFG | 0 | 0 | 74.33 | 0 | 0 | 0
Nuc | 0 | 0 | 0 | 0 | 0 | 0
PS | 0 | 0 | 0 | 0 | 0 | 0
PV | 0 | 0 | 0 | 0 | 0 | 0
PeakG | 0 | 0 | 0 | 0 | 0 | 0
PeakO | 0 | 0 | 0 | 0 | 0 | 0
ST | 0 | 0 | 0 | 0 | 0 | 0
STOG | 0 | 0 | 0 | 0 | 0 | 0
STWD | 0 | 0 | 0 | 0 | 0 | 0
WT | 0 | 60 | 0 | 0.01 | 0 | 0
IGCC | 0 | 0 | 0 | 0 | 0 | 0
DemandResponse | 0 | 0 | 0 | 0 | 0 | 0
IGCC-CCS | 0 | 0 | 0 | 0 | 0 | 0
WT_off | 0 | 0 | 0 | 0 | 0 | 0
PseudoUnit | 0 | 0 | 0 | 0 | 0 | 0
FixedInterchange | 0 | 0 | 0 | 0 | 0 | 0
New Build Capacity by Reporting Type: NYISO_J-K
ReportingType | 2015 | 2020 | 2025 | 2030 | 2035 | 2040
BM | 0 | 0 | 0 | 0 | 0 | 0
CC | 1175.4 | 0 | 0 | 0 | 0 | 0
CSP | 0 | 0 | 0 | 0 | 0 | 0
CT | 0 | 0 | 582.25 | 900.26 | 282.67 | 578.44
Coal | 0 | 0 | 0 | 0 | 0 | 0
Geo | 0 | 0 | 0 | 0 | 0 | 0
H | 0 | 0 | 0 | 0 | 0 | 0
LFG | 0 | 0 | 0 | 74.33 | 0 | 0
Nuc | 0 | 0 | 0 | 0 | 0 | 0
PS | 0 | 0 | 0 | 0 | 0 | 0
PV | 32 | 0 | 0 | 0 | 0 | 0
PeakG | 0 | 0 | 0 | 0 | 0 | 0
PeakO | 0 | 0 | 0 | 0 | 0 | 0
ST | 0 | 0 | 0 | 0 | 0 | 0
STOG | 0 | 0 | 0 | 0 | 0 | 0
STWD | 0 | 0 | 0 | 0 | 0 | 0
WT | 0 | 0 | 0 | 0 | 0 | 0
IGCC | 0 | 0 | 0 | 0 | 0 | 0
DemandResponse | 0 | 0 | 0 | 0 | 0 | 0
IGCC-CCS | 0 | 0 | 0 | 0 | 0 | 0
WT_off | 0 | 0 | 0 | 0 | 0 | 0
PseudoUnit | 0 | 0 | 0 | 0 | 0 | 0
FixedInterchange | 0 | 0 | 0 | 0 | 0 | 0
New Build Capacity by Reporting Type: PJM_E
ReportingType | 2015 | 2020 | 2025 | 2030 | 2035 | 2040
BM | 30 | 0 | 0 | 0 | 0 | 0
CC | 4634.3 | 0 | 0 | 0 | 0 | 0
CSP | 0 | 0 | 0 | 0 | 0 | 0
CT | 26.2 | 0 | 0 | 0 | 1066.23 | 0
Coal | 27 | 0 | 0 | 0 | 0 | 0
Geo | 0 | 0 | 0 | 0 | 0 | 0
H | 0 | 0 | 0 | 0 | 0 | 0
LFG | 9.1 | 132.9 | 0 | 0 | 0 | 0
Nuc | 38 | 0 | 0 | 0 | 0 | 0
PS | 0 | 0 | 0 | 0 | 0 | 0
PV | 25.45 | 0 | 0 | 0 | 0 | 0
PeakG | 0 | 0 | 0 | 0 | 0 | 0
PeakO | 0 | 0 | 0 | 0 | 0 | 0
ST | 0 | 0 | 0 | 0 | 0 | 0
STOG | 0 | 0 | 0 | 0 | 0 | 0
STWD | 0 | 0 | 0 | 0 | 0 | 0
WT | 1150 | 0 | 0 | 0 | 0 | 0
IGCC | 0 | 0 | 0 | 0 | 0 | 0
DemandResponse | 0 | 0 | 0 | 0 | 0 | 0
IGCC-CCS | 0 | 0 | 0 | 0 | 0 | 0
WT_off | 0 | 0 | 1100 | 0 | 0 | 0
PseudoUnit | 0 | 0 | 0 | 0 | 0 | 0
FixedInterchange | 0 | 0 | 0 | 0 | 0 | 0
New Build Capacity by Reporting Type: PJM_ROM
ReportingType | 2015 | 2020 | 2025 | 2030 | 2035 | 2040
BM | 18 | 0 | 0 | 0 | 0 | 0
CC | 1678.5 | 0 | 0 | 0 | 3276.85 | 12631.87
CSP | 0 | 0 | 0 | 0 | 0 | 0
CT | 16 | 0 | 0 | 0 | 0 | 0
Coal | 32.5 | 0 | 0 | 0 | 0 | 0
Geo | 0 | 0 | 0 | 0 | 0 | 0
H | 0 | 0 | 0 | 0 | 0 | 0
LFG | 18.9 | 265.1 | 0 | 0 | 0 | 0
Nuc | 0 | 0 | 0 | 0 | 0 | 0
PS | 0 | 0 | 0 | 0 | 0 | 0
PV | 0 | 1446.19 | 900.18 | 227.42 | 89.6 | 92.64
PeakG | 0 | 0 | 0 | 0 | 0 | 0
PeakO | 0 | 0 | 0 | 0 | 0 | 0
ST | 0 | 0 | 0 | 0 | 0 | 0
STOG | 0 | 0 | 0 | 0 | 0 | 0
STWD | 0 | 0 | 0 | 0 | 0 | 0
WT | 479.8 | 949.1 | 0 | 0 | 0 | 0
IGCC | 0 | 0 | 0 | 0 | 0 | 0
DemandResponse | 0 | 0 | 0 | 0 | 0 | 0
IGCC-CCS | 0 | 0 | 0 | 0 | 0 | 0
WT_off | 0 | 0 | 0 | 0 | 0 | 0
PseudoUnit | 0 | 0 | 0 | 0 | 0 | 0
FixedInterchange | 0 | 0 | 0 | 0 | 0 | 0
New Build Capacity by Reporting Type: PJM_ROR
ReportingType | 2015 | 2020 | 2025 | 2030 | 2035 | 2040
BM | 385 | 0 | 0 | 0 | 0 | 0
CC | 3077 | 120 | 0 | 4268.52 | 9172.75 | 0
CSP | 0 | 0 | 0 | 0 | 0 | 0
CT | 29 | 0 | 0 | 0 | 0 | 0
Coal | 2164 | 0 | 0 | 0 | 0 | 0
Geo | 0 | 0 | 0 | 0 | 0 | 0
H | 0 | 0 | 0 | 0 | 0 | 0
LFG | 57.4 | 142.07 | 371.64 | 0 | 0 | 0
Nuc | 38 | 0 | 0 | 0 | 0 | 0
PS | 0 | 0 | 0 | 0 | 0 | 0
PV | 0 | 0 | 0 | 0 | 0 | 0
PeakG | 0 | 0 | 0 | 0 | 0 | 0
PeakO | 0 | 0 | 0 | 0 | 0 | 0
ST | 0 | 0 | 0 | 0 | 0 | 0
STOG | 0 | 0 | 0 | 0 | 0 | 0
STWD | 0 | 0 | 0 | 0 | 0 | 0
WT | 8325.7 | 191.7 | 12964.75 | 1964.56 | 2046.34 | 1884.01
IGCC | 0 | 0 | 0 | 0 | 0 | 0
DemandResponse | 0 | 0 | 0 | 0 | 0 | 0
IGCC-CCS | 0 | 0 | 0 | 0 | 0 | 0
WT_off | 0 | 0 | 0 | 0 | 0 | 0
PseudoUnit | 0 | 0 | 0 | 0 | 0 | 0
FixedInterchange | 0 | 0 | 0 | 0 | 0 | 0
New Build Capacity by Reporting Type: SOCO
ReportingType | 2015 | 2020 | 2025 | 2030 | 2035 | 2040
BM | 55 | 0 | 0 | 0 | 0 | 0
CC | 5026.9 | 187 | 192.66 | 1168.53 | 0 | 0
CSP | 0 | 0 | 0 | 0 | 0 | 0
CT | 0 | 0 | 0 | 0 | 0 | 0
Coal | 0 | 0 | 0 | 1388.81 | 2662.61 | 5417.25
Geo | 0 | 0 | 0 | 0 | 0 | 0
H | 0 | 0 | 0 | 0 | 0 | 0
LFG | 0 | 0 | 107.4 | 0 | 0 | 0
Nuc | 70 | 2200 | 0 | 0 | 0 | 0
PS | 0 | 0 | 0 | 0 | 0 | 0
PV | 0 | 0 | 0 | 0 | 0 | 0
PeakG | 0 | 0 | 0 | 0 | 0 | 0
PeakO | 0 | 0 | 0 | 0 | 0 | 0
ST | 0 | 0 | 0 | 0 | 0 | 0
STOG | 0 | 0 | 0 | 0 | 0 | 0
STWD | 0 | 0 | 0 | 0 | 0 | 0
WT | 0 | 0 | 0 | 0 | 0 | 0
IGCC | 0 | 0 | 0 | 0 | 0 | 0
DemandResponse | 0 | 0 | 0 | 0 | 0 | 0
IGCC-CCS | 0 | 0 | 0 | 0 | 0 | 0
WT_off | 0 | 0 | 0 | 0 | 0 | 0
PseudoUnit | 0 | 0 | 0 | 0 | 0 | 0
FixedInterchange | 0 | 0 | 0 | 0 | 0 | 0
New Build Capacity by Reporting Type: SPP_N
ReportingType | 2015 | 2020 | 2025 | 2030 | 2035 | 2040
BM | 0 | 0 | 0 | 0 | 0 | 0
CC | 0 | 1300.15 | 0 | 0.01 | 0 | 0
CSP | 0 | 0 | 0 | 0 | 0 | 0
CT | 0 | 632.41 | 0 | 1428.78 | 2215.88 | 0
Coal | 465.04 | 0 | 0 | 0 | 0 | 1992.56
Geo | 0 | 0 | 0 | 0 | 0 | 0
H | 0 | 0 | 0 | 0 | 0 | 0
LFG | 0 | 0 | 0 | 95 | 0 | 0
Nuc | 0 | 0 | 0 | 0 | 0 | 0
PS | 0 | 0 | 0 | 0 | 0 | 0
PV | 0 | 0 | 0 | 0 | 0 | 0
PeakG | 0 | 0 | 0 | 0 | 0 | 0
PeakO | 0 | 0 | 0 | 0 | 0 | 0
ST | 0 | 0 | 0 | 0 | 0 | 0
STOG | 0 | 0 | 0 | 0 | 0 | 0
STWD | 0 | 0 | 0 | 0 | 0 | 0
WT | 0 | 0.01 | 0 | 0 | 0 | 0
IGCC | 0 | 0 | 0 | 0 | 0 | 0
DemandResponse | 0 | 0 | 0 | 0 | 0 | 0
IGCC-CCS | 0 | 0 | 0 | 0 | 0 | 0
WT_off | 0 | 0 | 0 | 0 | 0 | 0
PseudoUnit | 0 | 0 | 0 | 0 | 0 | 0
FixedInterchange | 0 | 0 | 0 | 0 | 0 | 0
New Build Capacity by Reporting Type: SPP_S
ReportingType | 2015 | 2020 | 2025 | 2030 | 2035 | 2040
BM | 0 | 0 | 0 | 0 | 0 | 0
CC | 0 | 0.02 | 0 | 0 | 0.02 | 0
CSP | 0 | 0 | 0 | 0 | 0 | 0
CT | 412.99 | 300.03 | 0 | 0.01 | 0.18 | 0
Coal | 988 | 0 | 0 | 0 | 0 | 0
Geo | 0 | 0 | 0 | 0 | 0 | 0
H | 0 | 0 | 0 | 0 | 0 | 0
LFG | 0 | 0 | 0 | 95 | 0 | 0
Nuc | 0 | 0 | 0 | 0 | 0 | 0
PS | 0 | 0 | 0 | 0 | 0 | 0
PV | 0 | 0 | 0 | 0 | 0 | 0
PeakG | 0 | 0 | 0 | 0 | 0 | 0
PeakO | 0 | 0 | 0 | 0 | 0 | 0
ST | 0 | 0 | 0 | 0 | 0 | 0
STOG | 0 | 0 | 0 | 0 | 0 | 0
STWD | 0 | 0 | 0 | 0 | 0 | 0
WT | 430 | 2638.25 | 15691.91 | 841.85 | 874.02 | 907.46
IGCC | 0 | 0 | 0 | 0 | 0 | 0
DemandResponse | 0 | 0 | 0 | 0 | 0 | 0
IGCC-CCS | 0 | 0 | 0 | 0 | 0 | 0
WT_off | 0 | 0 | 0 | 0 | 0 | 0
PseudoUnit | 0 | 0 | 0 | 0 | 0 | 0
FixedInterchange | 0 | 0 | 0 | 0 | 0 | 0
New Build Capacity by Reporting Type: TVA
ReportingType | 2015 | 2020 | 2025 | 2030 | 2035 | 2040
BM | 0 | 0 | 0 | 0 | 0 | 0
CC | 1418 | 1630.44 | 177.73 | 573.51 | 0 | 0
CSP | 0 | 0 | 0 | 0 | 0 | 0
CT | 0 | 1696.35 | 0 | 457.42 | 0 | 0
Coal | 0 | 0 | 0 | 0 | 3568.69 | 2361.2
Geo | 0 | 0 | 0 | 0 | 0 | 0
H | 0 | 0 | 0 | 0 | 0 | 0
LFG | 0 | 0 | 107.4 | 0 | 0 | 0
Nuc | 1697.89 | 0 | 0 | 0 | 0 | 0
PS | 0 | 0 | 0 | 0 | 0 | 0
PV | 0 | 0 | 0 | 0 | 0 | 0
PeakG | 0 | 0 | 0 | 0 | 0 | 0
PeakO | 0 | 0 | 0 | 0 | 0 | 0
ST | 0 | 0 | 0 | 0 | 0 | 0
STOG | 0 | 0 | 0 | 0 | 0 | 0
STWD | 0 | 0 | 0 | 0 | 0 | 0
WT | 0 | 0 | 0 | 0 | 0 | 0
IGCC | 0 | 0 | 0 | 0 | 0 | 0
DemandResponse | 0 | 0 | 0 | 0 | 0 | 0
IGCC-CCS | 0 | 0 | 0 | 0 | 0 | 0
WT_off | 0 | 0 | 0 | 0 | 0 | 0
PseudoUnit | 0 | 0 | 0 | 0 | 0 | 0
FixedInterchange | 0 | 0 | 0 | 0 | 0 | 0
New Build Capacity by Reporting Type: TVA_Transmission
ReportingType | 2015 | 2020 | 2025 | 2030 | 2035 | 2040
BM | 0 | 0 | 0 | 0 | 0 | 0
CC | 0 | 0 | 0 | 0 | 0 | 0
CSP | 0 | 0 | 0 | 0 | 0 | 0
CT | 0 | 0 | 0 | 0 | 0 | 0
Coal | 0 | 0 | 0 | 0 | 0 | 0
Geo | 0 | 0 | 0 | 0 | 0 | 0
H | 0 | 0 | 0 | 0 | 0 | 0
LFG | 0 | 0 | 0 | 0 | 0 | 0
Nuc | 0 | 0 | 0 | 0 | 0 | 0
PS | 0 | 0 | 0 | 0 | 0 | 0
PV | 0 | 0 | 0 | 0 | 0 | 0
PeakG | 0 | 0 | 0 | 0 | 0 | 0
PeakO | 0 | 0 | 0 | 0 | 0 | 0
ST | 0 | 0 | 0 | 0 | 0 | 0
STOG | 0 | 0 | 0 | 0 | 0 | 0
STWD | 0 | 0 | 0 | 0 | 0 | 0
WT | 0 | 0 | 0 | 0 | 0 | 0
IGCC | 0 | 0 | 0 | 0 | 0 | 0
DemandResponse | 0 | 0 | 0 | 0 | 0 | 0
IGCC-CCS | 0 | 0 | 0 | 0 | 0 | 0
WT_off | 0 | 0 | 0 | 0 | 0 | 0
PseudoUnit | 0 | 0 | 0 | 0 | 0 | 0
FixedInterchange | 0 | 0 | 0 | 0 | 0 | 0
New Build Capacity by Reporting Type: VACAR
ReportingType | 2015 | 2020 | 2025 | 2030 | 2035 | 2040
BM | 0.92 | 0 | 0 | 0 | 0 | 0
CC | 5914.99 | 1805.77 | 702.94 | 2214.78 | 4783.62 | 3946.71
CSP | 0 | 0 | 0 | 0 | 0 | 0
CT | 717.2 | 0 | 0 | 543.8 | 1358.64 | 948.5
Coal | 825 | 0 | 0 | 0 | 0 | 0
Geo | 0 | 0 | 0 | 0 | 0 | 0
H | 0 | 0 | 0 | 0 | 0 | 0
LFG | 0.34 | 107.06 | 0 | 0 | 0 | 0
Nuc | 0 | 2330 | 0 | 0 | 0 | 0
PS | 0 | 0 | 0 | 0 | 0 | 0
PV | 0 | 136.4 | 6.66 | 8.24 | 8.47 | 8.88
PeakG | 0 | 0 | 0 | 0 | 0 | 0
PeakO | 0 | 0 | 0 | 0 | 0 | 0
ST | 0 | 0 | 0 | 0 | 0 | 0
STOG | 0 | 0 | 0 | 0 | 0 | 0
STWD | 0 | 0 | 0 | 0 | 0 | 0
WT | 0.9 | 3499.1 | 0 | 0 | 0 | 0
IGCC | 0 | 0 | 0 | 0 | 0 | 0
DemandResponse | 0 | 0 | 0 | 0 | 0 | 0
IGCC-CCS | 0 | 0 | 0 | 0 | 0 | 0
WT_off | 1 | 750.27 | 1624.23 | 278.47 | 289.86 | 299.67
PseudoUnit | 0 | 0 | 0 | 0 | 0 | 0
FixedInterchange | 0 | 0 | 0 | 0 | 0 | 0
New Build Capacity by Reporting Type: IESO
ReportingType | 2015 | 2020 | 2025 | 2030 | 2035 | 2040
BM | 326.33 | 0 | 0 | 0 | 0 | 0
CC | 1263 | 0 | 0 | 0 | 0 | 2040.21
CSP | 0 | 0 | 0 | 0 | 0 | 0
CT | 368 | 0 | 0 | 0 | 723.52 | 441.28
Coal | 0 | 0 | 0 | 0 | 0 | 0
Geo | 0 | 0 | 0 | 0 | 0 | 0
H | 0 | 0 | 0 | 0 | 0 | 0
LFG | 14.5 | 0 | 0 | 0 | 0.5 | 0
Nuc | 0 | 0 | 0 | 0 | 0 | 0
PS | 0 | 0 | 0 | 0 | 0 | 0
PV | 1067.26 | 0 | 0 | 0 | 0 | 0
PeakG | 0 | 0 | 0 | 0 | 0 | 0
PeakO | 0 | 0 | 0 | 0 | 0 | 0
ST | 0 | 0 | 0 | 0 | 0 | 0
STOG | 0 | 0 | 0 | 0 | 0 | 0
STWD | 0 | 0 | 0 | 0 | 0 | 0
WT | 2105.9 | 0 | 0 | 0 | 0 | 0
IGCC | 0 | 0 | 0 | 0 | 0 | 0
DemandResponse | 0 | 0 | 0 | 0 | 0 | 0
IGCC-CCS | 0 | 0 | 0 | 0 | 0 | 0
WT_off | 0 | 0 | 0 | 0 | 0 | 0
PseudoUnit | 0 | 0 | 0 | 0 | 0 | 0
FixedInterchange | 0 | 0 | 0 | 0 | 0 | 0
New Build Capacity by Reporting Type: MAPP_CA
ReportingType | 2015 | 2020 | 2025 | 2030 | 2035 | 2040
BM | 0 | 0 | 0 | 0 | 0 | 0
CC | 913.07 | 511.42 | 174.5 | 144.19 | 156.24 | 188.13
CSP | 0 | 0 | 0 | 0 | 0 | 0
CT | 0 | 0 | 0 | 263.61 | 267.71 | 252.62
Coal | 0 | 0 | 0 | 0 | 0 | 0
Geo | 0 | 0 | 0 | 0 | 0 | 0
H | 0 | 0 | 0 | 0 | 0 | 0
LFG | 0 | 0 | 0 | 0 | 0 | 0
Nuc | 0 | 0 | 0 | 0 | 0 | 0
PS | 0 | 0 | 0 | 0 | 0 | 0
PV | 0 | 0 | 0 | 0 | 0 | 0
PeakG | 0 | 0 | 0 | 0 | 0 | 0
PeakO | 0 | 0 | 0 | 0 | 0 | 0
ST | 0 | 0 | 0 | 0 | 0 | 0
STOG | 0 | 0 | 0 | 0 | 0 | 0
STWD | 0 | 0 | 0 | 0 | 0 | 0
WT | 302.4 | 0 | 0 | 0 | 0 | 0
IGCC | 0 | 0 | 0 | 0 | 0 | 0
DemandResponse | 0 | 0 | 0 | 0 | 0 | 0
IGCC-CCS | 0 | 0 | 0 | 0 | 0 | 0
WT_off | 0 | 0 | 0 | 0 | 0 | 0
PseudoUnit | 0 | 0 | 0 | 0 | 0 | 0
FixedInterchange | 0 | 0 | 0 | 0 | 0 | 0
New Build Capacity by Reporting Type: AZ_NM_SNV_Coal
ReportingType | 2015 | 2020 | 2025 | 2030 | 2035 | 2040
BM | 0 | 0 | 0 | 0 | 0 | 0
CC | 0 | 0 | 0 | 0 | 0 | 0
CSP | 0 | 0 | 0 | 0 | 0 | 0
CT | 0 | 0 | 0 | 0 | 0 | 0
Coal | 0 | 0 | 0 | 0 | 0 | 0
Geo | 0 | 0 | 0 | 0 | 0 | 0
H | 0 | 0 | 0 | 0 | 0 | 0
LFG | 0 | 0 | 0 | 0 | 0 | 0
Nuc | 0 | 0 | 0 | 0 | 0 | 0
PS | 0 | 0 | 0 | 0 | 0 | 0
PV | 0 | 0 | 0 | 0 | 0 | 0
PeakG | 0 | 0 | 0 | 0 | 0 | 0
PeakO | 0 | 0 | 0 | 0 | 0 | 0
ST | 0 | 0 | 0 | 0 | 0 | 0
STOG | 0 | 0 | 0 | 0 | 0 | 0
STWD | 0 | 0 | 0 | 0 | 0 | 0
WT | 0 | 0 | 0 | 0 | 0 | 0
IGCC | 0 | 0 | 0 | 0 | 0 | 0
DemandResponse | 0 | 0 | 0 | 0 | 0 | 0
IGCC-CCS | 0 | 0 | 0 | 0 | 0 | 0
WT_off | 0 | 0 | 0 | 0 | 0 | 0
PseudoUnit | 0 | 0 | 0 | 0 | 0 | 0
FixedInterchange | 0 | 0 | 0 | 0 | 0 | 0
New Build Capacity by Reporting Type: AZ_NM_SNV_Gas
ReportingType | 2015 | 2020 | 2025 | 2030 | 2035 | 2040
BM | 0 | 0 | 0 | 0 | 0 | 0
CC | 668 | 0 | 56.67 | 587.27 | 0 | 594.17
CSP | 0 | 0 | 0 | 0 | 0 | 0
CT | 736 | 0 | 0 | 0 | 0 | 0
Coal | 0 | 0 | 0 | 0 | 0 | 0
Geo | 0 | 0 | 0 | 0 | 0 | 0
H | 0 | 0 | 0 | 0 | 0 | 0
LFG | 0 | 0 | 0 | 0 | 0 | 0
Nuc | 0 | 0 | 0 | 0 | 0 | 0
PS | 0 | 0 | 0 | 0 | 0 | 0
PV | 0 | 0 | 0 | 0 | 0 | 0
PeakG | 0 | 0 | 0 | 0 | 0 | 0
PeakO | 0 | 0 | 0 | 0 | 0 | 0
ST | 0 | 0 | 0 | 0 | 0 | 0
STOG | 0 | 0 | 0 | 0 | 0 | 0
STWD | 0 | 0 | 0 | 0 | 0 | 0
WT | 0 | 0 | 0 | 0 | 0 | 0
IGCC | 0 | 0 | 0 | 0 | 0 | 0
DemandResponse | 0 | 0 | 0 | 0 | 0 | 0
IGCC-CCS | 0 | 0 | 0 | 0 | 0 | 0
WT_off | 0 | 0 | 0 | 0 | 0 | 0
PseudoUnit | 0 | 0 | 0 | 0 | 0 | 0
FixedInterchange | 0 | 0 | 0 | 0 | 0 | 0
New Build Capacity by Reporting Type: AZ_NM_SNV_NucRenew
ReportingType | 2015 | 2020 | 2025 | 2030 | 2035 | 2040
BM | 0 | 0 | 0 | 0 | 0 | 0
CC | 0 | 0 | 0 | 0 | 0 | 0
CSP | 0 | 0 | 0 | 0 | 0 | 0
CT | 0 | 0 | 0 | 0 | 0 | 0
Coal | 0 | 0 | 0 | 0 | 0 | 0
Geo | 0 | 0 | 1450 | 0 | 0 | 0
H | 0 | 0 | 0 | 0 | 0 | 0
LFG | 0 | 0 | 60.67 | 0 | 0 | 0
Nuc | 0 | 0 | 0 | 0 | 0 | 0
PS | 0 | 0 | 0 | 0 | 0 | 0
PV | 95.7 | 0 | 0 | 0 | 0 | 0
PeakG | 0 | 0 | 0 | 0 | 0 | 0
PeakO | 0 | 0 | 0 | 0 | 0 | 0
ST | 280 | 464.2 | 278.33 | 75.03 | 0 | 0
STOG | 0 | 0 | 0 | 0 | 0 | 0
STWD | 0 | 0 | 0 | 0 | 0 | 0
WT | 65.1 | 14536.54 | 0 | 13144.59 | 22810.8 | 15371.21
IGCC | 0 | 0 | 0 | 0 | 0 | 0
DemandResponse | 0 | 0 | 0 | 0 | 0 | 0
IGCC-CCS | 0 | 0 | 0 | 0 | 0 | 0
WT_off | 0 | 0 | 0 | 0 | 0 | 0
PseudoUnit | 0 | 0 | 0 | 0 | 0 | 0
FixedInterchange | 0 | 0 | 0 | 0 | 0 | 0
New Build Capacity by Reporting Type: ERCOT
ReportingType | 2015 | 2020 | 2025 | 2030 | 2035 | 2040
BM | 145 | 0 | 0 | 0 | 0 | 0
CC | 275 | 3126.74 | 0 | 0 | 2676.91 | 2747.24
CSP | 0 | 0 | 0 | 0 | 0 | 0
CT | 250 | 0 | 0 | 0 | 0 | 0
Coal | 2020 | 0 | 0 | 0 | 0 | 0
Geo | 0 | 0 | 0 | 0 | 0 | 0
H | 0 | 0 | 0 | 0 | 0 | 0
LFG | 0 | 0 | 257.38 | 96.62 | 0 | 0
Nuc | 0 | 0 | 0 | 0 | 0 | 0
PS | 0 | 0 | 0 | 0 | 0 | 0
PV | 14 | 0 | 0 | 0 | 0 | 0
PeakG | 0 | 0 | 0 | 0 | 0 | 0
PeakO | 0 | 0 | 0 | 0 | 0 | 0
ST | 0 | 0 | 0 | 0 | 0 | 0
STOG | 0 | 0 | 0 | 0 | 0 | 0
STWD | 0 | 0 | 0 | 0 | 0 | 0
WT | 350.1 | 0 | 0 | 24320.58 | 1122.7 | 1143.7
IGCC | 0 | 0 | 0 | 0 | 0 | 0
DemandResponse | 0 | 0 | 0 | 0 | 0 | 0
IGCC-CCS | 0 | 0 | 0 | 0 | 0 | 0
WT_off | 0 | 0 | 0 | 0 | 0 | 0
PseudoUnit | 0 | 0 | 0 | 0 | 0 | 0
FixedInterchange | 0 | 0 | 0 | 0 | 0 | 0
New Build Capacity by Reporting Type: NP15
ReportingType | 2015 | 2020 | 2025 | 2030 | 2035 | 2040
BM | 0 | 0 | 0 | 0 | 0 | 0
CC | 940 | 0 | 0 | 0 | 0 | 0
CSP | 0 | 0 | 0 | 0 | 0 | 0
CT | 300.8 | 532.72 | 3032.78 | 1153.58 | 3906.28 | 1945.07
Coal | 0 | 0 | 0 | 0 | 0 | 0
Geo | 0 | 600 | 0 | 0 | 0 | 0
H | 0 | 0 | 0 | 0 | 0 | 0
LFG | 0 | 565 | 0 | 0 | 0 | 0
Nuc | 0 | 0 | 0 | 0 | 0 | 0
PS | 0 | 0 | 0 | 0 | 0 | 0
PV | 6.5 | 0 | 0 | 0 | 0 | 0
PeakG | 0 | 0 | 0 | 0 | 0 | 0
PeakO | 0 | 0 | 0 | 0 | 0 | 0
ST | 29 | 0 | 0 | 0 | 0 | 0
STOG | 0 | 0 | 0 | 0 | 0 | 0
STWD | 0 | 0 | 0 | 0 | 0 | 0
WT | 101.2 | 3298.8 | 0 | 0 | 0 | 9454.38
IGCC | 0 | 0 | 0 | 0 | 0 | 0
DemandResponse | 0 | 0 | 0 | 0 | 0 | 0
IGCC-CCS | 0 | 0 | 0 | 0 | 0 | 0
WT_off | 0 | 0 | 0 | 0 | 0 | 0
PseudoUnit | 0 | 0 | 0 | 0 | 0 | 0
FixedInterchange | 0 | 0 | 0 | 0 | 0 | 0
New Build Capacity by Reporting Type: NWPP_Coal
ReportingType | 2015 | 2020 | 2025 | 2030 | 2035 | 2040
BM | 0 | 0 | 0 | 0 | 0 | 0
CC | 0 | 0 | 0 | 0 | 0 | 0
CSP | 0 | 0 | 0 | 0 | 0 | 0
CT | 0 | 0 | 0 | 0 | 0 | 0
Coal | 0 | 0 | 0 | 0 | 0 | 0
Geo | 0 | 0 | 0 | 0 | 0 | 0
H | 0 | 0 | 0 | 0 | 0 | 0
LFG | 0 | 0 | 0 | 0 | 0 | 0
Nuc | 0 | 0 | 0 | 0 | 0 | 0
PS | 0 | 0 | 0 | 0 | 0 | 0
PV | 0 | 0 | 0 | 0 | 0 | 0
PeakG | 0 | 0 | 0 | 0 | 0 | 0
PeakO | 0 | 0 | 0 | 0 | 0 | 0
ST | 0 | 0 | 0 | 0 | 0 | 0
STOG | 0 | 0 | 0 | 0 | 0 | 0
STWD | 0 | 0 | 0 | 0 | 0 | 0
WT | 0 | 0 | 0 | 0 | 0 | 0
IGCC | 0 | 0 | 0 | 0 | 0 | 0
DemandResponse | 0 | 0 | 0 | 0 | 0 | 0
IGCC-CCS | 0 | 0 | 0 | 0 | 0 | 0
WT_off | 0 | 0 | 0 | 0 | 0 | 0
PseudoUnit | 0 | 0 | 0 | 0 | 0 | 0
FixedInterchange | 0 | 0 | 0 | 0 | 0 | 0
New Build Capacity by Reporting Type: NWPP_Gas
ReportingType | 2015 | 2020 | 2025 | 2030 | 2035 | 2040
BM | 0 | 0 | 0 | 0 | 0 | 0
CC | 300 | 0 | 0 | 1782.73 | 3098.33 | 1559.08
CSP | 0 | 0 | 0 | 0 | 0 | 0
CT | 150 | 0 | 0 | 0 | 0 | 0
Coal | 0 | 0 | 0 | 0 | 0.25 | 945.17
Geo | 0 | 0 | 0 | 0 | 0 | 0
H | 0 | 0 | 0 | 0 | 0 | 0
LFG | 0 | 0 | 0 | 0 | 0 | 0
Nuc | 0 | 0 | 0 | 0 | 0 | 0
PS | 0 | 0 | 0 | 0 | 0 | 0
PV | 0 | 0 | 0 | 0 | 0 | 0
PeakG | 0 | 0 | 0 | 0 | 0 | 0
PeakO | 0 | 0 | 0 | 0 | 0 | 0
ST | 0 | 0 | 0 | 0 | 0 | 0
STOG | 0 | 0 | 0 | 0 | 0 | 0
STWD | 0 | 0 | 0 | 0 | 0 | 0
WT | 0 | 0 | 0 | 0 | 0 | 0
IGCC | 0 | 0 | 0 | 0 | 0 | 0
DemandResponse | 0 | 0 | 0 | 0 | 0 | 0
IGCC-CCS | 0 | 0 | 0 | 0 | 0 | 0
WT_off | 0 | 0 | 0 | 0 | 0 | 0
PseudoUnit | 0 | 0 | 0 | 0 | 0 | 0
FixedInterchange | 0 | 0 | 0 | 0 | 0 | 0
New Build Capacity by Reporting Type: NWPP_NucRenew
ReportingType | 2015 | 2020 | 2025 | 2030 | 2035 | 2040
BM | 32.55 | 0 | 0 | 0 | 0 | 0
CC | 0 | 0 | 0 | 0 | 0 | 0
CSP | 0 | 0 | 0 | 0 | 0 | 0
CT | 0 | 0 | 0 | 0 | 0 | 0
Coal | 0 | 0 | 0 | 0 | 0 | 0
Geo | 86 | 0 | 434 | 0 | 0 | 0
H | 0 | 0 | 0 | 0 | 0 | 0
LFG | 25.5 | 36.92 | 207.58 | 0 | 0 | 0
Nuc | 0 | 0 | 0 | 0 | 0 | 0
PS | 0 | 0 | 0 | 0 | 0 | 0
PV | 0 | 0 | 0 | 0 | 0 | 0
PeakG | 0 | 0 | 0 | 0 | 0 | 0
PeakO | 0 | 0 | 0 | 0 | 0 | 0
ST | 0 | 0 | 0 | 0 | 0 | 0
STOG | 0 | 0 | 0 | 0 | 0 | 0
STWD | 0 | 0 | 0 | 0 | 0 | 0
WT | 977.3 | 0 | 0 | 159.44 | 0 | 28.15
IGCC | 0 | 0 | 0 | 0 | 0 | 0
DemandResponse | 0 | 0 | 0 | 0 | 0 | 0
IGCC-CCS | 0 | 0 | 0 | 0 | 0 | 0
WT_off | 0 | 0 | 0 | 0 | 0 | 0
PseudoUnit | 0 | 0 | 0 | 0 | 0 | 0
FixedInterchange | 0 | 0 | 0 | 0 | 0 | 0
New Build Capacity by Reporting Type: RMPA
ReportingType | 2015 | 2020 | 2025 | 2030 | 2035 | 2040
BM | 0 | 0 | 0 | 0 | 0 | 0
CC | 0 | 0 | 0 | 0 | 0 | 0
CSP | 0 | 0 | 0 | 0 | 0 | 0
CT | 152 | 0 | 0 | 0 | 0 | 0
Coal | 390 | 0 | 0 | 0 | 888.58 | 1207.57
Geo | 0 | 25 | 2545 | 0 | 0 | 0
H | 0 | 0 | 0 | 0 | 0 | 0
LFG | 1.4 | 0 | 0 | 28.93 | 0 | 0
Nuc | 0 | 0 | 0 | 0 | 0 | 0
PS | 0 | 0 | 0 | 0 | 0 | 0
PV | 1 | 0 | 0 | 0 | 0 | 0
PeakG | 0 | 0 | 0 | 0 | 0 | 0
PeakO | 0 | 0 | 0 | 0 | 0 | 0
ST | 3 | 376.1 | 25.72 | 27.45 | 0 | 0
STOG | 0 | 0 | 0 | 0 | 0 | 0
STWD | 0 | 0 | 0 | 0 | 0 | 0
WT | 765.4 | 3012.84 | 0 | 0 | 0 | 0
IGCC | 0 | 0 | 0 | 0 | 0 | 0
DemandResponse | 0 | 0 | 0 | 0 | 0 | 0
IGCC-CCS | 0 | 0 | 0 | 0 | 0 | 0
WT_off | 0 | 0 | 0 | 0 | 0 | 0
PseudoUnit | 0 | 0 | 0 | 0 | 0 | 0
FixedInterchange | 0 | 0 | 0 | 0 | 0 | 0
New Build Capacity by Reporting Type: SP15
ReportingType | 2015 | 2020 | 2025 | 2030 | 2035 | 2040
BM | 6 | 0 | 0 | 0 | 0 | 0
CC | 409.5 | 0 | 0 | 0 | 0 | 0
CSP | 0 | 0 | 0 | 0 | 0 | 0
CT | 0 | 0 | 0 | 0 | 0 | 0
Coal | 0 | 0 | 0 | 0 | 0 | 0
Geo | 50 | 1450 | 0 | 0 | 0 | 0
H | 0 | 0 | 0 | 0 | 0 | 0
LFG | 9.2 | 555.8 | 0 | 0 | 0 | 0
Nuc | 0 | 0 | 0 | 0 | 0 | 0
PS | 0 | 0 | 0 | 0 | 0 | 0
PV | 3.8 | 0 | 0 | 0 | 0 | 0
PeakG | 0 | 0 | 0 | 0 | 0 | 0
PeakO | 0 | 0 | 0 | 0 | 0 | 0
ST | 448 | 0 | 0 | 0 | 0 | 0
STOG | 0 | 0 | 0 | 0 | 0 | 0
STWD | 0 | 0 | 0 | 0 | 0 | 0
WT | 735 | 0 | 0 | 12683.23 | 1481.77 | 0
IGCC | 0 | 0 | 0 | 0 | 0 | 0
DemandResponse | 0 | 0 | 0 | 0 | 0 | 0
IGCC-CCS | 0 | 0 | 0 | 0 | 0 | 0
WT_off | 0 | 0 | 0 | 0 | 0 | 0
PseudoUnit | 0 | 0 | 0 | 0 | 0 | 0
FixedInterchange | 0 | 0 | 0 | 0 | 0 | 0
New Build Capacity by Reporting Type: ALB
ReportingType | 2015 | 2020 | 2025 | 2030 | 2035 | 2040
BM | 0 | 0 | 0 | 0 | 0 | 0
CC | 393.36 | 682.84 | 614.52 | 915 | 1191.8 | 1087.64
CSP | 0 | 0 | 0 | 0 | 0 | 0
CT | 201.5 | 0 | 0 | 0 | 0 | 0
Coal | 495 | 0 | 0 | 0 | 0 | 0
Geo | 0 | 0 | 0 | 0 | 0 | 0
H | 0 | 0 | 0 | 0 | 0 | 0
LFG | 0 | 0 | 0 | 0 | 0 | 0
Nuc | 0 | 0 | 0 | 0 | 0 | 0
PS | 0 | 0 | 0 | 0 | 0 | 0
PV | 0 | 0 | 0 | 0 | 0 | 0
PeakG | 0 | 0 | 0 | 0 | 0 | 0
PeakO | 0 | 0 | 0 | 0 | 0 | 0
ST | 0 | 0 | 0 | 0 | 0 | 0
STOG | 0 | 0 | 0 | 0 | 0 | 0
STWD | 0 | 0 | 0 | 0 | 0 | 0
WT | 9 | 0 | 0 | 0 | 0 | 0
IGCC | 0 | 0 | 0 | 0 | 0 | 0
DemandResponse | 0 | 0 | 0 | 0 | 0 | 0
IGCC-CCS | 0 | 0 | 0 | 0 | 0 | 0
WT_off | 0 | 0 | 0 | 0 | 0 | 0
PseudoUnit | 0 | 0 | 0 | 0 | 0 | 0
FixedInterchange | 0 | 0 | 0 | 0 | 0 | 0
New Build Capacity by Reporting Type: BC
ReportingType | 2015 | 2020 | 2025 | 2030 | 2035 | 2040
BM | 0 | 0 | 0 | 0 | 0 | 0
CC | 1140.35 | 434.65 | 654.21 | 531.08 | 778.69 | 788.53
CSP | 0 | 0 | 0 | 0 | 0 | 0
CT | 0 | 0 | 0 | 0 | 0 | 28.31
Coal | 0 | 0 | 0 | 0 | 0 | 0
Geo | 0 | 0 | 0 | 0 | 0 | 0
H | 0 | 0 | 0 | 0 | 0 | 0
LFG | 0 | 0 | 0 | 0 | 0 | 0
Nuc | 0 | 0 | 0 | 0 | 0 | 0
PS | 0 | 0 | 0 | 0 | 0 | 0
PV | 0 | 0 | 0 | 0 | 0 | 0
PeakG | 0 | 0 | 0 | 0 | 0 | 0
PeakO | 0 | 0 | 0 | 0 | 0 | 0
ST | 0 | 0 | 0 | 0 | 0 | 0
STOG | 0 | 0 | 0 | 0 | 0 | 0
STWD | 0 | 0 | 0 | 0 | 0 | 0
WT | 144 | 0 | 0 | 0 | 0 | 0
IGCC | 0 | 0 | 0 | 0 | 0 | 0
DemandResponse | 0 | 0 | 0 | 0 | 0 | 0
IGCC-CCS | 0 | 0 | 0 | 0 | 0 | 0
WT_off | 0 | 0 | 0 | 0 | 0 | 0
PseudoUnit | 0 | 0 | 0 | 0 | 0 | 0
FixedInterchange | 0 | 0 | 0 | 0 | 0 | 0
New Build Capacity by Reporting Type: HQ_IESO
ReportingType | 2015 | 2020 | 2025 | 2030 | 2035 | 2040
BM | 0 | 0 | 0 | 0 | 0 | 0
CC | 0 | 0 | 0 | 0 | 0 | 0
CSP | 0 | 0 | 0 | 0 | 0 | 0
CT | 0 | 0 | 0 | 0 | 0 | 0
Coal | 0 | 0 | 0 | 0 | 0 | 0
Geo | 0 | 0 | 0 | 0 | 0 | 0
H | 0 | 0 | 0 | 0 | 0 | 0
LFG | 0 | 0 | 0 | 0 | 0 | 0
Nuc | 0 | 0 | 0 | 0 | 0 | 0
PS | 0 | 0 | 0 | 0 | 0 | 0
PV | 0 | 0 | 0 | 0 | 0 | 0
PeakG | 0 | 0 | 0 | 0 | 0 | 0
PeakO | 0 | 0 | 0 | 0 | 0 | 0
ST | 0 | 0 | 0 | 0 | 0 | 0
STOG | 0 | 0 | 0 | 0 | 0 | 0
STWD | 0 | 0 | 0 | 0 | 0 | 0
WT | 0 | 0 | 0 | 0 | 0 | 0
IGCC | 0 | 0 | 0 | 0 | 0 | 0
DemandResponse | 0 | 0 | 0 | 0 | 0 | 0
IGCC-CCS | 0 | 0 | 0 | 0 | 0 | 0
WT_off | 0 | 0 | 0 | 0 | 0 | 0
PseudoUnit | 0 | 0 | 0 | 0 | 0 | 0
FixedInterchange | 0 | 0 | 0 | 0 | 0 | 0
New Build Capacity by Reporting Type: HQ_NEISO
ReportingType | 2015 | 2020 | 2025 | 2030 | 2035 | 2040
BM | 0 | 0 | 0 | 0 | 0 | 0
CC | 0 | 0 | 0 | 0 | 0 | 0
CSP | 0 | 0 | 0 | 0 | 0 | 0
CT | 0 | 0 | 0 | 0 | 0 | 0
Coal | 0 | 0 | 0 | 0 | 0 | 0
Geo | 0 | 0 | 0 | 0 | 0 | 0
H | 0 | 0 | 0 | 0 | 0 | 0
LFG | 0 | 0 | 0 | 0 | 0 | 0
Nuc | 0 | 0 | 0 | 0 | 0 | 0
PS | 0 | 0 | 0 | 0 | 0 | 0
PV | 0 | 0 | 0 | 0 | 0 | 0
PeakG | 0 | 0 | 0 | 0 | 0 | 0
PeakO | 0 | 0 | 0 | 0 | 0 | 0
ST | 0 | 0 | 0 | 0 | 0 | 0
STOG | 0 | 0 | 0 | 0 | 0 | 0
STWD | 0 | 0 | 0 | 0 | 0 | 0
WT | 0 | 0 | 0 | 0 | 0 | 0
IGCC | 0 | 0 | 0 | 0 | 0 | 0
DemandResponse | 0 | 0 | 0 | 0 | 0 | 0
IGCC-CCS | 0 | 0 | 0 | 0 | 0 | 0
WT_off | 0 | 0 | 0 | 0 | 0 | 0
PseudoUnit | 0 | 0 | 0 | 0 | 0 | 0
FixedInterchange | 0 | 0 | 0 | 0 | 0 | 0
New Build Capacity by Reporting Type: HQ_NY
ReportingType | 2015 | 2020 | 2025 | 2030 | 2035 | 2040
BM | 0 | 0 | 0 | 0 | 0 | 0
CC | 0 | 0 | 0 | 0 | 0 | 0
CSP | 0 | 0 | 0 | 0 | 0 | 0
CT | 0 | 0 | 0 | 0 | 0 | 0
Coal | 0 | 0 | 0 | 0 | 0 | 0
Geo | 0 | 0 | 0 | 0 | 0 | 0
H | 0 | 0 | 0 | 0 | 0 | 0
LFG | 0 | 0 | 0 | 0 | 0 | 0
Nuc | 0 | 0 | 0 | 0 | 0 | 0
PS | 0 | 0 | 0 | 0 | 0 | 0
PV | 0 | 0 | 0 | 0 | 0 | 0
PeakG | 0 | 0 | 0 | 0 | 0 | 0
PeakO | 0 | 0 | 0 | 0 | 0 | 0
ST | 0 | 0 | 0 | 0 | 0 | 0
STOG | 0 | 0 | 0 | 0 | 0 | 0
STWD | 0 | 0 | 0 | 0 | 0 | 0
WT | 0 | 0 | 0 | 0 | 0 | 0
IGCC | 0 | 0 | 0 | 0 | 0 | 0
DemandResponse | 0 | 0 | 0 | 0 | 0 | 0
IGCC-CCS | 0 | 0 | 0 | 0 | 0 | 0
WT_off | 0 | 0 | 0 | 0 | 0 | 0
PseudoUnit | 0 | 0 | 0 | 0 | 0 | 0
FixedInterchange | 0 | 0 | 0 | 0 | 0 | 0
New Build Capacity by Reporting Type: MARITIMES
ReportingType | 2015 | 2020 | 2025 | 2030 | 2035 | 2040
BM | 0 | 0 | 0 | 0 | 0 | 0
CC | 0 | 0 | 0 | 0 | 0 | 0
CSP | 0 | 0 | 0 | 0 | 0 | 0
CT | 0 | 0 | 0 | 0 | 0 | 0
Coal | 0 | 0 | 0 | 0 | 0 | 0
Geo | 0 | 0 | 0 | 0 | 0 | 0
H | 0 | 0 | 0 | 0 | 0 | 0
LFG | 0 | 0 | 0 | 0 | 0 | 0
Nuc | 0 | 0 | 0 | 0 | 0 | 0
PS | 0 | 0 | 0 | 0 | 0 | 0
PV | 0 | 0 | 0 | 0 | 0 | 0
PeakG | 0 | 0 | 0 | 0 | 0 | 0
PeakO | 0 | 0 | 0 | 0 | 0 | 0
ST | 0 | 0 | 0 | 0 | 0 | 0
STOG | 0 | 0 | 0 | 0 | 0 | 0
STWD | 0 | 0 | 0 | 0 | 0 | 0
WT | 0 | 0 | 0 | 0 | 0 | 0
IGCC | 0 | 0 | 0 | 0 | 0 | 0
DemandResponse | 0 | 0 | 0 | 0 | 0 | 0
IGCC-CCS | 0 | 0 | 0 | 0 | 0 | 0
WT_off | 0 | 0 | 0 | 0 | 0 | 0
PseudoUnit | 0 | 0 | 0 | 0 | 0 | 0
FixedInterchange | 0 | 0 | 0 | 0 | 0 | 0
New Build Capacity by Reporting Type: All
ReportingType | 2015 | 2020 | 2025 | 2030 | 2035 | 2040
BM | 1251 | 0 | 0 | 0 | 0 | 0
CC | 33432.79 | 18585.55 | 5098.81 | 18638.56 | 38261.95 | 35363.19
CSP | 0 | 0 | 0 | 0 | 0 | 0
CT | 6481.99 | 7038.87 | 4457.1 | 6433.61 | 15244.28 | 9026.88
Coal | 10763.64 | 0 | 0 | 1388.81 | 9214.19 | 14831.05
Geo | 136 | 2075 | 4429 | 0 | 0 | 0
H | 0 | 0 | 0 | 0 | 0 | 0
LFG | 192 | 1953 | 2210 | 723.5 | 0.5 | 0
Nuc | 2740.56 | 4530 | 0 | 0 | 0 | 0
PS | 0 | 0 | 0 | 0 | 0 | 0
PV | 1246 | 2203.49 | 1093.86 | 251.74 | 114.91 | 118.9
PeakG | 0 | 0 | 0 | 0 | 0 | 0
PeakO | 0 | 0 | 0 | 0 | 0 | 0
ST | 760 | 840.3 | 304.05 | 102.48 | 0 | 0
STOG | 0 | 0 | 0 | 0 | 0 | 0
STWD | 0 | 0 | 0 | 0 | 0 | 0
WT | 25342 | 36028.72 | 33133.98 | 69251.07 | 41438.32 | 30935.95
IGCC | 618 | 0 | 0 | 0 | 0 | 0
DemandResponse | 0 | 0 | 0 | 0 | 0 | 0
IGCC-CCS | 0 | 0 | 0 | 0 | 0 | 0
WT_off | 469 | 750.27 | 2724.23 | 278.47 | 289.86 | 299.67
PseudoUnit | 0 | 0 | 0 | 0 | 0 | 0
FixedInterchange | 0 | 0 | 0 | 0 | 0 | 0
New Build Capacity by Reporting Type: EI_US
ReportingType | 2015 | 2020 | 2025 | 2030 | 2035 | 2040
BM | 741.12 | 0 | 0 | 0 | 0 | 0
CC | 27130.51 | 13829.9 | 3598.92 | 14678.3 | 30359.98 | 26358.2
CSP | 0 | 0 | 0 | 0 | 0 | 0
CT | 4323.69 | 6506.15 | 1424.32 | 5016.41 | 10346.77 | 6359.6
Coal | 7858.64 | 0 | 0 | 1388.81 | 8325.36 | 12678.32
Geo | 0 | 0 | 0 | 0 | 0 | 0
H | 0 | 0 | 0 | 0 | 0 | 0
LFG | 141.4 | 795.28 | 1684.37 | 597.95 | 0 | 0
Nuc | 2740.56 | 4530 | 0 | 0 | 0 | 0
PS | 0 | 0 | 0 | 0 | 0 | 0
PV | 57.74 | 2203.49 | 1093.86 | 251.74 | 114.91 | 118.9
PeakG | 0 | 0 | 0 | 0 | 0 | 0
PeakO | 0 | 0 | 0 | 0 | 0 | 0
ST | 0 | 0 | 0 | 0 | 0 | 0
STOG | 0 | 0 | 0 | 0 | 0 | 0
STWD | 0 | 0 | 0 | 0 | 0 | 0
WT | 19786.6 | 15180.54 | 33133.98 | 18943.22 | 16023.05 | 4938.51
IGCC | 618 | 0 | 0 | 0 | 0 | 0
DemandResponse | 0 | 0 | 0 | 0 | 0 | 0
IGCC-CCS | 0 | 0 | 0 | 0 | 0 | 0
WT_off | 469 | 750.27 | 2724.23 | 278.47 | 289.86 | 299.67
PseudoUnit | 0 | 0 | 0 | 0 | 0 | 0
FixedInterchange | 0 | 0 | 0 | 0 | 0 | 0
New Build Capacity by Reporting Type: EI_Canada
ReportingType | 2015 | 2020 | 2025 | 2030 | 2035 | 2040
BM | 326.33 | 0 | 0 | 0 | 0 | 0
CC | 2176.07 | 511.42 | 174.5 | 144.19 | 156.25 | 2228.34
CSP | 0 | 0 | 0 | 0 | 0 | 0
CT | 368 | 0 | 0 | 263.61 | 991.23 | 693.9
Coal | 0 | 0 | 0 | 0 | 0 | 0
Geo | 0 | 0 | 0 | 0 | 0 | 0
H | 0 | 0 | 0 | 0 | 0 | 0
LFG | 14.5 | 0 | 0 | 0 | 0.5 | 0
Nuc | 0 | 0 | 0 | 0 | 0 | 0
PS | 0 | 0 | 0 | 0 | 0 | 0
PV | 1067.26 | 0 | 0 | 0 | 0 | 0
PeakG | 0 | 0 | 0 | 0 | 0 | 0
PeakO | 0 | 0 | 0 | 0 | 0 | 0
ST | 0 | 0 | 0 | 0 | 0 | 0
STOG | 0 | 0 | 0 | 0 | 0 | 0
STWD | 0 | 0 | 0 | 0 | 0 | 0
WT | 2408.3 | 0 | 0 | 0 | 0 | 0
IGCC | 0 | 0 | 0 | 0 | 0 | 0
DemandResponse | 0 | 0 | 0 | 0 | 0 | 0
IGCC-CCS | 0 | 0 | 0 | 0 | 0 | 0
WT_off | 0 | 0 | 0 | 0 | 0 | 0
PseudoUnit | 0 | 0 | 0 | 0 | 0 | 0
FixedInterchange | 0 | 0 | 0 | 0 | 0 | 0
New Build Capacity by Reporting Type: EI
ReportingType | 2015 | 2020 | 2025 | 2030 | 2035 | 2040
BM | 1067.45 | 0 | 0 | 0 | 0 | 0
CC | 29306.58 | 14341.32 | 3773.41 | 14822.49 | 30516.22 | 28586.53
CSP | 0 | 0 | 0 | 0 | 0 | 0
CT | 4691.7 | 6506.15 | 1424.32 | 5280.02 | 11338 | 7053.5
Coal | 7858.64 | 0 | 0 | 1388.81 | 8325.36 | 12678.32
Geo | 0 | 0 | 0 | 0 | 0 | 0
H | 0 | 0 | 0 | 0 | 0 | 0
LFG | 155.9 | 795.28 | 1684.37 | 597.95 | 0.5 | 0
Nuc | 2740.56 | 4530 | 0 | 0 | 0 | 0
PS | 0 | 0 | 0 | 0 | 0 | 0
PV | 1125 | 2203.49 | 1093.86 | 251.74 | 114.91 | 118.9
PeakG | 0 | 0 | 0 | 0 | 0 | 0
PeakO | 0 | 0 | 0 | 0 | 0 | 0
ST | 0 | 0 | 0 | 0 | 0 | 0
STOG | 0 | 0 | 0 | 0 | 0 | 0
STWD | 0 | 0 | 0 | 0 | 0 | 0
WT | 22194.9 | 15180.54 | 33133.98 | 18943.22 | 16023.05 | 4938.51
IGCC | 618 | 0 | 0 | 0 | 0 | 0
DemandResponse | 0 | 0 | 0 | 0 | 0 | 0
IGCC-CCS | 0 | 0 | 0 | 0 | 0 | 0
WT_off | 469 | 750.27 | 2724.23 | 278.47 | 289.86 | 299.67
PseudoUnit | 0 | 0 | 0 | 0 | 0 | 0
FixedInterchange | 0 | 0 | 0 | 0 | 0 | 0
New Build Capacity by Reporting Type: Outside_EI
ReportingType | 2015 | 2020 | 2025 | 2030 | 2035 | 2040
BM | 183.55 | 0 | 0 | 0 | 0 | 0
CC | 4126.21 | 4244.23 | 1325.4 | 3816.07 | 7745.73 | 6776.66
CSP | 0 | 0 | 0 | 0 | 0 | 0
CT | 1790.3 | 532.72 | 3032.78 | 1153.58 | 3906.28 | 1973.38
Coal | 2905 | 0 | 0 | 0 | 888.83 | 2152.73
Geo | 136 | 2075 | 4429 | 0 | 0 | 0
H | 0 | 0 | 0 | 0 | 0 | 0
LFG | 36.1 | 1157.72 | 525.63 | 125.55 | 0 | 0
Nuc | 0 | 0 | 0 | 0 | 0 | 0
PS | 0 | 0 | 0 | 0 | 0 | 0
PV | 121 | 0 | 0 | 0 | 0 | 0
PeakG | 0 | 0 | 0 | 0 | 0 | 0
PeakO | 0 | 0 | 0 | 0 | 0 | 0
ST | 760 | 840.3 | 304.05 | 102.48 | 0 | 0
STOG | 0 | 0 | 0 | 0 | 0 | 0
STWD | 0 | 0 | 0 | 0 | 0 | 0
WT | 3147.1 | 20848.18 | 0 | 50307.85 | 25415.27 | 25997.43
IGCC | 0 | 0 | 0 | 0 | 0 | 0
DemandResponse | 0 | 0 | 0 | 0 | 0 | 0
IGCC-CCS | 0 | 0 | 0 | 0 | 0 | 0
WT_off | 0 | 0 | 0 | 0 | 0 | 0
PseudoUnit | 0 | 0 | 0 | 0 | 0 | 0
FixedInterchange | 0 | 0 | 0 | 0 | 0 | 0
#2 | Cumulative New Build Capacity (MW)
Cumulative New Build Capacity by Reporting Type: Entergy
ReportingType | 2015 | 2020 | 2025 | 2030 | 2035 | 2040
BM | 0 | 0 | 0 | 0 | 0 | 0
CC | 0.01 | 948.37 | 948.37 | 1804.92 | 3357.36 | 3357.36
CSP | 0 | 0 | 0 | 0 | 0 | 0
CT | 0 | 0 | 0 | 0 | 0 | 0
Coal | 720 | 720 | 720 | 720 | 999.2 | 3012.34
Geo | 0 | 0 | 0 | 0 | 0 | 0
H | 0 | 0 | 0 | 0 | 0 | 0
LFG | 0 | 0 | 0.01 | 107.4 | 107.4 | 107.4
Nuc | 170 | 170 | 170 | 170 | 170 | 170
PS | 0 | 0 | 0 | 0 | 0 | 0
PV | 0.29 | 64.83 | 99.85 | 103.02 | 106.62 | 110.34
PeakG | 0 | 0 | 0 | 0 | 0 | 0
PeakO | 0 | 0 | 0 | 0 | 0 | 0
ST | 0 | 0 | 0 | 0 | 0 | 0
STOG | 0 | 0 | 0 | 0 | 0 | 0
STWD | 0 | 0 | 0 | 0 | 0 | 0
WT | 0 | 0 | 0 | 0 | 0 | 0
IGCC | 0 | 0 | 0 | 0 | 0 | 0
DemandResponse | 0 | 0 | 0 | 0 | 0 | 0
IGCC-CCS | 0 | 0 | 0 | 0 | 0 | 0
WT_off | 0 | 0 | 0 | 0 | 0 | 0
PseudoUnit | 0 | 0 | 0 | 0 | 0 | 0
FixedInterchange | 0 | 0 | 0 | 0 | 0 | 0
Cumulative New Build Capacity by Reporting Type: FRCC
ReportingType | 2015 | 2020 | 2025 | 2030 | 2035 | 2040
BM | 0 | 0 | 0 | 0 | 0 | 0
CC | 1516.9 | 6574.86 | 8789.61 | 12668.63 | 18409.5 | 24474.24
CSP | 0 | 0 | 0 | 0 | 0 | 0
CT | 2480 | 2480 | 2480 | 2480 | 2480 | 2480
Coal | 0 | 0 | 0 | 0 | 0 | 0
Geo | 0 | 0 | 0 | 0 | 0 | 0
H | 0 | 0 | 0 | 0 | 0 | 0
LFG | 0 | 0 | 198 | 198 | 198 | 198
Nuc | 229.33 | 229.33 | 229.33 | 229.33 | 229.33 | 229.33
PS | 0 | 0 | 0 | 0 | 0 | 0
PV | 0 | 0 | 0 | 0 | 0 | 0
PeakG | 0 | 0 | 0 | 0 | 0 | 0
PeakO | 0 | 0 | 0 | 0 | 0 | 0
ST | 0 | 0 | 0 | 0 | 0 | 0
STOG | 0 | 0 | 0 | 0 | 0 | 0
STWD | 0 | 0 | 0 | 0 | 0 | 0
WT | 0 | 0 | 0 | 0 | 0 | 0
IGCC | 0 | 0 | 0 | 0 | 0 | 0
DemandResponse | 0 | 0 | 0 | 0 | 0 | 0
IGCC-CCS | 0 | 0 | 0 | 0 | 0 | 0
WT_off | 0 | 0 | 0 | 0 | 0 | 0
PseudoUnit | 0 | 0 | 0 | 0 | 0 | 0
FixedInterchange | 0 | 0 | 0 | 0 | 0 | 0
Cumulative New Build Capacity by Reporting Type: MAPP_US
ReportingType | 2015 | 2020 | 2025 | 2030 | 2035 | 2040
BM | 0 | 0 | 0 | 0 | 0 | 0
CC | 0 | 0 | 0 | 0 | 0 | 0
CSP | 0 | 0 | 0 | 0 | 0 | 0
CT | 308.3 | 308.3 | 308.3 | 382.44 | 382.44 | 382.44
Coal | 0 | 0 | 0 | 0 | 261.94 | 534.27
Geo | 0 | 0 | 0 | 0 | 0 | 0
H | 0 | 0 | 0 | 0 | 0 | 0
LFG | 0 | 0 | 0 | 71.67 | 71.67 | 71.67
Nuc | 0 | 0 | 0 | 0 | 0 | 0
PS | 0 | 0 | 0 | 0 | 0 | 0
PV | 0 | 0 | 0 | 0 | 0 | 0
PeakG | 0 | 0 | 0 | 0 | 0 | 0
PeakO | 0 | 0 | 0 | 0 | 0 | 0
ST | 0 | 0 | 0 | 0 | 0 | 0
STOG | 0 | 0 | 0 | 0 | 0 | 0
STWD | 0 | 0 | 0 | 0 | 0 | 0
WT | 421.3 | 421.3 | 421.31 | 1223.76 | 1322.46 | 1425.08
IGCC | 0 | 0 | 0 | 0 | 0 | 0
DemandResponse | 0 | 0 | 0 | 0 | 0 | 0
IGCC-CCS | 0 | 0 | 0 | 0 | 0 | 0
WT_off | 0 | 0 | 0 | 0 | 0 | 0
PseudoUnit | 0 | 0 | 0 | 0 | 0 | 0
FixedInterchange | 0 | 0 | 0 | 0 | 0 | 0
Cumulative New Build Capacity by Reporting Type: MISO_IN
ReportingType | 2015 | 2020 | 2025 | 2030 | 2035 | 2040
BM | 0 | 0 | 0 | 0 | 0 | 0
CC | 0 | 303.08 | 303.13 | 1010.92 | 3431.59 | 4113.18
CSP | 0 | 0 | 0 | 0 | 0 | 0
CT | 0 | 0 | 0 | 0 | 0 | 0
Coal | 0 | 0 | 0 | 0 | 0 | 0
Geo | 0 | 0 | 0 | 0 | 0 | 0
H | 0 | 0 | 0 | 0 | 0 | 0
LFG | 0 | 0 | 80.12 | 80.13 | 80.13 | 80.13
Nuc | 0 | 0 | 0 | 0 | 0 | 0
PS | 0 | 0 | 0 | 0 | 0 | 0
PV | 0 | 241.58 | 393.59 | 406.41 | 419.61 | 433.21
PeakG | 0 | 0 | 0 | 0 | 0 | 0
PeakO | 0 | 0 | 0 | 0 | 0 | 0
ST | 0 | 0 | 0 | 0 | 0 | 0
STOG | 0 | 0 | 0 | 0 | 0 | 0
STWD | 0 | 0 | 0 | 0 | 0 | 0
WT | 0 | 0 | 0 | 0 | 0 | 0
IGCC | 618 | 618 | 618 | 618 | 618 | 618
DemandResponse | 0 | 0 | 0 | 0 | 0 | 0
IGCC-CCS | 0 | 0 | 0 | 0 | 0 | 0
WT_off | 0 | 0 | 0 | 0 | 0 | 0
PseudoUnit | 0 | 0 | 0 | 0 | 0 | 0
FixedInterchange | 0 | 0 | 0 | 0 | 0 | 0
Cumulative New Build Capacity by Reporting Type: MISO_MI
ReportingType | 2015 | 2020 | 2025 | 2030 | 2035 | 2040
BM | 0 | 0 | 0 | 0 | 0 | 0
CC | 0 | 0 | 0.01 | 0.01 | 0.01 | 0.01
CSP | 0 | 0 | 0 | 0 | 0 | 0
CT | 0 | 0 | 0 | 0.01 | 0.01 | 0.02
Coal | 0 | 0 | 0 | 0 | 0 | 0
Geo | 0 | 0 | 0 | 0 | 0 | 0
H | 0 | 0 | 0 | 0 | 0 | 0
LFG | 0 | 148.15 | 160.25 | 160.25 | 160.25 | 160.25
Nuc | 0 | 0 | 0 | 0 | 0 | 0
PS | 0 | 0 | 0 | 0 | 0 | 0
PV | 0 | 0 | 0 | 0 | 0 | 0
PeakG | 0 | 0 | 0 | 0 | 0 | 0
PeakO | 0 | 0 | 0 | 0 | 0 | 0
ST | 0 | 0 | 0 | 0 | 0 | 0
STOG | 0 | 0 | 0 | 0 | 0 | 0
STWD | 0 | 0 | 0 | 0 | 0 | 0
WT | 2000 | 2600 | 2719.04 | 2898.61 | 3066.6 | 3237.27
IGCC | 0 | 0 | 0 | 0 | 0 | 0
DemandResponse | 0 | 0 | 0 | 0 | 0 | 0
IGCC-CCS | 0 | 0 | 0 | 0 | 0 | 0
WT_off | 0 | 0 | 0 | 0 | 0 | 0
PseudoUnit | 0 | 0 | 0 | 0 | 0 | 0
FixedInterchange | 0 | 0 | 0 | 0 | 0 | 0
Cumulative New Build Capacity by Reporting Type: MISO_MO-IL
ReportingType | 2015 | 2020 | 2025 | 2030 | 2035 | 2040
BM | 0 | 0 | 0 | 0 | 0 | 0
CC | 0 | 0 | 0 | 0 | 0 | 0
CSP | 0 | 0 | 0 | 0 | 0 | 0
CT | 0 | 0 | 0 | 0 | 0 | 0
Coal | 1790 | 1790 | 1790 | 1790 | 1790 | 1790
Geo | 0 | 0 | 0 | 0 | 0 | 0
H | 0 | 0 | 0 | 0 | 0 | 0
LFG | 0 | 0 | 223.33 | 223.33 | 223.33 | 223.33
Nuc | 0 | 0 | 0 | 0 | 0 | 0
PS | 0 | 0 | 0 | 0 | 0 | 0
PV | 0 | 0 | 0 | 0 | 0 | 0
PeakG | 0 | 0 | 0 | 0 | 0 | 0
PeakO | 0 | 0 | 0 | 0 | 0 | 0
ST | 0 | 0 | 0 | 0 | 0 | 0
STOG | 0 | 0 | 0 | 0 | 0 | 0
STWD | 0 | 0 | 0 | 0 | 0 | 0
WT | 300 | 300 | 300 | 300 | 2470.28 | 4162.44
IGCC | 0 | 0 | 0 | 0 | 0 | 0
DemandResponse | 0 | 0 | 0 | 0 | 0 | 0
IGCC-CCS | 0 | 0 | 0 | 0 | 0 | 0
WT_off | 0 | 0 | 0 | 0 | 0 | 0
PseudoUnit | 0 | 0 | 0 | 0 | 0 | 0
FixedInterchange | 0 | 0 | 0 | 0 | 0 | 0
Cumulative New Build Capacity by Reporting Type: MISO_W
ReportingType | 2015 | 2020 | 2025 | 2030 | 2035 | 2040
BM | 0 | 0 | 0 | 0 | 0 | 0
CC | 0 | 0 | 0 | 0 | 0 | 0
CSP | 0 | 0 | 0 | 0 | 0 | 0
CT | 0 | 0 | 0.01 | 0.01 | 0.01 | 0.01
Coal | 0 | 0 | 0 | 0 | 0 | 0
Geo | 0 | 0 | 0 | 0 | 0 | 0
H | 0 | 0 | 0 | 0 | 0 | 0
LFG | 0 | 0 | 71.67 | 71.67 | 71.67 | 71.67
Nuc | 94.33 | 94.33 | 94.33 | 94.33 | 94.33 | 94.33
PS | 0 | 0 | 0 | 0 | 0 | 0
PV | 0 | 0 | 0 | 0 | 0 | 0
PeakG | 0 | 0 | 0 | 0 | 0 | 0
PeakO | 0 | 0 | 0 | 0 | 0 | 0
ST | 0 | 0 | 0 | 0 | 0 | 0
STOG | 0 | 0 | 0 | 0 | 0 | 0
STWD | 0 | 0 | 0 | 0 | 0 | 0
WT | 2800.5 | 5379.66 | 8788.23 | 22777.38 | 32659.33 | 32659.33
IGCC | 0 | 0 | 0 | 0 | 0 | 0
DemandResponse | 0 | 0 | 0 | 0 | 0 | 0
IGCC-CCS | 0 | 0 | 0 | 0 | 0 | 0
WT_off | 0 | 0 | 0 | 0 | 0 | 0
PseudoUnit | 0 | 0 | 0 | 0 | 0 | 0
FixedInterchange | 0 | 0 | 0 | 0 | 0 | 0
Cumulative New Build Capacity by Reporting Type: MISO_WUMS
ReportingType | 2015 | 2020 | 2025 | 2030 | 2035 | 2040
BM | 0 | 0 | 0 | 0 | 0 | 0
CC | 0 | 1921.57 | 1921.58 | 1921.58 | 2352.21 | 2352.21
CSP | 0 | 0 | 0 | 0 | 0 | 0
CT | 0 | 3684.77 | 4526.84 | 6032.67 | 10803.73 | 14517.89
Coal | 615 | 615 | 615 | 615 | 615 | 615
Geo | 0 | 0 | 0 | 0 | 0 | 0
H | 0 | 0 | 0 | 0 | 0 | 0
LFG | 0 | 0 | 223.33 | 223.33 | 223.33 | 223.33
Nuc | 235 | 235 | 235 | 235 | 235 | 235
PS | 0 | 0 | 0 | 0 | 0 | 0
PV | 0 | 0 | 0 | 0 | 0 | 0
PeakG | 0 | 0 | 0 | 0 | 0 | 0
PeakO | 0 | 0 | 0 | 0 | 0 | 0
ST | 0 | 0 | 0 | 0 | 0 | 0
STOG | 0 | 0 | 0 | 0 | 0 | 0
STWD | 0 | 0 | 0 | 0 | 0 | 0
WT | 968.9 | 968.9 | 968.9 | 968.9 | 999.7 | 999.7
IGCC | 0 | 0 | 0 | 0 | 0 | 0
DemandResponse | 0 | 0 | 0 | 0 | 0 | 0
IGCC-CCS | 0 | 0 | 0 | 0 | 0 | 0
WT_off | 0 | 0 | 0 | 0 | 0 | 0
PseudoUnit | 0 | 0 | 0 | 0 | 0 | 0
FixedInterchange | 0 | 0 | 0 | 0 | 0 | 0
Cumulative New Build Capacity by Reporting Type: Nebraska
ReportingType | 2015 | 2020 | 2025 | 2030 | 2035 | 2040
BM | 0 | 0 | 0 | 0 | 0 | 0
CC | 0 | 0 | 0 | 0 | 0 | 0
CSP | 0 | 0 | 0 | 0 | 0 | 0
CT | 0 | 0 | 0 | 0 | 0 | 0
Coal | 232.1 | 232.1 | 232.1 | 232.1 | 1785.01 | 2406.85
Geo | 0 | 0 | 0 | 0 | 0 | 0
H | 0 | 0 | 0 | 0 | 0 | 0
LFG | 0 | 0 | 0 | 71.67 | 71.67 | 71.67
Nuc | 0 | 0 | 0 | 0 | 0 | 0
PS | 0 | 0 | 0 | 0 | 0 | 0
PV | 0 | 0 | 0 | 0 | 0 | 0
PeakG | 0 | 0 | 0 | 0 | 0 | 0
PeakO | 0 | 0 | 0 | 0 | 0 | 0
ST | 0 | 0 | 0 | 0 | 0 | 0
STOG | 0 | 0 | 0 | 0 | 0 | 0
STWD | 0 | 0 | 0 | 0 | 0 | 0
WT | 202 | 202 | 202 | 202 | 202 | 202
IGCC | 0 | 0 | 0 | 0 | 0 | 0
DemandResponse | 0 | 0 | 0 | 0 | 0 | 0
IGCC-CCS | 0 | 0 | 0 | 0 | 0 | 0
WT_off | 0 | 0 | 0 | 0 | 0 | 0
PseudoUnit | 0 | 0 | 0 | 0 | 0 | 0
FixedInterchange | 0 | 0 | 0 | 0 | 0 | 0
Cumulative New Build Capacity by Reporting Type: NEISO
ReportingType | 2015 | 2020 | 2025 | 2030 | 2035 | 2040
BM | 252.2 | 252.2 | 252.2 | 252.2 | 252.2 | 252.2
CC | 2049.5 | 2049.5 | 2049.5 | 2049.5 | 2049.5 | 2049.5
CSP | 0 | 0 | 0 | 0 | 0 | 0
CT | 334 | 334 | 334 | 334 | 986.1 | 2032.68
Coal | 0 | 0 | 0 | 0 | 0 | 0
Geo | 0 | 0 | 0 | 0 | 0 | 0
H | 0 | 0 | 0 | 0 | 0 | 0
LFG | 49.26 | 49.26 | 119 | 119 | 119 | 119
Nuc | 0 | 0 | 0 | 0 | 0 | 0
PS | 0 | 0 | 0 | 0 | 0 | 0
PV | 0 | 314.78 | 314.78 | 314.86 | 314.91 | 314.96
PeakG | 0 | 0 | 0 | 0 | 0 | 0
PeakO | 0 | 0 | 0 | 0 | 0 | 0
ST | 0 | 0 | 0 | 0 | 0 | 0
STOG | 0 | 0 | 0 | 0 | 0 | 0
STWD | 0 | 0 | 0 | 0 | 0 | 0
WT | 231.2 | 4184.62 | 5134.32 | 5280 | 5280 | 5280
IGCC | 0 | 0 | 0 | 0 | 0 | 0
DemandResponse | 0 | 0 | 0 | 0 | 0 | 0
IGCC-CCS | 0 | 0 | 0 | 0 | 0 | 0
WT_off | 468 | 468 | 468 | 468 | 468 | 468
PseudoUnit | 0 | 0 | 0 | 0 | 0 | 0
FixedInterchange | 0 | 0 | 0 | 0 | 0 | 0
Cumulative New Build Capacity by Reporting Type: NonRTO_Midwest
ReportingType | 2015 | 2020 | 2025 | 2030 | 2035 | 2040
BM | 0 | 0 | 0 | 0 | 0 | 0
CC | 0 | 555.53 | 555.53 | 709.05 | 1060.09 | 1347.91
CSP | 0 | 0 | 0 | 0 | 0 | 0
CT | 0 | 192.57 | 192.57 | 298.74 | 298.74 | 370.66
Coal | 0 | 0 | 0 | 0 | 0 | 0
Geo | 0 | 0 | 0 | 0 | 0 | 0
H | 0 | 0 | 0 | 0 | 0 | 0
LFG | 0 | 0 | 77.36 | 160.25 | 160.25 | 160.25
Nuc | 0 | 0 | 0 | 0 | 0 | 0
PS | 0 | 0 | 0 | 0 | 0 | 0
PV | 0 | 0 | 0 | 0 | 0 | 0
PeakG | 0 | 0 | 0 | 0 | 0 | 0
PeakO | 0 | 0 | 0 | 0 | 0 | 0
ST | 0 | 0 | 0 | 0 | 0 | 0
STOG | 0 | 0 | 0 | 0 | 0 | 0
STWD | 0 | 0 | 0 | 0 | 0 | 0
WT | 0 | 0 | 0 | 0 | 0 | 0
IGCC | 0 | 0 | 0 | 0 | 0 | 0
DemandResponse | 0 | 0 | 0 | 0 | 0 | 0
IGCC-CCS | 0 | 0 | 0 | 0 | 0 | 0
WT_off | 0 | 0 | 0 | 0 | 0 | 0
PseudoUnit | 0 | 0 | 0 | 0 | 0 | 0
FixedInterchange | 0 | 0 | 0 | 0 | 0 | 0
Cumulative New Build Capacity by Reporting Type: NYISO_A-F
ReportingType | 2015 | 2020 | 2025 | 2030 | 2035 | 2040
BM | 0 | 0 | 0 | 0 | 0 | 0
CC | 639 | 639 | 639 | 639 | 639 | 639
CSP | 0 | 0 | 0 | 0 | 0 | 0
CT | 0 | 0 | 0 | 0 | 0 | 0
Coal | 0 | 0 | 0 | 0 | 0 | 0
Geo | 0 | 0 | 0 | 0 | 0 | 0
H | 0 | 0 | 0 | 0 | 0 | 0
LFG | 6.4 | 6.4 | 74.33 | 74.33 | 74.33 | 74.33
Nuc | 168 | 168 | 168 | 168 | 168 | 168
PS | 0 | 0 | 0 | 0 | 0 | 0
PV | 0 | 0 | 0 | 0 | 0 | 0
PeakG | 0 | 0 | 0 | 0 | 0 | 0
PeakO | 0 | 0 | 0 | 0 | 0 | 0
ST | 0 | 0 | 0 | 0 | 0 | 0
STOG | 0 | 0 | 0 | 0 | 0 | 0
STWD | 0 | 0 | 0 | 0 | 0 | 0
WT | 2476.3 | 3186.1 | 3186.1 | 4206.05 | 4959.03 | 5140.62
IGCC | 0 | 0 | 0 | 0 | 0 | 0
DemandResponse | 0 | 0 | 0 | 0 | 0 | 0
IGCC-CCS | 0 | 0 | 0 | 0 | 0 | 0
WT_off | 0 | 0 | 0 | 0 | 0 | 0
PseudoUnit | 0 | 0 | 0 | 0 | 0 | 0
FixedInterchange | 0 | 0 | 0 | 0 | 0 | 0
Cumulative New Build Capacity by Reporting Type: NYISO_G-I
ReportingType | 2015 | 2020 | 2025 | 2030 | 2035 | 2040
BM | 0 | 0 | 0 | 0 | 0 | 0
CC | 0 | 0 | 310.78 | 1166.83 | 3797.93 | 6543.38
CSP | 0 | 0 | 0 | 0 | 0 | 0
CT | 0 | 0 | 0 | 0 | 0 | 0
Coal | 0 | 0 | 0 | 0 | 0 | 0
Geo | 0 | 0 | 0 | 0 | 0 | 0
H | 0 | 0 | 0 | 0 | 0 | 0
LFG | 0 | 0 | 74.33 | 74.33 | 74.33 | 74.33
Nuc | 0 | 0 | 0 | 0 | 0 | 0
PS | 0 | 0 | 0 | 0 | 0 | 0
PV | 0 | 0 | 0 | 0 | 0 | 0
PeakG | 0 | 0 | 0 | 0 | 0 | 0
PeakO | 0 | 0 | 0 | 0 | 0 | 0
ST | 0 | 0 | 0 | 0 | 0 | 0
STOG | 0 | 0 | 0 | 0 | 0 | 0
STWD | 0 | 0 | 0 | 0 | 0 | 0
WT | 0 | 60 | 60 | 60.01 | 60.01 | 60.02
IGCC | 0 | 0 | 0 | 0 | 0 | 0
DemandResponse | 0 | 0 | 0 | 0 | 0 | 0
IGCC-CCS | 0 | 0 | 0 | 0 | 0 | 0
WT_off | 0 | 0 | 0 | 0 | 0 | 0
PseudoUnit | 0 | 0 | 0 | 0 | 0 | 0
FixedInterchange | 0 | 0 | 0 | 0 | 0 | 0
Cumulative New Build Capacity by Reporting Type: NYISO_J-K
ReportingType | 2015 | 2020 | 2025 | 2030 | 2035 | 2040
BM | 0 | 0 | 0 | 0 | 0 | 0
CC | 1175.4 | 1175.4 | 1175.4 | 1175.4 | 1175.4 | 1175.4
CSP | 0 | 0 | 0 | 0 | 0 | 0
CT | 0 | 0 | 582.25 | 1482.5 | 1765.18 | 2343.61
Coal | 0 | 0 | 0 | 0 | 0 | 0
Geo | 0 | 0 | 0 | 0 | 0 | 0
H | 0 | 0 | 0 | 0 | 0 | 0
LFG | 0 | 0 | 0 | 74.33 | 74.33 | 74.33
Nuc | 0 | 0 | 0 | 0 | 0 | 0
PS | 0 | 0 | 0 | 0 | 0 | 0
PV | 32 | 32 | 32 | 32 | 32 | 32
PeakG | 0 | 0 | 0 | 0 | 0 | 0
PeakO | 0 | 0 | 0 | 0 | 0 | 0
ST | 0 | 0 | 0 | 0 | 0 | 0
STOG | 0 | 0 | 0 | 0 | 0 | 0
STWD | 0 | 0 | 0 | 0 | 0 | 0
WT | 0 | 0 | 0 | 0 | 0 | 0
IGCC | 0 | 0 | 0 | 0 | 0 | 0
DemandResponse | 0 | 0 | 0 | 0 | 0 | 0
IGCC-CCS | 0 | 0 | 0 | 0 | 0 | 0
WT_off | 0 | 0 | 0 | 0 | 0 | 0
PseudoUnit | 0 | 0 | 0 | 0 | 0 | 0
FixedInterchange | 0 | 0 | 0 | 0 | 0 | 0
Cumulative New Build Capacity by Reporting Type: PJM_E
ReportingType | 2015 | 2020 | 2025 | 2030 | 2035 | 2040
BM | 30 | 30 | 30 | 30 | 30 | 30
CC | 4634.3 | 4634.3 | 4634.3 | 4634.3 | 4634.3 | 4634.3
CSP | 0 | 0 | 0 | 0 | 0 | 0
CT | 26.2 | 26.2 | 26.2 | 26.2 | 1092.43 | 1092.43
Coal | 27 | 27 | 27 | 27 | 27 | 27
Geo | 0 | 0 | 0 | 0 | 0 | 0
H | 0 | 0 | 0 | 0 | 0 | 0
LFG | 9.1 | 142 | 142 | 142 | 142 | 142
Nuc | 38 | 38 | 38 | 38 | 38 | 38
PS | 0 | 0 | 0 | 0 | 0 | 0
PV | 25.45 | 25.45 | 25.45 | 25.45 | 25.45 | 25.45
PeakG | 0 | 0 | 0 | 0 | 0 | 0
PeakO | 0 | 0 | 0 | 0 | 0 | 0
ST | 0 | 0 | 0 | 0 | 0 | 0
STOG | 0 | 0 | 0 | 0 | 0 | 0
STWD | 0 | 0 | 0 | 0 | 0 | 0
WT | 1150 | 1150 | 1150 | 1150 | 1150 | 1150
IGCC | 0 | 0 | 0 | 0 | 0 | 0
DemandResponse | 0 | 0 | 0 | 0 | 0 | 0
IGCC-CCS | 0 | 0 | 0 | 0 | 0 | 0
WT_off | 0 | 0 | 1100 | 1100 | 1100 | 1100
PseudoUnit | 0 | 0 | 0 | 0 | 0 | 0
FixedInterchange | 0 | 0 | 0 | 0 | 0 | 0
Cumulative New Build Capacity by Reporting Type: PJM_ROM
ReportingType | 2015 | 2020 | 2025 | 2030 | 2035 | 2040
BM | 18 | 18 | 18 | 18 | 18 | 18
CC | 1678.5 | 1678.5 | 1678.5 | 1678.5 | 4955.35 | 17587.22
CSP | 0 | 0 | 0 | 0 | 0 | 0
CT | 16 | 16 | 16 | 16 | 16 | 16
Coal | 32.5 | 32.5 | 32.5 | 32.5 | 32.5 | 32.5
Geo | 0 | 0 | 0 | 0 | 0 | 0
H | 0 | 0 | 0 | 0 | 0 | 0
LFG | 18.9 | 284 | 284 | 284 | 284 | 284
Nuc | 0 | 0 | 0 | 0 | 0 | 0
PS | 0 | 0 | 0 | 0 | 0 | 0
PV | 0 | 1446.19 | 2346.38 | 2573.8 | 2663.39 | 2756.03
PeakG | 0 | 0 | 0 | 0 | 0 | 0
PeakO | 0 | 0 | 0 | 0 | 0 | 0
ST | 0 | 0 | 0 | 0 | 0 | 0
STOG | 0 | 0 | 0 | 0 | 0 | 0
STWD | 0 | 0 | 0 | 0 | 0 | 0
WT | 479.8 | 1428.9 | 1428.9 | 1428.9 | 1428.9 | 1428.9
IGCC | 0 | 0 | 0 | 0 | 0 | 0
DemandResponse | 0 | 0 | 0 | 0 | 0 | 0
IGCC-CCS | 0 | 0 | 0 | 0 | 0 | 0
WT_off | 0 | 0 | 0 | 0 | 0 | 0
PseudoUnit | 0 | 0 | 0 | 0 | 0 | 0
FixedInterchange | 0 | 0 | 0 | 0 | 0 | 0
Cumulative New Build Capacity by Reporting Type: PJM_ROR
ReportingType | 2015 | 2020 | 2025 | 2030 | 2035 | 2040
BM | 385 | 385 | 385 | 385 | 385 | 385
CC | 3077 | 3197 | 3197 | 7465.52 | 16638.27 | 16638.27
CSP | 0 | 0 | 0 | 0 | 0 | 0
CT | 29 | 29 | 29 | 29 | 29 | 29
Coal | 2164 | 2164 | 2164 | 2164 | 2164 | 2164
Geo | 0 | 0 | 0 | 0 | 0 | 0
H | 0 | 0 | 0 | 0 | 0 | 0
LFG | 57.4 | 199.47 | 571.11 | 571.11 | 571.11 | 571.11
Nuc | 38 | 38 | 38 | 38 | 38 | 38
PS | 0 | 0 | 0 | 0 | 0 | 0
PV | 0 | 0 | 0 | 0 | 0 | 0
PeakG | 0 | 0 | 0 | 0 | 0 | 0
PeakO | 0 | 0 | 0 | 0 | 0 | 0
ST | 0 | 0 | 0 | 0 | 0 | 0
STOG | 0 | 0 | 0 | 0 | 0 | 0
STWD | 0 | 0 | 0 | 0 | 0 | 0
WT | 8325.7 | 8517.4 | 21482.15 | 23446.71 | 25493.05 | 27377.05
IGCC | 0 | 0 | 0 | 0 | 0 | 0
DemandResponse | 0 | 0 | 0 | 0 | 0 | 0
IGCC-CCS | 0 | 0 | 0 | 0 | 0 | 0
WT_off | 0 | 0 | 0 | 0 | 0 | 0
PseudoUnit | 0 | 0 | 0 | 0 | 0 | 0
FixedInterchange | 0 | 0 | 0 | 0 | 0 | 0
Cumulative New Build Capacity by Reporting Type: SOCO
ReportingType | 2015 | 2020 | 2025 | 2030 | 2035 | 2040
BM | 55 | 55 | 55 | 55 | 55 | 55
CC | 5026.9 | 5213.9 | 5406.56 | 6575.08 | 6575.08 | 6575.08
CSP | 0 | 0 | 0 | 0 | 0 | 0
CT | 0 | 0 | 0 | 0 | 0 | 0
Coal | 0 | 0 | 0 | 1388.81 | 4051.42 | 9468.67
Geo | 0 | 0 | 0 | 0 | 0 | 0
H | 0 | 0 | 0 | 0 | 0 | 0
LFG | 0 | 0 | 107.4 | 107.4 | 107.4 | 107.4
Nuc | 70 | 2270 | 2270 | 2270 | 2270 | 2270
PS | 0 | 0 | 0 | 0 | 0 | 0
PV | 0 | 0 | 0 | 0 | 0 | 0
PeakG | 0 | 0 | 0 | 0 | 0 | 0
PeakO | 0 | 0 | 0 | 0 | 0 | 0
ST | 0 | 0 | 0 | 0 | 0 | 0
STOG | 0 | 0 | 0 | 0 | 0 | 0
STWD | 0 | 0 | 0 | 0 | 0 | 0
WT | 0 | 0 | 0 | 0 | 0 | 0
IGCC | 0 | 0 | 0 | 0 | 0 | 0
DemandResponse | 0 | 0 | 0 | 0 | 0 | 0
IGCC-CCS | 0 | 0 | 0 | 0 | 0 | 0
WT_off | 0 | 0 | 0 | 0 | 0 | 0
PseudoUnit | 0 | 0 | 0 | 0 | 0 | 0
FixedInterchange | 0 | 0 | 0 | 0 | 0 | 0
Cumulative New Build Capacity by Reporting Type: SPP_N
ReportingType | 2015 | 2020 | 2025 | 2030 | 2035 | 2040
BM | 0 | 0 | 0 | 0 | 0 | 0
CC | 0 | 1300.15 | 1300.15 | 1300.16 | 1300.16 | 1300.16
CSP | 0 | 0 | 0 | 0 | 0 | 0
CT | 0 | 632.41 | 632.41 | 2061.19 | 4277.07 | 4277.07
Coal | 465.04 | 465.04 | 465.04 | 465.04 | 465.04 | 2457.59
Geo | 0 | 0 | 0 | 0 | 0 | 0
H | 0 | 0 | 0 | 0 | 0 | 0
LFG | 0 | 0 | 0 | 95 | 95 | 95
Nuc | 0 | 0 | 0 | 0 | 0 | 0
PS | 0 | 0 | 0 | 0 | 0 | 0
PV | 0 | 0 | 0 | 0 | 0 | 0
PeakG | 0 | 0 | 0 | 0 | 0 | 0
PeakO | 0 | 0 | 0 | 0 | 0 | 0
ST | 0 | 0 | 0 | 0 | 0 | 0
STOG | 0 | 0 | 0 | 0 | 0 | 0
STWD | 0 | 0 | 0 | 0 | 0 | 0
WT | 0 | 0.01 | 0.01 | 0.01 | 0.01 | 0.01
IGCC | 0 | 0 | 0 | 0 | 0 | 0
DemandResponse | 0 | 0 | 0 | 0 | 0 | 0
IGCC-CCS | 0 | 0 | 0 | 0 | 0 | 0
WT_off | 0 | 0 | 0 | 0 | 0 | 0
PseudoUnit | 0 | 0 | 0 | 0 | 0 | 0
FixedInterchange | 0 | 0 | 0 | 0 | 0 | 0
Cumulative New Build Capacity by Reporting Type: SPP_S
ReportingType | 2015 | 2020 | 2025 | 2030 | 2035 | 2040
BM | 0 | 0 | 0 | 0 | 0 | 0
CC | 0 | 0.03 | 0.03 | 0.03 | 0.05 | 0.05
CSP | 0 | 0 | 0 | 0 | 0 | 0
CT | 412.99 | 713.02 | 713.02 | 713.03 | 713.2 | 713.21
Coal | 988 | 988 | 988 | 988 | 988 | 988
Geo | 0 | 0 | 0 | 0 | 0 | 0
H | 0 | 0 | 0 | 0 | 0 | 0
LFG | 0 | 0 | 0 | 95 | 95 | 95
Nuc | 0 | 0 | 0 | 0 | 0 | 0
PS | 0 | 0 | 0 | 0 | 0 | 0
PV | 0 | 0 | 0 | 0 | 0 | 0
PeakG | 0 | 0 | 0 | 0 | 0 | 0
PeakO | 0 | 0 | 0 | 0 | 0 | 0
ST | 0 | 0 | 0 | 0 | 0 | 0
STOG | 0 | 0 | 0 | 0 | 0 | 0
STWD | 0 | 0 | 0 | 0 | 0 | 0
WT | 430 | 3068.25 | 18760.16 | 19602.01 | 20476.02 | 21383.48
IGCC | 0 | 0 | 0 | 0 | 0 | 0
DemandResponse | 0 | 0 | 0 | 0 | 0 | 0
IGCC-CCS | 0 | 0 | 0 | 0 | 0 | 0
WT_off | 0 | 0 | 0 | 0 | 0 | 0
PseudoUnit | 0 | 0 | 0 | 0 | 0 | 0
FixedInterchange | 0 | 0 | 0 | 0 | 0 | 0
Cumulative New Build Capacity by Reporting Type: TVA
ReportingType | 2015 | 2020 | 2025 | 2030 | 2035 | 2040
BM | 0 | 0 | 0 | 0 | 0 | 0
CC | 1418 | 3048.44 | 3226.17 | 3799.68 | 3799.68 | 3799.68
CSP | 0 | 0 | 0 | 0 | 0 | 0
CT | 0 | 1696.35 | 1696.35 | 2153.78 | 2153.78 | 2153.78
Coal | 0 | 0 | 0 | 0 | 3568.69 | 5929.89
Geo | 0 | 0 | 0 | 0 | 0 | 0
H | 0 | 0 | 0 | 0 | 0 | 0
LFG | 0 | 0 | 107.4 | 107.4 | 107.4 | 107.4
Nuc | 1697.89 | 1697.89 | 1697.89 | 1697.89 | 1697.89 | 1697.89
PS | 0 | 0 | 0 | 0 | 0 | 0
PV | 0 | 0 | 0 | 0 | 0 | 0
PeakG | 0 | 0 | 0 | 0 | 0 | 0
PeakO | 0 | 0 | 0 | 0 | 0 | 0
ST | 0 | 0 | 0 | 0 | 0 | 0
STOG | 0 | 0 | 0 | 0 | 0 | 0
STWD | 0 | 0 | 0 | 0 | 0 | 0
WT | 0 | 0 | 0 | 0 | 0 | 0
IGCC | 0 | 0 | 0 | 0 | 0 | 0
DemandResponse | 0 | 0 | 0 | 0 | 0 | 0
IGCC-CCS | 0 | 0 | 0 | 0 | 0 | 0
WT_off | 0 | 0 | 0 | 0 | 0 | 0
PseudoUnit | 0 | 0 | 0 | 0 | 0 | 0
FixedInterchange | 0 | 0 | 0 | 0 | 0 | 0
Cumulative New Build Capacity by Reporting Type: TVA_Transmission
ReportingType | 2015 | 2020 | 2025 | 2030 | 2035 | 2040
BM | 0 | 0 | 0 | 0 | 0 | 0
CC | 0 | 0 | 0 | 0 | 0 | 0
CSP | 0 | 0 | 0 | 0 | 0 | 0
CT | 0 | 0 | 0 | 0 | 0 | 0
Coal | 0 | 0 | 0 | 0 | 0 | 0
Geo | 0 | 0 | 0 | 0 | 0 | 0
H | 0 | 0 | 0 | 0 | 0 | 0
LFG | 0 | 0 | 0 | 0 | 0 | 0
Nuc | 0 | 0 | 0 | 0 | 0 | 0
PS | 0 | 0 | 0 | 0 | 0 | 0
PV | 0 | 0 | 0 | 0 | 0 | 0
PeakG | 0 | 0 | 0 | 0 | 0 | 0
PeakO | 0 | 0 | 0 | 0 | 0 | 0
ST | 0 | 0 | 0 | 0 | 0 | 0
STOG | 0 | 0 | 0 | 0 | 0 | 0
STWD | 0 | 0 | 0 | 0 | 0 | 0
WT | 0 | 0 | 0 | 0 | 0 | 0
IGCC | 0 | 0 | 0 | 0 | 0 | 0
DemandResponse | 0 | 0 | 0 | 0 | 0 | 0
IGCC-CCS | 0 | 0 | 0 | 0 | 0 | 0
WT_off | 0 | 0 | 0 | 0 | 0 | 0
PseudoUnit | 0 | 0 | 0 | 0 | 0 | 0
FixedInterchange | 0 | 0 | 0 | 0 | 0 | 0
Cumulative New Build Capacity by Reporting Type: VACAR
ReportingType | 2015 | 2020 | 2025 | 2030 | 2035 | 2040
BM | 0.92 | 0.92 | 0.92 | 0.92 | 0.92 | 0.92
CC | 5914.99 | 7720.76 | 8423.7 | 10638.49 | 15422.1 | 19368.82
CSP | 0 | 0 | 0 | 0 | 0 | 0
CT | 717.2 | 717.2 | 717.2 | 1261 | 2619.64 | 3568.14
Coal | 825 | 825 | 825 | 825 | 825 | 825
Geo | 0 | 0 | 0 | 0 | 0 | 0
H | 0 | 0 | 0 | 0 | 0 | 0
LFG | 0.34 | 107.4 | 107.4 | 107.4 | 107.4 | 107.4
Nuc | 0 | 2330 | 2330 | 2330 | 2330 | 2330
PS | 0 | 0 | 0 | 0 | 0 | 0
PV | 0 | 136.4 | 143.05 | 151.3 | 159.77 | 168.65
PeakG | 0 | 0 | 0 | 0 | 0 | 0
PeakO | 0 | 0 | 0 | 0 | 0 | 0
ST | 0 | 0 | 0 | 0 | 0 | 0
STOG | 0 | 0 | 0 | 0 | 0 | 0
STWD | 0 | 0 | 0 | 0 | 0 | 0
WT | 0.9 | 3500 | 3500 | 3500 | 3500 | 3500
IGCC | 0 | 0 | 0 | 0 | 0 | 0
DemandResponse | 0 | 0 | 0 | 0 | 0 | 0
IGCC-CCS | 0 | 0 | 0 | 0 | 0 | 0
WT_off | 1 | 751.27 | 2375.5 | 2653.97 | 2943.83 | 3243.49
PseudoUnit | 0 | 0 | 0 | 0 | 0 | 0
FixedInterchange | 0 | 0 | 0 | 0 | 0 | 0
Cumulative New Build Capacity by Reporting Type: IESO
ReportingType | 2015 | 2020 | 2025 | 2030 | 2035 | 2040
BM | 326.33 | 326.33 | 326.33 | 326.33 | 326.33 | 326.33
CC | 1263 | 1263 | 1263 | 1263 | 1263 | 3303.21
CSP | 0 | 0 | 0 | 0 | 0 | 0
CT | 368 | 368 | 368 | 368 | 1091.52 | 1532.8
Coal | 0 | 0 | 0 | 0 | 0 | 0
Geo | 0 | 0 | 0 | 0 | 0 | 0
H | 0 | 0 | 0 | 0 | 0 | 0
LFG | 14.5 | 14.5 | 14.5 | 14.5 | 15 | 15
Nuc | 0 | 0 | 0 | 0 | 0 | 0
PS | 0 | 0 | 0 | 0 | 0 | 0
PV | 1067.26 | 1067.26 | 1067.26 | 1067.26 | 1067.26 | 1067.26
PeakG | 0 | 0 | 0 | 0 | 0 | 0
PeakO | 0 | 0 | 0 | 0 | 0 | 0
ST | 0 | 0 | 0 | 0 | 0 | 0
STOG | 0 | 0 | 0 | 0 | 0 | 0
STWD | 0 | 0 | 0 | 0 | 0 | 0
WT | 2105.9 | 2105.9 | 2105.9 | 2105.9 | 2105.9 | 2105.9
IGCC | 0 | 0 | 0 | 0 | 0 | 0
DemandResponse | 0 | 0 | 0 | 0 | 0 | 0
IGCC-CCS | 0 | 0 | 0 | 0 | 0 | 0
WT_off | 0 | 0 | 0 | 0 | 0 | 0
PseudoUnit | 0 | 0 | 0 | 0 | 0 | 0
FixedInterchange | 0 | 0 | 0 | 0 | 0 | 0
Cumulative New Build Capacity by Reporting Type: MAPP_CA
ReportingType | 2015 | 2020 | 2025 | 2030 | 2035 | 2040
BM | 0 | 0 | 0 | 0 | 0 | 0
CC | 913.07 | 1424.49 | 1598.99 | 1743.18 | 1899.42 | 2087.55
CSP | 0 | 0 | 0 | 0 | 0 | 0
CT | 0 | 0 | 0 | 263.62 | 531.32 | 783.94
Coal | 0 | 0 | 0 | 0 | 0 | 0
Geo | 0 | 0 | 0 | 0 | 0 | 0
H | 0 | 0 | 0 | 0 | 0 | 0
LFG | 0 | 0 | 0 | 0 | 0 | 0
Nuc | 0 | 0 | 0 | 0 | 0 | 0
PS | 0 | 0 | 0 | 0 | 0 | 0
PV | 0 | 0 | 0 | 0 | 0 | 0
PeakG | 0 | 0 | 0 | 0 | 0 | 0
PeakO | 0 | 0 | 0 | 0 | 0 | 0
ST | 0 | 0 | 0 | 0 | 0 | 0
STOG | 0 | 0 | 0 | 0 | 0 | 0
STWD | 0 | 0 | 0 | 0 | 0 | 0
WT | 302.4 | 302.4 | 302.4 | 302.4 | 302.4 | 302.4
IGCC | 0 | 0 | 0 | 0 | 0 | 0
DemandResponse | 0 | 0 | 0 | 0 | 0 | 0
IGCC-CCS | 0 | 0 | 0 | 0 | 0 | 0
WT_off | 0 | 0 | 0 | 0 | 0 | 0
PseudoUnit | 0 | 0 | 0 | 0 | 0 | 0
FixedInterchange | 0 | 0 | 0 | 0 | 0 | 0
Cumulative New Build Capacity by Reporting Type: AZ_NM_SNV_Coal
ReportingType | 2015 | 2020 | 2025 | 2030 | 2035 | 2040
BM | 0 | 0 | 0 | 0 | 0 | 0
CC | 0 | 0 | 0 | 0 | 0 | 0
CSP | 0 | 0 | 0 | 0 | 0 | 0
CT | 0 | 0 | 0 | 0 | 0 | 0
Coal | 0 | 0 | 0 | 0 | 0 | 0
Geo | 0 | 0 | 0 | 0 | 0 | 0
H | 0 | 0 | 0 | 0 | 0 | 0
LFG | 0 | 0 | 0 | 0 | 0 | 0
Nuc | 0 | 0 | 0 | 0 | 0 | 0
PS | 0 | 0 | 0 | 0 | 0 | 0
PV | 0 | 0 | 0 | 0 | 0 | 0
PeakG | 0 | 0 | 0 | 0 | 0 | 0
PeakO | 0 | 0 | 0 | 0 | 0 | 0
ST | 0 | 0 | 0 | 0 | 0 | 0
STOG | 0 | 0 | 0 | 0 | 0 | 0
STWD | 0 | 0 | 0 | 0 | 0 | 0
WT | 0 | 0 | 0 | 0 | 0 | 0
IGCC | 0 | 0 | 0 | 0 | 0 | 0
DemandResponse | 0 | 0 | 0 | 0 | 0 | 0
IGCC-CCS | 0 | 0 | 0 | 0 | 0 | 0
WT_off | 0 | 0 | 0 | 0 | 0 | 0
PseudoUnit | 0 | 0 | 0 | 0 | 0 | 0
FixedInterchange | 0 | 0 | 0 | 0 | 0 | 0
Cumulative New Build Capacity by Reporting Type: AZ_NM_SNV_Gas
ReportingType | 2015 | 2020 | 2025 | 2030 | 2035 | 2040
BM | 0 | 0 | 0 | 0 | 0 | 0
CC | 668 | 668 | 724.67 | 1311.95 | 1311.95 | 1906.12
CSP | 0 | 0 | 0 | 0 | 0 | 0
CT | 736 | 736 | 736 | 736 | 736 | 736
Coal | 0 | 0 | 0 | 0 | 0 | 0
Geo | 0 | 0 | 0 | 0 | 0 | 0
H | 0 | 0 | 0 | 0 | 0 | 0
LFG | 0 | 0 | 0 | 0 | 0 | 0
Nuc | 0 | 0 | 0 | 0 | 0 | 0
PS | 0 | 0 | 0 | 0 | 0 | 0
PV | 0 | 0 | 0 | 0 | 0 | 0
PeakG | 0 | 0 | 0 | 0 | 0 | 0
PeakO | 0 | 0 | 0 | 0 | 0 | 0
ST | 0 | 0 | 0 | 0 | 0 | 0
STOG | 0 | 0 | 0 | 0 | 0 | 0
STWD | 0 | 0 | 0 | 0 | 0 | 0
WT | 0 | 0 | 0 | 0 | 0 | 0
IGCC | 0 | 0 | 0 | 0 | 0 | 0
DemandResponse | 0 | 0 | 0 | 0 | 0 | 0
IGCC-CCS | 0 | 0 | 0 | 0 | 0 | 0
WT_off | 0 | 0 | 0 | 0 | 0 | 0
PseudoUnit | 0 | 0 | 0 | 0 | 0 | 0
FixedInterchange | 0 | 0 | 0 | 0 | 0 | 0
Cumulative New Build Capacity by Reporting Type: AZ_NM_SNV_NucRenew
ReportingType | 2015 | 2020 | 2025 | 2030 | 2035 | 2040
BM | 0 | 0 | 0 | 0 | 0 | 0
CC | 0 | 0 | 0 | 0 | 0 | 0
CSP | 0 | 0 | 0 | 0 | 0 | 0
CT | 0 | 0 | 0 | 0 | 0 | 0
Coal | 0 | 0 | 0 | 0 | 0 | 0
Geo | 0 | 0 | 1450 | 1450 | 1450 | 1450
H | 0 | 0 | 0 | 0 | 0 | 0
LFG | 0 | 0 | 60.67 | 60.67 | 60.67 | 60.67
Nuc | 0 | 0 | 0 | 0 | 0 | 0
PS | 0 | 0 | 0 | 0 | 0 | 0
PV | 95.7 | 95.7 | 95.7 | 95.7 | 95.7 | 95.7
PeakG | 0 | 0 | 0 | 0 | 0 | 0
PeakO | 0 | 0 | 0 | 0 | 0 | 0
ST | 280 | 744.2 | 1022.53 | 1097.56 | 1097.57 | 1097.57
STOG | 0 | 0 | 0 | 0 | 0 | 0
STWD | 0 | 0 | 0 | 0 | 0 | 0
WT | 65.1 | 14601.64 | 14601.64 | 27746.23 | 50557.03 | 65928.24
IGCC | 0 | 0 | 0 | 0 | 0 | 0
DemandResponse | 0 | 0 | 0 | 0 | 0 | 0
IGCC-CCS | 0 | 0 | 0 | 0 | 0 | 0
WT_off | 0 | 0 | 0 | 0 | 0 | 0
PseudoUnit | 0 | 0 | 0 | 0 | 0 | 0
FixedInterchange | 0 | 0 | 0 | 0 | 0 | 0
Cumulative New Build Capacity by Reporting Type: ERCOT
ReportingType | 2015 | 2020 | 2025 | 2030 | 2035 | 2040
BM | 145 | 145 | 145 | 145 | 145 | 145
CC | 275 | 3401.74 | 3401.74 | 3401.74 | 6078.65 | 8825.88
CSP | 0 | 0 | 0 | 0 | 0 | 0
CT | 250 | 250 | 250 | 250 | 250 | 250
Coal | 2020 | 2020 | 2020 | 2020 | 2020 | 2020
Geo | 0 | 0 | 0 | 0 | 0 | 0
H | 0 | 0 | 0 | 0 | 0 | 0
LFG | 0 | 0 | 257.38 | 354 | 354 | 354
Nuc | 0 | 0 | 0 | 0 | 0 | 0
PS | 0 | 0 | 0 | 0 | 0 | 0
PV | 14 | 14 | 14 | 14 | 14 | 14
PeakG | 0 | 0 | 0 | 0 | 0 | 0
PeakO | 0 | 0 | 0 | 0 | 0 | 0
ST | 0 | 0 | 0 | 0 | 0 | 0
STOG | 0 | 0 | 0 | 0 | 0 | 0
STWD | 0 | 0 | 0 | 0 | 0 | 0
WT | 350.1 | 350.1 | 350.1 | 24670.68 | 25793.38 | 26937.08
IGCC | 0 | 0 | 0 | 0 | 0 | 0
DemandResponse | 0 | 0 | 0 | 0 | 0 | 0
IGCC-CCS | 0 | 0 | 0 | 0 | 0 | 0
WT_off | 0 | 0 | 0 | 0 | 0 | 0
PseudoUnit | 0 | 0 | 0 | 0 | 0 | 0
FixedInterchange | 0 | 0 | 0 | 0 | 0 | 0
Cumulative New Build Capacity by Reporting Type: NP15
ReportingType | 2015 | 2020 | 2025 | 2030 | 2035 | 2040
BM | 0 | 0 | 0 | 0 | 0 | 0
CC | 940 | 940 | 940 | 940 | 940 | 940
CSP | 0 | 0 | 0 | 0 | 0 | 0
CT | 300.8 | 833.52 | 3866.3 | 5019.88 | 8926.16 | 10871.23
Coal | 0 | 0 | 0 | 0 | 0 | 0
Geo | 0 | 600 | 600 | 600 | 600 | 600
H | 0 | 0 | 0 | 0 | 0 | 0
LFG | 0 | 565 | 565 | 565 | 565 | 565
Nuc | 0 | 0 | 0 | 0 | 0 | 0
PS | 0 | 0 | 0 | 0 | 0 | 0
PV | 6.5 | 6.5 | 6.5 | 6.5 | 6.5 | 6.5
PeakG | 0 | 0 | 0 | 0 | 0 | 0
PeakO | 0 | 0 | 0 | 0 | 0 | 0
ST | 29 | 29 | 29 | 29 | 29 | 29
STOG | 0 | 0 | 0 | 0 | 0 | 0
STWD | 0 | 0 | 0 | 0 | 0 | 0
WT | 101.2 | 3400 | 3400 | 3400 | 3400 | 12854.38
IGCC | 0 | 0 | 0 | 0 | 0 | 0
DemandResponse | 0 | 0 | 0 | 0 | 0 | 0
IGCC-CCS | 0 | 0 | 0 | 0 | 0 | 0
WT_off | 0 | 0 | 0 | 0 | 0 | 0
PseudoUnit | 0 | 0 | 0 | 0 | 0 | 0
FixedInterchange | 0 | 0 | 0 | 0 | 0 | 0
Cumulative New Build Capacity by Reporting Type: NWPP_Coal
ReportingType | 2015 | 2020 | 2025 | 2030 | 2035 | 2040
BM | 0 | 0 | 0 | 0 | 0 | 0
CC | 0 | 0 | 0 | 0 | 0 | 0
CSP | 0 | 0 | 0 | 0 | 0 | 0
CT | 0 | 0 | 0 | 0 | 0 | 0
Coal | 0 | 0 | 0 | 0 | 0 | 0
Geo | 0 | 0 | 0 | 0 | 0 | 0
H | 0 | 0 | 0 | 0 | 0 | 0
LFG | 0 | 0 | 0 | 0 | 0 | 0
Nuc | 0 | 0 | 0 | 0 | 0 | 0
PS | 0 | 0 | 0 | 0 | 0 | 0
PV | 0 | 0 | 0 | 0 | 0 | 0
PeakG | 0 | 0 | 0 | 0 | 0 | 0
PeakO | 0 | 0 | 0 | 0 | 0 | 0
ST | 0 | 0 | 0 | 0 | 0 | 0
STOG | 0 | 0 | 0 | 0 | 0 | 0
STWD | 0 | 0 | 0 | 0 | 0 | 0
WT | 0 | 0 | 0 | 0 | 0 | 0
IGCC | 0 | 0 | 0 | 0 | 0 | 0
DemandResponse | 0 | 0 | 0 | 0 | 0 | 0
IGCC-CCS | 0 | 0 | 0 | 0 | 0 | 0
WT_off | 0 | 0 | 0 | 0 | 0 | 0
PseudoUnit | 0 | 0 | 0 | 0 | 0 | 0
FixedInterchange | 0 | 0 | 0 | 0 | 0 | 0
Cumulative New Build Capacity by Reporting Type: NWPP_Gas
ReportingType | 2015 | 2020 | 2025 | 2030 | 2035 | 2040
BM | 0 | 0 | 0 | 0 | 0 | 0
CC | 300 | 300 | 300 | 2082.73 | 5181.06 | 6740.14
CSP | 0 | 0 | 0 | 0 | 0 | 0
CT | 150 | 150 | 150 | 150 | 150 | 150
Coal | 0 | 0 | 0 | 0 | 0.25 | 945.41
Geo | 0 | 0 | 0 | 0 | 0 | 0
H | 0 | 0 | 0 | 0 | 0 | 0
LFG | 0 | 0 | 0 | 0 | 0 | 0
Nuc | 0 | 0 | 0 | 0 | 0 | 0
PS | 0 | 0 | 0 | 0 | 0 | 0
PV | 0 | 0 | 0 | 0 | 0 | 0
PeakG | 0 | 0 | 0 | 0 | 0 | 0
PeakO | 0 | 0 | 0 | 0 | 0 | 0
ST | 0 | 0 | 0 | 0 | 0 | 0
STOG | 0 | 0 | 0 | 0 | 0 | 0
STWD | 0 | 0 | 0 | 0 | 0 | 0
WT | 0 | 0 | 0 | 0 | 0 | 0
IGCC | 0 | 0 | 0 | 0 | 0 | 0
DemandResponse | 0 | 0 | 0 | 0 | 0 | 0
IGCC-CCS | 0 | 0 | 0 | 0 | 0 | 0
WT_off | 0 | 0 | 0 | 0 | 0 | 0
PseudoUnit | 0 | 0 | 0 | 0 | 0 | 0
FixedInterchange | 0 | 0 | 0 | 0 | 0 | 0
Cumulative New Build Capacity by Reporting Type: NWPP_NucRenew
ReportingType | 2015 | 2020 | 2025 | 2030 | 2035 | 2040
BM | 32.55 | 32.55 | 32.55 | 32.55 | 32.55 | 32.55
CC | 0 | 0 | 0 | 0 | 0 | 0
CSP | 0 | 0 | 0 | 0 | 0 | 0
CT | 0 | 0 | 0 | 0 | 0 | 0
Coal | 0 | 0 | 0 | 0 | 0 | 0
Geo | 86 | 86 | 520 | 520 | 520 | 520
H | 0 | 0 | 0 | 0 | 0 | 0
LFG | 25.5 | 62.42 | 270 | 270 | 270 | 270
Nuc | 0 | 0 | 0 | 0 | 0 | 0
PS | 0 | 0 | 0 | 0 | 0 | 0
PV | 0 | 0 | 0 | 0 | 0 | 0
PeakG | 0 | 0 | 0 | 0 | 0 | 0
PeakO | 0 | 0 | 0 | 0 | 0 | 0
ST | 0 | 0 | 0 | 0 | 0 | 0
STOG | 0 | 0 | 0 | 0 | 0 | 0
STWD | 0 | 0 | 0 | 0 | 0 | 0
WT | 977.3 | 977.3 | 977.3 | 1136.74 | 1136.74 | 1164.89
IGCC | 0 | 0 | 0 | 0 | 0 | 0
DemandResponse | 0 | 0 | 0 | 0 | 0 | 0
IGCC-CCS | 0 | 0 | 0 | 0 | 0 | 0
WT_off | 0 | 0 | 0 | 0 | 0 | 0
PseudoUnit | 0 | 0 | 0 | 0 | 0 | 0
FixedInterchange | 0 | 0 | 0 | 0 | 0 | 0
Cumulative New Build Capacity by Reporting Type: RMPA
ReportingType | 2015 | 2020 | 2025 | 2030 | 2035 | 2040
BM | 0 | 0 | 0 | 0 | 0 | 0
CC | 0 | 0 | 0 | 0 | 0 | 0
CSP | 0 | 0 | 0 | 0 | 0 | 0
CT | 152 | 152 | 152 | 152 | 152 | 152
Coal | 390 | 390 | 390 | 390 | 1278.58 | 2486.15
Geo | 0 | 25 | 2570 | 2570 | 2570 | 2570
H | 0 | 0 | 0 | 0 | 0 | 0
LFG | 1.4 | 1.4 | 1.4 | 30.33 | 30.33 | 30.33
Nuc | 0 | 0 | 0 | 0 | 0 | 0
PS | 0 | 0 | 0 | 0 | 0 | 0
PV | 1 | 1 | 1 | 1 | 1 | 1
PeakG | 0 | 0 | 0 | 0 | 0 | 0
PeakO | 0 | 0 | 0 | 0 | 0 | 0
ST | 3 | 379.1 | 404.82 | 432.27 | 432.27 | 432.27
STOG | 0 | 0 | 0 | 0 | 0 | 0
STWD | 0 | 0 | 0 | 0 | 0 | 0
WT | 765.4 | 3778.24 | 3778.24 | 3778.24 | 3778.24 | 3778.24
IGCC | 0 | 0 | 0 | 0 | 0 | 0
DemandResponse | 0 | 0 | 0 | 0 | 0 | 0
IGCC-CCS | 0 | 0 | 0 | 0 | 0 | 0
WT_off | 0 | 0 | 0 | 0 | 0 | 0
PseudoUnit | 0 | 0 | 0 | 0 | 0 | 0
FixedInterchange | 0 | 0 | 0 | 0 | 0 | 0
Cumulative New Build Capacity by Reporting Type: SP15
ReportingType | 2015 | 2020 | 2025 | 2030 | 2035 | 2040
BM | 6 | 6 | 6 | 6 | 6 | 6
CC | 409.5 | 409.5 | 409.5 | 409.5 | 409.5 | 409.5
CSP | 0 | 0 | 0 | 0 | 0 | 0
CT | 0 | 0 | 0 | 0 | 0 | 0
Coal | 0 | 0 | 0 | 0 | 0 | 0
Geo | 50 | 1500 | 1500 | 1500 | 1500 | 1500
H | 0 | 0 | 0 | 0 | 0 | 0
LFG | 9.2 | 565 | 565 | 565 | 565 | 565
Nuc | 0 | 0 | 0 | 0 | 0 | 0
PS | 0 | 0 | 0 | 0 | 0 | 0
PV | 3.8 | 3.8 | 3.8 | 3.8 | 3.8 | 3.8
PeakG | 0 | 0 | 0 | 0 | 0 | 0
PeakO | 0 | 0 | 0 | 0 | 0 | 0
ST | 448 | 448 | 448 | 448 | 448 | 448
STOG | 0 | 0 | 0 | 0 | 0 | 0
STWD | 0 | 0 | 0 | 0 | 0 | 0
WT | 735 | 735 | 735 | 13418.23 | 14900 | 14900
IGCC | 0 | 0 | 0 | 0 | 0 | 0
DemandResponse | 0 | 0 | 0 | 0 | 0 | 0
IGCC-CCS | 0 | 0 | 0 | 0 | 0 | 0
WT_off | 0 | 0 | 0 | 0 | 0 | 0
PseudoUnit | 0 | 0 | 0 | 0 | 0 | 0
FixedInterchange | 0 | 0 | 0 | 0 | 0 | 0
Cumulative New Build Capacity by Reporting Type: ALB
ReportingType | 2015 | 2020 | 2025 | 2030 | 2035 | 2040
BM | 0 | 0 | 0 | 0 | 0 | 0
CC | 393.36 | 1076.2 | 1690.72 | 2605.71 | 3797.52 | 4885.16
CSP | 0 | 0 | 0 | 0 | 0 | 0
CT | 201.5 | 201.5 | 201.5 | 201.5 | 201.5 | 201.5
Coal | 495 | 495 | 495 | 495 | 495 | 495
Geo | 0 | 0 | 0 | 0 | 0 | 0
H | 0 | 0 | 0 | 0 | 0 | 0
LFG | 0 | 0 | 0 | 0 | 0 | 0
Nuc | 0 | 0 | 0 | 0 | 0 | 0
PS | 0 | 0 | 0 | 0 | 0 | 0
PV | 0 | 0 | 0 | 0 | 0 | 0
PeakG | 0 | 0 | 0 | 0 | 0 | 0
PeakO | 0 | 0 | 0 | 0 | 0 | 0
ST | 0 | 0 | 0 | 0 | 0 | 0
STOG | 0 | 0 | 0 | 0 | 0 | 0
STWD | 0 | 0 | 0 | 0 | 0 | 0
WT | 9 | 9 | 9 | 9 | 9 | 9
IGCC | 0 | 0 | 0 | 0 | 0 | 0
DemandResponse | 0 | 0 | 0 | 0 | 0 | 0
IGCC-CCS | 0 | 0 | 0 | 0 | 0 | 0
WT_off | 0 | 0 | 0 | 0 | 0 | 0
PseudoUnit | 0 | 0 | 0 | 0 | 0 | 0
FixedInterchange | 0 | 0 | 0 | 0 | 0 | 0
Cumulative New Build Capacity by Reporting Type: BC
ReportingType | 2015 | 2020 | 2025 | 2030 | 2035 | 2040
BM | 0 | 0 | 0 | 0 | 0 | 0
CC | 1140.35 | 1575 | 2229.21 | 2760.28 | 3538.97 | 4327.5
CSP | 0 | 0 | 0 | 0 | 0 | 0
CT | 0 | 0 | 0 | 0 | 0 | 28.31
Coal | 0 | 0 | 0 | 0 | 0 | 0
Geo | 0 | 0 | 0 | 0 | 0 | 0
H | 0 | 0 | 0 | 0 | 0 | 0
LFG | 0 | 0 | 0 | 0 | 0 | 0
Nuc | 0 | 0 | 0 | 0 | 0 | 0
PS | 0 | 0 | 0 | 0 | 0 | 0
PV | 0 | 0 | 0 | 0 | 0 | 0
PeakG | 0 | 0 | 0 | 0 | 0 | 0
PeakO | 0 | 0 | 0 | 0 | 0 | 0
ST | 0 | 0 | 0 | 0 | 0 | 0
STOG | 0 | 0 | 0 | 0 | 0 | 0
STWD | 0 | 0 | 0 | 0 | 0 | 0
WT | 144 | 144 | 144 | 144 | 144 | 144
IGCC | 0 | 0 | 0 | 0 | 0 | 0
DemandResponse | 0 | 0 | 0 | 0 | 0 | 0
IGCC-CCS | 0 | 0 | 0 | 0 | 0 | 0
WT_off | 0 | 0 | 0 | 0 | 0 | 0
PseudoUnit | 0 | 0 | 0 | 0 | 0 | 0
FixedInterchange | 0 | 0 | 0 | 0 | 0 | 0
Cumulative New Build Capacity by Reporting Type: HQ_IESO
ReportingType | 2015 | 2020 | 2025 | 2030 | 2035 | 2040
BM | 0 | 0 | 0 | 0 | 0 | 0
CC | 0 | 0 | 0 | 0 | 0 | 0
CSP | 0 | 0 | 0 | 0 | 0 | 0
CT | 0 | 0 | 0 | 0 | 0 | 0
Coal | 0 | 0 | 0 | 0 | 0 | 0
Geo | 0 | 0 | 0 | 0 | 0 | 0
H | 0 | 0 | 0 | 0 | 0 | 0
LFG | 0 | 0 | 0 | 0 | 0 | 0
Nuc | 0 | 0 | 0 | 0 | 0 | 0
PS | 0 | 0 | 0 | 0 | 0 | 0
PV | 0 | 0 | 0 | 0 | 0 | 0
PeakG | 0 | 0 | 0 | 0 | 0 | 0
PeakO | 0 | 0 | 0 | 0 | 0 | 0
ST | 0 | 0 | 0 | 0 | 0 | 0
STOG | 0 | 0 | 0 | 0 | 0 | 0
STWD | 0 | 0 | 0 | 0 | 0 | 0
WT | 0 | 0 | 0 | 0 | 0 | 0
IGCC | 0 | 0 | 0 | 0 | 0 | 0
DemandResponse | 0 | 0 | 0 | 0 | 0 | 0
IGCC-CCS | 0 | 0 | 0 | 0 | 0 | 0
WT_off | 0 | 0 | 0 | 0 | 0 | 0
PseudoUnit | 0 | 0 | 0 | 0 | 0 | 0
FixedInterchange | 0 | 0 | 0 | 0 | 0 | 0
Cumulative New Build Capacity by Reporting Type: HQ_NEISO
ReportingType | 2015 | 2020 | 2025 | 2030 | 2035 | 2040
BM | 0 | 0 | 0 | 0 | 0 | 0
CC | 0 | 0 | 0 | 0 | 0 | 0
CSP | 0 | 0 | 0 | 0 | 0 | 0
CT | 0 | 0 | 0 | 0 | 0 | 0
Coal | 0 | 0 | 0 | 0 | 0 | 0
Geo | 0 | 0 | 0 | 0 | 0 | 0
H | 0 | 0 | 0 | 0 | 0 | 0
LFG | 0 | 0 | 0 | 0 | 0 | 0
Nuc | 0 | 0 | 0 | 0 | 0 | 0
PS | 0 | 0 | 0 | 0 | 0 | 0
PV | 0 | 0 | 0 | 0 | 0 | 0
PeakG | 0 | 0 | 0 | 0 | 0 | 0
PeakO | 0 | 0 | 0 | 0 | 0 | 0
ST | 0 | 0 | 0 | 0 | 0 | 0
STOG | 0 | 0 | 0 | 0 | 0 | 0
STWD | 0 | 0 | 0 | 0 | 0 | 0
WT | 0 | 0 | 0 | 0 | 0 | 0
IGCC | 0 | 0 | 0 | 0 | 0 | 0
DemandResponse | 0 | 0 | 0 | 0 | 0 | 0
IGCC-CCS | 0 | 0 | 0 | 0 | 0 | 0
WT_off | 0 | 0 | 0 | 0 | 0 | 0
PseudoUnit | 0 | 0 | 0 | 0 | 0 | 0
FixedInterchange | 0 | 0 | 0 | 0 | 0 | 0
Cumulative New Build Capacity by Reporting Type: HQ_NY
ReportingType | 2015 | 2020 | 2025 | 2030 | 2035 | 2040
BM | 0 | 0 | 0 | 0 | 0 | 0
CC | 0 | 0 | 0 | 0 | 0 | 0
CSP | 0 | 0 | 0 | 0 | 0 | 0
CT | 0 | 0 | 0 | 0 | 0 | 0
Coal | 0 | 0 | 0 | 0 | 0 | 0
Geo | 0 | 0 | 0 | 0 | 0 | 0
H | 0 | 0 | 0 | 0 | 0 | 0
LFG | 0 | 0 | 0 | 0 | 0 | 0
Nuc | 0 | 0 | 0 | 0 | 0 | 0
PS | 0 | 0 | 0 | 0 | 0 | 0
PV | 0 | 0 | 0 | 0 | 0 | 0
PeakG | 0 | 0 | 0 | 0 | 0 | 0
PeakO | 0 | 0 | 0 | 0 | 0 | 0
ST | 0 | 0 | 0 | 0 | 0 | 0
STOG | 0 | 0 | 0 | 0 | 0 | 0
STWD | 0 | 0 | 0 | 0 | 0 | 0
WT | 0 | 0 | 0 | 0 | 0 | 0
IGCC | 0 | 0 | 0 | 0 | 0 | 0
DemandResponse | 0 | 0 | 0 | 0 | 0 | 0
IGCC-CCS | 0 | 0 | 0 | 0 | 0 | 0
WT_off | 0 | 0 | 0 | 0 | 0 | 0
PseudoUnit | 0 | 0 | 0 | 0 | 0 | 0
FixedInterchange | 0 | 0 | 0 | 0 | 0 | 0
Cumulative New Build Capacity by Reporting Type: MARITIMES
ReportingType | 2015 | 2020 | 2025 | 2030 | 2035 | 2040
BM | 0 | 0 | 0 | 0 | 0 | 0
CC | 0 | 0 | 0 | 0 | 0 | 0
CSP | 0 | 0 | 0 | 0 | 0 | 0
CT | 0 | 0 | 0 | 0 | 0 | 0
Coal | 0 | 0 | 0 | 0 | 0 | 0
Geo | 0 | 0 | 0 | 0 | 0 | 0
H | 0 | 0 | 0 | 0 | 0 | 0
LFG | 0 | 0 | 0 | 0 | 0 | 0
Nuc | 0 | 0 | 0 | 0 | 0 | 0
PS | 0 | 0 | 0 | 0 | 0 | 0
PV | 0 | 0 | 0 | 0 | 0 | 0
PeakG | 0 | 0 | 0 | 0 | 0 | 0
PeakO | 0 | 0 | 0 | 0 | 0 | 0
ST | 0 | 0 | 0 | 0 | 0 | 0
STOG | 0 | 0 | 0 | 0 | 0 | 0
STWD | 0 | 0 | 0 | 0 | 0 | 0
WT | 0 | 0 | 0 | 0 | 0 | 0
IGCC | 0 | 0 | 0 | 0 | 0 | 0
DemandResponse | 0 | 0 | 0 | 0 | 0 | 0
IGCC-CCS | 0 | 0 | 0 | 0 | 0 | 0
WT_off | 0 | 0 | 0 | 0 | 0 | 0
PseudoUnit | 0 | 0 | 0 | 0 | 0 | 0
FixedInterchange | 0 | 0 | 0 | 0 | 0 | 0
Cumulative New Build Capacity by Reporting Type: All
ReportingType | 2015 | 2020 | 2025 | 2030 | 2035 | 2040
BM | 1251 | 1251 | 1251 | 1251 | 1251 | 1251
CC | 33432.79 | 52018.34 | 57117.16 | 75755.72 | 114017.67 | 149380.87
CSP | 0 | 0 | 0 | 0 | 0 | 0
CT | 6481.99 | 13520.86 | 17977.96 | 24411.57 | 39655.85 | 48682.73
Coal | 10763.64 | 10763.64 | 10763.64 | 12152.45 | 21366.64 | 36197.69
Geo | 136 | 2211 | 6640 | 6640 | 6640 | 6640
H | 0 | 0 | 0 | 0 | 0 | 0
LFG | 192 | 2145 | 4355 | 5078.5 | 5079 | 5079
Nuc | 2740.56 | 7270.56 | 7270.56 | 7270.56 | 7270.56 | 7270.56
PS | 0 | 0 | 0 | 0 | 0 | 0
PV | 1246 | 3449.49 | 4543.35 | 4795.09 | 4910 | 5028.91
PeakG | 0 | 0 | 0 | 0 | 0 | 0
PeakO | 0 | 0 | 0 | 0 | 0 | 0
ST | 760 | 1600.3 | 1904.35 | 2006.83 | 2006.84 | 2006.84
STOG | 0 | 0 | 0 | 0 | 0 | 0
STWD | 0 | 0 | 0 | 0 | 0 | 0
WT | 25342 | 61370.72 | 94504.7 | 163755.77 | 205194.09 | 236130.04
IGCC | 618 | 618 | 618 | 618 | 618 | 618.01
DemandResponse | 0 | 0 | 0 | 0 | 0 | 0
IGCC-CCS | 0 | 0 | 0 | 0 | 0 | 0
WT_off | 469 | 1219.27 | 3943.5 | 4221.97 | 4511.83 | 4811.5
PseudoUnit | 0 | 0 | 0 | 0 | 0 | 0
FixedInterchange | 0 | 0 | 0 | 0 | 0 | 0
Cumulative New Build Capacity by Reporting Type: EI_US
ReportingType | 2015 | 2020 | 2025 | 2030 | 2035 | 2040
BM | 741.12 | 741.12 | 741.12 | 741.12 | 741.12 | 741.12
CC | 27130.51 | 40960.41 | 44559.33 | 59237.63 | 89597.61 | 115955.8
CSP | 0 | 0 | 0 | 0 | 0 | 0
CT | 4323.69 | 10829.84 | 12254.16 | 17270.57 | 27617.34 | 33976.94
Coal | 7858.64 | 7858.64 | 7858.64 | 9247.45 | 17572.81 | 30251.13
Geo | 0 | 0 | 0 | 0 | 0 | 0
H | 0 | 0 | 0 | 0 | 0 | 0
LFG | 141.4 | 936.68 | 2621.05 | 3219 | 3219 | 3219
Nuc | 2740.56 | 7270.56 | 7270.56 | 7270.56 | 7270.56 | 7270.56
PS | 0 | 0 | 0 | 0 | 0 | 0
PV | 57.74 | 2261.24 | 3355.1 | 3606.84 | 3721.75 | 3840.65
PeakG | 0 | 0 | 0 | 0 | 0 | 0
PeakO | 0 | 0 | 0 | 0 | 0 | 0
ST | 0 | 0 | 0 | 0 | 0 | 0
STOG | 0 | 0 | 0 | 0 | 0 | 0
STWD | 0 | 0 | 0 | 0 | 0 | 0
WT | 19786.6 | 34967.14 | 68101.12 | 87044.34 | 103067.39 | 108005.91
IGCC | 618 | 618 | 618 | 618 | 618 | 618.01
DemandResponse | 0 | 0 | 0 | 0 | 0 | 0
IGCC-CCS | 0 | 0 | 0 | 0 | 0 | 0
WT_off | 469 | 1219.27 | 3943.5 | 4221.97 | 4511.83 | 4811.49
PseudoUnit | 0 | 0 | 0 | 0 | 0 | 0
FixedInterchange | 0 | 0 | 0 | 0 | 0 | 0
Cumulative New Build Capacity by Reporting Type: EI_Canada
ReportingType | 2015 | 2020 | 2025 | 2030 | 2035 | 2040
BM | 326.33 | 326.33 | 326.33 | 326.33 | 326.33 | 326.33
CC | 2176.07 | 2687.49 | 2861.99 | 3006.18 | 3162.42 | 5390.76
CSP | 0 | 0 | 0 | 0 | 0 | 0
CT | 368 | 368 | 368 | 631.62 | 1622.85 | 2316.74
Coal | 0 | 0 | 0 | 0 | 0 | 0
Geo | 0 | 0 | 0 | 0 | 0 | 0
H | 0 | 0 | 0 | 0 | 0 | 0
LFG | 14.5 | 14.5 | 14.5 | 14.5 | 15 | 15
Nuc | 0 | 0 | 0 | 0 | 0 | 0
PS | 0 | 0 | 0 | 0 | 0 | 0
PV | 1067.26 | 1067.26 | 1067.26 | 1067.26 | 1067.26 | 1067.26
PeakG | 0 | 0 | 0 | 0 | 0 | 0
PeakO | 0 | 0 | 0 | 0 | 0 | 0
ST | 0 | 0 | 0 | 0 | 0 | 0
STOG | 0 | 0 | 0 | 0 | 0 | 0
STWD | 0 | 0 | 0 | 0 | 0 | 0
WT | 2408.3 | 2408.3 | 2408.3 | 2408.3 | 2408.3 | 2408.3
IGCC | 0 | 0 | 0 | 0 | 0 | 0
DemandResponse | 0 | 0 | 0 | 0 | 0 | 0
IGCC-CCS | 0 | 0 | 0 | 0 | 0 | 0
WT_off | 0 | 0 | 0 | 0 | 0 | 0
PseudoUnit | 0 | 0 | 0 | 0 | 0 | 0
FixedInterchange | 0 | 0 | 0 | 0 | 0 | 0
Cumulative New Build Capacity by Reporting Type: EI
ReportingType | 2015 | 2020 | 2025 | 2030 | 2035 | 2040
BM | 1067.45 | 1067.45 | 1067.45 | 1067.45 | 1067.45 | 1067.45
CC | 29306.58 | 43647.9 | 47421.32 | 62243.8 | 92760.03 | 121346.56
CSP | 0 | 0 | 0 | 0 | 0 | 0
CT | 4691.7 | 11197.84 | 12622.16 | 17902.18 | 29240.18 | 36293.68
Coal | 7858.64 | 7858.64 | 7858.64 | 9247.45 | 17572.81 | 30251.13
Geo | 0 | 0 | 0 | 0 | 0 | 0
H | 0 | 0 | 0 | 0 | 0 | 0
LFG | 155.9 | 951.18 | 2635.55 | 3233.5 | 3234 | 3234
Nuc | 2740.56 | 7270.56 | 7270.56 | 7270.56 | 7270.56 | 7270.56
PS | 0 | 0 | 0 | 0 | 0 | 0
PV | 1125 | 3328.49 | 4422.35 | 4674.09 | 4789 | 4907.91
PeakG | 0 | 0 | 0 | 0 | 0 | 0
PeakO | 0 | 0 | 0 | 0 | 0 | 0
ST | 0 | 0 | 0 | 0 | 0 | 0
STOG | 0 | 0 | 0 | 0 | 0 | 0
STWD | 0 | 0 | 0 | 0 | 0 | 0
WT | 22194.9 | 37375.44 | 70509.42 | 89452.64 | 105475.69 | 110414.21
IGCC | 618 | 618 | 618 | 618 | 618 | 618.01
DemandResponse | 0 | 0 | 0 | 0 | 0 | 0
IGCC-CCS | 0 | 0 | 0 | 0 | 0 | 0
WT_off | 469 | 1219.27 | 3943.5 | 4221.97 | 4511.83 | 4811.49
PseudoUnit | 0 | 0 | 0 | 0 | 0 | 0
FixedInterchange | 0 | 0 | 0 | 0 | 0 | 0
Cumulative New Build Capacity by Reporting Type: Outside_EI
ReportingType | 2015 | 2020 | 2025 | 2030 | 2035 | 2040
BM | 183.55 | 183.55 | 183.55 | 183.55 | 183.55 | 183.55
CC | 4126.21 | 8370.44 | 9695.84 | 13511.92 | 21257.64 | 28034.3
CSP | 0 | 0 | 0 | 0 | 0 | 0
CT | 1790.3 | 2323.02 | 5355.8 | 6509.38 | 10415.67 | 12389.04
Coal | 2905 | 2905 | 2905 | 2905 | 3793.83 | 5946.56
Geo | 136 | 2211 | 6640 | 6640 | 6640 | 6640
H | 0 | 0 | 0 | 0 | 0 | 0
LFG | 36.1 | 1193.82 | 1719.45 | 1845 | 1845 | 1845
Nuc | 0 | 0 | 0 | 0 | 0 | 0
PS | 0 | 0 | 0 | 0 | 0 | 0
PV | 121 | 121 | 121 | 121 | 121 | 121
PeakG | 0 | 0 | 0 | 0 | 0 | 0
PeakO | 0 | 0 | 0 | 0 | 0 | 0
ST | 760 | 1600.3 | 1904.35 | 2006.83 | 2006.84 | 2006.84
STOG | 0 | 0 | 0 | 0 | 0 | 0
STWD | 0 | 0 | 0 | 0 | 0 | 0
WT | 3147.1 | 23995.28 | 23995.28 | 74303.13 | 99718.4 | 125715.83
IGCC | 0 | 0 | 0 | 0 | 0 | 0
DemandResponse | 0 | 0 | 0 | 0 | 0 | 0
IGCC-CCS | 0 | 0 | 0 | 0 | 0 | 0
WT_off | 0 | 0 | 0 | 0 | 0 | 0
PseudoUnit | 0 | 0 | 0 | 0 | 0 | 0
FixedInterchange | 0 | 0 | 0 | 0 | 0 | 0
#3 | Retirements of Capacity (MW)
Retirements of Capacity by Reporting Type: Entergy
ReportingType | 2015 | 2020 | 2025 | 2030 | 2035 | 2040
BM | 0 | 0 | 0 | 0 | 0 | 0
CC | 0 | 0 | 0 | 0 | 0 | 0
CSP | 0 | 0 | 0 | 0 | 0 | 0
CT | 0 | 0 | 0 | 0 | 0 | 0
Coal | 892.9 | 0 | 0 | 0 | 0 | 0
Geo | 0 | 0 | 0 | 0 | 0 | 0
H | 0 | 0 | 0 | 0 | 0 | 0
LFG | 0 | 0 | 0 | 0 | 0 | 0
Nuc | 0 | 0 | 0 | 0 | 842 | 997
PS | 0 | 0 | 0 | 0 | 0 | 0
PV | 0 | 0 | 0 | 0 | 0 | 0
PeakG | 0 | 0 | 0 | 0 | 0 | 0
PeakO | 0 | 0 | 0 | 0 | 0 | 0
ST | 0 | 0 | 0 | 0 | 0 | 0
STOG | 10849.64 | 0 | 311.75 | 0 | 0 | 0
STWD | 0 | 0 | 0 | 0 | 0 | 0
WT | 0 | 0 | 0 | 0 | 0 | 0
IGCC | 0 | 0 | 0 | 0 | 0 | 0
DemandResponse | 0 | 0 | 0 | 0 | 0 | 0
IGCC-CCS | 0 | 0 | 0 | 0 | 0 | 0
WT_off | 0 | 0 | 0 | 0 | 0 | 0
PseudoUnit | 0 | 0 | 0 | 0 | 0 | 0
FixedInterchange | 0 | 0 | 0 | 0 | 0 | 0
Retirements of Capacity by Reporting Type: FRCC
ReportingType | 2015 | 2020 | 2025 | 2030 | 2035 | 2040
BM | 0 | 0 | 0 | 0 | 0 | 0
CC | 0 | 0 | 0 | 0 | 0 | 0
CSP | 0 | 0 | 0 | 0 | 0 | 0
CT | 0 | 0 | 0 | 0 | 0 | 0
Coal | 465.99 | 869 | 0 | 0 | 0 | 0
Geo | 0 | 0 | 0 | 0 | 0 | 0
H | 0 | 0 | 0 | 0 | 0 | 0
LFG | 0 | 0 | 0 | 0 | 0 | 0
Nuc | 0 | 0 | 0 | 0 | 1615.33 | 1677
PS | 0 | 0 | 0 | 0 | 0 | 0
PV | 0 | 0 | 0 | 0 | 0 | 0
PeakG | 0 | 0 | 0 | 0 | 0 | 0
PeakO | 0 | 0 | 0 | 0 | 0 | 0
ST | 0 | 0 | 0 | 0 | 0 | 0
STOG | 5480.17 | 295.63 | 0 | 0 | 0 | 0
STWD | 0 | 0 | 0 | 0 | 0 | 0
WT | 0 | 0 | 0 | 0 | 0 | 0
IGCC | 0 | 0 | 0 | 0 | 0 | 0
DemandResponse | 0 | 0 | 0 | 0 | 0 | 0
IGCC-CCS | 0 | 0 | 0 | 0 | 0 | 0
WT_off | 0 | 0 | 0 | 0 | 0 | 0
PseudoUnit | 0 | 0 | 0 | 0 | 0 | 0
FixedInterchange | 0 | 0 | 0 | 0 | 0 | 0
Retirements of Capacity by Reporting Type: MAPP_US
ReportingType | 2015 | 2020 | 2025 | 2030 | 2035 | 2040
BM | 0 | 0 | 0 | 0 | 0 | 0
CC | 0 | 0 | 0 | 0 | 0 | 0
CSP | 0 | 0 | 0 | 0 | 0 | 0
CT | 0 | 0 | 0 | 0 | 0 | 0
Coal | 710.4 | 0 | 0 | 0 | 0 | 0
Geo | 0 | 0 | 0 | 0 | 0 | 0
H | 0 | 0 | 0 | 0 | 0 | 0
LFG | 0 | 0 | 0 | 0 | 0 | 0
Nuc | 0 | 0 | 0 | 0 | 0 | 0
PS | 0 | 0 | 0 | 0 | 0 | 0
PV | 0 | 0 | 0 | 0 | 0 | 0
PeakG | 0 | 0 | 0 | 0 | 0 | 0
PeakO | 245.99 | 0 | 0 | 0 | 0 | 0
ST | 0 | 0 | 0 | 0 | 0 | 0
STOG | 36 | 0 | 0 | 0 | 0 | 0
STWD | 0 | 0 | 0 | 0 | 0 | 0
WT | 0 | 0 | 0 | 0 | 0 | 0
IGCC | 0 | 0 | 0 | 0 | 0 | 0
DemandResponse | 0 | 0 | 0 | 0 | 0 | 0
IGCC-CCS | 0 | 0 | 0 | 0 | 0 | 0
WT_off | 0 | 0 | 0 | 0 | 0 | 0
PseudoUnit | 0 | 0 | 0 | 0 | 0 | 0
FixedInterchange | 0 | 0 | 0 | 0 | 0 | 0
Retirements of Capacity by Reporting Type: MISO_IN
ReportingType | 2015 | 2020 | 2025 | 2030 | 2035 | 2040
BM | 0 | 0 | 0 | 0 | 0 | 0
CC | 0 | 0 | 0 | 0 | 0 | 0
CSP | 0 | 0 | 0 | 0 | 0 | 0
CT | 0 | 0 | 0 | 0 | 0 | 0
Coal | 929.9 | 0 | 0 | 0 | 0 | 0
Geo | 0 | 0 | 0 | 0 | 0 | 0
H | 0 | 0 | 0 | 0 | 0 | 0
LFG | 0 | 0 | 0 | 0 | 0 | 0
Nuc | 0 | 0 | 0 | 0 | 0 | 0
PS | 0 | 0 | 0 | 0 | 0 | 0
PV | 0 | 0 | 0 | 0 | 0 | 0
PeakG | 0 | 0 | 0 | 0 | 0 | 0
PeakO | 0 | 0 | 0 | 0 | 0 | 0
ST | 0 | 0 | 0 | 0 | 0 | 0
STOG | 0 | 0 | 0 | 0 | 0 | 0
STWD | 0 | 0 | 0 | 0 | 0 | 0
WT | 0 | 0 | 0 | 0 | 0 | 0
IGCC | 0 | 0 | 0 | 0 | 0 | 0
DemandResponse | 0 | 0 | 0 | 0 | 0 | 0
IGCC-CCS | 0 | 0 | 0 | 0 | 0 | 0
WT_off | 0 | 0 | 0 | 0 | 0 | 0
PseudoUnit | 0 | 0 | 0 | 0 | 0 | 0
FixedInterchange | 0 | 0 | 0 | 0 | 0 | 0
Retirements of Capacity by Reporting Type: MISO_MI
ReportingType | 2015 | 2020 | 2025 | 2030 | 2035 | 2040
BM | 0 | 0 | 0 | 0 | 0 | 0
CC | 0 | 0 | 0 | 0 | 0 | 0
CSP | 0 | 0 | 0 | 0 | 0 | 0
CT | 0 | 0 | 0 | 0 | 0 | 0
Coal | 2325.99 | 1186.98 | 0 | 0 | 0 | 0
Geo | 0 | 0 | 0 | 0 | 0 | 0
H | 0 | 0 | 0 | 0 | 0 | 0
LFG | 0 | 0 | 0 | 0 | 0 | 0
Nuc | 0 | 0 | 0 | 0 | 778 | 0
PS | 0 | 0 | 0 | 0 | 0 | 0
PV | 0 | 0 | 0 | 0 | 0 | 0
PeakG | 0 | 0 | 0 | 0 | 0 | 0
PeakO | 0 | 0 | 0 | 0 | 0 | 0
ST | 0 | 0 | 0 | 0 | 0 | 0
STOG | 0 | 0 | 0 | 0 | 0 | 0
STWD | 0 | 0 | 0 | 0 | 0 | 0
WT | 0 | 0 | 0 | 0 | 0 | 0
IGCC | 0 | 0 | 0 | 0 | 0 | 0
DemandResponse | 0 | 0 | 0 | 0 | 0 | 0
IGCC-CCS | 0 | 0 | 0 | 0 | 0 | 0
WT_off | 0 | 0 | 0 | 0 | 0 | 0
PseudoUnit | 0 | 0 | 0 | 0 | 0 | 0
FixedInterchange | 0 | 0 | 0 | 0 | 0 | 0
Retirements of Capacity by Reporting Type: MISO_MO-IL
ReportingType | 2015 | 2020 | 2025 | 2030 | 2035 | 2040
BM | 0 | 0 | 0 | 0 | 0 | 0
CC | 0 | 0 | 0 | 0 | 0 | 0
CSP | 0 | 0 | 0 | 0 | 0 | 0
CT | 0 | 0 | 0 | 0 | 0 | 0
Coal | 1024.69 | 1031.67 | 0 | 0 | 0 | 0
Geo | 0 | 0 | 0 | 0 | 0 | 0
H | 0 | 0 | 0 | 0 | 0 | 0
LFG | 0 | 0 | 0 | 0 | 0 | 0
Nuc | 0 | 0 | 0 | 0 | 0 | 0
PS | 0 | 0 | 0 | 0 | 0 | 0
PV | 0 | 0 | 0 | 0 | 0 | 0
PeakG | 0 | 0 | 0 | 0 | 0 | 0
PeakO | 0 | 0 | 0 | 0 | 0 | 0
ST | 0 | 0 | 0 | 0 | 0 | 0
STOG | 0 | 0 | 0 | 0 | 0 | 0
STWD | 0 | 0 | 0 | 0 | 0 | 0
WT | 0 | 0 | 0 | 0 | 0 | 0
IGCC | 0 | 0 | 0 | 0 | 0 | 0
DemandResponse | 0 | 0 | 0 | 0 | 0 | 0
IGCC-CCS | 0 | 0 | 0 | 0 | 0 | 0
WT_off | 0 | 0 | 0 | 0 | 0 | 0
PseudoUnit | 0 | 0 | 0 | 0 | 0 | 0
FixedInterchange | 0 | 0 | 0 | 0 | 0 | 0
Retirements of Capacity by Reporting Type: MISO_W
ReportingType | 2015 | 2020 | 2025 | 2030 | 2035 | 2040
BM | 0 | 0 | 0 | 0 | 0 | 0
CC | 0 | 0 | 0 | 0 | 0 | 0
CSP | 0 | 0 | 0 | 0 | 0 | 0
CT | 0 | 0 | 0 | 0 | 0 | 0
Coal | 2356.89 | 571.66 | 0 | 0 | 0 | 0
Geo | 0 | 0 | 0 | 0 | 0 | 0
H | 0 | 0 | 0 | 0 | 0 | 0
LFG | 0 | 0 | 0 | 0 | 0 | 0
Nuc | 0 | 0 | 0 | 0 | 2361.23 | 0
PS | 0 | 0 | 0 | 0 | 0 | 0
PV | 0 | 0 | 0 | 0 | 0 | 0
PeakG | 0 | 0 | 0 | 0 | 0 | 0
PeakO | 0 | 0 | 0 | 0 | 0 | 0
ST | 0 | 0 | 0 | 0 | 0 | 0
STOG | 0 | 0 | 0 | 0 | 0 | 0
STWD | 0 | 0 | 0 | 0 | 0 | 0
WT | 0 | 0 | 0 | 0 | 0 | 0
IGCC | 0 | 0 | 0 | 0 | 0 | 0
DemandResponse | 0 | 0 | 0 | 0 | 0 | 0
IGCC-CCS | 0 | 0 | 0 | 0 | 0 | 0
WT_off | 0 | 0 | 0 | 0 | 0 | 0
PseudoUnit | 0 | 0 | 0 | 0 | 0 | 0
FixedInterchange | 0 | 0 | 0 | 0 | 0 | 0
Retirements of Capacity by Reporting Type: MISO_WUMS
ReportingType | 2015 | 2020 | 2025 | 2030 | 2035 | 2040
BM | 0 | 0 | 0 | 0 | 0 | 0
CC | 0 | 0 | 0 | 0 | 0 | 0
CSP | 0 | 0 | 0 | 0 | 0 | 0
CT | 0 | 0 | 0 | 0 | 0 | 0
Coal | 2411.09 | 0 | 0 | 0 | 0 | 0
Geo | 0 | 0 | 0 | 0 | 0 | 0
H | 0 | 0 | 0 | 0 | 0 | 0
LFG | 0 | 0 | 0 | 0 | 0 | 0
Nuc | 0 | 0 | 0 | 0 | 1816.9 | 0
PS | 0 | 0 | 0 | 0 | 0 | 0
PV | 0 | 0 | 0 | 0 | 0 | 0
PeakG | 0 | 0 | 0 | 0 | 0 | 0
PeakO | 0 | 0 | 0 | 0 | 0 | 0
ST | 0 | 0 | 0 | 0 | 0 | 0
STOG | 59.5 | 0 | 0 | 0 | 0 | 0
STWD | 0 | 0 | 0 | 0 | 0 | 0
WT | 0 | 0 | 0 | 0 | 0 | 0
IGCC | 0 | 0 | 0 | 0 | 0 | 0
DemandResponse | 0 | 0 | 0 | 0 | 0 | 0
IGCC-CCS | 0 | 0 | 0 | 0 | 0 | 0
WT_off | 0 | 0 | 0 | 0 | 0 | 0
PseudoUnit | 0 | 0 | 0 | 0 | 0 | 0
FixedInterchange | 0 | 0 | 0 | 0 | 0 | 0
Retirements of Capacity by Reporting Type: Nebraska
ReportingType | 2015 | 2020 | 2025 | 2030 | 2035 | 2040
BM | 0 | 0 | 0 | 0 | 0 | 0
CC | 0 | 0 | 0 | 0 | 0 | 0
CSP | 0 | 0 | 0 | 0 | 0 | 0
CT | 0 | 0 | 0 | 0 | 0 | 0
Coal | 0 | 0 | 0 | 0 | 0 | 0
Geo | 0 | 0 | 0 | 0 | 0 | 0
H | 0 | 0 | 0 | 0 | 0 | 0
LFG | 0 | 0 | 0 | 0 | 0 | 0
Nuc | 0 | 0 | 0 | 0 | 1251.8 | 0
PS | 0 | 0 | 0 | 0 | 0 | 0
PV | 0 | 0 | 0 | 0 | 0 | 0
PeakG | 0 | 0 | 0 | 0 | 0 | 0
PeakO | 0 | 0 | 0 | 0 | 0 | 0
ST | 0 | 0 | 0 | 0 | 0 | 0
STOG | 0 | 0 | 0 | 0 | 0 | 0
STWD | 0 | 0 | 0 | 0 | 0 | 0
WT | 0 | 0 | 0 | 0 | 0 | 0
IGCC | 0 | 0 | 0 | 0 | 0 | 0
DemandResponse | 0 | 0 | 0 | 0 | 0 | 0
IGCC-CCS | 0 | 0 | 0 | 0 | 0 | 0
WT_off | 0 | 0 | 0 | 0 | 0 | 0
PseudoUnit | 0 | 0 | 0 | 0 | 0 | 0
FixedInterchange | 0 | 0 | 0 | 0 | 0 | 0
Retirements of Capacity by Reporting Type: NEISO
ReportingType | 2015 | 2020 | 2025 | 2030 | 2035 | 2040
BM | 0 | 0 | 0 | 0 | 0 | 0
CC | 2243.5 | 0 | 0 | 0 | 0 | 0
CSP | 0 | 0 | 0 | 0 | 0 | 0
CT | 0 | 0 | 0 | 0 | 0 | 0
Coal | 2250.13 | 320 | 0 | 0 | 0 | 0
Geo | 0 | 0 | 0 | 0 | 0 | 0
H | 0 | 0 | 0 | 0 | 0 | 0
LFG | 0 | 0 | 0 | 0 | 0 | 0
Nuc | 0 | 0 | 0 | 0 | 1289 | 876.92
PS | 0 | 0 | 0 | 0 | 0 | 0
PV | 0 | 0 | 0 | 0 | 0 | 0
PeakG | 0 | 0 | 0 | 0 | 0 | 0
PeakO | 444.25 | 0 | 0 | 0 | 0 | 0
ST | 0 | 0 | 0 | 0 | 0 | 0
STOG | 6237 | 0 | 0 | 0 | 0 | 0
STWD | 0 | 0 | 0 | 0 | 0 | 0
WT | 0 | 0 | 0 | 0 | 0 | 0
IGCC | 0 | 0 | 0 | 0 | 0 | 0
DemandResponse | 0 | 0 | 0 | 0 | 0 | 0
IGCC-CCS | 0 | 0 | 0 | 0 | 0 | 0
WT_off | 0 | 0 | 0 | 0 | 468 | 0
PseudoUnit | 0 | 0 | 0 | 0 | 0 | 0
FixedInterchange | 0 | 0 | 0 | 0 | 0 | 0
Retirements of Capacity by Reporting Type: NonRTO_Midwest
ReportingType | 2015 | 2020 | 2025 | 2030 | 2035 | 2040
BM | 0 | 0 | 0 | 0 | 0 | 0
CC | 0 | 0 | 0 | 0 | 0 | 0
CSP | 0 | 0 | 0 | 0 | 0 | 0
CT | 0 | 0 | 0 | 0 | 0 | 0
Coal | 1100.91 | 0 | 0 | 0 | 0 | 0
Geo | 0 | 0 | 0 | 0 | 0 | 0
H | 0 | 0 | 0 | 0 | 0 | 0
LFG | 0 | 0 | 0 | 0 | 0 | 0
Nuc | 0 | 0 | 0 | 0 | 0 | 0
PS | 0 | 0 | 0 | 0 | 0 | 0
PV | 0 | 0 | 0 | 0 | 0 | 0
PeakG | 0 | 0 | 0 | 0 | 0 | 0
PeakO | 0 | 0 | 0 | 0 | 0 | 0
ST | 0 | 0 | 0 | 0 | 0 | 0
STOG | 0 | 0 | 0 | 0 | 0 | 0
STWD | 0 | 0 | 0 | 0 | 0 | 0
WT | 0 | 0 | 0 | 0 | 0 | 0
IGCC | 0 | 0 | 0 | 0 | 0 | 0
DemandResponse | 0 | 0 | 0 | 0 | 0 | 0
IGCC-CCS | 0 | 0 | 0 | 0 | 0 | 0
WT_off | 0 | 0 | 0 | 0 | 0 | 0
PseudoUnit | 0 | 0 | 0 | 0 | 0 | 0
FixedInterchange | 0 | 0 | 0 | 0 | 0 | 0
Retirements of Capacity by Reporting Type: NYISO_A-F
ReportingType | 2015 | 2020 | 2025 | 2030 | 2035 | 2040
BM | 0 | 0 | 0 | 0 | 0 | 0
CC | 0 | 0 | 0 | 0 | 0 | 0
CSP | 0 | 0 | 0 | 0 | 0 | 0
CT | 0 | 0 | 0 | 0 | 0 | 0
Coal | 2251.89 | 0 | 0 | 0 | 0 | 0
Geo | 0 | 0 | 0 | 0 | 0 | 0
H | 0 | 0 | 0 | 0 | 0 | 0
LFG | 0 | 0 | 0 | 0 | 0 | 0
Nuc | 0 | 0 | 0 | 621.2 | 580.5 | 852.2
PS | 0 | 0 | 0 | 0 | 0 | 0
PV | 0 | 0 | 0 | 0 | 0 | 0
PeakG | 0 | 0 | 0 | 0 | 0 | 0
PeakO | 0 | 0 | 0 | 0 | 0 | 0
ST | 0 | 0 | 0 | 0 | 0 | 0
STOG | 1701 | 0 | 0 | 0 | 0 | 0
STWD | 0 | 0 | 0 | 0 | 0 | 0
WT | 0 | 0 | 0 | 0 | 0 | 0
IGCC | 0 | 0 | 0 | 0 | 0 | 0
DemandResponse | 0 | 0 | 0 | 0 | 0 | 0
IGCC-CCS | 0 | 0 | 0 | 0 | 0 | 0
WT_off | 0 | 0 | 0 | 0 | 0 | 0
PseudoUnit | 0 | 0 | 0 | 0 | 0 | 0
FixedInterchange | 0 | 0 | 0 | 0 | 0 | 0
Retirements of Capacity by Reporting Type: NYISO_G-I
ReportingType | 2015 | 2020 | 2025 | 2030 | 2035 | 2040
BM | 0 | 0 | 0 | 0 | 0 | 0
CC | 0 | 0 | 0 | 0 | 0 | 0
CSP | 0 | 0 | 0 | 0 | 0 | 0
CT | 0 | 0 | 0 | 0 | 0 | 0
Coal | 368.2 | 0 | 0 | 0 | 0 | 0
Geo | 0 | 0 | 0 | 0 | 0 | 0
H | 0 | 0 | 0 | 0 | 0 | 0
LFG | 0 | 0 | 0 | 0 | 0 | 0
Nuc | 0 | 0 | 0 | 0 | 1019.6 | 1025
PS | 0 | 0 | 0 | 0 | 0 | 0
PV | 0 | 0 | 0 | 0 | 0 | 0
PeakG | 0 | 0 | 0 | 0 | 0 | 0
PeakO | 0 | 0 | 0 | 0 | 0 | 0
ST | 0 | 0 | 0 | 0 | 0 | 0
STOG | 2430.99 | 0 | 0 | 0 | 0 | 0
STWD | 0 | 0 | 0 | 0 | 0 | 0
WT | 0 | 0 | 0 | 0 | 0 | 0
IGCC | 0 | 0 | 0 | 0 | 0 | 0
DemandResponse | 0 | 0 | 0 | 0 | 0 | 0
IGCC-CCS | 0 | 0 | 0 | 0 | 0 | 0
WT_off | 0 | 0 | 0 | 0 | 0 | 0
PseudoUnit | 0 | 0 | 0 | 0 | 0 | 0
FixedInterchange | 0 | 0 | 0 | 0 | 0 | 0
Retirements of Capacity by Reporting Type: NYISO_J-K
ReportingType | 2015 | 2020 | 2025 | 2030 | 2035 | 2040
BM | 0 | 0 | 0 | 0 | 0 | 0
CC | 0 | 0 | 0 | 0 | 0 | 0
CSP | 0 | 0 | 0 | 0 | 0 | 0
CT | 0 | 0 | 0 | 0 | 0 | 0
Coal | 0 | 0 | 0 | 0 | 0 | 0
Geo | 0 | 0 | 0 | 0 | 0 | 0
H | 0 | 0 | 0 | 0 | 0 | 0
LFG | 0 | 0 | 0 | 0 | 0 | 0
Nuc | 0 | 0 | 0 | 0 | 0 | 0
PS | 0 | 0 | 0 | 0 | 0 | 0
PV | 0 | 0 | 0 | 0 | 32 | 0
PeakG | 0 | 0 | 0 | 0 | 0 | 0
PeakO | 0 | 0 | 0 | 0 | 0 | 0
ST | 0 | 0 | 0 | 0 | 0 | 0
STOG | 1128.57 | 0 | 0 | 0 | 0 | 0
STWD | 0 | 0 | 0 | 0 | 0 | 0
WT | 0 | 0 | 0 | 0 | 0 | 0
IGCC | 0 | 0 | 0 | 0 | 0 | 0
DemandResponse | 0 | 0 | 0 | 0 | 0 | 0
IGCC-CCS | 0 | 0 | 0 | 0 | 0 | 0
WT_off | 0 | 0 | 0 | 0 | 0 | 0
PseudoUnit | 0 | 0 | 0 | 0 | 0 | 0
FixedInterchange | 0 | 0 | 0 | 0 | 0 | 0
Retirements of Capacity by Reporting Type: PJM_E
ReportingType | 2015 | 2020 | 2025 | 2030 | 2035 | 2040
BM | 0 | 0 | 0 | 0 | 0 | 0
CC | 0 | 0 | 0 | 0 | 0 | 0
CSP | 0 | 0 | 0 | 0 | 0 | 0
CT | 0 | 0 | 0 | 0 | 0 | 0
Coal | 2804 | 568 | 0 | 0 | 0 | 0
Geo | 0 | 0 | 0 | 0 | 0 | 0
H | 0 | 0 | 0 | 0 | 0 | 0
LFG | 0 | 0 | 0 | 0 | 0 | 0
Nuc | 0 | 614.5 | 0 | 0 | 2224 | 1174
PS | 0 | 0 | 0 | 0 | 0 | 0
PV | 0 | 0 | 0 | 0 | 0 | 0
PeakG | 268.5 | 0 | 0 | 0 | 0 | 0
PeakO | 2.7 | 0 | 0 | 0 | 0 | 0
ST | 0 | 0 | 0 | 0 | 0 | 0
STOG | 629.5 | 0 | 0 | 0 | 0 | 0
STWD | 0 | 0 | 0 | 0 | 0 | 0
WT | 0 | 0 | 0 | 0 | 0 | 0
IGCC | 0 | 0 | 0 | 0 | 0 | 0
DemandResponse | 0 | 0 | 0 | 0 | 0 | 0
IGCC-CCS | 0 | 0 | 0 | 0 | 0 | 0
WT_off | 0 | 0 | 0 | 0 | 0 | 0
PseudoUnit | 0 | 0 | 0 | 0 | 0 | 0
FixedInterchange | 0 | 0 | 0 | 0 | 0 | 0
Retirements of Capacity by Reporting Type: PJM_ROM
ReportingType | 2015 | 2020 | 2025 | 2030 | 2035 | 2040
BM | 0 | 0 | 0 | 0 | 0 | 0
CC | 0 | 0 | 0 | 0 | 0 | 0
CSP | 0 | 0 | 0 | 0 | 0 | 0
CT | 0 | 0 | 0 | 0 | 0 | 0
Coal | 8045.49 | 0 | 0 | 0 | 0 | 0
Geo | 0 | 0 | 0 | 0 | 0 | 0
H | 0 | 0 | 0 | 0 | 0 | 0
LFG | 0 | 0 | 0 | 0 | 0 | 0
Nuc | 0 | 0 | 0 | 0 | 1732 | 899
PS | 0 | 0 | 0 | 0 | 0 | 0
PV | 0 | 0 | 0 | 0 | 0 | 0
PeakG | 0 | 0 | 0 | 0 | 0 | 0
PeakO | 270 | 0 | 0 | 0 | 0 | 0
ST | 0 | 0 | 0 | 0 | 0 | 0
STOG | 580 | 0 | 0 | 0 | 0 | 0
STWD | 0 | 0 | 0 | 0 | 0 | 0
WT | 0 | 0 | 0 | 0 | 0 | 0
IGCC | 0 | 0 | 0 | 0 | 0 | 0
DemandResponse | 0 | 0 | 0 | 0 | 0 | 0
IGCC-CCS | 0 | 0 | 0 | 0 | 0 | 0
WT_off | 0 | 0 | 0 | 0 | 0 | 0
PseudoUnit | 0 | 0 | 0 | 0 | 0 | 0
FixedInterchange | 0 | 0 | 0 | 0 | 0 | 0
Retirements of Capacity by Reporting Type: PJM_ROR
ReportingType | 2015 | 2020 | 2025 | 2030 | 2035 | 2040
BM | 0 | 0 | 0 | 0 | 0 | 192
CC | 0 | 0 | 0 | 0 | 0 | 0
CSP | 0 | 0 | 0 | 0 | 0 | 0
CT | 0 | 0 | 0 | 0 | 0 | 0
Coal | 13793.32 | 6429.6 | 0 | 0 | 0 | 0
Geo | 0 | 0 | 0 | 0 | 0 | 0
H | 0 | 0 | 0 | 0 | 0 | 0
LFG | 0 | 0 | 0 | 0 | 0 | 0
Nuc | 0 | 0 | 0 | 867 | 4275 | 4883.16
PS | 0 | 0 | 0 | 0 | 0 | 0
PV | 0 | 0 | 0 | 0 | 0 | 0
PeakG | 0 | 0 | 0 | 0 | 0 | 0
PeakO | 19 | 0 | 0 | 0 | 0 | 0
ST | 0 | 0 | 0 | 0 | 0 | 0
STOG | 0 | 0 | 0 | 0 | 0 | 0
STWD | 0 | 0 | 0 | 0 | 0 | 0
WT | 0 | 0 | 0 | 0 | 0 | 0
IGCC | 0 | 0 | 0 | 0 | 0 | 0
DemandResponse | 0 | 0 | 0 | 0 | 0 | 0
IGCC-CCS | 0 | 0 | 0 | 0 | 0 | 0
WT_off | 0 | 0 | 0 | 0 | 0 | 0
PseudoUnit | 0 | 0 | 0 | 0 | 0 | 0
FixedInterchange | 0 | 0 | 0 | 0 | 0 | 0
Retirements of Capacity by Reporting Type: SOCO
ReportingType | 2015 | 2020 | 2025 | 2030 | 2035 | 2040
BM | 0 | 0 | 0 | 0 | 0 | 0
CC | 0 | 0 | 0 | 0 | 0 | 0
CSP | 0 | 0 | 0 | 0 | 0 | 0
CT | 0 | 0 | 0 | 0 | 0 | 0
Coal | 8549.54 | 0 | 0 | 0 | 0 | 0
Geo | 0 | 0 | 0 | 0 | 0 | 0
H | 0 | 0 | 0 | 0 | 0 | 0
LFG | 0 | 0 | 0 | 0 | 0 | 0
Nuc | 0 | 0 | 0 | 0 | 0 | 2645.05
PS | 0 | 0 | 0 | 0 | 0 | 0
PV | 0 | 0 | 0 | 0 | 0 | 0
PeakG | 0 | 0 | 0 | 0 | 0 | 0
PeakO | 931 | 0 | 0 | 0 | 0 | 0
ST | 0 | 0 | 0 | 0 | 0 | 0
STOG | 854 | 0 | 0 | 0 | 0 | 0
STWD | 668 | 0 | 0 | 0 | 0 | 0
WT | 0 | 0 | 0 | 0 | 0 | 0
IGCC | 0 | 0 | 0 | 0 | 0 | 0
DemandResponse | 0 | 0 | 0 | 0 | 0 | 0
IGCC-CCS | 0 | 0 | 0 | 0 | 0 | 0
WT_off | 0 | 0 | 0 | 0 | 0 | 0
PseudoUnit | 0 | 0 | 0 | 0 | 0 | 0
FixedInterchange | 0 | 0 | 0 | 0 | 0 | 0
Retirements of Capacity by Reporting Type: SPP_N
ReportingType | 2015 | 2020 | 2025 | 2030 | 2035 | 2040
BM | 0 | 0 | 0 | 0 | 0 | 0
CC | 0 | 0 | 0 | 0 | 0 | 0
CSP | 0 | 0 | 0 | 0 | 0 | 0
CT | 0 | 0 | 0 | 0 | 0 | 0
Coal | 0 | 0 | 0 | 0 | 0 | 0
Geo | 0 | 0 | 0 | 0 | 0 | 0
H | 0 | 0 | 0 | 0 | 0 | 0
LFG | 0 | 0 | 0 | 0 | 0 | 0
Nuc | 0 | 0 | 0 | 0 | 0 | 0
PS | 0 | 0 | 0 | 0 | 0 | 0
PV | 0 | 0 | 0 | 0 | 0 | 0
PeakG | 0 | 0 | 0 | 0 | 0 | 0
PeakO | 0 | 0 | 0 | 0 | 0 | 0
ST | 0 | 0 | 0 | 0 | 0 | 0
STOG | 86.95 | 0 | 0 | 0 | 0 | 0
STWD | 0 | 0 | 0 | 0 | 0 | 0
WT | 0 | 0 | 0 | 0 | 0 | 0
IGCC | 0 | 0 | 0 | 0 | 0 | 0
DemandResponse | 0 | 0 | 0 | 0 | 0 | 0
IGCC-CCS | 0 | 0 | 0 | 0 | 0 | 0
WT_off | 0 | 0 | 0 | 0 | 0 | 0
PseudoUnit | 0 | 0 | 0 | 0 | 0 | 0
FixedInterchange | 0 | 0 | 0 | 0 | 0 | 0
Retirements of Capacity by Reporting Type: SPP_S
ReportingType | 2015 | 2020 | 2025 | 2030 | 2035 | 2040
BM | 0 | 0 | 0 | 0 | 0 | 0
CC | 0 | 0 | 0 | 0 | 0 | 0
CSP | 0 | 0 | 0 | 0 | 0 | 0
CT | 0 | 0 | 0 | 0 | 0 | 0
Coal | 1221.58 | 0 | 97.2 | 0 | 0 | 0
Geo | 0 | 0 | 0 | 0 | 0 | 0
H | 0 | 0 | 0 | 0 | 0 | 0
LFG | 0 | 0 | 0 | 0 | 0 | 0
Nuc | 0 | 0 | 0 | 0 | 0 | 0
PS | 0 | 0 | 0 | 0 | 0 | 0
PV | 0 | 0 | 0 | 0 | 0 | 0
PeakG | 0 | 0 | 0 | 0 | 0 | 0
PeakO | 0 | 0 | 0 | 0 | 0 | 0
ST | 0 | 0 | 0 | 0 | 0 | 0
STOG | 3642.53 | 0 | 0 | 0 | 0 | 0
STWD | 0 | 0 | 0 | 0 | 0 | 0
WT | 0 | 0 | 0 | 0 | 0 | 0
IGCC | 0 | 0 | 0 | 0 | 0 | 0
DemandResponse | 0 | 0 | 0 | 0 | 0 | 0
IGCC-CCS | 0 | 0 | 0 | 0 | 0 | 0
WT_off | 0 | 0 | 0 | 0 | 0 | 0
PseudoUnit | 0 | 0 | 0 | 0 | 0 | 0
FixedInterchange | 0 | 0 | 0 | 0 | 0 | 0
Retirements of Capacity by Reporting Type: TVA
ReportingType | 2015 | 2020 | 2025 | 2030 | 2035 | 2040
BM | 0 | 0 | 0 | 0 | 0 | 0
CC | 0 | 0 | 0 | 0 | 0 | 0
CSP | 0 | 0 | 0 | 0 | 0 | 0
CT | 0 | 0 | 0 | 0 | 0 | 0
Coal | 3802.82 | 366.08 | 0 | 0 | 0 | 0
Geo | 0 | 0 | 0 | 0 | 0 | 0
H | 0 | 0 | 0 | 0 | 0 | 0
LFG | 0 | 0 | 0 | 0 | 0 | 0
Nuc | 0 | 0 | 0 | 0 | 2512.33 | 1278.67
PS | 0 | 0 | 0 | 0 | 0 | 0
PV | 0 | 0 | 0 | 0 | 0 | 0
PeakG | 0 | 0 | 0 | 0 | 0 | 0
PeakO | 0 | 0 | 0 | 0 | 0 | 0
ST | 0 | 0 | 0 | 0 | 0 | 0
STOG | 0 | 0 | 0 | 0 | 0 | 0
STWD | 0 | 0 | 0 | 0 | 0 | 0
WT | 0 | 0 | 0 | 0 | 0 | 0
IGCC | 0 | 0 | 0 | 0 | 0 | 0
DemandResponse | 0 | 0 | 0 | 0 | 0 | 0
IGCC-CCS | 0 | 0 | 0 | 0 | 0 | 0
WT_off | 0 | 0 | 0 | 0 | 0 | 0
PseudoUnit | 0 | 0 | 0 | 0 | 0 | 0
FixedInterchange | 0 | 0 | 0 | 0 | 0 | 0
Retirements of Capacity by Reporting Type: TVA_Transmission
ReportingType | 2015 | 2020 | 2025 | 2030 | 2035 | 2040
BM | 0 | 0 | 0 | 0 | 0 | 0
CC | 0 | 0 | 0 | 0 | 0 | 0
CSP | 0 | 0 | 0 | 0 | 0 | 0
CT | 0 | 0 | 0 | 0 | 0 | 0
Coal | 0 | 0 | 0 | 0 | 0 | 0
Geo | 0 | 0 | 0 | 0 | 0 | 0
H | 0 | 0 | 0 | 0 | 0 | 0
LFG | 0 | 0 | 0 | 0 | 0 | 0
Nuc | 0 | 0 | 0 | 0 | 0 | 0
PS | 0 | 0 | 0 | 0 | 0 | 0
PV | 0 | 0 | 0 | 0 | 0 | 0
PeakG | 0 | 0 | 0 | 0 | 0 | 0
PeakO | 0 | 0 | 0 | 0 | 0 | 0
ST | 0 | 0 | 0 | 0 | 0 | 0
STOG | 0 | 0 | 0 | 0 | 0 | 0
STWD | 0 | 0 | 0 | 0 | 0 | 0
WT | 0 | 0 | 0 | 0 | 0 | 0
IGCC | 0 | 0 | 0 | 0 | 0 | 0
DemandResponse | 0 | 0 | 0 | 0 | 0 | 0
IGCC-CCS | 0 | 0 | 0 | 0 | 0 | 0
WT_off | 0 | 0 | 0 | 0 | 0 | 0
PseudoUnit | 0 | 0 | 0 | 0 | 0 | 0
FixedInterchange | 0 | 0 | 0 | 0 | 0 | 0
Retirements of Capacity by Reporting Type: VACAR
ReportingType | 2015 | 2020 | 2025 | 2030 | 2035 | 2040
BM | 0 | 0 | 0 | 0 | 0 | 0
CC | 0 | 0 | 0 | 0 | 0 | 0
CSP | 0 | 0 | 0 | 0 | 0 | 0
CT | 0 | 0 | 0 | 0 | 0 | 0
Coal | 3217.38 | 2177.98 | 0 | 0 | 0 | 0
Geo | 0 | 0 | 0 | 0 | 0 | 0
H | 0 | 0 | 0 | 0 | 0 | 0
LFG | 0 | 0 | 0 | 0 | 0 | 0
Nuc | 0 | 0 | 0 | 0 | 3248 | 1858
PS | 0 | 0 | 0 | 0 | 0 | 0
PV | 0 | 0 | 0 | 0 | 0 | 0
PeakG | 0 | 0 | 0 | 0 | 0 | 0
PeakO | 0 | 0 | 0 | 0 | 0 | 0
ST | 0 | 0 | 0 | 0 | 0 | 0
STOG | 0 | 0 | 0 | 0 | 0 | 0
STWD | 0 | 0 | 0 | 0 | 0 | 0
WT | 0 | 0 | 0 | 0 | 0 | 0
IGCC | 0 | 0 | 0 | 0 | 0 | 0
DemandResponse | 0 | 0 | 0 | 0 | 0 | 0
IGCC-CCS | 0 | 0 | 0 | 0 | 0 | 0
WT_off | 0 | 0 | 0 | 0 | 0 | 0
PseudoUnit | 0 | 0 | 0 | 0 | 0 | 0
FixedInterchange | 0 | 0 | 0 | 0 | 0 | 0
Retirements of Capacity by Reporting Type: IESO
ReportingType | 2015 | 2020 | 2025 | 2030 | 2035 | 2040
BM | 0 | 0 | 0 | 0 | 0 | 0
CC | 3106.62 | 0 | 0 | 0 | 0 | 0
CSP | 0 | 0 | 0 | 0 | 0 | 0
CT | 0 | 0 | 0 | 0 | 0 | 0
Coal | 6416 | 0 | 0 | 0 | 0 | 0
Geo | 0 | 0 | 0 | 0 | 0 | 0
H | 0 | 0 | 0 | 0 | 0 | 0
LFG | 0 | 0 | 0 | 0 | 0 | 0
Nuc | 0 | 0 | 0 | 0 | 1030 | 1540
PS | 0 | 0 | 0 | 0 | 0 | 0
PV | 0 | 0 | 0 | 0 | 1067.26 | 0
PeakG | 0 | 0 | 0 | 0 | 0 | 0
PeakO | 145.65 | 0 | 0 | 0 | 0 | 0
ST | 0 | 0 | 0 | 0 | 0 | 0
STOG | 2126 | 0 | 0 | 0 | 0 | 0
STWD | 139 | 0 | 0 | 0 | 0 | 0
WT | 0 | 0 | 0 | 0 | 1069.1 | 0
IGCC | 0 | 0 | 0 | 0 | 0 | 0
DemandResponse | 0 | 0 | 0 | 0 | 0 | 0
IGCC-CCS | 0 | 0 | 0 | 0 | 0 | 0
WT_off | 0 | 0 | 0 | 0 | 0 | 0
PseudoUnit | 0 | 0 | 0 | 0 | 0 | 0
FixedInterchange | 0 | 0 | 0 | 0 | 0 | 0
Retirements of Capacity by Reporting Type: MAPP_CA
ReportingType | 2015 | 2020 | 2025 | 2030 | 2035 | 2040
BM | 0 | 0 | 0 | 0 | 0 | 0
CC | 0 | 0 | 0 | 0 | 0 | 0
CSP | 0 | 0 | 0 | 0 | 0 | 0
CT | 0 | 0 | 0 | 0 | 0 | 0
Coal | 1009.4 | 0 | 0 | 0 | 0 | 0
Geo | 0 | 0 | 0 | 0 | 0 | 0
H | 0 | 0 | 0 | 0 | 0 | 0
LFG | 0 | 0 | 0 | 0 | 0 | 0
Nuc | 0 | 0 | 0 | 0 | 0 | 0
PS | 0 | 0 | 0 | 0 | 0 | 0
PV | 0 | 0 | 0 | 0 | 0 | 0
PeakG | 0 | 0 | 0 | 0 | 0 | 0
PeakO | 0 | 0 | 0 | 0 | 0 | 0
ST | 0 | 0 | 0 | 0 | 0 | 0
STOG | 0 | 0 | 0 | 0 | 0 | 0
STWD | 0 | 0 | 0 | 0 | 0 | 0
WT | 0 | 0 | 0 | 0 | 0 | 0
IGCC | 0 | 0 | 0 | 0 | 0 | 0
DemandResponse | 0 | 0 | 0 | 0 | 0 | 0
IGCC-CCS | 0 | 0 | 0 | 0 | 0 | 0
WT_off | 0 | 0 | 0 | 0 | 0 | 0
PseudoUnit | 0 | 0 | 0 | 0 | 0 | 0
FixedInterchange | 0 | 0 | 0 | 0 | 0 | 0
Retirements of Capacity by Reporting Type: AZ_NM_SNV_Coal
ReportingType | 2015 | 2020 | 2025 | 2030 | 2035 | 2040
BM | 0 | 0 | 0 | 0 | 0 | 0
CC | 0 | 0 | 0 | 0 | 0 | 0
CSP | 0 | 0 | 0 | 0 | 0 | 0
CT | 0 | 0 | 0 | 0 | 0 | 0
Coal | 0 | 0 | 0 | 0 | 0 | 0
Geo | 0 | 0 | 0 | 0 | 0 | 0
H | 0 | 0 | 0 | 0 | 0 | 0
LFG | 0 | 0 | 0 | 0 | 0 | 0
Nuc | 0 | 0 | 0 | 0 | 0 | 0
PS | 0 | 0 | 0 | 0 | 0 | 0
PV | 0 | 0 | 0 | 0 | 0 | 0
PeakG | 0 | 0 | 0 | 0 | 0 | 0
PeakO | 196.26 | 0 | 0 | 0 | 0 | 0
ST | 0 | 0 | 0 | 0 | 0 | 0
STOG | 0 | 0 | 0 | 0 | 0 | 0
STWD | 0 | 0 | 0 | 0 | 0 | 0
WT | 0 | 0 | 0 | 0 | 0 | 0
IGCC | 0 | 0 | 0 | 0 | 0 | 0
DemandResponse | 0 | 0 | 0 | 0 | 0 | 0
IGCC-CCS | 0 | 0 | 0 | 0 | 0 | 0
WT_off | 0 | 0 | 0 | 0 | 0 | 0
PseudoUnit | 0 | 0 | 0 | 0 | 0 | 0
FixedInterchange | 0 | 0 | 0 | 0 | 0 | 0
Retirements of Capacity by Reporting Type: AZ_NM_SNV_Gas
ReportingType | 2015 | 2020 | 2025 | 2030 | 2035 | 2040
BM | 0 | 0 | 0 | 0 | 0 | 0
CC | 322 | 0 | 0 | 0 | 0 | 0
CSP | 0 | 0 | 0 | 0 | 0 | 0
CT | 0 | 0 | 0 | 0 | 736 | 0
Coal | 0 | 0 | 0 | 0 | 0 | 0
Geo | 0 | 0 | 0 | 0 | 0 | 0
H | 0 | 0 | 0 | 0 | 0 | 0
LFG | 0 | 0 | 0 | 0 | 0 | 0
Nuc | 0 | 0 | 0 | 0 | 0 | 0
PS | 0 | 0 | 0 | 0 | 0 | 0
PV | 0 | 0 | 0 | 0 | 0 | 0
PeakG | 0 | 0 | 0 | 0 | 0 | 0
PeakO | 0 | 0 | 0 | 0 | 0 | 0
ST | 0 | 0 | 0 | 0 | 0 | 0
STOG | 2064 | 0 | 0 | 0 | 0 | 0
STWD | 0 | 0 | 0 | 0 | 0 | 0
WT | 0 | 0 | 0 | 0 | 0 | 0
IGCC | 0 | 0 | 0 | 0 | 0 | 0
DemandResponse | 0 | 0 | 0 | 0 | 0 | 0
IGCC-CCS | 0 | 0 | 0 | 0 | 0 | 0
WT_off | 0 | 0 | 0 | 0 | 0 | 0
PseudoUnit | 0 | 0 | 0 | 0 | 0 | 0
FixedInterchange | 0 | 0 | 0 | 0 | 0 | 0
Retirements of Capacity by Reporting Type: AZ_NM_SNV_NucRenew
ReportingType | 2015 | 2020 | 2025 | 2030 | 2035 | 2040
BM | 0 | 0 | 0 | 0 | 0 | 0
CC | 0 | 0 | 0 | 0 | 0 | 0
CSP | 65 | 0 | 0 | 0 | 0 | 0
CT | 0 | 0 | 0 | 0 | 0 | 0
Coal | 0 | 0 | 0 | 0 | 0 | 0
Geo | 0 | 0 | 0 | 0 | 0 | 0
H | 0 | 0 | 0 | 0 | 0 | 0
LFG | 0 | 0 | 0 | 0 | 0 | 0
Nuc | 0 | 0 | 0 | 0 | 0 | 0
PS | 0 | 0 | 0 | 0 | 0 | 0
PV | 0 | 0 | 0 | 0 | 0 | 0
PeakG | 0 | 0 | 0 | 0 | 0 | 0
PeakO | 0 | 0 | 0 | 0 | 0 | 0
ST | 0 | 0 | 0 | 0 | 0 | 0
STOG | 0 | 0 | 0 | 0 | 0 | 0
STWD | 0 | 0 | 0 | 0 | 0 | 0
WT | 0 | 0 | 0 | 0 | 0 | 0
IGCC | 0 | 0 | 0 | 0 | 0 | 0
DemandResponse | 0 | 0 | 0 | 0 | 0 | 0
IGCC-CCS | 0 | 0 | 0 | 0 | 0 | 0
WT_off | 0 | 0 | 0 | 0 | 0 | 0
PseudoUnit | 0 | 0 | 0 | 0 | 0 | 0
FixedInterchange | 0 | 0 | 0 | 0 | 0 | 0
Retirements of Capacity by Reporting Type: ERCOT
ReportingType | 2015 | 2020 | 2025 | 2030 | 2035 | 2040
BM | 0 | 0 | 0 | 0 | 0 | 0
CC | 0 | 0 | 0 | 0 | 0 | 0
CSP | 0 | 0 | 0 | 0 | 0 | 0
CT | 0 | 0 | 0 | 0 | 0 | 0
Coal | 1144 | 0 | 0 | 0 | 0 | 0
Geo | 0 | 0 | 0 | 0 | 0 | 0
H | 0 | 0 | 0 | 0 | 0 | 0
LFG | 0 | 0 | 0 | 0 | 0 | 0
Nuc | 0 | 0 | 0 | 0 | 0 | 0
PS | 0 | 0 | 0 | 0 | 0 | 0
PV | 0 | 0 | 0 | 0 | 14 | 0
PeakG | 0 | 0 | 0 | 0 | 0 | 0
PeakO | 0 | 0 | 0 | 0 | 0 | 0
ST | 0 | 0 | 0 | 0 | 0 | 0
STOG | 417.02 | 0 | 174.79 | 0 | 0 | 0
STWD | 0 | 0 | 0 | 0 | 0 | 0
WT | 0 | 0 | 0 | 0 | 0 | 0
IGCC | 0 | 0 | 0 | 0 | 0 | 0
DemandResponse | 0 | 0 | 0 | 0 | 0 | 0
IGCC-CCS | 0 | 0 | 0 | 0 | 0 | 0
WT_off | 0 | 0 | 0 | 0 | 0 | 0
PseudoUnit | 0 | 0 | 0 | 0 | 0 | 0
FixedInterchange | 0 | 0 | 0 | 0 | 0 | 0
Retirements of Capacity by Reporting Type: NP15
ReportingType | 2015 | 2020 | 2025 | 2030 | 2035 | 2040
BM | 0 | 0 | 0 | 0 | 0 | 0
CC | 0 | 0 | 0 | 0 | 0 | 0
CSP | 0 | 0 | 0 | 0 | 0 | 0
CT | 0 | 0 | 0 | 0 | 0 | 0
Coal | 163.7 | 28.2 | 0 | 0 | 0 | 0
Geo | 0 | 0 | 0 | 0 | 0 | 0
H | 0 | 0 | 0 | 0 | 0 | 0
LFG | 0 | 0 | 0 | 0 | 0 | 0
Nuc | 0 | 0 | 0 | 0 | 0 | 0
PS | 0 | 0 | 0 | 0 | 0 | 0
PV | 0 | 0 | 0 | 0 | 0 | 0
PeakG | 0 | 0 | 0 | 0 | 0 | 0
PeakO | 156 | 0 | 0 | 0 | 0 | 0
ST | 0 | 0 | 0 | 0 | 0 | 0
STOG | 1046.4 | 0 | 0 | 0 | 0 | 0
STWD | 0 | 0 | 0 | 0 | 0 | 0
WT | 0 | 0 | 0 | 0 | 0 | 0
IGCC | 0 | 0 | 0 | 0 | 0 | 0
DemandResponse | 0 | 0 | 0 | 0 | 0 | 0
IGCC-CCS | 0 | 0 | 0 | 0 | 0 | 0
WT_off | 0 | 0 | 0 | 0 | 0 | 0
PseudoUnit | 0 | 0 | 0 | 0 | 0 | 0
FixedInterchange | 0 | 0 | 0 | 0 | 0 | 0
Retirements of Capacity by Reporting Type: NWPP_Coal
ReportingType | 2015 | 2020 | 2025 | 2030 | 2035 | 2040
BM | 0 | 0 | 0 | 0 | 0 | 0
CC | 0 | 0 | 0 | 0 | 0 | 0
CSP | 0 | 0 | 0 | 0 | 0 | 0
CT | 0 | 0 | 0 | 0 | 0 | 0
Coal | 685.88 | 0 | 0 | 0 | 0 | 0
Geo | 0 | 0 | 0 | 0 | 0 | 0
H | 0 | 0 | 0 | 0 | 0 | 0
LFG | 0 | 0 | 0 | 0 | 0 | 0
Nuc | 0 | 0 | 0 | 0 | 0 | 0
PS | 0 | 0 | 0 | 0 | 0 | 0
PV | 0 | 0 | 0 | 0 | 0 | 0
PeakG | 0 | 0 | 0 | 0 | 0 | 0
PeakO | 183 | 0 | 0 | 0 | 0 | 0
ST | 0 | 0 | 0 | 0 | 0 | 0
STOG | 0 | 0 | 0 | 0 | 0 | 0
STWD | 0 | 0 | 0 | 0 | 0 | 0
WT | 0 | 0 | 0 | 0 | 0 | 0
IGCC | 0 | 0 | 0 | 0 | 0 | 0
DemandResponse | 0 | 0 | 0 | 0 | 0 | 0
IGCC-CCS | 0 | 0 | 0 | 0 | 0 | 0
WT_off | 0 | 0 | 0 | 0 | 0 | 0
PseudoUnit | 0 | 0 | 0 | 0 | 0 | 0
FixedInterchange | 0 | 0 | 0 | 0 | 0 | 0
Retirements of Capacity by Reporting Type: NWPP_Gas
ReportingType | 2015 | 2020 | 2025 | 2030 | 2035 | 2040
BM | 0 | 0 | 0 | 0 | 0 | 0
CC | 1678 | 0 | 0 | 0 | 0 | 0
CSP | 0 | 0 | 0 | 0 | 0 | 0
CT | 0 | 0 | 0 | 0 | 150 | 0
Coal | 0 | 0 | 0 | 0 | 0 | 0
Geo | 0 | 0 | 0 | 0 | 0 | 0
H | 0 | 0 | 0 | 0 | 0 | 0
LFG | 0 | 0 | 0 | 0 | 0 | 0
Nuc | 0 | 0 | 0 | 0 | 0 | 0
PS | 0 | 0 | 0 | 0 | 0 | 0
PV | 0 | 0 | 0 | 0 | 0 | 0
PeakG | 2623 | 0 | 0 | 0 | 0 | 0
PeakO | 0 | 0 | 0 | 0 | 0 | 0
ST | 0 | 0 | 0 | 0 | 0 | 0
STOG | 786 | 0 | 0 | 0 | 0 | 0
STWD | 0 | 0 | 0 | 0 | 0 | 0
WT | 0 | 0 | 0 | 0 | 0 | 0
IGCC | 0 | 0 | 0 | 0 | 0 | 0
DemandResponse | 0 | 0 | 0 | 0 | 0 | 0
IGCC-CCS | 0 | 0 | 0 | 0 | 0 | 0
WT_off | 0 | 0 | 0 | 0 | 0 | 0
PseudoUnit | 0 | 0 | 0 | 0 | 0 | 0
FixedInterchange | 0 | 0 | 0 | 0 | 0 | 0
Retirements of Capacity by Reporting Type: NWPP_NucRenew
ReportingType | 2015 | 2020 | 2025 | 2030 | 2035 | 2040
BM | 0 | 0 | 0 | 0 | 0 | 0
CC | 0 | 0 | 0 | 0 | 0 | 0
CSP | 0 | 0 | 0 | 0 | 0 | 0
CT | 0 | 0 | 0 | 0 | 0 | 0
Coal | 0 | 0 | 0 | 0 | 0 | 0
Geo | 4.8 | 0 | 0 | 0 | 0 | 0
H | 0 | 0 | 0 | 0 | 0 | 0
LFG | 0 | 0 | 0 | 0 | 0 | 0
Nuc | 0 | 0 | 0 | 0 | 0 | 0
PS | 0 | 0 | 0 | 0 | 0 | 0
PV | 0 | 0 | 0 | 0 | 0 | 0
PeakG | 0 | 0 | 0 | 0 | 0 | 0
PeakO | 0 | 0 | 0 | 0 | 0 | 0
ST | 0 | 0 | 0 | 0 | 0 | 0
STOG | 0 | 0 | 0 | 0 | 0 | 0
STWD | 561 | 0 | 0 | 0 | 0 | 0
WT | 0 | 0 | 0 | 0 | 0 | 0
IGCC | 0 | 0 | 0 | 0 | 0 | 0
DemandResponse | 0 | 0 | 0 | 0 | 0 | 0
IGCC-CCS | 0 | 0 | 0 | 0 | 0 | 0
WT_off | 0 | 0 | 0 | 0 | 0 | 0
PseudoUnit | 0 | 0 | 0 | 0 | 0 | 0
FixedInterchange | 0 | 0 | 0 | 0 | 0 | 0
Retirements of Capacity by Reporting Type: RMPA
ReportingType | 2015 | 2020 | 2025 | 2030 | 2035 | 2040
BM | 0 | 0 | 0 | 0 | 0 | 0
CC | 0 | 0 | 0 | 0 | 0 | 0
CSP | 1 | 0 | 0 | 0 | 0 | 0
CT | 0 | 0 | 0 | 0 | 0 | 0
Coal | 665.97 | 170.5 | 413.03 | 0 | 0 | 0
Geo | 0 | 0 | 0 | 0 | 0 | 0
H | 0 | 0 | 0 | 0 | 0 | 0
LFG | 0 | 0 | 0 | 0 | 0 | 0
Nuc | 0 | 0 | 0 | 0 | 0 | 0
PS | 0 | 0 | 0 | 0 | 0 | 0
PV | 0 | 0 | 0 | 0 | 0 | 0
PeakG | 0 | 0 | 0 | 0 | 0 | 0
PeakO | 0 | 0 | 0 | 0 | 0 | 0
ST | 0 | 0 | 0 | 0 | 0 | 0
STOG | 217 | 0 | 0 | 0 | 0 | 0
STWD | 0 | 0 | 0 | 0 | 0 | 0
WT | 0 | 0 | 0 | 0 | 0 | 0
IGCC | 0 | 0 | 0 | 0 | 0 | 0
DemandResponse | 0 | 0 | 0 | 0 | 0 | 0
IGCC-CCS | 0 | 0 | 0 | 0 | 0 | 0
WT_off | 0 | 0 | 0 | 0 | 0 | 0
PseudoUnit | 0 | 0 | 0 | 0 | 0 | 0
FixedInterchange | 0 | 0 | 0 | 0 | 0 | 0
Retirements of Capacity by Reporting Type: SP15
ReportingType | 2015 | 2020 | 2025 | 2030 | 2035 | 2040
BM | 0 | 0 | 0 | 0 | 0 | 0
CC | 0 | 0 | 0 | 0 | 0 | 0
CSP | 409 | 0 | 0 | 0 | 0 | 0
CT | 0 | 0 | 0 | 0 | 0 | 0
Coal | 141.5 | 0 | 0 | 0 | 101.2 | 0
Geo | 0 | 0 | 0 | 0 | 0 | 0
H | 0 | 0 | 0 | 0 | 0 | 0
LFG | 0 | 0 | 0 | 0 | 0 | 0
Nuc | 0 | 0 | 0 | 0 | 0 | 0
PS | 0 | 0 | 0 | 0 | 0 | 0
PV | 0 | 0 | 0 | 0 | 0 | 0
PeakG | 44 | 0 | 0 | 0 | 0 | 0
PeakO | 15 | 0 | 0 | 0 | 0 | 0
ST | 0 | 0 | 0 | 0 | 0 | 0
STOG | 958 | 0 | 0 | 0 | 0 | 0
STWD | 0 | 0 | 0 | 0 | 0 | 0
WT | 126.2 | 0 | 0 | 0 | 0 | 0
IGCC | 0 | 0 | 0 | 0 | 0 | 0
DemandResponse | 0 | 0 | 0 | 0 | 0 | 0
IGCC-CCS | 0 | 0 | 0 | 0 | 0 | 0
WT_off | 0 | 0 | 0 | 0 | 0 | 0
PseudoUnit | 0 | 0 | 0 | 0 | 0 | 0
FixedInterchange | 0 | 0 | 0 | 0 | 0 | 0
Retirements of Capacity by Reporting Type: ALB
ReportingType | 2015 | 2020 | 2025 | 2030 | 2035 | 2040
BM | 0 | 0 | 0 | 0 | 0 | 0
CC | 0 | 0 | 0 | 0 | 0 | 25.7
CSP | 0 | 0 | 0 | 0 | 0 | 0
CT | 0 | 0 | 0 | 0 | 201.5 | 0
Coal | 0 | 0 | 0 | 0 | 0 | 0
Geo | 0 | 0 | 0 | 0 | 0 | 0
H | 0 | 0 | 0 | 0 | 0 | 0
LFG | 0 | 0 | 0 | 0 | 0 | 0
Nuc | 0 | 0 | 0 | 0 | 0 | 0
PS | 0 | 0 | 0 | 0 | 0 | 0
PV | 0 | 0 | 0 | 0 | 0 | 0
PeakG | 892.12 | 94.1 | 0 | 0 | 0 | 0
PeakO | 6 | 0 | 0 | 0 | 0 | 0
ST | 0 | 0 | 0 | 0 | 0 | 0
STOG | 186 | 0 | 0 | 0 | 0 | 0
STWD | 174 | 0 | 0 | 0 | 0 | 0
WT | 0 | 0 | 0 | 0 | 0 | 0
IGCC | 0 | 0 | 0 | 0 | 0 | 0
DemandResponse | 0 | 0 | 0 | 0 | 0 | 0
IGCC-CCS | 0 | 0 | 0 | 0 | 0 | 0
WT_off | 0 | 0 | 0 | 0 | 0 | 0
PseudoUnit | 0 | 0 | 0 | 0 | 0 | 0
FixedInterchange | 0 | 0 | 0 | 0 | 0 | 0
Retirements of Capacity by Reporting Type: BC
ReportingType | 2015 | 2020 | 2025 | 2030 | 2035 | 2040
BM | 0 | 0 | 0 | 0 | 0 | 0
CC | 0 | 0 | 0 | 0 | 0 | 0
CSP | 0 | 0 | 0 | 0 | 0 | 0
CT | 0 | 0 | 0 | 0 | 0 | 0
Coal | 0 | 0 | 0 | 0 | 0 | 0
Geo | 0 | 0 | 0 | 0 | 0 | 0
H | 0 | 0 | 0 | 0 | 0 | 0
LFG | 0 | 0 | 0 | 0 | 0 | 0
Nuc | 0 | 0 | 0 | 0 | 0 | 0
PS | 0 | 0 | 0 | 0 | 0 | 0
PV | 0 | 0 | 0 | 0 | 0 | 0
PeakG | 0 | 0 | 0 | 0 | 0 | 0
PeakO | 0 | 0 | 0 | 0 | 0 | 0
ST | 0 | 0 | 0 | 0 | 0 | 0
STOG | 938 | 0 | 0 | 0 | 0 | 0
STWD | 0 | 0 | 0 | 0 | 0 | 0
WT | 0 | 0 | 0 | 0 | 0 | 0
IGCC | 0 | 0 | 0 | 0 | 0 | 0
DemandResponse | 0 | 0 | 0 | 0 | 0 | 0
IGCC-CCS | 0 | 0 | 0 | 0 | 0 | 0
WT_off | 0 | 0 | 0 | 0 | 0 | 0
PseudoUnit | 0 | 0 | 0 | 0 | 0 | 0
FixedInterchange | 0 | 0 | 0 | 0 | 0 | 0
Retirements of Capacity by Reporting Type: HQ_IESO
ReportingType | 2015 | 2020 | 2025 | 2030 | 2035 | 2040
BM | 0 | 0 | 0 | 0 | 0 | 0
CC | 0 | 0 | 0 | 0 | 0 | 0
CSP | 0 | 0 | 0 | 0 | 0 | 0
CT | 0 | 0 | 0 | 0 | 0 | 0
Coal | 0 | 0 | 0 | 0 | 0 | 0
Geo | 0 | 0 | 0 | 0 | 0 | 0
H | 0 | 0 | 0 | 0 | 0 | 0
LFG | 0 | 0 | 0 | 0 | 0 | 0
Nuc | 0 | 0 | 0 | 0 | 0 | 0
PS | 0 | 0 | 0 | 0 | 0 | 0
PV | 0 | 0 | 0 | 0 | 0 | 0
PeakG | 0 | 0 | 0 | 0 | 0 | 0
PeakO | 0 | 0 | 0 | 0 | 0 | 0
ST | 0 | 0 | 0 | 0 | 0 | 0
STOG | 0 | 0 | 0 | 0 | 0 | 0
STWD | 0 | 0 | 0 | 0 | 0 | 0
WT | 0 | 0 | 0 | 0 | 0 | 0
IGCC | 0 | 0 | 0 | 0 | 0 | 0
DemandResponse | 0 | 0 | 0 | 0 | 0 | 0
IGCC-CCS | 0 | 0 | 0 | 0 | 0 | 0
WT_off | 0 | 0 | 0 | 0 | 0 | 0
PseudoUnit | 0 | 0 | 0 | 0 | 0 | 0
FixedInterchange | 0 | 0 | 0 | 0 | 0 | 0
Retirements of Capacity by Reporting Type: HQ_NEISO
ReportingType | 2015 | 2020 | 2025 | 2030 | 2035 | 2040
BM | 0 | 0 | 0 | 0 | 0 | 0
CC | 0 | 0 | 0 | 0 | 0 | 0
CSP | 0 | 0 | 0 | 0 | 0 | 0
CT | 0 | 0 | 0 | 0 | 0 | 0
Coal | 0 | 0 | 0 | 0 | 0 | 0
Geo | 0 | 0 | 0 | 0 | 0 | 0
H | 0 | 0 | 0 | 0 | 0 | 0
LFG | 0 | 0 | 0 | 0 | 0 | 0
Nuc | 0 | 0 | 0 | 0 | 0 | 0
PS | 0 | 0 | 0 | 0 | 0 | 0
PV | 0 | 0 | 0 | 0 | 0 | 0
PeakG | 0 | 0 | 0 | 0 | 0 | 0
PeakO | 0 | 0 | 0 | 0 | 0 | 0
ST | 0 | 0 | 0 | 0 | 0 | 0
STOG | 0 | 0 | 0 | 0 | 0 | 0
STWD | 0 | 0 | 0 | 0 | 0 | 0
WT | 0 | 0 | 0 | 0 | 0 | 0
IGCC | 0 | 0 | 0 | 0 | 0 | 0
DemandResponse | 0 | 0 | 0 | 0 | 0 | 0
IGCC-CCS | 0 | 0 | 0 | 0 | 0 | 0
WT_off | 0 | 0 | 0 | 0 | 0 | 0
PseudoUnit | 0 | 0 | 0 | 0 | 0 | 0
FixedInterchange | 0 | 0 | 0 | 0 | 0 | 0
Retirements of Capacity by Reporting Type: HQ_NY
ReportingType | 2015 | 2020 | 2025 | 2030 | 2035 | 2040
BM | 0 | 0 | 0 | 0 | 0 | 0
CC | 0 | 0 | 0 | 0 | 0 | 0
CSP | 0 | 0 | 0 | 0 | 0 | 0
CT | 0 | 0 | 0 | 0 | 0 | 0
Coal | 0 | 0 | 0 | 0 | 0 | 0
Geo | 0 | 0 | 0 | 0 | 0 | 0
H | 0 | 0 | 0 | 0 | 0 | 0
LFG | 0 | 0 | 0 | 0 | 0 | 0
Nuc | 0 | 0 | 0 | 0 | 0 | 0
PS | 0 | 0 | 0 | 0 | 0 | 0
PV | 0 | 0 | 0 | 0 | 0 | 0
PeakG | 0 | 0 | 0 | 0 | 0 | 0
PeakO | 0 | 0 | 0 | 0 | 0 | 0
ST | 0 | 0 | 0 | 0 | 0 | 0
STOG | 0 | 0 | 0 | 0 | 0 | 0
STWD | 0 | 0 | 0 | 0 | 0 | 0
WT | 0 | 0 | 0 | 0 | 0 | 0
IGCC | 0 | 0 | 0 | 0 | 0 | 0
DemandResponse | 0 | 0 | 0 | 0 | 0 | 0
IGCC-CCS | 0 | 0 | 0 | 0 | 0 | 0
WT_off | 0 | 0 | 0 | 0 | 0 | 0
PseudoUnit | 0 | 0 | 0 | 0 | 0 | 0
FixedInterchange | 0 | 0 | 0 | 0 | 0 | 0
Retirements of Capacity by Reporting Type: MARITIMES
ReportingType | 2015 | 2020 | 2025 | 2030 | 2035 | 2040
BM | 0 | 0 | 0 | 0 | 0 | 0
CC | 0 | 0 | 0 | 0 | 0 | 0
CSP | 0 | 0 | 0 | 0 | 0 | 0
CT | 0 | 0 | 0 | 0 | 0 | 0
Coal | 0 | 0 | 0 | 0 | 0 | 0
Geo | 0 | 0 | 0 | 0 | 0 | 0
H | 0 | 0 | 0 | 0 | 0 | 0
LFG | 0 | 0 | 0 | 0 | 0 | 0
Nuc | 0 | 0 | 0 | 0 | 0 | 0
PS | 0 | 0 | 0 | 0 | 0 | 0
PV | 0 | 0 | 0 | 0 | 0 | 0
PeakG | 0 | 0 | 0 | 0 | 0 | 0
PeakO | 0 | 0 | 0 | 0 | 0 | 0
ST | 0 | 0 | 0 | 0 | 0 | 0
STOG | 0 | 0 | 0 | 0 | 0 | 0
STWD | 0 | 0 | 0 | 0 | 0 | 0
WT | 0 | 0 | 0 | 0 | 0 | 0
IGCC | 0 | 0 | 0 | 0 | 0 | 0
DemandResponse | 0 | 0 | 0 | 0 | 0 | 0
IGCC-CCS | 0 | 0 | 0 | 0 | 0 | 0
WT_off | 0 | 0 | 0 | 0 | 0 | 0
PseudoUnit | 0 | 0 | 0 | 0 | 0 | 0
FixedInterchange | 0 | 0 | 0 | 0 | 0 | 0
Retirements of Capacity by Reporting Type: All
ReportingType | 2015 | 2020 | 2025 | 2030 | 2035 | 2040
BM | 0 | 0 | 0 | 0 | 0 | 192
CC | 7350.12 | 0 | 0 | 0 | 0 | 25.7
CSP | 475 | 0 | 0 | 0 | 0 | 0
CT | 0 | 0 | 0 | 0 | 1087.49 | 0
Coal | 68749.57 | 13719.67 | 510.24 | 0 | 101.2 | 0
Geo | 4.8 | 0 | 0 | 0 | 0 | 0
H | 0 | 0 | 0 | 0 | 0 | 0
LFG | 0 | 0 | 0 | 0 | 0 | 0
Nuc | 0 | 614.5 | 0 | 1488.2 | 26575.7 | 19706
PS | 0 | 0 | 0 | 0 | 0 | 0
PV | 0 | 0 | 0 | 0 | 1113.26 | 0
PeakG | 3827.62 | 94.1 | 0 | 0 | 0 | 0
PeakO | 2614.84 | 0 | 0 | 0 | 0 | 0
ST | 0 | 0 | 0 | 0 | 0 | 0
STOG | 42454.27 | 295.63 | 486.54 | 0 | 0 | 0
STWD | 1542 | 0 | 0 | 0 | 0 | 0
WT | 126.2 | 0 | 0 | 0 | 1069.1 | 0
IGCC | 0 | 0 | 0 | 0 | 0 | 0
DemandResponse | 0 | 0 | 0 | 0 | 0 | 0
IGCC-CCS | 0 | 0 | 0 | 0 | 0 | 0
WT_off | 0 | 0 | 0 | 0 | 468 | 0
PseudoUnit | 0 | 0 | 0 | 0 | 0 | 0
FixedInterchange | 0 | 0 | 0 | 0 | 0 | 0
Retirements of Capacity by Reporting Type: EI_US
ReportingType | 2015 | 2020 | 2025 | 2030 | 2035 | 2040
BM | 0 | 0 | 0 | 0 | 0 | 192
CC | 2243.5 | 0 | 0 | 0 | 0 | 0
CSP | 0 | 0 | 0 | 0 | 0 | 0
CT | 0 | 0 | 0 | 0 | 0 | 0
Coal | 58523.11 | 13520.97 | 97.2 | 0 | 0 | 0
Geo | 0 | 0 | 0 | 0 | 0 | 0
H | 0 | 0 | 0 | 0 | 0 | 0
LFG | 0 | 0 | 0 | 0 | 0 | 0
Nuc | 0 | 614.5 | 0 | 1488.2 | 25545.7 | 18166
PS | 0 | 0 | 0 | 0 | 0 | 0
PV | 0 | 0 | 0 | 0 | 32 | 0
PeakG | 268.5 | 0 | 0 | 0 | 0 | 0
PeakO | 1912.94 | 0 | 0 | 0 | 0 | 0
ST | 0 | 0 | 0 | 0 | 0 | 0
STOG | 33715.85 | 295.63 | 311.75 | 0 | 0 | 0
STWD | 668 | 0 | 0 | 0 | 0 | 0
WT | 0 | 0 | 0 | 0 | 0 | 0
IGCC | 0 | 0 | 0 | 0 | 0 | 0
DemandResponse | 0 | 0 | 0 | 0 | 0 | 0
IGCC-CCS | 0 | 0 | 0 | 0 | 0 | 0
WT_off | 0 | 0 | 0 | 0 | 468 | 0
PseudoUnit | 0 | 0 | 0 | 0 | 0 | 0
FixedInterchange | 0 | 0 | 0 | 0 | 0 | 0
Retirements of Capacity by Reporting Type: EI_Canada
ReportingType | 2015 | 2020 | 2025 | 2030 | 2035 | 2040
BM | 0 | 0 | 0 | 0 | 0 | 0
CC | 3106.62 | 0 | 0 | 0 | 0 | 0
CSP | 0 | 0 | 0 | 0 | 0 | 0
CT | 0 | 0 | 0 | 0 | 0 | 0
Coal | 7425.4 | 0 | 0 | 0 | 0 | 0
Geo | 0 | 0 | 0 | 0 | 0 | 0
H | 0 | 0 | 0 | 0 | 0 | 0
LFG | 0 | 0 | 0 | 0 | 0 | 0
Nuc | 0 | 0 | 0 | 0 | 1030 | 1540
PS | 0 | 0 | 0 | 0 | 0 | 0
PV | 0 | 0 | 0 | 0 | 1067.26 | 0
PeakG | 0 | 0 | 0 | 0 | 0 | 0
PeakO | 145.65 | 0 | 0 | 0 | 0 | 0
ST | 0 | 0 | 0 | 0 | 0 | 0
STOG | 2126 | 0 | 0 | 0 | 0 | 0
STWD | 139 | 0 | 0 | 0 | 0 | 0
WT | 0 | 0 | 0 | 0 | 1069.1 | 0
IGCC | 0 | 0 | 0 | 0 | 0 | 0
DemandResponse | 0 | 0 | 0 | 0 | 0 | 0
IGCC-CCS | 0 | 0 | 0 | 0 | 0 | 0
WT_off | 0 | 0 | 0 | 0 | 0 | 0
PseudoUnit | 0 | 0 | 0 | 0 | 0 | 0
FixedInterchange | 0 | 0 | 0 | 0 | 0 | 0
Retirements of Capacity by Reporting Type: EI
ReportingType | 2015 | 2020 | 2025 | 2030 | 2035 | 2040
BM | 0 | 0 | 0 | 0 | 0 | 192
CC | 5350.12 | 0 | 0 | 0 | 0 | 0
CSP | 0 | 0 | 0 | 0 | 0 | 0
CT | 0 | 0 | 0 | 0 | 0 | 0
Coal | 65948.52 | 13520.97 | 97.2 | 0 | 0 | 0
Geo | 0 | 0 | 0 | 0 | 0 | 0
H | 0 | 0 | 0 | 0 | 0 | 0
LFG | 0 | 0 | 0 | 0 | 0 | 0
Nuc | 0 | 614.5 | 0 | 1488.2 | 26575.7 | 19706
PS | 0 | 0 | 0 | 0 | 0 | 0
PV | 0 | 0 | 0 | 0 | 1099.26 | 0
PeakG | 268.5 | 0 | 0 | 0 | 0 | 0
PeakO | 2058.58 | 0 | 0 | 0 | 0 | 0
ST | 0 | 0 | 0 | 0 | 0 | 0
STOG | 35841.85 | 295.63 | 311.75 | 0 | 0 | 0
STWD | 807 | 0 | 0 | 0 | 0 | 0
WT | 0 | 0 | 0 | 0 | 1069.1 | 0
IGCC | 0 | 0 | 0 | 0 | 0 | 0
DemandResponse | 0 | 0 | 0 | 0 | 0 | 0
IGCC-CCS | 0 | 0 | 0 | 0 | 0 | 0
WT_off | 0 | 0 | 0 | 0 | 468 | 0
PseudoUnit | 0 | 0 | 0 | 0 | 0 | 0
FixedInterchange | 0 | 0 | 0 | 0 | 0 | 0
Retirements of Capacity by Reporting Type: Outside_EI
ReportingType | 2015 | 2020 | 2025 | 2030 | 2035 | 2040
BM | 0 | 0 | 0 | 0 | 0 | 0
CC | 2000 | 0 | 0 | 0 | 0 | 25.7
CSP | 475 | 0 | 0 | 0 | 0 | 0
CT | 0 | 0 | 0 | 0 | 1087.49 | 0
Coal | 2801.05 | 198.7 | 413.03 | 0 | 101.2 | 0
Geo | 4.8 | 0 | 0 | 0 | 0 | 0
H | 0 | 0 | 0 | 0 | 0 | 0
LFG | 0 | 0 | 0 | 0 | 0 | 0
Nuc | 0 | 0 | 0 | 0 | 0 | 0
PS | 0 | 0 | 0 | 0 | 0 | 0
PV | 0 | 0 | 0 | 0 | 14 | 0
PeakG | 3559.12 | 94.1 | 0 | 0 | 0 | 0
PeakO | 556.26 | 0 | 0 | 0 | 0 | 0
ST | 0 | 0 | 0 | 0 | 0 | 0
STOG | 6612.42 | 0 | 174.79 | 0 | 0 | 0
STWD | 735 | 0 | 0 | 0 | 0 | 0
WT | 126.2 | 0 | 0 | 0 | 0 | 0
IGCC | 0 | 0 | 0 | 0 | 0 | 0
DemandResponse | 0 | 0 | 0 | 0 | 0 | 0
IGCC-CCS | 0 | 0 | 0 | 0 | 0 | 0
WT_off | 0 | 0 | 0 | 0 | 0 | 0
PseudoUnit | 0 | 0 | 0 | 0 | 0 | 0
FixedInterchange | 0 | 0 | 0 | 0 | 0 | 0
#4 | Cumulative Retirements of Capacity (MW)
Cumulative Retirements of Capacity by Reporting Type: Entergy
ReportingType | 2015 | 2020 | 2025 | 2030 | 2035 | 2040
BM | 0 | 0 | 0 | 0 | 0 | 0
CC | 0 | 0 | 0 | 0 | 0 | 0
CSP | 0 | 0 | 0 | 0 | 0 | 0
CT | 0 | 0 | 0 | 0 | 0 | 0
Coal | 892.9 | 892.9 | 892.9 | 892.9 | 892.9 | 892.9
Geo | 0 | 0 | 0 | 0 | 0 | 0
H | 0 | 0 | 0 | 0 | 0 | 0
LFG | 0 | 0 | 0 | 0 | 0 | 0
Nuc | 0 | 0 | 0 | 0 | 842 | 1839
PS | 0 | 0 | 0 | 0 | 0 | 0
PV | 0 | 0 | 0 | 0 | 0 | 0
PeakG | 0 | 0 | 0 | 0 | 0 | 0
PeakO | 0 | 0 | 0 | 0 | 0 | 0
ST | 0 | 0 | 0 | 0 | 0 | 0
STOG | 10849.64 | 10849.64 | 11161.39 | 11161.39 | 11161.39 | 11161.39
STWD | 0 | 0 | 0 | 0 | 0 | 0
WT | 0 | 0 | 0 | 0 | 0 | 0
IGCC | 0 | 0 | 0 | 0 | 0 | 0
DemandResponse | 0 | 0 | 0 | 0 | 0 | 0
IGCC-CCS | 0 | 0 | 0 | 0 | 0 | 0
WT_off | 0 | 0 | 0 | 0 | 0 | 0
PseudoUnit | 0 | 0 | 0 | 0 | 0 | 0
FixedInterchange | 0 | 0 | 0 | 0 | 0 | 0
Cumulative Retirements of Capacity by Reporting Type: FRCC
ReportingType | 2015 | 2020 | 2025 | 2030 | 2035 | 2040
BM | 0 | 0 | 0 | 0 | 0 | 0
CC | 0 | 0 | 0 | 0 | 0 | 0
CSP | 0 | 0 | 0 | 0 | 0 | 0
CT | 0 | 0 | 0 | 0 | 0 | 0
Coal | 465.99 | 1334.99 | 1334.99 | 1334.99 | 1334.99 | 1334.99
Geo | 0 | 0 | 0 | 0 | 0 | 0
H | 0 | 0 | 0 | 0 | 0 | 0
LFG | 0 | 0 | 0 | 0 | 0 | 0
Nuc | 0 | 0 | 0 | 0 | 1615.33 | 3292.33
PS | 0 | 0 | 0 | 0 | 0 | 0
PV | 0 | 0 | 0 | 0 | 0 | 0
PeakG | 0 | 0 | 0 | 0 | 0 | 0
PeakO | 0 | 0 | 0 | 0 | 0 | 0
ST | 0 | 0 | 0 | 0 | 0 | 0
STOG | 5480.17 | 5775.79 | 5775.79 | 5775.79 | 5775.79 | 5775.79
STWD | 0 | 0 | 0 | 0 | 0 | 0
WT | 0 | 0 | 0 | 0 | 0 | 0
IGCC | 0 | 0 | 0 | 0 | 0 | 0
DemandResponse | 0 | 0 | 0 | 0 | 0 | 0
IGCC-CCS | 0 | 0 | 0 | 0 | 0 | 0
WT_off | 0 | 0 | 0 | 0 | 0 | 0
PseudoUnit | 0 | 0 | 0 | 0 | 0 | 0
FixedInterchange | 0 | 0 | 0 | 0 | 0 | 0
Cumulative Retirements of Capacity by Reporting Type: MAPP_US
ReportingType | 2015 | 2020 | 2025 | 2030 | 2035 | 2040
BM | 0 | 0 | 0 | 0 | 0 | 0
CC | 0 | 0 | 0 | 0 | 0 | 0
CSP | 0 | 0 | 0 | 0 | 0 | 0
CT | 0 | 0 | 0 | 0 | 0 | 0
Coal | 710.4 | 710.4 | 710.4 | 710.4 | 710.4 | 710.4
Geo | 0 | 0 | 0 | 0 | 0 | 0
H | 0 | 0 | 0 | 0 | 0 | 0
LFG | 0 | 0 | 0 | 0 | 0 | 0
Nuc | 0 | 0 | 0 | 0 | 0 | 0
PS | 0 | 0 | 0 | 0 | 0 | 0
PV | 0 | 0 | 0 | 0 | 0 | 0
PeakG | 0 | 0 | 0 | 0 | 0 | 0
PeakO | 245.99 | 245.99 | 245.99 | 245.99 | 245.99 | 245.99
ST | 0 | 0 | 0 | 0 | 0 | 0
STOG | 36 | 36 | 36 | 36 | 36 | 36
STWD | 0 | 0 | 0 | 0 | 0 | 0
WT | 0 | 0 | 0 | 0 | 0 | 0
IGCC | 0 | 0 | 0 | 0 | 0 | 0
DemandResponse | 0 | 0 | 0 | 0 | 0 | 0
IGCC-CCS | 0 | 0 | 0 | 0 | 0 | 0
WT_off | 0 | 0 | 0 | 0 | 0 | 0
PseudoUnit | 0 | 0 | 0 | 0 | 0 | 0
FixedInterchange | 0 | 0 | 0 | 0 | 0 | 0
Cumulative Retirements of Capacity by Reporting Type: MISO_IN
ReportingType | 2015 | 2020 | 2025 | 2030 | 2035 | 2040
BM | 0 | 0 | 0 | 0 | 0 | 0
CC | 0 | 0 | 0 | 0 | 0 | 0
CSP | 0 | 0 | 0 | 0 | 0 | 0
CT | 0 | 0 | 0 | 0 | 0 | 0
Coal | 929.9 | 929.9 | 929.9 | 929.9 | 929.9 | 929.9
Geo | 0 | 0 | 0 | 0 | 0 | 0
H | 0 | 0 | 0 | 0 | 0 | 0
LFG | 0 | 0 | 0 | 0 | 0 | 0
Nuc | 0 | 0 | 0 | 0 | 0 | 0
PS | 0 | 0 | 0 | 0 | 0 | 0
PV | 0 | 0 | 0 | 0 | 0 | 0
PeakG | 0 | 0 | 0 | 0 | 0 | 0
PeakO | 0 | 0 | 0 | 0 | 0 | 0
ST | 0 | 0 | 0 | 0 | 0 | 0
STOG | 0 | 0 | 0 | 0 | 0 | 0
STWD | 0 | 0 | 0 | 0 | 0 | 0
WT | 0 | 0 | 0 | 0 | 0 | 0
IGCC | 0 | 0 | 0 | 0 | 0 | 0
DemandResponse | 0 | 0 | 0 | 0 | 0 | 0
IGCC-CCS | 0 | 0 | 0 | 0 | 0 | 0
WT_off | 0 | 0 | 0 | 0 | 0 | 0
PseudoUnit | 0 | 0 | 0 | 0 | 0 | 0
FixedInterchange | 0 | 0 | 0 | 0 | 0 | 0
Cumulative Retirements of Capacity by Reporting Type: MISO_MI
ReportingType | 2015 | 2020 | 2025 | 2030 | 2035 | 2040
BM | 0 | 0 | 0 | 0 | 0 | 0
CC | 0 | 0 | 0 | 0 | 0 | 0
CSP | 0 | 0 | 0 | 0 | 0 | 0
CT | 0 | 0 | 0 | 0 | 0 | 0
Coal | 2325.99 | 3512.97 | 3512.97 | 3512.97 | 3512.97 | 3512.97
Geo | 0 | 0 | 0 | 0 | 0 | 0
H | 0 | 0 | 0 | 0 | 0 | 0
LFG | 0 | 0 | 0 | 0 | 0 | 0
Nuc | 0 | 0 | 0 | 0 | 778 | 778
PS | 0 | 0 | 0 | 0 | 0 | 0
PV | 0 | 0 | 0 | 0 | 0 | 0
PeakG | 0 | 0 | 0 | 0 | 0 | 0
PeakO | 0 | 0 | 0 | 0 | 0 | 0
ST | 0 | 0 | 0 | 0 | 0 | 0
STOG | 0 | 0 | 0 | 0 | 0 | 0
STWD | 0 | 0 | 0 | 0 | 0 | 0
WT | 0 | 0 | 0 | 0 | 0 | 0
IGCC | 0 | 0 | 0 | 0 | 0 | 0
DemandResponse | 0 | 0 | 0 | 0 | 0 | 0
IGCC-CCS | 0 | 0 | 0 | 0 | 0 | 0
WT_off | 0 | 0 | 0 | 0 | 0 | 0
PseudoUnit | 0 | 0 | 0 | 0 | 0 | 0
FixedInterchange | 0 | 0 | 0 | 0 | 0 | 0
Cumulative Retirements of Capacity by Reporting Type: MISO_MO-IL
ReportingType | 2015 | 2020 | 2025 | 2030 | 2035 | 2040
BM | 0 | 0 | 0 | 0 | 0 | 0
CC | 0 | 0 | 0 | 0 | 0 | 0
CSP | 0 | 0 | 0 | 0 | 0 | 0
CT | 0 | 0 | 0 | 0 | 0 | 0
Coal | 1024.69 | 2056.36 | 2056.36 | 2056.36 | 2056.36 | 2056.36
Geo | 0 | 0 | 0 | 0 | 0 | 0
H | 0 | 0 | 0 | 0 | 0 | 0
LFG | 0 | 0 | 0 | 0 | 0 | 0
Nuc | 0 | 0 | 0 | 0 | 0 | 0
PS | 0 | 0 | 0 | 0 | 0 | 0
PV | 0 | 0 | 0 | 0 | 0 | 0
PeakG | 0 | 0 | 0 | 0 | 0 | 0
PeakO | 0 | 0 | 0 | 0 | 0 | 0
ST | 0 | 0 | 0 | 0 | 0 | 0
STOG | 0 | 0 | 0 | 0 | 0 | 0
STWD | 0 | 0 | 0 | 0 | 0 | 0
WT | 0 | 0 | 0 | 0 | 0 | 0
IGCC | 0 | 0 | 0 | 0 | 0 | 0
DemandResponse | 0 | 0 | 0 | 0 | 0 | 0
IGCC-CCS | 0 | 0 | 0 | 0 | 0 | 0
WT_off | 0 | 0 | 0 | 0 | 0 | 0
PseudoUnit | 0 | 0 | 0 | 0 | 0 | 0
FixedInterchange | 0 | 0 | 0 | 0 | 0 | 0
Cumulative Retirements of Capacity by Reporting Type: MISO_W
ReportingType | 2015 | 2020 | 2025 | 2030 | 2035 | 2040
BM | 0 | 0 | 0 | 0 | 0 | 0
CC | 0 | 0 | 0 | 0 | 0 | 0
CSP | 0 | 0 | 0 | 0 | 0 | 0
CT | 0 | 0 | 0 | 0 | 0 | 0
Coal | 2356.89 | 2928.55 | 2928.55 | 2928.55 | 2928.55 | 2928.55
Geo | 0 | 0 | 0 | 0 | 0 | 0
H | 0 | 0 | 0 | 0 | 0 | 0
LFG | 0 | 0 | 0 | 0 | 0 | 0
Nuc | 0 | 0 | 0 | 0 | 2361.23 | 2361.23
PS | 0 | 0 | 0 | 0 | 0 | 0
PV | 0 | 0 | 0 | 0 | 0 | 0
PeakG | 0 | 0 | 0 | 0 | 0 | 0
PeakO | 0 | 0 | 0 | 0 | 0 | 0
ST | 0 | 0 | 0 | 0 | 0 | 0
STOG | 0 | 0 | 0 | 0 | 0 | 0
STWD | 0 | 0 | 0 | 0 | 0 | 0
WT | 0 | 0 | 0 | 0 | 0 | 0
IGCC | 0 | 0 | 0 | 0 | 0 | 0
DemandResponse | 0 | 0 | 0 | 0 | 0 | 0
IGCC-CCS | 0 | 0 | 0 | 0 | 0 | 0
WT_off | 0 | 0 | 0 | 0 | 0 | 0
PseudoUnit | 0 | 0 | 0 | 0 | 0 | 0
FixedInterchange | 0 | 0 | 0 | 0 | 0 | 0
Cumulative Retirements of Capacity by Reporting Type: MISO_WUMS
ReportingType | 2015 | 2020 | 2025 | 2030 | 2035 | 2040
BM | 0 | 0 | 0 | 0 | 0 | 0
CC | 0 | 0 | 0 | 0 | 0 | 0
CSP | 0 | 0 | 0 | 0 | 0 | 0
CT | 0 | 0 | 0 | 0 | 0 | 0
Coal | 2411.09 | 2411.09 | 2411.09 | 2411.09 | 2411.09 | 2411.09
Geo | 0 | 0 | 0 | 0 | 0 | 0
H | 0 | 0 | 0 | 0 | 0 | 0
LFG | 0 | 0 | 0 | 0 | 0 | 0
Nuc | 0 | 0 | 0 | 0 | 1816.9 | 1816.9
PS | 0 | 0 | 0 | 0 | 0 | 0
PV | 0 | 0 | 0 | 0 | 0 | 0
PeakG | 0 | 0 | 0 | 0 | 0 | 0
PeakO | 0 | 0 | 0 | 0 | 0 | 0
ST | 0 | 0 | 0 | 0 | 0 | 0
STOG | 59.5 | 59.5 | 59.5 | 59.5 | 59.5 | 59.5
STWD | 0 | 0 | 0 | 0 | 0 | 0
WT | 0 | 0 | 0 | 0 | 0 | 0
IGCC | 0 | 0 | 0 | 0 | 0 | 0
DemandResponse | 0 | 0 | 0 | 0 | 0 | 0
IGCC-CCS | 0 | 0 | 0 | 0 | 0 | 0
WT_off | 0 | 0 | 0 | 0 | 0 | 0
PseudoUnit | 0 | 0 | 0 | 0 | 0 | 0
FixedInterchange | 0 | 0 | 0 | 0 | 0 | 0
Cumulative Retirements of Capacity by Reporting Type: Nebraska
ReportingType | 2015 | 2020 | 2025 | 2030 | 2035 | 2040
BM | 0 | 0 | 0 | 0 | 0 | 0
CC | 0 | 0 | 0 | 0 | 0 | 0
CSP | 0 | 0 | 0 | 0 | 0 | 0
CT | 0 | 0 | 0 | 0 | 0 | 0
Coal | 0 | 0 | 0 | 0 | 0 | 0
Geo | 0 | 0 | 0 | 0 | 0 | 0
H | 0 | 0 | 0 | 0 | 0 | 0
LFG | 0 | 0 | 0 | 0 | 0 | 0
Nuc | 0 | 0 | 0 | 0 | 1251.8 | 1251.8
PS | 0 | 0 | 0 | 0 | 0 | 0
PV | 0 | 0 | 0 | 0 | 0 | 0
PeakG | 0 | 0 | 0 | 0 | 0 | 0
PeakO | 0 | 0 | 0 | 0 | 0 | 0
ST | 0 | 0 | 0 | 0 | 0 | 0
STOG | 0 | 0 | 0 | 0 | 0 | 0
STWD | 0 | 0 | 0 | 0 | 0 | 0
WT | 0 | 0 | 0 | 0 | 0 | 0
IGCC | 0 | 0 | 0 | 0 | 0 | 0
DemandResponse | 0 | 0 | 0 | 0 | 0 | 0
IGCC-CCS | 0 | 0 | 0 | 0 | 0 | 0
WT_off | 0 | 0 | 0 | 0 | 0 | 0
PseudoUnit | 0 | 0 | 0 | 0 | 0 | 0
FixedInterchange | 0 | 0 | 0 | 0 | 0 | 0
Cumulative Retirements of Capacity by Reporting Type: NEISO
ReportingType | 2015 | 2020 | 2025 | 2030 | 2035 | 2040
BM | 0 | 0 | 0 | 0 | 0 | 0
CC | 2243.5 | 2243.5 | 2243.5 | 2243.5 | 2243.5 | 2243.5
CSP | 0 | 0 | 0 | 0 | 0 | 0
CT | 0 | 0 | 0 | 0 | 0 | 0
Coal | 2250.13 | 2570.13 | 2570.13 | 2570.13 | 2570.13 | 2570.13
Geo | 0 | 0 | 0 | 0 | 0 | 0
H | 0 | 0 | 0 | 0 | 0 | 0
LFG | 0 | 0 | 0 | 0 | 0 | 0
Nuc | 0 | 0 | 0 | 0 | 1289 | 2165.92
PS | 0 | 0 | 0 | 0 | 0 | 0
PV | 0 | 0 | 0 | 0 | 0 | 0
PeakG | 0 | 0 | 0 | 0 | 0 | 0
PeakO | 444.25 | 444.25 | 444.25 | 444.25 | 444.25 | 444.25
ST | 0 | 0 | 0 | 0 | 0 | 0
STOG | 6237 | 6237 | 6237 | 6237 | 6237 | 6237
STWD | 0 | 0 | 0 | 0 | 0 | 0
WT | 0 | 0 | 0 | 0 | 0 | 0
IGCC | 0 | 0 | 0 | 0 | 0 | 0
DemandResponse | 0 | 0 | 0 | 0 | 0 | 0
IGCC-CCS | 0 | 0 | 0 | 0 | 0 | 0
WT_off | 0 | 0 | 0 | 0 | 468 | 468
PseudoUnit | 0 | 0 | 0 | 0 | 0 | 0
FixedInterchange | 0 | 0 | 0 | 0 | 0 | 0
Cumulative Retirements of Capacity by Reporting Type: NonRTO_Midwest
ReportingType | 2015 | 2020 | 2025 | 2030 | 2035 | 2040
BM | 0 | 0 | 0 | 0 | 0 | 0
CC | 0 | 0 | 0 | 0 | 0 | 0
CSP | 0 | 0 | 0 | 0 | 0 | 0
CT | 0 | 0 | 0 | 0 | 0 | 0
Coal | 1100.91 | 1100.91 | 1100.91 | 1100.91 | 1100.91 | 1100.91
Geo | 0 | 0 | 0 | 0 | 0 | 0
H | 0 | 0 | 0 | 0 | 0 | 0
LFG | 0 | 0 | 0 | 0 | 0 | 0
Nuc | 0 | 0 | 0 | 0 | 0 | 0
PS | 0 | 0 | 0 | 0 | 0 | 0
PV | 0 | 0 | 0 | 0 | 0 | 0
PeakG | 0 | 0 | 0 | 0 | 0 | 0
PeakO | 0 | 0 | 0 | 0 | 0 | 0
ST | 0 | 0 | 0 | 0 | 0 | 0
STOG | 0 | 0 | 0 | 0 | 0 | 0
STWD | 0 | 0 | 0 | 0 | 0 | 0
WT | 0 | 0 | 0 | 0 | 0 | 0
IGCC | 0 | 0 | 0 | 0 | 0 | 0
DemandResponse | 0 | 0 | 0 | 0 | 0 | 0
IGCC-CCS | 0 | 0 | 0 | 0 | 0 | 0
WT_off | 0 | 0 | 0 | 0 | 0 | 0
PseudoUnit | 0 | 0 | 0 | 0 | 0 | 0
FixedInterchange | 0 | 0 | 0 | 0 | 0 | 0
Cumulative Retirements of Capacity by Reporting Type: NYISO_A-F
ReportingType | 2015 | 2020 | 2025 | 2030 | 2035 | 2040
BM | 0 | 0 | 0 | 0 | 0 | 0
CC | 0 | 0 | 0 | 0 | 0 | 0
CSP | 0 | 0 | 0 | 0 | 0 | 0
CT | 0 | 0 | 0 | 0 | 0 | 0
Coal | 2251.89 | 2251.89 | 2251.89 | 2251.89 | 2251.89 | 2251.89
Geo | 0 | 0 | 0 | 0 | 0 | 0
H | 0 | 0 | 0 | 0 | 0 | 0
LFG | 0 | 0 | 0 | 0 | 0 | 0
Nuc | 0 | 0 | 0 | 621.2 | 1201.7 | 2053.9
PS | 0 | 0 | 0 | 0 | 0 | 0
PV | 0 | 0 | 0 | 0 | 0 | 0
PeakG | 0 | 0 | 0 | 0 | 0 | 0
PeakO | 0 | 0 | 0 | 0 | 0 | 0
ST | 0 | 0 | 0 | 0 | 0 | 0
STOG | 1701 | 1701 | 1701 | 1701 | 1701 | 1701
STWD | 0 | 0 | 0 | 0 | 0 | 0
WT | 0 | 0 | 0 | 0 | 0 | 0
IGCC | 0 | 0 | 0 | 0 | 0 | 0
DemandResponse | 0 | 0 | 0 | 0 | 0 | 0
IGCC-CCS | 0 | 0 | 0 | 0 | 0 | 0
WT_off | 0 | 0 | 0 | 0 | 0 | 0
PseudoUnit | 0 | 0 | 0 | 0 | 0 | 0
FixedInterchange | 0 | 0 | 0 | 0 | 0 | 0
Cumulative Retirements of Capacity by Reporting Type: NYISO_G-I
ReportingType | 2015 | 2020 | 2025 | 2030 | 2035 | 2040
BM | 0 | 0 | 0 | 0 | 0 | 0
CC | 0 | 0 | 0 | 0 | 0 | 0
CSP | 0 | 0 | 0 | 0 | 0 | 0
CT | 0 | 0 | 0 | 0 | 0 | 0
Coal | 368.2 | 368.2 | 368.2 | 368.2 | 368.2 | 368.2
Geo | 0 | 0 | 0 | 0 | 0 | 0
H | 0 | 0 | 0 | 0 | 0 | 0
LFG | 0 | 0 | 0 | 0 | 0 | 0
Nuc | 0 | 0 | 0 | 0 | 1019.6 | 2044.6
PS | 0 | 0 | 0 | 0 | 0 | 0
PV | 0 | 0 | 0 | 0 | 0 | 0
PeakG | 0 | 0 | 0 | 0 | 0 | 0
PeakO | 0 | 0 | 0 | 0 | 0 | 0
ST | 0 | 0 | 0 | 0 | 0 | 0
STOG | 2430.99 | 2430.99 | 2430.99 | 2430.99 | 2430.99 | 2430.99
STWD | 0 | 0 | 0 | 0 | 0 | 0
WT | 0 | 0 | 0 | 0 | 0 | 0
IGCC | 0 | 0 | 0 | 0 | 0 | 0
DemandResponse | 0 | 0 | 0 | 0 | 0 | 0
IGCC-CCS | 0 | 0 | 0 | 0 | 0 | 0
WT_off | 0 | 0 | 0 | 0 | 0 | 0
PseudoUnit | 0 | 0 | 0 | 0 | 0 | 0
FixedInterchange | 0 | 0 | 0 | 0 | 0 | 0
Cumulative Retirements of Capacity by Reporting Type: NYISO_J-K
ReportingType | 2015 | 2020 | 2025 | 2030 | 2035 | 2040
BM | 0 | 0 | 0 | 0 | 0 | 0
CC | 0 | 0 | 0 | 0 | 0 | 0
CSP | 0 | 0 | 0 | 0 | 0 | 0
CT | 0 | 0 | 0 | 0 | 0 | 0
Coal | 0 | 0 | 0 | 0 | 0 | 0
Geo | 0 | 0 | 0 | 0 | 0 | 0
H | 0 | 0 | 0 | 0 | 0 | 0
LFG | 0 | 0 | 0 | 0 | 0 | 0
Nuc | 0 | 0 | 0 | 0 | 0 | 0
PS | 0 | 0 | 0 | 0 | 0 | 0
PV | 0 | 0 | 0 | 0 | 32 | 32
PeakG | 0 | 0 | 0 | 0 | 0 | 0
PeakO | 0 | 0 | 0 | 0 | 0 | 0
ST | 0 | 0 | 0 | 0 | 0 | 0
STOG | 1128.57 | 1128.57 | 1128.57 | 1128.57 | 1128.57 | 1128.57
STWD | 0 | 0 | 0 | 0 | 0 | 0
WT | 0 | 0 | 0 | 0 | 0 | 0
IGCC | 0 | 0 | 0 | 0 | 0 | 0
DemandResponse | 0 | 0 | 0 | 0 | 0 | 0
IGCC-CCS | 0 | 0 | 0 | 0 | 0 | 0
WT_off | 0 | 0 | 0 | 0 | 0 | 0
PseudoUnit | 0 | 0 | 0 | 0 | 0 | 0
FixedInterchange | 0 | 0 | 0 | 0 | 0 | 0
Cumulative Retirements of Capacity by Reporting Type: PJM_E
ReportingType | 2015 | 2020 | 2025 | 2030 | 2035 | 2040
BM | 0 | 0 | 0 | 0 | 0 | 0
CC | 0 | 0 | 0 | 0 | 0 | 0
CSP | 0 | 0 | 0 | 0 | 0 | 0
CT | 0 | 0 | 0 | 0 | 0 | 0
Coal | 2804 | 3371.99 | 3371.99 | 3371.99 | 3371.99 | 3371.99
Geo | 0 | 0 | 0 | 0 | 0 | 0
H | 0 | 0 | 0 | 0 | 0 | 0
LFG | 0 | 0 | 0 | 0 | 0 | 0
Nuc | 0 | 614.5 | 614.5 | 614.5 | 2838.5 | 4012.5
PS | 0 | 0 | 0 | 0 | 0 | 0
PV | 0 | 0 | 0 | 0 | 0 | 0
PeakG | 268.5 | 268.5 | 268.5 | 268.5 | 268.5 | 268.5
PeakO | 2.7 | 2.7 | 2.7 | 2.7 | 2.7 | 2.7
ST | 0 | 0 | 0 | 0 | 0 | 0
STOG | 629.5 | 629.5 | 629.5 | 629.5 | 629.5 | 629.5
STWD | 0 | 0 | 0 | 0 | 0 | 0
WT | 0 | 0 | 0 | 0 | 0 | 0
IGCC | 0 | 0 | 0 | 0 | 0 | 0
DemandResponse | 0 | 0 | 0 | 0 | 0 | 0
IGCC-CCS | 0 | 0 | 0 | 0 | 0 | 0
WT_off | 0 | 0 | 0 | 0 | 0 | 0
PseudoUnit | 0 | 0 | 0 | 0 | 0 | 0
FixedInterchange | 0 | 0 | 0 | 0 | 0 | 0
Cumulative Retirements of Capacity by Reporting Type: PJM_ROM
ReportingType | 2015 | 2020 | 2025 | 2030 | 2035 | 2040
BM | 0 | 0 | 0 | 0 | 0 | 0
CC | 0 | 0 | 0 | 0 | 0 | 0
CSP | 0 | 0 | 0 | 0 | 0 | 0
CT | 0 | 0 | 0 | 0 | 0 | 0
Coal | 8045.49 | 8045.49 | 8045.49 | 8045.49 | 8045.49 | 8045.49
Geo | 0 | 0 | 0 | 0 | 0 | 0
H | 0 | 0 | 0 | 0 | 0 | 0
LFG | 0 | 0 | 0 | 0 | 0 | 0
Nuc | 0 | 0 | 0 | 0 | 1732 | 2631
PS | 0 | 0 | 0 | 0 | 0 | 0
PV | 0 | 0 | 0 | 0 | 0 | 0
PeakG | 0 | 0 | 0 | 0 | 0 | 0
PeakO | 270 | 270 | 270 | 270 | 270 | 270
ST | 0 | 0 | 0 | 0 | 0 | 0
STOG | 580 | 580 | 580 | 580 | 580 | 580
STWD | 0 | 0 | 0 | 0 | 0 | 0
WT | 0 | 0 | 0 | 0 | 0 | 0
IGCC | 0 | 0 | 0 | 0 | 0 | 0
DemandResponse | 0 | 0 | 0 | 0 | 0 | 0
IGCC-CCS | 0 | 0 | 0 | 0 | 0 | 0
WT_off | 0 | 0 | 0 | 0 | 0 | 0
PseudoUnit | 0 | 0 | 0 | 0 | 0 | 0
FixedInterchange | 0 | 0 | 0 | 0 | 0 | 0
Cumulative Retirements of Capacity by Reporting Type: PJM_ROR
ReportingType | 2015 | 2020 | 2025 | 2030 | 2035 | 2040
BM | 0 | 0 | 0 | 0 | 0 | 192
CC | 0 | 0 | 0 | 0 | 0 | 0
CSP | 0 | 0 | 0 | 0 | 0 | 0
CT | 0 | 0 | 0 | 0 | 0 | 0
Coal | 13793.32 | 20222.92 | 20222.92 | 20222.92 | 20222.92 | 20222.92
Geo | 0 | 0 | 0 | 0 | 0 | 0
H | 0 | 0 | 0 | 0 | 0 | 0
LFG | 0 | 0 | 0 | 0 | 0 | 0
Nuc | 0 | 0 | 0 | 867 | 5142 | 10025.16
PS | 0 | 0 | 0 | 0 | 0 | 0
PV | 0 | 0 | 0 | 0 | 0 | 0
PeakG | 0 | 0 | 0 | 0 | 0 | 0
PeakO | 19 | 19 | 19 | 19 | 19 | 19
ST | 0 | 0 | 0 | 0 | 0 | 0
STOG | 0 | 0 | 0 | 0 | 0 | 0
STWD | 0 | 0 | 0 | 0 | 0 | 0
WT | 0 | 0 | 0 | 0 | 0 | 0
IGCC | 0 | 0 | 0 | 0 | 0 | 0
DemandResponse | 0 | 0 | 0 | 0 | 0 | 0
IGCC-CCS | 0 | 0 | 0 | 0 | 0 | 0
WT_off | 0 | 0 | 0 | 0 | 0 | 0
PseudoUnit | 0 | 0 | 0 | 0 | 0 | 0
FixedInterchange | 0 | 0 | 0 | 0 | 0 | 0
Cumulative Retirements of Capacity by Reporting Type: SOCO
ReportingType | 2015 | 2020 | 2025 | 2030 | 2035 | 2040
BM | 0 | 0 | 0 | 0 | 0 | 0
CC | 0 | 0 | 0 | 0 | 0 | 0
CSP | 0 | 0 | 0 | 0 | 0 | 0
CT | 0 | 0 | 0 | 0 | 0 | 0
Coal | 8549.54 | 8549.54 | 8549.54 | 8549.54 | 8549.54 | 8549.54
Geo | 0 | 0 | 0 | 0 | 0 | 0
H | 0 | 0 | 0 | 0 | 0 | 0
LFG | 0 | 0 | 0 | 0 | 0 | 0
Nuc | 0 | 0 | 0 | 0 | 0 | 2645.05
PS | 0 | 0 | 0 | 0 | 0 | 0
PV | 0 | 0 | 0 | 0 | 0 | 0
PeakG | 0 | 0 | 0 | 0 | 0 | 0
PeakO | 931 | 931 | 931 | 931 | 931 | 931
ST | 0 | 0 | 0 | 0 | 0 | 0
STOG | 854 | 854 | 854 | 854 | 854 | 854
STWD | 668 | 668 | 668 | 668 | 668 | 668
WT | 0 | 0 | 0 | 0 | 0 | 0
IGCC | 0 | 0 | 0 | 0 | 0 | 0
DemandResponse | 0 | 0 | 0 | 0 | 0 | 0
IGCC-CCS | 0 | 0 | 0 | 0 | 0 | 0
WT_off | 0 | 0 | 0 | 0 | 0 | 0
PseudoUnit | 0 | 0 | 0 | 0 | 0 | 0
FixedInterchange | 0 | 0 | 0 | 0 | 0 | 0
Cumulative Retirements of Capacity by Reporting Type: SPP_N
ReportingType | 2015 | 2020 | 2025 | 2030 | 2035 | 2040
BM | 0 | 0 | 0 | 0 | 0 | 0
CC | 0 | 0 | 0 | 0 | 0 | 0
CSP | 0 | 0 | 0 | 0 | 0 | 0
CT | 0 | 0 | 0 | 0 | 0 | 0
Coal | 0 | 0 | 0 | 0 | 0 | 0
Geo | 0 | 0 | 0 | 0 | 0 | 0
H | 0 | 0 | 0 | 0 | 0 | 0
LFG | 0 | 0 | 0 | 0 | 0 | 0
Nuc | 0 | 0 | 0 | 0 | 0 | 0
PS | 0 | 0 | 0 | 0 | 0 | 0
PV | 0 | 0 | 0 | 0 | 0 | 0
PeakG | 0 | 0 | 0 | 0 | 0 | 0
PeakO | 0 | 0 | 0 | 0 | 0 | 0
ST | 0 | 0 | 0 | 0 | 0 | 0
STOG | 86.95 | 86.95 | 86.95 | 86.95 | 86.95 | 86.95
STWD | 0 | 0 | 0 | 0 | 0 | 0
WT | 0 | 0 | 0 | 0 | 0 | 0
IGCC | 0 | 0 | 0 | 0 | 0 | 0
DemandResponse | 0 | 0 | 0 | 0 | 0 | 0
IGCC-CCS | 0 | 0 | 0 | 0 | 0 | 0
WT_off | 0 | 0 | 0 | 0 | 0 | 0
PseudoUnit | 0 | 0 | 0 | 0 | 0 | 0
FixedInterchange | 0 | 0 | 0 | 0 | 0 | 0
Cumulative Retirements of Capacity by Reporting Type: SPP_S
ReportingType | 2015 | 2020 | 2025 | 2030 | 2035 | 2040
BM | 0 | 0 | 0 | 0 | 0 | 0
CC | 0 | 0 | 0 | 0 | 0 | 0
CSP | 0 | 0 | 0 | 0 | 0 | 0
CT | 0 | 0 | 0 | 0 | 0 | 0
Coal | 1221.58 | 1221.58 | 1318.79 | 1318.79 | 1318.79 | 1318.79
Geo | 0 | 0 | 0 | 0 | 0 | 0
H | 0 | 0 | 0 | 0 | 0 | 0
LFG | 0 | 0 | 0 | 0 | 0 | 0
Nuc | 0 | 0 | 0 | 0 | 0 | 0
PS | 0 | 0 | 0 | 0 | 0 | 0
PV | 0 | 0 | 0 | 0 | 0 | 0
PeakG | 0 | 0 | 0 | 0 | 0 | 0
PeakO | 0 | 0 | 0 | 0 | 0 | 0
ST | 0 | 0 | 0 | 0 | 0 | 0
STOG | 3642.53 | 3642.53 | 3642.53 | 3642.53 | 3642.53 | 3642.53
STWD | 0 | 0 | 0 | 0 | 0 | 0
WT | 0 | 0 | 0 | 0 | 0 | 0
IGCC | 0 | 0 | 0 | 0 | 0 | 0
DemandResponse | 0 | 0 | 0 | 0 | 0 | 0
IGCC-CCS | 0 | 0 | 0 | 0 | 0 | 0
WT_off | 0 | 0 | 0 | 0 | 0 | 0
PseudoUnit | 0 | 0 | 0 | 0 | 0 | 0
FixedInterchange | 0 | 0 | 0 | 0 | 0 | 0
Cumulative Retirements of Capacity by Reporting Type: TVA
ReportingType | 2015 | 2020 | 2025 | 2030 | 2035 | 2040
BM | 0 | 0 | 0 | 0 | 0 | 0
CC | 0 | 0 | 0 | 0 | 0 | 0
CSP | 0 | 0 | 0 | 0 | 0 | 0
CT | 0 | 0 | 0 | 0 | 0 | 0
Coal | 3802.82 | 4168.9 | 4168.9 | 4168.9 | 4168.9 | 4168.9
Geo | 0 | 0 | 0 | 0 | 0 | 0
H | 0 | 0 | 0 | 0 | 0 | 0
LFG | 0 | 0 | 0 | 0 | 0 | 0
Nuc | 0 | 0 | 0 | 0 | 2512.33 | 3791
PS | 0 | 0 | 0 | 0 | 0 | 0
PV | 0 | 0 | 0 | 0 | 0 | 0
PeakG | 0 | 0 | 0 | 0 | 0 | 0
PeakO | 0 | 0 | 0 | 0 | 0 | 0
ST | 0 | 0 | 0 | 0 | 0 | 0
STOG | 0 | 0 | 0 | 0 | 0 | 0
STWD | 0 | 0 | 0 | 0 | 0 | 0
WT | 0 | 0 | 0 | 0 | 0 | 0
IGCC | 0 | 0 | 0 | 0 | 0 | 0
DemandResponse | 0 | 0 | 0 | 0 | 0 | 0
IGCC-CCS | 0 | 0 | 0 | 0 | 0 | 0
WT_off | 0 | 0 | 0 | 0 | 0 | 0
PseudoUnit | 0 | 0 | 0 | 0 | 0 | 0
FixedInterchange | 0 | 0 | 0 | 0 | 0 | 0
Cumulative Retirements of Capacity by Reporting Type: TVA_Transmission
ReportingType | 2015 | 2020 | 2025 | 2030 | 2035 | 2040
BM | 0 | 0 | 0 | 0 | 0 | 0
CC | 0 | 0 | 0 | 0 | 0 | 0
CSP | 0 | 0 | 0 | 0 | 0 | 0
CT | 0 | 0 | 0 | 0 | 0 | 0
Coal | 0 | 0 | 0 | 0 | 0 | 0
Geo | 0 | 0 | 0 | 0 | 0 | 0
H | 0 | 0 | 0 | 0 | 0 | 0
LFG | 0 | 0 | 0 | 0 | 0 | 0
Nuc | 0 | 0 | 0 | 0 | 0 | 0
PS | 0 | 0 | 0 | 0 | 0 | 0
PV | 0 | 0 | 0 | 0 | 0 | 0
PeakG | 0 | 0 | 0 | 0 | 0 | 0
PeakO | 0 | 0 | 0 | 0 | 0 | 0
ST | 0 | 0 | 0 | 0 | 0 | 0
STOG | 0 | 0 | 0 | 0 | 0 | 0
STWD | 0 | 0 | 0 | 0 | 0 | 0
WT | 0 | 0 | 0 | 0 | 0 | 0
IGCC | 0 | 0 | 0 | 0 | 0 | 0
DemandResponse | 0 | 0 | 0 | 0 | 0 | 0
IGCC-CCS | 0 | 0 | 0 | 0 | 0 | 0
WT_off | 0 | 0 | 0 | 0 | 0 | 0
PseudoUnit | 0 | 0 | 0 | 0 | 0 | 0
FixedInterchange | 0 | 0 | 0 | 0 | 0 | 0
Cumulative Retirements of Capacity by Reporting Type: VACAR
ReportingType | 2015 | 2020 | 2025 | 2030 | 2035 | 2040
BM | 0 | 0 | 0 | 0 | 0 | 0
CC | 0 | 0 | 0 | 0 | 0 | 0
CSP | 0 | 0 | 0 | 0 | 0 | 0
CT | 0 | 0 | 0 | 0 | 0 | 0
Coal | 3217.38 | 5395.36 | 5395.36 | 5395.36 | 5395.36 | 5395.36
Geo | 0 | 0 | 0 | 0 | 0 | 0
H | 0 | 0 | 0 | 0 | 0 | 0
LFG | 0 | 0 | 0 | 0 | 0 | 0
Nuc | 0 | 0 | 0 | 0 | 3248 | 5106
PS | 0 | 0 | 0 | 0 | 0 | 0
PV | 0 | 0 | 0 | 0 | 0 | 0
PeakG | 0 | 0 | 0 | 0 | 0 | 0
PeakO | 0 | 0 | 0 | 0 | 0 | 0
ST | 0 | 0 | 0 | 0 | 0 | 0
STOG | 0 | 0 | 0 | 0 | 0 | 0
STWD | 0 | 0 | 0 | 0 | 0 | 0
WT | 0 | 0 | 0 | 0 | 0 | 0
IGCC | 0 | 0 | 0 | 0 | 0 | 0
DemandResponse | 0 | 0 | 0 | 0 | 0 | 0
IGCC-CCS | 0 | 0 | 0 | 0 | 0 | 0
WT_off | 0 | 0 | 0 | 0 | 0 | 0
PseudoUnit | 0 | 0 | 0 | 0 | 0 | 0
FixedInterchange | 0 | 0 | 0 | 0 | 0 | 0
Cumulative Retirements of Capacity by Reporting Type: IESO
ReportingType | 2015 | 2020 | 2025 | 2030 | 2035 | 2040
BM | 0 | 0 | 0 | 0 | 0 | 0
CC | 3106.62 | 3106.62 | 3106.62 | 3106.62 | 3106.62 | 3106.62
CSP | 0 | 0 | 0 | 0 | 0 | 0
CT | 0 | 0 | 0 | 0 | 0 | 0
Coal | 6416 | 6416 | 6416 | 6416 | 6416 | 6416
Geo | 0 | 0 | 0 | 0 | 0 | 0
H | 0 | 0 | 0 | 0 | 0 | 0
LFG | 0 | 0 | 0 | 0 | 0 | 0
Nuc | 0 | 0 | 0 | 0 | 1030 | 2570
PS | 0 | 0 | 0 | 0 | 0 | 0
PV | 0 | 0 | 0 | 0 | 1067.26 | 1067.26
PeakG | 0 | 0 | 0 | 0 | 0 | 0
PeakO | 145.65 | 145.65 | 145.65 | 145.65 | 145.65 | 145.65
ST | 0 | 0 | 0 | 0 | 0 | 0
STOG | 2126 | 2126 | 2126 | 2126 | 2126 | 2126
STWD | 139 | 139 | 139 | 139 | 139 | 139
WT | 0 | 0 | 0 | 0 | 1069.1 | 1069.1
IGCC | 0 | 0 | 0 | 0 | 0 | 0
DemandResponse | 0 | 0 | 0 | 0 | 0 | 0
IGCC-CCS | 0 | 0 | 0 | 0 | 0 | 0
WT_off | 0 | 0 | 0 | 0 | 0 | 0
PseudoUnit | 0 | 0 | 0 | 0 | 0 | 0
FixedInterchange | 0 | 0 | 0 | 0 | 0 | 0
Cumulative Retirements of Capacity by Reporting Type: MAPP_CA
ReportingType | 2015 | 2020 | 2025 | 2030 | 2035 | 2040
BM | 0 | 0 | 0 | 0 | 0 | 0
CC | 0 | 0 | 0 | 0 | 0 | 0
CSP | 0 | 0 | 0 | 0 | 0 | 0
CT | 0 | 0 | 0 | 0 | 0 | 0
Coal | 1009.4 | 1009.4 | 1009.4 | 1009.4 | 1009.4 | 1009.4
Geo | 0 | 0 | 0 | 0 | 0 | 0
H | 0 | 0 | 0 | 0 | 0 | 0
LFG | 0 | 0 | 0 | 0 | 0 | 0
Nuc | 0 | 0 | 0 | 0 | 0 | 0
PS | 0 | 0 | 0 | 0 | 0 | 0
PV | 0 | 0 | 0 | 0 | 0 | 0
PeakG | 0 | 0 | 0 | 0 | 0 | 0
PeakO | 0 | 0 | 0 | 0 | 0 | 0
ST | 0 | 0 | 0 | 0 | 0 | 0
STOG | 0 | 0 | 0 | 0 | 0 | 0
STWD | 0 | 0 | 0 | 0 | 0 | 0
WT | 0 | 0 | 0 | 0 | 0 | 0
IGCC | 0 | 0 | 0 | 0 | 0 | 0
DemandResponse | 0 | 0 | 0 | 0 | 0 | 0
IGCC-CCS | 0 | 0 | 0 | 0 | 0 | 0
WT_off | 0 | 0 | 0 | 0 | 0 | 0
PseudoUnit | 0 | 0 | 0 | 0 | 0 | 0
FixedInterchange | 0 | 0 | 0 | 0 | 0 | 0
Cumulative Retirements of Capacity by Reporting Type: AZ_NM_SNV_Coal
ReportingType | 2015 | 2020 | 2025 | 2030 | 2035 | 2040
BM | 0 | 0 | 0 | 0 | 0 | 0
CC | 0 | 0 | 0 | 0 | 0 | 0
CSP | 0 | 0 | 0 | 0 | 0 | 0
CT | 0 | 0 | 0 | 0 | 0 | 0
Coal | 0 | 0 | 0 | 0 | 0 | 0
Geo | 0 | 0 | 0 | 0 | 0 | 0
H | 0 | 0 | 0 | 0 | 0 | 0
LFG | 0 | 0 | 0 | 0 | 0 | 0
Nuc | 0 | 0 | 0 | 0 | 0 | 0
PS | 0 | 0 | 0 | 0 | 0 | 0
PV | 0 | 0 | 0 | 0 | 0 | 0
PeakG | 0 | 0 | 0 | 0 | 0 | 0
PeakO | 196.26 | 196.26 | 196.26 | 196.26 | 196.26 | 196.26
ST | 0 | 0 | 0 | 0 | 0 | 0
STOG | 0 | 0 | 0 | 0 | 0 | 0
STWD | 0 | 0 | 0 | 0 | 0 | 0
WT | 0 | 0 | 0 | 0 | 0 | 0
IGCC | 0 | 0 | 0 | 0 | 0 | 0
DemandResponse | 0 | 0 | 0 | 0 | 0 | 0
IGCC-CCS | 0 | 0 | 0 | 0 | 0 | 0
WT_off | 0 | 0 | 0 | 0 | 0 | 0
PseudoUnit | 0 | 0 | 0 | 0 | 0 | 0
FixedInterchange | 0 | 0 | 0 | 0 | 0 | 0
Cumulative Retirements of Capacity by Reporting Type: AZ_NM_SNV_Gas
ReportingType | 2015 | 2020 | 2025 | 2030 | 2035 | 2040
BM | 0 | 0 | 0 | 0 | 0 | 0
CC | 322 | 322 | 322 | 322 | 322 | 322
CSP | 0 | 0 | 0 | 0 | 0 | 0
CT | 0 | 0 | 0 | 0 | 736 | 736
Coal | 0 | 0 | 0 | 0 | 0 | 0
Geo | 0 | 0 | 0 | 0 | 0 | 0
H | 0 | 0 | 0 | 0 | 0 | 0
LFG | 0 | 0 | 0 | 0 | 0 | 0
Nuc | 0 | 0 | 0 | 0 | 0 | 0
PS | 0 | 0 | 0 | 0 | 0 | 0
PV | 0 | 0 | 0 | 0 | 0 | 0
PeakG | 0 | 0 | 0 | 0 | 0 | 0
PeakO | 0 | 0 | 0 | 0 | 0 | 0
ST | 0 | 0 | 0 | 0 | 0 | 0
STOG | 2064 | 2064 | 2064 | 2064 | 2064 | 2064
STWD | 0 | 0 | 0 | 0 | 0 | 0
WT | 0 | 0 | 0 | 0 | 0 | 0
IGCC | 0 | 0 | 0 | 0 | 0 | 0
DemandResponse | 0 | 0 | 0 | 0 | 0 | 0
IGCC-CCS | 0 | 0 | 0 | 0 | 0 | 0
WT_off | 0 | 0 | 0 | 0 | 0 | 0
PseudoUnit | 0 | 0 | 0 | 0 | 0 | 0
FixedInterchange | 0 | 0 | 0 | 0 | 0 | 0
Cumulative Retirements of Capacity by Reporting Type: AZ_NM_SNV_NucRenew
ReportingType | 2015 | 2020 | 2025 | 2030 | 2035 | 2040
BM | 0 | 0 | 0 | 0 | 0 | 0
CC | 0 | 0 | 0 | 0 | 0 | 0
CSP | 65 | 65 | 65 | 65 | 65 | 65
CT | 0 | 0 | 0 | 0 | 0 | 0
Coal | 0 | 0 | 0 | 0 | 0 | 0
Geo | 0 | 0 | 0 | 0 | 0 | 0
H | 0 | 0 | 0 | 0 | 0 | 0
LFG | 0 | 0 | 0 | 0 | 0 | 0
Nuc | 0 | 0 | 0 | 0 | 0 | 0
PS | 0 | 0 | 0 | 0 | 0 | 0
PV | 0 | 0 | 0 | 0 | 0 | 0
PeakG | 0 | 0 | 0 | 0 | 0 | 0
PeakO | 0 | 0 | 0 | 0 | 0 | 0
ST | 0 | 0 | 0 | 0 | 0 | 0
STOG | 0 | 0 | 0 | 0 | 0 | 0
STWD | 0 | 0 | 0 | 0 | 0 | 0
WT | 0 | 0 | 0 | 0 | 0 | 0
IGCC | 0 | 0 | 0 | 0 | 0 | 0
DemandResponse | 0 | 0 | 0 | 0 | 0 | 0
IGCC-CCS | 0 | 0 | 0 | 0 | 0 | 0
WT_off | 0 | 0 | 0 | 0 | 0 | 0
PseudoUnit | 0 | 0 | 0 | 0 | 0 | 0
FixedInterchange | 0 | 0 | 0 | 0 | 0 | 0
Cumulative Retirements of Capacity by Reporting Type: ERCOT
ReportingType | 2015 | 2020 | 2025 | 2030 | 2035 | 2040
BM | 0 | 0 | 0 | 0 | 0 | 0
CC | 0 | 0 | 0 | 0 | 0 | 0
CSP | 0 | 0 | 0 | 0 | 0 | 0
CT | 0 | 0 | 0 | 0 | 0 | 0
Coal | 1144 | 1144 | 1144 | 1144 | 1144 | 1144
Geo | 0 | 0 | 0 | 0 | 0 | 0
H | 0 | 0 | 0 | 0 | 0 | 0
LFG | 0 | 0 | 0 | 0 | 0 | 0
Nuc | 0 | 0 | 0 | 0 | 0 | 0
PS | 0 | 0 | 0 | 0 | 0 | 0
PV | 0 | 0 | 0 | 0 | 14 | 14
PeakG | 0 | 0 | 0 | 0 | 0 | 0
PeakO | 0 | 0 | 0 | 0 | 0 | 0
ST | 0 | 0 | 0 | 0 | 0 | 0
STOG | 417.02 | 417.02 | 591.81 | 591.81 | 591.81 | 591.81
STWD | 0 | 0 | 0 | 0 | 0 | 0
WT | 0 | 0 | 0 | 0 | 0 | 0
IGCC | 0 | 0 | 0 | 0 | 0 | 0
DemandResponse | 0 | 0 | 0 | 0 | 0 | 0
IGCC-CCS | 0 | 0 | 0 | 0 | 0 | 0
WT_off | 0 | 0 | 0 | 0 | 0 | 0
PseudoUnit | 0 | 0 | 0 | 0 | 0 | 0
FixedInterchange | 0 | 0 | 0 | 0 | 0 | 0
Cumulative Retirements of Capacity by Reporting Type: NP15
ReportingType | 2015 | 2020 | 2025 | 2030 | 2035 | 2040
BM | 0 | 0 | 0 | 0 | 0 | 0
CC | 0 | 0 | 0 | 0 | 0 | 0
CSP | 0 | 0 | 0 | 0 | 0 | 0
CT | 0 | 0 | 0 | 0 | 0 | 0
Coal | 163.7 | 191.9 | 191.9 | 191.9 | 191.9 | 191.9
Geo | 0 | 0 | 0 | 0 | 0 | 0
H | 0 | 0 | 0 | 0 | 0 | 0
LFG | 0 | 0 | 0 | 0 | 0 | 0
Nuc | 0 | 0 | 0 | 0 | 0 | 0
PS | 0 | 0 | 0 | 0 | 0 | 0
PV | 0 | 0 | 0 | 0 | 0 | 0
PeakG | 0 | 0 | 0 | 0 | 0 | 0
PeakO | 156 | 156 | 156 | 156 | 156 | 156
ST | 0 | 0 | 0 | 0 | 0 | 0
STOG | 1046.4 | 1046.4 | 1046.4 | 1046.4 | 1046.4 | 1046.4
STWD | 0 | 0 | 0 | 0 | 0 | 0
WT | 0 | 0 | 0 | 0 | 0 | 0
IGCC | 0 | 0 | 0 | 0 | 0 | 0
DemandResponse | 0 | 0 | 0 | 0 | 0 | 0
IGCC-CCS | 0 | 0 | 0 | 0 | 0 | 0
WT_off | 0 | 0 | 0 | 0 | 0 | 0
PseudoUnit | 0 | 0 | 0 | 0 | 0 | 0
FixedInterchange | 0 | 0 | 0 | 0 | 0 | 0
Cumulative Retirements of Capacity by Reporting Type: NWPP_Coal
ReportingType | 2015 | 2020 | 2025 | 2030 | 2035 | 2040
BM | 0 | 0 | 0 | 0 | 0 | 0
CC | 0 | 0 | 0 | 0 | 0 | 0
CSP | 0 | 0 | 0 | 0 | 0 | 0
CT | 0 | 0 | 0 | 0 | 0 | 0
Coal | 685.88 | 685.88 | 685.88 | 685.88 | 685.88 | 685.88
Geo | 0 | 0 | 0 | 0 | 0 | 0
H | 0 | 0 | 0 | 0 | 0 | 0
LFG | 0 | 0 | 0 | 0 | 0 | 0
Nuc | 0 | 0 | 0 | 0 | 0 | 0
PS | 0 | 0 | 0 | 0 | 0 | 0
PV | 0 | 0 | 0 | 0 | 0 | 0
PeakG | 0 | 0 | 0 | 0 | 0 | 0
PeakO | 183 | 183 | 183 | 183 | 183 | 183
ST | 0 | 0 | 0 | 0 | 0 | 0
STOG | 0 | 0 | 0 | 0 | 0 | 0
STWD | 0 | 0 | 0 | 0 | 0 | 0
WT | 0 | 0 | 0 | 0 | 0 | 0
IGCC | 0 | 0 | 0 | 0 | 0 | 0
DemandResponse | 0 | 0 | 0 | 0 | 0 | 0
IGCC-CCS | 0 | 0 | 0 | 0 | 0 | 0
WT_off | 0 | 0 | 0 | 0 | 0 | 0
PseudoUnit | 0 | 0 | 0 | 0 | 0 | 0
FixedInterchange | 0 | 0 | 0 | 0 | 0 | 0
Cumulative Retirements of Capacity by Reporting Type: NWPP_Gas
ReportingType | 2015 | 2020 | 2025 | 2030 | 2035 | 2040
BM | 0 | 0 | 0 | 0 | 0 | 0
CC | 1678 | 1678 | 1678 | 1678 | 1678 | 1678
CSP | 0 | 0 | 0 | 0 | 0 | 0
CT | 0 | 0 | 0 | 0 | 150 | 150
Coal | 0 | 0 | 0 | 0 | 0 | 0
Geo | 0 | 0 | 0 | 0 | 0 | 0
H | 0 | 0 | 0 | 0 | 0 | 0
LFG | 0 | 0 | 0 | 0 | 0 | 0
Nuc | 0 | 0 | 0 | 0 | 0 | 0
PS | 0 | 0 | 0 | 0 | 0 | 0
PV | 0 | 0 | 0 | 0 | 0 | 0
PeakG | 2623 | 2623 | 2623 | 2623 | 2623 | 2623
PeakO | 0 | 0 | 0 | 0 | 0 | 0
ST | 0 | 0 | 0 | 0 | 0 | 0
STOG | 786 | 786 | 786 | 786 | 786 | 786
STWD | 0 | 0 | 0 | 0 | 0 | 0
WT | 0 | 0 | 0 | 0 | 0 | 0
IGCC | 0 | 0 | 0 | 0 | 0 | 0
DemandResponse | 0 | 0 | 0 | 0 | 0 | 0
IGCC-CCS | 0 | 0 | 0 | 0 | 0 | 0
WT_off | 0 | 0 | 0 | 0 | 0 | 0
PseudoUnit | 0 | 0 | 0 | 0 | 0 | 0
FixedInterchange | 0 | 0 | 0 | 0 | 0 | 0
Cumulative Retirements of Capacity by Reporting Type: NWPP_NucRenew
ReportingType | 2015 | 2020 | 2025 | 2030 | 2035 | 2040
BM | 0 | 0 | 0 | 0 | 0 | 0
CC | 0 | 0 | 0 | 0 | 0 | 0
CSP | 0 | 0 | 0 | 0 | 0 | 0
CT | 0 | 0 | 0 | 0 | 0 | 0
Coal | 0 | 0 | 0 | 0 | 0 | 0
Geo | 4.8 | 4.8 | 4.8 | 4.8 | 4.8 | 4.8
H | 0 | 0 | 0 | 0 | 0 | 0
LFG | 0 | 0 | 0 | 0 | 0 | 0
Nuc | 0 | 0 | 0 | 0 | 0 | 0
PS | 0 | 0 | 0 | 0 | 0 | 0
PV | 0 | 0 | 0 | 0 | 0 | 0
PeakG | 0 | 0 | 0 | 0 | 0 | 0
PeakO | 0 | 0 | 0 | 0 | 0 | 0
ST | 0 | 0 | 0 | 0 | 0 | 0
STOG | 0 | 0 | 0 | 0 | 0 | 0
STWD | 561 | 561 | 561 | 561 | 561 | 561
WT | 0 | 0 | 0 | 0 | 0 | 0
IGCC | 0 | 0 | 0 | 0 | 0 | 0
DemandResponse | 0 | 0 | 0 | 0 | 0 | 0
IGCC-CCS | 0 | 0 | 0 | 0 | 0 | 0
WT_off | 0 | 0 | 0 | 0 | 0 | 0
PseudoUnit | 0 | 0 | 0 | 0 | 0 | 0
FixedInterchange | 0 | 0 | 0 | 0 | 0 | 0
Cumulative Retirements of Capacity by Reporting Type: RMPA
ReportingType | 2015 | 2020 | 2025 | 2030 | 2035 | 2040
BM | 0 | 0 | 0 | 0 | 0 | 0
CC | 0 | 0 | 0 | 0 | 0 | 0
CSP | 1 | 1 | 1 | 1 | 1 | 1
CT | 0 | 0 | 0 | 0 | 0 | 0
Coal | 665.97 | 836.47 | 1249.5 | 1249.5 | 1249.5 | 1249.5
Geo | 0 | 0 | 0 | 0 | 0 | 0
H | 0 | 0 | 0 | 0 | 0 | 0
LFG | 0 | 0 | 0 | 0 | 0 | 0
Nuc | 0 | 0 | 0 | 0 | 0 | 0
PS | 0 | 0 | 0 | 0 | 0 | 0
PV | 0 | 0 | 0 | 0 | 0 | 0
PeakG | 0 | 0 | 0 | 0 | 0 | 0
PeakO | 0 | 0 | 0 | 0 | 0 | 0
ST | 0 | 0 | 0 | 0 | 0 | 0
STOG | 217 | 217 | 217 | 217 | 217 | 217
STWD | 0 | 0 | 0 | 0 | 0 | 0
WT | 0 | 0 | 0 | 0 | 0 | 0
IGCC | 0 | 0 | 0 | 0 | 0 | 0
DemandResponse | 0 | 0 | 0 | 0 | 0 | 0
IGCC-CCS | 0 | 0 | 0 | 0 | 0 | 0
WT_off | 0 | 0 | 0 | 0 | 0 | 0
PseudoUnit | 0 | 0 | 0 | 0 | 0 | 0
FixedInterchange | 0 | 0 | 0 | 0 | 0 | 0
Cumulative Retirements of Capacity by Reporting Type: SP15
ReportingType | 2015 | 2020 | 2025 | 2030 | 2035 | 2040
BM | 0 | 0 | 0 | 0 | 0 | 0
CC | 0 | 0 | 0 | 0 | 0 | 0
CSP | 409 | 409 | 409 | 409 | 409 | 409
CT | 0 | 0 | 0 | 0 | 0 | 0
Coal | 141.5 | 141.5 | 141.5 | 141.5 | 242.7 | 242.7
Geo | 0 | 0 | 0 | 0 | 0 | 0
H | 0 | 0 | 0 | 0 | 0 | 0
LFG | 0 | 0 | 0 | 0 | 0 | 0
Nuc | 0 | 0 | 0 | 0 | 0 | 0
PS | 0 | 0 | 0 | 0 | 0 | 0
PV | 0 | 0 | 0 | 0 | 0 | 0
PeakG | 44 | 44 | 44 | 44 | 44 | 44
PeakO | 15 | 15 | 15 | 15 | 15 | 15
ST | 0 | 0 | 0 | 0 | 0 | 0
STOG | 958 | 958 | 958 | 958 | 958 | 958
STWD | 0 | 0 | 0 | 0 | 0 | 0
WT | 126.2 | 126.2 | 126.2 | 126.2 | 126.2 | 126.2
IGCC | 0 | 0 | 0 | 0 | 0 | 0
DemandResponse | 0 | 0 | 0 | 0 | 0 | 0
IGCC-CCS | 0 | 0 | 0 | 0 | 0 | 0
WT_off | 0 | 0 | 0 | 0 | 0 | 0
PseudoUnit | 0 | 0 | 0 | 0 | 0 | 0
FixedInterchange | 0 | 0 | 0 | 0 | 0 | 0
Cumulative Retirements of Capacity by Reporting Type: ALB
ReportingType | 2015 | 2020 | 2025 | 2030 | 2035 | 2040
BM | 0 | 0 | 0 | 0 | 0 | 0
CC | 0 | 0 | 0 | 0 | 0 | 25.7
CSP | 0 | 0 | 0 | 0 | 0 | 0
CT | 0 | 0 | 0 | 0 | 201.5 | 201.5
Coal | 0 | 0 | 0 | 0 | 0 | 0
Geo | 0 | 0 | 0 | 0 | 0 | 0
H | 0 | 0 | 0 | 0 | 0 | 0
LFG | 0 | 0 | 0 | 0 | 0 | 0
Nuc | 0 | 0 | 0 | 0 | 0 | 0
PS | 0 | 0 | 0 | 0 | 0 | 0
PV | 0 | 0 | 0 | 0 | 0 | 0
PeakG | 892.12 | 986.22 | 986.22 | 986.22 | 986.22 | 986.22
PeakO | 6 | 6 | 6 | 6 | 6 | 6
ST | 0 | 0 | 0 | 0 | 0 | 0
STOG | 186 | 186 | 186 | 186 | 186 | 186
STWD | 174 | 174 | 174 | 174 | 174 | 174
WT | 0 | 0 | 0 | 0 | 0 | 0
IGCC | 0 | 0 | 0 | 0 | 0 | 0
DemandResponse | 0 | 0 | 0 | 0 | 0 | 0
IGCC-CCS | 0 | 0 | 0 | 0 | 0 | 0
WT_off | 0 | 0 | 0 | 0 | 0 | 0
PseudoUnit | 0 | 0 | 0 | 0 | 0 | 0
FixedInterchange | 0 | 0 | 0 | 0 | 0 | 0
Cumulative Retirements of Capacity by Reporting Type: BC
ReportingType | 2015 | 2020 | 2025 | 2030 | 2035 | 2040
BM | 0 | 0 | 0 | 0 | 0 | 0
CC | 0 | 0 | 0 | 0 | 0 | 0
CSP | 0 | 0 | 0 | 0 | 0 | 0
CT | 0 | 0 | 0 | 0 | 0 | 0
Coal | 0 | 0 | 0 | 0 | 0 | 0
Geo | 0 | 0 | 0 | 0 | 0 | 0
H | 0 | 0 | 0 | 0 | 0 | 0
LFG | 0 | 0 | 0 | 0 | 0 | 0
Nuc | 0 | 0 | 0 | 0 | 0 | 0
PS | 0 | 0 | 0 | 0 | 0 | 0
PV | 0 | 0 | 0 | 0 | 0 | 0
PeakG | 0 | 0 | 0 | 0 | 0 | 0
PeakO | 0 | 0 | 0 | 0 | 0 | 0
ST | 0 | 0 | 0 | 0 | 0 | 0
STOG | 938 | 938 | 938 | 938 | 938 | 938
STWD | 0 | 0 | 0 | 0 | 0 | 0
WT | 0 | 0 | 0 | 0 | 0 | 0
IGCC | 0 | 0 | 0 | 0 | 0 | 0
DemandResponse | 0 | 0 | 0 | 0 | 0 | 0
IGCC-CCS | 0 | 0 | 0 | 0 | 0 | 0
WT_off | 0 | 0 | 0 | 0 | 0 | 0
PseudoUnit | 0 | 0 | 0 | 0 | 0 | 0
FixedInterchange | 0 | 0 | 0 | 0 | 0 | 0
Cumulative Retirements of Capacity by Reporting Type: HQ_IESO
ReportingType | 2015 | 2020 | 2025 | 2030 | 2035 | 2040
BM | 0 | 0 | 0 | 0 | 0 | 0
CC | 0 | 0 | 0 | 0 | 0 | 0
CSP | 0 | 0 | 0 | 0 | 0 | 0
CT | 0 | 0 | 0 | 0 | 0 | 0
Coal | 0 | 0 | 0 | 0 | 0 | 0
Geo | 0 | 0 | 0 | 0 | 0 | 0
H | 0 | 0 | 0 | 0 | 0 | 0
LFG | 0 | 0 | 0 | 0 | 0 | 0
Nuc | 0 | 0 | 0 | 0 | 0 | 0
PS | 0 | 0 | 0 | 0 | 0 | 0
PV | 0 | 0 | 0 | 0 | 0 | 0
PeakG | 0 | 0 | 0 | 0 | 0 | 0
PeakO | 0 | 0 | 0 | 0 | 0 | 0
ST | 0 | 0 | 0 | 0 | 0 | 0
STOG | 0 | 0 | 0 | 0 | 0 | 0
STWD | 0 | 0 | 0 | 0 | 0 | 0
WT | 0 | 0 | 0 | 0 | 0 | 0
IGCC | 0 | 0 | 0 | 0 | 0 | 0
DemandResponse | 0 | 0 | 0 | 0 | 0 | 0
IGCC-CCS | 0 | 0 | 0 | 0 | 0 | 0
WT_off | 0 | 0 | 0 | 0 | 0 | 0
PseudoUnit | 0 | 0 | 0 | 0 | 0 | 0
FixedInterchange | 0 | 0 | 0 | 0 | 0 | 0
Cumulative Retirements of Capacity by Reporting Type: HQ_NEISO
ReportingType | 2015 | 2020 | 2025 | 2030 | 2035 | 2040
BM | 0 | 0 | 0 | 0 | 0 | 0
CC | 0 | 0 | 0 | 0 | 0 | 0
CSP | 0 | 0 | 0 | 0 | 0 | 0
CT | 0 | 0 | 0 | 0 | 0 | 0
Coal | 0 | 0 | 0 | 0 | 0 | 0
Geo | 0 | 0 | 0 | 0 | 0 | 0
H | 0 | 0 | 0 | 0 | 0 | 0
LFG | 0 | 0 | 0 | 0 | 0 | 0
Nuc | 0 | 0 | 0 | 0 | 0 | 0
PS | 0 | 0 | 0 | 0 | 0 | 0
PV | 0 | 0 | 0 | 0 | 0 | 0
PeakG | 0 | 0 | 0 | 0 | 0 | 0
PeakO | 0 | 0 | 0 | 0 | 0 | 0
ST | 0 | 0 | 0 | 0 | 0 | 0
STOG | 0 | 0 | 0 | 0 | 0 | 0
STWD | 0 | 0 | 0 | 0 | 0 | 0
WT | 0 | 0 | 0 | 0 | 0 | 0
IGCC | 0 | 0 | 0 | 0 | 0 | 0
DemandResponse | 0 | 0 | 0 | 0 | 0 | 0
IGCC-CCS | 0 | 0 | 0 | 0 | 0 | 0
WT_off | 0 | 0 | 0 | 0 | 0 | 0
PseudoUnit | 0 | 0 | 0 | 0 | 0 | 0
FixedInterchange | 0 | 0 | 0 | 0 | 0 | 0
Cumulative Retirements of Capacity by Reporting Type: HQ_NY
ReportingType | 2015 | 2020 | 2025 | 2030 | 2035 | 2040
BM | 0 | 0 | 0 | 0 | 0 | 0
CC | 0 | 0 | 0 | 0 | 0 | 0
CSP | 0 | 0 | 0 | 0 | 0 | 0
CT | 0 | 0 | 0 | 0 | 0 | 0
Coal | 0 | 0 | 0 | 0 | 0 | 0
Geo | 0 | 0 | 0 | 0 | 0 | 0
H | 0 | 0 | 0 | 0 | 0 | 0
LFG | 0 | 0 | 0 | 0 | 0 | 0
Nuc | 0 | 0 | 0 | 0 | 0 | 0
PS | 0 | 0 | 0 | 0 | 0 | 0
PV | 0 | 0 | 0 | 0 | 0 | 0
PeakG | 0 | 0 | 0 | 0 | 0 | 0
PeakO | 0 | 0 | 0 | 0 | 0 | 0
ST | 0 | 0 | 0 | 0 | 0 | 0
STOG | 0 | 0 | 0 | 0 | 0 | 0
STWD | 0 | 0 | 0 | 0 | 0 | 0
WT | 0 | 0 | 0 | 0 | 0 | 0
IGCC | 0 | 0 | 0 | 0 | 0 | 0
DemandResponse | 0 | 0 | 0 | 0 | 0 | 0
IGCC-CCS | 0 | 0 | 0 | 0 | 0 | 0
WT_off | 0 | 0 | 0 | 0 | 0 | 0
PseudoUnit | 0 | 0 | 0 | 0 | 0 | 0
FixedInterchange | 0 | 0 | 0 | 0 | 0 | 0
Cumulative Retirements of Capacity by Reporting Type: MARITIMES
ReportingType | 2015 | 2020 | 2025 | 2030 | 2035 | 2040
BM | 0 | 0 | 0 | 0 | 0 | 0
CC | 0 | 0 | 0 | 0 | 0 | 0
CSP | 0 | 0 | 0 | 0 | 0 | 0
CT | 0 | 0 | 0 | 0 | 0 | 0
Coal | 0 | 0 | 0 | 0 | 0 | 0
Geo | 0 | 0 | 0 | 0 | 0 | 0
H | 0 | 0 | 0 | 0 | 0 | 0
LFG | 0 | 0 | 0 | 0 | 0 | 0
Nuc | 0 | 0 | 0 | 0 | 0 | 0
PS | 0 | 0 | 0 | 0 | 0 | 0
PV | 0 | 0 | 0 | 0 | 0 | 0
PeakG | 0 | 0 | 0 | 0 | 0 | 0
PeakO | 0 | 0 | 0 | 0 | 0 | 0
ST | 0 | 0 | 0 | 0 | 0 | 0
STOG | 0 | 0 | 0 | 0 | 0 | 0
STWD | 0 | 0 | 0 | 0 | 0 | 0
WT | 0 | 0 | 0 | 0 | 0 | 0
IGCC | 0 | 0 | 0 | 0 | 0 | 0
DemandResponse | 0 | 0 | 0 | 0 | 0 | 0
IGCC-CCS | 0 | 0 | 0 | 0 | 0 | 0
WT_off | 0 | 0 | 0 | 0 | 0 | 0
PseudoUnit | 0 | 0 | 0 | 0 | 0 | 0
FixedInterchange | 0 | 0 | 0 | 0 | 0 | 0
Cumulative Retirements of Capacity by Reporting Type: All
ReportingType | 2015 | 2020 | 2025 | 2030 | 2035 | 2040
BM | 0 | 0 | 0 | 0 | 0 | 192
CC | 7350.12 | 7350.12 | 7350.12 | 7350.12 | 7350.12 | 7375.82
CSP | 475 | 475 | 475 | 475 | 475 | 475
CT | 0 | 0 | 0 | 0 | 1087.49 | 1087.49
Coal | 68749.57 | 82469.23 | 82979.47 | 82979.47 | 83080.67 | 83080.67
Geo | 4.8 | 4.8 | 4.8 | 4.8 | 4.8 | 4.8
H | 0 | 0 | 0 | 0 | 0 | 0
LFG | 0 | 0 | 0 | 0 | 0 | 0
Nuc | 0 | 614.5 | 614.5 | 2102.7 | 28678.4 | 48384.39
PS | 0 | 0 | 0 | 0 | 0 | 0
PV | 0 | 0 | 0 | 0 | 1113.26 | 1113.26
PeakG | 3827.62 | 3921.72 | 3921.72 | 3921.72 | 3921.72 | 3921.72
PeakO | 2614.84 | 2614.84 | 2614.84 | 2614.84 | 2614.84 | 2614.84
ST | 0 | 0 | 0 | 0 | 0 | 0
STOG | 42454.27 | 42749.9 | 43236.43 | 43236.43 | 43236.43 | 43236.43
STWD | 1542 | 1542 | 1542 | 1542 | 1542 | 1542
WT | 126.2 | 126.2 | 126.2 | 126.2 | 1195.3 | 1195.3
IGCC | 0 | 0 | 0 | 0 | 0 | 0
DemandResponse | 0 | 0 | 0 | 0 | 0 | 0
IGCC-CCS | 0 | 0 | 0 | 0 | 0 | 0
WT_off | 0 | 0 | 0 | 0 | 468 | 468
PseudoUnit | 0 | 0 | 0 | 0 | 0 | 0
FixedInterchange | 0 | 0 | 0 | 0 | 0 | 0
Cumulative Retirements of Capacity by Reporting Type: EI_US
ReportingType | 2015 | 2020 | 2025 | 2030 | 2035 | 2040
BM | 0 | 0 | 0 | 0 | 0 | 192
CC | 2243.5 | 2243.5 | 2243.5 | 2243.5 | 2243.5 | 2243.5
CSP | 0 | 0 | 0 | 0 | 0 | 0
CT | 0 | 0 | 0 | 0 | 0 | 0
Coal | 58523.11 | 72044.08 | 72141.29 | 72141.29 | 72141.29 | 72141.29
Geo | 0 | 0 | 0 | 0 | 0 | 0
H | 0 | 0 | 0 | 0 | 0 | 0
LFG | 0 | 0 | 0 | 0 | 0 | 0
Nuc | 0 | 614.5 | 614.5 | 2102.7 | 27648.4 | 45814.39
PS | 0 | 0 | 0 | 0 | 0 | 0
PV | 0 | 0 | 0 | 0 | 32 | 32
PeakG | 268.5 | 268.5 | 268.5 | 268.5 | 268.5 | 268.5
PeakO | 1912.94 | 1912.94 | 1912.94 | 1912.94 | 1912.94 | 1912.94
ST | 0 | 0 | 0 | 0 | 0 | 0
STOG | 33715.85 | 34011.48 | 34323.22 | 34323.22 | 34323.22 | 34323.22
STWD | 668 | 668 | 668 | 668 | 668 | 668
WT | 0 | 0 | 0 | 0 | 0 | 0
IGCC | 0 | 0 | 0 | 0 | 0 | 0
DemandResponse | 0 | 0 | 0 | 0 | 0 | 0
IGCC-CCS | 0 | 0 | 0 | 0 | 0 | 0
WT_off | 0 | 0 | 0 | 0 | 468 | 468
PseudoUnit | 0 | 0 | 0 | 0 | 0 | 0
FixedInterchange | 0 | 0 | 0 | 0 | 0 | 0
Cumulative Retirements of Capacity by Reporting Type: EI_Canada
ReportingType | 2015 | 2020 | 2025 | 2030 | 2035 | 2040
BM | 0 | 0 | 0 | 0 | 0 | 0
CC | 3106.62 | 3106.62 | 3106.62 | 3106.62 | 3106.62 | 3106.62
CSP | 0 | 0 | 0 | 0 | 0 | 0
CT | 0 | 0 | 0 | 0 | 0 | 0
Coal | 7425.4 | 7425.4 | 7425.4 | 7425.4 | 7425.4 | 7425.4
Geo | 0 | 0 | 0 | 0 | 0 | 0
H | 0 | 0 | 0 | 0 | 0 | 0
LFG | 0 | 0 | 0 | 0 | 0 | 0
Nuc | 0 | 0 | 0 | 0 | 1030 | 2570
PS | 0 | 0 | 0 | 0 | 0 | 0
PV | 0 | 0 | 0 | 0 | 1067.26 | 1067.26
PeakG | 0 | 0 | 0 | 0 | 0 | 0
PeakO | 145.65 | 145.65 | 145.65 | 145.65 | 145.65 | 145.65
ST | 0 | 0 | 0 | 0 | 0 | 0
STOG | 2126 | 2126 | 2126 | 2126 | 2126 | 2126
STWD | 139 | 139 | 139 | 139 | 139 | 139
WT | 0 | 0 | 0 | 0 | 1069.1 | 1069.1
IGCC | 0 | 0 | 0 | 0 | 0 | 0
DemandResponse | 0 | 0 | 0 | 0 | 0 | 0
IGCC-CCS | 0 | 0 | 0 | 0 | 0 | 0
WT_off | 0 | 0 | 0 | 0 | 0 | 0
PseudoUnit | 0 | 0 | 0 | 0 | 0 | 0
FixedInterchange | 0 | 0 | 0 | 0 | 0 | 0
Cumulative Retirements of Capacity by Reporting Type: EI
ReportingType | 2015 | 2020 | 2025 | 2030 | 2035 | 2040
BM | 0 | 0 | 0 | 0 | 0 | 192
CC | 5350.12 | 5350.12 | 5350.12 | 5350.12 | 5350.12 | 5350.12
CSP | 0 | 0 | 0 | 0 | 0 | 0
CT | 0 | 0 | 0 | 0 | 0 | 0
Coal | 65948.52 | 79469.49 | 79566.69 | 79566.69 | 79566.69 | 79566.69
Geo | 0 | 0 | 0 | 0 | 0 | 0
H | 0 | 0 | 0 | 0 | 0 | 0
LFG | 0 | 0 | 0 | 0 | 0 | 0
Nuc | 0 | 614.5 | 614.5 | 2102.7 | 28678.4 | 48384.39
PS | 0 | 0 | 0 | 0 | 0 | 0
PV | 0 | 0 | 0 | 0 | 1099.26 | 1099.26
PeakG | 268.5 | 268.5 | 268.5 | 268.5 | 268.5 | 268.5
PeakO | 2058.58 | 2058.58 | 2058.58 | 2058.58 | 2058.58 | 2058.58
ST | 0 | 0 | 0 | 0 | 0 | 0
STOG | 35841.85 | 36137.48 | 36449.22 | 36449.22 | 36449.22 | 36449.22
STWD | 807 | 807 | 807 | 807 | 807 | 807
WT | 0 | 0 | 0 | 0 | 1069.1 | 1069.1
IGCC | 0 | 0 | 0 | 0 | 0 | 0
DemandResponse | 0 | 0 | 0 | 0 | 0 | 0
IGCC-CCS | 0 | 0 | 0 | 0 | 0 | 0
WT_off | 0 | 0 | 0 | 0 | 468 | 468
PseudoUnit | 0 | 0 | 0 | 0 | 0 | 0
FixedInterchange | 0 | 0 | 0 | 0 | 0 | 0
Cumulative Retirements of Capacity by Reporting Type: Outside_EI
ReportingType | 2015 | 2020 | 2025 | 2030 | 2035 | 2040
BM | 0 | 0 | 0 | 0 | 0 | 0
CC | 2000 | 2000 | 2000 | 2000 | 2000 | 2025.69
CSP | 475 | 475 | 475 | 475 | 475 | 475
CT | 0 | 0 | 0 | 0 | 1087.49 | 1087.49
Coal | 2801.05 | 2999.75 | 3412.78 | 3412.78 | 3513.98 | 3513.98
Geo | 4.8 | 4.8 | 4.8 | 4.8 | 4.8 | 4.8
H | 0 | 0 | 0 | 0 | 0 | 0
LFG | 0 | 0 | 0 | 0 | 0 | 0
Nuc | 0 | 0 | 0 | 0 | 0 | 0
PS | 0 | 0 | 0 | 0 | 0 | 0
PV | 0 | 0 | 0 | 0 | 14 | 14
PeakG | 3559.12 | 3653.22 | 3653.22 | 3653.22 | 3653.22 | 3653.22
PeakO | 556.26 | 556.26 | 556.26 | 556.26 | 556.26 | 556.26
ST | 0 | 0 | 0 | 0 | 0 | 0
STOG | 6612.42 | 6612.42 | 6787.21 | 6787.21 | 6787.21 | 6787.21
STWD | 735 | 735 | 735 | 735 | 735 | 735
WT | 126.2 | 126.2 | 126.2 | 126.2 | 126.2 | 126.2
IGCC | 0 | 0 | 0 | 0 | 0 | 0
DemandResponse | 0 | 0 | 0 | 0 | 0 | 0
IGCC-CCS | 0 | 0 | 0 | 0 | 0 | 0
WT_off | 0 | 0 | 0 | 0 | 0 | 0
PseudoUnit | 0 | 0 | 0 | 0 | 0 | 0
FixedInterchange | 0 | 0 | 0 | 0 | 0 | 0
#5 | Total Installed ACTIVE Capacity (MW)
Total Installed Capacity by Reporting Type: Entergy
ReportingType | 2015 | 2020 | 2025 | 2030 | 2035 | 2040
BM | 0 | 0 | 0 | 0 | 0 | 0
CC | 13885.01 | 14833.37 | 14833.37 | 15689.92 | 17242.36 | 17242.36
CSP | 0 | 0 | 0 | 0 | 0 | 0
CT | 0 | 0 | 0 | 0 | 0 | 0
Coal | 8136 | 8136 | 8136 | 8136 | 8415.2 | 10428.34
Geo | 0 | 0 | 0 | 0 | 0 | 0
H | 744 | 744 | 744 | 744 | 744 | 744
LFG | 8 | 8 | 8.01 | 115.4 | 115.4 | 115.4
Nuc | 5422 | 5422 | 5422 | 5422 | 4580 | 3583
PS | 59 | 59 | 59 | 59 | 59 | 59
PV | 0.29 | 64.83 | 99.85 | 103.02 | 106.62 | 110.34
PeakG | 2787 | 2787 | 2787 | 2787 | 2787 | 2787
PeakO | 174 | 174 | 174 | 174 | 174 | 174
ST | 0 | 0 | 0 | 0 | 0 | 0
STOG | 4015.36 | 4015.36 | 3703.61 | 3703.61 | 3703.61 | 3703.61
STWD | 206 | 206 | 206 | 206 | 206 | 206
WT | 107 | 107 | 107 | 107 | 107 | 107
IGCC | 0 | 0 | 0 | 0 | 0 | 0
DemandResponse | 301.55 | 1538.95 | 2854.33 | 2930.78 | 3009.27 | 3089.87
IGCC-CCS | 0 | 0 | 0 | 0 | 0 | 0
WT_off | 0 | 0 | 0 | 0 | 0 | 0
PseudoUnit | 0 | 0 | 0 | 0 | 0 | 0
FixedInterchange | 0 | 0 | 0 | 0 | 0 | 0
Total Installed Capacity by Reporting Type: FRCC
ReportingType | 2015 | 2020 | 2025 | 2030 | 2035 | 2040
BM | 0 | 0 | 0 | 0 | 0 | 0
CC | 23300.9 | 28358.86 | 30573.61 | 34452.63 | 40193.5 | 46258.24
CSP | 0 | 0 | 0 | 0 | 0 | 0
CT | 2480 | 2480 | 2480 | 2480 | 2480 | 2480
Coal | 8997.41 | 8128.41 | 8128.41 | 8128.41 | 8128.41 | 8128.41
Geo | 0 | 0 | 0 | 0 | 0 | 0
H | 55 | 55 | 55 | 55 | 55 | 55
LFG | 486 | 486 | 684 | 684 | 684 | 684
Nuc | 4131.33 | 4131.33 | 4131.33 | 4131.33 | 2516 | 839
PS | 0 | 0 | 0 | 0 | 0 | 0
PV | 51 | 51 | 51 | 51 | 51 | 51
PeakG | 8431 | 8431 | 8431 | 8431 | 8431 | 8431
PeakO | 2283 | 2283 | 2283 | 2283 | 2283 | 2283
ST | 0 | 0 | 0 | 0 | 0 | 0
STOG | 4352.83 | 4057.21 | 4057.21 | 4057.21 | 4057.21 | 4057.21
STWD | 195 | 195 | 195 | 195 | 195 | 195
WT | 0 | 0 | 0 | 0 | 0 | 0
IGCC | 0 | 0 | 0 | 0 | 0 | 0
DemandResponse | 2734.45 | 3962.85 | 5527.63 | 5878.95 | 6252.59 | 6649.99
IGCC-CCS | 0 | 0 | 0 | 0 | 0 | 0
WT_off | 0 | 0 | 0 | 0 | 0 | 0
PseudoUnit | 0 | 0 | 0 | 0 | 0 | 0
FixedInterchange | 0 | 0 | 0 | 0 | 0 | 0
Total Installed Capacity by Reporting Type: MAPP_US
ReportingType | 2015 | 2020 | 2025 | 2030 | 2035 | 2040
BM | 0 | 0 | 0 | 0 | 0 | 0
CC | 289 | 289 | 289 | 289 | 289 | 289
CSP | 0 | 0 | 0 | 0 | 0 | 0
CT | 308.3 | 308.3 | 308.3 | 382.44 | 382.44 | 382.44
Coal | 2836.11 | 2836.11 | 2836.11 | 2836.11 | 3098.05 | 3370.38
Geo | 44 | 44 | 44 | 44 | 44 | 44
H | 2186 | 2186 | 2186 | 2186 | 2186 | 2186
LFG | 2 | 2 | 2 | 73.67 | 73.67 | 73.67
Nuc | 0.1 | 0.1 | 0.1 | 0.1 | 0.1 | 0.1
PS | 0 | 0 | 0 | 0 | 0 | 0
PV | 0 | 0 | 0 | 0 | 0 | 0
PeakG | 709 | 709 | 709 | 709 | 709 | 709
PeakO | 100.01 | 100.01 | 100.01 | 100.01 | 100.01 | 100.01
ST | 0 | 0 | 0 | 0 | 0 | 0
STOG | 0 | 0 | 0 | 0 | 0 | 0
STWD | 0 | 0 | 0 | 0 | 0 | 0
WT | 1689.3 | 1689.3 | 1689.31 | 2491.76 | 2590.46 | 2693.08
IGCC | 0 | 0 | 0 | 0 | 0 | 0
DemandResponse | 59 | 199.4 | 353.8 | 367.81 | 382.38 | 397.53
IGCC-CCS | 0 | 0 | 0 | 0 | 0 | 0
WT_off | 0 | 0 | 0 | 0 | 0 | 0
PseudoUnit | 0 | 0 | 0 | 0 | 0 | 0
FixedInterchange | 0 | 0 | 0 | 0 | 0 | 0
Total Installed Capacity by Reporting Type: MISO_IN
ReportingType | 2015 | 2020 | 2025 | 2030 | 2035 | 2040
BM | 0 | 0 | 0 | 0 | 0 | 0
CC | 1396 | 1699.08 | 1699.13 | 2406.92 | 4827.59 | 5509.18
CSP | 0 | 0 | 0 | 0 | 0 | 0
CT | 0 | 0 | 0 | 0 | 0 | 0
Coal | 13816.8 | 13816.8 | 13816.8 | 13816.8 | 13816.81 | 13816.81
Geo | 0 | 0 | 0 | 0 | 0 | 0
H | 75 | 75 | 75 | 75 | 75 | 75
LFG | 37 | 37 | 117.12 | 117.13 | 117.13 | 117.13
Nuc | 0.1 | 0.1 | 0.1 | 0.1 | 0.1 | 0.1
PS | 0 | 0 | 0 | 0 | 0 | 0
PV | 0 | 241.58 | 393.59 | 406.41 | 419.61 | 433.21
PeakG | 3053 | 3053 | 3053 | 3053 | 3053 | 3053
PeakO | 361 | 361 | 361 | 361 | 361 | 361
ST | 0 | 0 | 0 | 0 | 0 | 0
STOG | 279 | 279 | 279 | 279 | 279 | 279
STWD | 0 | 0 | 0 | 0 | 0 | 0
WT | 535 | 535 | 535 | 535 | 535 | 535
IGCC | 618 | 618 | 618 | 618 | 618 | 618
DemandResponse | 1068.55 | 1287.74 | 1545.09 | 1592.8 | 1641.97 | 1692.67
IGCC-CCS | 0 | 0 | 0 | 0 | 0 | 0
WT_off | 0 | 0 | 0 | 0 | 0 | 0
PseudoUnit | 0 | 0 | 0 | 0 | 0 | 0
FixedInterchange | 0 | 0 | 0 | 0 | 0 | 0
Total Installed Capacity by Reporting Type: MISO_MI
ReportingType | 2015 | 2020 | 2025 | 2030 | 2035 | 2040
BM | 0 | 0 | 0 | 0 | 0 | 0
CC | 4338 | 4338 | 4338.01 | 4338.01 | 4338.01 | 4338.01
CSP | 0 | 0 | 0 | 0 | 0 | 0
CT | 0 | 0 | 0 | 0.01 | 0.01 | 0.02
Coal | 8466.01 | 7279.03 | 7279.03 | 7279.04 | 7279.04 | 7279.04
Geo | 0 | 0 | 0 | 0 | 0 | 0
H | 141 | 141 | 141 | 141 | 141 | 141
LFG | 163 | 311.15 | 323.25 | 323.25 | 323.25 | 323.25
Nuc | 1889 | 1889 | 1889 | 1889 | 1111 | 1111
PS | 1872 | 1872 | 1872 | 1872 | 1872 | 1872
PV | 0 | 0 | 0 | 0 | 0 | 0
PeakG | 3562 | 3562 | 3562 | 3562 | 3562 | 3562
PeakO | 534 | 534 | 534 | 534 | 534 | 534
ST | 0 | 0 | 0 | 0 | 0 | 0
STOG | 2852 | 2852 | 2852 | 2852 | 2852 | 2852
STWD | 163 | 163 | 163 | 163 | 163 | 163
WT | 2161 | 2761 | 2880.04 | 3059.61 | 3227.6 | 3398.27
IGCC | 0 | 0 | 0 | 0 | 0 | 0
DemandResponse | 1838.88 | 2351.35 | 3000.3 | 3120.7 | 3245.93 | 3376.18
IGCC-CCS | 0 | 0 | 0 | 0 | 0 | 0
WT_off | 0 | 0 | 0 | 0 | 0 | 0
PseudoUnit | 0 | 0 | 0 | 0 | 0 | 0
FixedInterchange | 0 | 0 | 0 | 0 | 0 | 0
Total Installed Capacity by Reporting Type: MISO_MO-IL
ReportingType | 2015 | 2020 | 2025 | 2030 | 2035 | 2040
BM | 0 | 0 | 0 | 0 | 0 | 0
CC | 1058 | 1058 | 1058 | 1058 | 1058 | 1058
CSP | 0 | 0 | 0 | 0 | 0 | 0
CT | 0 | 0 | 0 | 0 | 0 | 0
Coal | 14729.01 | 13697.34 | 13697.34 | 13697.34 | 13697.34 | 13697.34
Geo | 0 | 0 | 0 | 0 | 0 | 0
H | 352 | 352 | 352 | 352 | 352 | 352
LFG | 18 | 18 | 241.33 | 241.33 | 241.33 | 241.33
Nuc | 2233 | 2233 | 2233 | 2233 | 2233 | 2233
PS | 440 | 440 | 440 | 440 | 440 | 440
PV | 0 | 0 | 0 | 0 | 0 | 0
PeakG | 4595 | 4595 | 4595 | 4595 | 4595 | 4595
PeakO | 766 | 766 | 766 | 766 | 766 | 766
ST | 0 | 0 | 0 | 0 | 0 | 0
STOG | 592 | 592 | 592 | 592 | 592 | 592
STWD | 0 | 0 | 0 | 0 | 0 | 0
WT | 678 | 678 | 678 | 678 | 2848.28 | 4540.44
IGCC | 0 | 0 | 0 | 0 | 0 | 0
DemandResponse | 301.14 | 1139.8 | 2067.65 | 2153.82 | 2243.59 | 2337.1
IGCC-CCS | 0 | 0 | 0 | 0 | 0 | 0
WT_off | 0 | 0 | 0 | 0 | 0 | 0
PseudoUnit | 0 | 0 | 0 | 0 | 0 | 0
FixedInterchange | 0 | 0 | 0 | 0 | 0 | 0
Total Installed Capacity by Reporting Type: MISO_W
ReportingType | 2015 | 2020 | 2025 | 2030 | 2035 | 2040
BM | 0 | 0 | 0 | 0 | 0 | 0
CC | 3025 | 3025 | 3025 | 3025 | 3025 | 3025
CSP | 0 | 0 | 0 | 0 | 0 | 0
CT | 0 | 0 | 0.01 | 0.01 | 0.01 | 0.01
Coal | 11577.7 | 11006.04 | 11006.04 | 11006.04 | 11006.04 | 11006.04
Geo | 0 | 0 | 0 | 0 | 0 | 0
H | 497 | 497 | 497 | 497 | 497 | 497
LFG | 205 | 205 | 276.67 | 276.67 | 276.67 | 276.67
Nuc | 2361.33 | 2361.33 | 2361.33 | 2361.33 | 0.1 | 0.1
PS | 0 | 0 | 0 | 0 | 0 | 0
PV | 0 | 0 | 0 | 0 | 0 | 0
PeakG | 4522 | 4522 | 4522 | 4522 | 4522 | 4522
PeakO | 2154 | 2154 | 2154 | 2154 | 2154 | 2154
ST | 0 | 0 | 0 | 0 | 0 | 0
STOG | 172 | 172 | 172 | 172 | 172 | 172
STWD | 313 | 313 | 313 | 313 | 313 | 313
WT | 8358.5 | 10937.66 | 14346.23 | 28335.38 | 38217.33 | 38217.33
IGCC | 0 | 0 | 0 | 0 | 0 | 0
DemandResponse | 2622.87 | 2885.77 | 3318.4 | 3449.86 | 3586.51 | 3728.59
IGCC-CCS | 0 | 0 | 0 | 0 | 0 | 0
WT_off | 0 | 0 | 0 | 0 | 0 | 0
PseudoUnit | 0 | 0 | 0 | 0 | 0 | 0
FixedInterchange | 0 | 0 | 0 | 0 | 0 | 0
Total Installed Capacity by Reporting Type: MISO_WUMS
ReportingType | 2015 | 2020 | 2025 | 2030 | 2035 | 2040
BM | 0 | 0 | 0 | 0 | 0 | 0
CC | 2724 | 4645.57 | 4645.58 | 4645.58 | 5076.21 | 5076.21
CSP | 0 | 0 | 0 | 0 | 0 | 0
CT | 0 | 3684.77 | 4526.84 | 6032.67 | 10803.73 | 14517.89
Coal | 5749.11 | 5749.11 | 5749.11 | 5749.11 | 5749.11 | 5749.11
Geo | 0 | 0 | 0 | 0 | 0 | 0
H | 336 | 336 | 336 | 336 | 336 | 336
LFG | 71 | 71 | 294.33 | 294.33 | 294.33 | 294.33
Nuc | 1817 | 1817 | 1817 | 1817 | 0.1 | 0.1
PS | 0 | 0 | 0 | 0 | 0 | 0
PV | 0 | 0 | 0 | 0 | 0 | 0
PeakG | 3230 | 3230 | 3230 | 3230 | 3230 | 3230
PeakO | 490 | 490 | 490 | 490 | 490 | 490
ST | 0 | 0 | 0 | 0 | 0 | 0
STOG | 300.5 | 300.5 | 300.5 | 300.5 | 300.5 | 300.5
STWD | 105 | 105 | 105 | 105 | 105 | 105
WT | 1528.9 | 1528.9 | 1528.9 | 1528.9 | 1559.7 | 1559.7
IGCC | 0 | 0 | 0 | 0 | 0 | 0
DemandResponse | 193.34 | 453.12 | 737.75 | 762.42 | 787.92 | 814.26
IGCC-CCS | 0 | 0 | 0 | 0 | 0 | 0
WT_off | 0 | 0 | 0 | 0 | 0 | 0
PseudoUnit | 0 | 0 | 0 | 0 | 0 | 0
FixedInterchange | 0 | 0 | 0 | 0 | 0 | 0
Total Installed Capacity by Reporting Type: Nebraska
ReportingType | 2015 | 2020 | 2025 | 2030 | 2035 | 2040
BM | 0 | 0 | 0 | 0 | 0 | 0
CC | 358 | 358 | 358 | 358 | 358 | 358
CSP | 0 | 0 | 0 | 0 | 0 | 0
CT | 0 | 0 | 0 | 0 | 0 | 0
Coal | 4110.1 | 4110.1 | 4110.1 | 4110.1 | 5663.01 | 6284.85
Geo | 0 | 0 | 0 | 0 | 0 | 0
H | 167 | 167 | 167 | 167 | 167 | 167
LFG | 6 | 6 | 6 | 77.67 | 77.67 | 77.67
Nuc | 1252 | 1252 | 1252 | 1252 | 0.2 | 0.2
PS | 0 | 0 | 0 | 0 | 0 | 0
PV | 0 | 0 | 0 | 0 | 0 | 0
PeakG | 1305 | 1305 | 1305 | 1305 | 1305 | 1305
PeakO | 326 | 326 | 326 | 326 | 326 | 326
ST | 0 | 0 | 0 | 0 | 0 | 0
STOG | 270 | 270 | 270 | 270 | 270 | 270
STWD | 0 | 0 | 0 | 0 | 0 | 0
WT | 344 | 344 | 344 | 344 | 344 | 344
IGCC | 0 | 0 | 0 | 0 | 0 | 0
DemandResponse | 624.42 | 756.13 | 918.4 | 954.78 | 992.6 | 1031.92
IGCC-CCS | 0 | 0 | 0 | 0 | 0 | 0
WT_off | 0 | 0 | 0 | 0 | 0 | 0
PseudoUnit | 0 | 0 | 0 | 0 | 0 | 0
FixedInterchange | 0 | 0 | 0 | 0 | 0 | 0
Total Installed Capacity by Reporting Type: NEISO
ReportingType | 2015 | 2020 | 2025 | 2030 | 2035 | 2040
BM | 252.2 | 252.2 | 252.2 | 252.2 | 252.2 | 252.2
CC | 11269 | 11269 | 11269 | 11269 | 11269 | 11269
CSP | 0 | 0 | 0 | 0 | 0 | 0
CT | 334 | 334 | 334 | 334 | 986.1 | 2032.68
Coal | 320 | 0 | 0 | 0 | 0 | 0
Geo | 0 | 0 | 0 | 0 | 0 | 0
H | 3257.7 | 3257.7 | 3257.7 | 3257.7 | 3257.7 | 3257.7
LFG | 581.26 | 581.26 | 651 | 651 | 651 | 651
Nuc | 4645 | 4645 | 4645 | 4645 | 3356 | 2479.08
PS | 1674 | 1674 | 1674 | 1674 | 1674 | 1674
PV | 2 | 316.78 | 316.78 | 316.86 | 316.91 | 316.96
PeakG | 1200 | 1200 | 1200 | 1200 | 1200 | 1200
PeakO | 738.75 | 738.75 | 738.75 | 738.75 | 738.75 | 738.75
ST | 0 | 0 | 0 | 0 | 0 | 0
STOG | 0 | 0 | 0 | 0 | 0 | 0
STWD | 610 | 610 | 610 | 610 | 610 | 610
WT | 434.2 | 4387.62 | 5337.32 | 5483 | 5483 | 5483
IGCC | 0 | 0 | 0 | 0 | 0 | 0
DemandResponse | 3092.4 | 3627.72 | 4230.66 | 4257.78 | 4282.5 | 4307.35
IGCC-CCS | 0 | 0 | 0 | 0 | 0 | 0
WT_off | 468 | 468 | 468 | 468 | 0 | 0
PseudoUnit | 0 | 0 | 0 | 0 | 0 | 0
FixedInterchange | 0 | 0 | 0 | 0 | 0 | 0
Total Installed Capacity by Reporting Type: NonRTO_Midwest
ReportingType | 2015 | 2020 | 2025 | 2030 | 2035 | 2040
BM | 0 | 0 | 0 | 0 | 0 | 0
CC | 0 | 555.53 | 555.53 | 709.05 | 1060.09 | 1347.91
CSP | 0 | 0 | 0 | 0 | 0 | 0
CT | 0 | 192.57 | 192.57 | 298.74 | 298.74 | 370.66
Coal | 9529.29 | 9529.29 | 9529.29 | 9529.29 | 9529.29 | 9529.29
Geo | 0 | 0 | 0 | 0 | 0 | 0
H | 143 | 143 | 143 | 143 | 143 | 143
LFG | 14 | 14 | 91.36 | 174.25 | 174.25 | 174.25
Nuc | 0.1 | 0.1 | 0.1 | 0.1 | 0.1 | 0.1
PS | 0 | 0 | 0 | 0 | 0 | 0
PV | 0 | 0 | 0 | 0 | 0 | 0
PeakG | 3353 | 3353 | 3353 | 3353 | 3353 | 3353
PeakO | 12 | 12 | 12 | 12 | 12 | 12
ST | 0 | 0 | 0 | 0 | 0 | 0
STOG | 0 | 0 | 0 | 0 | 0 | 0
STWD | 0 | 0 | 0 | 0 | 0 | 0
WT | 66 | 66 | 66 | 66 | 66 | 66
IGCC | 0 | 0 | 0 | 0 | 0 | 0
DemandResponse | 193.98 | 453.37 | 727.88 | 745.89 | 764.35 | 783.26
IGCC-CCS | 0 | 0 | 0 | 0 | 0 | 0
WT_off | 0 | 0 | 0 | 0 | 0 | 0
PseudoUnit | 0 | 0 | 0 | 0 | 0 | 0
FixedInterchange | 0 | 0 | 0 | 0 | 0 | 0
Total Installed Capacity by Reporting Type: NYISO_A-F
ReportingType | 2015 | 2020 | 2025 | 2030 | 2035 | 2040
BM | 0 | 0 | 0 | 0 | 0 | 0
CC | 4233 | 4233 | 4233 | 4233 | 4233 | 4233
CSP | 0 | 0 | 0 | 0 | 0 | 0
CT | 0 | 0 | 0 | 0 | 0 | 0
Coal | 0.01 | 0.01 | 0.01 | 0.01 | 0.01 | 0.01
Geo | 0 | 0 | 0 | 0 | 0 | 0
H | 4395 | 4395 | 4395 | 4395 | 4395 | 4395
LFG | 172.4 | 172.4 | 240.33 | 240.33 | 240.33 | 240.33
Nuc | 3365 | 3365 | 3365 | 2743.8 | 2163.3 | 1311.1
PS | 1412 | 1412 | 1412 | 1412 | 1412 | 1412
PV | 0 | 0 | 0 | 0 | 0 | 0
PeakG | 221 | 221 | 221 | 221 | 221 | 221
PeakO | 39 | 39 | 39 | 39 | 39 | 39
ST | 0 | 0 | 0 | 0 | 0 | 0
STOG | 0 | 0 | 0 | 0 | 0 | 0
STWD | 86 | 86 | 86 | 86 | 86 | 86
WT | 3759.3 | 4469.1 | 4469.1 | 5489.05 | 6242.03 | 6423.62
IGCC | 0 | 0 | 0 | 0 | 0 | 0
DemandResponse | 907.2 | 1018.15 | 1143.28 | 1172.73 | 1202.95 | 1233.94
IGCC-CCS | 0 | 0 | 0 | 0 | 0 | 0
WT_off | 0 | 0 | 0 | 0 | 0 | 0
PseudoUnit | 0 | 0 | 0 | 0 | 0 | 0
FixedInterchange | 0 | 0 | 0 | 0 | 0 | 0
Total Installed Capacity by Reporting Type: NYISO_G-I
ReportingType | 2015 | 2020 | 2025 | 2030 | 2035 | 2040
BM | 0 | 0 | 0 | 0 | 0 | 0
CC | 1157 | 1157 | 1467.78 | 2323.83 | 4954.93 | 7700.38
CSP | 0 | 0 | 0 | 0 | 0 | 0
CT | 0 | 0 | 0 | 0 | 0 | 0
Coal | 0 | 0 | 0 | 0 | 0 | 0
Geo | 0 | 0 | 0 | 0 | 0 | 0
H | 32 | 32 | 32 | 32 | 32 | 32
LFG | 64 | 64 | 138.33 | 138.33 | 138.33 | 138.33
Nuc | 2045 | 2045 | 2045 | 2045 | 1025.4 | 0.4
PS | 0 | 0 | 0 | 0 | 0 | 0
PV | 0 | 0 | 0 | 0 | 0 | 0
PeakG | 65 | 65 | 65 | 65 | 65 | 65
PeakO | 87 | 87 | 87 | 87 | 87 | 87
ST | 0 | 0 | 0 | 0 | 0 | 0
STOG | 0.01 | 0.01 | 0.01 | 0.01 | 0.01 | 0.01
STWD | 0 | 0 | 0 | 0 | 0 | 0
WT | 0 | 60 | 60 | 60.01 | 60.01 | 60.02
IGCC | 0 | 0 | 0 | 0 | 0 | 0
DemandResponse | 339.56 | 380.32 | 434.34 | 453.11 | 472.7 | 493.13
IGCC-CCS | 0 | 0 | 0 | 0 | 0 | 0
WT_off | 0 | 0 | 0 | 0 | 0 | 0
PseudoUnit | 0 | 0 | 0 | 0 | 0 | 0
FixedInterchange | 0 | 0 | 0 | 0 | 0 | 0
Total Installed Capacity by Reporting Type: NYISO_J-K
ReportingType | 2015 | 2020 | 2025 | 2030 | 2035 | 2040
BM | 0 | 0 | 0 | 0 | 0 | 0
CC | 4833.4 | 4833.4 | 4833.4 | 4833.4 | 4833.4 | 4833.4
CSP | 0 | 0 | 0 | 0 | 0 | 0
CT | 0 | 0 | 582.25 | 1482.5 | 1765.18 | 2343.61
Coal | 0 | 0 | 0 | 0 | 0 | 0
Geo | 0 | 0 | 0 | 0 | 0 | 0
H | 0 | 0 | 0 | 0 | 0 | 0
LFG | 124 | 124 | 124 | 198.33 | 198.33 | 198.33
Nuc | 0.1 | 0.1 | 0.1 | 0.1 | 0.1 | 0.1
PS | 0 | 0 | 0 | 0 | 0 | 0
PV | 32 | 32 | 32 | 32 | 0 | 0
PeakG | 2778 | 2778 | 2778 | 2778 | 2778 | 2778
PeakO | 2169 | 2169 | 2169 | 2169 | 2169 | 2169
ST | 0 | 0 | 0 | 0 | 0 | 0
STOG | 5670.43 | 5670.43 | 5670.43 | 5670.43 | 5670.43 | 5670.43
STWD | 0 | 0 | 0 | 0 | 0 | 0
WT | 0 | 0 | 0 | 0 | 0 | 0
IGCC | 0 | 0 | 0 | 0 | 0 | 0
DemandResponse | 1319.07 | 1502.66 | 1718.62 | 1795.58 | 1875.99 | 1960
IGCC-CCS | 0 | 0 | 0 | 0 | 0 | 0
WT_off | 0 | 0 | 0 | 0 | 0 | 0
PseudoUnit | 0 | 0 | 0 | 0 | 0 | 0
FixedInterchange | 0 | 0 | 0 | 0 | 0 | 0
Total Installed Capacity by Reporting Type: PJM_E
ReportingType | 2015 | 2020 | 2025 | 2030 | 2035 | 2040
BM | 30 | 30 | 30 | 30 | 30 | 30
CC | 12283.3 | 12283.3 | 12283.3 | 12283.3 | 12283.3 | 12283.3
CSP | 0 | 0 | 0 | 0 | 0 | 0
CT | 26.2 | 26.2 | 26.2 | 26.2 | 1092.43 | 1092.43
Coal | 1076 | 508.01 | 508.01 | 508.01 | 508.01 | 508.01
Geo | 0 | 0 | 0 | 0 | 0 | 0
H | 269.99 | 269.99 | 269.99 | 269.99 | 269.99 | 269.99
LFG | 471.1 | 604 | 604 | 604 | 604 | 604
Nuc | 8510 | 7895.5 | 7895.5 | 7895.5 | 5671.5 | 4497.5
PS | 400 | 400 | 400 | 400 | 400 | 400
PV | 47.45 | 47.45 | 47.45 | 47.45 | 47.45 | 47.45
PeakG | 3877.5 | 3877.5 | 3877.5 | 3877.5 | 3877.5 | 3877.5
PeakO | 2749.3 | 2749.3 | 2749.3 | 2749.3 | 2749.3 | 2749.3
ST | 0 | 0 | 0 | 0 | 0 | 0
STOG | 2622.5 | 2622.5 | 2622.5 | 2622.5 | 2622.5 | 2622.5
STWD | 0 | 0 | 0 | 0 | 0 | 0
WT | 1160 | 1160 | 1160 | 1160 | 1160 | 1160
IGCC | 0 | 0 | 0 | 0 | 0 | 0
DemandResponse | 1256.73 | 1718.17 | 2388.62 | 2469.72 | 2553.57 | 2640.27
IGCC-CCS | 0 | 0 | 0 | 0 | 0 | 0
WT_off | 0 | 0 | 1100 | 1100 | 1100 | 1100
PseudoUnit | 0 | 0 | 0 | 0 | 0 | 0
FixedInterchange | 0 | 0 | 0 | 0 | 0 | 0
Total Installed Capacity by Reporting Type: PJM_ROM
ReportingType | 2015 | 2020 | 2025 | 2030 | 2035 | 2040
BM | 18 | 18 | 18 | 18 | 18 | 18
CC | 5664.5 | 5664.5 | 5664.5 | 5664.5 | 8941.35 | 21573.22
CSP | 0 | 0 | 0 | 0 | 0 | 0
CT | 16 | 16 | 16 | 16 | 16 | 16
Coal | 8367.51 | 8367.51 | 8367.51 | 8367.51 | 8367.51 | 8367.52
Geo | 0 | 0 | 0 | 0 | 0 | 0
H | 1392 | 1392 | 1392 | 1392 | 1392 | 1392
LFG | 356.9 | 622 | 622 | 622 | 622 | 622
Nuc | 5036 | 5036 | 5036 | 5036 | 3304 | 2405
PS | 1513 | 1513 | 1513 | 1513 | 1513 | 1513
PV | 4 | 1450.19 | 2350.38 | 2577.8 | 2667.39 | 2760.03
PeakG | 1719 | 1719 | 1719 | 1719 | 1719 | 1719
PeakO | 1566 | 1566 | 1566 | 1566 | 1566 | 1566
ST | 0 | 0 | 0 | 0 | 0 | 0
STOG | 3529 | 3529 | 3529 | 3529 | 3529 | 3529
STWD | 70 | 70 | 70 | 70 | 70 | 70
WT | 1210.8 | 2159.9 | 2159.9 | 2159.9 | 2159.9 | 2159.9
IGCC | 0 | 0 | 0 | 0 | 0 | 0
DemandResponse | 2307.31 | 2787.75 | 3373.93 | 3488.48 | 3606.92 | 3729.38
IGCC-CCS | 0 | 0 | 0 | 0 | 0 | 0
WT_off | 0 | 0 | 0 | 0 | 0 | 0
PseudoUnit | 0 | 0 | 0 | 0 | 0 | 0
FixedInterchange | 0 | 0 | 0 | 0 | 0 | 0
Total Installed Capacity by Reporting Type: PJM_ROR
ReportingType | 2015 | 2020 | 2025 | 2030 | 2035 | 2040
BM | 385 | 385 | 385 | 385 | 385 | 193
CC | 13618 | 13738 | 13738 | 18006.52 | 27179.27 | 27179.27
CSP | 0 | 0 | 0 | 0 | 0 | 0
CT | 29 | 29 | 29 | 29 | 29 | 29
Coal | 48238.88 | 41809.28 | 41809.28 | 41809.29 | 41809.29 | 41809.29
Geo | 0 | 0 | 0 | 0 | 0 | 0
H | 1837.4 | 1837.4 | 1837.4 | 1837.4 | 1837.4 | 1837.4
LFG | 539.4 | 681.47 | 1053.11 | 1053.11 | 1053.11 | 1053.11
Nuc | 20038 | 20038 | 20038 | 19171 | 14896 | 10012.84
PS | 3081 | 3081 | 3081 | 3081 | 3081 | 3081
PV | 24 | 24 | 24 | 24 | 24 | 24
PeakG | 19311 | 19311 | 19311 | 19311 | 19311 | 19311
PeakO | 1742 | 1742 | 1742 | 1742 | 1742 | 1742
ST | 0 | 0 | 0 | 0 | 0 | 0
STOG | 2122 | 2122 | 2122 | 2122 | 2122 | 2122
STWD | 194 | 194 | 194 | 194 | 194 | 194
WT | 10922.7 | 11114.4 | 24079.15 | 26043.71 | 28090.05 | 29974.05
IGCC | 0 | 0 | 0 | 0 | 0 | 0
DemandResponse | 3324.65 | 6282.21 | 9765.55 | 10067.05 | 10377.87 | 10698.28
IGCC-CCS | 0 | 0 | 0 | 0 | 0 | 0
WT_off | 0 | 0 | 0 | 0 | 0 | 0
PseudoUnit | 0 | 0 | 0 | 0 | 0 | 0
FixedInterchange | 0 | 0 | 0 | 0 | 0 | 0
Total Installed Capacity by Reporting Type: SOCO
ReportingType | 2015 | 2020 | 2025 | 2030 | 2035 | 2040
BM | 55 | 55 | 55 | 55 | 55 | 55
CC | 19838.9 | 20025.9 | 20218.56 | 21387.08 | 21387.08 | 21387.08
CSP | 0 | 0 | 0 | 0 | 0 | 0
CT | 0 | 0 | 0 | 0 | 0 | 0
Coal | 16785.46 | 16785.46 | 16785.46 | 18174.27 | 20836.89 | 26254.13
Geo | 0 | 0 | 0 | 0 | 0 | 0
H | 4194 | 4194 | 4194 | 4194 | 4194 | 4194
LFG | 37 | 37 | 144.4 | 144.4 | 144.4 | 144.4
Nuc | 5841 | 8041 | 8041 | 8041 | 8041 | 5395.95
PS | 1675 | 1675 | 1675 | 1675 | 1675 | 1675
PV | 0 | 0 | 0 | 0 | 0 | 0
PeakG | 10923 | 10923 | 10923 | 10923 | 10923 | 10923
PeakO | 208 | 208 | 208 | 208 | 208 | 208
ST | 0 | 0 | 0 | 0 | 0 | 0
STOG | 0 | 0 | 0 | 0 | 0 | 0
STWD | 0 | 0 | 0 | 0 | 0 | 0
WT | 0 | 0 | 0 | 0 | 0 | 0
IGCC | 0 | 0 | 0 | 0 | 0 | 0
DemandResponse | 2570.49 | 4773.97 | 7215.46 | 7512.46 | 7821.68 | 8143.63
IGCC-CCS | 0 | 0 | 0 | 0 | 0 | 0
WT_off | 0 | 0 | 0 | 0 | 0 | 0
PseudoUnit | 0 | 0 | 0 | 0 | 0 | 0
FixedInterchange | 0 | 0 | 0 | 0 | 0 | 0
Total Installed Capacity by Reporting Type: SPP_N
ReportingType | 2015 | 2020 | 2025 | 2030 | 2035 | 2040
BM | 0 | 0 | 0 | 0 | 0 | 0
CC | 1386 | 2686.15 | 2686.15 | 2686.16 | 2686.16 | 2686.16
CSP | 0 | 0 | 0 | 0 | 0 | 0
CT | 0 | 632.41 | 632.41 | 2061.19 | 4277.07 | 4277.07
Coal | 8347.54 | 8347.54 | 8347.54 | 8347.54 | 8347.54 | 10340.09
Geo | 0 | 0 | 0 | 0 | 0 | 0
H | 21 | 21 | 21 | 21 | 21 | 21
LFG | 7 | 7 | 7 | 102 | 102 | 102
Nuc | 1160 | 1160 | 1160 | 1160 | 1160 | 1160
PS | 0 | 0 | 0 | 0 | 0 | 0
PV | 0 | 0 | 0 | 0 | 0 | 0
PeakG | 4397 | 4397 | 4397 | 4397 | 4397 | 4397
PeakO | 1199 | 1199 | 1199 | 1199 | 1199 | 1199
ST | 0 | 0 | 0 | 0 | 0 | 0
STOG | 1662.05 | 1662.05 | 1662.05 | 1662.05 | 1662.05 | 1662.05
STWD | 0 | 0 | 0 | 0 | 0 | 0
WT | 1227 | 1227.01 | 1227.01 | 1227.01 | 1227.01 | 1227.01
IGCC | 0 | 0 | 0 | 0 | 0 | 0
DemandResponse | 446.68 | 920.58 | 1432.75 | 1499.14 | 1568.6 | 1641.28
IGCC-CCS | 0 | 0 | 0 | 0 | 0 | 0
WT_off | 0 | 0 | 0 | 0 | 0 | 0
PseudoUnit | 0 | 0 | 0 | 0 | 0 | 0
FixedInterchange | 0 | 0 | 0 | 0 | 0 | 0
Total Installed Capacity by Reporting Type: SPP_S
ReportingType | 2015 | 2020 | 2025 | 2030 | 2035 | 2040
BM | 0 | 0 | 0 | 0 | 0 | 0
CC | 10917 | 10917.03 | 10917.03 | 10917.03 | 10917.05 | 10917.05
CSP | 0 | 0 | 0 | 0 | 0 | 0
CT | 412.99 | 713.02 | 713.02 | 713.03 | 713.2 | 713.21
Coal | 12906.35 | 12906.35 | 12809.15 | 12809.15 | 12809.15 | 12809.15
Geo | 0 | 0 | 0 | 0 | 0 | 0
H | 2108 | 2108 | 2108 | 2108 | 2108 | 2108
LFG | 19 | 19 | 19 | 114 | 114 | 114
Nuc | 0.1 | 0.1 | 0.1 | 0.1 | 0.1 | 0.1
PS | 446 | 446 | 446 | 446 | 446 | 446
PV | 0 | 0 | 0 | 0 | 0 | 0
PeakG | 3443 | 3443 | 3443 | 3443 | 3443 | 3443
PeakO | 122 | 122 | 122 | 122 | 122 | 122
ST | 0 | 0 | 0 | 0 | 0 | 0
STOG | 6928.47 | 6928.47 | 6928.47 | 6928.47 | 6928.47 | 6928.47
STWD | 84 | 84 | 84 | 84 | 84 | 84
WT | 2727 | 5365.25 | 21057.16 | 21899.01 | 22773.02 | 23680.48
IGCC | 0 | 0 | 0 | 0 | 0 | 0
DemandResponse | 61.11 | 1754.28 | 3560.21 | 3675.61 | 3794.74 | 3917.74
IGCC-CCS | 0 | 0 | 0 | 0 | 0 | 0
WT_off | 0 | 0 | 0 | 0 | 0 | 0
PseudoUnit | 0 | 0 | 0 | 0 | 0 | 0
FixedInterchange | 0 | 0 | 0 | 0 | 0 | 0
Total Installed Capacity by Reporting Type: TVA
ReportingType | 2015 | 2020 | 2025 | 2030 | 2035 | 2040
BM | 0 | 0 | 0 | 0 | 0 | 0
CC | 5881 | 7511.44 | 7689.17 | 8262.68 | 8262.68 | 8262.68
CSP | 0 | 0 | 0 | 0 | 0 | 0
CT | 0 | 1696.35 | 1696.35 | 2153.78 | 2153.78 | 2153.78
Coal | 11356.18 | 10990.1 | 10990.1 | 10990.1 | 14558.79 | 16919.99
Geo | 0 | 0 | 0 | 0 | 0 | 0
H | 5111 | 5111 | 5111 | 5111 | 5111 | 5111
LFG | 13 | 13 | 120.4 | 120.4 | 120.4 | 120.4
Nuc | 8394.89 | 8394.89 | 8394.89 | 8394.89 | 5882.56 | 4603.89
PS | 1743 | 1743 | 1743 | 1743 | 1743 | 1743
PV | 0 | 0 | 0 | 0 | 0 | 0
PeakG | 5865 | 5865 | 5865 | 5865 | 5865 | 5865
PeakO | 83 | 83 | 83 | 83 | 83 | 83
ST | 0 | 0 | 0 | 0 | 0 | 0
STOG | 0 | 0 | 0 | 0 | 0 | 0
STWD | 5 | 5 | 5 | 5 | 5 | 5
WT | 29 | 29 | 29 | 29 | 29 | 29
IGCC | 0 | 0 | 0 | 0 | 0 | 0
DemandResponse | 1805 | 2555.95 | 3357.9 | 3440.97 | 3526.11 | 3613.35
IGCC-CCS | 0 | 0 | 0 | 0 | 0 | 0
WT_off | 0 | 0 | 0 | 0 | 0 | 0
PseudoUnit | 0 | 0 | 0 | 0 | 0 | 0
FixedInterchange | 0 | 0 | 0 | 0 | 0 | 0
Total Installed Capacity by Reporting Type: TVA_Transmission
ReportingType | 2015 | 2020 | 2025 | 2030 | 2035 | 2040
BM | 0 | 0 | 0 | 0 | 0 | 0
CC | 0 | 0 | 0 | 0 | 0 | 0
CSP | 0 | 0 | 0 | 0 | 0 | 0
CT | 0 | 0 | 0 | 0 | 0 | 0
Coal | 0 | 0 | 0 | 0 | 0 | 0
Geo | 0 | 0 | 0 | 0 | 0 | 0
H | 0 | 0 | 0 | 0 | 0 | 0
LFG | 0 | 0 | 0 | 0 | 0 | 0
Nuc | 0 | 0 | 0 | 0 | 0 | 0
PS | 0 | 0 | 0 | 0 | 0 | 0
PV | 0 | 0 | 0 | 0 | 0 | 0
PeakG | 0 | 0 | 0 | 0 | 0 | 0
PeakO | 0 | 0 | 0 | 0 | 0 | 0
ST | 0 | 0 | 0 | 0 | 0 | 0
STOG | 0 | 0 | 0 | 0 | 0 | 0
STWD | 0 | 0 | 0 | 0 | 0 | 0
WT | 0 | 0 | 0 | 0 | 0 | 0
IGCC | 0 | 0 | 0 | 0 | 0 | 0
DemandResponse | 0 | 0 | 0 | 0 | 0 | 0
IGCC-CCS | 0 | 0 | 0 | 0 | 0 | 0
WT_off | 0 | 0 | 0 | 0 | 0 | 0
PseudoUnit | 0 | 0 | 0 | 0 | 0 | 0
FixedInterchange | 0 | 0 | 0 | 0 | 0 | 0
Total Installed Capacity by Reporting Type: VACAR
ReportingType | 2015 | 2020 | 2025 | 2030 | 2035 | 2040
BM | 0.92 | 0.92 | 0.92 | 0.92 | 0.92 | 0.92
CC | 9439.99 | 11245.76 | 11948.7 | 14163.49 | 18947.1 | 22893.82
CSP | 0 | 0 | 0 | 0 | 0 | 0
CT | 717.2 | 717.2 | 717.2 | 1261 | 2619.64 | 3568.14
Coal | 17743.62 | 15565.64 | 15565.64 | 15565.64 | 15565.64 | 15565.64
Geo | 0 | 0 | 0 | 0 | 0 | 0
H | 2122 | 2122 | 2122 | 2122 | 2122 | 2122
LFG | 63.34 | 170.4 | 170.4 | 170.4 | 170.4 | 170.4
Nuc | 11430 | 13760 | 13760 | 13760 | 10512 | 8654
PS | 2616 | 2616 | 2616 | 2616 | 2616 | 2616
PV | 16 | 152.4 | 159.05 | 167.3 | 175.77 | 184.65
PeakG | 8308 | 8308 | 8308 | 8308 | 8308 | 8308
PeakO | 1268 | 1268 | 1268 | 1268 | 1268 | 1268
ST | 0 | 0 | 0 | 0 | 0 | 0
STOG | 92 | 92 | 92 | 92 | 92 | 92
STWD | 281 | 281 | 281 | 281 | 281 | 281
WT | 0.9 | 3500 | 3500 | 3500 | 3500 | 3500
IGCC | 0 | 0 | 0 | 0 | 0 | 0
DemandResponse | 2339.28 | 3868.22 | 5651.52 | 5928.05 | 6218.12 | 6522.37
IGCC-CCS | 0 | 0 | 0 | 0 | 0 | 0
WT_off | 1 | 751.27 | 2375.5 | 2653.97 | 2943.83 | 3243.49
PseudoUnit | 0 | 0 | 0 | 0 | 0 | 0
FixedInterchange | 0 | 0 | 0 | 0 | 0 | 0
Total Installed Capacity by Reporting Type: IESO
ReportingType | 2015 | 2020 | 2025 | 2030 | 2035 | 2040
BM | 326.33 | 326.33 | 326.33 | 326.33 | 326.33 | 326.33
CC | 4099.38 | 4099.38 | 4099.38 | 4099.38 | 4099.38 | 6139.59
CSP | 0 | 0 | 0 | 0 | 0 | 0
CT | 368 | 368 | 368 | 368 | 1091.52 | 1532.8
Coal | 0 | 0 | 0 | 0 | 0 | 0
Geo | 0 | 0 | 0 | 0 | 0 | 0
H | 8693.3 | 8693.3 | 8693.3 | 8693.3 | 8693.3 | 8693.3
LFG | 117.5 | 117.5 | 117.5 | 117.5 | 118 | 118
Nuc | 13018 | 13018 | 13018 | 13018 | 11988 | 10448
PS | 123 | 123 | 123 | 123 | 123 | 123
PV | 1097.26 | 1097.26 | 1097.26 | 1097.26 | 30 | 30
PeakG | 584 | 584 | 584 | 584 | 584 | 584
PeakO | 29.35 | 29.35 | 29.35 | 29.35 | 29.35 | 29.35
ST | 0 | 0 | 0 | 0 | 0 | 0
STOG | 0 | 0 | 0 | 0 | 0 | 0
STWD | 0 | 0 | 0 | 0 | 0 | 0
WT | 3385.9 | 3385.9 | 3385.9 | 3385.9 | 2316.8 | 2316.8
IGCC | 0 | 0 | 0 | 0 | 0 | 0
DemandResponse | 1958.79 | 2066.83 | 2340.54 | 2421.21 | 2504.65 | 2590.98
IGCC-CCS | 0 | 0 | 0 | 0 | 0 | 0
WT_off | 0 | 0 | 0 | 0 | 0 | 0
PseudoUnit | 0 | 0 | 0 | 0 | 0 | 0
FixedInterchange | 0 | 0 | 0 | 0 | 0 | 0
Total Installed Capacity by Reporting Type: MAPP_CA
ReportingType | 2015 | 2020 | 2025 | 2030 | 2035 | 2040
BM | 0 | 0 | 0 | 0 | 0 | 0
CC | 1644.07 | 2155.49 | 2329.99 | 2474.18 | 2630.42 | 2818.55
CSP | 0 | 0 | 0 | 0 | 0 | 0
CT | 0 | 0 | 0 | 263.62 | 531.32 | 783.94
Coal | 736.5 | 736.5 | 736.5 | 736.5 | 736.5 | 736.5
Geo | 0 | 0 | 0 | 0 | 0 | 0
H | 6475.4 | 6475.4 | 6475.4 | 6475.4 | 6475.4 | 6475.4
LFG | 0 | 0 | 0 | 0 | 0 | 0
Nuc | 0.1 | 0.1 | 0.1 | 0.1 | 0.1 | 0.1
PS | 0 | 0 | 0 | 0 | 0 | 0
PV | 0 | 0 | 0 | 0 | 0 | 0
PeakG | 559 | 559 | 559 | 559 | 559 | 559
PeakO | 4 | 4 | 4 | 4 | 4 | 4
ST | 0 | 0 | 0 | 0 | 0 | 0
STOG | 126 | 126 | 126 | 126 | 126 | 126
STWD | 0 | 0 | 0 | 0 | 0 | 0
WT | 577.4 | 577.4 | 577.4 | 577.4 | 577.4 | 577.4
IGCC | 0 | 0 | 0 | 0 | 0 | 0
DemandResponse | 89.5 | 308.14 | 546.73 | 568.39 | 590.9 | 614.31
IGCC-CCS | 0 | 0 | 0 | 0 | 0 | 0
WT_off | 0 | 0 | 0 | 0 | 0 | 0
PseudoUnit | 0 | 0 | 0 | 0 | 0 | 0
FixedInterchange | 0 | 0 | 0 | 0 | 0 | 0
Total Installed Capacity by Reporting Type: AZ_NM_SNV_Coal
ReportingType | 2015 | 2020 | 2025 | 2030 | 2035 | 2040
BM | 0 | 0 | 0 | 0 | 0 | 0
CC | 0 | 0 | 0 | 0 | 0 | 0
CSP | 0 | 0 | 0 | 0 | 0 | 0
CT | 0 | 0 | 0 | 0 | 0 | 0
Coal | 10466 | 10466 | 10466 | 10466 | 10466 | 10466
Geo | 0 | 0 | 0 | 0 | 0 | 0
H | 0 | 0 | 0 | 0 | 0 | 0
LFG | 0 | 0 | 0 | 0 | 0 | 0
Nuc | 0 | 0 | 0 | 0 | 0 | 0
PS | 0 | 0 | 0 | 0 | 0 | 0
PV | 0 | 0 | 0 | 0 | 0 | 0
PeakG | 0 | 0 | 0 | 0 | 0 | 0
PeakO | 3.74 | 3.74 | 3.74 | 3.74 | 3.74 | 3.74
ST | 0 | 0 | 0 | 0 | 0 | 0
STOG | 0 | 0 | 0 | 0 | 0 | 0
STWD | 0 | 0 | 0 | 0 | 0 | 0
WT | 0 | 0 | 0 | 0 | 0 | 0
IGCC | 0 | 0 | 0 | 0 | 0 | 0
DemandResponse | 0 | 0 | 0 | 0 | 0 | 0
IGCC-CCS | 0 | 0 | 0 | 0 | 0 | 0
WT_off | 0 | 0 | 0 | 0 | 0 | 0
PseudoUnit | 0 | 0 | 0 | 0 | 0 | 0
FixedInterchange | 0 | 0 | 0 | 0 | 0 | 0
Total Installed Capacity by Reporting Type: AZ_NM_SNV_Gas
ReportingType | 2015 | 2020 | 2025 | 2030 | 2035 | 2040
BM | 0 | 0 | 0 | 0 | 0 | 0
CC | 16018 | 16018 | 16074.67 | 16661.95 | 16661.95 | 17256.12
CSP | 0 | 0 | 0 | 0 | 0 | 0
CT | 736 | 736 | 736 | 736 | 0 | 0
Coal | 0 | 0 | 0 | 0 | 0 | 0
Geo | 0 | 0 | 0 | 0 | 0 | 0
H | 0 | 0 | 0 | 0 | 0 | 0
LFG | 0 | 0 | 0 | 0 | 0 | 0
Nuc | 0 | 0 | 0 | 0 | 0 | 0
PS | 0 | 0 | 0 | 0 | 0 | 0
PV | 0 | 0 | 0 | 0 | 0 | 0
PeakG | 3660 | 3660 | 3660 | 3660 | 3660 | 3660
PeakO | 0 | 0 | 0 | 0 | 0 | 0
ST | 0 | 0 | 0 | 0 | 0 | 0
STOG | 0 | 0 | 0 | 0 | 0 | 0
STWD | 0 | 0 | 0 | 0 | 0 | 0
WT | 0 | 0 | 0 | 0 | 0 | 0
IGCC | 0 | 0 | 0 | 0 | 0 | 0
DemandResponse | 334.55 | 1076.71 | 1928.33 | 2059.84 | 2196.64 | 2344.36
IGCC-CCS | 0 | 0 | 0 | 0 | 0 | 0
WT_off | 0 | 0 | 0 | 0 | 0 | 0
PseudoUnit | 0 | 0 | 0 | 0 | 0 | 0
FixedInterchange | 0 | 0 | 0 | 0 | 0 | 0
Total Installed Capacity by Reporting Type: AZ_NM_SNV_NucRenew
ReportingType | 2015 | 2020 | 2025 | 2030 | 2035 | 2040
BM | 0 | 0 | 0 | 0 | 0 | 0
CC | 0 | 0 | 0 | 0 | 0 | 0
CSP | 0 | 0 | 0 | 0 | 0 | 0
CT | 0 | 0 | 0 | 0 | 0 | 0
Coal | 0 | 0 | 0 | 0 | 0 | 0
Geo | 0 | 0 | 1450 | 1450 | 1450 | 1450
H | 3131 | 3131 | 3131 | 3131 | 3131 | 3131
LFG | 7 | 7 | 67.67 | 67.67 | 67.67 | 67.67
Nuc | 3875 | 3875 | 3875 | 3875 | 3875 | 3875
PS | 216 | 216 | 216 | 216 | 216 | 216
PV | 148.7 | 148.7 | 148.7 | 148.7 | 148.7 | 148.7
PeakG | 0 | 0 | 0 | 0 | 0 | 0
PeakO | 0 | 0 | 0 | 0 | 0 | 0
ST | 280 | 744.2 | 1022.53 | 1097.56 | 1097.57 | 1097.57
STOG | 0 | 0 | 0 | 0 | 0 | 0
STWD | 26 | 26 | 26 | 26 | 26 | 26
WT | 525.1 | 15061.64 | 15061.64 | 28206.23 | 51017.03 | 66388.24
IGCC | 0 | 0 | 0 | 0 | 0 | 0
DemandResponse | 0 | 0 | 0 | 0 | 0 | 0
IGCC-CCS | 0 | 0 | 0 | 0 | 0 | 0
WT_off | 0 | 0 | 0 | 0 | 0 | 0
PseudoUnit | 0 | 0 | 0 | 0 | 0 | 0
FixedInterchange | 0 | 0 | 0 | 0 | 0 | 0
Total Installed Capacity by Reporting Type: ERCOT
ReportingType | 2015 | 2020 | 2025 | 2030 | 2035 | 2040
BM | 145 | 145 | 145 | 145 | 145 | 145
CC | 29150 | 32276.74 | 32276.74 | 32276.74 | 34953.65 | 37700.88
CSP | 0 | 0 | 0 | 0 | 0 | 0
CT | 250 | 250 | 250 | 250 | 250 | 250
Coal | 18867.87 | 18867.87 | 18867.87 | 18867.87 | 18867.87 | 18867.87
Geo | 0 | 0 | 0 | 0 | 0 | 0
H | 565 | 565 | 565 | 565 | 565 | 565
LFG | 75 | 75 | 332.38 | 429 | 429 | 429
Nuc | 5091 | 5091 | 5091 | 5091 | 5091 | 5091
PS | 0 | 0 | 0 | 0 | 0 | 0
PV | 15 | 15 | 15 | 15 | 1 | 1
PeakG | 4768 | 4768 | 4768 | 4768 | 4768 | 4768
PeakO | 51 | 51 | 51 | 51 | 51 | 51
ST | 0 | 0 | 0 | 0 | 0 | 0
STOG | 18515.98 | 18515.98 | 18341.19 | 18341.19 | 18341.19 | 18341.19
STWD | 0 | 0 | 0 | 0 | 0 | 0
WT | 9280.1 | 9280.1 | 9280.1 | 33600.68 | 34723.38 | 35867.08
IGCC | 0 | 0 | 0 | 0 | 0 | 0
DemandResponse | 740.81 | 3617.73 | 6720.3 | 6926.25 | 7155.61 | 7391.29
IGCC-CCS | 0 | 0 | 0 | 0 | 0 | 0
WT_off | 0 | 0 | 0 | 0 | 0 | 0
PseudoUnit | 0 | 0 | 0 | 0 | 0 | 0
FixedInterchange | 0 | 0 | 0 | 0 | 0 | 0
Total Installed Capacity by Reporting Type: NP15
ReportingType | 2015 | 2020 | 2025 | 2030 | 2035 | 2040
BM | 0 | 0 | 0 | 0 | 0 | 0
CC | 7404 | 7404 | 7404 | 7404 | 7404 | 7404
CSP | 0 | 0 | 0 | 0 | 0 | 0
CT | 300.8 | 833.52 | 3866.3 | 5019.88 | 8926.16 | 10871.23
Coal | 28.2 | 0 | 0 | 0 | 0 | 0
Geo | 1123 | 1723 | 1723 | 1723 | 1723 | 1723
H | 8825 | 8825 | 8825 | 8825 | 8825 | 8825
LFG | 85 | 650 | 650 | 650 | 650 | 650
Nuc | 2300 | 2300 | 2300 | 2300 | 2300 | 2300
PS | 2257 | 2257 | 2257 | 2257 | 2257 | 2257
PV | 59.5 | 59.5 | 59.5 | 59.5 | 59.5 | 59.5
PeakG | 3265 | 3265 | 3265 | 3265 | 3265 | 3265
PeakO | 350 | 350 | 350 | 350 | 350 | 350
ST | 29 | 29 | 29 | 29 | 29 | 29
STOG | 3812.6 | 3812.6 | 3812.6 | 3812.6 | 3812.6 | 3812.6
STWD | 442 | 442 | 442 | 442 | 442 | 442
WT | 1193.2 | 4492 | 4492 | 4492 | 4492 | 13946.38
IGCC | 0 | 0 | 0 | 0 | 0 | 0
DemandResponse | 1828.06 | 1875.2 | 2034.02 | 2149.8 | 2261.58 | 2376.93
IGCC-CCS | 0 | 0 | 0 | 0 | 0 | 0
WT_off | 0 | 0 | 0 | 0 | 0 | 0
PseudoUnit | 0 | 0 | 0 | 0 | 0 | 0
FixedInterchange | 0 | 0 | 0 | 0 | 0 | 0
Total Installed Capacity by Reporting Type: NWPP_Coal
ReportingType | 2015 | 2020 | 2025 | 2030 | 2035 | 2040
BM | 0 | 0 | 0 | 0 | 0 | 0
CC | 0 | 0 | 0 | 0 | 0 | 0
CSP | 0 | 0 | 0 | 0 | 0 | 0
CT | 0 | 0 | 0 | 0 | 0 | 0
Coal | 13097.62 | 13097.62 | 13097.62 | 13097.62 | 13097.62 | 13097.62
Geo | 0 | 0 | 0 | 0 | 0 | 0
H | 0 | 0 | 0 | 0 | 0 | 0
LFG | 0 | 0 | 0 | 0 | 0 | 0
Nuc | 0 | 0 | 0 | 0 | 0 | 0
PS | 0 | 0 | 0 | 0 | 0 | 0
PV | 0 | 0 | 0 | 0 | 0 | 0
PeakG | 0 | 0 | 0 | 0 | 0 | 0
PeakO | 0 | 0 | 0 | 0 | 0 | 0
ST | 0 | 0 | 0 | 0 | 0 | 0
STOG | 0 | 0 | 0 | 0 | 0 | 0
STWD | 0 | 0 | 0 | 0 | 0 | 0
WT | 0 | 0 | 0 | 0 | 0 | 0
IGCC | 0 | 0 | 0 | 0 | 0 | 0
DemandResponse | 0 | 0 | 0 | 0 | 0 | 0
IGCC-CCS | 0 | 0 | 0 | 0 | 0 | 0
WT_off | 0 | 0 | 0 | 0 | 0 | 0
PseudoUnit | 0 | 0 | 0 | 0 | 0 | 0
FixedInterchange | 0 | 0 | 0 | 0 | 0 | 0
Total Installed Capacity by Reporting Type: NWPP_Gas
ReportingType | 2015 | 2020 | 2025 | 2030 | 2035 | 2040
BM | 0 | 0 | 0 | 0 | 0 | 0
CC | 6627 | 6627 | 6627 | 8409.73 | 11508.06 | 13067.14
CSP | 0 | 0 | 0 | 0 | 0 | 0
CT | 150 | 150 | 150 | 150 | 0 | 0
Coal | 0 | 0 | 0 | 0 | 0.25 | 945.41
Geo | 0 | 0 | 0 | 0 | 0 | 0
H | 0 | 0 | 0 | 0 | 0 | 0
LFG | 0 | 0 | 0 | 0 | 0 | 0
Nuc | 0 | 0 | 0 | 0 | 0 | 0
PS | 0 | 0 | 0 | 0 | 0 | 0
PV | 0 | 0 | 0 | 0 | 0 | 0
PeakG | 0 | 0 | 0 | 0 | 0 | 0
PeakO | 0 | 0 | 0 | 0 | 0 | 0
ST | 0 | 0 | 0 | 0 | 0 | 0
STOG | 0 | 0 | 0 | 0 | 0 | 0
STWD | 0 | 0 | 0 | 0 | 0 | 0
WT | 0 | 0 | 0 | 0 | 0 | 0
IGCC | 0 | 0 | 0 | 0 | 0 | 0
DemandResponse | 0.01 | 953.34 | 1988.72 | 2091.14 | 2193.74 | 2298.72
IGCC-CCS | 0 | 0 | 0 | 0 | 0 | 0
WT_off | 0 | 0 | 0 | 0 | 0 | 0
PseudoUnit | 0 | 0 | 0 | 0 | 0 | 0
FixedInterchange | 0 | 0 | 0 | 0 | 0 | 0
Total Installed Capacity by Reporting Type: NWPP_NucRenew
ReportingType | 2015 | 2020 | 2025 | 2030 | 2035 | 2040
BM | 32.55 | 32.55 | 32.55 | 32.55 | 32.55 | 32.55
CC | 0 | 0 | 0 | 0 | 0 | 0
CSP | 0 | 0 | 0 | 0 | 0 | 0
CT | 0 | 0 | 0 | 0 | 0 | 0
Coal | 0 | 0 | 0 | 0 | 0 | 0
Geo | 404.2 | 404.2 | 838.2 | 838.2 | 838.2 | 838.2
H | 33736 | 33736 | 33736 | 33736 | 33736 | 33736
LFG | 128.5 | 165.42 | 373 | 373 | 373 | 373
Nuc | 1131 | 1131 | 1131 | 1131 | 1131 | 1131
PS | 258 | 258 | 258 | 258 | 258 | 258
PV | 3 | 3 | 3 | 3 | 3 | 3
PeakG | 0 | 0 | 0 | 0 | 0 | 0
PeakO | 0 | 0 | 0 | 0 | 0 | 0
ST | 0 | 0 | 0 | 0 | 0 | 0
STOG | 0 | 0 | 0 | 0 | 0 | 0
STWD | 0 | 0 | 0 | 0 | 0 | 0
WT | 6865.3 | 6865.3 | 6865.3 | 7024.74 | 7024.74 | 7052.89
IGCC | 0 | 0 | 0 | 0 | 0 | 0
DemandResponse | 0 | 0 | 0 | 0 | 0 | 0
IGCC-CCS | 0 | 0 | 0 | 0 | 0 | 0
WT_off | 0 | 0 | 0 | 0 | 0 | 0
PseudoUnit | 0 | 0 | 0 | 0 | 0 | 0
FixedInterchange | 0 | 0 | 0 | 0 | 0 | 0
Total Installed Capacity by Reporting Type: RMPA
ReportingType | 2015 | 2020 | 2025 | 2030 | 2035 | 2040
BM | 0 | 0 | 0 | 0 | 0 | 0
CC | 2686 | 2686 | 2686 | 2686 | 2686 | 2686
CSP | 0 | 0 | 0 | 0 | 0 | 0
CT | 152 | 152 | 152 | 152 | 152 | 152
Coal | 7289.33 | 7118.83 | 6705.8 | 6705.8 | 7594.38 | 8801.95
Geo | 0 | 25 | 2570 | 2570 | 2570 | 2570
H | 982 | 982 | 982 | 982 | 982 | 982
LFG | 7.4 | 7.4 | 7.4 | 36.33 | 36.33 | 36.33
Nuc | 0.1 | 0.1 | 0.1 | 0.1 | 0.1 | 0.1
PS | 563 | 563 | 563 | 563 | 563 | 563
PV | 21 | 21 | 21 | 21 | 21 | 21
PeakG | 2904 | 2904 | 2904 | 2904 | 2904 | 2904
PeakO | 187 | 187 | 187 | 187 | 187 | 187
ST | 3 | 379.1 | 404.82 | 432.27 | 432.27 | 432.27
STOG | 0 | 0 | 0 | 0 | 0 | 0
STWD | 0 | 0 | 0 | 0 | 0 | 0
WT | 2113.4 | 5126.24 | 5126.24 | 5126.24 | 5126.24 | 5126.24
IGCC | 0 | 0 | 0 | 0 | 0 | 0
DemandResponse | 486.05 | 622.89 | 804.5 | 856.88 | 912.57 | 971.91
IGCC-CCS | 0 | 0 | 0 | 0 | 0 | 0
WT_off | 0 | 0 | 0 | 0 | 0 | 0
PseudoUnit | 0 | 0 | 0 | 0 | 0 | 0
FixedInterchange | 0 | 0 | 0 | 0 | 0 | 0
Total Installed Capacity by Reporting Type: SP15
ReportingType | 2015 | 2020 | 2025 | 2030 | 2035 | 2040
BM | 6 | 6 | 6 | 6 | 6 | 6
CC | 10080.5 | 10080.5 | 10080.5 | 10080.5 | 10080.5 | 10080.5
CSP | 0 | 0 | 0 | 0 | 0 | 0
CT | 0 | 0 | 0 | 0 | 0 | 0
Coal | 101.2 | 101.2 | 101.2 | 101.2 | 0 | 0
Geo | 963 | 2413 | 2413 | 2413 | 2413 | 2413
H | 1163 | 1163 | 1163 | 1163 | 1163 | 1163
LFG | 223.2 | 779 | 779 | 779 | 779 | 779
Nuc | 2250 | 2250 | 2250 | 2250 | 2250 | 2250
PS | 1440 | 1440 | 1440 | 1440 | 1440 | 1440
PV | 126.8 | 126.8 | 126.8 | 126.8 | 126.8 | 126.8
PeakG | 4309 | 4309 | 4309 | 4309 | 4309 | 4309
PeakO | 51 | 51 | 51 | 51 | 51 | 51
ST | 448 | 448 | 448 | 448 | 448 | 448
STOG | 10242 | 10242 | 10242 | 10242 | 10242 | 10242
STWD | 119 | 119 | 119 | 119 | 119 | 119
WT | 2207.8 | 2207.8 | 2207.8 | 14891.03 | 16372.8 | 16372.8
IGCC | 0 | 0 | 0 | 0 | 0 | 0
DemandResponse | 2613.15 | 2728.17 | 2959.23 | 3127.67 | 3290.3 | 3458.12
IGCC-CCS | 0 | 0 | 0 | 0 | 0 | 0
WT_off | 0 | 0 | 0 | 0 | 0 | 0
PseudoUnit | 0 | 0 | 0 | 0 | 0 | 0
FixedInterchange | 0 | 0 | 0 | 0 | 0 | 0
Total Installed Capacity by Reporting Type: ALB
ReportingType | 2015 | 2020 | 2025 | 2030 | 2035 | 2040
BM | 0 | 0 | 0 | 0 | 0 | 0
CC | 2595.36 | 3278.2 | 3892.72 | 4807.71 | 5999.52 | 7061.46
CSP | 0 | 0 | 0 | 0 | 0 | 0
CT | 201.5 | 201.5 | 201.5 | 201.5 | 0 | 0
Coal | 6240.83 | 6240.83 | 6240.83 | 6240.83 | 6240.83 | 6240.83
Geo | 0 | 0 | 0 | 0 | 0 | 0
H | 912 | 912 | 912 | 912 | 912 | 912
LFG | 10 | 10 | 10 | 10 | 10 | 10
Nuc | 0.1 | 0.1 | 0.1 | 0.1 | 0.1 | 0.1
PS | 0 | 0 | 0 | 0 | 0 | 0
PV | 0 | 0 | 0 | 0 | 0 | 0
PeakG | 1475.88 | 1381.78 | 1381.78 | 1381.78 | 1381.78 | 1381.78
PeakO | 0 | 0 | 0 | 0 | 0 | 0
ST | 0 | 0 | 0 | 0 | 0 | 0
STOG | 0 | 0 | 0 | 0 | 0 | 0
STWD | 0 | 0 | 0 | 0 | 0 | 0
WT | 672 | 672 | 672 | 672 | 672 | 672
IGCC | 0 | 0 | 0 | 0 | 0 | 0
DemandResponse | 105.16 | 361.08 | 660.83 | 708.64 | 759.9 | 814.88
IGCC-CCS | 0 | 0 | 0 | 0 | 0 | 0
WT_off | 0 | 0 | 0 | 0 | 0 | 0
PseudoUnit | 0 | 0 | 0 | 0 | 0 | 0
FixedInterchange | 0 | 0 | 0 | 0 | 0 | 0
Total Installed Capacity by Reporting Type: BC
ReportingType | 2015 | 2020 | 2025 | 2030 | 2035 | 2040
BM | 0 | 0 | 0 | 0 | 0 | 0
CC | 1345.35 | 1780 | 2434.21 | 2965.28 | 3743.97 | 4532.5
CSP | 0 | 0 | 0 | 0 | 0 | 0
CT | 0 | 0 | 0 | 0 | 0 | 28.31
Coal | 0 | 0 | 0 | 0 | 0 | 0
Geo | 0 | 0 | 0 | 0 | 0 | 0
H | 12161 | 12161 | 12161 | 12161 | 12161 | 12161
LFG | 24 | 24 | 24 | 24 | 24 | 24
Nuc | 0.1 | 0.1 | 0.1 | 0.1 | 0.1 | 0.1
PS | 0 | 0 | 0 | 0 | 0 | 0
PV | 0 | 0 | 0 | 0 | 0 | 0
PeakG | 141 | 141 | 141 | 141 | 141 | 141
PeakO | 44 | 44 | 44 | 44 | 44 | 44
ST | 0 | 0 | 0 | 0 | 0 | 0
STOG | 0 | 0 | 0 | 0 | 0 | 0
STWD | 510 | 510 | 510 | 510 | 510 | 510
WT | 246 | 246 | 246 | 246 | 246 | 246
IGCC | 0 | 0 | 0 | 0 | 0 | 0
DemandResponse | 0.01 | 264.69 | 555.31 | 582.51 | 611.05 | 640.98
IGCC-CCS | 0 | 0 | 0 | 0 | 0 | 0
WT_off | 0 | 0 | 0 | 0 | 0 | 0
PseudoUnit | 0 | 0 | 0 | 0 | 0 | 0
FixedInterchange | 0 | 0 | 0 | 0 | 0 | 0
Total Installed Capacity by Reporting Type: HQ_IESO
ReportingType | 2015 | 2020 | 2025 | 2030 | 2035 | 2040
BM | 0 | 0 | 0 | 0 | 0 | 0
CC | 0 | 0 | 0 | 0 | 0 | 0
CSP | 0 | 0 | 0 | 0 | 0 | 0
CT | 0 | 0 | 0 | 0 | 0 | 0
Coal | 0 | 0 | 0 | 0 | 0 | 0
Geo | 0 | 0 | 0 | 0 | 0 | 0
H | 0 | 0 | 0 | 0 | 0 | 0
LFG | 0 | 0 | 0 | 0 | 0 | 0
Nuc | 0.1 | 0.1 | 0.1 | 0.1 | 0.1 | 0.1
PS | 0 | 0 | 0 | 0 | 0 | 0
PV | 0 | 0 | 0 | 0 | 0 | 0
PeakG | 0 | 0 | 0 | 0 | 0 | 0
PeakO | 0 | 0 | 0 | 0 | 0 | 0
ST | 0 | 0 | 0 | 0 | 0 | 0
STOG | 0 | 0 | 0 | 0 | 0 | 0
STWD | 0 | 0 | 0 | 0 | 0 | 0
WT | 0 | 0 | 0 | 0 | 0 | 0
IGCC | 0 | 0 | 0 | 0 | 0 | 0
DemandResponse | 0 | 0 | 0 | 0 | 0 | 0
IGCC-CCS | 0 | 0 | 0 | 0 | 0 | 0
WT_off | 0 | 0 | 0 | 0 | 0 | 0
PseudoUnit | 0 | 0 | 0 | 0 | 0 | 0
FixedInterchange | 3000 | 3000 | 3000 | 3000 | 3000 | 3000
Total Installed Capacity by Reporting Type: HQ_NEISO
ReportingType | 2015 | 2020 | 2025 | 2030 | 2035 | 2040
BM | 0 | 0 | 0 | 0 | 0 | 0
CC | 0 | 0 | 0 | 0 | 0 | 0
CSP | 0 | 0 | 0 | 0 | 0 | 0
CT | 0 | 0 | 0 | 0 | 0 | 0
Coal | 0 | 0 | 0 | 0 | 0 | 0
Geo | 0 | 0 | 0 | 0 | 0 | 0
H | 0 | 0 | 0 | 0 | 0 | 0
LFG | 0 | 0 | 0 | 0 | 0 | 0
Nuc | 0.1 | 0.1 | 0.1 | 0.1 | 0.1 | 0.1
PS | 0 | 0 | 0 | 0 | 0 | 0
PV | 0 | 0 | 0 | 0 | 0 | 0
PeakG | 0 | 0 | 0 | 0 | 0 | 0
PeakO | 0 | 0 | 0 | 0 | 0 | 0
ST | 0 | 0 | 0 | 0 | 0 | 0
STOG | 0 | 0 | 0 | 0 | 0 | 0
STWD | 0 | 0 | 0 | 0 | 0 | 0
WT | 0 | 0 | 0 | 0 | 0 | 0
IGCC | 0 | 0 | 0 | 0 | 0 | 0
DemandResponse | 0 | 0 | 0 | 0 | 0 | 0
IGCC-CCS | 0 | 0 | 0 | 0 | 0 | 0
WT_off | 0 | 0 | 0 | 0 | 0 | 0
PseudoUnit | 0 | 0 | 0 | 0 | 0 | 0
FixedInterchange | 2920 | 2920 | 2920 | 2920 | 2920 | 2920
Total Installed Capacity by Reporting Type: HQ_NY
ReportingType | 2015 | 2020 | 2025 | 2030 | 2035 | 2040
BM | 0 | 0 | 0 | 0 | 0 | 0
CC | 0 | 0 | 0 | 0 | 0 | 0
CSP | 0 | 0 | 0 | 0 | 0 | 0
CT | 0 | 0 | 0 | 0 | 0 | 0
Coal | 0 | 0 | 0 | 0 | 0 | 0
Geo | 0 | 0 | 0 | 0 | 0 | 0
H | 0 | 0 | 0 | 0 | 0 | 0
LFG | 0 | 0 | 0 | 0 | 0 | 0
Nuc | 0.1 | 0.1 | 0.1 | 0.1 | 0.1 | 0.1
PS | 0 | 0 | 0 | 0 | 0 | 0
PV | 0 | 0 | 0 | 0 | 0 | 0
PeakG | 0 | 0 | 0 | 0 | 0 | 0
PeakO | 0 | 0 | 0 | 0 | 0 | 0
ST | 0 | 0 | 0 | 0 | 0 | 0
STOG | 0 | 0 | 0 | 0 | 0 | 0
STWD | 0 | 0 | 0 | 0 | 0 | 0
WT | 0 | 0 | 0 | 0 | 0 | 0
IGCC | 0 | 0 | 0 | 0 | 0 | 0
DemandResponse | 0 | 0 | 0 | 0 | 0 | 0
IGCC-CCS | 0 | 0 | 0 | 0 | 0 | 0
WT_off | 0 | 0 | 0 | 0 | 0 | 0
PseudoUnit | 0 | 0 | 0 | 0 | 0 | 0
FixedInterchange | 1500 | 1500 | 1500 | 1500 | 1500 | 1500
Total Installed Capacity by Reporting Type: MARITIMES
ReportingType | 2015 | 2020 | 2025 | 2030 | 2035 | 2040
BM | 0 | 0 | 0 | 0 | 0 | 0
CC | 0 | 0 | 0 | 0 | 0 | 0
CSP | 0 | 0 | 0 | 0 | 0 | 0
CT | 0 | 0 | 0 | 0 | 0 | 0
Coal | 0 | 0 | 0 | 0 | 0 | 0
Geo | 0 | 0 | 0 | 0 | 0 | 0
H | 0 | 0 | 0 | 0 | 0 | 0
LFG | 0 | 0 | 0 | 0 | 0 | 0
Nuc | 0.1 | 0.1 | 0.1 | 0.1 | 0.1 | 0.1
PS | 0 | 0 | 0 | 0 | 0 | 0
PV | 0 | 0 | 0 | 0 | 0 | 0
PeakG | 0 | 0 | 0 | 0 | 0 | 0
PeakO | 0 | 0 | 0 | 0 | 0 | 0
ST | 0 | 0 | 0 | 0 | 0 | 0
STOG | 0 | 0 | 0 | 0 | 0 | 0
STWD | 0 | 0 | 0 | 0 | 0 | 0
WT | 0 | 0 | 0 | 0 | 0 | 0
IGCC | 0 | 0 | 0 | 0 | 0 | 0
DemandResponse | 0 | 0 | 0 | 0 | 0 | 0
IGCC-CCS | 0 | 0 | 0 | 0 | 0 | 0
WT_off | 0 | 0 | 0 | 0 | 0 | 0
PseudoUnit | 0 | 0 | 0 | 0 | 0 | 0
FixedInterchange | 1400 | 1400 | 1400 | 1400 | 1400 | 1400
Total Installed Capacity by Reporting Type: All
ReportingType | 2015 | 2020 | 2025 | 2030 | 2035 | 2040
BM | 1251 | 1251 | 1251 | 1251 | 1251 | 1059
CC | 232544.67 | 251130.22 | 256229.04 | 274867.6 | 313129.55 | 348467.05
CSP | 0 | 0 | 0 | 0 | 0 | 0
CT | 6481.99 | 13520.86 | 17977.96 | 24411.57 | 38568.36 | 47595.23
Coal | 269916.63 | 256196.97 | 255686.74 | 257075.57 | 266188.57 | 281019.63
Geo | 2534.2 | 4609.2 | 9038.2 | 9038.2 | 9038.2 | 9038.2
H | 106079.79 | 106079.79 | 106079.79 | 106079.79 | 106079.79 | 106079.79
LFG | 4136 | 6089 | 8299 | 9022.5 | 9023 | 9023
Nuc | 117236.86 | 121152.36 | 121152.36 | 119664.16 | 93088.46 | 73382.46
PS | 21788 | 21788 | 21788 | 21788 | 21788 | 21788
PV | 1648 | 3851.49 | 4945.35 | 5197.09 | 4198.75 | 4317.65
PeakG | 119320.38 | 119226.28 | 119226.28 | 119226.28 | 119226.28 | 119226.28
PeakO | 19891.16 | 19891.16 | 19891.16 | 19891.16 | 19891.16 | 19891.16
ST | 760 | 1600.3 | 1904.35 | 2006.83 | 2006.84 | 2006.84
STOG | 68156.73 | 67861.1 | 67374.57 | 67374.57 | 67374.57 | 67374.57
STWD | 3409 | 3409 | 3409 | 3409 | 3409 | 3409
WT | 64004.8 | 100033.52 | 133167.5 | 202418.57 | 242787.79 | 273723.73
IGCC | 618 | 618 | 618 | 618 | 618 | 618.01
DemandResponse | 37863.74 | 60093.26 | 85862.57 | 89210.8 | 92685.8 | 96304.58
IGCC-CCS | 0 | 0 | 0 | 0 | 0 | 0
WT_off | 469 | 1219.27 | 3943.5 | 4221.97 | 4043.83 | 4343.5
PseudoUnit | 0 | 0 | 0 | 0 | 0 | 0
FixedInterchange | 8820 | 8820 | 8820 | 8820 | 8820 | 8820
Total Installed Capacity by Reporting Type: EI_US
ReportingType | 2015 | 2020 | 2025 | 2030 | 2035 | 2040
BM | 741.12 | 741.12 | 741.12 | 741.12 | 741.12 | 549.12
CC | 150895.01 | 164724.91 | 168323.83 | 183002.13 | 213362.11 | 239720.3
CSP | 0 | 0 | 0 | 0 | 0 | 0
CT | 4323.69 | 10829.84 | 12254.16 | 17270.57 | 27617.34 | 33976.94
Coal | 213089.09 | 199568.12 | 199470.93 | 200859.75 | 209185.12 | 221863.45
Geo | 44 | 44 | 44 | 44 | 44 | 44
H | 29436.09 | 29436.09 | 29436.09 | 29436.09 | 29436.09 | 29436.09
LFG | 3458.4 | 4253.68 | 5938.05 | 6536 | 6536 | 6536
Nuc | 89571.36 | 93486.86 | 93486.86 | 91998.66 | 66452.96 | 48286.96
PS | 16931 | 16931 | 16931 | 16931 | 16931 | 16931
PV | 176.74 | 2380.24 | 3474.1 | 3725.84 | 3808.75 | 3927.65
PeakG | 97654.5 | 97654.5 | 97654.5 | 97654.5 | 97654.5 | 97654.5
PeakO | 19171.06 | 19171.06 | 19171.06 | 19171.06 | 19171.06 | 19171.06
ST | 0 | 0 | 0 | 0 | 0 | 0
STOG | 35460.15 | 35164.52 | 34852.78 | 34852.78 | 34852.78 | 34852.78
STWD | 2312 | 2312 | 2312 | 2312 | 2312 | 2312
WT | 36938.6 | 52119.14 | 85253.12 | 104196.34 | 120219.39 | 125157.91
IGCC | 618 | 618 | 618 | 618 | 618 | 618.01
DemandResponse | 29707.66 | 46218.47 | 65324.07 | 67718.5 | 70208.86 | 72802.09
IGCC-CCS | 0 | 0 | 0 | 0 | 0 | 0
WT_off | 469 | 1219.27 | 3943.5 | 4221.97 | 4043.83 | 4343.5
PseudoUnit | 0 | 0 | 0 | 0 | 0 | 0
FixedInterchange | 5820 | 5820 | 5820 | 5820 | 5820 | 5820
Total Installed Capacity by Reporting Type: EI_Canada
ReportingType | 2015 | 2020 | 2025 | 2030 | 2035 | 2040
BM | 326.33 | 326.33 | 326.33 | 326.33 | 326.33 | 326.33
CC | 5743.45 | 6254.87 | 6429.37 | 6573.56 | 6729.8 | 8958.14
CSP | 0 | 0 | 0 | 0 | 0 | 0
CT | 368 | 368 | 368 | 631.62 | 1622.85 | 2316.74
Coal | 736.5 | 736.5 | 736.5 | 736.5 | 736.5 | 736.5
Geo | 0 | 0 | 0 | 0 | 0 | 0
H | 15168.7 | 15168.7 | 15168.7 | 15168.7 | 15168.7 | 15168.7
LFG | 117.5 | 117.5 | 117.5 | 117.5 | 118 | 118
Nuc | 13018.2 | 13018.2 | 13018.2 | 13018.2 | 11988.2 | 10448.2
PS | 123 | 123 | 123 | 123 | 123 | 123
PV | 1097.26 | 1097.26 | 1097.26 | 1097.26 | 30 | 30
PeakG | 1143 | 1143 | 1143 | 1143 | 1143 | 1143
PeakO | 33.35 | 33.35 | 33.35 | 33.35 | 33.35 | 33.35
ST | 0 | 0 | 0 | 0 | 0 | 0
STOG | 126 | 126 | 126 | 126 | 126 | 126
STWD | 0 | 0 | 0 | 0 | 0 | 0
WT | 3963.3 | 3963.3 | 3963.3 | 3963.3 | 2894.2 | 2894.2
IGCC | 0 | 0 | 0 | 0 | 0 | 0
DemandResponse | 2048.29 | 2374.97 | 2887.27 | 2989.59 | 3095.56 | 3205.29
IGCC-CCS | 0 | 0 | 0 | 0 | 0 | 0
WT_off | 0 | 0 | 0 | 0 | 0 | 0
PseudoUnit | 0 | 0 | 0 | 0 | 0 | 0
FixedInterchange | 3000 | 3000 | 3000 | 3000 | 3000 | 3000
Total Installed Capacity by Reporting Type: EI
ReportingType | 2015 | 2020 | 2025 | 2030 | 2035 | 2040
BM | 1067.45 | 1067.45 | 1067.45 | 1067.45 | 1067.45 | 875.45
CC | 156638.46 | 170979.78 | 174753.2 | 189575.68 | 220091.91 | 248678.44
CSP | 0 | 0 | 0 | 0 | 0 | 0
CT | 4691.7 | 11197.84 | 12622.16 | 17902.18 | 29240.18 | 36293.68
Coal | 213825.58 | 200304.62 | 200207.42 | 201596.25 | 209921.62 | 222599.94
Geo | 44 | 44 | 44 | 44 | 44 | 44
H | 44604.79 | 44604.79 | 44604.79 | 44604.79 | 44604.79 | 44604.79
LFG | 3575.9 | 4371.18 | 6055.55 | 6653.5 | 6654 | 6654
Nuc | 102589.56 | 106505.06 | 106505.06 | 105016.86 | 78441.16 | 58735.16
PS | 17054 | 17054 | 17054 | 17054 | 17054 | 17054
PV | 1274 | 3477.49 | 4571.35 | 4823.09 | 3838.75 | 3957.65
PeakG | 98797.5 | 98797.5 | 98797.5 | 98797.5 | 98797.5 | 98797.5
PeakO | 19204.42 | 19204.42 | 19204.42 | 19204.42 | 19204.42 | 19204.42
ST | 0 | 0 | 0 | 0 | 0 | 0
STOG | 35586.15 | 35290.52 | 34978.78 | 34978.78 | 34978.78 | 34978.78
STWD | 2312 | 2312 | 2312 | 2312 | 2312 | 2312
WT | 40901.9 | 56082.44 | 89216.42 | 108159.64 | 123113.59 | 128052.1
IGCC | 618 | 618 | 618 | 618 | 618 | 618.01
DemandResponse | 31755.95 | 48593.44 | 68211.33 | 70708.09 | 73304.41 | 76007.38
IGCC-CCS | 0 | 0 | 0 | 0 | 0 | 0
WT_off | 469 | 1219.27 | 3943.5 | 4221.97 | 4043.83 | 4343.5
PseudoUnit | 0 | 0 | 0 | 0 | 0 | 0
FixedInterchange | 8820 | 8820 | 8820 | 8820 | 8820 | 8820
Total Installed Capacity by Reporting Type: Outside_EI
ReportingType | 2015 | 2020 | 2025 | 2030 | 2035 | 2040
BM | 183.55 | 183.55 | 183.55 | 183.55 | 183.55 | 183.55
CC | 75906.21 | 80150.44 | 81475.84 | 85291.92 | 93037.65 | 99788.61
CSP | 0 | 0 | 0 | 0 | 0 | 0
CT | 1790.3 | 2323.02 | 5355.8 | 6509.38 | 9328.17 | 11301.55
Coal | 56091.05 | 55892.35 | 55479.32 | 55479.32 | 56266.95 | 58419.69
Geo | 2490.2 | 4565.2 | 8994.2 | 8994.2 | 8994.2 | 8994.2
H | 61475 | 61475 | 61475 | 61475 | 61475 | 61475
LFG | 560.1 | 1717.82 | 2243.45 | 2369 | 2369 | 2369
Nuc | 14647.3 | 14647.3 | 14647.3 | 14647.3 | 14647.3 | 14647.3
PS | 4734 | 4734 | 4734 | 4734 | 4734 | 4734
PV | 374 | 374 | 374 | 374 | 360 | 360
PeakG | 20522.88 | 20428.78 | 20428.78 | 20428.78 | 20428.78 | 20428.78
PeakO | 686.74 | 686.74 | 686.74 | 686.74 | 686.74 | 686.74
ST | 760 | 1600.3 | 1904.35 | 2006.83 | 2006.84 | 2006.84
STOG | 32570.58 | 32570.58 | 32395.79 | 32395.79 | 32395.79 | 32395.79
STWD | 1097 | 1097 | 1097 | 1097 | 1097 | 1097
WT | 23102.9 | 43951.08 | 43951.08 | 94258.93 | 119674.2 | 145671.63
IGCC | 0 | 0 | 0 | 0 | 0 | 0
DemandResponse | 6107.8 | 11499.81 | 17651.23 | 18502.71 | 19381.39 | 20297.2
IGCC-CCS | 0 | 0 | 0 | 0 | 0 | 0
WT_off | 0 | 0 | 0 | 0 | 0 | 0
PseudoUnit | 0 | 0 | 0 | 0 | 0 | 0
FixedInterchange | 0 | 0 | 0 | 0 | 0 | 0
#6 | Retrofit Capacity (MW)
Retrofit Capacity by Reporting Type: Entergy
ReportingType | 2015 | 2020 | 2025 | 2030 | 2035 | 2040
FGD | 0 | 7356 | 7356 | 7356 | 7356 | 7356
SNCR | 0 | 0 | 0 | 0 | 0 | 0
SCR | 0 | 0 | 0 | 0 | 0 | 0
ACI90 | 0 | 0 | 0 | 0 | 0 | 0
RPJ90 | 0.01 | 7416 | 7416 | 7416 | 7416 | 7416
PCSEQ | 0 | 0 | 0 | 0 | 0 | 0
Retrofit Capacity by Reporting Type: FRCC
ReportingType | 2015 | 2020 | 2025 | 2030 | 2035 | 2040
FGD | 0 | 235 | 235 | 235 | 235 | 235
SNCR | 0 | 0 | 0 | 0 | 0 | 0
SCR | 3796 | 1898 | 1898 | 1898 | 1898 | 1898
ACI90 | 0 | 0 | 0 | 0 | 0 | 0
RPJ90 | 1.02 | 7901.73 | 7902.28 | 7903.02 | 7903.82 | 7904.93
PCSEQ | 0 | 0 | 0 | 0 | 0 | 0
Retrofit Capacity by Reporting Type: MAPP_US
ReportingType | 2015 | 2020 | 2025 | 2030 | 2035 | 2040
FGD | 221 | 471 | 471 | 471 | 471 | 471
SNCR | 0 | 0 | 0 | 0 | 0 | 0
SCR | 0 | 0 | 0 | 0 | 0 | 0
ACI90 | 0 | 0 | 0 | 0 | 0 | 0
RPJ90 | 0.01 | 2836.11 | 2836.11 | 2836.11 | 2836.11 | 2836.11
PCSEQ | 0 | 0 | 0 | 0 | 0 | 0
Retrofit Capacity by Reporting Type: MISO_IN
ReportingType | 2015 | 2020 | 2025 | 2030 | 2035 | 2040
FGD | 0 | 2707 | 2707 | 2707 | 2707 | 2707
SNCR | 0.01 | 0.01 | 0.01 | 0.01 | 0.01 | 0.01
SCR | 0 | 0 | 0 | 0 | 0 | 0
ACI90 | 0 | 0 | 0 | 0 | 0 | 0
RPJ90 | 1.16 | 13548.63 | 13549.15 | 13549.72 | 13550.19 | 13550.69
PCSEQ | 0 | 0 | 0 | 0 | 0 | 0
Retrofit Capacity by Reporting Type: MISO_MI
ReportingType | 2015 | 2020 | 2025 | 2030 | 2035 | 2040
FGD | 0.01 | 5477.23 | 5477.23 | 5477.23 | 5477.23 | 5477.23
SNCR | 0.01 | 0.01 | 0.01 | 0.01 | 0.01 | 0.01
SCR | 355 | 0.01 | 0.01 | 0.01 | 0.01 | 0.01
ACI90 | 0 | 0 | 0 | 0 | 0 | 0
RPJ90 | 0.01 | 7279.03 | 7279.03 | 7279.03 | 7279.03 | 7279.03
PCSEQ | 0 | 0 | 0 | 0 | 0 | 0
Retrofit Capacity by Reporting Type: MISO_MO-IL
ReportingType | 2015 | 2020 | 2025 | 2030 | 2035 | 2040
FGD | 0.01 | 8057.34 | 8057.34 | 8057.34 | 8057.34 | 8057.34
SNCR | 0.01 | 0.01 | 0.01 | 0.01 | 0.01 | 0.01
SCR | 400 | 200 | 200 | 200 | 200.01 | 200.01
ACI90 | 0 | 0 | 0 | 0 | 0 | 0
RPJ90 | 2491.43 | 11709.72 | 11710.45 | 11711.25 | 11711.9 | 11712.53
PCSEQ | 0 | 0 | 0 | 0 | 0 | 0
Retrofit Capacity by Reporting Type: MISO_W
ReportingType | 2015 | 2020 | 2025 | 2030 | 2035 | 2040
FGD | 0 | 5555.5 | 5555.5 | 5555.5 | 5555.5 | 5555.5
SNCR | 0.01 | 0.01 | 0.01 | 0.01 | 0.01 | 0.01
SCR | 1225.26 | 612.63 | 612.63 | 612.63 | 612.63 | 612.63
ACI90 | 0 | 0 | 0 | 0 | 0 | 0
RPJ90 | 2652.37 | 11006.04 | 11006.04 | 11006.04 | 11006.04 | 11006.04
PCSEQ | 0 | 0 | 0 | 0 | 0 | 0
Retrofit Capacity by Reporting Type: MISO_WUMS
ReportingType | 2015 | 2020 | 2025 | 2030 | 2035 | 2040
FGD | 1135 | 2766.11 | 2766.11 | 2766.11 | 2766.11 | 2766.11
SNCR | 0 | 0 | 0 | 0 | 0 | 0
SCR | 2778.6 | 2163.6 | 2163.6 | 2163.6 | 2163.6 | 2163.6
ACI90 | 0 | 0 | 0 | 0 | 0 | 0
RPJ90 | 1740.87 | 4520.21 | 4520.58 | 4520.95 | 4521.3 | 4521.68
PCSEQ | 0 | 0 | 0 | 0 | 0 | 0
Retrofit Capacity by Reporting Type: Nebraska
ReportingType | 2015 | 2020 | 2025 | 2030 | 2035 | 2040
FGD | 0 | 3195.8 | 3195.8 | 3195.8 | 3195.8 | 3195.8
SNCR | 0 | 0 | 0 | 0 | 0 | 0
SCR | 0 | 0 | 0 | 0 | 0 | 0
ACI90 | 0 | 0 | 0 | 0 | 0 | 0
RPJ90 | 1364.4 | 3878 | 3878 | 3878 | 3878 | 3878
PCSEQ | 0 | 0 | 0 | 0 | 0 | 0
Retrofit Capacity by Reporting Type: NEISO
ReportingType | 2015 | 2020 | 2025 | 2030 | 2035 | 2040
FGD | 320 | 0 | 0 | 0 | 0 | 0
SNCR | 0 | 0 | 0 | 0 | 0 | 0
SCR | 0 | 0 | 0 | 0 | 0 | 0
ACI90 | 0 | 0 | 0 | 0 | 0 | 0
RPJ90 | 870.93 | 0 | 0 | 0 | 0 | 0
PCSEQ | 0 | 0 | 0 | 0 | 0 | 0
Retrofit Capacity by Reporting Type: NonRTO_Midwest
ReportingType | 2015 | 2020 | 2025 | 2030 | 2035 | 2040
FGD | 1403 | 2487 | 2487 | 2487 | 2487 | 2487
SNCR | 0.01 | 0.01 | 0.01 | 0.01 | 0.01 | 0.01
SCR | 1463.8 | 731.9 | 731.9 | 731.91 | 731.91 | 731.91
ACI90 | 0 | 0 | 0 | 0 | 0 | 0
RPJ90 | 1.72 | 8800.16 | 8800.98 | 8801.87 | 8802.62 | 8803.25
PCSEQ | 0 | 0 | 0 | 0 | 0 | 0
Retrofit Capacity by Reporting Type: NYISO_A-F
ReportingType | 2015 | 2020 | 2025 | 2030 | 2035 | 2040
FGD | 0 | 0 | 0 | 0 | 0 | 0
SNCR | 0 | 0 | 0 | 0 | 0 | 0
SCR | 0 | 0 | 0 | 0 | 0 | 0
ACI90 | 0 | 0 | 0 | 0 | 0 | 0
RPJ90 | 486.3 | 0.01 | 0.01 | 0.01 | 0.01 | 0.01
PCSEQ | 0 | 0 | 0 | 0 | 0 | 0
Retrofit Capacity by Reporting Type: NYISO_G-I
ReportingType | 2015 | 2020 | 2025 | 2030 | 2035 | 2040
FGD | 0 | 0 | 0 | 0 | 0 | 0
SNCR | 0 | 0 | 0 | 0 | 0 | 0
SCR | 0 | 0 | 0 | 0 | 0 | 0
ACI90 | 0 | 0 | 0 | 0 | 0 | 0
RPJ90 | 0 | 0 | 0 | 0 | 0 | 0
PCSEQ | 0 | 0 | 0 | 0 | 0 | 0
Retrofit Capacity by Reporting Type: NYISO_J-K
ReportingType | 2015 | 2020 | 2025 | 2030 | 2035 | 2040
FGD | 0 | 0 | 0 | 0 | 0 | 0
SNCR | 0 | 0 | 0 | 0 | 0 | 0
SCR | 0 | 0 | 0 | 0 | 0 | 0
ACI90 | 0 | 0 | 0 | 0 | 0 | 0
RPJ90 | 0 | 0 | 0 | 0 | 0 | 0
PCSEQ | 0 | 0 | 0 | 0 | 0 | 0
Retrofit Capacity by Reporting Type: PJM_E
ReportingType | 2015 | 2020 | 2025 | 2030 | 2035 | 2040
FGD | 0 | 0 | 0 | 0 | 0 | 0
SNCR | 0 | 0 | 0 | 0 | 0 | 0
SCR | 568 | 0 | 0 | 0 | 0 | 0
ACI90 | 0 | 0 | 0 | 0 | 0 | 0
RPJ90 | 1786.27 | 6.54 | 8.82 | 11.71 | 13.44 | 14.67
PCSEQ | 0 | 0 | 0 | 0 | 0 | 0
Retrofit Capacity by Reporting Type: PJM_ROM
ReportingType | 2015 | 2020 | 2025 | 2030 | 2035 | 2040
FGD | 0 | 1234 | 1234 | 1234 | 1234 | 1234
SNCR | 0 | 0 | 0 | 0 | 0 | 0
SCR | 341 | 0 | 0 | 0 | 0 | 0
ACI90 | 0 | 0 | 0 | 0 | 0 | 0
RPJ90 | 2572.01 | 8335.01 | 8335.01 | 8335.01 | 8335.01 | 8335.01
PCSEQ | 0 | 0 | 0 | 0 | 0 | 0
Retrofit Capacity by Reporting Type: PJM_ROR
ReportingType | 2015 | 2020 | 2025 | 2030 | 2035 | 2040
FGD | 0.01 | 8972.15 | 8972.15 | 8972.15 | 8972.15 | 8972.15
SNCR | 0.03 | 0.02 | 0.02 | 0.02 | 0.02 | 0.02
SCR | 2400.01 | 1200.01 | 1200.01 | 1200.01 | 1200.01 | 1200.02
ACI90 | 0 | 0 | 0 | 0 | 0 | 0
RPJ90 | 1.01 | 39409.15 | 39409.69 | 39410.31 | 39410.92 | 39411.59
PCSEQ | 0 | 0 | 0 | 0 | 0 | 0
Retrofit Capacity by Reporting Type: SOCO
ReportingType | 2015 | 2020 | 2025 | 2030 | 2035 | 2040
FGD | 4088.71 | 7073.23 | 7073.23 | 7073.23 | 7073.23 | 7073.23
SNCR | 0.01 | 0.01 | 0.01 | 0.01 | 0.01 | 0.01
SCR | 3404.7 | 3404.71 | 3404.71 | 3404.71 | 3404.71 | 3404.71
ACI90 | 0 | 0 | 0 | 0 | 0 | 0
RPJ90 | 6809.43 | 16785.46 | 16785.46 | 16785.46 | 16785.46 | 16785.46
PCSEQ | 0 | 0 | 0 | 0 | 0 | 0
Retrofit Capacity by Reporting Type: SPP_N
ReportingType | 2015 | 2020 | 2025 | 2030 | 2035 | 2040
FGD | 0 | 2384.5 | 2384.5 | 2384.5 | 2384.5 | 2384.5
SNCR | 0 | 0 | 0 | 0 | 0 | 0
SCR | 0 | 0 | 0 | 0 | 0 | 0
ACI90 | 0 | 0 | 0 | 0 | 0 | 0
RPJ90 | 1303.07 | 7321.31 | 7321.93 | 7322.59 | 7323.16 | 7323.7
PCSEQ | 0 | 0 | 0 | 0 | 0 | 0
Retrofit Capacity by Reporting Type: SPP_S
ReportingType | 2015 | 2020 | 2025 | 2030 | 2035 | 2040
FGD | 0.01 | 8512.22 | 8415.01 | 8415.01 | 8415.01 | 8415.01
SNCR | 0.01 | 0.01 | 0.01 | 0.01 | 0.01 | 0.02
SCR | 0 | 0 | 0 | 0 | 0 | 0.01
ACI90 | 0 | 0 | 0 | 0 | 0 | 0
RPJ90 | 0.01 | 11918.35 | 11821.15 | 11821.15 | 11821.15 | 11821.15
PCSEQ | 0 | 0 | 0 | 0 | 0 | 0
Retrofit Capacity by Reporting Type: TVA
ReportingType | 2015 | 2020 | 2025 | 2030 | 2035 | 2040
FGD | 0 | 4337.04 | 4337.04 | 4337.04 | 4337.04 | 4337.04
SNCR | 0 | 0 | 0 | 0 | 0 | 0
SCR | 0 | 0 | 0 | 0 | 0 | 0
ACI90 | 0 | 0 | 0 | 0 | 0 | 0
RPJ90 | 0.01 | 10990.1 | 10990.1 | 10990.1 | 10990.1 | 10990.1
PCSEQ | 0 | 0 | 0 | 0 | 0 | 0
Retrofit Capacity by Reporting Type: TVA_Transmission
ReportingType | 2015 | 2020 | 2025 | 2030 | 2035 | 2040
FGD | 0 | 0 | 0 | 0 | 0 | 0
SNCR | 0 | 0 | 0 | 0 | 0 | 0
SCR | 0 | 0 | 0 | 0 | 0 | 0
ACI90 | 0 | 0 | 0 | 0 | 0 | 0
RPJ90 | 0 | 0 | 0 | 0 | 0 | 0
PCSEQ | 0 | 0 | 0 | 0 | 0 | 0
Retrofit Capacity by Reporting Type: VACAR
ReportingType | 2015 | 2020 | 2025 | 2030 | 2035 | 2040
FGD | 0 | 0.01 | 0.01 | 0.01 | 0.01 | 0.01
SNCR | 0 | 0 | 0 | 0 | 0 | 0
SCR | 0 | 0 | 0 | 0 | 0 | 0
ACI90 | 0 | 0 | 0 | 0 | 0 | 0
RPJ90 | 3.19 | 13626.19 | 13628.91 | 13631.88 | 13635.37 | 13637.4
PCSEQ | 0 | 0 | 0 | 0 | 0 | 0
Retrofit Capacity by Reporting Type: IESO
ReportingType | 2015 | 2020 | 2025 | 2030 | 2035 | 2040
FGD | 0 | 0 | 0 | 0 | 0 | 0
SNCR | 0 | 0 | 0 | 0 | 0 | 0
SCR | 0 | 0 | 0 | 0 | 0 | 0
ACI90 | 0 | 0 | 0 | 0 | 0 | 0
RPJ90 | 0 | 0 | 0 | 0 | 0 | 0
PCSEQ | 0 | 0 | 0 | 0 | 0 | 0
Retrofit Capacity by Reporting Type: MAPP_CA
ReportingType | 2015 | 2020 | 2025 | 2030 | 2035 | 2040
FGD | 0 | 0 | 0 | 0 | 0 | 0
SNCR | 0 | 0 | 0 | 0 | 0 | 0
SCR | 0 | 0 | 0 | 0 | 0 | 0
ACI90 | 0 | 0 | 0 | 0 | 0 | 0
RPJ90 | 0 | 0 | 0 | 0 | 0 | 0
PCSEQ | 0 | 0 | 0 | 0 | 0 | 0
Retrofit Capacity by Reporting Type: AZ_NM_SNV_Coal
ReportingType | 2015 | 2020 | 2025 | 2030 | 2035 | 2040
FGD | 384 | 540 | 540 | 540 | 540 | 540
SNCR | 0 | 0 | 0 | 0 | 0.01 | 0.01
SCR | 800 | 400 | 400 | 400 | 400 | 400
ACI90 | 0 | 0 | 0 | 0 | 0 | 0
RPJ90 | 3286.74 | 10067.11 | 10067.47 | 10067.95 | 10068.46 | 10069.01
PCSEQ | 0 | 0 | 0 | 0 | 0 | 0
Retrofit Capacity by Reporting Type: AZ_NM_SNV_Gas
ReportingType | 2015 | 2020 | 2025 | 2030 | 2035 | 2040
FGD | 0 | 0 | 0 | 0 | 0 | 0
SNCR | 0 | 0 | 0 | 0 | 0 | 0
SCR | 0 | 0 | 0 | 0 | 0 | 0
ACI90 | 0 | 0 | 0 | 0 | 0 | 0
RPJ90 | 0 | 0 | 0 | 0 | 0 | 0
PCSEQ | 0 | 0 | 0 | 0 | 0 | 0
Retrofit Capacity by Reporting Type: AZ_NM_SNV_NucRenew
ReportingType | 2015 | 2020 | 2025 | 2030 | 2035 | 2040
FGD | 0 | 0 | 0 | 0 | 0 | 0
SNCR | 0 | 0 | 0 | 0 | 0 | 0
SCR | 0 | 0 | 0 | 0 | 0 | 0
ACI90 | 0 | 0 | 0 | 0 | 0 | 0
RPJ90 | 0 | 0 | 0 | 0 | 0 | 0
PCSEQ | 0 | 0 | 0 | 0 | 0 | 0
Retrofit Capacity by Reporting Type: ERCOT
ReportingType | 2015 | 2020 | 2025 | 2030 | 2035 | 2040
FGD | 0 | 5125 | 5125 | 5125 | 5125 | 5125
SNCR | 0.01 | 0 | 0 | 0 | 0.01 | 0.01
SCR | 4370 | 2185 | 2185 | 2185 | 2185 | 2185
ACI90 | 0 | 0 | 0 | 0 | 0 | 0
RPJ90 | 9197.06 | 16249.62 | 16250.15 | 16250.75 | 16251.3 | 16251.86
PCSEQ | 0 | 0 | 0 | 0 | 0 | 0
Retrofit Capacity by Reporting Type: NP15
ReportingType | 2015 | 2020 | 2025 | 2030 | 2035 | 2040
FGD | 0 | 0 | 0 | 0 | 0 | 0
SNCR | 0 | 0 | 0 | 0 | 0 | 0
SCR | 0 | 0 | 0 | 0 | 0 | 0
ACI90 | 0 | 0 | 0 | 0 | 0 | 0
RPJ90 | 0 | 0 | 0 | 0 | 0 | 0
PCSEQ | 0 | 0 | 0 | 0 | 0 | 0
Retrofit Capacity by Reporting Type: NWPP_Coal
ReportingType | 2015 | 2020 | 2025 | 2030 | 2035 | 2040
FGD | 0 | 1601.2 | 1601.2 | 1601.2 | 1601.2 | 1601.2
SNCR | 0 | 0 | 0 | 0.01 | 0.01 | 0.01
SCR | 0 | 0 | 0 | 0 | 0 | 0
ACI90 | 0 | 0 | 0 | 0 | 0 | 0
RPJ90 | 453.62 | 13097.62 | 13097.62 | 13097.62 | 13097.62 | 13097.62
PCSEQ | 0 | 0 | 0 | 0 | 0 | 0
Retrofit Capacity by Reporting Type: NWPP_Gas
ReportingType | 2015 | 2020 | 2025 | 2030 | 2035 | 2040
FGD | 0 | 0 | 0 | 0 | 0 | 0
SNCR | 0 | 0 | 0 | 0 | 0 | 0
SCR | 0 | 0 | 0 | 0 | 0 | 0
ACI90 | 0 | 0 | 0 | 0 | 0 | 0
RPJ90 | 0 | 0 | 0 | 0 | 0 | 0
PCSEQ | 0 | 0 | 0 | 0 | 0 | 0
Retrofit Capacity by Reporting Type: NWPP_NucRenew
ReportingType | 2015 | 2020 | 2025 | 2030 | 2035 | 2040
FGD | 0 | 0 | 0 | 0 | 0 | 0
SNCR | 0 | 0 | 0 | 0 | 0 | 0
SCR | 0 | 0 | 0 | 0 | 0 | 0
ACI90 | 0 | 0 | 0 | 0 | 0 | 0
RPJ90 | 0 | 0 | 0 | 0 | 0 | 0
PCSEQ | 0 | 0 | 0 | 0 | 0 | 0
Retrofit Capacity by Reporting Type: RMPA
ReportingType | 2015 | 2020 | 2025 | 2030 | 2035 | 2040
FGD | 0 | 1282 | 1282 | 1282 | 1282 | 1282
SNCR | 0 | 0 | 0 | 0 | 0 | 0
SCR | 1554.6 | 777.3 | 777.3 | 777.3 | 777.3 | 777.3
ACI90 | 0 | 0 | 0 | 0 | 0 | 0
RPJ90 | 2874.61 | 6728.83 | 6315.8 | 6315.8 | 6315.8 | 6315.8
PCSEQ | 0 | 0 | 0 | 0 | 0 | 0
Retrofit Capacity by Reporting Type: SP15
ReportingType | 2015 | 2020 | 2025 | 2030 | 2035 | 2040
FGD | 0 | 0 | 0 | 0 | 0 | 0
SNCR | 0 | 0 | 0 | 0 | 0 | 0
SCR | 0 | 0 | 0 | 0 | 0 | 0
ACI90 | 0 | 0 | 0 | 0 | 0 | 0
RPJ90 | 0 | 101.2 | 101.2 | 101.2 | 0 | 0
PCSEQ | 0 | 0 | 0 | 0 | 0 | 0
Retrofit Capacity by Reporting Type: ALB
ReportingType | 2015 | 2020 | 2025 | 2030 | 2035 | 2040
FGD | 0 | 0 | 0 | 0 | 0 | 0
SNCR | 0 | 0 | 0 | 0 | 0 | 0
SCR | 0 | 0 | 0 | 0 | 0 | 0
ACI90 | 0 | 0 | 0 | 0 | 0 | 0
RPJ90 | 0 | 0 | 0 | 0 | 0 | 0
PCSEQ | 0 | 0 | 0 | 0 | 0 | 0
Retrofit Capacity by Reporting Type: BC
ReportingType | 2015 | 2020 | 2025 | 2030 | 2035 | 2040
FGD | 0 | 0 | 0 | 0 | 0 | 0
SNCR | 0 | 0 | 0 | 0 | 0 | 0
SCR | 0 | 0 | 0 | 0 | 0 | 0
ACI90 | 0 | 0 | 0 | 0 | 0 | 0
RPJ90 | 0 | 0 | 0 | 0 | 0 | 0
PCSEQ | 0 | 0 | 0 | 0 | 0 | 0
Retrofit Capacity by Reporting Type: HQ_IESO
ReportingType | 2015 | 2020 | 2025 | 2030 | 2035 | 2040
FGD | 0 | 0 | 0 | 0 | 0 | 0
SNCR | 0 | 0 | 0 | 0 | 0 | 0
SCR | 0 | 0 | 0 | 0 | 0 | 0
ACI90 | 0 | 0 | 0 | 0 | 0 | 0
RPJ90 | 0 | 0 | 0 | 0 | 0 | 0
PCSEQ | 0 | 0 | 0 | 0 | 0 | 0
Retrofit Capacity by Reporting Type: HQ_NEISO
ReportingType | 2015 | 2020 | 2025 | 2030 | 2035 | 2040
FGD | 0 | 0 | 0 | 0 | 0 | 0
SNCR | 0 | 0 | 0 | 0 | 0 | 0
SCR | 0 | 0 | 0 | 0 | 0 | 0
ACI90 | 0 | 0 | 0 | 0 | 0 | 0
RPJ90 | 0 | 0 | 0 | 0 | 0 | 0
PCSEQ | 0 | 0 | 0 | 0 | 0 | 0
Retrofit Capacity by Reporting Type: HQ_NY
ReportingType | 2015 | 2020 | 2025 | 2030 | 2035 | 2040
FGD | 0 | 0 | 0 | 0 | 0 | 0
SNCR | 0 | 0 | 0 | 0 | 0 | 0
SCR | 0 | 0 | 0 | 0 | 0 | 0
ACI90 | 0 | 0 | 0 | 0 | 0 | 0
RPJ90 | 0 | 0 | 0 | 0 | 0 | 0
PCSEQ | 0 | 0 | 0 | 0 | 0 | 0
Retrofit Capacity by Reporting Type: MARITIMES
ReportingType | 2015 | 2020 | 2025 | 2030 | 2035 | 2040
FGD | 0 | 0 | 0 | 0 | 0 | 0
SNCR | 0 | 0 | 0 | 0 | 0 | 0
SCR | 0 | 0 | 0 | 0 | 0 | 0
ACI90 | 0 | 0 | 0 | 0 | 0 | 0
RPJ90 | 0 | 0 | 0 | 0 | 0 | 0
PCSEQ | 0 | 0 | 0 | 0 | 0 | 0
Retrofit Capacity by Reporting Type: All
ReportingType | 2015 | 2020 | 2025 | 2030 | 2035 | 2040
FGD | 7551.77 | 79369.35 | 79272.14 | 79272.14 | 79272.14 | 79272.13
SNCR | 0.13 | 0.1 | 0.1 | 0.11 | 0.13 | 0.14
SCR | 23457.01 | 13573.2 | 13573.2 | 13573.21 | 13573.22 | 13573.23
ACI90 | 0 | 0 | 0 | 0 | 0 | 0
RPJ90 | 37897.27 | 233532.14 | 233031.93 | 233043.53 | 232952.79 | 232961.66
PCSEQ | 0 | 0 | 0 | 0 | 0 | 0
Retrofit Capacity by Reporting Type: EI_US
ReportingType | 2015 | 2020 | 2025 | 2030 | 2035 | 2040
FGD | 7167.76 | 70821.15 | 70723.93 | 70723.94 | 70723.93 | 70723.93
SNCR | 0.11 | 0.08 | 0.09 | 0.1 | 0.11 | 0.12
SCR | 16732.4 | 10210.89 | 10210.89 | 10210.9 | 10210.91 | 10210.92
ACI90 | 0 | 0 | 0 | 0 | 0 | 0
RPJ90 | 22085.23 | 187287.76 | 187199.7 | 187210.21 | 187219.61 | 187227.37
PCSEQ | 0 | 0 | 0 | 0 | 0 | 0
Retrofit Capacity by Reporting Type: EI_Canada
ReportingType | 2015 | 2020 | 2025 | 2030 | 2035 | 2040
FGD | 0 | 0 | 0 | 0 | 0 | 0
SNCR | 0 | 0 | 0 | 0 | 0 | 0
SCR | 0 | 0 | 0 | 0 | 0 | 0
ACI90 | 0 | 0 | 0 | 0 | 0 | 0
RPJ90 | 0 | 0 | 0 | 0 | 0 | 0
PCSEQ | 0 | 0 | 0 | 0 | 0 | 0
Retrofit Capacity by Reporting Type: EI
ReportingType | 2015 | 2020 | 2025 | 2030 | 2035 | 2040
FGD | 7167.76 | 70821.15 | 70723.93 | 70723.94 | 70723.93 | 70723.93
SNCR | 0.11 | 0.08 | 0.09 | 0.1 | 0.11 | 0.12
SCR | 16732.4 | 10210.89 | 10210.89 | 10210.9 | 10210.91 | 10210.92
ACI90 | 0 | 0 | 0 | 0 | 0 | 0
RPJ90 | 22085.23 | 187287.76 | 187199.7 | 187210.21 | 187219.61 | 187227.37
PCSEQ | 0 | 0 | 0 | 0 | 0 | 0
Retrofit Capacity by Reporting Type: Outside_EI
ReportingType | 2015 | 2020 | 2025 | 2030 | 2035 | 2040
FGD | 384.01 | 8548.2 | 8548.2 | 8548.2 | 8548.2 | 8548.2
SNCR | 0.01 | 0.01 | 0.02 | 0.02 | 0.02 | 0.03
SCR | 6724.6 | 3362.31 | 3362.31 | 3362.31 | 3362.31 | 3362.31
ACI90 | 0 | 0 | 0 | 0 | 0 | 0
RPJ90 | 15812.04 | 46244.38 | 45832.23 | 45833.32 | 45733.18 | 45734.29
PCSEQ | 0 | 0 | 0 | 0 | 0 | 0
#7 | Reserve Margin (MW)
Reserve Margin Data: ALB
| 2015 | 2020 | 2025 | 2030 | 2035 | 2040
a. Peak Demand | 9894.26 | 10610.08 | 11377.68 | 12200.81 | 13083.5 | 14030.05
b. Peak Demand + Reserve Margin | 11675.23 | 12519.89 | 13425.66 | 14396.96 | 15438.53 | 16555.45
c. DR MW | 105.16 | 361.08 | 660.83 | 708.64 | 759.9 | 814.88
d. Capacity Credit | 11675.23 | 12519.89 | 13434.16 | 14396.96 | 15438.53 | 16555.45
Reserve Margin Data: BC
| 2015 | 2020 | 2025 | 2030 | 2035 | 2040
a. Peak Demand | 12097.17 | 12689.82 | 13311.5 | 13963.64 | 14647.73 | 15365.33
b. Peak Demand + Reserve Margin | 14274.66 | 14973.98 | 15707.57 | 16477.09 | 17284.32 | 18131.09
c. DR MW | 0.01 | 264.69 | 555.31 | 582.51 | 611.05 | 640.98
d. Capacity Credit | 14274.66 | 14973.98 | 15918.81 | 16477.09 | 17284.32 | 18131.09
Reserve Margin Data: ENT
| 2015 | 2020 | 2025 | 2030 | 2035 | 2040
a. Peak Demand | 31363.21 | 33216.62 | 34106.25 | 35019.69 | 35957.6 | 36920.63
b. Peak Demand + Reserve Margin | 35754.06 | 37866.95 | 38881.12 | 39922.45 | 40991.67 | 42089.52
c. DR MW | 301.55 | 1538.95 | 2854.33 | 2930.78 | 3009.27 | 3089.87
d. Capacity Credit | 35754.06 | 37866.96 | 38881.11 | 39922.46 | 40991.67 | 42089.52
Reserve Margin Data: ERCOT
| 2015 | 2020 | 2025 | 2030 | 2035 | 2040
a. Peak Demand | 70275 | 75565.6 | 78214.54 | 80611.45 | 83280.89 | 86023.9
b. Peak Demand + Reserve Margin | 79059.38 | 85011.3 | 87991.35 | 90687.88 | 93691.01 | 96776.89
c. DR MW | 740.81 | 3617.73 | 6720.3 | 6926.25 | 7155.61 | 7391.29
d. Capacity Credit | 79059.37 | 85011.3 | 88196.46 | 90687.88 | 93690.99 | 96776.85
Reserve Margin Data: FRCC
| 2015 | 2020 | 2025 | 2030 | 2035 | 2040
a. Peak Demand | 49536.4 | 53950.25 | 57379.16 | 61025.99 | 64904.61 | 69029.74
b. Peak Demand + Reserve Margin | 57462.22 | 62582.3 | 66559.82 | 70790.15 | 75289.35 | 80074.5
c. DR MW | 2734.45 | 3962.85 | 5527.63 | 5878.95 | 6252.59 | 6649.99
d. Capacity Credit | 57462.22 | 62582.3 | 66559.82 | 70790.16 | 75289.34 | 80074.47
Reserve Margin Data: IESO
| 2015 | 2020 | 2025 | 2030 | 2035 | 2040
a. Peak Demand | 23273 | 23024.78 | 23818.34 | 24639.25 | 25488.46 | 26366.93
b. Peak Demand + Reserve Margin | 27229.41 | 26938.99 | 27867.46 | 28827.92 | 29821.5 | 30849.31
c. DR MW | 1958.79 | 2066.83 | 2340.54 | 2421.21 | 2504.65 | 2590.98
d. Capacity Credit | 30019.39 | 30127.43 | 30401.13 | 30481.8 | 29821.5 | 30849.31
Reserve Margin Data: MAPP_CA
| 2015 | 2020 | 2025 | 2030 | 2035 | 2040
a. Peak Demand | 8659 | 9310.84 | 9679.67 | 10063.12 | 10461.75 | 10876.17
b. Peak Demand + Reserve Margin | 9698.08 | 10428.14 | 10841.23 | 11270.69 | 11717.16 | 12181.31
c. DR MW | 89.5 | 308.14 | 546.73 | 568.39 | 590.9 | 614.31
d. Capacity Credit | 9698.08 | 10428.14 | 10841.23 | 11270.69 | 11717.16 | 12181.31
Reserve Margin Data: MAPP_US
| 2015 | 2020 | 2025 | 2030 | 2035 | 2040
a. Peak Demand | 5654.68 | 5968.85 | 6205.3 | 6451.11 | 6706.66 | 6972.33
b. Peak Demand + Reserve Margin | 6446.34 | 6804.49 | 7074.04 | 7354.26 | 7645.59 | 7948.45
c. DR MW | 59 | 199.4 | 353.8 | 367.81 | 382.38 | 397.53
d. Capacity Credit | 6782.27 | 6919.67 | 7074.07 | 7354.27 | 7645.59 | 7948.45
Reserve Margin Data: NEISO
| 2015 | 2020 | 2025 | 2030 | 2035 | 2040
a. Peak Demand | 28012 | 28394.96 | 28542.49 | 28725.51 | 28892.23 | 29059.91
b. Peak Demand + Reserve Margin | 32493.92 | 32938.15 | 33109.29 | 33321.59 | 33514.98 | 33709.5
c. DR MW | 3092.4 | 3627.72 | 4230.66 | 4257.78 | 4282.5 | 4307.35
d. Capacity Credit | 32493.92 | 33403.41 | 34218.54 | 34267.54 | 33514.98 | 33709.5
Reserve Margin Data: NonRTO_Midwest
| 2015 | 2020 | 2025 | 2030 | 2035 | 2040
a. Peak Demand | 11601.6 | 12475.59 | 12784.26 | 13100.55 | 13424.68 | 13756.82
b. Peak Demand + Reserve Margin | 13225.82 | 14222.18 | 14574.05 | 14934.63 | 15304.13 | 15682.78
c. DR MW | 193.98 | 453.37 | 727.88 | 745.89 | 764.35 | 783.26
d. Capacity Credit | 13225.81 | 14222.18 | 14574.05 | 14934.64 | 15304.13 | 15682.78
Reserve Margin Data: NYISO_J-K
| 2015 | 2020 | 2025 | 2030 | 2035 | 2040
a. Peak Demand | 15708.46 | 16778.46 | 17529.82 | 18314.82 | 19134.98 | 19991.87
b. Peak Demand + Reserve Margin | 14451.78 | 15436.18 | 16127.43 | 16849.64 | 17604.19 | 18392.52
c. DR MW | 1319.07 | 1502.66 | 1718.62 | 1795.58 | 1875.99 | 1960
d. Capacity Credit | 16903.6 | 17087.19 | 17885.39 | 18936.95 | 19290.43 | 19952.88
Reserve Margin Data: PJM_E
| 2015 | 2020 | 2025 | 2030 | 2035 | 2040
a. Peak Demand | 30573 | 28691.71 | 29665.84 | 30673.06 | 31714.47 | 32791.23
b. Peak Demand + Reserve Margin | 29900.39 | 28060.49 | 29013.2 | 29998.25 | 31016.75 | 32069.83
c. DR MW | 1256.73 | 1718.17 | 2388.62 | 2469.72 | 2553.57 | 2640.27
d. Capacity Credit | 33737.66 | 33149.5 | 34149.96 | 34231.06 | 33157.14 | 32069.84
Reserve Margin Data: RMPA
| 2015 | 2020 | 2025 | 2030 | 2035 | 2040
a. Peak Demand | 13130.5 | 14147.45 | 15066.59 | 16047.68 | 17090.56 | 18201.86
b. Peak Demand + Reserve Margin | 14968.77 | 16128.09 | 17175.91 | 18294.36 | 19483.24 | 20750.12
c. DR MW | 486.05 | 622.89 | 804.5 | 856.88 | 912.57 | 971.91
d. Capacity Credit | 15581.09 | 16128.09 | 18449.38 | 18538.93 | 19483.2 | 20750.11
Reserve Margin Data: SOCO
| 2015 | 2020 | 2025 | 2030 | 2035 | 2040
a. Peak Demand | 53444.07 | 58424.21 | 60829.03 | 63332.84 | 65939.71 | 68653.88
b. Peak Demand + Reserve Margin | 60926.24 | 66603.59 | 69345.09 | 72199.44 | 75171.27 | 78265.43
c. DR MW | 2570.49 | 4773.97 | 7215.46 | 7512.46 | 7821.68 | 8143.63
d. Capacity Credit | 62041.99 | 66603.55 | 69345.1 | 72199.43 | 75171.27 | 78265.42
Reserve Margin Data: TVA
| 2015 | 2020 | 2025 | 2030 | 2035 | 2040
a. Peak Demand | 35009.2 | 38206.87 | 39152.15 | 40120.83 | 41113.47 | 42130.67
b. Peak Demand + Reserve Margin | 40260.58 | 43937.9 | 45024.97 | 46138.95 | 47280.49 | 48450.27
c. DR MW | 1805 | 2555.95 | 3357.9 | 3440.97 | 3526.11 | 3613.35
d. Capacity Credit | 40260.55 | 43937.89 | 45024.97 | 46138.99 | 47280.48 | 48450.26
Reserve Margin Data: VACAR
| 2015 | 2020 | 2025 | 2030 | 2035 | 2040
a. Peak Demand | 49497 | 53343.18 | 55953.29 | 58691.11 | 61562.9 | 64575.2
b. Peak Demand + Reserve Margin | 56426.58 | 60811.23 | 63786.75 | 66907.87 | 70181.7 | 73615.73
c. DR MW | 2339.28 | 3868.22 | 5651.52 | 5928.05 | 6218.12 | 6522.37
d. Capacity Credit | 56426.58 | 60811.23 | 63786.75 | 66907.87 | 70181.7 | 73615.73
Reserve Margin Data: AZ_NM_SNV
| 2015 | 2020 | 2025 | 2030 | 2035 | 2040
a. Peak Demand | 29190.12 | 32220.84 | 34383.83 | 36728.75 | 39168.14 | 41802.12
b. Peak Demand + Reserve Margin | 33772.97 | 37279.51 | 39782.09 | 42495.16 | 45317.54 | 48365.05
c. DR MW | 334.55 | 1076.71 | 1928.33 | 2059.84 | 2196.64 | 2344.36
d. Capacity Credit | 34218.85 | 37279.65 | 39782.1 | 42495.08 | 45317.52 | 48365.09
Reserve Margin Data: CA
| 2015 | 2020 | 2025 | 2030 | 2035 | 2040
a. Peak Demand | 62508.27 | 66506.46 | 69441.85 | 73394.32 | 77210.75 | 81148.86
b. Peak Demand + Reserve Margin | 72884.64 | 77546.53 | 80969.19 | 85577.78 | 90027.73 | 94619.57
c. DR MW | 4441.2 | 4603.38 | 4993.26 | 5277.46 | 5551.88 | 5835.06
d. Capacity Credit | 72884.64 | 77546.52 | 80969.18 | 85577.78 | 90027.73 | 94619.57
Reserve Margin Data: MISO
| 2015 | 2020 | 2025 | 2030 | 2035 | 2040
a. Peak Demand | 98840.47 | 103652.88 | 107553.1 | 111601.79 | 115804.67 | 120167.67
b. Peak Demand + Reserve Margin | 116038.72 | 121688.49 | 126267.34 | 131020.5 | 135954.68 | 141076.85
c. DR MW | 6024.78 | 8117.79 | 10669.2 | 11079.6 | 11505.92 | 11948.8
d. Capacity Credit | 116038.72 | 121688.49 | 126267.32 | 131020.51 | 135954.68 | 141076.84
Reserve Margin Data: NWPP
| 2015 | 2020 | 2025 | 2030 | 2035 | 2040
a. Peak Demand | 43762.99 | 45706.02 | 47672.59 | 50127.58 | 52587.11 | 55103.77
b. Peak Demand + Reserve Margin | 51640.33 | 53933.1 | 56253.65 | 59150.54 | 62052.79 | 65022.45
c. DR MW | 0.01 | 953.34 | 1988.72 | 2091.14 | 2193.74 | 2298.72
d. Capacity Credit | 54795.63 | 55771.69 | 57448.65 | 59357.71 | 62408.89 | 65022.35
Reserve Margin Data: NYISO
| 2015 | 2020 | 2025 | 2030 | 2035 | 2040
a. Peak Demand | 30555.78 | 32393.61 | 33621.41 | 34898.35 | 36226.45 | 37607.86
b. Peak Demand + Reserve Margin | 35597.48 | 37738.55 | 39168.95 | 40656.57 | 42203.81 | 43813.15
c. DR MW | 2565.83 | 2901.13 | 3296.24 | 3421.43 | 3551.63 | 3687.07
d. Capacity Credit | 37287.78 | 37738.55 | 39168.95 | 40656.58 | 42203.81 | 43813.17
Reserve Margin Data: NYISO_G-I_J-K
| 2015 | 2020 | 2025 | 2030 | 2035 | 2040
a. Peak Demand | 19752.2 | 21025.07 | 21960.01 | 22936.53 | 23956.48 | 25021.79
b. Peak Demand + Reserve Margin | 18764.59 | 19973.82 | 20862.01 | 21789.7 | 22758.65 | 23770.7
c. DR MW | 1658.63 | 1882.98 | 2152.95 | 2248.69 | 2348.69 | 2453.13
d. Capacity Credit | 20693.17 | 20926.52 | 22163.85 | 24090.24 | 26074.81 | 28478.14
Reserve Margin Data: PJM
| 2015 | 2020 | 2025 | 2030 | 2035 | 2040
a. Peak Demand | 157275.77 | 155032.96 | 159992.44 | 165110.9 | 170393.47 | 175845.4
b. Peak Demand + Reserve Margin | 181338.97 | 178753.01 | 184471.28 | 190372.87 | 196463.67 | 202749.75
c. DR MW | 6888.69 | 10788.12 | 15528.1 | 16025.26 | 16538.36 | 17067.93
d. Capacity Credit | 181338.97 | 178753.42 | 186150.52 | 190372.82 | 196463.66 | 202749.66
Reserve Margin Data: SPP
| 2015 | 2020 | 2025 | 2030 | 2035 | 2040
a. Peak Demand | 56998.85 | 60999.76 | 63282 | 65652.04 | 68113.36 | 70669.56
b. Peak Demand + Reserve Margin | 64750.69 | 69295.73 | 71888.35 | 74580.72 | 77376.77 | 80280.62
c. DR MW | 1132.21 | 3430.99 | 5911.36 | 6129.52 | 6355.94 | 6590.94
d. Capacity Credit | 64750.69 | 69295.73 | 72621.59 | 74580.73 | 77376.78 | 80280.62

## Transmission
$/MW
[8 empty] | Transfer |  | $/MWh | $/MWh | Wheel+ | $/MWh
Year | Line | From | To | EI Internal/External | Season | Block | Duration | Limit | MW flow | From price | To price | Friction | Shadow Price
2015 | ENT_2_MISO_MO-IL | ENT | MISO_MO-IL | Internal | Shoulder | B11 | 25 | 2260 | 0 | 53.5 | 46.5 | 8 | 0
2015 | ENT_2_MISO_MO-IL | ENT | MISO_MO-IL | Internal | Shoulder | B12 | 200 | 2260 | 0 | 38.05 | 39.85 | 8 | 0
2015 | ENT_2_MISO_MO-IL | ENT | MISO_MO-IL | Internal | Shoulder | B13 | 600 | 2260 | 0 | 38.05 | 37.27 | 8 | 0
2015 | ENT_2_MISO_MO-IL | ENT | MISO_MO-IL | Internal | Shoulder | B14 | 900 | 2260 | 0 | 37.78 | 35.79 | 8 | 0
2015 | ENT_2_MISO_MO-IL | ENT | MISO_MO-IL | Internal | Shoulder | B15 | 1203 | 2260 | 0 | 36.58 | 32.99 | 8 | 0
2015 | ENT_2_MISO_MO-IL | ENT | MISO_MO-IL | Internal | Summer | B1 | 10 | 2260 | 0 | 59.38 | 59.38 | 8 | 0
2015 | ENT_2_MISO_MO-IL | ENT | MISO_MO-IL | Internal | Summer | B2 | 25 | 2260 | 0 | 57.19 | 57.19 | 8 | 0
2015 | ENT_2_MISO_MO-IL | ENT | MISO_MO-IL | Internal | Summer | B3 | 75 | 2260 | 0 | 56.92 | 56.4 | 8 | 0
2015 | ENT_2_MISO_MO-IL | ENT | MISO_MO-IL | Internal | Summer | B4 | 100 | 2260 | 0 | 55.82 | 53.42 | 8 | 0
2015 | ENT_2_MISO_MO-IL | ENT | MISO_MO-IL | Internal | Summer | B5 | 200 | 2260 | 0 | 51.84 | 46.71 | 8 | 0
2015 | ENT_2_MISO_MO-IL | ENT | MISO_MO-IL | Internal | Summer | B6 | 300 | 2260 | 0 | 44.89 | 42.09 | 8 | 0
2015 | ENT_2_MISO_MO-IL | ENT | MISO_MO-IL | Internal | Summer | B7 | 400 | 2260 | 0 | 42.05 | 35.9 | 8 | 0
2015 | ENT_2_MISO_MO-IL | ENT | MISO_MO-IL | Internal | Summer | B8 | 500 | 2260 | 0 | 36.89 | 33.39 | 8 | 0
2015 | ENT_2_MISO_MO-IL | ENT | MISO_MO-IL | Internal | Summer | B9 | 800 | 2260 | 0 | 36.63 | 32.89 | 8 | 0
2015 | ENT_2_MISO_MO-IL | ENT | MISO_MO-IL | Internal | Summer | B10 | 1262 | 2260 | 0 | 35.44 | 30.7 | 8 | 0
2015 | ENT_2_MISO_MO-IL | ENT | MISO_MO-IL | Internal | Winter | B16 | 25 | 2260 | 0 | 51.78 | 46.71 | 8 | 0
2015 | ENT_2_MISO_MO-IL | ENT | MISO_MO-IL | Internal | Winter | B17 | 100 | 2260 | 0 | 40.38 | 41.55 | 8 | 0
2015 | ENT_2_MISO_MO-IL | ENT | MISO_MO-IL | Internal | Winter | B18 | 400 | 2260 | 0 | 40.38 | 37.96 | 8 | 0
2015 | ENT_2_MISO_MO-IL | ENT | MISO_MO-IL | Internal | Winter | B19 | 700 | 2260 | 0 | 40.1 | 36.36 | 8 | 0
2015 | ENT_2_MISO_MO-IL | ENT | MISO_MO-IL | Internal | Winter | B20 | 935 | 2260 | 0 | 38.79 | 32.43 | 8 | 0
2015 | ENT_2_SOCO | ENT | SOCO | Internal | Shoulder | B11 | 25 | 2000 | 53.96 | 53.5 | 61.5 | 8 | 0
2015 | ENT_2_SOCO | ENT | SOCO | Internal | Shoulder | B12 | 200 | 2000 | 0 | 38.05 | 42.81 | 8 | 0
2015 | ENT_2_SOCO | ENT | SOCO | Internal | Shoulder | B13 | 600 | 2000 | 0 | 38.05 | 39.02 | 8 | 0
2015 | ENT_2_SOCO | ENT | SOCO | Internal | Shoulder | B14 | 900 | 2000 | 0 | 37.78 | 39.02 | 8 | 0
2015 | ENT_2_SOCO | ENT | SOCO | Internal | Shoulder | B15 | 1203 | 2000 | 0 | 36.58 | 39.02 | 8 | 0
2015 | ENT_2_SOCO | ENT | SOCO | Internal | Summer | B1 | 10 | 2000 | 0 | 59.38 | 64.92 | 8 | 0
2015 | ENT_2_SOCO | ENT | SOCO | Internal | Summer | B2 | 25 | 2000 | 0.02 | 57.19 | 64.92 | 8 | 0
2015 | ENT_2_SOCO | ENT | SOCO | Internal | Summer | B3 | 75 | 2000 | 1813.02 | 56.92 | 64.92 | 8 | 0
2015 | ENT_2_SOCO | ENT | SOCO | Internal | Summer | B4 | 100 | 2000 | 2000 | 55.82 | 64.92 | 8 | 1.09
2015 | ENT_2_SOCO | ENT | SOCO | Internal | Summer | B5 | 200 | 2000 | 2000 | 51.84 | 60.27 | 8 | 0.43
2015 | ENT_2_SOCO | ENT | SOCO | Internal | Summer | B6 | 300 | 2000 | 212.55 | 44.89 | 52.89 | 8 | 0
2015 | ENT_2_SOCO | ENT | SOCO | Internal | Summer | B7 | 400 | 2000 | 1088.98 | 42.05 | 50.05 | 8 | 0
2015 | ENT_2_SOCO | ENT | SOCO | Internal | Summer | B8 | 500 | 2000 | 0 | 36.89 | 43.64 | 8 | 0
2015 | ENT_2_SOCO | ENT | SOCO | Internal | Summer | B9 | 800 | 2000 | 0 | 36.63 | 37.88 | 8 | 0
2015 | ENT_2_SOCO | ENT | SOCO | Internal | Summer | B10 | 1262 | 2000 | 0 | 35.44 | 37.88 | 8 | 0
2015 | ENT_2_SOCO | ENT | SOCO | Internal | Winter | B16 | 25 | 2000 | 1432.18 | 51.78 | 59.78 | 8 | 0
2015 | ENT_2_SOCO | ENT | SOCO | Internal | Winter | B17 | 100 | 2000 | 0 | 40.38 | 43.64 | 8 | 0
2015 | ENT_2_SOCO | ENT | SOCO | Internal | Winter | B18 | 400 | 2000 | 0 | 40.38 | 41.34 | 8 | 0
2015 | ENT_2_SOCO | ENT | SOCO | Internal | Winter | B19 | 700 | 2000 | 0 | 40.1 | 41.34 | 8 | 0
2015 | ENT_2_SOCO | ENT | SOCO | Internal | Winter | B20 | 935 | 2000 | 0 | 38.79 | 41.34 | 8 | 0
2015 | ENT_2_SPP_N | ENT | SPP_N | Internal | Shoulder | B11 | 25 | 1300 | 0 | 53.5 | 53.51 | 8 | 0
2015 | ENT_2_SPP_N | ENT | SPP_N | Internal | Shoulder | B12 | 200 | 1300 | 0 | 38.05 | 39.09 | 8 | 0
2015 | ENT_2_SPP_N | ENT | SPP_N | Internal | Shoulder | B13 | 600 | 1300 | 0 | 38.05 | 37.6 | 8 | 0
2015 | ENT_2_SPP_N | ENT | SPP_N | Internal | Shoulder | B14 | 900 | 1300 | 0 | 37.78 | 36.34 | 8 | 0
2015 | ENT_2_SPP_N | ENT | SPP_N | Internal | Shoulder | B15 | 1203 | 1300 | 0 | 36.58 | 36.3 | 8 | 0
2015 | ENT_2_SPP_N | ENT | SPP_N | Internal | Summer | B1 | 10 | 1300 | 0 | 59.38 | 58.76 | 8 | 0
2015 | ENT_2_SPP_N | ENT | SPP_N | Internal | Summer | B2 | 25 | 1300 | 0 | 57.19 | 58.76 | 8 | 0
2015 | ENT_2_SPP_N | ENT | SPP_N | Internal | Summer | B3 | 75 | 1300 | 0 | 56.92 | 58.76 | 8 | 0
2015 | ENT_2_SPP_N | ENT | SPP_N | Internal | Summer | B4 | 100 | 1300 | 0 | 55.82 | 56.47 | 8 | 0
2015 | ENT_2_SPP_N | ENT | SPP_N | Internal | Summer | B5 | 200 | 1300 | 0 | 51.84 | 52.82 | 8 | 0
2015 | ENT_2_SPP_N | ENT | SPP_N | Internal | Summer | B6 | 300 | 1300 | 0 | 44.89 | 49.1 | 8 | 0
2015 | ENT_2_SPP_N | ENT | SPP_N | Internal | Summer | B7 | 400 | 1300 | 0 | 42.05 | 42.91 | 8 | 0
2015 | ENT_2_SPP_N | ENT | SPP_N | Internal | Summer | B8 | 500 | 1300 | 0 | 36.89 | 36.69 | 8 | 0
2015 | ENT_2_SPP_N | ENT | SPP_N | Internal | Summer | B9 | 800 | 1300 | 0 | 36.63 | 35.12 | 8 | 0
2015 | ENT_2_SPP_N | ENT | SPP_N | Internal | Summer | B10 | 1262 | 1300 | 0 | 35.44 | 34.55 | 8 | 0
2015 | ENT_2_SPP_N | ENT | SPP_N | Internal | Winter | B16 | 25 | 1300 | 0 | 51.78 | 47.47 | 8 | 0
2015 | ENT_2_SPP_N | ENT | SPP_N | Internal | Winter | B17 | 100 | 1300 | 0 | 40.38 | 39.41 | 8 | 0
2015 | ENT_2_SPP_N | ENT | SPP_N | Internal | Winter | B18 | 400 | 1300 | 0 | 40.38 | 38.72 | 8 | 0
2015 | ENT_2_SPP_N | ENT | SPP_N | Internal | Winter | B19 | 700 | 1300 | 0 | 40.1 | 38.63 | 8 | 0
2015 | ENT_2_SPP_N | ENT | SPP_N | Internal | Winter | B20 | 935 | 1300 | 0 | 38.79 | 38.07 | 8 | 0
2015 | ENT_2_SPP_S | ENT | SPP_S | Internal | Shoulder | B11 | 25 | 1300 | 0 | 53.5 | 52.2 | 8 | 0
2015 | ENT_2_SPP_S | ENT | SPP_S | Internal | Shoulder | B12 | 200 | 1300 | 0 | 38.05 | 39.1 | 8 | 0
2015 | ENT_2_SPP_S | ENT | SPP_S | Internal | Shoulder | B13 | 600 | 1300 | 0 | 38.05 | 37.62 | 8 | 0
2015 | ENT_2_SPP_S | ENT | SPP_S | Internal | Shoulder | B14 | 900 | 1300 | 0 | 37.78 | 36.35 | 8 | 0
2015 | ENT_2_SPP_S | ENT | SPP_S | Internal | Shoulder | B15 | 1203 | 1300 | 0 | 36.58 | 36.31 | 8 | 0
2015 | ENT_2_SPP_S | ENT | SPP_S | Internal | Summer | B1 | 10 | 1300 | 0 | 59.38 | 58.75 | 8 | 0
2015 | ENT_2_SPP_S | ENT | SPP_S | Internal | Summer | B2 | 25 | 1300 | 0 | 57.19 | 58.75 | 8 | 0
2015 | ENT_2_SPP_S | ENT | SPP_S | Internal | Summer | B3 | 75 | 1300 | 0 | 56.92 | 51.92 | 8 | 0
2015 | ENT_2_SPP_S | ENT | SPP_S | Internal | Summer | B4 | 100 | 1300 | 0 | 55.82 | 50.82 | 8 | 0
2015 | ENT_2_SPP_S | ENT | SPP_S | Internal | Summer | B5 | 200 | 1300 | 0 | 51.84 | 50.41 | 8 | 0
2015 | ENT_2_SPP_S | ENT | SPP_S | Internal | Summer | B6 | 300 | 1300 | 0 | 44.89 | 49.11 | 8 | 0
2015 | ENT_2_SPP_S | ENT | SPP_S | Internal | Summer | B7 | 400 | 1300 | 0 | 42.05 | 42.93 | 8 | 0
2015 | ENT_2_SPP_S | ENT | SPP_S | Internal | Summer | B8 | 500 | 1300 | 0 | 36.89 | 36.71 | 8 | 0
2015 | ENT_2_SPP_S | ENT | SPP_S | Internal | Summer | B9 | 800 | 1300 | 0 | 36.63 | 35.13 | 8 | 0
2015 | ENT_2_SPP_S | ENT | SPP_S | Internal | Summer | B10 | 1262 | 1300 | 0 | 35.44 | 35.05 | 8 | 0
2015 | ENT_2_SPP_S | ENT | SPP_S | Internal | Winter | B16 | 25 | 1300 | 0 | 51.78 | 47.48 | 8 | 0
2015 | ENT_2_SPP_S | ENT | SPP_S | Internal | Winter | B17 | 100 | 1300 | 0 | 40.38 | 39.42 | 8 | 0
2015 | ENT_2_SPP_S | ENT | SPP_S | Internal | Winter | B18 | 400 | 1300 | 0 | 40.38 | 38.73 | 8 | 0
2015 | ENT_2_SPP_S | ENT | SPP_S | Internal | Winter | B19 | 700 | 1300 | 0 | 40.1 | 38.64 | 8 | 0
2015 | ENT_2_SPP_S | ENT | SPP_S | Internal | Winter | B20 | 935 | 1300 | 0 | 38.79 | 38.64 | 8 | 0
2015 | ENT_2_TVA_Transmission | ENT | TVA_Transmission | Internal | Shoulder | B11 | 25 | 2100 | 0 | 53.5 | 53.92 | 8 | 0
2015 | ENT_2_TVA_Transmission | ENT | TVA_Transmission | Internal | Shoulder | B12 | 200 | 2100 | 0 | 38.05 | 43.31 | 8 | 0
2015 | ENT_2_TVA_Transmission | ENT | TVA_Transmission | Internal | Shoulder | B13 | 600 | 2100 | 0 | 38.05 | 41.7 | 8 | 0
2015 | ENT_2_TVA_Transmission | ENT | TVA_Transmission | Internal | Shoulder | B14 | 900 | 2100 | 0 | 37.78 | 40.58 | 8 | 0
2015 | ENT_2_TVA_Transmission | ENT | TVA_Transmission | Internal | Shoulder | B15 | 1203 | 2100 | 0 | 36.58 | 39.13 | 8 | 0
2015 | ENT_2_TVA_Transmission | ENT | TVA_Transmission | Internal | Summer | B1 | 10 | 2100 | 506.47 | 59.38 | 67.38 | 8 | 0
2015 | ENT_2_TVA_Transmission | ENT | TVA_Transmission | Internal | Summer | B2 | 25 | 2100 | 927.54 | 57.19 | 65.19 | 8 | 0
2015 | ENT_2_TVA_Transmission | ENT | TVA_Transmission | Internal | Summer | B3 | 75 | 2100 | 0 | 56.92 | 62.94 | 8 | 0
2015 | ENT_2_TVA_Transmission | ENT | TVA_Transmission | Internal | Summer | B4 | 100 | 2100 | 0 | 55.82 | 61.41 | 8 | 0
2015 | ENT_2_TVA_Transmission | ENT | TVA_Transmission | Internal | Summer | B5 | 200 | 2100 | 0 | 51.84 | 52.92 | 8 | 0
2015 | ENT_2_TVA_Transmission | ENT | TVA_Transmission | Internal | Summer | B6 | 300 | 2100 | 0 | 44.89 | 46.65 | 8 | 0
2015 | ENT_2_TVA_Transmission | ENT | TVA_Transmission | Internal | Summer | B7 | 400 | 2100 | 0 | 42.05 | 41.8 | 8 | 0
2015 | ENT_2_TVA_Transmission | ENT | TVA_Transmission | Internal | Summer | B8 | 500 | 2100 | 0 | 36.89 | 38.83 | 8 | 0
2015 | ENT_2_TVA_Transmission | ENT | TVA_Transmission | Internal | Summer | B9 | 800 | 2100 | 0 | 36.63 | 38.31 | 8 | 0
2015 | ENT_2_TVA_Transmission | ENT | TVA_Transmission | Internal | Summer | B10 | 1262 | 2100 | 0 | 35.44 | 36.98 | 8 | 0
2015 | ENT_2_TVA_Transmission | ENT | TVA_Transmission | Internal | Winter | B16 | 25 | 2100 | 0 | 51.78 | 54.71 | 8 | 0
2015 | ENT_2_TVA_Transmission | ENT | TVA_Transmission | Internal | Winter | B17 | 100 | 2100 | 0 | 40.38 | 45.75 | 8 | 0
2015 | ENT_2_TVA_Transmission | ENT | TVA_Transmission | Internal | Winter | B18 | 400 | 2100 | 0 | 40.38 | 42.26 | 8 | 0
2015 | ENT_2_TVA_Transmission | ENT | TVA_Transmission | Internal | Winter | B19 | 700 | 2100 | 0 | 40.1 | 40.61 | 8 | 0
2015 | ENT_2_TVA_Transmission | ENT | TVA_Transmission | Internal | Winter | B20 | 935 | 2100 | 0 | 38.79 | 39.28 | 8 | 0
2015 | FRCC_2_SOCO | FRCC | SOCO | Internal | Shoulder | B11 | 25 | 900 | 0 | 71.5 | 61.5 | 8 | 0
2015 | FRCC_2_SOCO | FRCC | SOCO | Internal | Shoulder | B12 | 200 | 900 | 0 | 52.81 | 42.81 | 8 | 0
2015 | FRCC_2_SOCO | FRCC | SOCO | Internal | Shoulder | B13 | 600 | 900 | 0 | 49.02 | 39.02 | 8 | 0
2015 | FRCC_2_SOCO | FRCC | SOCO | Internal | Shoulder | B14 | 900 | 900 | 0 | 45.06 | 39.02 | 8 | 0
2015 | FRCC_2_SOCO | FRCC | SOCO | Internal | Shoulder | B15 | 1203 | 900 | 0 | 43.22 | 39.02 | 8 | 0
2015 | FRCC_2_SOCO | FRCC | SOCO | Internal | Summer | B1 | 10 | 900 | 0 | 71.2 | 64.92 | 8 | 0
2015 | FRCC_2_SOCO | FRCC | SOCO | Internal | Summer | B2 | 25 | 900 | 0 | 71.2 | 64.92 | 8 | 0
2015 | FRCC_2_SOCO | FRCC | SOCO | Internal | Summer | B3 | 75 | 900 | 0 | 71.2 | 64.92 | 8 | 0
2015 | FRCC_2_SOCO | FRCC | SOCO | Internal | Summer | B4 | 100 | 900 | 0 | 71.2 | 64.92 | 8 | 0
2015 | FRCC_2_SOCO | FRCC | SOCO | Internal | Summer | B5 | 200 | 900 | 0 | 70.27 | 60.27 | 8 | 0
2015 | FRCC_2_SOCO | FRCC | SOCO | Internal | Summer | B6 | 300 | 900 | 0 | 62.89 | 52.89 | 8 | 0
2015 | FRCC_2_SOCO | FRCC | SOCO | Internal | Summer | B7 | 400 | 900 | 0 | 60.05 | 50.05 | 8 | 0
2015 | FRCC_2_SOCO | FRCC | SOCO | Internal | Summer | B8 | 500 | 900 | 0 | 53.64 | 43.64 | 8 | 0
2015 | FRCC_2_SOCO | FRCC | SOCO | Internal | Summer | B9 | 800 | 900 | 0 | 46.62 | 37.88 | 8 | 0
2015 | FRCC_2_SOCO | FRCC | SOCO | Internal | Summer | B10 | 1262 | 900 | 0 | 42.58 | 37.88 | 8 | 0
2015 | FRCC_2_SOCO | FRCC | SOCO | Internal | Winter | B16 | 25 | 900 | 0 | 69.78 | 59.78 | 8 | 0
2015 | FRCC_2_SOCO | FRCC | SOCO | Internal | Winter | B17 | 100 | 900 | 0 | 53.64 | 43.64 | 8 | 0
2015 | FRCC_2_SOCO | FRCC | SOCO | Internal | Winter | B18 | 400 | 900 | 0 | 51.34 | 41.34 | 8 | 0
2015 | FRCC_2_SOCO | FRCC | SOCO | Internal | Winter | B19 | 700 | 900 | 0 | 47.11 | 41.34 | 8 | 0
2015 | FRCC_2_SOCO | FRCC | SOCO | Internal | Winter | B20 | 935 | 900 | 0 | 45.18 | 41.34 | 8 | 0
2015 | HQ_NEISO_2_NEISO | HQ_NEISO | NEISO | Internal | Shoulder | B11 | 25 | 99999 | 2920 | 36.72 | 36.73 | 0.01 | 0
2015 | HQ_NEISO_2_NEISO | HQ_NEISO | NEISO | Internal | Shoulder | B12 | 200 | 99999 | 2920 | 36.72 | 36.73 | 0.01 | 0
2015 | HQ_NEISO_2_NEISO | HQ_NEISO | NEISO | Internal | Shoulder | B13 | 600 | 99999 | 2920 | 36.72 | 36.73 | 0.01 | 0
2015 | HQ_NEISO_2_NEISO | HQ_NEISO | NEISO | Internal | Shoulder | B14 | 900 | 99999 | 2920 | 36.72 | 36.73 | 0.01 | 0
2015 | HQ_NEISO_2_NEISO | HQ_NEISO | NEISO | Internal | Shoulder | B15 | 1203 | 99999 | 1143.24 | 36.72 | 36.73 | 0.01 | 0
2015 | HQ_NEISO_2_NEISO | HQ_NEISO | NEISO | Internal | Summer | B1 | 10 | 99999 | 2920 | 64.39 | 64.4 | 0.01 | 0
2015 | HQ_NEISO_2_NEISO | HQ_NEISO | NEISO | Internal | Summer | B2 | 25 | 99999 | 2920 | 53.65 | 53.66 | 0.01 | 0
2015 | HQ_NEISO_2_NEISO | HQ_NEISO | NEISO | Internal | Summer | B3 | 75 | 99999 | 2920 | 47.14 | 47.15 | 0.01 | 0
2015 | HQ_NEISO_2_NEISO | HQ_NEISO | NEISO | Internal | Summer | B4 | 100 | 99999 | 2920 | 37.74 | 37.76 | 0.01 | 0
2015 | HQ_NEISO_2_NEISO | HQ_NEISO | NEISO | Internal | Summer | B5 | 200 | 99999 | 2920 | 34.07 | 34.08 | 0.01 | 0
2015 | HQ_NEISO_2_NEISO | HQ_NEISO | NEISO | Internal | Summer | B6 | 300 | 99999 | 2920 | 34.07 | 34.08 | 0.01 | 0
2015 | HQ_NEISO_2_NEISO | HQ_NEISO | NEISO | Internal | Summer | B7 | 400 | 99999 | 2920 | 34.07 | 34.08 | 0.01 | 0
2015 | HQ_NEISO_2_NEISO | HQ_NEISO | NEISO | Internal | Summer | B8 | 500 | 99999 | 2920 | 34.07 | 34.08 | 0.01 | 0
2015 | HQ_NEISO_2_NEISO | HQ_NEISO | NEISO | Internal | Summer | B9 | 800 | 99999 | 2920 | 34.07 | 34.08 | 0.01 | 0
2015 | HQ_NEISO_2_NEISO | HQ_NEISO | NEISO | Internal | Summer | B10 | 1262 | 99999 | 795.94 | 34.07 | 34.08 | 0.01 | 0
2015 | HQ_NEISO_2_NEISO | HQ_NEISO | NEISO | Internal | Winter | B16 | 25 | 99999 | 2920 | 44.98 | 44.99 | 0.01 | 0
2015 | HQ_NEISO_2_NEISO | HQ_NEISO | NEISO | Internal | Winter | B17 | 100 | 99999 | 2920 | 44.98 | 44.99 | 0.01 | 0
2015 | HQ_NEISO_2_NEISO | HQ_NEISO | NEISO | Internal | Winter | B18 | 400 | 99999 | 2920 | 44.98 | 44.99 | 0.01 | 0
2015 | HQ_NEISO_2_NEISO | HQ_NEISO | NEISO | Internal | Winter | B19 | 700 | 99999 | 2920 | 44.98 | 44.99 | 0.01 | 0
2015 | HQ_NEISO_2_NEISO | HQ_NEISO | NEISO | Internal | Winter | B20 | 935 | 99999 | 1233.58 | 44.98 | 44.99 | 0.01 | 0
2015 | HQ_NY_2_NYISO_A-F | HQ_NY | NYISO_A-F | Internal | Shoulder | B11 | 25 | 99999 | 1000 | 40.5 | 40.51 | 0.01 | 0
2015 | HQ_NY_2_NYISO_A-F | HQ_NY | NYISO_A-F | Internal | Shoulder | B12 | 200 | 99999 | 1000 | 39.83 | 39.84 | 0.01 | 0
2015 | HQ_NY_2_NYISO_A-F | HQ_NY | NYISO_A-F | Internal | Shoulder | B13 | 600 | 99999 | 1000 | 38.41 | 38.42 | 0.01 | 0
2015 | HQ_NY_2_NYISO_A-F | HQ_NY | NYISO_A-F | Internal | Shoulder | B14 | 900 | 99999 | 1000 | 38.41 | 38.42 | 0.01 | 0
2015 | HQ_NY_2_NYISO_A-F | HQ_NY | NYISO_A-F | Internal | Shoulder | B15 | 1203 | 99999 | 188.69 | 38.41 | 38.42 | 0.01 | 0
2015 | HQ_NY_2_NYISO_A-F | HQ_NY | NYISO_A-F | Internal | Summer | B1 | 10 | 99999 | 1000 | 53.38 | 53.39 | 0.01 | 0
2015 | HQ_NY_2_NYISO_A-F | HQ_NY | NYISO_A-F | Internal | Summer | B2 | 25 | 99999 | 1000 | 51.79 | 51.8 | 0.01 | 0
2015 | HQ_NY_2_NYISO_A-F | HQ_NY | NYISO_A-F | Internal | Summer | B3 | 75 | 99999 | 1000 | 48.94 | 48.95 | 0.01 | 0
2015 | HQ_NY_2_NYISO_A-F | HQ_NY | NYISO_A-F | Internal | Summer | B4 | 100 | 99999 | 1000 | 45.27 | 45.28 | 0.01 | 0
2015 | HQ_NY_2_NYISO_A-F | HQ_NY | NYISO_A-F | Internal | Summer | B5 | 200 | 99999 | 1000 | 42.99 | 43 | 0.01 | 0
2015 | HQ_NY_2_NYISO_A-F | HQ_NY | NYISO_A-F | Internal | Summer | B6 | 300 | 99999 | 1000 | 42.06 | 42.08 | 0.01 | 0
2015 | HQ_NY_2_NYISO_A-F | HQ_NY | NYISO_A-F | Internal | Summer | B7 | 400 | 99999 | 1000 | 38.17 | 38.18 | 0.01 | 0
2015 | HQ_NY_2_NYISO_A-F | HQ_NY | NYISO_A-F | Internal | Summer | B8 | 500 | 99999 | 1000 | 37.07 | 37.08 | 0.01 | 0
2015 | HQ_NY_2_NYISO_A-F | HQ_NY | NYISO_A-F | Internal | Summer | B9 | 800 | 99999 | 1000 | 37.06 | 37.07 | 0.01 | 0
2015 | HQ_NY_2_NYISO_A-F | HQ_NY | NYISO_A-F | Internal | Summer | B10 | 1262 | 99999 | 30.11 | 37.06 | 37.07 | 0.01 | 0
2015 | HQ_NY_2_NYISO_A-F | HQ_NY | NYISO_A-F | Internal | Winter | B16 | 25 | 99999 | 1000 | 45.85 | 45.86 | 0.01 | 0
2015 | HQ_NY_2_NYISO_A-F | HQ_NY | NYISO_A-F | Internal | Winter | B17 | 100 | 99999 | 1000 | 43.07 | 43.08 | 0.01 | 0
2015 | HQ_NY_2_NYISO_A-F | HQ_NY | NYISO_A-F | Internal | Winter | B18 | 400 | 99999 | 1000 | 43.07 | 43.08 | 0.01 | 0
2015 | HQ_NY_2_NYISO_A-F | HQ_NY | NYISO_A-F | Internal | Winter | B19 | 700 | 99999 | 1000 | 43.07 | 43.08 | 0.01 | 0
2015 | HQ_NY_2_NYISO_A-F | HQ_NY | NYISO_A-F | Internal | Winter | B20 | 935 | 99999 | 229.95 | 43.07 | 43.08 | 0.01 | 0
2015 | HQ_IESO_2_IESO | HQ_IESO | IESO | Internal | Shoulder | B11 | 25 | 99999 | 400 | 33.5 | 33.51 | 0.01 | 0
2015 | HQ_IESO_2_IESO | HQ_IESO | IESO | Internal | Shoulder | B12 | 200 | 99999 | 400 | 32.83 | 32.84 | 0.01 | 0
2015 | HQ_IESO_2_IESO | HQ_IESO | IESO | Internal | Shoulder | B13 | 600 | 99999 | 400 | 28.8 | 28.81 | 0.01 | 0
2015 | HQ_IESO_2_IESO | HQ_IESO | IESO | Internal | Shoulder | B14 | 900 | 99999 | 400 | 28.8 | 28.81 | 0.01 | 0
2015 | HQ_IESO_2_IESO | HQ_IESO | IESO | Internal | Shoulder | B15 | 1203 | 99999 | 75.48 | 28.8 | 28.81 | 0.01 | 0
2015 | HQ_IESO_2_IESO | HQ_IESO | IESO | Internal | Summer | B1 | 10 | 99999 | 400 | 46.38 | 46.39 | 0.01 | 0
2015 | HQ_IESO_2_IESO | HQ_IESO | IESO | Internal | Summer | B2 | 25 | 99999 | 400 | 44.79 | 44.8 | 0.01 | 0
2015 | HQ_IESO_2_IESO | HQ_IESO | IESO | Internal | Summer | B3 | 75 | 99999 | 400 | 38.46 | 38.48 | 0.01 | 0
2015 | HQ_IESO_2_IESO | HQ_IESO | IESO | Internal | Summer | B4 | 100 | 99999 | 400 | 38.27 | 38.28 | 0.01 | 0
2015 | HQ_IESO_2_IESO | HQ_IESO | IESO | Internal | Summer | B5 | 200 | 99999 | 400 | 35.99 | 36 | 0.01 | 0
2015 | HQ_IESO_2_IESO | HQ_IESO | IESO | Internal | Summer | B6 | 300 | 99999 | 400 | 35.06 | 35.08 | 0.01 | 0
2015 | HQ_IESO_2_IESO | HQ_IESO | IESO | Internal | Summer | B7 | 400 | 99999 | 400 | 28.91 | 28.93 | 0.01 | 0
2015 | HQ_IESO_2_IESO | HQ_IESO | IESO | Internal | Summer | B8 | 500 | 99999 | 400 | 27.07 | 27.08 | 0.01 | 0
2015 | HQ_IESO_2_IESO | HQ_IESO | IESO | Internal | Summer | B9 | 800 | 99999 | 400 | 27.07 | 27.08 | 0.01 | 0
2015 | HQ_IESO_2_IESO | HQ_IESO | IESO | Internal | Summer | B10 | 1262 | 99999 | 12.04 | 27.07 | 27.08 | 0.01 | 0
2015 | HQ_IESO_2_IESO | HQ_IESO | IESO | Internal | Winter | B16 | 25 | 99999 | 400 | 38.85 | 38.86 | 0.01 | 0
2015 | HQ_IESO_2_IESO | HQ_IESO | IESO | Internal | Winter | B17 | 100 | 99999 | 400 | 35.76 | 35.77 | 0.01 | 0
2015 | HQ_IESO_2_IESO | HQ_IESO | IESO | Internal | Winter | B18 | 400 | 99999 | 400 | 31.46 | 31.47 | 0.01 | 0
2015 | HQ_IESO_2_IESO | HQ_IESO | IESO | Internal | Winter | B19 | 700 | 99999 | 400 | 31.46 | 31.47 | 0.01 | 0
2015 | HQ_IESO_2_IESO | HQ_IESO | IESO | Internal | Winter | B20 | 935 | 99999 | 91.98 | 31.46 | 31.47 | 0.01 | 0
2015 | IESO_2_MAPP_CA | IESO | MAPP_CA | Internal | Shoulder | B11 | 25 | 262 | 262 | 33.51 | 46.5 | 7 | 5.99
2015 | IESO_2_MAPP_CA | IESO | MAPP_CA | Internal | Shoulder | B12 | 200 | 262 | 152.46 | 32.84 | 39.84 | 7 | 0
2015 | IESO_2_MAPP_CA | IESO | MAPP_CA | Internal | Shoulder | B13 | 600 | 262 | 262 | 28.81 | 37.27 | 7 | 1.45
2015 | IESO_2_MAPP_CA | IESO | MAPP_CA | Internal | Shoulder | B14 | 900 | 262 | 125 | 28.81 | 35.81 | 7 | 0
2015 | IESO_2_MAPP_CA | IESO | MAPP_CA | Internal | Shoulder | B15 | 1203 | 262 | 121.65 | 28.81 | 35.81 | 7 | 0
2015 | IESO_2_MAPP_CA | IESO | MAPP_CA | Internal | Summer | B1 | 10 | 262 | 0 | 46.39 | 48.66 | 7 | 0
2015 | IESO_2_MAPP_CA | IESO | MAPP_CA | Internal | Summer | B2 | 25 | 262 | 65.43 | 44.8 | 51.8 | 7 | 0
2015 | IESO_2_MAPP_CA | IESO | MAPP_CA | Internal | Summer | B3 | 75 | 262 | 262 | 38.48 | 48.66 | 7 | 3.19
2015 | IESO_2_MAPP_CA | IESO | MAPP_CA | Internal | Summer | B4 | 100 | 262 | 262 | 38.28 | 48.66 | 7 | 3.39
2015 | IESO_2_MAPP_CA | IESO | MAPP_CA | Internal | Summer | B5 | 200 | 262 | 262 | 36 | 46.71 | 7 | 3.71
2015 | IESO_2_MAPP_CA | IESO | MAPP_CA | Internal | Summer | B6 | 300 | 262 | 261.97 | 35.08 | 42.09 | 7 | 0.01
2015 | IESO_2_MAPP_CA | IESO | MAPP_CA | Internal | Summer | B7 | 400 | 262 | 0.01 | 28.93 | 35.9 | 7 | 0
2015 | IESO_2_MAPP_CA | IESO | MAPP_CA | Internal | Summer | B8 | 500 | 262 | 0 | 27.08 | 33.36 | 7 | 0
2015 | IESO_2_MAPP_CA | IESO | MAPP_CA | Internal | Summer | B9 | 800 | 262 | 0 | 27.08 | 32.89 | 7 | 0
2015 | IESO_2_MAPP_CA | IESO | MAPP_CA | Internal | Summer | B10 | 1262 | 262 | 0 | 27.08 | 32.89 | 7 | 0
2015 | IESO_2_MAPP_CA | IESO | MAPP_CA | Internal | Winter | B16 | 25 | 262 | 261.99 | 38.86 | 46.69 | 7 | 0.83
2015 | IESO_2_MAPP_CA | IESO | MAPP_CA | Internal | Winter | B17 | 100 | 262 | 0 | 35.77 | 41.52 | 7 | 0
2015 | IESO_2_MAPP_CA | IESO | MAPP_CA | Internal | Winter | B18 | 400 | 262 | 5.39 | 31.47 | 38.47 | 7 | 0
2015 | IESO_2_MAPP_CA | IESO | MAPP_CA | Internal | Winter | B19 | 700 | 262 | 3.16 | 31.47 | 38.47 | 7 | 0
2015 | IESO_2_MAPP_CA | IESO | MAPP_CA | Internal | Winter | B20 | 935 | 262 | 2.4 | 31.47 | 38.47 | 7 | 0
2015 | IESO_2_MISO_MI | IESO | MISO_MI | Internal | Shoulder | B11 | 25 | 1840 | 1840 | 33.51 | 46.5 | 7 | 5.99
2015 | IESO_2_MISO_MI | IESO | MISO_MI | Internal | Shoulder | B12 | 200 | 1840 | 1839.98 | 32.84 | 39.87 | 7 | 0.02
2015 | IESO_2_MISO_MI | IESO | MISO_MI | Internal | Shoulder | B13 | 600 | 1840 | 1840 | 28.81 | 37.29 | 7 | 1.48
2015 | IESO_2_MISO_MI | IESO | MISO_MI | Internal | Shoulder | B14 | 900 | 1840 | 6.16 | 28.81 | 35.81 | 7 | 0
2015 | IESO_2_MISO_MI | IESO | MISO_MI | Internal | Shoulder | B15 | 1203 | 1840 | 0 | 28.81 | 33.15 | 7 | 0
2015 | IESO_2_MISO_MI | IESO | MISO_MI | Internal | Summer | B1 | 10 | 1840 | 1840 | 46.39 | 57.41 | 7 | 4.02
2015 | IESO_2_MISO_MI | IESO | MISO_MI | Internal | Summer | B2 | 25 | 1840 | 1840 | 44.8 | 57.19 | 7 | 5.39
2015 | IESO_2_MISO_MI | IESO | MISO_MI | Internal | Summer | B3 | 75 | 1840 | 1840 | 38.48 | 51.97 | 7 | 6.5
2015 | IESO_2_MISO_MI | IESO | MISO_MI | Internal | Summer | B4 | 100 | 1840 | 1840 | 38.28 | 51.97 | 7 | 6.7
2015 | IESO_2_MISO_MI | IESO | MISO_MI | Internal | Summer | B5 | 200 | 1840 | 1840 | 36 | 45.44 | 7 | 2.44
2015 | IESO_2_MISO_MI | IESO | MISO_MI | Internal | Summer | B6 | 300 | 1840 | 828.6 | 35.08 | 42.08 | 7 | 0
2015 | IESO_2_MISO_MI | IESO | MISO_MI | Internal | Summer | B7 | 400 | 1840 | 1083.38 | 28.93 | 35.93 | 7 | 0
2015 | IESO_2_MISO_MI | IESO | MISO_MI | Internal | Summer | B8 | 500 | 1840 | 1585.04 | 27.08 | 34.08 | 7 | 0
2015 | IESO_2_MISO_MI | IESO | MISO_MI | Internal | Summer | B9 | 800 | 1840 | 0 | 27.08 | 32.92 | 7 | 0
2015 | IESO_2_MISO_MI | IESO | MISO_MI | Internal | Summer | B10 | 1262 | 1840 | 0 | 27.08 | 32.3 | 7 | 0
2015 | IESO_2_MISO_MI | IESO | MISO_MI | Internal | Winter | B16 | 25 | 1840 | 1839.99 | 38.86 | 46.71 | 7 | 0.85
2015 | IESO_2_MISO_MI | IESO | MISO_MI | Internal | Winter | B17 | 100 | 1840 | 1061.23 | 35.77 | 42.77 | 7 | 0
2015 | IESO_2_MISO_MI | IESO | MISO_MI | Internal | Winter | B18 | 400 | 1840 | 0 | 31.47 | 37.98 | 7 | 0
2015 | IESO_2_MISO_MI | IESO | MISO_MI | Internal | Winter | B19 | 700 | 1840 | 0 | 31.47 | 36.38 | 7 | 0
2015 | IESO_2_MISO_MI | IESO | MISO_MI | Internal | Winter | B20 | 935 | 1840 | 0 | 31.47 | 32.45 | 7 | 0
2015 | IESO_2_MISO_W | IESO | MISO_W | Internal | Shoulder | B11 | 25 | 140 | 140 | 33.51 | 46.51 | 7 | 6
2015 | IESO_2_MISO_W | IESO | MISO_W | Internal | Shoulder | B12 | 200 | 140 | 139.95 | 32.84 | 39.85 | 7 | 0.01
2015 | IESO_2_MISO_W | IESO | MISO_W | Internal | Shoulder | B13 | 600 | 140 | 140 | 28.81 | 37.28 | 7 | 1.47
2015 | IESO_2_MISO_W | IESO | MISO_W | Internal | Shoulder | B14 | 900 | 140 | 0.02 | 28.81 | 35.81 | 7 | 0
2015 | IESO_2_MISO_W | IESO | MISO_W | Internal | Shoulder | B15 | 1203 | 140 | 0 | 28.81 | 33.15 | 7 | 0
2015 | IESO_2_MISO_W | IESO | MISO_W | Internal | Summer | B1 | 10 | 140 | 140 | 46.39 | 59.37 | 7 | 5.98
2015 | IESO_2_MISO_W | IESO | MISO_W | Internal | Summer | B2 | 25 | 140 | 140 | 44.8 | 57.21 | 7 | 5.41
2015 | IESO_2_MISO_W | IESO | MISO_W | Internal | Summer | B3 | 75 | 140 | 140 | 38.48 | 56.67 | 7 | 11.19
2015 | IESO_2_MISO_W | IESO | MISO_W | Internal | Summer | B4 | 100 | 140 | 140 | 38.28 | 55.69 | 7 | 10.41
2015 | IESO_2_MISO_W | IESO | MISO_W | Internal | Summer | B5 | 200 | 140 | 140 | 36 | 46.72 | 7 | 3.72
2015 | IESO_2_MISO_W | IESO | MISO_W | Internal | Summer | B6 | 300 | 140 | 139.98 | 35.08 | 42.1 | 7 | 0.02
2015 | IESO_2_MISO_W | IESO | MISO_W | Internal | Summer | B7 | 400 | 140 | 0.02 | 28.93 | 35.91 | 7 | 0
2015 | IESO_2_MISO_W | IESO | MISO_W | Internal | Summer | B8 | 500 | 140 | 0 | 27.08 | 33.37 | 7 | 0
2015 | IESO_2_MISO_W | IESO | MISO_W | Internal | Summer | B9 | 800 | 140 | 0 | 27.08 | 32.9 | 7 | 0
2015 | IESO_2_MISO_W | IESO | MISO_W | Internal | Summer | B10 | 1262 | 140 | 0 | 27.08 | 30.71 | 7 | 0
2015 | IESO_2_MISO_W | IESO | MISO_W | Internal | Winter | B16 | 25 | 140 | 139.99 | 38.86 | 46.7 | 7 | 0.84
2015 | IESO_2_MISO_W | IESO | MISO_W | Internal | Winter | B17 | 100 | 140 | 0 | 35.77 | 41.54 | 7 | 0
2015 | IESO_2_MISO_W | IESO | MISO_W | Internal | Winter | B18 | 400 | 140 | 0 | 31.47 | 37.97 | 7 | 0
2015 | IESO_2_MISO_W | IESO | MISO_W | Internal | Winter | B19 | 700 | 140 | 0 | 31.47 | 36.56 | 7 | 0
2015 | IESO_2_MISO_W | IESO | MISO_W | Internal | Winter | B20 | 935 | 140 | 0 | 31.47 | 32.44 | 7 | 0
2015 | IESO_2_NYISO_A-F | IESO | NYISO_A-F | Internal | Shoulder | B11 | 25 | 1725 | 1528.41 | 33.51 | 40.51 | 7 | 0
2015 | IESO_2_NYISO_A-F | IESO | NYISO_A-F | Internal | Shoulder | B12 | 200 | 1725 | 1440.22 | 32.84 | 39.84 | 7 | 0
2015 | IESO_2_NYISO_A-F | IESO | NYISO_A-F | Internal | Shoulder | B13 | 600 | 1725 | 1725 | 28.81 | 38.42 | 7 | 2.61
2015 | IESO_2_NYISO_A-F | IESO | NYISO_A-F | Internal | Shoulder | B14 | 900 | 1725 | 1725 | 28.81 | 38.42 | 7 | 2.61
2015 | IESO_2_NYISO_A-F | IESO | NYISO_A-F | Internal | Shoulder | B15 | 1203 | 1725 | 1725 | 28.81 | 38.42 | 7 | 2.61
2015 | IESO_2_NYISO_A-F | IESO | NYISO_A-F | Internal | Summer | B1 | 10 | 1725 | 542.66 | 46.39 | 53.39 | 7 | 0
2015 | IESO_2_NYISO_A-F | IESO | NYISO_A-F | Internal | Summer | B2 | 25 | 1725 | 999.12 | 44.8 | 51.8 | 7 | 0
2015 | IESO_2_NYISO_A-F | IESO | NYISO_A-F | Internal | Summer | B3 | 75 | 1725 | 1725 | 38.48 | 48.95 | 7 | 3.47
2015 | IESO_2_NYISO_A-F | IESO | NYISO_A-F | Internal | Summer | B4 | 100 | 1725 | 1502.56 | 38.28 | 45.28 | 7 | 0
2015 | IESO_2_NYISO_A-F | IESO | NYISO_A-F | Internal | Summer | B5 | 200 | 1725 | 536.87 | 36 | 43 | 7 | 0
2015 | IESO_2_NYISO_A-F | IESO | NYISO_A-F | Internal | Summer | B6 | 300 | 1725 | 866.11 | 35.08 | 42.08 | 7 | 0
2015 | IESO_2_NYISO_A-F | IESO | NYISO_A-F | Internal | Summer | B7 | 400 | 1725 | 1725 | 28.93 | 38.18 | 7 | 2.25
2015 | IESO_2_NYISO_A-F | IESO | NYISO_A-F | Internal | Summer | B8 | 500 | 1725 | 1725 | 27.08 | 37.08 | 7 | 3
2015 | IESO_2_NYISO_A-F | IESO | NYISO_A-F | Internal | Summer | B9 | 800 | 1725 | 1725 | 27.08 | 37.07 | 7 | 2.99
2015 | IESO_2_NYISO_A-F | IESO | NYISO_A-F | Internal | Summer | B10 | 1262 | 1725 | 1725 | 27.08 | 37.07 | 7 | 2.99
2015 | IESO_2_NYISO_A-F | IESO | NYISO_A-F | Internal | Winter | B16 | 25 | 1725 | 400.79 | 38.86 | 45.86 | 7 | 0
2015 | IESO_2_NYISO_A-F | IESO | NYISO_A-F | Internal | Winter | B17 | 100 | 1725 | 1725 | 35.77 | 43.08 | 7 | 0.31
2015 | IESO_2_NYISO_A-F | IESO | NYISO_A-F | Internal | Winter | B18 | 400 | 1725 | 1725 | 31.47 | 43.08 | 7 | 4.61
2015 | IESO_2_NYISO_A-F | IESO | NYISO_A-F | Internal | Winter | B19 | 700 | 1725 | 1725 | 31.47 | 43.08 | 7 | 4.61
2015 | IESO_2_NYISO_A-F | IESO | NYISO_A-F | Internal | Winter | B20 | 935 | 1725 | 1725 | 31.47 | 43.08 | 7 | 4.61
2015 | MAPP_CA_2_IESO | MAPP_CA | IESO | Internal | Shoulder | B11 | 25 | 330 | 0 | 46.5 | 33.51 | 8 | 0
2015 | MAPP_CA_2_IESO | MAPP_CA | IESO | Internal | Shoulder | B12 | 200 | 330 | 0 | 39.84 | 32.84 | 8 | 0
2015 | MAPP_CA_2_IESO | MAPP_CA | IESO | Internal | Shoulder | B13 | 600 | 330 | 0 | 37.27 | 28.81 | 8 | 0
2015 | MAPP_CA_2_IESO | MAPP_CA | IESO | Internal | Shoulder | B14 | 900 | 330 | 0 | 35.81 | 28.81 | 8 | 0
2015 | MAPP_CA_2_IESO | MAPP_CA | IESO | Internal | Shoulder | B15 | 1203 | 330 | 0 | 35.81 | 28.81 | 8 | 0
2015 | MAPP_CA_2_IESO | MAPP_CA | IESO | Internal | Summer | B1 | 10 | 330 | 0 | 48.66 | 46.39 | 8 | 0
2015 | MAPP_CA_2_IESO | MAPP_CA | IESO | Internal | Summer | B2 | 25 | 330 | 0 | 51.8 | 44.8 | 8 | 0
2015 | MAPP_CA_2_IESO | MAPP_CA | IESO | Internal | Summer | B3 | 75 | 330 | 0 | 48.66 | 38.48 | 8 | 0
2015 | MAPP_CA_2_IESO | MAPP_CA | IESO | Internal | Summer | B4 | 100 | 330 | 0 | 48.66 | 38.28 | 8 | 0
2015 | MAPP_CA_2_IESO | MAPP_CA | IESO | Internal | Summer | B5 | 200 | 330 | 0 | 46.71 | 36 | 8 | 0
2015 | MAPP_CA_2_IESO | MAPP_CA | IESO | Internal | Summer | B6 | 300 | 330 | 0 | 42.09 | 35.08 | 8 | 0
2015 | MAPP_CA_2_IESO | MAPP_CA | IESO | Internal | Summer | B7 | 400 | 330 | 0 | 35.9 | 28.93 | 8 | 0
2015 | MAPP_CA_2_IESO | MAPP_CA | IESO | Internal | Summer | B8 | 500 | 330 | 0 | 33.36 | 27.08 | 8 | 0
2015 | MAPP_CA_2_IESO | MAPP_CA | IESO | Internal | Summer | B9 | 800 | 330 | 0 | 32.89 | 27.08 | 8 | 0
2015 | MAPP_CA_2_IESO | MAPP_CA | IESO | Internal | Summer | B10 | 1262 | 330 | 0 | 32.89 | 27.08 | 8 | 0
2015 | MAPP_CA_2_IESO | MAPP_CA | IESO | Internal | Winter | B16 | 25 | 330 | 0 | 46.69 | 38.86 | 8 | 0
2015 | MAPP_CA_2_IESO | MAPP_CA | IESO | Internal | Winter | B17 | 100 | 330 | 0 | 41.52 | 35.77 | 8 | 0
2015 | MAPP_CA_2_IESO | MAPP_CA | IESO | Internal | Winter | B18 | 400 | 330 | 0 | 38.47 | 31.47 | 8 | 0
2015 | MAPP_CA_2_IESO | MAPP_CA | IESO | Internal | Winter | B19 | 700 | 330 | 0 | 38.47 | 31.47 | 8 | 0
2015 | MAPP_CA_2_IESO | MAPP_CA | IESO | Internal | Winter | B20 | 935 | 330 | 0 | 38.47 | 31.47 | 8 | 0
2015 | MAPP_CA_2_MAPP_US | MAPP_CA | MAPP_US | Internal | Shoulder | B11 | 25 | 372 | 0 | 46.5 | 39.51 | 7 | 0
2015 | MAPP_CA_2_MAPP_US | MAPP_CA | MAPP_US | Internal | Shoulder | B12 | 200 | 372 | 0 | 39.84 | 32.85 | 7 | 0
2015 | MAPP_CA_2_MAPP_US | MAPP_CA | MAPP_US | Internal | Shoulder | B13 | 600 | 372 | 0 | 37.27 | 30.28 | 7 | 0
2015 | MAPP_CA_2_MAPP_US | MAPP_CA | MAPP_US | Internal | Shoulder | B14 | 900 | 372 | 0 | 35.81 | 29.33 | 7 | 0
2015 | MAPP_CA_2_MAPP_US | MAPP_CA | MAPP_US | Internal | Shoulder | B15 | 1203 | 372 | 0 | 35.81 | 28.61 | 7 | 0
2015 | MAPP_CA_2_MAPP_US | MAPP_CA | MAPP_US | Internal | Summer | B1 | 10 | 372 | 0 | 48.66 | 52.37 | 7 | 0
2015 | MAPP_CA_2_MAPP_US | MAPP_CA | MAPP_US | Internal | Summer | B2 | 25 | 372 | 0 | 51.8 | 50.36 | 7 | 0
2015 | MAPP_CA_2_MAPP_US | MAPP_CA | MAPP_US | Internal | Summer | B3 | 75 | 372 | 0 | 48.66 | 50.36 | 7 | 0
2015 | MAPP_CA_2_MAPP_US | MAPP_CA | MAPP_US | Internal | Summer | B4 | 100 | 372 | 0 | 48.66 | 49.46 | 7 | 0
2015 | MAPP_CA_2_MAPP_US | MAPP_CA | MAPP_US | Internal | Summer | B5 | 200 | 372 | 0 | 46.71 | 45.81 | 7 | 0
2015 | MAPP_CA_2_MAPP_US | MAPP_CA | MAPP_US | Internal | Summer | B6 | 300 | 372 | 0 | 42.09 | 37.71 | 7 | 0
2015 | MAPP_CA_2_MAPP_US | MAPP_CA | MAPP_US | Internal | Summer | B7 | 400 | 372 | 0 | 35.9 | 28.91 | 7 | 0
2015 | MAPP_CA_2_MAPP_US | MAPP_CA | MAPP_US | Internal | Summer | B8 | 500 | 372 | 0 | 33.36 | 26.43 | 7 | 0
2015 | MAPP_CA_2_MAPP_US | MAPP_CA | MAPP_US | Internal | Summer | B9 | 800 | 372 | 0 | 32.89 | 26.43 | 7 | 0
2015 | MAPP_CA_2_MAPP_US | MAPP_CA | MAPP_US | Internal | Summer | B10 | 1262 | 372 | 0 | 32.89 | 25.06 | 7 | 0
2015 | MAPP_CA_2_MAPP_US | MAPP_CA | MAPP_US | Internal | Winter | B16 | 25 | 372 | 0 | 46.69 | 39.7 | 7 | 0
2015 | MAPP_CA_2_MAPP_US | MAPP_CA | MAPP_US | Internal | Winter | B17 | 100 | 372 | 0 | 41.52 | 34.54 | 7 | 0
2015 | MAPP_CA_2_MAPP_US | MAPP_CA | MAPP_US | Internal | Winter | B18 | 400 | 372 | 0 | 38.47 | 31.62 | 7 | 0
2015 | MAPP_CA_2_MAPP_US | MAPP_CA | MAPP_US | Internal | Winter | B19 | 700 | 372 | 0 | 38.47 | 31.62 | 7 | 0
2015 | MAPP_CA_2_MAPP_US | MAPP_CA | MAPP_US | Internal | Winter | B20 | 935 | 372 | 0 | 38.47 | 26.43 | 7 | 0
2015 | MAPP_CA_2_MISO_W | MAPP_CA | MISO_W | Internal | Shoulder | B11 | 25 | 1970 | 1939.9 | 46.5 | 46.51 | 0.01 | 0
2015 | MAPP_CA_2_MISO_W | MAPP_CA | MISO_W | Internal | Shoulder | B12 | 200 | 1970 | 1431.98 | 39.84 | 39.85 | 0.01 | 0
2015 | MAPP_CA_2_MISO_W | MAPP_CA | MISO_W | Internal | Shoulder | B13 | 600 | 1970 | 1634.84 | 37.27 | 37.28 | 0.01 | 0
2015 | MAPP_CA_2_MISO_W | MAPP_CA | MISO_W | Internal | Shoulder | B14 | 900 | 1970 | 0 | 35.81 | 35.81 | 0.01 | 0
2015 | MAPP_CA_2_MISO_W | MAPP_CA | MISO_W | Internal | Shoulder | B15 | 1203 | 1970 | 0 | 35.81 | 33.15 | 0.01 | 0
2015 | MAPP_CA_2_MISO_W | MAPP_CA | MISO_W | Internal | Summer | B1 | 10 | 1970 | 1970 | 48.66 | 59.37 | 0.01 | 10.69
2015 | MAPP_CA_2_MISO_W | MAPP_CA | MISO_W | Internal | Summer | B2 | 25 | 1970 | 1970 | 51.8 | 57.21 | 0.01 | 5.39
2015 | MAPP_CA_2_MISO_W | MAPP_CA | MISO_W | Internal | Summer | B3 | 75 | 1970 | 1970 | 48.66 | 56.67 | 0.01 | 7.99
2015 | MAPP_CA_2_MISO_W | MAPP_CA | MISO_W | Internal | Summer | B4 | 100 | 1970 | 1970 | 48.66 | 55.69 | 0.01 | 7.01
2015 | MAPP_CA_2_MISO_W | MAPP_CA | MISO_W | Internal | Summer | B5 | 200 | 1970 | 1587.5 | 46.71 | 46.72 | 0.01 | 0
2015 | MAPP_CA_2_MISO_W | MAPP_CA | MISO_W | Internal | Summer | B6 | 300 | 1970 | 1710.91 | 42.09 | 42.1 | 0.01 | 0
2015 | MAPP_CA_2_MISO_W | MAPP_CA | MISO_W | Internal | Summer | B7 | 400 | 1970 | 1582.2 | 35.9 | 35.91 | 0.01 | 0
2015 | MAPP_CA_2_MISO_W | MAPP_CA | MISO_W | Internal | Summer | B8 | 500 | 1970 | 1368.02 | 33.36 | 33.37 | 0.01 | 0
2015 | MAPP_CA_2_MISO_W | MAPP_CA | MISO_W | Internal | Summer | B9 | 800 | 1970 | 45.83 | 32.89 | 32.9 | 0.01 | 0
2015 | MAPP_CA_2_MISO_W | MAPP_CA | MISO_W | Internal | Summer | B10 | 1262 | 1970 | 0 | 32.89 | 30.71 | 0.01 | 0
2015 | MAPP_CA_2_MISO_W | MAPP_CA | MISO_W | Internal | Winter | B16 | 25 | 1970 | 769.32 | 46.69 | 46.7 | 0.01 | 0
2015 | MAPP_CA_2_MISO_W | MAPP_CA | MISO_W | Internal | Winter | B17 | 100 | 1970 | 392.76 | 41.52 | 41.54 | 0.01 | 0
2015 | MAPP_CA_2_MISO_W | MAPP_CA | MISO_W | Internal | Winter | B18 | 400 | 1970 | 0 | 38.47 | 37.97 | 0.01 | 0
2015 | MAPP_CA_2_MISO_W | MAPP_CA | MISO_W | Internal | Winter | B19 | 700 | 1970 | 0 | 38.47 | 36.56 | 0.01 | 0
2015 | MAPP_CA_2_MISO_W | MAPP_CA | MISO_W | Internal | Winter | B20 | 935 | 1970 | 0 | 38.47 | 32.44 | 0.01 | 0
2015 | MAPP_US_2_MAPP_CA | MAPP_US | MAPP_CA | Internal | Shoulder | B11 | 25 | 165 | 0.32 | 39.51 | 46.5 | 7 | 0
2015 | MAPP_US_2_MAPP_CA | MAPP_US | MAPP_CA | Internal | Shoulder | B12 | 200 | 165 | 0.05 | 32.85 | 39.84 | 7 | 0
2015 | MAPP_US_2_MAPP_CA | MAPP_US | MAPP_CA | Internal | Shoulder | B13 | 600 | 165 | 0.02 | 30.28 | 37.27 | 7 | 0
2015 | MAPP_US_2_MAPP_CA | MAPP_US | MAPP_CA | Internal | Shoulder | B14 | 900 | 165 | 0 | 29.33 | 35.81 | 7 | 0
2015 | MAPP_US_2_MAPP_CA | MAPP_US | MAPP_CA | Internal | Shoulder | B15 | 1203 | 165 | 165 | 28.61 | 35.81 | 7 | 0.21
2015 | MAPP_US_2_MAPP_CA | MAPP_US | MAPP_CA | Internal | Summer | B1 | 10 | 165 | 0 | 52.37 | 48.66 | 7 | 0
2015 | MAPP_US_2_MAPP_CA | MAPP_US | MAPP_CA | Internal | Summer | B2 | 25 | 165 | 0 | 50.36 | 51.8 | 7 | 0
2015 | MAPP_US_2_MAPP_CA | MAPP_US | MAPP_CA | Internal | Summer | B3 | 75 | 165 | 0 | 50.36 | 48.66 | 7 | 0
2015 | MAPP_US_2_MAPP_CA | MAPP_US | MAPP_CA | Internal | Summer | B4 | 100 | 165 | 0 | 49.46 | 48.66 | 7 | 0
2015 | MAPP_US_2_MAPP_CA | MAPP_US | MAPP_CA | Internal | Summer | B5 | 200 | 165 | 0 | 45.81 | 46.71 | 7 | 0
2015 | MAPP_US_2_MAPP_CA | MAPP_US | MAPP_CA | Internal | Summer | B6 | 300 | 165 | 0 | 37.71 | 42.09 | 7 | 0
2015 | MAPP_US_2_MAPP_CA | MAPP_US | MAPP_CA | Internal | Summer | B7 | 400 | 165 | 0.02 | 28.91 | 35.9 | 7 | 0
2015 | MAPP_US_2_MAPP_CA | MAPP_US | MAPP_CA | Internal | Summer | B8 | 500 | 165 | 0 | 26.43 | 33.36 | 7 | 0
2015 | MAPP_US_2_MAPP_CA | MAPP_US | MAPP_CA | Internal | Summer | B9 | 800 | 165 | 0 | 26.43 | 32.89 | 7 | 0
2015 | MAPP_US_2_MAPP_CA | MAPP_US | MAPP_CA | Internal | Summer | B10 | 1262 | 165 | 165 | 25.06 | 32.89 | 7 | 0.83
2015 | MAPP_US_2_MAPP_CA | MAPP_US | MAPP_CA | Internal | Winter | B16 | 25 | 165 | 0.36 | 39.7 | 46.69 | 7 | 0
2015 | MAPP_US_2_MAPP_CA | MAPP_US | MAPP_CA | Internal | Winter | B17 | 100 | 165 | 0.1 | 34.54 | 41.52 | 7 | 0
2015 | MAPP_US_2_MAPP_CA | MAPP_US | MAPP_CA | Internal | Winter | B18 | 400 | 165 | 0 | 31.62 | 38.47 | 7 | 0
2015 | MAPP_US_2_MAPP_CA | MAPP_US | MAPP_CA | Internal | Winter | B19 | 700 | 165 | 0 | 31.62 | 38.47 | 7 | 0
2015 | MAPP_US_2_MAPP_CA | MAPP_US | MAPP_CA | Internal | Winter | B20 | 935 | 165 | 165 | 26.43 | 38.47 | 7 | 5.04
2015 | MAPP_US_2_MISO_W | MAPP_US | MISO_W | Internal | Shoulder | B11 | 25 | 2635 | 1217.49 | 39.51 | 46.51 | 7 | 0
2015 | MAPP_US_2_MISO_W | MAPP_US | MISO_W | Internal | Shoulder | B12 | 200 | 2635 | 1641.81 | 32.85 | 39.85 | 7 | 0
2015 | MAPP_US_2_MISO_W | MAPP_US | MISO_W | Internal | Shoulder | B13 | 600 | 2635 | 1131.94 | 30.28 | 37.28 | 7 | 0
2015 | MAPP_US_2_MISO_W | MAPP_US | MISO_W | Internal | Shoulder | B14 | 900 | 2635 | 0 | 29.33 | 35.81 | 7 | 0
2015 | MAPP_US_2_MISO_W | MAPP_US | MISO_W | Internal | Shoulder | B15 | 1203 | 2635 | 0 | 28.61 | 33.15 | 7 | 0
2015 | MAPP_US_2_MISO_W | MAPP_US | MISO_W | Internal | Summer | B1 | 10 | 2635 | 1004.33 | 52.37 | 59.37 | 7 | 0
2015 | MAPP_US_2_MISO_W | MAPP_US | MISO_W | Internal | Summer | B2 | 25 | 2635 | 0.03 | 50.36 | 57.21 | 7 | 0
2015 | MAPP_US_2_MISO_W | MAPP_US | MISO_W | Internal | Summer | B3 | 75 | 2635 | 0 | 50.36 | 56.67 | 7 | 0
2015 | MAPP_US_2_MISO_W | MAPP_US | MISO_W | Internal | Summer | B4 | 100 | 2635 | 0 | 49.46 | 55.69 | 7 | 0
2015 | MAPP_US_2_MISO_W | MAPP_US | MISO_W | Internal | Summer | B5 | 200 | 2635 | 0 | 45.81 | 46.72 | 7 | 0
2015 | MAPP_US_2_MISO_W | MAPP_US | MISO_W | Internal | Summer | B6 | 300 | 2635 | 0 | 37.71 | 42.1 | 7 | 0
2015 | MAPP_US_2_MISO_W | MAPP_US | MISO_W | Internal | Summer | B7 | 400 | 2635 | 217.89 | 28.91 | 35.91 | 7 | 0
2015 | MAPP_US_2_MISO_W | MAPP_US | MISO_W | Internal | Summer | B8 | 500 | 2635 | 0 | 26.43 | 33.37 | 7 | 0
2015 | MAPP_US_2_MISO_W | MAPP_US | MISO_W | Internal | Summer | B9 | 800 | 2635 | 0 | 26.43 | 32.9 | 7 | 0
2015 | MAPP_US_2_MISO_W | MAPP_US | MISO_W | Internal | Summer | B10 | 1262 | 2635 | 0 | 25.06 | 30.71 | 7 | 0
2015 | MAPP_US_2_MISO_W | MAPP_US | MISO_W | Internal | Winter | B16 | 25 | 2635 | 822.3 | 39.7 | 46.7 | 7 | 0
2015 | MAPP_US_2_MISO_W | MAPP_US | MISO_W | Internal | Winter | B17 | 100 | 2635 | 1266.63 | 34.54 | 41.54 | 7 | 0
2015 | MAPP_US_2_MISO_W | MAPP_US | MISO_W | Internal | Winter | B18 | 400 | 2635 | 0 | 31.62 | 37.97 | 7 | 0
2015 | MAPP_US_2_MISO_W | MAPP_US | MISO_W | Internal | Winter | B19 | 700 | 2635 | 0 | 31.62 | 36.56 | 7 | 0
2015 | MAPP_US_2_MISO_W | MAPP_US | MISO_W | Internal | Winter | B20 | 935 | 2635 | 0 | 26.43 | 32.44 | 7 | 0
2015 | MAPP_US_2_NE | MAPP_US | NE | Internal | Shoulder | B11 | 25 | 2000 | 831.34 | 39.51 | 46.51 | 7 | 0
2015 | MAPP_US_2_NE | MAPP_US | NE | Internal | Shoulder | B12 | 200 | 2000 | 0 | 32.85 | 39.08 | 7 | 0
2015 | MAPP_US_2_NE | MAPP_US | NE | Internal | Shoulder | B13 | 600 | 2000 | 596.66 | 30.28 | 37.28 | 7 | 0
2015 | MAPP_US_2_NE | MAPP_US | NE | Internal | Shoulder | B14 | 900 | 2000 | 488.83 | 29.33 | 36.33 | 7 | 0
2015 | MAPP_US_2_NE | MAPP_US | NE | Internal | Shoulder | B15 | 1203 | 2000 | 333.48 | 28.61 | 35.61 | 7 | 0
2015 | MAPP_US_2_NE | MAPP_US | NE | Internal | Summer | B1 | 10 | 2000 | 0.02 | 52.37 | 58.75 | 7 | 0
2015 | MAPP_US_2_NE | MAPP_US | NE | Internal | Summer | B2 | 25 | 2000 | 811.01 | 50.36 | 57.36 | 7 | 0
2015 | MAPP_US_2_NE | MAPP_US | NE | Internal | Summer | B3 | 75 | 2000 | 779.53 | 50.36 | 57.36 | 7 | 0
2015 | MAPP_US_2_NE | MAPP_US | NE | Internal | Summer | B4 | 100 | 2000 | 822.27 | 49.46 | 56.46 | 7 | 0
2015 | MAPP_US_2_NE | MAPP_US | NE | Internal | Summer | B5 | 200 | 2000 | 960.51 | 45.81 | 52.81 | 7 | 0
2015 | MAPP_US_2_NE | MAPP_US | NE | Internal | Summer | B6 | 300 | 2000 | 1054.61 | 37.71 | 44.71 | 7 | 0
2015 | MAPP_US_2_NE | MAPP_US | NE | Internal | Summer | B7 | 400 | 2000 | 883.98 | 28.91 | 35.91 | 7 | 0
2015 | MAPP_US_2_NE | MAPP_US | NE | Internal | Summer | B8 | 500 | 2000 | 919.91 | 26.43 | 33.43 | 7 | 0
2015 | MAPP_US_2_NE | MAPP_US | NE | Internal | Summer | B9 | 800 | 2000 | 536.95 | 26.43 | 33.43 | 7 | 0
2015 | MAPP_US_2_NE | MAPP_US | NE | Internal | Summer | B10 | 1262 | 2000 | 0 | 25.06 | 31.91 | 7 | 0
2015 | MAPP_US_2_NE | MAPP_US | NE | Internal | Winter | B16 | 25 | 2000 | 867.26 | 39.7 | 46.7 | 7 | 0
2015 | MAPP_US_2_NE | MAPP_US | NE | Internal | Winter | B17 | 100 | 2000 | 0 | 34.54 | 39.4 | 7 | 0
2015 | MAPP_US_2_NE | MAPP_US | NE | Internal | Winter | B18 | 400 | 2000 | 852.8 | 31.62 | 38.62 | 7 | 0
2015 | MAPP_US_2_NE | MAPP_US | NE | Internal | Winter | B19 | 700 | 2000 | 161.31 | 31.62 | 38.62 | 7 | 0
2015 | MAPP_US_2_NE | MAPP_US | NE | Internal | Winter | B20 | 935 | 2000 | 296.07 | 26.43 | 33.43 | 7 | 0
2015 | MARITIMES_2_NEISO | MARITIMES | NEISO | Internal | Shoulder | B11 | 25 | 99999 | 1400 | 36.72 | 36.73 | 0.01 | 0
2015 | MARITIMES_2_NEISO | MARITIMES | NEISO | Internal | Shoulder | B12 | 200 | 99999 | 1400 | 36.72 | 36.73 | 0.01 | 0
2015 | MARITIMES_2_NEISO | MARITIMES | NEISO | Internal | Shoulder | B13 | 600 | 99999 | 1400 | 36.72 | 36.73 | 0.01 | 0
2015 | MARITIMES_2_NEISO | MARITIMES | NEISO | Internal | Shoulder | B14 | 900 | 99999 | 1400 | 36.72 | 36.73 | 0.01 | 0
2015 | MARITIMES_2_NEISO | MARITIMES | NEISO | Internal | Shoulder | B15 | 1203 | 99999 | 426.43 | 36.72 | 36.73 | 0.01 | 0
2015 | MARITIMES_2_NEISO | MARITIMES | NEISO | Internal | Summer | B1 | 10 | 99999 | 1400 | 64.39 | 64.4 | 0.01 | 0
2015 | MARITIMES_2_NEISO | MARITIMES | NEISO | Internal | Summer | B2 | 25 | 99999 | 1400 | 53.65 | 53.66 | 0.01 | 0
2015 | MARITIMES_2_NEISO | MARITIMES | NEISO | Internal | Summer | B3 | 75 | 99999 | 1400 | 47.14 | 47.15 | 0.01 | 0
2015 | MARITIMES_2_NEISO | MARITIMES | NEISO | Internal | Summer | B4 | 100 | 99999 | 1400 | 37.74 | 37.76 | 0.01 | 0
2015 | MARITIMES_2_NEISO | MARITIMES | NEISO | Internal | Summer | B5 | 200 | 99999 | 1400 | 34.07 | 34.08 | 0.01 | 0
2015 | MARITIMES_2_NEISO | MARITIMES | NEISO | Internal | Summer | B6 | 300 | 99999 | 1400 | 34.07 | 34.08 | 0.01 | 0
2015 | MARITIMES_2_NEISO | MARITIMES | NEISO | Internal | Summer | B7 | 400 | 99999 | 1400 | 34.07 | 34.08 | 0.01 | 0
2015 | MARITIMES_2_NEISO | MARITIMES | NEISO | Internal | Summer | B8 | 500 | 99999 | 1400 | 34.07 | 34.08 | 0.01 | 0
2015 | MARITIMES_2_NEISO | MARITIMES | NEISO | Internal | Summer | B9 | 800 | 99999 | 1400 | 34.07 | 34.08 | 0.01 | 0
2015 | MARITIMES_2_NEISO | MARITIMES | NEISO | Internal | Summer | B10 | 1262 | 99999 | 236.13 | 34.07 | 34.08 | 0.01 | 0
2015 | MARITIMES_2_NEISO | MARITIMES | NEISO | Internal | Winter | B16 | 25 | 99999 | 1400 | 44.98 | 44.99 | 0.01 | 0
2015 | MARITIMES_2_NEISO | MARITIMES | NEISO | Internal | Winter | B17 | 100 | 99999 | 1400 | 44.98 | 44.99 | 0.01 | 0
2015 | MARITIMES_2_NEISO | MARITIMES | NEISO | Internal | Winter | B18 | 400 | 99999 | 1400 | 44.98 | 44.99 | 0.01 | 0
2015 | MARITIMES_2_NEISO | MARITIMES | NEISO | Internal | Winter | B19 | 700 | 99999 | 1400 | 44.98 | 44.99 | 0.01 | 0
2015 | MARITIMES_2_NEISO | MARITIMES | NEISO | Internal | Winter | B20 | 935 | 99999 | 475.94 | 44.98 | 44.99 | 0.01 | 0
2015 | MISO_IN_2_MISO_MI | MISO_IN | MISO_MI | Internal | Shoulder | B11 | 25 | 5000 | 0.19 | 46.51 | 46.5 | 0.01 | 0
2015 | MISO_IN_2_MISO_MI | MISO_IN | MISO_MI | Internal | Shoulder | B12 | 200 | 5000 | 0.05 | 39.87 | 39.87 | 0.01 | 0
2015 | MISO_IN_2_MISO_MI | MISO_IN | MISO_MI | Internal | Shoulder | B13 | 600 | 5000 | 556.79 | 37.28 | 37.29 | 0.01 | 0
2015 | MISO_IN_2_MISO_MI | MISO_IN | MISO_MI | Internal | Shoulder | B14 | 900 | 5000 | 278.83 | 35.8 | 35.81 | 0.01 | 0
2015 | MISO_IN_2_MISO_MI | MISO_IN | MISO_MI | Internal | Shoulder | B15 | 1203 | 5000 | 503.29 | 33.14 | 33.15 | 0.01 | 0
2015 | MISO_IN_2_MISO_MI | MISO_IN | MISO_MI | Internal | Summer | B1 | 10 | 5000 | 0 | 59.38 | 57.41 | 0.01 | 0
2015 | MISO_IN_2_MISO_MI | MISO_IN | MISO_MI | Internal | Summer | B2 | 25 | 5000 | 0.19 | 57.21 | 57.19 | 0.01 | 0
2015 | MISO_IN_2_MISO_MI | MISO_IN | MISO_MI | Internal | Summer | B3 | 75 | 5000 | 0 | 56.39 | 51.97 | 0.01 | 0
2015 | MISO_IN_2_MISO_MI | MISO_IN | MISO_MI | Internal | Summer | B4 | 100 | 5000 | 0 | 53.41 | 51.97 | 0.01 | 0
2015 | MISO_IN_2_MISO_MI | MISO_IN | MISO_MI | Internal | Summer | B5 | 200 | 5000 | 0 | 46.7 | 45.44 | 0.01 | 0
2015 | MISO_IN_2_MISO_MI | MISO_IN | MISO_MI | Internal | Summer | B6 | 300 | 5000 | 0.02 | 42.09 | 42.08 | 0.01 | 0
2015 | MISO_IN_2_MISO_MI | MISO_IN | MISO_MI | Internal | Summer | B7 | 400 | 5000 | 437.18 | 35.91 | 35.93 | 0.01 | 0
2015 | MISO_IN_2_MISO_MI | MISO_IN | MISO_MI | Internal | Summer | B8 | 500 | 5000 | 1492.8 | 34.07 | 34.08 | 0.01 | 0
2015 | MISO_IN_2_MISO_MI | MISO_IN | MISO_MI | Internal | Summer | B9 | 800 | 5000 | 1227.57 | 32.9 | 32.92 | 0.01 | 0
2015 | MISO_IN_2_MISO_MI | MISO_IN | MISO_MI | Internal | Summer | B10 | 1262 | 5000 | 2228.89 | 32.29 | 32.3 | 0.01 | 0
2015 | MISO_IN_2_MISO_MI | MISO_IN | MISO_MI | Internal | Winter | B16 | 25 | 5000 | 0.19 | 46.72 | 46.71 | 0.01 | 0
2015 | MISO_IN_2_MISO_MI | MISO_IN | MISO_MI | Internal | Winter | B17 | 100 | 5000 | 0.07 | 42.77 | 42.77 | 0.01 | 0
2015 | MISO_IN_2_MISO_MI | MISO_IN | MISO_MI | Internal | Winter | B18 | 400 | 5000 | 311.29 | 37.97 | 37.98 | 0.01 | 0
2015 | MISO_IN_2_MISO_MI | MISO_IN | MISO_MI | Internal | Winter | B19 | 700 | 5000 | 608.87 | 36.37 | 36.38 | 0.01 | 0
2015 | MISO_IN_2_MISO_MI | MISO_IN | MISO_MI | Internal | Winter | B20 | 935 | 5000 | 1232.08 | 32.44 | 32.45 | 0.01 | 0
2015 | MISO_IN_2_MISO_MO-IL | MISO_IN | MISO_MO-IL | Internal | Shoulder | B11 | 25 | 5000 | 0.2 | 46.51 | 46.5 | 0.01 | 0
2015 | MISO_IN_2_MISO_MO-IL | MISO_IN | MISO_MO-IL | Internal | Shoulder | B12 | 200 | 5000 | 0.02 | 39.87 | 39.85 | 0.01 | 0
2015 | MISO_IN_2_MISO_MO-IL | MISO_IN | MISO_MO-IL | Internal | Shoulder | B13 | 600 | 5000 | 0 | 37.28 | 37.27 | 0.01 | 0
2015 | MISO_IN_2_MISO_MO-IL | MISO_IN | MISO_MO-IL | Internal | Shoulder | B14 | 900 | 5000 | 0 | 35.8 | 35.79 | 0.01 | 0
2015 | MISO_IN_2_MISO_MO-IL | MISO_IN | MISO_MO-IL | Internal | Shoulder | B15 | 1203 | 5000 | 0 | 33.14 | 32.99 | 0.01 | 0
2015 | MISO_IN_2_MISO_MO-IL | MISO_IN | MISO_MO-IL | Internal | Summer | B1 | 10 | 5000 | 0.93 | 59.38 | 59.38 | 0.01 | 0
2015 | MISO_IN_2_MISO_MO-IL | MISO_IN | MISO_MO-IL | Internal | Summer | B2 | 25 | 5000 | 0.2 | 57.21 | 57.19 | 0.01 | 0
2015 | MISO_IN_2_MISO_MO-IL | MISO_IN | MISO_MO-IL | Internal | Summer | B3 | 75 | 5000 | 430.28 | 56.39 | 56.4 | 0.01 | 0
2015 | MISO_IN_2_MISO_MO-IL | MISO_IN | MISO_MO-IL | Internal | Summer | B4 | 100 | 5000 | 48.78 | 53.41 | 53.42 | 0.01 | 0
2015 | MISO_IN_2_MISO_MO-IL | MISO_IN | MISO_MO-IL | Internal | Summer | B5 | 200 | 5000 | 18.36 | 46.7 | 46.71 | 0.01 | 0
2015 | MISO_IN_2_MISO_MO-IL | MISO_IN | MISO_MO-IL | Internal | Summer | B6 | 300 | 5000 | 0.03 | 42.09 | 42.09 | 0.01 | 0
2015 | MISO_IN_2_MISO_MO-IL | MISO_IN | MISO_MO-IL | Internal | Summer | B7 | 400 | 5000 | 0.01 | 35.91 | 35.9 | 0.01 | 0
2015 | MISO_IN_2_MISO_MO-IL | MISO_IN | MISO_MO-IL | Internal | Summer | B8 | 500 | 5000 | 0 | 34.07 | 33.39 | 0.01 | 0
2015 | MISO_IN_2_MISO_MO-IL | MISO_IN | MISO_MO-IL | Internal | Summer | B9 | 800 | 5000 | 0 | 32.9 | 32.89 | 0.01 | 0
2015 | MISO_IN_2_MISO_MO-IL | MISO_IN | MISO_MO-IL | Internal | Summer | B10 | 1262 | 5000 | 0 | 32.29 | 30.7 | 0.01 | 0
2015 | MISO_IN_2_MISO_MO-IL | MISO_IN | MISO_MO-IL | Internal | Winter | B16 | 25 | 5000 | 0.19 | 46.72 | 46.71 | 0.01 | 0
2015 | MISO_IN_2_MISO_MO-IL | MISO_IN | MISO_MO-IL | Internal | Winter | B17 | 100 | 5000 | 0 | 42.77 | 41.55 | 0.01 | 0
2015 | MISO_IN_2_MISO_MO-IL | MISO_IN | MISO_MO-IL | Internal | Winter | B18 | 400 | 5000 | 0.01 | 37.97 | 37.96 | 0.01 | 0
2015 | MISO_IN_2_MISO_MO-IL | MISO_IN | MISO_MO-IL | Internal | Winter | B19 | 700 | 5000 | 0 | 36.37 | 36.36 | 0.01 | 0
2015 | MISO_IN_2_MISO_MO-IL | MISO_IN | MISO_MO-IL | Internal | Winter | B20 | 935 | 5000 | 0 | 32.44 | 32.43 | 0.01 | 0
2015 | MISO_IN_2_NonRTO_Midwest | MISO_IN | NonRTO_Midwest | Internal | Shoulder | B11 | 25 | 4800 | 978.51 | 46.51 | 54.51 | 8 | 0
2015 | MISO_IN_2_NonRTO_Midwest | MISO_IN | NonRTO_Midwest | Internal | Shoulder | B12 | 200 | 4800 | 552.32 | 39.87 | 47.87 | 8 | 0
2015 | MISO_IN_2_NonRTO_Midwest | MISO_IN | NonRTO_Midwest | Internal | Shoulder | B13 | 600 | 4800 | 0 | 37.28 | 44.76 | 8 | 0
2015 | MISO_IN_2_NonRTO_Midwest | MISO_IN | NonRTO_Midwest | Internal | Shoulder | B14 | 900 | 4800 | 0 | 35.8 | 35.69 | 8 | 0
2015 | MISO_IN_2_NonRTO_Midwest | MISO_IN | NonRTO_Midwest | Internal | Shoulder | B15 | 1203 | 4800 | 0 | 33.14 | 33.48 | 8 | 0
2015 | MISO_IN_2_NonRTO_Midwest | MISO_IN | NonRTO_Midwest | Internal | Summer | B1 | 10 | 4800 | 0 | 59.38 | 63.36 | 8 | 0
2015 | MISO_IN_2_NonRTO_Midwest | MISO_IN | NonRTO_Midwest | Internal | Summer | B2 | 25 | 4800 | 0 | 57.21 | 63.36 | 8 | 0
2015 | MISO_IN_2_NonRTO_Midwest | MISO_IN | NonRTO_Midwest | Internal | Summer | B3 | 75 | 4800 | 0 | 56.39 | 63.36 | 8 | 0
2015 | MISO_IN_2_NonRTO_Midwest | MISO_IN | NonRTO_Midwest | Internal | Summer | B4 | 100 | 4800 | 815.71 | 53.41 | 61.41 | 8 | 0
2015 | MISO_IN_2_NonRTO_Midwest | MISO_IN | NonRTO_Midwest | Internal | Summer | B5 | 200 | 4800 | 500 | 46.7 | 54.7 | 8 | 0
2015 | MISO_IN_2_NonRTO_Midwest | MISO_IN | NonRTO_Midwest | Internal | Summer | B6 | 300 | 4800 | 0 | 42.09 | 47.73 | 8 | 0
2015 | MISO_IN_2_NonRTO_Midwest | MISO_IN | NonRTO_Midwest | Internal | Summer | B7 | 400 | 4800 | 0 | 35.91 | 35.12 | 8 | 0
2015 | MISO_IN_2_NonRTO_Midwest | MISO_IN | NonRTO_Midwest | Internal | Summer | B8 | 500 | 4800 | 0 | 34.07 | 34.17 | 8 | 0
2015 | MISO_IN_2_NonRTO_Midwest | MISO_IN | NonRTO_Midwest | Internal | Summer | B9 | 800 | 4800 | 0 | 32.9 | 33.48 | 8 | 0
2015 | MISO_IN_2_NonRTO_Midwest | MISO_IN | NonRTO_Midwest | Internal | Summer | B10 | 1262 | 4800 | 0 | 32.29 | 33.2 | 8 | 0
2015 | MISO_IN_2_NonRTO_Midwest | MISO_IN | NonRTO_Midwest | Internal | Winter | B16 | 25 | 4800 | 2120.58 | 46.72 | 54.72 | 8 | 0
2015 | MISO_IN_2_NonRTO_Midwest | MISO_IN | NonRTO_Midwest | Internal | Winter | B17 | 100 | 4800 | 1105.06 | 42.77 | 50.77 | 8 | 0
2015 | MISO_IN_2_NonRTO_Midwest | MISO_IN | NonRTO_Midwest | Internal | Winter | B18 | 400 | 4800 | 244.88 | 37.97 | 45.97 | 8 | 0
2015 | MISO_IN_2_NonRTO_Midwest | MISO_IN | NonRTO_Midwest | Internal | Winter | B19 | 700 | 4800 | 0 | 36.37 | 35.88 | 8 | 0
2015 | MISO_IN_2_NonRTO_Midwest | MISO_IN | NonRTO_Midwest | Internal | Winter | B20 | 935 | 4800 | 0 | 32.44 | 33.52 | 8 | 0
2015 | MISO_IN_2_PJM_ROR | MISO_IN | PJM_ROR | Internal | Shoulder | B11 | 25 | 992 | 0.36 | 46.51 | 48.5 | 2 | 0
2015 | MISO_IN_2_PJM_ROR | MISO_IN | PJM_ROR | Internal | Shoulder | B12 | 200 | 992 | 153.13 | 39.87 | 41.87 | 2 | 0
2015 | MISO_IN_2_PJM_ROR | MISO_IN | PJM_ROR | Internal | Shoulder | B13 | 600 | 992 | 992 | 37.28 | 39.55 | 2 | 0.27
2015 | MISO_IN_2_PJM_ROR | MISO_IN | PJM_ROR | Internal | Shoulder | B14 | 900 | 992 | 991.99 | 35.8 | 37.81 | 2 | 0.01
2015 | MISO_IN_2_PJM_ROR | MISO_IN | PJM_ROR | Internal | Shoulder | B15 | 1203 | 992 | 0 | 33.14 | 34.99 | 2 | 0
2015 | MISO_IN_2_PJM_ROR | MISO_IN | PJM_ROR | Internal | Summer | B1 | 10 | 992 | 708.54 | 59.38 | 61.38 | 2 | 0
2015 | MISO_IN_2_PJM_ROR | MISO_IN | PJM_ROR | Internal | Summer | B2 | 25 | 992 | 0.39 | 57.21 | 59.19 | 2 | 0
2015 | MISO_IN_2_PJM_ROR | MISO_IN | PJM_ROR | Internal | Summer | B3 | 75 | 992 | 0 | 56.39 | 56.94 | 2 | 0
2015 | MISO_IN_2_PJM_ROR | MISO_IN | PJM_ROR | Internal | Summer | B4 | 100 | 992 | 371.1 | 53.41 | 55.41 | 2 | 0
2015 | MISO_IN_2_PJM_ROR | MISO_IN | PJM_ROR | Internal | Summer | B5 | 200 | 992 | 991.95 | 46.7 | 48.71 | 2 | 0.01
2015 | MISO_IN_2_PJM_ROR | MISO_IN | PJM_ROR | Internal | Summer | B6 | 300 | 992 | 191.51 | 42.09 | 44.09 | 2 | 0
2015 | MISO_IN_2_PJM_ROR | MISO_IN | PJM_ROR | Internal | Summer | B7 | 400 | 992 | 991.98 | 35.91 | 37.93 | 2 | 0.01
2015 | MISO_IN_2_PJM_ROR | MISO_IN | PJM_ROR | Internal | Summer | B8 | 500 | 992 | 991.98 | 34.07 | 36.08 | 2 | 0.01
2015 | MISO_IN_2_PJM_ROR | MISO_IN | PJM_ROR | Internal | Summer | B9 | 800 | 992 | 0.01 | 32.9 | 34.89 | 2 | 0
2015 | MISO_IN_2_PJM_ROR | MISO_IN | PJM_ROR | Internal | Summer | B10 | 1262 | 992 | 0 | 32.29 | 32.7 | 2 | 0
2015 | MISO_IN_2_PJM_ROR | MISO_IN | PJM_ROR | Internal | Winter | B16 | 25 | 992 | 0.5 | 46.72 | 48.71 | 2 | 0
2015 | MISO_IN_2_PJM_ROR | MISO_IN | PJM_ROR | Internal | Winter | B17 | 100 | 992 | 991.98 | 42.77 | 44.85 | 2 | 0.08
2015 | MISO_IN_2_PJM_ROR | MISO_IN | PJM_ROR | Internal | Winter | B18 | 400 | 992 | 886.59 | 37.97 | 39.97 | 2 | 0
2015 | MISO_IN_2_PJM_ROR | MISO_IN | PJM_ROR | Internal | Winter | B19 | 700 | 992 | 691.23 | 36.37 | 38.37 | 2 | 0
2015 | MISO_IN_2_PJM_ROR | MISO_IN | PJM_ROR | Internal | Winter | B20 | 935 | 992 | 0.01 | 32.44 | 34.43 | 2 | 0
2015 | MISO_MI_2_IESO | MISO_MI | IESO | Internal | Shoulder | B11 | 25 | 1580 | 0 | 46.5 | 33.51 | 8 | 0
2015 | MISO_MI_2_IESO | MISO_MI | IESO | Internal | Shoulder | B12 | 200 | 1580 | 0 | 39.87 | 32.84 | 8 | 0
2015 | MISO_MI_2_IESO | MISO_MI | IESO | Internal | Shoulder | B13 | 600 | 1580 | 0 | 37.29 | 28.81 | 8 | 0
2015 | MISO_MI_2_IESO | MISO_MI | IESO | Internal | Shoulder | B14 | 900 | 1580 | 0 | 35.81 | 28.81 | 8 | 0
2015 | MISO_MI_2_IESO | MISO_MI | IESO | Internal | Shoulder | B15 | 1203 | 1580 | 0 | 33.15 | 28.81 | 8 | 0
2015 | MISO_MI_2_IESO | MISO_MI | IESO | Internal | Summer | B1 | 10 | 1580 | 0 | 57.41 | 46.39 | 8 | 0
2015 | MISO_MI_2_IESO | MISO_MI | IESO | Internal | Summer | B2 | 25 | 1580 | 0 | 57.19 | 44.8 | 8 | 0
2015 | MISO_MI_2_IESO | MISO_MI | IESO | Internal | Summer | B3 | 75 | 1580 | 0 | 51.97 | 38.48 | 8 | 0
2015 | MISO_MI_2_IESO | MISO_MI | IESO | Internal | Summer | B4 | 100 | 1580 | 0 | 51.97 | 38.28 | 8 | 0
2015 | MISO_MI_2_IESO | MISO_MI | IESO | Internal | Summer | B5 | 200 | 1580 | 0 | 45.44 | 36 | 8 | 0
2015 | MISO_MI_2_IESO | MISO_MI | IESO | Internal | Summer | B6 | 300 | 1580 | 0 | 42.08 | 35.08 | 8 | 0
2015 | MISO_MI_2_IESO | MISO_MI | IESO | Internal | Summer | B7 | 400 | 1580 | 0 | 35.93 | 28.93 | 8 | 0
2015 | MISO_MI_2_IESO | MISO_MI | IESO | Internal | Summer | B8 | 500 | 1580 | 0 | 34.08 | 27.08 | 8 | 0
2015 | MISO_MI_2_IESO | MISO_MI | IESO | Internal | Summer | B9 | 800 | 1580 | 0 | 32.92 | 27.08 | 8 | 0
2015 | MISO_MI_2_IESO | MISO_MI | IESO | Internal | Summer | B10 | 1262 | 1580 | 0 | 32.3 | 27.08 | 8 | 0
2015 | MISO_MI_2_IESO | MISO_MI | IESO | Internal | Winter | B16 | 25 | 1580 | 0 | 46.71 | 38.86 | 8 | 0
2015 | MISO_MI_2_IESO | MISO_MI | IESO | Internal | Winter | B17 | 100 | 1580 | 0 | 42.77 | 35.77 | 8 | 0
2015 | MISO_MI_2_IESO | MISO_MI | IESO | Internal | Winter | B18 | 400 | 1580 | 0 | 37.98 | 31.47 | 8 | 0
2015 | MISO_MI_2_IESO | MISO_MI | IESO | Internal | Winter | B19 | 700 | 1580 | 0 | 36.38 | 31.47 | 8 | 0
2015 | MISO_MI_2_IESO | MISO_MI | IESO | Internal | Winter | B20 | 935 | 1580 | 0 | 32.45 | 31.47 | 8 | 0
2015 | MISO_MI_2_MISO_IN | MISO_MI | MISO_IN | Internal | Shoulder | B11 | 25 | 2045 | 1766.35 | 46.5 | 46.51 | 0.01 | 0
2015 | MISO_MI_2_MISO_IN | MISO_MI | MISO_IN | Internal | Shoulder | B12 | 200 | 2045 | 0.05 | 39.87 | 39.87 | 0.01 | 0
2015 | MISO_MI_2_MISO_IN | MISO_MI | MISO_IN | Internal | Shoulder | B13 | 600 | 2045 | 0 | 37.29 | 37.28 | 0.01 | 0
2015 | MISO_MI_2_MISO_IN | MISO_MI | MISO_IN | Internal | Shoulder | B14 | 900 | 2045 | 0 | 35.81 | 35.8 | 0.01 | 0
2015 | MISO_MI_2_MISO_IN | MISO_MI | MISO_IN | Internal | Shoulder | B15 | 1203 | 2045 | 0 | 33.15 | 33.14 | 0.01 | 0
2015 | MISO_MI_2_MISO_IN | MISO_MI | MISO_IN | Internal | Summer | B1 | 10 | 2045 | 2044.99 | 57.41 | 59.38 | 0.01 | 1.96
2015 | MISO_MI_2_MISO_IN | MISO_MI | MISO_IN | Internal | Summer | B2 | 25 | 2045 | 1590.31 | 57.19 | 57.21 | 0.01 | 0
2015 | MISO_MI_2_MISO_IN | MISO_MI | MISO_IN | Internal | Summer | B3 | 75 | 2045 | 2045 | 51.97 | 56.39 | 0.01 | 4.4
2015 | MISO_MI_2_MISO_IN | MISO_MI | MISO_IN | Internal | Summer | B4 | 100 | 2045 | 2045 | 51.97 | 53.41 | 0.01 | 1.42
2015 | MISO_MI_2_MISO_IN | MISO_MI | MISO_IN | Internal | Summer | B5 | 200 | 2045 | 2045 | 45.44 | 46.7 | 0.01 | 1.24
2015 | MISO_MI_2_MISO_IN | MISO_MI | MISO_IN | Internal | Summer | B6 | 300 | 2045 | 61.02 | 42.08 | 42.09 | 0.01 | 0
2015 | MISO_MI_2_MISO_IN | MISO_MI | MISO_IN | Internal | Summer | B7 | 400 | 2045 | 0.01 | 35.93 | 35.91 | 0.01 | 0
2015 | MISO_MI_2_MISO_IN | MISO_MI | MISO_IN | Internal | Summer | B8 | 500 | 2045 | 0.01 | 34.08 | 34.07 | 0.01 | 0
2015 | MISO_MI_2_MISO_IN | MISO_MI | MISO_IN | Internal | Summer | B9 | 800 | 2045 | 0 | 32.92 | 32.9 | 0.01 | 0
2015 | MISO_MI_2_MISO_IN | MISO_MI | MISO_IN | Internal | Summer | B10 | 1262 | 2045 | 0 | 32.3 | 32.29 | 0.01 | 0
2015 | MISO_MI_2_MISO_IN | MISO_MI | MISO_IN | Internal | Winter | B16 | 25 | 2045 | 1745.05 | 46.71 | 46.72 | 0.01 | 0
2015 | MISO_MI_2_MISO_IN | MISO_MI | MISO_IN | Internal | Winter | B17 | 100 | 2045 | 0.15 | 42.77 | 42.77 | 0.01 | 0
2015 | MISO_MI_2_MISO_IN | MISO_MI | MISO_IN | Internal | Winter | B18 | 400 | 2045 | 0.01 | 37.98 | 37.97 | 0.01 | 0
2015 | MISO_MI_2_MISO_IN | MISO_MI | MISO_IN | Internal | Winter | B19 | 700 | 2045 | 0 | 36.38 | 36.37 | 0.01 | 0
2015 | MISO_MI_2_MISO_IN | MISO_MI | MISO_IN | Internal | Winter | B20 | 935 | 2045 | 0 | 32.45 | 32.44 | 0.01 | 0
2015 | MISO_MI_2_MISO_WUMS | MISO_MI | MISO_WUMS | Internal | Shoulder | B11 | 25 | 117 | 116.65 | 46.5 | 46.52 | 0.01 | 0.01
2015 | MISO_MI_2_MISO_WUMS | MISO_MI | MISO_WUMS | Internal | Shoulder | B12 | 200 | 117 | 0.05 | 39.87 | 39.87 | 0.01 | 0
2015 | MISO_MI_2_MISO_WUMS | MISO_MI | MISO_WUMS | Internal | Shoulder | B13 | 600 | 117 | 117 | 37.29 | 37.55 | 0.01 | 0.25
2015 | MISO_MI_2_MISO_WUMS | MISO_MI | MISO_WUMS | Internal | Shoulder | B14 | 900 | 117 | 0.02 | 35.81 | 35.82 | 0.01 | 0
2015 | MISO_MI_2_MISO_WUMS | MISO_MI | MISO_WUMS | Internal | Shoulder | B15 | 1203 | 117 | 0.04 | 33.15 | 33.16 | 0.01 | 0
2015 | MISO_MI_2_MISO_WUMS | MISO_MI | MISO_WUMS | Internal | Summer | B1 | 10 | 117 | 116.99 | 57.41 | 59.38 | 0.01 | 1.96
2015 | MISO_MI_2_MISO_WUMS | MISO_MI | MISO_WUMS | Internal | Summer | B2 | 25 | 117 | 116.7 | 57.19 | 57.22 | 0.01 | 0.01
2015 | MISO_MI_2_MISO_WUMS | MISO_MI | MISO_WUMS | Internal | Summer | B3 | 75 | 117 | 117 | 51.97 | 56.68 | 0.01 | 4.7
2015 | MISO_MI_2_MISO_WUMS | MISO_MI | MISO_WUMS | Internal | Summer | B4 | 100 | 117 | 117 | 51.97 | 55.7 | 0.01 | 3.72
2015 | MISO_MI_2_MISO_WUMS | MISO_MI | MISO_WUMS | Internal | Summer | B5 | 200 | 117 | 117 | 45.44 | 46.71 | 0.01 | 1.25
2015 | MISO_MI_2_MISO_WUMS | MISO_MI | MISO_WUMS | Internal | Summer | B6 | 300 | 117 | 64.38 | 42.08 | 42.09 | 0.01 | 0
2015 | MISO_MI_2_MISO_WUMS | MISO_MI | MISO_WUMS | Internal | Summer | B7 | 400 | 117 | 0.02 | 35.93 | 35.93 | 0.01 | 0
2015 | MISO_MI_2_MISO_WUMS | MISO_MI | MISO_WUMS | Internal | Summer | B8 | 500 | 117 | 0.02 | 34.08 | 34.08 | 0.01 | 0
2015 | MISO_MI_2_MISO_WUMS | MISO_MI | MISO_WUMS | Internal | Summer | B9 | 800 | 117 | 0.01 | 32.92 | 32.92 | 0.01 | 0
2015 | MISO_MI_2_MISO_WUMS | MISO_MI | MISO_WUMS | Internal | Summer | B10 | 1262 | 117 | 0 | 32.3 | 31.97 | 0.01 | 0
2015 | MISO_MI_2_MISO_WUMS | MISO_MI | MISO_WUMS | Internal | Winter | B16 | 25 | 117 | 0.39 | 46.71 | 46.71 | 0.01 | 0
2015 | MISO_MI_2_MISO_WUMS | MISO_MI | MISO_WUMS | Internal | Winter | B17 | 100 | 117 | 0 | 42.77 | 41.55 | 0.01 | 0
2015 | MISO_MI_2_MISO_WUMS | MISO_MI | MISO_WUMS | Internal | Winter | B18 | 400 | 117 | 0.01 | 37.98 | 37.97 | 0.01 | 0
2015 | MISO_MI_2_MISO_WUMS | MISO_MI | MISO_WUMS | Internal | Winter | B19 | 700 | 117 | 117 | 36.38 | 36.55 | 0.01 | 0.15
2015 | MISO_MI_2_MISO_WUMS | MISO_MI | MISO_WUMS | Internal | Winter | B20 | 935 | 117 | 117 | 32.45 | 33.44 | 0.01 | 0.98
2015 | MISO_MI_2_PJM_ROR | MISO_MI | PJM_ROR | Internal | Shoulder | B11 | 25 | 1424 | 251.62 | 46.5 | 48.5 | 2 | 0
2015 | MISO_MI_2_PJM_ROR | MISO_MI | PJM_ROR | Internal | Shoulder | B12 | 200 | 1424 | 729.46 | 39.87 | 41.87 | 2 | 0
2015 | MISO_MI_2_PJM_ROR | MISO_MI | PJM_ROR | Internal | Shoulder | B13 | 600 | 1424 | 1424 | 37.29 | 39.55 | 2 | 0.26
2015 | MISO_MI_2_PJM_ROR | MISO_MI | PJM_ROR | Internal | Shoulder | B14 | 900 | 1424 | 118.97 | 35.81 | 37.81 | 2 | 0
2015 | MISO_MI_2_PJM_ROR | MISO_MI | PJM_ROR | Internal | Shoulder | B15 | 1203 | 1424 | 0 | 33.15 | 34.99 | 2 | 0
2015 | MISO_MI_2_PJM_ROR | MISO_MI | PJM_ROR | Internal | Summer | B1 | 10 | 1424 | 1423.99 | 57.41 | 61.38 | 2 | 1.97
2015 | MISO_MI_2_PJM_ROR | MISO_MI | PJM_ROR | Internal | Summer | B2 | 25 | 1424 | 1134.27 | 57.19 | 59.19 | 2 | 0
2015 | MISO_MI_2_PJM_ROR | MISO_MI | PJM_ROR | Internal | Summer | B3 | 75 | 1424 | 1424 | 51.97 | 56.94 | 2 | 2.96
2015 | MISO_MI_2_PJM_ROR | MISO_MI | PJM_ROR | Internal | Summer | B4 | 100 | 1424 | 1424 | 51.97 | 55.41 | 2 | 1.43
2015 | MISO_MI_2_PJM_ROR | MISO_MI | PJM_ROR | Internal | Summer | B5 | 200 | 1424 | 1424 | 45.44 | 48.71 | 2 | 1.27
2015 | MISO_MI_2_PJM_ROR | MISO_MI | PJM_ROR | Internal | Summer | B6 | 300 | 1424 | 1423.97 | 42.08 | 44.09 | 2 | 0.01
2015 | MISO_MI_2_PJM_ROR | MISO_MI | PJM_ROR | Internal | Summer | B7 | 400 | 1424 | 1254.29 | 35.93 | 37.93 | 2 | 0
2015 | MISO_MI_2_PJM_ROR | MISO_MI | PJM_ROR | Internal | Summer | B8 | 500 | 1424 | 1044.09 | 34.08 | 36.08 | 2 | 0
2015 | MISO_MI_2_PJM_ROR | MISO_MI | PJM_ROR | Internal | Summer | B9 | 800 | 1424 | 0 | 32.92 | 34.89 | 2 | 0
2015 | MISO_MI_2_PJM_ROR | MISO_MI | PJM_ROR | Internal | Summer | B10 | 1262 | 1424 | 0 | 32.3 | 32.7 | 2 | 0
2015 | MISO_MI_2_PJM_ROR | MISO_MI | PJM_ROR | Internal | Winter | B16 | 25 | 1424 | 1405.67 | 46.71 | 48.71 | 2 | 0
2015 | MISO_MI_2_PJM_ROR | MISO_MI | PJM_ROR | Internal | Winter | B17 | 100 | 1424 | 1423.98 | 42.77 | 44.85 | 2 | 0.08
2015 | MISO_MI_2_PJM_ROR | MISO_MI | PJM_ROR | Internal | Winter | B18 | 400 | 1424 | 0.03 | 37.98 | 39.97 | 2 | 0
2015 | MISO_MI_2_PJM_ROR | MISO_MI | PJM_ROR | Internal | Winter | B19 | 700 | 1424 | 0.01 | 36.38 | 38.37 | 2 | 0
2015 | MISO_MI_2_PJM_ROR | MISO_MI | PJM_ROR | Internal | Winter | B20 | 935 | 1424 | 0 | 32.45 | 34.43 | 2 | 0
2015 | MISO_MO-IL_2_ENT | MISO_MO-IL | ENT | Internal | Shoulder | B11 | 25 | 2540 | 0 | 46.5 | 53.5 | 8 | 0
2015 | MISO_MO-IL_2_ENT | MISO_MO-IL | ENT | Internal | Shoulder | B12 | 200 | 2540 | 0 | 39.85 | 38.05 | 8 | 0
2015 | MISO_MO-IL_2_ENT | MISO_MO-IL | ENT | Internal | Shoulder | B13 | 600 | 2540 | 0 | 37.27 | 38.05 | 8 | 0
2015 | MISO_MO-IL_2_ENT | MISO_MO-IL | ENT | Internal | Shoulder | B14 | 900 | 2540 | 0 | 35.79 | 37.78 | 8 | 0
2015 | MISO_MO-IL_2_ENT | MISO_MO-IL | ENT | Internal | Shoulder | B15 | 1203 | 2540 | 0 | 32.99 | 36.58 | 8 | 0
2015 | MISO_MO-IL_2_ENT | MISO_MO-IL | ENT | Internal | Summer | B1 | 10 | 2540 | 0 | 59.38 | 59.38 | 8 | 0
2015 | MISO_MO-IL_2_ENT | MISO_MO-IL | ENT | Internal | Summer | B2 | 25 | 2540 | 0 | 57.19 | 57.19 | 8 | 0
2015 | MISO_MO-IL_2_ENT | MISO_MO-IL | ENT | Internal | Summer | B3 | 75 | 2540 | 0 | 56.4 | 56.92 | 8 | 0
2015 | MISO_MO-IL_2_ENT | MISO_MO-IL | ENT | Internal | Summer | B4 | 100 | 2540 | 0 | 53.42 | 55.82 | 8 | 0
2015 | MISO_MO-IL_2_ENT | MISO_MO-IL | ENT | Internal | Summer | B5 | 200 | 2540 | 0 | 46.71 | 51.84 | 8 | 0
2015 | MISO_MO-IL_2_ENT | MISO_MO-IL | ENT | Internal | Summer | B6 | 300 | 2540 | 0 | 42.09 | 44.89 | 8 | 0
2015 | MISO_MO-IL_2_ENT | MISO_MO-IL | ENT | Internal | Summer | B7 | 400 | 2540 | 0 | 35.9 | 42.05 | 8 | 0
2015 | MISO_MO-IL_2_ENT | MISO_MO-IL | ENT | Internal | Summer | B8 | 500 | 2540 | 0 | 33.39 | 36.89 | 8 | 0
2015 | MISO_MO-IL_2_ENT | MISO_MO-IL | ENT | Internal | Summer | B9 | 800 | 2540 | 0 | 32.89 | 36.63 | 8 | 0
2015 | MISO_MO-IL_2_ENT | MISO_MO-IL | ENT | Internal | Summer | B10 | 1262 | 2540 | 0 | 30.7 | 35.44 | 8 | 0
2015 | MISO_MO-IL_2_ENT | MISO_MO-IL | ENT | Internal | Winter | B16 | 25 | 2540 | 0 | 46.71 | 51.78 | 8 | 0
2015 | MISO_MO-IL_2_ENT | MISO_MO-IL | ENT | Internal | Winter | B17 | 100 | 2540 | 0 | 41.55 | 40.38 | 8 | 0
2015 | MISO_MO-IL_2_ENT | MISO_MO-IL | ENT | Internal | Winter | B18 | 400 | 2540 | 0 | 37.96 | 40.38 | 8 | 0
2015 | MISO_MO-IL_2_ENT | MISO_MO-IL | ENT | Internal | Winter | B19 | 700 | 2540 | 0 | 36.36 | 40.1 | 8 | 0
2015 | MISO_MO-IL_2_ENT | MISO_MO-IL | ENT | Internal | Winter | B20 | 935 | 2540 | 0 | 32.43 | 38.79 | 8 | 0
2015 | MISO_MO-IL_2_MISO_IN | MISO_MO-IL | MISO_IN | Internal | Shoulder | B11 | 25 | 2100 | 517.59 | 46.5 | 46.51 | 0.01 | 0
2015 | MISO_MO-IL_2_MISO_IN | MISO_MO-IL | MISO_IN | Internal | Shoulder | B12 | 200 | 2100 | 1690.29 | 39.85 | 39.87 | 0.01 | 0
2015 | MISO_MO-IL_2_MISO_IN | MISO_MO-IL | MISO_IN | Internal | Shoulder | B13 | 600 | 2100 | 2081.16 | 37.27 | 37.28 | 0.01 | 0
2015 | MISO_MO-IL_2_MISO_IN | MISO_MO-IL | MISO_IN | Internal | Shoulder | B14 | 900 | 2100 | 1391.3 | 35.79 | 35.8 | 0.01 | 0
2015 | MISO_MO-IL_2_MISO_IN | MISO_MO-IL | MISO_IN | Internal | Shoulder | B15 | 1203 | 2100 | 2100 | 32.99 | 33.14 | 0.01 | 0.14
2015 | MISO_MO-IL_2_MISO_IN | MISO_MO-IL | MISO_IN | Internal | Summer | B1 | 10 | 2100 | 1 | 59.38 | 59.38 | 0.01 | 0
2015 | MISO_MO-IL_2_MISO_IN | MISO_MO-IL | MISO_IN | Internal | Summer | B2 | 25 | 2100 | 892.49 | 57.19 | 57.21 | 0.01 | 0
2015 | MISO_MO-IL_2_MISO_IN | MISO_MO-IL | MISO_IN | Internal | Summer | B3 | 75 | 2100 | 0.07 | 56.4 | 56.39 | 0.01 | 0
2015 | MISO_MO-IL_2_MISO_IN | MISO_MO-IL | MISO_IN | Internal | Summer | B4 | 100 | 2100 | 0.05 | 53.42 | 53.41 | 0.01 | 0
2015 | MISO_MO-IL_2_MISO_IN | MISO_MO-IL | MISO_IN | Internal | Summer | B5 | 200 | 2100 | 0.03 | 46.71 | 46.7 | 0.01 | 0
2015 | MISO_MO-IL_2_MISO_IN | MISO_MO-IL | MISO_IN | Internal | Summer | B6 | 300 | 2100 | 0.03 | 42.09 | 42.09 | 0.01 | 0
2015 | MISO_MO-IL_2_MISO_IN | MISO_MO-IL | MISO_IN | Internal | Summer | B7 | 400 | 2100 | 423.06 | 35.9 | 35.91 | 0.01 | 0
2015 | MISO_MO-IL_2_MISO_IN | MISO_MO-IL | MISO_IN | Internal | Summer | B8 | 500 | 2100 | 2100 | 33.39 | 34.07 | 0.01 | 0.67
2015 | MISO_MO-IL_2_MISO_IN | MISO_MO-IL | MISO_IN | Internal | Summer | B9 | 800 | 2100 | 1842.25 | 32.89 | 32.9 | 0.01 | 0
2015 | MISO_MO-IL_2_MISO_IN | MISO_MO-IL | MISO_IN | Internal | Summer | B10 | 1262 | 2100 | 2100 | 30.7 | 32.29 | 0.01 | 1.58
2015 | MISO_MO-IL_2_MISO_IN | MISO_MO-IL | MISO_IN | Internal | Winter | B16 | 25 | 2100 | 923.38 | 46.71 | 46.72 | 0.01 | 0
2015 | MISO_MO-IL_2_MISO_IN | MISO_MO-IL | MISO_IN | Internal | Winter | B17 | 100 | 2100 | 2100 | 41.55 | 42.77 | 0.01 | 1.21
2015 | MISO_MO-IL_2_MISO_IN | MISO_MO-IL | MISO_IN | Internal | Winter | B18 | 400 | 2100 | 1119.25 | 37.96 | 37.97 | 0.01 | 0
2015 | MISO_MO-IL_2_MISO_IN | MISO_MO-IL | MISO_IN | Internal | Winter | B19 | 700 | 2100 | 862.49 | 36.36 | 36.37 | 0.01 | 0
2015 | MISO_MO-IL_2_MISO_IN | MISO_MO-IL | MISO_IN | Internal | Winter | B20 | 935 | 2100 | 1873.69 | 32.43 | 32.44 | 0.01 | 0
2015 | MISO_MO-IL_2_MISO_W | MISO_MO-IL | MISO_W | Internal | Shoulder | B11 | 25 | 960 | 303.34 | 46.5 | 46.51 | 0.01 | 0
2015 | MISO_MO-IL_2_MISO_W | MISO_MO-IL | MISO_W | Internal | Shoulder | B12 | 200 | 960 | 0.05 | 39.85 | 39.85 | 0.01 | 0
2015 | MISO_MO-IL_2_MISO_W | MISO_MO-IL | MISO_W | Internal | Shoulder | B13 | 600 | 960 | 275.21 | 37.27 | 37.28 | 0.01 | 0
2015 | MISO_MO-IL_2_MISO_W | MISO_MO-IL | MISO_W | Internal | Shoulder | B14 | 900 | 960 | 959.96 | 35.79 | 35.81 | 0.01 | 0
2015 | MISO_MO-IL_2_MISO_W | MISO_MO-IL | MISO_W | Internal | Shoulder | B15 | 1203 | 960 | 960 | 32.99 | 33.15 | 0.01 | 0.15
2015 | MISO_MO-IL_2_MISO_W | MISO_MO-IL | MISO_W | Internal | Summer | B1 | 10 | 960 | 0.48 | 59.38 | 59.37 | 0.01 | 0
2015 | MISO_MO-IL_2_MISO_W | MISO_MO-IL | MISO_W | Internal | Summer | B2 | 25 | 960 | 442.44 | 57.19 | 57.21 | 0.01 | 0
2015 | MISO_MO-IL_2_MISO_W | MISO_MO-IL | MISO_W | Internal | Summer | B3 | 75 | 960 | 959.99 | 56.4 | 56.67 | 0.01 | 0.26
2015 | MISO_MO-IL_2_MISO_W | MISO_MO-IL | MISO_W | Internal | Summer | B4 | 100 | 960 | 960 | 53.42 | 55.69 | 0.01 | 2.26
2015 | MISO_MO-IL_2_MISO_W | MISO_MO-IL | MISO_W | Internal | Summer | B5 | 200 | 960 | 914.69 | 46.71 | 46.72 | 0.01 | 0
2015 | MISO_MO-IL_2_MISO_W | MISO_MO-IL | MISO_W | Internal | Summer | B6 | 300 | 960 | 921.4 | 42.09 | 42.1 | 0.01 | 0
2015 | MISO_MO-IL_2_MISO_W | MISO_MO-IL | MISO_W | Internal | Summer | B7 | 400 | 960 | 784.74 | 35.9 | 35.91 | 0.01 | 0
2015 | MISO_MO-IL_2_MISO_W | MISO_MO-IL | MISO_W | Internal | Summer | B8 | 500 | 960 | 0.01 | 33.39 | 33.37 | 0.01 | 0
2015 | MISO_MO-IL_2_MISO_W | MISO_MO-IL | MISO_W | Internal | Summer | B9 | 800 | 960 | 428.14 | 32.89 | 32.9 | 0.01 | 0
2015 | MISO_MO-IL_2_MISO_W | MISO_MO-IL | MISO_W | Internal | Summer | B10 | 1262 | 960 | 11.43 | 30.7 | 30.71 | 0.01 | 0
2015 | MISO_MO-IL_2_MISO_W | MISO_MO-IL | MISO_W | Internal | Winter | B16 | 25 | 960 | 0.21 | 46.71 | 46.7 | 0.01 | 0
2015 | MISO_MO-IL_2_MISO_W | MISO_MO-IL | MISO_W | Internal | Winter | B17 | 100 | 960 | 0.05 | 41.55 | 41.54 | 0.01 | 0
2015 | MISO_MO-IL_2_MISO_W | MISO_MO-IL | MISO_W | Internal | Winter | B18 | 400 | 960 | 817.65 | 37.96 | 37.97 | 0.01 | 0
2015 | MISO_MO-IL_2_MISO_W | MISO_MO-IL | MISO_W | Internal | Winter | B19 | 700 | 960 | 960 | 36.36 | 36.56 | 0.01 | 0.19
2015 | MISO_MO-IL_2_MISO_W | MISO_MO-IL | MISO_W | Internal | Winter | B20 | 935 | 960 | 381.48 | 32.43 | 32.44 | 0.01 | 0
2015 | MISO_MO-IL_2_PJM_ROR | MISO_MO-IL | PJM_ROR | Internal | Shoulder | B11 | 25 | 1212 | 136.45 | 46.5 | 48.5 | 2 | 0
2015 | MISO_MO-IL_2_PJM_ROR | MISO_MO-IL | PJM_ROR | Internal | Shoulder | B12 | 200 | 1212 | 1211.95 | 39.85 | 41.87 | 2 | 0.01
2015 | MISO_MO-IL_2_PJM_ROR | MISO_MO-IL | PJM_ROR | Internal | Shoulder | B13 | 600 | 1212 | 1212 | 37.27 | 39.55 | 2 | 0.28
2015 | MISO_MO-IL_2_PJM_ROR | MISO_MO-IL | PJM_ROR | Internal | Shoulder | B14 | 900 | 1212 | 1211.99 | 35.79 | 37.81 | 2 | 0.02
2015 | MISO_MO-IL_2_PJM_ROR | MISO_MO-IL | PJM_ROR | Internal | Shoulder | B15 | 1203 | 1212 | 274.8 | 32.99 | 34.99 | 2 | 0
2015 | MISO_MO-IL_2_PJM_ROR | MISO_MO-IL | PJM_ROR | Internal | Summer | B1 | 10 | 1212 | 1046.76 | 59.38 | 61.38 | 2 | 0
2015 | MISO_MO-IL_2_PJM_ROR | MISO_MO-IL | PJM_ROR | Internal | Summer | B2 | 25 | 1212 | 755.68 | 57.19 | 59.19 | 2 | 0
2015 | MISO_MO-IL_2_PJM_ROR | MISO_MO-IL | PJM_ROR | Internal | Summer | B3 | 75 | 1212 | 0 | 56.4 | 56.94 | 2 | 0
2015 | MISO_MO-IL_2_PJM_ROR | MISO_MO-IL | PJM_ROR | Internal | Summer | B4 | 100 | 1212 | 0.1 | 53.42 | 55.41 | 2 | 0
2015 | MISO_MO-IL_2_PJM_ROR | MISO_MO-IL | PJM_ROR | Internal | Summer | B5 | 200 | 1212 | 453.13 | 46.71 | 48.71 | 2 | 0
2015 | MISO_MO-IL_2_PJM_ROR | MISO_MO-IL | PJM_ROR | Internal | Summer | B6 | 300 | 1212 | 1013.04 | 42.09 | 44.09 | 2 | 0
2015 | MISO_MO-IL_2_PJM_ROR | MISO_MO-IL | PJM_ROR | Internal | Summer | B7 | 400 | 1212 | 1211.99 | 35.9 | 37.93 | 2 | 0.02
2015 | MISO_MO-IL_2_PJM_ROR | MISO_MO-IL | PJM_ROR | Internal | Summer | B8 | 500 | 1212 | 1212 | 33.39 | 36.08 | 2 | 0.69
2015 | MISO_MO-IL_2_PJM_ROR | MISO_MO-IL | PJM_ROR | Internal | Summer | B9 | 800 | 1212 | 18.88 | 32.89 | 34.89 | 2 | 0
2015 | MISO_MO-IL_2_PJM_ROR | MISO_MO-IL | PJM_ROR | Internal | Summer | B10 | 1262 | 1212 | 1034.18 | 30.7 | 32.7 | 2 | 0
2015 | MISO_MO-IL_2_PJM_ROR | MISO_MO-IL | PJM_ROR | Internal | Winter | B16 | 25 | 1212 | 1194.54 | 46.71 | 48.71 | 2 | 0
2015 | MISO_MO-IL_2_PJM_ROR | MISO_MO-IL | PJM_ROR | Internal | Winter | B17 | 100 | 1212 | 1212 | 41.55 | 44.85 | 2 | 1.3
2015 | MISO_MO-IL_2_PJM_ROR | MISO_MO-IL | PJM_ROR | Internal | Winter | B18 | 400 | 1212 | 1211.98 | 37.96 | 39.97 | 2 | 0.01
2015 | MISO_MO-IL_2_PJM_ROR | MISO_MO-IL | PJM_ROR | Internal | Winter | B19 | 700 | 1212 | 1211.99 | 36.36 | 38.37 | 2 | 0.01
2015 | MISO_MO-IL_2_PJM_ROR | MISO_MO-IL | PJM_ROR | Internal | Winter | B20 | 935 | 1212 | 761.68 | 32.43 | 34.43 | 2 | 0
2015 | MISO_MO-IL_2_SPP_N | MISO_MO-IL | SPP_N | Internal | Shoulder | B11 | 25 | 2000 | 0 | 46.5 | 53.51 | 8 | 0
2015 | MISO_MO-IL_2_SPP_N | MISO_MO-IL | SPP_N | Internal | Shoulder | B12 | 200 | 2000 | 0 | 39.85 | 39.09 | 8 | 0
2015 | MISO_MO-IL_2_SPP_N | MISO_MO-IL | SPP_N | Internal | Shoulder | B13 | 600 | 2000 | 0 | 37.27 | 37.6 | 8 | 0
2015 | MISO_MO-IL_2_SPP_N | MISO_MO-IL | SPP_N | Internal | Shoulder | B14 | 900 | 2000 | 0 | 35.79 | 36.34 | 8 | 0
2015 | MISO_MO-IL_2_SPP_N | MISO_MO-IL | SPP_N | Internal | Shoulder | B15 | 1203 | 2000 | 0 | 32.99 | 36.3 | 8 | 0
2015 | MISO_MO-IL_2_SPP_N | MISO_MO-IL | SPP_N | Internal | Summer | B1 | 10 | 2000 | 0 | 59.38 | 58.76 | 8 | 0
2015 | MISO_MO-IL_2_SPP_N | MISO_MO-IL | SPP_N | Internal | Summer | B2 | 25 | 2000 | 0 | 57.19 | 58.76 | 8 | 0
2015 | MISO_MO-IL_2_SPP_N | MISO_MO-IL | SPP_N | Internal | Summer | B3 | 75 | 2000 | 0 | 56.4 | 58.76 | 8 | 0
2015 | MISO_MO-IL_2_SPP_N | MISO_MO-IL | SPP_N | Internal | Summer | B4 | 100 | 2000 | 0 | 53.42 | 56.47 | 8 | 0
2015 | MISO_MO-IL_2_SPP_N | MISO_MO-IL | SPP_N | Internal | Summer | B5 | 200 | 2000 | 0 | 46.71 | 52.82 | 8 | 0
2015 | MISO_MO-IL_2_SPP_N | MISO_MO-IL | SPP_N | Internal | Summer | B6 | 300 | 2000 | 0 | 42.09 | 49.1 | 8 | 0
2015 | MISO_MO-IL_2_SPP_N | MISO_MO-IL | SPP_N | Internal | Summer | B7 | 400 | 2000 | 0 | 35.9 | 42.91 | 8 | 0
2015 | MISO_MO-IL_2_SPP_N | MISO_MO-IL | SPP_N | Internal | Summer | B8 | 500 | 2000 | 0 | 33.39 | 36.69 | 8 | 0
2015 | MISO_MO-IL_2_SPP_N | MISO_MO-IL | SPP_N | Internal | Summer | B9 | 800 | 2000 | 0 | 32.89 | 35.12 | 8 | 0
2015 | MISO_MO-IL_2_SPP_N | MISO_MO-IL | SPP_N | Internal | Summer | B10 | 1262 | 2000 | 0 | 30.7 | 34.55 | 8 | 0
2015 | MISO_MO-IL_2_SPP_N | MISO_MO-IL | SPP_N | Internal | Winter | B16 | 25 | 2000 | 0 | 46.71 | 47.47 | 8 | 0
2015 | MISO_MO-IL_2_SPP_N | MISO_MO-IL | SPP_N | Internal | Winter | B17 | 100 | 2000 | 0 | 41.55 | 39.41 | 8 | 0
2015 | MISO_MO-IL_2_SPP_N | MISO_MO-IL | SPP_N | Internal | Winter | B18 | 400 | 2000 | 0 | 37.96 | 38.72 | 8 | 0
2015 | MISO_MO-IL_2_SPP_N | MISO_MO-IL | SPP_N | Internal | Winter | B19 | 700 | 2000 | 0 | 36.36 | 38.63 | 8 | 0
2015 | MISO_MO-IL_2_SPP_N | MISO_MO-IL | SPP_N | Internal | Winter | B20 | 935 | 2000 | 0 | 32.43 | 38.07 | 8 | 0
2015 | MISO_MO-IL_2_TVA_Transmission | MISO_MO-IL | TVA_Transmission | Internal | Shoulder | B11 | 25 | 4000 | 0 | 46.5 | 53.92 | 8 | 0
2015 | MISO_MO-IL_2_TVA_Transmission | MISO_MO-IL | TVA_Transmission | Internal | Shoulder | B12 | 200 | 4000 | 0 | 39.85 | 43.31 | 8 | 0
2015 | MISO_MO-IL_2_TVA_Transmission | MISO_MO-IL | TVA_Transmission | Internal | Shoulder | B13 | 600 | 4000 | 0 | 37.27 | 41.7 | 8 | 0
2015 | MISO_MO-IL_2_TVA_Transmission | MISO_MO-IL | TVA_Transmission | Internal | Shoulder | B14 | 900 | 4000 | 0 | 35.79 | 40.58 | 8 | 0
2015 | MISO_MO-IL_2_TVA_Transmission | MISO_MO-IL | TVA_Transmission | Internal | Shoulder | B15 | 1203 | 4000 | 0 | 32.99 | 39.13 | 8 | 0
2015 | MISO_MO-IL_2_TVA_Transmission | MISO_MO-IL | TVA_Transmission | Internal | Summer | B1 | 10 | 4000 | 2611.75 | 59.38 | 67.38 | 8 | 0
2015 | MISO_MO-IL_2_TVA_Transmission | MISO_MO-IL | TVA_Transmission | Internal | Summer | B2 | 25 | 4000 | 1169.35 | 57.19 | 65.19 | 8 | 0
2015 | MISO_MO-IL_2_TVA_Transmission | MISO_MO-IL | TVA_Transmission | Internal | Summer | B3 | 75 | 4000 | 0 | 56.4 | 62.94 | 8 | 0
2015 | MISO_MO-IL_2_TVA_Transmission | MISO_MO-IL | TVA_Transmission | Internal | Summer | B4 | 100 | 4000 | 0.1 | 53.42 | 61.41 | 8 | 0
2015 | MISO_MO-IL_2_TVA_Transmission | MISO_MO-IL | TVA_Transmission | Internal | Summer | B5 | 200 | 4000 | 0 | 46.71 | 52.92 | 8 | 0
2015 | MISO_MO-IL_2_TVA_Transmission | MISO_MO-IL | TVA_Transmission | Internal | Summer | B6 | 300 | 4000 | 0 | 42.09 | 46.65 | 8 | 0
2015 | MISO_MO-IL_2_TVA_Transmission | MISO_MO-IL | TVA_Transmission | Internal | Summer | B7 | 400 | 4000 | 0 | 35.9 | 41.8 | 8 | 0
2015 | MISO_MO-IL_2_TVA_Transmission | MISO_MO-IL | TVA_Transmission | Internal | Summer | B8 | 500 | 4000 | 0 | 33.39 | 38.83 | 8 | 0
2015 | MISO_MO-IL_2_TVA_Transmission | MISO_MO-IL | TVA_Transmission | Internal | Summer | B9 | 800 | 4000 | 0 | 32.89 | 38.31 | 8 | 0
2015 | MISO_MO-IL_2_TVA_Transmission | MISO_MO-IL | TVA_Transmission | Internal | Summer | B10 | 1262 | 4000 | 0 | 30.7 | 36.98 | 8 | 0
2015 | MISO_MO-IL_2_TVA_Transmission | MISO_MO-IL | TVA_Transmission | Internal | Winter | B16 | 25 | 4000 | 10.8 | 46.71 | 54.71 | 8 | 0
2015 | MISO_MO-IL_2_TVA_Transmission | MISO_MO-IL | TVA_Transmission | Internal | Winter | B17 | 100 | 4000 | 0 | 41.55 | 45.75 | 8 | 0
2015 | MISO_MO-IL_2_TVA_Transmission | MISO_MO-IL | TVA_Transmission | Internal | Winter | B18 | 400 | 4000 | 0 | 37.96 | 42.26 | 8 | 0
2015 | MISO_MO-IL_2_TVA_Transmission | MISO_MO-IL | TVA_Transmission | Internal | Winter | B19 | 700 | 4000 | 0 | 36.36 | 40.61 | 8 | 0
2015 | MISO_MO-IL_2_TVA_Transmission | MISO_MO-IL | TVA_Transmission | Internal | Winter | B20 | 935 | 4000 | 0 | 32.43 | 39.28 | 8 | 0
2015 | MISO_W_2_IESO | MISO_W | IESO | Internal | Shoulder | B11 | 25 | 90 | 0 | 46.51 | 33.51 | 8 | 0
2015 | MISO_W_2_IESO | MISO_W | IESO | Internal | Shoulder | B12 | 200 | 90 | 0 | 39.85 | 32.84 | 8 | 0
2015 | MISO_W_2_IESO | MISO_W | IESO | Internal | Shoulder | B13 | 600 | 90 | 0 | 37.28 | 28.81 | 8 | 0
2015 | MISO_W_2_IESO | MISO_W | IESO | Internal | Shoulder | B14 | 900 | 90 | 0 | 35.81 | 28.81 | 8 | 0
2015 | MISO_W_2_IESO | MISO_W | IESO | Internal | Shoulder | B15 | 1203 | 90 | 0 | 33.15 | 28.81 | 8 | 0
2015 | MISO_W_2_IESO | MISO_W | IESO | Internal | Summer | B1 | 10 | 90 | 0 | 59.37 | 46.39 | 8 | 0
2015 | MISO_W_2_IESO | MISO_W | IESO | Internal | Summer | B2 | 25 | 90 | 0 | 57.21 | 44.8 | 8 | 0
2015 | MISO_W_2_IESO | MISO_W | IESO | Internal | Summer | B3 | 75 | 90 | 0 | 56.67 | 38.48 | 8 | 0
2015 | MISO_W_2_IESO | MISO_W | IESO | Internal | Summer | B4 | 100 | 90 | 0 | 55.69 | 38.28 | 8 | 0
2015 | MISO_W_2_IESO | MISO_W | IESO | Internal | Summer | B5 | 200 | 90 | 0 | 46.72 | 36 | 8 | 0
2015 | MISO_W_2_IESO | MISO_W | IESO | Internal | Summer | B6 | 300 | 90 | 0 | 42.1 | 35.08 | 8 | 0
2015 | MISO_W_2_IESO | MISO_W | IESO | Internal | Summer | B7 | 400 | 90 | 0 | 35.91 | 28.93 | 8 | 0
2015 | MISO_W_2_IESO | MISO_W | IESO | Internal | Summer | B8 | 500 | 90 | 0 | 33.37 | 27.08 | 8 | 0
2015 | MISO_W_2_IESO | MISO_W | IESO | Internal | Summer | B9 | 800 | 90 | 0 | 32.9 | 27.08 | 8 | 0
2015 | MISO_W_2_IESO | MISO_W | IESO | Internal | Summer | B10 | 1262 | 90 | 0 | 30.71 | 27.08 | 8 | 0
2015 | MISO_W_2_IESO | MISO_W | IESO | Internal | Winter | B16 | 25 | 90 | 0 | 46.7 | 38.86 | 8 | 0
2015 | MISO_W_2_IESO | MISO_W | IESO | Internal | Winter | B17 | 100 | 90 | 0 | 41.54 | 35.77 | 8 | 0
2015 | MISO_W_2_IESO | MISO_W | IESO | Internal | Winter | B18 | 400 | 90 | 0 | 37.97 | 31.47 | 8 | 0
2015 | MISO_W_2_IESO | MISO_W | IESO | Internal | Winter | B19 | 700 | 90 | 0 | 36.56 | 31.47 | 8 | 0
2015 | MISO_W_2_IESO | MISO_W | IESO | Internal | Winter | B20 | 935 | 90 | 0 | 32.44 | 31.47 | 8 | 0
2015 | MISO_W_2_MAPP_CA | MISO_W | MAPP_CA | Internal | Shoulder | B11 | 25 | 700 | 0.16 | 46.51 | 46.5 | 0.01 | 0
2015 | MISO_W_2_MAPP_CA | MISO_W | MAPP_CA | Internal | Shoulder | B12 | 200 | 700 | 0.02 | 39.85 | 39.84 | 0.01 | 0
2015 | MISO_W_2_MAPP_CA | MISO_W | MAPP_CA | Internal | Shoulder | B13 | 600 | 700 | 0 | 37.28 | 37.27 | 0.01 | 0
2015 | MISO_W_2_MAPP_CA | MISO_W | MAPP_CA | Internal | Shoulder | B14 | 900 | 700 | 0.04 | 35.81 | 35.81 | 0.01 | 0
2015 | MISO_W_2_MAPP_CA | MISO_W | MAPP_CA | Internal | Shoulder | B15 | 1203 | 700 | 700 | 33.15 | 35.81 | 0.01 | 2.65
2015 | MISO_W_2_MAPP_CA | MISO_W | MAPP_CA | Internal | Summer | B1 | 10 | 700 | 0 | 59.37 | 48.66 | 0.01 | 0
2015 | MISO_W_2_MAPP_CA | MISO_W | MAPP_CA | Internal | Summer | B2 | 25 | 700 | 0 | 57.21 | 51.8 | 0.01 | 0
2015 | MISO_W_2_MAPP_CA | MISO_W | MAPP_CA | Internal | Summer | B3 | 75 | 700 | 0 | 56.67 | 48.66 | 0.01 | 0
2015 | MISO_W_2_MAPP_CA | MISO_W | MAPP_CA | Internal | Summer | B4 | 100 | 700 | 0 | 55.69 | 48.66 | 0.01 | 0
2015 | MISO_W_2_MAPP_CA | MISO_W | MAPP_CA | Internal | Summer | B5 | 200 | 700 | 0.02 | 46.72 | 46.71 | 0.01 | 0
2015 | MISO_W_2_MAPP_CA | MISO_W | MAPP_CA | Internal | Summer | B6 | 300 | 700 | 0.02 | 42.1 | 42.09 | 0.01 | 0
2015 | MISO_W_2_MAPP_CA | MISO_W | MAPP_CA | Internal | Summer | B7 | 400 | 700 | 0.01 | 35.91 | 35.9 | 0.01 | 0
2015 | MISO_W_2_MAPP_CA | MISO_W | MAPP_CA | Internal | Summer | B8 | 500 | 700 | 0 | 33.37 | 33.36 | 0.01 | 0
2015 | MISO_W_2_MAPP_CA | MISO_W | MAPP_CA | Internal | Summer | B9 | 800 | 700 | 0 | 32.9 | 32.89 | 0.01 | 0
2015 | MISO_W_2_MAPP_CA | MISO_W | MAPP_CA | Internal | Summer | B10 | 1262 | 700 | 700 | 30.71 | 32.89 | 0.01 | 2.17
2015 | MISO_W_2_MAPP_CA | MISO_W | MAPP_CA | Internal | Winter | B16 | 25 | 700 | 0.19 | 46.7 | 46.69 | 0.01 | 0
2015 | MISO_W_2_MAPP_CA | MISO_W | MAPP_CA | Internal | Winter | B17 | 100 | 700 | 0.05 | 41.54 | 41.52 | 0.01 | 0
2015 | MISO_W_2_MAPP_CA | MISO_W | MAPP_CA | Internal | Winter | B18 | 400 | 700 | 700 | 37.97 | 38.47 | 0.01 | 0.49
2015 | MISO_W_2_MAPP_CA | MISO_W | MAPP_CA | Internal | Winter | B19 | 700 | 700 | 700 | 36.56 | 38.47 | 0.01 | 1.9
2015 | MISO_W_2_MAPP_CA | MISO_W | MAPP_CA | Internal | Winter | B20 | 935 | 700 | 700 | 32.44 | 38.47 | 0.01 | 6.02
2015 | MISO_W_2_MAPP_US | MISO_W | MAPP_US | Internal | Shoulder | B11 | 25 | 2300 | 0 | 46.51 | 39.51 | 7 | 0
2015 | MISO_W_2_MAPP_US | MISO_W | MAPP_US | Internal | Shoulder | B12 | 200 | 2300 | 0 | 39.85 | 32.85 | 7 | 0
2015 | MISO_W_2_MAPP_US | MISO_W | MAPP_US | Internal | Shoulder | B13 | 600 | 2300 | 0 | 37.28 | 30.28 | 7 | 0
2015 | MISO_W_2_MAPP_US | MISO_W | MAPP_US | Internal | Shoulder | B14 | 900 | 2300 | 0 | 35.81 | 29.33 | 7 | 0
2015 | MISO_W_2_MAPP_US | MISO_W | MAPP_US | Internal | Shoulder | B15 | 1203 | 2300 | 0 | 33.15 | 28.61 | 7 | 0
2015 | MISO_W_2_MAPP_US | MISO_W | MAPP_US | Internal | Summer | B1 | 10 | 2300 | 0 | 59.37 | 52.37 | 7 | 0
2015 | MISO_W_2_MAPP_US | MISO_W | MAPP_US | Internal | Summer | B2 | 25 | 2300 | 0 | 57.21 | 50.36 | 7 | 0
2015 | MISO_W_2_MAPP_US | MISO_W | MAPP_US | Internal | Summer | B3 | 75 | 2300 | 0 | 56.67 | 50.36 | 7 | 0
2015 | MISO_W_2_MAPP_US | MISO_W | MAPP_US | Internal | Summer | B4 | 100 | 2300 | 0 | 55.69 | 49.46 | 7 | 0
2015 | MISO_W_2_MAPP_US | MISO_W | MAPP_US | Internal | Summer | B5 | 200 | 2300 | 0 | 46.72 | 45.81 | 7 | 0
2015 | MISO_W_2_MAPP_US | MISO_W | MAPP_US | Internal | Summer | B6 | 300 | 2300 | 0 | 42.1 | 37.71 | 7 | 0
2015 | MISO_W_2_MAPP_US | MISO_W | MAPP_US | Internal | Summer | B7 | 400 | 2300 | 0 | 35.91 | 28.91 | 7 | 0
2015 | MISO_W_2_MAPP_US | MISO_W | MAPP_US | Internal | Summer | B8 | 500 | 2300 | 0 | 33.37 | 26.43 | 7 | 0
2015 | MISO_W_2_MAPP_US | MISO_W | MAPP_US | Internal | Summer | B9 | 800 | 2300 | 0 | 32.9 | 26.43 | 7 | 0
2015 | MISO_W_2_MAPP_US | MISO_W | MAPP_US | Internal | Summer | B10 | 1262 | 2300 | 0 | 30.71 | 25.06 | 7 | 0
2015 | MISO_W_2_MAPP_US | MISO_W | MAPP_US | Internal | Winter | B16 | 25 | 2300 | 0 | 46.7 | 39.7 | 7 | 0
2015 | MISO_W_2_MAPP_US | MISO_W | MAPP_US | Internal | Winter | B17 | 100 | 2300 | 0 | 41.54 | 34.54 | 7 | 0
2015 | MISO_W_2_MAPP_US | MISO_W | MAPP_US | Internal | Winter | B18 | 400 | 2300 | 0 | 37.97 | 31.62 | 7 | 0
2015 | MISO_W_2_MAPP_US | MISO_W | MAPP_US | Internal | Winter | B19 | 700 | 2300 | 0 | 36.56 | 31.62 | 7 | 0
2015 | MISO_W_2_MAPP_US | MISO_W | MAPP_US | Internal | Winter | B20 | 935 | 2300 | 0 | 32.44 | 26.43 | 7 | 0
2015 | MISO_W_2_MISO_MO-IL | MISO_W | MISO_MO-IL | Internal | Shoulder | B11 | 25 | 3800 | 0.19 | 46.51 | 46.5 | 0.01 | 0
2015 | MISO_W_2_MISO_MO-IL | MISO_W | MISO_MO-IL | Internal | Shoulder | B12 | 200 | 3800 | 0.05 | 39.85 | 39.85 | 0.01 | 0
2015 | MISO_W_2_MISO_MO-IL | MISO_W | MISO_MO-IL | Internal | Shoulder | B13 | 600 | 3800 | 0 | 37.28 | 37.27 | 0.01 | 0
2015 | MISO_W_2_MISO_MO-IL | MISO_W | MISO_MO-IL | Internal | Shoulder | B14 | 900 | 3800 | 0 | 35.81 | 35.79 | 0.01 | 0
2015 | MISO_W_2_MISO_MO-IL | MISO_W | MISO_MO-IL | Internal | Shoulder | B15 | 1203 | 3800 | 0 | 33.15 | 32.99 | 0.01 | 0
2015 | MISO_W_2_MISO_MO-IL | MISO_W | MISO_MO-IL | Internal | Summer | B1 | 10 | 3800 | 998.12 | 59.37 | 59.38 | 0.01 | 0
2015 | MISO_W_2_MISO_MO-IL | MISO_W | MISO_MO-IL | Internal | Summer | B2 | 25 | 3800 | 0.19 | 57.21 | 57.19 | 0.01 | 0
2015 | MISO_W_2_MISO_MO-IL | MISO_W | MISO_MO-IL | Internal | Summer | B3 | 75 | 3800 | 0 | 56.67 | 56.4 | 0.01 | 0
2015 | MISO_W_2_MISO_MO-IL | MISO_W | MISO_MO-IL | Internal | Summer | B4 | 100 | 3800 | 0 | 55.69 | 53.42 | 0.01 | 0
2015 | MISO_W_2_MISO_MO-IL | MISO_W | MISO_MO-IL | Internal | Summer | B5 | 200 | 3800 | 0.03 | 46.72 | 46.71 | 0.01 | 0
2015 | MISO_W_2_MISO_MO-IL | MISO_W | MISO_MO-IL | Internal | Summer | B6 | 300 | 3800 | 0.02 | 42.1 | 42.09 | 0.01 | 0
2015 | MISO_W_2_MISO_MO-IL | MISO_W | MISO_MO-IL | Internal | Summer | B7 | 400 | 3800 | 0.01 | 35.91 | 35.9 | 0.01 | 0
2015 | MISO_W_2_MISO_MO-IL | MISO_W | MISO_MO-IL | Internal | Summer | B8 | 500 | 3800 | 699.15 | 33.37 | 33.39 | 0.01 | 0
2015 | MISO_W_2_MISO_MO-IL | MISO_W | MISO_MO-IL | Internal | Summer | B9 | 800 | 3800 | 0 | 32.9 | 32.89 | 0.01 | 0
2015 | MISO_W_2_MISO_MO-IL | MISO_W | MISO_MO-IL | Internal | Summer | B10 | 1262 | 3800 | 0 | 30.71 | 30.7 | 0.01 | 0
2015 | MISO_W_2_MISO_MO-IL | MISO_W | MISO_MO-IL | Internal | Winter | B16 | 25 | 3800 | 19.46 | 46.7 | 46.71 | 0.01 | 0
2015 | MISO_W_2_MISO_MO-IL | MISO_W | MISO_MO-IL | Internal | Winter | B17 | 100 | 3800 | 619.57 | 41.54 | 41.55 | 0.01 | 0
2015 | MISO_W_2_MISO_MO-IL | MISO_W | MISO_MO-IL | Internal | Winter | B18 | 400 | 3800 | 0.01 | 37.97 | 37.96 | 0.01 | 0
2015 | MISO_W_2_MISO_MO-IL | MISO_W | MISO_MO-IL | Internal | Winter | B19 | 700 | 3800 | 0 | 36.56 | 36.36 | 0.01 | 0
2015 | MISO_W_2_MISO_MO-IL | MISO_W | MISO_MO-IL | Internal | Winter | B20 | 935 | 3800 | 0 | 32.44 | 32.43 | 0.01 | 0
2015 | MISO_W_2_MISO_WUMS | MISO_W | MISO_WUMS | Internal | Shoulder | B11 | 25 | 1629 | 267.55 | 46.51 | 46.52 | 0.01 | 0
2015 | MISO_W_2_MISO_WUMS | MISO_W | MISO_WUMS | Internal | Shoulder | B12 | 200 | 1629 | 1173.1 | 39.85 | 39.87 | 0.01 | 0
2015 | MISO_W_2_MISO_WUMS | MISO_W | MISO_WUMS | Internal | Shoulder | B13 | 600 | 1629 | 1629 | 37.28 | 37.55 | 0.01 | 0.26
2015 | MISO_W_2_MISO_WUMS | MISO_W | MISO_WUMS | Internal | Shoulder | B14 | 900 | 1629 | 574.45 | 35.81 | 35.82 | 0.01 | 0
2015 | MISO_W_2_MISO_WUMS | MISO_W | MISO_WUMS | Internal | Shoulder | B15 | 1203 | 1629 | 242.5 | 33.15 | 33.16 | 0.01 | 0
2015 | MISO_W_2_MISO_WUMS | MISO_W | MISO_WUMS | Internal | Summer | B1 | 10 | 1629 | 222.51 | 59.37 | 59.38 | 0.01 | 0
2015 | MISO_W_2_MISO_WUMS | MISO_W | MISO_WUMS | Internal | Summer | B2 | 25 | 1629 | 1593.71 | 57.21 | 57.22 | 0.01 | 0
2015 | MISO_W_2_MISO_WUMS | MISO_W | MISO_WUMS | Internal | Summer | B3 | 75 | 1629 | 1009.64 | 56.67 | 56.68 | 0.01 | 0
2015 | MISO_W_2_MISO_WUMS | MISO_W | MISO_WUMS | Internal | Summer | B4 | 100 | 1629 | 264.17 | 55.69 | 55.7 | 0.01 | 0
2015 | MISO_W_2_MISO_WUMS | MISO_W | MISO_WUMS | Internal | Summer | B5 | 200 | 1629 | 0.03 | 46.72 | 46.71 | 0.01 | 0
2015 | MISO_W_2_MISO_WUMS | MISO_W | MISO_WUMS | Internal | Summer | B6 | 300 | 1629 | 0.02 | 42.1 | 42.09 | 0.01 | 0
2015 | MISO_W_2_MISO_WUMS | MISO_W | MISO_WUMS | Internal | Summer | B7 | 400 | 1629 | 507.64 | 35.91 | 35.93 | 0.01 | 0
2015 | MISO_W_2_MISO_WUMS | MISO_W | MISO_WUMS | Internal | Summer | B8 | 500 | 1629 | 1629 | 33.37 | 34.08 | 0.01 | 0.69
2015 | MISO_W_2_MISO_WUMS | MISO_W | MISO_WUMS | Internal | Summer | B9 | 800 | 1629 | 888.65 | 32.9 | 32.92 | 0.01 | 0
2015 | MISO_W_2_MISO_WUMS | MISO_W | MISO_WUMS | Internal | Summer | B10 | 1262 | 1629 | 1629 | 30.71 | 31.97 | 0.01 | 1.25
2015 | MISO_W_2_MISO_WUMS | MISO_W | MISO_WUMS | Internal | Winter | B16 | 25 | 1629 | 889.9 | 46.7 | 46.71 | 0.01 | 0
2015 | MISO_W_2_MISO_WUMS | MISO_W | MISO_WUMS | Internal | Winter | B17 | 100 | 1629 | 1019.23 | 41.54 | 41.55 | 0.01 | 0
2015 | MISO_W_2_MISO_WUMS | MISO_W | MISO_WUMS | Internal | Winter | B18 | 400 | 1629 | 0.03 | 37.97 | 37.97 | 0.01 | 0
2015 | MISO_W_2_MISO_WUMS | MISO_W | MISO_WUMS | Internal | Winter | B19 | 700 | 1629 | 0 | 36.56 | 36.55 | 0.01 | 0
2015 | MISO_W_2_MISO_WUMS | MISO_W | MISO_WUMS | Internal | Winter | B20 | 935 | 1629 | 1629 | 32.44 | 33.44 | 0.01 | 0.99
2015 | MISO_W_2_NE | MISO_W | NE | Internal | Shoulder | B11 | 25 | 2800 | 0 | 46.51 | 46.51 | 7 | 0
2015 | MISO_W_2_NE | MISO_W | NE | Internal | Shoulder | B12 | 200 | 2800 | 0 | 39.85 | 39.08 | 7 | 0
2015 | MISO_W_2_NE | MISO_W | NE | Internal | Shoulder | B13 | 600 | 2800 | 0 | 37.28 | 37.28 | 7 | 0
2015 | MISO_W_2_NE | MISO_W | NE | Internal | Shoulder | B14 | 900 | 2800 | 0 | 35.81 | 36.33 | 7 | 0
2015 | MISO_W_2_NE | MISO_W | NE | Internal | Shoulder | B15 | 1203 | 2800 | 0 | 33.15 | 35.61 | 7 | 0
2015 | MISO_W_2_NE | MISO_W | NE | Internal | Summer | B1 | 10 | 2800 | 0 | 59.37 | 58.75 | 7 | 0
2015 | MISO_W_2_NE | MISO_W | NE | Internal | Summer | B2 | 25 | 2800 | 0 | 57.21 | 57.36 | 7 | 0
2015 | MISO_W_2_NE | MISO_W | NE | Internal | Summer | B3 | 75 | 2800 | 0 | 56.67 | 57.36 | 7 | 0
2015 | MISO_W_2_NE | MISO_W | NE | Internal | Summer | B4 | 100 | 2800 | 0 | 55.69 | 56.46 | 7 | 0
2015 | MISO_W_2_NE | MISO_W | NE | Internal | Summer | B5 | 200 | 2800 | 0 | 46.72 | 52.81 | 7 | 0
2015 | MISO_W_2_NE | MISO_W | NE | Internal | Summer | B6 | 300 | 2800 | 0 | 42.1 | 44.71 | 7 | 0
2015 | MISO_W_2_NE | MISO_W | NE | Internal | Summer | B7 | 400 | 2800 | 0 | 35.91 | 35.91 | 7 | 0
2015 | MISO_W_2_NE | MISO_W | NE | Internal | Summer | B8 | 500 | 2800 | 0 | 33.37 | 33.43 | 7 | 0
2015 | MISO_W_2_NE | MISO_W | NE | Internal | Summer | B9 | 800 | 2800 | 0 | 32.9 | 33.43 | 7 | 0
2015 | MISO_W_2_NE | MISO_W | NE | Internal | Summer | B10 | 1262 | 2800 | 0 | 30.71 | 31.91 | 7 | 0
2015 | MISO_W_2_NE | MISO_W | NE | Internal | Winter | B16 | 25 | 2800 | 0 | 46.7 | 46.7 | 7 | 0
2015 | MISO_W_2_NE | MISO_W | NE | Internal | Winter | B17 | 100 | 2800 | 0 | 41.54 | 39.4 | 7 | 0
2015 | MISO_W_2_NE | MISO_W | NE | Internal | Winter | B18 | 400 | 2800 | 0 | 37.97 | 38.62 | 7 | 0
2015 | MISO_W_2_NE | MISO_W | NE | Internal | Winter | B19 | 700 | 2800 | 0 | 36.56 | 38.62 | 7 | 0
2015 | MISO_W_2_NE | MISO_W | NE | Internal | Winter | B20 | 935 | 2800 | 0 | 32.44 | 33.43 | 7 | 0
2015 | MISO_W_2_PJM_ROR | MISO_W | PJM_ROR | Internal | Shoulder | B11 | 25 | 773 | 0.35 | 46.51 | 48.5 | 2 | 0
2015 | MISO_W_2_PJM_ROR | MISO_W | PJM_ROR | Internal | Shoulder | B12 | 200 | 773 | 772.95 | 39.85 | 41.87 | 2 | 0.01
2015 | MISO_W_2_PJM_ROR | MISO_W | PJM_ROR | Internal | Shoulder | B13 | 600 | 773 | 773 | 37.28 | 39.55 | 2 | 0.27
2015 | MISO_W_2_PJM_ROR | MISO_W | PJM_ROR | Internal | Shoulder | B14 | 900 | 773 | 772.98 | 35.81 | 37.81 | 2 | 0.01
2015 | MISO_W_2_PJM_ROR | MISO_W | PJM_ROR | Internal | Shoulder | B15 | 1203 | 773 | 0 | 33.15 | 34.99 | 2 | 0
2015 | MISO_W_2_PJM_ROR | MISO_W | PJM_ROR | Internal | Summer | B1 | 10 | 773 | 772.15 | 59.37 | 61.38 | 2 | 0.01
2015 | MISO_W_2_PJM_ROR | MISO_W | PJM_ROR | Internal | Summer | B2 | 25 | 773 | 0.38 | 57.21 | 59.19 | 2 | 0
2015 | MISO_W_2_PJM_ROR | MISO_W | PJM_ROR | Internal | Summer | B3 | 75 | 773 | 0 | 56.67 | 56.94 | 2 | 0
2015 | MISO_W_2_PJM_ROR | MISO_W | PJM_ROR | Internal | Summer | B4 | 100 | 773 | 0 | 55.69 | 55.41 | 2 | 0
2015 | MISO_W_2_PJM_ROR | MISO_W | PJM_ROR | Internal | Summer | B5 | 200 | 773 | 0.05 | 46.72 | 48.71 | 2 | 0
2015 | MISO_W_2_PJM_ROR | MISO_W | PJM_ROR | Internal | Summer | B6 | 300 | 773 | 0.03 | 42.1 | 44.09 | 2 | 0
2015 | MISO_W_2_PJM_ROR | MISO_W | PJM_ROR | Internal | Summer | B7 | 400 | 773 | 772.97 | 35.91 | 37.93 | 2 | 0.01
2015 | MISO_W_2_PJM_ROR | MISO_W | PJM_ROR | Internal | Summer | B8 | 500 | 773 | 773 | 33.37 | 36.08 | 2 | 0.7
2015 | MISO_W_2_PJM_ROR | MISO_W | PJM_ROR | Internal | Summer | B9 | 800 | 773 | 0.01 | 32.9 | 34.89 | 2 | 0
2015 | MISO_W_2_PJM_ROR | MISO_W | PJM_ROR | Internal | Summer | B10 | 1262 | 773 | 0 | 30.71 | 32.7 | 2 | 0
2015 | MISO_W_2_PJM_ROR | MISO_W | PJM_ROR | Internal | Winter | B16 | 25 | 773 | 772.63 | 46.7 | 48.71 | 2 | 0.01
2015 | MISO_W_2_PJM_ROR | MISO_W | PJM_ROR | Internal | Winter | B17 | 100 | 773 | 773 | 41.54 | 44.85 | 2 | 1.32
2015 | MISO_W_2_PJM_ROR | MISO_W | PJM_ROR | Internal | Winter | B18 | 400 | 773 | 532.35 | 37.97 | 39.97 | 2 | 0
2015 | MISO_W_2_PJM_ROR | MISO_W | PJM_ROR | Internal | Winter | B19 | 700 | 773 | 0 | 36.56 | 38.37 | 2 | 0
2015 | MISO_W_2_PJM_ROR | MISO_W | PJM_ROR | Internal | Winter | B20 | 935 | 773 | 0.01 | 32.44 | 34.43 | 2 | 0
2015 | MISO_W_2_SPP_N | MISO_W | SPP_N | Internal | Shoulder | B11 | 25 | 3200 | 705.6 | 46.51 | 53.51 | 7 | 0
2015 | MISO_W_2_SPP_N | MISO_W | SPP_N | Internal | Shoulder | B12 | 200 | 3200 | 0 | 39.85 | 39.09 | 7 | 0
2015 | MISO_W_2_SPP_N | MISO_W | SPP_N | Internal | Shoulder | B13 | 600 | 3200 | 0 | 37.28 | 37.6 | 7 | 0
2015 | MISO_W_2_SPP_N | MISO_W | SPP_N | Internal | Shoulder | B14 | 900 | 3200 | 0 | 35.81 | 36.34 | 7 | 0
2015 | MISO_W_2_SPP_N | MISO_W | SPP_N | Internal | Shoulder | B15 | 1203 | 3200 | 0 | 33.15 | 36.3 | 7 | 0
2015 | MISO_W_2_SPP_N | MISO_W | SPP_N | Internal | Summer | B1 | 10 | 3200 | 0 | 59.37 | 58.76 | 7 | 0
2015 | MISO_W_2_SPP_N | MISO_W | SPP_N | Internal | Summer | B2 | 25 | 3200 | 0 | 57.21 | 58.76 | 7 | 0
2015 | MISO_W_2_SPP_N | MISO_W | SPP_N | Internal | Summer | B3 | 75 | 3200 | 0 | 56.67 | 58.76 | 7 | 0
2015 | MISO_W_2_SPP_N | MISO_W | SPP_N | Internal | Summer | B4 | 100 | 3200 | 0 | 55.69 | 56.47 | 7 | 0
2015 | MISO_W_2_SPP_N | MISO_W | SPP_N | Internal | Summer | B5 | 200 | 3200 | 0 | 46.72 | 52.82 | 7 | 0
2015 | MISO_W_2_SPP_N | MISO_W | SPP_N | Internal | Summer | B6 | 300 | 3200 | 1846.92 | 42.1 | 49.1 | 7 | 0
2015 | MISO_W_2_SPP_N | MISO_W | SPP_N | Internal | Summer | B7 | 400 | 3200 | 1005.4 | 35.91 | 42.91 | 7 | 0
2015 | MISO_W_2_SPP_N | MISO_W | SPP_N | Internal | Summer | B8 | 500 | 3200 | 0 | 33.37 | 36.69 | 7 | 0
2015 | MISO_W_2_SPP_N | MISO_W | SPP_N | Internal | Summer | B9 | 800 | 3200 | 0 | 32.9 | 35.12 | 7 | 0
2015 | MISO_W_2_SPP_N | MISO_W | SPP_N | Internal | Summer | B10 | 1262 | 3200 | 0 | 30.71 | 34.55 | 7 | 0
2015 | MISO_W_2_SPP_N | MISO_W | SPP_N | Internal | Winter | B16 | 25 | 3200 | 0 | 46.7 | 47.47 | 7 | 0
2015 | MISO_W_2_SPP_N | MISO_W | SPP_N | Internal | Winter | B17 | 100 | 3200 | 0 | 41.54 | 39.41 | 7 | 0
2015 | MISO_W_2_SPP_N | MISO_W | SPP_N | Internal | Winter | B18 | 400 | 3200 | 0 | 37.97 | 38.72 | 7 | 0
2015 | MISO_W_2_SPP_N | MISO_W | SPP_N | Internal | Winter | B19 | 700 | 3200 | 0 | 36.56 | 38.63 | 7 | 0
2015 | MISO_W_2_SPP_N | MISO_W | SPP_N | Internal | Winter | B20 | 935 | 3200 | 0 | 32.44 | 38.07 | 7 | 0
2015 | MISO_WUMS_2_MISO_MI | MISO_WUMS | MISO_MI | Internal | Shoulder | B11 | 25 | 99 | 0.12 | 46.52 | 46.5 | 0.01 | 0
2015 | MISO_WUMS_2_MISO_MI | MISO_WUMS | MISO_MI | Internal | Shoulder | B12 | 200 | 99 | 0.05 | 39.87 | 39.87 | 0.01 | 0
2015 | MISO_WUMS_2_MISO_MI | MISO_WUMS | MISO_MI | Internal | Shoulder | B13 | 600 | 99 | 0 | 37.55 | 37.29 | 0.01 | 0
2015 | MISO_WUMS_2_MISO_MI | MISO_WUMS | MISO_MI | Internal | Shoulder | B14 | 900 | 99 | 0 | 35.82 | 35.81 | 0.01 | 0
2015 | MISO_WUMS_2_MISO_MI | MISO_WUMS | MISO_MI | Internal | Shoulder | B15 | 1203 | 99 | 0 | 33.16 | 33.15 | 0.01 | 0
2015 | MISO_WUMS_2_MISO_MI | MISO_WUMS | MISO_MI | Internal | Summer | B1 | 10 | 99 | 0 | 59.38 | 57.41 | 0.01 | 0
2015 | MISO_WUMS_2_MISO_MI | MISO_WUMS | MISO_MI | Internal | Summer | B2 | 25 | 99 | 0.11 | 57.22 | 57.19 | 0.01 | 0
2015 | MISO_WUMS_2_MISO_MI | MISO_WUMS | MISO_MI | Internal | Summer | B3 | 75 | 99 | 0 | 56.68 | 51.97 | 0.01 | 0
2015 | MISO_WUMS_2_MISO_MI | MISO_WUMS | MISO_MI | Internal | Summer | B4 | 100 | 99 | 0 | 55.7 | 51.97 | 0.01 | 0
2015 | MISO_WUMS_2_MISO_MI | MISO_WUMS | MISO_MI | Internal | Summer | B5 | 200 | 99 | 0 | 46.71 | 45.44 | 0.01 | 0
2015 | MISO_WUMS_2_MISO_MI | MISO_WUMS | MISO_MI | Internal | Summer | B6 | 300 | 99 | 0.02 | 42.09 | 42.08 | 0.01 | 0
2015 | MISO_WUMS_2_MISO_MI | MISO_WUMS | MISO_MI | Internal | Summer | B7 | 400 | 99 | 0.02 | 35.93 | 35.93 | 0.01 | 0
2015 | MISO_WUMS_2_MISO_MI | MISO_WUMS | MISO_MI | Internal | Summer | B8 | 500 | 99 | 0.02 | 34.08 | 34.08 | 0.01 | 0
2015 | MISO_WUMS_2_MISO_MI | MISO_WUMS | MISO_MI | Internal | Summer | B9 | 800 | 99 | 0.01 | 32.92 | 32.92 | 0.01 | 0
2015 | MISO_WUMS_2_MISO_MI | MISO_WUMS | MISO_MI | Internal | Summer | B10 | 1262 | 99 | 99 | 31.97 | 32.3 | 0.01 | 0.32
2015 | MISO_WUMS_2_MISO_MI | MISO_WUMS | MISO_MI | Internal | Winter | B16 | 25 | 99 | 0.32 | 46.71 | 46.71 | 0.01 | 0
2015 | MISO_WUMS_2_MISO_MI | MISO_WUMS | MISO_MI | Internal | Winter | B17 | 100 | 99 | 99 | 41.55 | 42.77 | 0.01 | 1.21
2015 | MISO_WUMS_2_MISO_MI | MISO_WUMS | MISO_MI | Internal | Winter | B18 | 400 | 99 | 32.2 | 37.97 | 37.98 | 0.01 | 0
2015 | MISO_WUMS_2_MISO_MI | MISO_WUMS | MISO_MI | Internal | Winter | B19 | 700 | 99 | 0 | 36.55 | 36.38 | 0.01 | 0
2015 | MISO_WUMS_2_MISO_MI | MISO_WUMS | MISO_MI | Internal | Winter | B20 | 935 | 99 | 0 | 33.44 | 32.45 | 0.01 | 0
2015 | MISO_WUMS_2_MISO_W | MISO_WUMS | MISO_W | Internal | Shoulder | B11 | 25 | 1137 | 0.2 | 46.52 | 46.51 | 0.01 | 0
2015 | MISO_WUMS_2_MISO_W | MISO_WUMS | MISO_W | Internal | Shoulder | B12 | 200 | 1137 | 0.02 | 39.87 | 39.85 | 0.01 | 0
2015 | MISO_WUMS_2_MISO_W | MISO_WUMS | MISO_W | Internal | Shoulder | B13 | 600 | 1137 | 0 | 37.55 | 37.28 | 0.01 | 0
2015 | MISO_WUMS_2_MISO_W | MISO_WUMS | MISO_W | Internal | Shoulder | B14 | 900 | 1137 | 0 | 35.82 | 35.81 | 0.01 | 0
2015 | MISO_WUMS_2_MISO_W | MISO_WUMS | MISO_W | Internal | Shoulder | B15 | 1203 | 1137 | 0 | 33.16 | 33.15 | 0.01 | 0
2015 | MISO_WUMS_2_MISO_W | MISO_WUMS | MISO_W | Internal | Summer | B1 | 10 | 1137 | 0.5 | 59.38 | 59.37 | 0.01 | 0
2015 | MISO_WUMS_2_MISO_W | MISO_WUMS | MISO_W | Internal | Summer | B2 | 25 | 1137 | 0.17 | 57.22 | 57.21 | 0.01 | 0
2015 | MISO_WUMS_2_MISO_W | MISO_WUMS | MISO_W | Internal | Summer | B3 | 75 | 1137 | 0.07 | 56.68 | 56.67 | 0.01 | 0
2015 | MISO_WUMS_2_MISO_W | MISO_WUMS | MISO_W | Internal | Summer | B4 | 100 | 1137 | 0.05 | 55.7 | 55.69 | 0.01 | 0
2015 | MISO_WUMS_2_MISO_W | MISO_WUMS | MISO_W | Internal | Summer | B5 | 200 | 1137 | 252.41 | 46.71 | 46.72 | 0.01 | 0
2015 | MISO_WUMS_2_MISO_W | MISO_WUMS | MISO_W | Internal | Summer | B6 | 300 | 1137 | 706.66 | 42.09 | 42.1 | 0.01 | 0
2015 | MISO_WUMS_2_MISO_W | MISO_WUMS | MISO_W | Internal | Summer | B7 | 400 | 1137 | 0.01 | 35.93 | 35.91 | 0.01 | 0
2015 | MISO_WUMS_2_MISO_W | MISO_WUMS | MISO_W | Internal | Summer | B8 | 500 | 1137 | 0 | 34.08 | 33.37 | 0.01 | 0
2015 | MISO_WUMS_2_MISO_W | MISO_WUMS | MISO_W | Internal | Summer | B9 | 800 | 1137 | 0 | 32.92 | 32.9 | 0.01 | 0
2015 | MISO_WUMS_2_MISO_W | MISO_WUMS | MISO_W | Internal | Summer | B10 | 1262 | 1137 | 0 | 31.97 | 30.71 | 0.01 | 0
2015 | MISO_WUMS_2_MISO_W | MISO_WUMS | MISO_W | Internal | Winter | B16 | 25 | 1137 | 0.19 | 46.71 | 46.7 | 0.01 | 0
2015 | MISO_WUMS_2_MISO_W | MISO_WUMS | MISO_W | Internal | Winter | B17 | 100 | 1137 | 0.05 | 41.55 | 41.54 | 0.01 | 0
2015 | MISO_WUMS_2_MISO_W | MISO_WUMS | MISO_W | Internal | Winter | B18 | 400 | 1137 | 0.02 | 37.97 | 37.97 | 0.01 | 0
2015 | MISO_WUMS_2_MISO_W | MISO_WUMS | MISO_W | Internal | Winter | B19 | 700 | 1137 | 150.72 | 36.55 | 36.56 | 0.01 | 0
2015 | MISO_WUMS_2_MISO_W | MISO_WUMS | MISO_W | Internal | Winter | B20 | 935 | 1137 | 0 | 33.44 | 32.44 | 0.01 | 0
2015 | MISO_WUMS_2_PJM_ROR | MISO_WUMS | PJM_ROR | Internal | Shoulder | B11 | 25 | 1600 | 0.18 | 46.52 | 48.5 | 2 | 0
2015 | MISO_WUMS_2_PJM_ROR | MISO_WUMS | PJM_ROR | Internal | Shoulder | B12 | 200 | 1600 | 513.97 | 39.87 | 41.87 | 2 | 0
2015 | MISO_WUMS_2_PJM_ROR | MISO_WUMS | PJM_ROR | Internal | Shoulder | B13 | 600 | 1600 | 969.74 | 37.55 | 39.55 | 2 | 0
2015 | MISO_WUMS_2_PJM_ROR | MISO_WUMS | PJM_ROR | Internal | Shoulder | B14 | 900 | 1600 | 0.04 | 35.82 | 37.81 | 2 | 0
2015 | MISO_WUMS_2_PJM_ROR | MISO_WUMS | PJM_ROR | Internal | Shoulder | B15 | 1203 | 1600 | 0 | 33.16 | 34.99 | 2 | 0
2015 | MISO_WUMS_2_PJM_ROR | MISO_WUMS | PJM_ROR | Internal | Summer | B1 | 10 | 1600 | 1487.35 | 59.38 | 61.38 | 2 | 0
2015 | MISO_WUMS_2_PJM_ROR | MISO_WUMS | PJM_ROR | Internal | Summer | B2 | 25 | 1600 | 0.17 | 57.22 | 59.19 | 2 | 0
2015 | MISO_WUMS_2_PJM_ROR | MISO_WUMS | PJM_ROR | Internal | Summer | B3 | 75 | 1600 | 0 | 56.68 | 56.94 | 2 | 0
2015 | MISO_WUMS_2_PJM_ROR | MISO_WUMS | PJM_ROR | Internal | Summer | B4 | 100 | 1600 | 0 | 55.7 | 55.41 | 2 | 0
2015 | MISO_WUMS_2_PJM_ROR | MISO_WUMS | PJM_ROR | Internal | Summer | B5 | 200 | 1600 | 39.94 | 46.71 | 48.71 | 2 | 0
2015 | MISO_WUMS_2_PJM_ROR | MISO_WUMS | PJM_ROR | Internal | Summer | B6 | 300 | 1600 | 47.76 | 42.09 | 44.09 | 2 | 0
2015 | MISO_WUMS_2_PJM_ROR | MISO_WUMS | PJM_ROR | Internal | Summer | B7 | 400 | 1600 | 367.83 | 35.93 | 37.93 | 2 | 0
2015 | MISO_WUMS_2_PJM_ROR | MISO_WUMS | PJM_ROR | Internal | Summer | B8 | 500 | 1600 | 1436.39 | 34.08 | 36.08 | 2 | 0
2015 | MISO_WUMS_2_PJM_ROR | MISO_WUMS | PJM_ROR | Internal | Summer | B9 | 800 | 1600 | 0 | 32.92 | 34.89 | 2 | 0
2015 | MISO_WUMS_2_PJM_ROR | MISO_WUMS | PJM_ROR | Internal | Summer | B10 | 1262 | 1600 | 0 | 31.97 | 32.7 | 2 | 0
2015 | MISO_WUMS_2_PJM_ROR | MISO_WUMS | PJM_ROR | Internal | Winter | B16 | 25 | 1600 | 1269.24 | 46.71 | 48.71 | 2 | 0
2015 | MISO_WUMS_2_PJM_ROR | MISO_WUMS | PJM_ROR | Internal | Winter | B17 | 100 | 1600 | 1600 | 41.55 | 44.85 | 2 | 1.3
2015 | MISO_WUMS_2_PJM_ROR | MISO_WUMS | PJM_ROR | Internal | Winter | B18 | 400 | 1600 | 187.98 | 37.97 | 39.97 | 2 | 0
2015 | MISO_WUMS_2_PJM_ROR | MISO_WUMS | PJM_ROR | Internal | Winter | B19 | 700 | 1600 | 0 | 36.55 | 38.37 | 2 | 0
2015 | MISO_WUMS_2_PJM_ROR | MISO_WUMS | PJM_ROR | Internal | Winter | B20 | 935 | 1600 | 0 | 33.44 | 34.43 | 2 | 0
2015 | NE_2_MAPP_US | NE | MAPP_US | Internal | Shoulder | B11 | 25 | 1600 | 0 | 46.51 | 39.51 | 5 | 0
2015 | NE_2_MAPP_US | NE | MAPP_US | Internal | Shoulder | B12 | 200 | 1600 | 0 | 39.08 | 32.85 | 5 | 0
2015 | NE_2_MAPP_US | NE | MAPP_US | Internal | Shoulder | B13 | 600 | 1600 | 0 | 37.28 | 30.28 | 5 | 0
2015 | NE_2_MAPP_US | NE | MAPP_US | Internal | Shoulder | B14 | 900 | 1600 | 0 | 36.33 | 29.33 | 5 | 0
2015 | NE_2_MAPP_US | NE | MAPP_US | Internal | Shoulder | B15 | 1203 | 1600 | 0 | 35.61 | 28.61 | 5 | 0
2015 | NE_2_MAPP_US | NE | MAPP_US | Internal | Summer | B1 | 10 | 1600 | 0 | 58.75 | 52.37 | 5 | 0
2015 | NE_2_MAPP_US | NE | MAPP_US | Internal | Summer | B2 | 25 | 1600 | 0 | 57.36 | 50.36 | 5 | 0
2015 | NE_2_MAPP_US | NE | MAPP_US | Internal | Summer | B3 | 75 | 1600 | 0 | 57.36 | 50.36 | 5 | 0
2015 | NE_2_MAPP_US | NE | MAPP_US | Internal | Summer | B4 | 100 | 1600 | 0 | 56.46 | 49.46 | 5 | 0
2015 | NE_2_MAPP_US | NE | MAPP_US | Internal | Summer | B5 | 200 | 1600 | 0 | 52.81 | 45.81 | 5 | 0
2015 | NE_2_MAPP_US | NE | MAPP_US | Internal | Summer | B6 | 300 | 1600 | 0 | 44.71 | 37.71 | 5 | 0
2015 | NE_2_MAPP_US | NE | MAPP_US | Internal | Summer | B7 | 400 | 1600 | 0 | 35.91 | 28.91 | 5 | 0
2015 | NE_2_MAPP_US | NE | MAPP_US | Internal | Summer | B8 | 500 | 1600 | 0 | 33.43 | 26.43 | 5 | 0
2015 | NE_2_MAPP_US | NE | MAPP_US | Internal | Summer | B9 | 800 | 1600 | 0 | 33.43 | 26.43 | 5 | 0
2015 | NE_2_MAPP_US | NE | MAPP_US | Internal | Summer | B10 | 1262 | 1600 | 0 | 31.91 | 25.06 | 5 | 0
2015 | NE_2_MAPP_US | NE | MAPP_US | Internal | Winter | B16 | 25 | 1600 | 0 | 46.7 | 39.7 | 5 | 0
2015 | NE_2_MAPP_US | NE | MAPP_US | Internal | Winter | B17 | 100 | 1600 | 0 | 39.4 | 34.54 | 5 | 0
2015 | NE_2_MAPP_US | NE | MAPP_US | Internal | Winter | B18 | 400 | 1600 | 0 | 38.62 | 31.62 | 5 | 0
2015 | NE_2_MAPP_US | NE | MAPP_US | Internal | Winter | B19 | 700 | 1600 | 0 | 38.62 | 31.62 | 5 | 0
2015 | NE_2_MAPP_US | NE | MAPP_US | Internal | Winter | B20 | 935 | 1600 | 0 | 33.43 | 26.43 | 5 | 0
2015 | NE_2_MISO_W | NE | MISO_W | Internal | Shoulder | B11 | 25 | 1600 | 0 | 46.51 | 46.51 | 5 | 0
2015 | NE_2_MISO_W | NE | MISO_W | Internal | Shoulder | B12 | 200 | 1600 | 0 | 39.08 | 39.85 | 5 | 0
2015 | NE_2_MISO_W | NE | MISO_W | Internal | Shoulder | B13 | 600 | 1600 | 0 | 37.28 | 37.28 | 5 | 0
2015 | NE_2_MISO_W | NE | MISO_W | Internal | Shoulder | B14 | 900 | 1600 | 0 | 36.33 | 35.81 | 5 | 0
2015 | NE_2_MISO_W | NE | MISO_W | Internal | Shoulder | B15 | 1203 | 1600 | 0 | 35.61 | 33.15 | 5 | 0
2015 | NE_2_MISO_W | NE | MISO_W | Internal | Summer | B1 | 10 | 1600 | 0 | 58.75 | 59.37 | 5 | 0
2015 | NE_2_MISO_W | NE | MISO_W | Internal | Summer | B2 | 25 | 1600 | 0 | 57.36 | 57.21 | 5 | 0
2015 | NE_2_MISO_W | NE | MISO_W | Internal | Summer | B3 | 75 | 1600 | 0 | 57.36 | 56.67 | 5 | 0
2015 | NE_2_MISO_W | NE | MISO_W | Internal | Summer | B4 | 100 | 1600 | 0 | 56.46 | 55.69 | 5 | 0
2015 | NE_2_MISO_W | NE | MISO_W | Internal | Summer | B5 | 200 | 1600 | 0 | 52.81 | 46.72 | 5 | 0
2015 | NE_2_MISO_W | NE | MISO_W | Internal | Summer | B6 | 300 | 1600 | 0 | 44.71 | 42.1 | 5 | 0
2015 | NE_2_MISO_W | NE | MISO_W | Internal | Summer | B7 | 400 | 1600 | 0 | 35.91 | 35.91 | 5 | 0
2015 | NE_2_MISO_W | NE | MISO_W | Internal | Summer | B8 | 500 | 1600 | 0 | 33.43 | 33.37 | 5 | 0
2015 | NE_2_MISO_W | NE | MISO_W | Internal | Summer | B9 | 800 | 1600 | 0 | 33.43 | 32.9 | 5 | 0
2015 | NE_2_MISO_W | NE | MISO_W | Internal | Summer | B10 | 1262 | 1600 | 0 | 31.91 | 30.71 | 5 | 0
2015 | NE_2_MISO_W | NE | MISO_W | Internal | Winter | B16 | 25 | 1600 | 0 | 46.7 | 46.7 | 5 | 0
2015 | NE_2_MISO_W | NE | MISO_W | Internal | Winter | B17 | 100 | 1600 | 0 | 39.4 | 41.54 | 5 | 0
2015 | NE_2_MISO_W | NE | MISO_W | Internal | Winter | B18 | 400 | 1600 | 0 | 38.62 | 37.97 | 5 | 0
2015 | NE_2_MISO_W | NE | MISO_W | Internal | Winter | B19 | 700 | 1600 | 0 | 38.62 | 36.56 | 5 | 0
2015 | NE_2_MISO_W | NE | MISO_W | Internal | Winter | B20 | 935 | 1600 | 0 | 33.43 | 32.44 | 5 | 0
2015 | NE_2_SPP_N | NE | SPP_N | Internal | Shoulder | B11 | 25 | 1800 | 1800 | 46.51 | 53.51 | 0.01 | 6.99
2015 | NE_2_SPP_N | NE | SPP_N | Internal | Shoulder | B12 | 200 | 1800 | 1065.97 | 39.08 | 39.09 | 0.01 | 0
2015 | NE_2_SPP_N | NE | SPP_N | Internal | Shoulder | B13 | 600 | 1800 | 1800 | 37.28 | 37.6 | 0.01 | 0.31
2015 | NE_2_SPP_N | NE | SPP_N | Internal | Shoulder | B14 | 900 | 1800 | 1567.06 | 36.33 | 36.34 | 0.01 | 0
2015 | NE_2_SPP_N | NE | SPP_N | Internal | Shoulder | B15 | 1203 | 1800 | 1800 | 35.61 | 36.3 | 0.01 | 0.68
2015 | NE_2_SPP_N | NE | SPP_N | Internal | Summer | B1 | 10 | 1800 | 1579.05 | 58.75 | 58.76 | 0.01 | 0
2015 | NE_2_SPP_N | NE | SPP_N | Internal | Summer | B2 | 25 | 1800 | 1800 | 57.36 | 58.76 | 0.01 | 1.4
2015 | NE_2_SPP_N | NE | SPP_N | Internal | Summer | B3 | 75 | 1800 | 1800 | 57.36 | 58.76 | 0.01 | 1.4
2015 | NE_2_SPP_N | NE | SPP_N | Internal | Summer | B4 | 100 | 1800 | 1358.72 | 56.46 | 56.47 | 0.01 | 0
2015 | NE_2_SPP_N | NE | SPP_N | Internal | Summer | B5 | 200 | 1800 | 1426.69 | 52.81 | 52.82 | 0.01 | 0
2015 | NE_2_SPP_N | NE | SPP_N | Internal | Summer | B6 | 300 | 1800 | 1800 | 44.71 | 49.1 | 0.01 | 4.37
2015 | NE_2_SPP_N | NE | SPP_N | Internal | Summer | B7 | 400 | 1800 | 1800 | 35.91 | 42.91 | 0.01 | 6.99
2015 | NE_2_SPP_N | NE | SPP_N | Internal | Summer | B8 | 500 | 1800 | 1800 | 33.43 | 36.69 | 0.01 | 3.25
2015 | NE_2_SPP_N | NE | SPP_N | Internal | Summer | B9 | 800 | 1800 | 1800 | 33.43 | 35.12 | 0.01 | 1.68
2015 | NE_2_SPP_N | NE | SPP_N | Internal | Summer | B10 | 1262 | 1800 | 1800 | 31.91 | 34.55 | 0.01 | 2.63
2015 | NE_2_SPP_N | NE | SPP_N | Internal | Winter | B16 | 25 | 1800 | 1799.99 | 46.7 | 47.47 | 0.01 | 0.76
2015 | NE_2_SPP_N | NE | SPP_N | Internal | Winter | B17 | 100 | 1800 | 943.02 | 39.4 | 39.41 | 0.01 | 0
2015 | NE_2_SPP_N | NE | SPP_N | Internal | Winter | B18 | 400 | 1800 | 1800 | 38.62 | 38.72 | 0.01 | 0.09
2015 | NE_2_SPP_N | NE | SPP_N | Internal | Winter | B19 | 700 | 1800 | 1266.22 | 38.62 | 38.63 | 0.01 | 0
2015 | NE_2_SPP_N | NE | SPP_N | Internal | Winter | B20 | 935 | 1800 | 1800 | 33.43 | 38.07 | 0.01 | 4.63
2015 | NEISO_2_NYISO_A-F | NEISO | NYISO_A-F | Internal | Shoulder | B11 | 25 | 600 | 599.99 | 36.73 | 40.51 | 3 | 0.78
2015 | NEISO_2_NYISO_A-F | NEISO | NYISO_A-F | Internal | Shoulder | B12 | 200 | 600 | 599.99 | 36.73 | 39.84 | 3 | 0.11
2015 | NEISO_2_NYISO_A-F | NEISO | NYISO_A-F | Internal | Shoulder | B13 | 600 | 600 | 0 | 36.73 | 38.42 | 3 | 0
2015 | NEISO_2_NYISO_A-F | NEISO | NYISO_A-F | Internal | Shoulder | B14 | 900 | 600 | 0 | 36.73 | 38.42 | 3 | 0
2015 | NEISO_2_NYISO_A-F | NEISO | NYISO_A-F | Internal | Shoulder | B15 | 1203 | 600 | 0 | 36.73 | 38.42 | 3 | 0
2015 | NEISO_2_NYISO_A-F | NEISO | NYISO_A-F | Internal | Summer | B1 | 10 | 600 | 0 | 64.4 | 53.39 | 3 | 0
2015 | NEISO_2_NYISO_A-F | NEISO | NYISO_A-F | Internal | Summer | B2 | 25 | 600 | 0 | 53.66 | 51.8 | 3 | 0
2015 | NEISO_2_NYISO_A-F | NEISO | NYISO_A-F | Internal | Summer | B3 | 75 | 600 | 0 | 47.15 | 48.95 | 3 | 0
2015 | NEISO_2_NYISO_A-F | NEISO | NYISO_A-F | Internal | Summer | B4 | 100 | 600 | 600 | 37.76 | 45.28 | 3 | 4.52
2015 | NEISO_2_NYISO_A-F | NEISO | NYISO_A-F | Internal | Summer | B5 | 200 | 600 | 600 | 34.08 | 43 | 3 | 5.92
2015 | NEISO_2_NYISO_A-F | NEISO | NYISO_A-F | Internal | Summer | B6 | 300 | 600 | 600 | 34.08 | 42.08 | 3 | 4.99
2015 | NEISO_2_NYISO_A-F | NEISO | NYISO_A-F | Internal | Summer | B7 | 400 | 600 | 600 | 34.08 | 38.18 | 3 | 1.1
2015 | NEISO_2_NYISO_A-F | NEISO | NYISO_A-F | Internal | Summer | B8 | 500 | 600 | 597 | 34.08 | 37.08 | 3 | 0
2015 | NEISO_2_NYISO_A-F | NEISO | NYISO_A-F | Internal | Summer | B9 | 800 | 600 | 0.01 | 34.08 | 37.07 | 3 | 0
2015 | NEISO_2_NYISO_A-F | NEISO | NYISO_A-F | Internal | Summer | B10 | 1262 | 600 | 0 | 34.08 | 37.07 | 3 | 0
2015 | NEISO_2_NYISO_A-F | NEISO | NYISO_A-F | Internal | Winter | B16 | 25 | 600 | 0 | 44.99 | 45.86 | 3 | 0
2015 | NEISO_2_NYISO_A-F | NEISO | NYISO_A-F | Internal | Winter | B17 | 100 | 600 | 0 | 44.99 | 43.08 | 3 | 0
2015 | NEISO_2_NYISO_A-F | NEISO | NYISO_A-F | Internal | Winter | B18 | 400 | 600 | 0 | 44.99 | 43.08 | 3 | 0
2015 | NEISO_2_NYISO_A-F | NEISO | NYISO_A-F | Internal | Winter | B19 | 700 | 600 | 0 | 44.99 | 43.08 | 3 | 0
2015 | NEISO_2_NYISO_A-F | NEISO | NYISO_A-F | Internal | Winter | B20 | 935 | 600 | 0 | 44.99 | 43.08 | 3 | 0
2015 | NEISO_2_NYISO_G-I | NEISO | NYISO_G-I | Internal | Shoulder | B11 | 25 | 600 | 600 | 36.73 | 40.85 | 3 | 1.12
2015 | NEISO_2_NYISO_G-I | NEISO | NYISO_G-I | Internal | Shoulder | B12 | 200 | 600 | 600 | 36.73 | 40.85 | 3 | 1.12
2015 | NEISO_2_NYISO_G-I | NEISO | NYISO_G-I | Internal | Shoulder | B13 | 600 | 600 | 226.31 | 36.73 | 39.73 | 3 | 0
2015 | NEISO_2_NYISO_G-I | NEISO | NYISO_G-I | Internal | Shoulder | B14 | 900 | 600 | 0 | 36.73 | 39.38 | 3 | 0
2015 | NEISO_2_NYISO_G-I | NEISO | NYISO_G-I | Internal | Shoulder | B15 | 1203 | 600 | 0 | 36.73 | 38.43 | 3 | 0
2015 | NEISO_2_NYISO_G-I | NEISO | NYISO_G-I | Internal | Summer | B1 | 10 | 600 | 0.96 | 64.4 | 67.39 | 3 | 0
2015 | NEISO_2_NYISO_G-I | NEISO | NYISO_G-I | Internal | Summer | B2 | 25 | 600 | 0 | 53.66 | 54.06 | 3 | 0
2015 | NEISO_2_NYISO_G-I | NEISO | NYISO_G-I | Internal | Summer | B3 | 75 | 600 | 0.11 | 47.15 | 50.14 | 3 | 0
2015 | NEISO_2_NYISO_G-I | NEISO | NYISO_G-I | Internal | Summer | B4 | 100 | 600 | 600 | 37.76 | 50.14 | 3 | 9.38
2015 | NEISO_2_NYISO_G-I | NEISO | NYISO_G-I | Internal | Summer | B5 | 200 | 600 | 600 | 34.08 | 50.14 | 3 | 13.05
2015 | NEISO_2_NYISO_G-I | NEISO | NYISO_G-I | Internal | Summer | B6 | 300 | 600 | 600 | 34.08 | 50.11 | 3 | 13.03
2015 | NEISO_2_NYISO_G-I | NEISO | NYISO_G-I | Internal | Summer | B7 | 400 | 600 | 600 | 34.08 | 38.19 | 3 | 1.11
2015 | NEISO_2_NYISO_G-I | NEISO | NYISO_G-I | Internal | Summer | B8 | 500 | 600 | 600 | 34.08 | 37.75 | 3 | 0.67
2015 | NEISO_2_NYISO_G-I | NEISO | NYISO_G-I | Internal | Summer | B9 | 800 | 600 | 389.88 | 34.08 | 37.08 | 3 | 0
2015 | NEISO_2_NYISO_G-I | NEISO | NYISO_G-I | Internal | Summer | B10 | 1262 | 600 | 247.77 | 34.08 | 37.08 | 3 | 0
2015 | NEISO_2_NYISO_G-I | NEISO | NYISO_G-I | Internal | Winter | B16 | 25 | 600 | 600 | 44.99 | 51.77 | 3 | 3.78
2015 | NEISO_2_NYISO_G-I | NEISO | NYISO_G-I | Internal | Winter | B17 | 100 | 600 | 600 | 44.99 | 51.49 | 3 | 3.5
2015 | NEISO_2_NYISO_G-I | NEISO | NYISO_G-I | Internal | Winter | B18 | 400 | 600 | 600 | 44.99 | 50.29 | 3 | 2.3
2015 | NEISO_2_NYISO_G-I | NEISO | NYISO_G-I | Internal | Winter | B19 | 700 | 600 | 480.85 | 44.99 | 47.99 | 3 | 0
2015 | NEISO_2_NYISO_G-I | NEISO | NYISO_G-I | Internal | Winter | B20 | 935 | 600 | 0 | 44.99 | 46.43 | 3 | 0
2015 | NEISO_2_NYISO_J-K | NEISO | NYISO_J-K | Internal | Shoulder | B11 | 25 | 430 | 430 | 36.73 | 40.86 | 3 | 1.13
2015 | NEISO_2_NYISO_J-K | NEISO | NYISO_J-K | Internal | Shoulder | B12 | 200 | 430 | 430 | 36.73 | 40.86 | 3 | 1.13
2015 | NEISO_2_NYISO_J-K | NEISO | NYISO_J-K | Internal | Shoulder | B13 | 600 | 430 | 429.98 | 36.73 | 39.74 | 3 | 0.01
2015 | NEISO_2_NYISO_J-K | NEISO | NYISO_J-K | Internal | Shoulder | B14 | 900 | 430 | 0 | 36.73 | 39.39 | 3 | 0
2015 | NEISO_2_NYISO_J-K | NEISO | NYISO_J-K | Internal | Shoulder | B15 | 1203 | 430 | 0 | 36.73 | 38.44 | 3 | 0
2015 | NEISO_2_NYISO_J-K | NEISO | NYISO_J-K | Internal | Summer | B1 | 10 | 430 | 366.95 | 64.4 | 67.4 | 3 | 0
2015 | NEISO_2_NYISO_J-K | NEISO | NYISO_J-K | Internal | Summer | B2 | 25 | 430 | 0 | 53.66 | 54.07 | 3 | 0
2015 | NEISO_2_NYISO_J-K | NEISO | NYISO_J-K | Internal | Summer | B3 | 75 | 430 | 34.21 | 47.15 | 50.15 | 3 | 0
2015 | NEISO_2_NYISO_J-K | NEISO | NYISO_J-K | Internal | Summer | B4 | 100 | 430 | 430 | 37.76 | 50.15 | 3 | 9.39
2015 | NEISO_2_NYISO_J-K | NEISO | NYISO_J-K | Internal | Summer | B5 | 200 | 430 | 430 | 34.08 | 50.15 | 3 | 13.07
2015 | NEISO_2_NYISO_J-K | NEISO | NYISO_J-K | Internal | Summer | B6 | 300 | 430 | 430 | 34.08 | 50.12 | 3 | 13.04
2015 | NEISO_2_NYISO_J-K | NEISO | NYISO_J-K | Internal | Summer | B7 | 400 | 430 | 430 | 34.08 | 38.2 | 3 | 1.12
2015 | NEISO_2_NYISO_J-K | NEISO | NYISO_J-K | Internal | Summer | B8 | 500 | 430 | 430 | 34.08 | 37.77 | 3 | 0.69
2015 | NEISO_2_NYISO_J-K | NEISO | NYISO_J-K | Internal | Summer | B9 | 800 | 430 | 429.99 | 34.08 | 37.09 | 3 | 0.01
2015 | NEISO_2_NYISO_J-K | NEISO | NYISO_J-K | Internal | Summer | B10 | 1262 | 430 | 429.99 | 34.08 | 37.09 | 3 | 0.01
2015 | NEISO_2_NYISO_J-K | NEISO | NYISO_J-K | Internal | Winter | B16 | 25 | 430 | 430 | 44.99 | 51.78 | 3 | 3.79
2015 | NEISO_2_NYISO_J-K | NEISO | NYISO_J-K | Internal | Winter | B17 | 100 | 430 | 430 | 44.99 | 51.5 | 3 | 3.51
2015 | NEISO_2_NYISO_J-K | NEISO | NYISO_J-K | Internal | Winter | B18 | 400 | 430 | 430 | 44.99 | 50.3 | 3 | 2.31
2015 | NEISO_2_NYISO_J-K | NEISO | NYISO_J-K | Internal | Winter | B19 | 700 | 430 | 430 | 44.99 | 48.68 | 3 | 0.69
2015 | NEISO_2_NYISO_J-K | NEISO | NYISO_J-K | Internal | Winter | B20 | 935 | 430 | 0 | 44.99 | 46.44 | 3 | 0
2015 | NonRTO_Midwest_2_MISO_IN | NonRTO_Midwest | MISO_IN | Internal | Shoulder | B11 | 25 | 4450 | 0 | 54.51 | 46.51 | 8 | 0
2015 | NonRTO_Midwest_2_MISO_IN | NonRTO_Midwest | MISO_IN | Internal | Shoulder | B12 | 200 | 4450 | 0 | 47.87 | 39.87 | 8 | 0
2015 | NonRTO_Midwest_2_MISO_IN | NonRTO_Midwest | MISO_IN | Internal | Shoulder | B13 | 600 | 4450 | 0 | 44.76 | 37.28 | 8 | 0
2015 | NonRTO_Midwest_2_MISO_IN | NonRTO_Midwest | MISO_IN | Internal | Shoulder | B14 | 900 | 4450 | 0 | 35.69 | 35.8 | 8 | 0
2015 | NonRTO_Midwest_2_MISO_IN | NonRTO_Midwest | MISO_IN | Internal | Shoulder | B15 | 1203 | 4450 | 0 | 33.48 | 33.14 | 8 | 0
2015 | NonRTO_Midwest_2_MISO_IN | NonRTO_Midwest | MISO_IN | Internal | Summer | B1 | 10 | 4450 | 0 | 63.36 | 59.38 | 8 | 0
2015 | NonRTO_Midwest_2_MISO_IN | NonRTO_Midwest | MISO_IN | Internal | Summer | B2 | 25 | 4450 | 0 | 63.36 | 57.21 | 8 | 0
2015 | NonRTO_Midwest_2_MISO_IN | NonRTO_Midwest | MISO_IN | Internal | Summer | B3 | 75 | 4450 | 0 | 63.36 | 56.39 | 8 | 0
2015 | NonRTO_Midwest_2_MISO_IN | NonRTO_Midwest | MISO_IN | Internal | Summer | B4 | 100 | 4450 | 0 | 61.41 | 53.41 | 8 | 0
2015 | NonRTO_Midwest_2_MISO_IN | NonRTO_Midwest | MISO_IN | Internal | Summer | B5 | 200 | 4450 | 0 | 54.7 | 46.7 | 8 | 0
2015 | NonRTO_Midwest_2_MISO_IN | NonRTO_Midwest | MISO_IN | Internal | Summer | B6 | 300 | 4450 | 0 | 47.73 | 42.09 | 8 | 0
2015 | NonRTO_Midwest_2_MISO_IN | NonRTO_Midwest | MISO_IN | Internal | Summer | B7 | 400 | 4450 | 0 | 35.12 | 35.91 | 8 | 0
2015 | NonRTO_Midwest_2_MISO_IN | NonRTO_Midwest | MISO_IN | Internal | Summer | B8 | 500 | 4450 | 0 | 34.17 | 34.07 | 8 | 0
2015 | NonRTO_Midwest_2_MISO_IN | NonRTO_Midwest | MISO_IN | Internal | Summer | B9 | 800 | 4450 | 0 | 33.48 | 32.9 | 8 | 0
2015 | NonRTO_Midwest_2_MISO_IN | NonRTO_Midwest | MISO_IN | Internal | Summer | B10 | 1262 | 4450 | 0 | 33.2 | 32.29 | 8 | 0
2015 | NonRTO_Midwest_2_MISO_IN | NonRTO_Midwest | MISO_IN | Internal | Winter | B16 | 25 | 4450 | 0 | 54.72 | 46.72 | 8 | 0
2015 | NonRTO_Midwest_2_MISO_IN | NonRTO_Midwest | MISO_IN | Internal | Winter | B17 | 100 | 4450 | 0 | 50.77 | 42.77 | 8 | 0
2015 | NonRTO_Midwest_2_MISO_IN | NonRTO_Midwest | MISO_IN | Internal | Winter | B18 | 400 | 4450 | 0 | 45.97 | 37.97 | 8 | 0
2015 | NonRTO_Midwest_2_MISO_IN | NonRTO_Midwest | MISO_IN | Internal | Winter | B19 | 700 | 4450 | 0 | 35.88 | 36.37 | 8 | 0
2015 | NonRTO_Midwest_2_MISO_IN | NonRTO_Midwest | MISO_IN | Internal | Winter | B20 | 935 | 4450 | 0 | 33.52 | 32.44 | 8 | 0
2015 | NonRTO_Midwest_2_TVA_Transmission | NonRTO_Midwest | TVA_Transmission | Internal | Shoulder | B11 | 25 | 2400 | 0 | 54.51 | 53.92 | 8 | 0
2015 | NonRTO_Midwest_2_TVA_Transmission | NonRTO_Midwest | TVA_Transmission | Internal | Shoulder | B12 | 200 | 2400 | 0 | 47.87 | 43.31 | 8 | 0
2015 | NonRTO_Midwest_2_TVA_Transmission | NonRTO_Midwest | TVA_Transmission | Internal | Shoulder | B13 | 600 | 2400 | 0 | 44.76 | 41.7 | 8 | 0
2015 | NonRTO_Midwest_2_TVA_Transmission | NonRTO_Midwest | TVA_Transmission | Internal | Shoulder | B14 | 900 | 2400 | 0 | 35.69 | 40.58 | 8 | 0
2015 | NonRTO_Midwest_2_TVA_Transmission | NonRTO_Midwest | TVA_Transmission | Internal | Shoulder | B15 | 1203 | 2400 | 0 | 33.48 | 39.13 | 8 | 0
2015 | NonRTO_Midwest_2_TVA_Transmission | NonRTO_Midwest | TVA_Transmission | Internal | Summer | B1 | 10 | 2400 | 0 | 63.36 | 67.38 | 8 | 0
2015 | NonRTO_Midwest_2_TVA_Transmission | NonRTO_Midwest | TVA_Transmission | Internal | Summer | B2 | 25 | 2400 | 0 | 63.36 | 65.19 | 8 | 0
2015 | NonRTO_Midwest_2_TVA_Transmission | NonRTO_Midwest | TVA_Transmission | Internal | Summer | B3 | 75 | 2400 | 0 | 63.36 | 62.94 | 8 | 0
2015 | NonRTO_Midwest_2_TVA_Transmission | NonRTO_Midwest | TVA_Transmission | Internal | Summer | B4 | 100 | 2400 | 0 | 61.41 | 61.41 | 8 | 0
2015 | NonRTO_Midwest_2_TVA_Transmission | NonRTO_Midwest | TVA_Transmission | Internal | Summer | B5 | 200 | 2400 | 0 | 54.7 | 52.92 | 8 | 0
2015 | NonRTO_Midwest_2_TVA_Transmission | NonRTO_Midwest | TVA_Transmission | Internal | Summer | B6 | 300 | 2400 | 0 | 47.73 | 46.65 | 8 | 0
2015 | NonRTO_Midwest_2_TVA_Transmission | NonRTO_Midwest | TVA_Transmission | Internal | Summer | B7 | 400 | 2400 | 0 | 35.12 | 41.8 | 8 | 0
2015 | NonRTO_Midwest_2_TVA_Transmission | NonRTO_Midwest | TVA_Transmission | Internal | Summer | B8 | 500 | 2400 | 0 | 34.17 | 38.83 | 8 | 0
2015 | NonRTO_Midwest_2_TVA_Transmission | NonRTO_Midwest | TVA_Transmission | Internal | Summer | B9 | 800 | 2400 | 0 | 33.48 | 38.31 | 8 | 0
2015 | NonRTO_Midwest_2_TVA_Transmission | NonRTO_Midwest | TVA_Transmission | Internal | Summer | B10 | 1262 | 2400 | 0 | 33.2 | 36.98 | 8 | 0
2015 | NonRTO_Midwest_2_TVA_Transmission | NonRTO_Midwest | TVA_Transmission | Internal | Winter | B16 | 25 | 2400 | 0 | 54.72 | 54.71 | 8 | 0
2015 | NonRTO_Midwest_2_TVA_Transmission | NonRTO_Midwest | TVA_Transmission | Internal | Winter | B17 | 100 | 2400 | 0 | 50.77 | 45.75 | 8 | 0
2015 | NonRTO_Midwest_2_TVA_Transmission | NonRTO_Midwest | TVA_Transmission | Internal | Winter | B18 | 400 | 2400 | 0 | 45.97 | 42.26 | 8 | 0
2015 | NonRTO_Midwest_2_TVA_Transmission | NonRTO_Midwest | TVA_Transmission | Internal | Winter | B19 | 700 | 2400 | 0 | 35.88 | 40.61 | 8 | 0
2015 | NonRTO_Midwest_2_TVA_Transmission | NonRTO_Midwest | TVA_Transmission | Internal | Winter | B20 | 935 | 2400 | 0 | 33.52 | 39.28 | 8 | 0
2015 | NYISO_A-F_2_IESO | NYISO_A-F | IESO | Internal | Shoulder | B11 | 25 | 1600 | 0 | 40.51 | 33.51 | 7 | 0
2015 | NYISO_A-F_2_IESO | NYISO_A-F | IESO | Internal | Shoulder | B12 | 200 | 1600 | 0 | 39.84 | 32.84 | 7 | 0
2015 | NYISO_A-F_2_IESO | NYISO_A-F | IESO | Internal | Shoulder | B13 | 600 | 1600 | 0 | 38.42 | 28.81 | 7 | 0
2015 | NYISO_A-F_2_IESO | NYISO_A-F | IESO | Internal | Shoulder | B14 | 900 | 1600 | 0 | 38.42 | 28.81 | 7 | 0
2015 | NYISO_A-F_2_IESO | NYISO_A-F | IESO | Internal | Shoulder | B15 | 1203 | 1600 | 0 | 38.42 | 28.81 | 7 | 0
2015 | NYISO_A-F_2_IESO | NYISO_A-F | IESO | Internal | Summer | B1 | 10 | 1600 | 0 | 53.39 | 46.39 | 7 | 0
2015 | NYISO_A-F_2_IESO | NYISO_A-F | IESO | Internal | Summer | B2 | 25 | 1600 | 0 | 51.8 | 44.8 | 7 | 0
2015 | NYISO_A-F_2_IESO | NYISO_A-F | IESO | Internal | Summer | B3 | 75 | 1600 | 0 | 48.95 | 38.48 | 7 | 0
2015 | NYISO_A-F_2_IESO | NYISO_A-F | IESO | Internal | Summer | B4 | 100 | 1600 | 0 | 45.28 | 38.28 | 7 | 0
2015 | NYISO_A-F_2_IESO | NYISO_A-F | IESO | Internal | Summer | B5 | 200 | 1600 | 0 | 43 | 36 | 7 | 0
2015 | NYISO_A-F_2_IESO | NYISO_A-F | IESO | Internal | Summer | B6 | 300 | 1600 | 0 | 42.08 | 35.08 | 7 | 0
2015 | NYISO_A-F_2_IESO | NYISO_A-F | IESO | Internal | Summer | B7 | 400 | 1600 | 0 | 38.18 | 28.93 | 7 | 0
2015 | NYISO_A-F_2_IESO | NYISO_A-F | IESO | Internal | Summer | B8 | 500 | 1600 | 0 | 37.08 | 27.08 | 7 | 0
2015 | NYISO_A-F_2_IESO | NYISO_A-F | IESO | Internal | Summer | B9 | 800 | 1600 | 0 | 37.07 | 27.08 | 7 | 0
2015 | NYISO_A-F_2_IESO | NYISO_A-F | IESO | Internal | Summer | B10 | 1262 | 1600 | 0 | 37.07 | 27.08 | 7 | 0
2015 | NYISO_A-F_2_IESO | NYISO_A-F | IESO | Internal | Winter | B16 | 25 | 1600 | 0 | 45.86 | 38.86 | 7 | 0
2015 | NYISO_A-F_2_IESO | NYISO_A-F | IESO | Internal | Winter | B17 | 100 | 1600 | 0 | 43.08 | 35.77 | 7 | 0
2015 | NYISO_A-F_2_IESO | NYISO_A-F | IESO | Internal | Winter | B18 | 400 | 1600 | 0 | 43.08 | 31.47 | 7 | 0
2015 | NYISO_A-F_2_IESO | NYISO_A-F | IESO | Internal | Winter | B19 | 700 | 1600 | 0 | 43.08 | 31.47 | 7 | 0
2015 | NYISO_A-F_2_IESO | NYISO_A-F | IESO | Internal | Winter | B20 | 935 | 1600 | 0 | 43.08 | 31.47 | 7 | 0
2015 | NYISO_A-F_2_NEISO | NYISO_A-F | NEISO | Internal | Shoulder | B11 | 25 | 600 | 0 | 40.51 | 36.73 | 3 | 0
2015 | NYISO_A-F_2_NEISO | NYISO_A-F | NEISO | Internal | Shoulder | B12 | 200 | 600 | 0 | 39.84 | 36.73 | 3 | 0
2015 | NYISO_A-F_2_NEISO | NYISO_A-F | NEISO | Internal | Shoulder | B13 | 600 | 600 | 0 | 38.42 | 36.73 | 3 | 0
2015 | NYISO_A-F_2_NEISO | NYISO_A-F | NEISO | Internal | Shoulder | B14 | 900 | 600 | 0 | 38.42 | 36.73 | 3 | 0
2015 | NYISO_A-F_2_NEISO | NYISO_A-F | NEISO | Internal | Shoulder | B15 | 1203 | 600 | 0 | 38.42 | 36.73 | 3 | 0
2015 | NYISO_A-F_2_NEISO | NYISO_A-F | NEISO | Internal | Summer | B1 | 10 | 600 | 600 | 53.39 | 64.4 | 3 | 8.01
2015 | NYISO_A-F_2_NEISO | NYISO_A-F | NEISO | Internal | Summer | B2 | 25 | 600 | 0 | 51.8 | 53.66 | 3 | 0
2015 | NYISO_A-F_2_NEISO | NYISO_A-F | NEISO | Internal | Summer | B3 | 75 | 600 | 0 | 48.95 | 47.15 | 3 | 0
2015 | NYISO_A-F_2_NEISO | NYISO_A-F | NEISO | Internal | Summer | B4 | 100 | 600 | 0 | 45.28 | 37.76 | 3 | 0
2015 | NYISO_A-F_2_NEISO | NYISO_A-F | NEISO | Internal | Summer | B5 | 200 | 600 | 0 | 43 | 34.08 | 3 | 0
2015 | NYISO_A-F_2_NEISO | NYISO_A-F | NEISO | Internal | Summer | B6 | 300 | 600 | 0 | 42.08 | 34.08 | 3 | 0
2015 | NYISO_A-F_2_NEISO | NYISO_A-F | NEISO | Internal | Summer | B7 | 400 | 600 | 0 | 38.18 | 34.08 | 3 | 0
2015 | NYISO_A-F_2_NEISO | NYISO_A-F | NEISO | Internal | Summer | B8 | 500 | 600 | 0 | 37.08 | 34.08 | 3 | 0
2015 | NYISO_A-F_2_NEISO | NYISO_A-F | NEISO | Internal | Summer | B9 | 800 | 600 | 0 | 37.07 | 34.08 | 3 | 0
2015 | NYISO_A-F_2_NEISO | NYISO_A-F | NEISO | Internal | Summer | B10 | 1262 | 600 | 0 | 37.07 | 34.08 | 3 | 0
2015 | NYISO_A-F_2_NEISO | NYISO_A-F | NEISO | Internal | Winter | B16 | 25 | 600 | 0 | 45.86 | 44.99 | 3 | 0
2015 | NYISO_A-F_2_NEISO | NYISO_A-F | NEISO | Internal | Winter | B17 | 100 | 600 | 0 | 43.08 | 44.99 | 3 | 0
2015 | NYISO_A-F_2_NEISO | NYISO_A-F | NEISO | Internal | Winter | B18 | 400 | 600 | 0 | 43.08 | 44.99 | 3 | 0
2015 | NYISO_A-F_2_NEISO | NYISO_A-F | NEISO | Internal | Winter | B19 | 700 | 600 | 0 | 43.08 | 44.99 | 3 | 0
2015 | NYISO_A-F_2_NEISO | NYISO_A-F | NEISO | Internal | Winter | B20 | 935 | 600 | 0 | 43.08 | 44.99 | 3 | 0
2015 | NYISO_A-F_2_NYISO_G-I | NYISO_A-F | NYISO_G-I | Internal | Shoulder | B11 | 25 | 4250 | 4249.99 | 40.51 | 40.85 | 0.01 | 0.33
2015 | NYISO_A-F_2_NYISO_G-I | NYISO_A-F | NYISO_G-I | Internal | Shoulder | B12 | 200 | 4250 | 4250 | 39.84 | 40.85 | 0.01 | 0.99
2015 | NYISO_A-F_2_NYISO_G-I | NYISO_A-F | NYISO_G-I | Internal | Shoulder | B13 | 600 | 4250 | 4250 | 38.42 | 39.73 | 0.01 | 1.3
2015 | NYISO_A-F_2_NYISO_G-I | NYISO_A-F | NYISO_G-I | Internal | Shoulder | B14 | 900 | 4250 | 4250 | 38.42 | 39.38 | 0.01 | 0.95
2015 | NYISO_A-F_2_NYISO_G-I | NYISO_A-F | NYISO_G-I | Internal | Shoulder | B15 | 1203 | 4250 | 3249.59 | 38.42 | 38.43 | 0.01 | 0
2015 | NYISO_A-F_2_NYISO_G-I | NYISO_A-F | NYISO_G-I | Internal | Summer | B1 | 10 | 4250 | 4250 | 53.39 | 67.39 | 0.01 | 13.99
2015 | NYISO_A-F_2_NYISO_G-I | NYISO_A-F | NYISO_G-I | Internal | Summer | B2 | 25 | 4250 | 4250 | 51.8 | 54.06 | 0.01 | 2.25
2015 | NYISO_A-F_2_NYISO_G-I | NYISO_A-F | NYISO_G-I | Internal | Summer | B3 | 75 | 4250 | 4250 | 48.95 | 50.14 | 0.01 | 1.17
2015 | NYISO_A-F_2_NYISO_G-I | NYISO_A-F | NYISO_G-I | Internal | Summer | B4 | 100 | 4250 | 4250 | 45.28 | 50.14 | 0.01 | 4.84
2015 | NYISO_A-F_2_NYISO_G-I | NYISO_A-F | NYISO_G-I | Internal | Summer | B5 | 200 | 4250 | 4250 | 43 | 50.14 | 0.01 | 7.12
2015 | NYISO_A-F_2_NYISO_G-I | NYISO_A-F | NYISO_G-I | Internal | Summer | B6 | 300 | 4250 | 4250 | 42.08 | 50.11 | 0.01 | 8.02
2015 | NYISO_A-F_2_NYISO_G-I | NYISO_A-F | NYISO_G-I | Internal | Summer | B7 | 400 | 4250 | 3848.72 | 38.18 | 38.19 | 0.01 | 0
2015 | NYISO_A-F_2_NYISO_G-I | NYISO_A-F | NYISO_G-I | Internal | Summer | B8 | 500 | 4250 | 4250 | 37.08 | 37.75 | 0.01 | 0.66
2015 | NYISO_A-F_2_NYISO_G-I | NYISO_A-F | NYISO_G-I | Internal | Summer | B9 | 800 | 4250 | 3514.73 | 37.07 | 37.08 | 0.01 | 0
2015 | NYISO_A-F_2_NYISO_G-I | NYISO_A-F | NYISO_G-I | Internal | Summer | B10 | 1262 | 4250 | 1464.75 | 37.07 | 37.08 | 0.01 | 0
2015 | NYISO_A-F_2_NYISO_G-I | NYISO_A-F | NYISO_G-I | Internal | Winter | B16 | 25 | 4250 | 4250 | 45.86 | 51.77 | 0.01 | 5.9
2015 | NYISO_A-F_2_NYISO_G-I | NYISO_A-F | NYISO_G-I | Internal | Winter | B17 | 100 | 4250 | 4250 | 43.08 | 51.49 | 0.01 | 8.4
2015 | NYISO_A-F_2_NYISO_G-I | NYISO_A-F | NYISO_G-I | Internal | Winter | B18 | 400 | 4250 | 4250 | 43.08 | 50.29 | 0.01 | 7.2
2015 | NYISO_A-F_2_NYISO_G-I | NYISO_A-F | NYISO_G-I | Internal | Winter | B19 | 700 | 4250 | 4250 | 43.08 | 47.99 | 0.01 | 4.9
2015 | NYISO_A-F_2_NYISO_G-I | NYISO_A-F | NYISO_G-I | Internal | Winter | B20 | 935 | 4250 | 4250 | 43.08 | 46.43 | 0.01 | 3.34
2015 | NYISO_A-F_2_PJM_ROM | NYISO_A-F | PJM_ROM | Internal | Shoulder | B11 | 25 | 1000 | 425.03 | 40.51 | 48.51 | 8 | 0
2015 | NYISO_A-F_2_PJM_ROM | NYISO_A-F | PJM_ROM | Internal | Shoulder | B12 | 200 | 1000 | 0 | 39.84 | 41.88 | 8 | 0
2015 | NYISO_A-F_2_PJM_ROM | NYISO_A-F | PJM_ROM | Internal | Shoulder | B13 | 600 | 1000 | 0 | 38.42 | 39.57 | 8 | 0
2015 | NYISO_A-F_2_PJM_ROM | NYISO_A-F | PJM_ROM | Internal | Shoulder | B14 | 900 | 1000 | 0 | 38.42 | 37.83 | 8 | 0
2015 | NYISO_A-F_2_PJM_ROM | NYISO_A-F | PJM_ROM | Internal | Shoulder | B15 | 1203 | 1000 | 0 | 38.42 | 37.23 | 8 | 0
2015 | NYISO_A-F_2_PJM_ROM | NYISO_A-F | PJM_ROM | Internal | Summer | B1 | 10 | 1000 | 660.43 | 53.39 | 61.39 | 8 | 0
2015 | NYISO_A-F_2_PJM_ROM | NYISO_A-F | PJM_ROM | Internal | Summer | B2 | 25 | 1000 | 0 | 51.8 | 59.21 | 8 | 0
2015 | NYISO_A-F_2_PJM_ROM | NYISO_A-F | PJM_ROM | Internal | Summer | B3 | 75 | 1000 | 888.62 | 48.95 | 56.95 | 8 | 0
2015 | NYISO_A-F_2_PJM_ROM | NYISO_A-F | PJM_ROM | Internal | Summer | B4 | 100 | 1000 | 1000 | 45.28 | 55.4 | 8 | 2.12
2015 | NYISO_A-F_2_PJM_ROM | NYISO_A-F | PJM_ROM | Internal | Summer | B5 | 200 | 1000 | 0 | 43 | 48.72 | 8 | 0
2015 | NYISO_A-F_2_PJM_ROM | NYISO_A-F | PJM_ROM | Internal | Summer | B6 | 300 | 1000 | 0 | 42.08 | 44.1 | 8 | 0
2015 | NYISO_A-F_2_PJM_ROM | NYISO_A-F | PJM_ROM | Internal | Summer | B7 | 400 | 1000 | 0 | 38.18 | 37.94 | 8 | 0
2015 | NYISO_A-F_2_PJM_ROM | NYISO_A-F | PJM_ROM | Internal | Summer | B8 | 500 | 1000 | 0 | 37.08 | 37.43 | 8 | 0
2015 | NYISO_A-F_2_PJM_ROM | NYISO_A-F | PJM_ROM | Internal | Summer | B9 | 800 | 1000 | 0 | 37.07 | 35.21 | 8 | 0
2015 | NYISO_A-F_2_PJM_ROM | NYISO_A-F | PJM_ROM | Internal | Summer | B10 | 1262 | 1000 | 0 | 37.07 | 34.75 | 8 | 0
2015 | NYISO_A-F_2_PJM_ROM | NYISO_A-F | PJM_ROM | Internal | Winter | B16 | 25 | 1000 | 0 | 45.86 | 48.72 | 8 | 0
2015 | NYISO_A-F_2_PJM_ROM | NYISO_A-F | PJM_ROM | Internal | Winter | B17 | 100 | 1000 | 0 | 43.08 | 45.48 | 8 | 0
2015 | NYISO_A-F_2_PJM_ROM | NYISO_A-F | PJM_ROM | Internal | Winter | B18 | 400 | 1000 | 0 | 43.08 | 44.29 | 8 | 0
2015 | NYISO_A-F_2_PJM_ROM | NYISO_A-F | PJM_ROM | Internal | Winter | B19 | 700 | 1000 | 0 | 43.08 | 41.95 | 8 | 0
2015 | NYISO_A-F_2_PJM_ROM | NYISO_A-F | PJM_ROM | Internal | Winter | B20 | 935 | 1000 | 0 | 43.08 | 37.32 | 8 | 0
2015 | NYISO_G-I_2_NEISO | NYISO_G-I | NEISO | Internal | Shoulder | B11 | 25 | 600 | 0 | 40.85 | 36.73 | 3 | 0
2015 | NYISO_G-I_2_NEISO | NYISO_G-I | NEISO | Internal | Shoulder | B12 | 200 | 600 | 0 | 40.85 | 36.73 | 3 | 0
2015 | NYISO_G-I_2_NEISO | NYISO_G-I | NEISO | Internal | Shoulder | B13 | 600 | 600 | 0 | 39.73 | 36.73 | 3 | 0
2015 | NYISO_G-I_2_NEISO | NYISO_G-I | NEISO | Internal | Shoulder | B14 | 900 | 600 | 0 | 39.38 | 36.73 | 3 | 0
2015 | NYISO_G-I_2_NEISO | NYISO_G-I | NEISO | Internal | Shoulder | B15 | 1203 | 600 | 0 | 38.43 | 36.73 | 3 | 0
2015 | NYISO_G-I_2_NEISO | NYISO_G-I | NEISO | Internal | Summer | B1 | 10 | 600 | 0 | 67.39 | 64.4 | 3 | 0
2015 | NYISO_G-I_2_NEISO | NYISO_G-I | NEISO | Internal | Summer | B2 | 25 | 600 | 0 | 54.06 | 53.66 | 3 | 0
2015 | NYISO_G-I_2_NEISO | NYISO_G-I | NEISO | Internal | Summer | B3 | 75 | 600 | 0 | 50.14 | 47.15 | 3 | 0
2015 | NYISO_G-I_2_NEISO | NYISO_G-I | NEISO | Internal | Summer | B4 | 100 | 600 | 0 | 50.14 | 37.76 | 3 | 0
2015 | NYISO_G-I_2_NEISO | NYISO_G-I | NEISO | Internal | Summer | B5 | 200 | 600 | 0 | 50.14 | 34.08 | 3 | 0
2015 | NYISO_G-I_2_NEISO | NYISO_G-I | NEISO | Internal | Summer | B6 | 300 | 600 | 0 | 50.11 | 34.08 | 3 | 0
2015 | NYISO_G-I_2_NEISO | NYISO_G-I | NEISO | Internal | Summer | B7 | 400 | 600 | 0 | 38.19 | 34.08 | 3 | 0
2015 | NYISO_G-I_2_NEISO | NYISO_G-I | NEISO | Internal | Summer | B8 | 500 | 600 | 0 | 37.75 | 34.08 | 3 | 0
2015 | NYISO_G-I_2_NEISO | NYISO_G-I | NEISO | Internal | Summer | B9 | 800 | 600 | 0 | 37.08 | 34.08 | 3 | 0
2015 | NYISO_G-I_2_NEISO | NYISO_G-I | NEISO | Internal | Summer | B10 | 1262 | 600 | 0 | 37.08 | 34.08 | 3 | 0
2015 | NYISO_G-I_2_NEISO | NYISO_G-I | NEISO | Internal | Winter | B16 | 25 | 600 | 0 | 51.77 | 44.99 | 3 | 0
2015 | NYISO_G-I_2_NEISO | NYISO_G-I | NEISO | Internal | Winter | B17 | 100 | 600 | 0 | 51.49 | 44.99 | 3 | 0
2015 | NYISO_G-I_2_NEISO | NYISO_G-I | NEISO | Internal | Winter | B18 | 400 | 600 | 0 | 50.29 | 44.99 | 3 | 0
2015 | NYISO_G-I_2_NEISO | NYISO_G-I | NEISO | Internal | Winter | B19 | 700 | 600 | 0 | 47.99 | 44.99 | 3 | 0
2015 | NYISO_G-I_2_NEISO | NYISO_G-I | NEISO | Internal | Winter | B20 | 935 | 600 | 0 | 46.43 | 44.99 | 3 | 0
2015 | NYISO_G-I_2_NYISO_A-F | NYISO_G-I | NYISO_A-F | Internal | Shoulder | B11 | 25 | 1999 | 0.01 | 40.85 | 40.51 | 0.01 | 0
2015 | NYISO_G-I_2_NYISO_A-F | NYISO_G-I | NYISO_A-F | Internal | Shoulder | B12 | 200 | 1999 | 0 | 40.85 | 39.84 | 0.01 | 0
2015 | NYISO_G-I_2_NYISO_A-F | NYISO_G-I | NYISO_A-F | Internal | Shoulder | B13 | 600 | 1999 | 0 | 39.73 | 38.42 | 0.01 | 0
2015 | NYISO_G-I_2_NYISO_A-F | NYISO_G-I | NYISO_A-F | Internal | Shoulder | B14 | 900 | 1999 | 0 | 39.38 | 38.42 | 0.01 | 0
2015 | NYISO_G-I_2_NYISO_A-F | NYISO_G-I | NYISO_A-F | Internal | Shoulder | B15 | 1203 | 1999 | 0 | 38.43 | 38.42 | 0.01 | 0
2015 | NYISO_G-I_2_NYISO_A-F | NYISO_G-I | NYISO_A-F | Internal | Summer | B1 | 10 | 1999 | 0 | 67.39 | 53.39 | 0.01 | 0
2015 | NYISO_G-I_2_NYISO_A-F | NYISO_G-I | NYISO_A-F | Internal | Summer | B2 | 25 | 1999 | 0 | 54.06 | 51.8 | 0.01 | 0
2015 | NYISO_G-I_2_NYISO_A-F | NYISO_G-I | NYISO_A-F | Internal | Summer | B3 | 75 | 1999 | 0 | 50.14 | 48.95 | 0.01 | 0
2015 | NYISO_G-I_2_NYISO_A-F | NYISO_G-I | NYISO_A-F | Internal | Summer | B4 | 100 | 1999 | 0 | 50.14 | 45.28 | 0.01 | 0
2015 | NYISO_G-I_2_NYISO_A-F | NYISO_G-I | NYISO_A-F | Internal | Summer | B5 | 200 | 1999 | 0 | 50.14 | 43 | 0.01 | 0
2015 | NYISO_G-I_2_NYISO_A-F | NYISO_G-I | NYISO_A-F | Internal | Summer | B6 | 300 | 1999 | 0 | 50.11 | 42.08 | 0.01 | 0
2015 | NYISO_G-I_2_NYISO_A-F | NYISO_G-I | NYISO_A-F | Internal | Summer | B7 | 400 | 1999 | 0.01 | 38.19 | 38.18 | 0.01 | 0
2015 | NYISO_G-I_2_NYISO_A-F | NYISO_G-I | NYISO_A-F | Internal | Summer | B8 | 500 | 1999 | 0 | 37.75 | 37.08 | 0.01 | 0
2015 | NYISO_G-I_2_NYISO_A-F | NYISO_G-I | NYISO_A-F | Internal | Summer | B9 | 800 | 1999 | 0 | 37.08 | 37.07 | 0.01 | 0
2015 | NYISO_G-I_2_NYISO_A-F | NYISO_G-I | NYISO_A-F | Internal | Summer | B10 | 1262 | 1999 | 0 | 37.08 | 37.07 | 0.01 | 0
2015 | NYISO_G-I_2_NYISO_A-F | NYISO_G-I | NYISO_A-F | Internal | Winter | B16 | 25 | 1999 | 0 | 51.77 | 45.86 | 0.01 | 0
2015 | NYISO_G-I_2_NYISO_A-F | NYISO_G-I | NYISO_A-F | Internal | Winter | B17 | 100 | 1999 | 0 | 51.49 | 43.08 | 0.01 | 0
2015 | NYISO_G-I_2_NYISO_A-F | NYISO_G-I | NYISO_A-F | Internal | Winter | B18 | 400 | 1999 | 0 | 50.29 | 43.08 | 0.01 | 0
2015 | NYISO_G-I_2_NYISO_A-F | NYISO_G-I | NYISO_A-F | Internal | Winter | B19 | 700 | 1999 | 0 | 47.99 | 43.08 | 0.01 | 0
2015 | NYISO_G-I_2_NYISO_A-F | NYISO_G-I | NYISO_A-F | Internal | Winter | B20 | 935 | 1999 | 0 | 46.43 | 43.08 | 0.01 | 0
2015 | NYISO_G-I_2_NYISO_J-K | NYISO_G-I | NYISO_J-K | Internal | Shoulder | B11 | 25 | 6130 | 4868.77 | 40.85 | 40.86 | 0.01 | 0
2015 | NYISO_G-I_2_NYISO_J-K | NYISO_G-I | NYISO_J-K | Internal | Shoulder | B12 | 200 | 6130 | 4937.53 | 40.85 | 40.86 | 0.01 | 0
2015 | NYISO_G-I_2_NYISO_J-K | NYISO_G-I | NYISO_J-K | Internal | Shoulder | B13 | 600 | 6130 | 4685.74 | 39.73 | 39.74 | 0.01 | 0
2015 | NYISO_G-I_2_NYISO_J-K | NYISO_G-I | NYISO_J-K | Internal | Shoulder | B14 | 900 | 6130 | 4407.15 | 39.38 | 39.39 | 0.01 | 0
2015 | NYISO_G-I_2_NYISO_J-K | NYISO_G-I | NYISO_J-K | Internal | Shoulder | B15 | 1203 | 6130 | 3196.8 | 38.43 | 38.44 | 0.01 | 0
2015 | NYISO_G-I_2_NYISO_J-K | NYISO_G-I | NYISO_J-K | Internal | Summer | B1 | 10 | 6130 | 3459.92 | 67.39 | 67.4 | 0.01 | 0
2015 | NYISO_G-I_2_NYISO_J-K | NYISO_G-I | NYISO_J-K | Internal | Summer | B2 | 25 | 6130 | 3622.41 | 54.06 | 54.07 | 0.01 | 0
2015 | NYISO_G-I_2_NYISO_J-K | NYISO_G-I | NYISO_J-K | Internal | Summer | B3 | 75 | 6130 | 4028.9 | 50.14 | 50.15 | 0.01 | 0
2015 | NYISO_G-I_2_NYISO_J-K | NYISO_G-I | NYISO_J-K | Internal | Summer | B4 | 100 | 6130 | 4899.2 | 50.14 | 50.15 | 0.01 | 0
2015 | NYISO_G-I_2_NYISO_J-K | NYISO_G-I | NYISO_J-K | Internal | Summer | B5 | 200 | 6130 | 5035.64 | 50.14 | 50.15 | 0.01 | 0
2015 | NYISO_G-I_2_NYISO_J-K | NYISO_G-I | NYISO_J-K | Internal | Summer | B6 | 300 | 6130 | 5645.1 | 50.11 | 50.12 | 0.01 | 0
2015 | NYISO_G-I_2_NYISO_J-K | NYISO_G-I | NYISO_J-K | Internal | Summer | B7 | 400 | 6130 | 5008.79 | 38.19 | 38.2 | 0.01 | 0
2015 | NYISO_G-I_2_NYISO_J-K | NYISO_G-I | NYISO_J-K | Internal | Summer | B8 | 500 | 6130 | 5566.15 | 37.75 | 37.77 | 0.01 | 0
2015 | NYISO_G-I_2_NYISO_J-K | NYISO_G-I | NYISO_J-K | Internal | Summer | B9 | 800 | 6130 | 4827.09 | 37.08 | 37.09 | 0.01 | 0
2015 | NYISO_G-I_2_NYISO_J-K | NYISO_G-I | NYISO_J-K | Internal | Summer | B10 | 1262 | 6130 | 3080.1 | 37.08 | 37.09 | 0.01 | 0
2015 | NYISO_G-I_2_NYISO_J-K | NYISO_G-I | NYISO_J-K | Internal | Winter | B16 | 25 | 6130 | 5386.68 | 51.77 | 51.78 | 0.01 | 0
2015 | NYISO_G-I_2_NYISO_J-K | NYISO_G-I | NYISO_J-K | Internal | Winter | B17 | 100 | 6130 | 5539.97 | 51.49 | 51.5 | 0.01 | 0
2015 | NYISO_G-I_2_NYISO_J-K | NYISO_G-I | NYISO_J-K | Internal | Winter | B18 | 400 | 6130 | 5575.16 | 50.29 | 50.3 | 0.01 | 0
2015 | NYISO_G-I_2_NYISO_J-K | NYISO_G-I | NYISO_J-K | Internal | Winter | B19 | 700 | 6130 | 6130 | 47.99 | 48.68 | 0.01 | 0.68
2015 | NYISO_G-I_2_NYISO_J-K | NYISO_G-I | NYISO_J-K | Internal | Winter | B20 | 935 | 6130 | 5261.3 | 46.43 | 46.44 | 0.01 | 0
2015 | NYISO_G-I_2_PJM_E | NYISO_G-I | PJM_E | Internal | Shoulder | B11 | 25 | 1500 | 0.01 | 40.85 | 48.5 | 8 | 0
2015 | NYISO_G-I_2_PJM_E | NYISO_G-I | PJM_E | Internal | Shoulder | B12 | 200 | 1500 | 0 | 40.85 | 41.89 | 8 | 0
2015 | NYISO_G-I_2_PJM_E | NYISO_G-I | PJM_E | Internal | Shoulder | B13 | 600 | 1500 | 0 | 39.73 | 39.58 | 8 | 0
2015 | NYISO_G-I_2_PJM_E | NYISO_G-I | PJM_E | Internal | Shoulder | B14 | 900 | 1500 | 0 | 39.38 | 37.84 | 8 | 0
2015 | NYISO_G-I_2_PJM_E | NYISO_G-I | PJM_E | Internal | Shoulder | B15 | 1203 | 1500 | 0 | 38.43 | 37.24 | 8 | 0
2015 | NYISO_G-I_2_PJM_E | NYISO_G-I | PJM_E | Internal | Summer | B1 | 10 | 1500 | 0 | 67.39 | 61.4 | 8 | 0
2015 | NYISO_G-I_2_PJM_E | NYISO_G-I | PJM_E | Internal | Summer | B2 | 25 | 1500 | 0 | 54.06 | 59.22 | 8 | 0
2015 | NYISO_G-I_2_PJM_E | NYISO_G-I | PJM_E | Internal | Summer | B3 | 75 | 1500 | 0 | 50.14 | 56.96 | 8 | 0
2015 | NYISO_G-I_2_PJM_E | NYISO_G-I | PJM_E | Internal | Summer | B4 | 100 | 1500 | 0 | 50.14 | 55.41 | 8 | 0
2015 | NYISO_G-I_2_PJM_E | NYISO_G-I | PJM_E | Internal | Summer | B5 | 200 | 1500 | 0 | 50.14 | 48.73 | 8 | 0
2015 | NYISO_G-I_2_PJM_E | NYISO_G-I | PJM_E | Internal | Summer | B6 | 300 | 1500 | 0 | 50.11 | 44.11 | 8 | 0
2015 | NYISO_G-I_2_PJM_E | NYISO_G-I | PJM_E | Internal | Summer | B7 | 400 | 1500 | 0 | 38.19 | 37.95 | 8 | 0
2015 | NYISO_G-I_2_PJM_E | NYISO_G-I | PJM_E | Internal | Summer | B8 | 500 | 1500 | 0 | 37.75 | 37.44 | 8 | 0
2015 | NYISO_G-I_2_PJM_E | NYISO_G-I | PJM_E | Internal | Summer | B9 | 800 | 1500 | 0 | 37.08 | 35.22 | 8 | 0
2015 | NYISO_G-I_2_PJM_E | NYISO_G-I | PJM_E | Internal | Summer | B10 | 1262 | 1500 | 0 | 37.08 | 34.77 | 8 | 0
2015 | NYISO_G-I_2_PJM_E | NYISO_G-I | PJM_E | Internal | Winter | B16 | 25 | 1500 | 0 | 51.77 | 48.73 | 8 | 0
2015 | NYISO_G-I_2_PJM_E | NYISO_G-I | PJM_E | Internal | Winter | B17 | 100 | 1500 | 0 | 51.49 | 45.49 | 8 | 0
2015 | NYISO_G-I_2_PJM_E | NYISO_G-I | PJM_E | Internal | Winter | B18 | 400 | 1500 | 0 | 50.29 | 44.3 | 8 | 0
2015 | NYISO_G-I_2_PJM_E | NYISO_G-I | PJM_E | Internal | Winter | B19 | 700 | 1500 | 0 | 47.99 | 41.96 | 8 | 0
2015 | NYISO_G-I_2_PJM_E | NYISO_G-I | PJM_E | Internal | Winter | B20 | 935 | 1500 | 0 | 46.43 | 37.33 | 8 | 0
2015 | NYISO_J-K_2_NEISO | NYISO_J-K | NEISO | Internal | Shoulder | B11 | 25 | 0.01 | 0 | 40.86 | 36.73 | 3 | 0.4
2015 | NYISO_J-K_2_NEISO | NYISO_J-K | NEISO | Internal | Shoulder | B12 | 200 | 0.01 | 0 | 40.86 | 36.73 | 3 | 0.06
2015 | NYISO_J-K_2_NEISO | NYISO_J-K | NEISO | Internal | Shoulder | B13 | 600 | 0.01 | 0 | 39.74 | 36.73 | 3 | 0.02
2015 | NYISO_J-K_2_NEISO | NYISO_J-K | NEISO | Internal | Shoulder | B14 | 900 | 0.01 | 0 | 39.39 | 36.73 | 3 | 0.01
2015 | NYISO_J-K_2_NEISO | NYISO_J-K | NEISO | Internal | Shoulder | B15 | 1203 | 0.01 | 0 | 38.44 | 36.73 | 3 | 0.01
2015 | NYISO_J-K_2_NEISO | NYISO_J-K | NEISO | Internal | Summer | B1 | 10 | 0.01 | 0 | 67.4 | 64.4 | 3 | 1.04
2015 | NYISO_J-K_2_NEISO | NYISO_J-K | NEISO | Internal | Summer | B2 | 25 | 0.01 | 0 | 54.07 | 53.66 | 3 | 0.4
2015 | NYISO_J-K_2_NEISO | NYISO_J-K | NEISO | Internal | Summer | B3 | 75 | 0.01 | 0 | 50.15 | 47.15 | 3 | 0.15
2015 | NYISO_J-K_2_NEISO | NYISO_J-K | NEISO | Internal | Summer | B4 | 100 | 0.01 | 0 | 50.15 | 37.76 | 3 | 0.11
2015 | NYISO_J-K_2_NEISO | NYISO_J-K | NEISO | Internal | Summer | B5 | 200 | 0.01 | 0 | 50.15 | 34.08 | 3 | 0.06
2015 | NYISO_J-K_2_NEISO | NYISO_J-K | NEISO | Internal | Summer | B6 | 300 | 0.01 | 0 | 50.12 | 34.08 | 3 | 0.04
2015 | NYISO_J-K_2_NEISO | NYISO_J-K | NEISO | Internal | Summer | B7 | 400 | 0.01 | 0 | 38.2 | 34.08 | 3 | 0.03
2015 | NYISO_J-K_2_NEISO | NYISO_J-K | NEISO | Internal | Summer | B8 | 500 | 0.01 | 0 | 37.77 | 34.08 | 3 | 0.02
2015 | NYISO_J-K_2_NEISO | NYISO_J-K | NEISO | Internal | Summer | B9 | 800 | 0.01 | 0 | 37.09 | 34.08 | 3 | 0.02
2015 | NYISO_J-K_2_NEISO | NYISO_J-K | NEISO | Internal | Summer | B10 | 1262 | 0.01 | 0 | 37.09 | 34.08 | 3 | 0.01
2015 | NYISO_J-K_2_NEISO | NYISO_J-K | NEISO | Internal | Winter | B16 | 25 | 0.01 | 0 | 51.78 | 44.99 | 3 | 0.4
2015 | NYISO_J-K_2_NEISO | NYISO_J-K | NEISO | Internal | Winter | B17 | 100 | 0.01 | 0 | 51.5 | 44.99 | 3 | 0.11
2015 | NYISO_J-K_2_NEISO | NYISO_J-K | NEISO | Internal | Winter | B18 | 400 | 0.01 | 0 | 50.3 | 44.99 | 3 | 0.03
2015 | NYISO_J-K_2_NEISO | NYISO_J-K | NEISO | Internal | Winter | B19 | 700 | 0.01 | 0 | 48.68 | 44.99 | 3 | 0.02
2015 | NYISO_J-K_2_NEISO | NYISO_J-K | NEISO | Internal | Winter | B20 | 935 | 0.01 | 0 | 46.44 | 44.99 | 3 | 0.01
2015 | NYISO_J-K_2_NYISO_G-I | NYISO_J-K | NYISO_G-I | Internal | Shoulder | B11 | 25 | 1999 | 0.19 | 40.86 | 40.85 | 0.01 | 0
2015 | NYISO_J-K_2_NYISO_G-I | NYISO_J-K | NYISO_G-I | Internal | Shoulder | B12 | 200 | 1999 | 0.02 | 40.86 | 40.85 | 0.01 | 0
2015 | NYISO_J-K_2_NYISO_G-I | NYISO_J-K | NYISO_G-I | Internal | Shoulder | B13 | 600 | 1999 | 0 | 39.74 | 39.73 | 0.01 | 0
2015 | NYISO_J-K_2_NYISO_G-I | NYISO_J-K | NYISO_G-I | Internal | Shoulder | B14 | 900 | 1999 | 0 | 39.39 | 39.38 | 0.01 | 0
2015 | NYISO_J-K_2_NYISO_G-I | NYISO_J-K | NYISO_G-I | Internal | Shoulder | B15 | 1203 | 1999 | 0 | 38.44 | 38.43 | 0.01 | 0
2015 | NYISO_J-K_2_NYISO_G-I | NYISO_J-K | NYISO_G-I | Internal | Summer | B1 | 10 | 1999 | 0.48 | 67.4 | 67.39 | 0.01 | 0
2015 | NYISO_J-K_2_NYISO_G-I | NYISO_J-K | NYISO_G-I | Internal | Summer | B2 | 25 | 1999 | 0.2 | 54.07 | 54.06 | 0.01 | 0
2015 | NYISO_J-K_2_NYISO_G-I | NYISO_J-K | NYISO_G-I | Internal | Summer | B3 | 75 | 1999 | 0.07 | 50.15 | 50.14 | 0.01 | 0
2015 | NYISO_J-K_2_NYISO_G-I | NYISO_J-K | NYISO_G-I | Internal | Summer | B4 | 100 | 1999 | 0.05 | 50.15 | 50.14 | 0.01 | 0
2015 | NYISO_J-K_2_NYISO_G-I | NYISO_J-K | NYISO_G-I | Internal | Summer | B5 | 200 | 1999 | 0.02 | 50.15 | 50.14 | 0.01 | 0
2015 | NYISO_J-K_2_NYISO_G-I | NYISO_J-K | NYISO_G-I | Internal | Summer | B6 | 300 | 1999 | 0.02 | 50.12 | 50.11 | 0.01 | 0
2015 | NYISO_J-K_2_NYISO_G-I | NYISO_J-K | NYISO_G-I | Internal | Summer | B7 | 400 | 1999 | 0.01 | 38.2 | 38.19 | 0.01 | 0
2015 | NYISO_J-K_2_NYISO_G-I | NYISO_J-K | NYISO_G-I | Internal | Summer | B8 | 500 | 1999 | 0 | 37.77 | 37.75 | 0.01 | 0
2015 | NYISO_J-K_2_NYISO_G-I | NYISO_J-K | NYISO_G-I | Internal | Summer | B9 | 800 | 1999 | 0 | 37.09 | 37.08 | 0.01 | 0
2015 | NYISO_J-K_2_NYISO_G-I | NYISO_J-K | NYISO_G-I | Internal | Summer | B10 | 1262 | 1999 | 0 | 37.09 | 37.08 | 0.01 | 0
2015 | NYISO_J-K_2_NYISO_G-I | NYISO_J-K | NYISO_G-I | Internal | Winter | B16 | 25 | 1999 | 0.19 | 51.78 | 51.77 | 0.01 | 0
2015 | NYISO_J-K_2_NYISO_G-I | NYISO_J-K | NYISO_G-I | Internal | Winter | B17 | 100 | 1999 | 0.05 | 51.5 | 51.49 | 0.01 | 0
2015 | NYISO_J-K_2_NYISO_G-I | NYISO_J-K | NYISO_G-I | Internal | Winter | B18 | 400 | 1999 | 0.01 | 50.3 | 50.29 | 0.01 | 0
2015 | NYISO_J-K_2_NYISO_G-I | NYISO_J-K | NYISO_G-I | Internal | Winter | B19 | 700 | 1999 | 0 | 48.68 | 47.99 | 0.01 | 0
2015 | NYISO_J-K_2_NYISO_G-I | NYISO_J-K | NYISO_G-I | Internal | Winter | B20 | 935 | 1999 | 0 | 46.44 | 46.43 | 0.01 | 0
2015 | NYISO_J-K_2_PJM_E | NYISO_J-K | PJM_E | Internal | Shoulder | B11 | 25 | 0.01 | 0 | 40.86 | 48.5 | 8 | 0.61
2015 | NYISO_J-K_2_PJM_E | NYISO_J-K | PJM_E | Internal | Shoulder | B12 | 200 | 0.01 | 0 | 40.86 | 41.89 | 8 | 0.06
2015 | NYISO_J-K_2_PJM_E | NYISO_J-K | PJM_E | Internal | Shoulder | B13 | 600 | 0.01 | 0 | 39.74 | 39.58 | 8 | 0.02
2015 | NYISO_J-K_2_PJM_E | NYISO_J-K | PJM_E | Internal | Shoulder | B14 | 900 | 0.01 | 0 | 39.39 | 37.84 | 8 | 0.01
2015 | NYISO_J-K_2_PJM_E | NYISO_J-K | PJM_E | Internal | Shoulder | B15 | 1203 | 0.01 | 0 | 38.44 | 37.24 | 8 | 0.01
2015 | NYISO_J-K_2_PJM_E | NYISO_J-K | PJM_E | Internal | Summer | B1 | 10 | 0.01 | 0 | 67.4 | 61.4 | 8 | 0.94
2015 | NYISO_J-K_2_PJM_E | NYISO_J-K | PJM_E | Internal | Summer | B2 | 25 | 0.01 | 0 | 54.07 | 59.22 | 8 | 0.41
2015 | NYISO_J-K_2_PJM_E | NYISO_J-K | PJM_E | Internal | Summer | B3 | 75 | 0.01 | 0 | 50.15 | 56.96 | 8 | 0.15
2015 | NYISO_J-K_2_PJM_E | NYISO_J-K | PJM_E | Internal | Summer | B4 | 100 | 0.01 | 0 | 50.15 | 55.41 | 8 | 0.12
2015 | NYISO_J-K_2_PJM_E | NYISO_J-K | PJM_E | Internal | Summer | B5 | 200 | 0.01 | 0 | 50.15 | 48.73 | 8 | 0.06
2015 | NYISO_J-K_2_PJM_E | NYISO_J-K | PJM_E | Internal | Summer | B6 | 300 | 0.01 | 0 | 50.12 | 44.11 | 8 | 0.04
2015 | NYISO_J-K_2_PJM_E | NYISO_J-K | PJM_E | Internal | Summer | B7 | 400 | 0.01 | 0 | 38.2 | 37.95 | 8 | 0.03
2015 | NYISO_J-K_2_PJM_E | NYISO_J-K | PJM_E | Internal | Summer | B8 | 500 | 0.01 | 0 | 37.77 | 37.44 | 8 | 0.02
2015 | NYISO_J-K_2_PJM_E | NYISO_J-K | PJM_E | Internal | Summer | B9 | 800 | 0.01 | 0 | 37.09 | 35.22 | 8 | 0.01
2015 | NYISO_J-K_2_PJM_E | NYISO_J-K | PJM_E | Internal | Summer | B10 | 1262 | 0.01 | 0 | 37.09 | 34.77 | 8 | 0.01
2015 | NYISO_J-K_2_PJM_E | NYISO_J-K | PJM_E | Internal | Winter | B16 | 25 | 0.01 | 0 | 51.78 | 48.73 | 8 | 0.4
2015 | NYISO_J-K_2_PJM_E | NYISO_J-K | PJM_E | Internal | Winter | B17 | 100 | 0.01 | 0 | 51.5 | 45.49 | 8 | 0.11
2015 | NYISO_J-K_2_PJM_E | NYISO_J-K | PJM_E | Internal | Winter | B18 | 400 | 0.01 | 0 | 50.3 | 44.3 | 8 | 0.03
2015 | NYISO_J-K_2_PJM_E | NYISO_J-K | PJM_E | Internal | Winter | B19 | 700 | 0.01 | 0 | 48.68 | 41.96 | 8 | 0.02
2015 | NYISO_J-K_2_PJM_E | NYISO_J-K | PJM_E | Internal | Winter | B20 | 935 | 0.01 | 0 | 46.44 | 37.33 | 8 | 0.01
2015 | PJM_E_2_NYISO_G-I | PJM_E | NYISO_G-I | Internal | Shoulder | B11 | 25 | 500 | 0 | 48.5 | 40.85 | 6 | 0
2015 | PJM_E_2_NYISO_G-I | PJM_E | NYISO_G-I | Internal | Shoulder | B12 | 200 | 500 | 0 | 41.89 | 40.85 | 6 | 0
2015 | PJM_E_2_NYISO_G-I | PJM_E | NYISO_G-I | Internal | Shoulder | B13 | 600 | 500 | 0 | 39.58 | 39.73 | 6 | 0
2015 | PJM_E_2_NYISO_G-I | PJM_E | NYISO_G-I | Internal | Shoulder | B14 | 900 | 500 | 0 | 37.84 | 39.38 | 6 | 0
2015 | PJM_E_2_NYISO_G-I | PJM_E | NYISO_G-I | Internal | Shoulder | B15 | 1203 | 500 | 0 | 37.24 | 38.43 | 6 | 0
2015 | PJM_E_2_NYISO_G-I | PJM_E | NYISO_G-I | Internal | Summer | B1 | 10 | 500 | 0.81 | 61.4 | 67.39 | 6 | 0
2015 | PJM_E_2_NYISO_G-I | PJM_E | NYISO_G-I | Internal | Summer | B2 | 25 | 500 | 0 | 59.22 | 54.06 | 6 | 0
2015 | PJM_E_2_NYISO_G-I | PJM_E | NYISO_G-I | Internal | Summer | B3 | 75 | 500 | 0 | 56.96 | 50.14 | 6 | 0
2015 | PJM_E_2_NYISO_G-I | PJM_E | NYISO_G-I | Internal | Summer | B4 | 100 | 500 | 0 | 55.41 | 50.14 | 6 | 0
2015 | PJM_E_2_NYISO_G-I | PJM_E | NYISO_G-I | Internal | Summer | B5 | 200 | 500 | 0 | 48.73 | 50.14 | 6 | 0
2015 | PJM_E_2_NYISO_G-I | PJM_E | NYISO_G-I | Internal | Summer | B6 | 300 | 500 | 413.41 | 44.11 | 50.11 | 6 | 0
2015 | PJM_E_2_NYISO_G-I | PJM_E | NYISO_G-I | Internal | Summer | B7 | 400 | 500 | 0 | 37.95 | 38.19 | 6 | 0
2015 | PJM_E_2_NYISO_G-I | PJM_E | NYISO_G-I | Internal | Summer | B8 | 500 | 500 | 0 | 37.44 | 37.75 | 6 | 0
2015 | PJM_E_2_NYISO_G-I | PJM_E | NYISO_G-I | Internal | Summer | B9 | 800 | 500 | 0 | 35.22 | 37.08 | 6 | 0
2015 | PJM_E_2_NYISO_G-I | PJM_E | NYISO_G-I | Internal | Summer | B10 | 1262 | 500 | 0 | 34.77 | 37.08 | 6 | 0
2015 | PJM_E_2_NYISO_G-I | PJM_E | NYISO_G-I | Internal | Winter | B16 | 25 | 500 | 0 | 48.73 | 51.77 | 6 | 0
2015 | PJM_E_2_NYISO_G-I | PJM_E | NYISO_G-I | Internal | Winter | B17 | 100 | 500 | 20.27 | 45.49 | 51.49 | 6 | 0
2015 | PJM_E_2_NYISO_G-I | PJM_E | NYISO_G-I | Internal | Winter | B18 | 400 | 500 | 0.02 | 44.3 | 50.29 | 6 | 0
2015 | PJM_E_2_NYISO_G-I | PJM_E | NYISO_G-I | Internal | Winter | B19 | 700 | 500 | 500 | 41.96 | 47.99 | 6 | 0.04
2015 | PJM_E_2_NYISO_G-I | PJM_E | NYISO_G-I | Internal | Winter | B20 | 935 | 500 | 500 | 37.33 | 46.43 | 6 | 3.1
2015 | PJM_E_2_NYISO_J-K | PJM_E | NYISO_J-K | Internal | Shoulder | B11 | 25 | 330 | 0 | 48.5 | 40.86 | 6 | 0
2015 | PJM_E_2_NYISO_J-K | PJM_E | NYISO_J-K | Internal | Shoulder | B12 | 200 | 330 | 0 | 41.89 | 40.86 | 6 | 0
2015 | PJM_E_2_NYISO_J-K | PJM_E | NYISO_J-K | Internal | Shoulder | B13 | 600 | 330 | 0 | 39.58 | 39.74 | 6 | 0
2015 | PJM_E_2_NYISO_J-K | PJM_E | NYISO_J-K | Internal | Shoulder | B14 | 900 | 330 | 0 | 37.84 | 39.39 | 6 | 0
2015 | PJM_E_2_NYISO_J-K | PJM_E | NYISO_J-K | Internal | Shoulder | B15 | 1203 | 330 | 0 | 37.24 | 38.44 | 6 | 0
2015 | PJM_E_2_NYISO_J-K | PJM_E | NYISO_J-K | Internal | Summer | B1 | 10 | 330 | 111.72 | 61.4 | 67.4 | 6 | 0
2015 | PJM_E_2_NYISO_J-K | PJM_E | NYISO_J-K | Internal | Summer | B2 | 25 | 330 | 0 | 59.22 | 54.07 | 6 | 0
2015 | PJM_E_2_NYISO_J-K | PJM_E | NYISO_J-K | Internal | Summer | B3 | 75 | 330 | 0 | 56.96 | 50.15 | 6 | 0
2015 | PJM_E_2_NYISO_J-K | PJM_E | NYISO_J-K | Internal | Summer | B4 | 100 | 330 | 0 | 55.41 | 50.15 | 6 | 0
2015 | PJM_E_2_NYISO_J-K | PJM_E | NYISO_J-K | Internal | Summer | B5 | 200 | 330 | 0 | 48.73 | 50.15 | 6 | 0
2015 | PJM_E_2_NYISO_J-K | PJM_E | NYISO_J-K | Internal | Summer | B6 | 300 | 330 | 329.97 | 44.11 | 50.12 | 6 | 0.01
2015 | PJM_E_2_NYISO_J-K | PJM_E | NYISO_J-K | Internal | Summer | B7 | 400 | 330 | 0 | 37.95 | 38.2 | 6 | 0
2015 | PJM_E_2_NYISO_J-K | PJM_E | NYISO_J-K | Internal | Summer | B8 | 500 | 330 | 0 | 37.44 | 37.77 | 6 | 0
2015 | PJM_E_2_NYISO_J-K | PJM_E | NYISO_J-K | Internal | Summer | B9 | 800 | 330 | 0 | 35.22 | 37.09 | 6 | 0
2015 | PJM_E_2_NYISO_J-K | PJM_E | NYISO_J-K | Internal | Summer | B10 | 1262 | 330 | 0 | 34.77 | 37.09 | 6 | 0
2015 | PJM_E_2_NYISO_J-K | PJM_E | NYISO_J-K | Internal | Winter | B16 | 25 | 330 | 0 | 48.73 | 51.78 | 6 | 0
2015 | PJM_E_2_NYISO_J-K | PJM_E | NYISO_J-K | Internal | Winter | B17 | 100 | 330 | 329.89 | 45.49 | 51.5 | 6 | 0.01
2015 | PJM_E_2_NYISO_J-K | PJM_E | NYISO_J-K | Internal | Winter | B18 | 400 | 330 | 203.57 | 44.3 | 50.3 | 6 | 0
2015 | PJM_E_2_NYISO_J-K | PJM_E | NYISO_J-K | Internal | Winter | B19 | 700 | 330 | 330 | 41.96 | 48.68 | 6 | 0.73
2015 | PJM_E_2_NYISO_J-K | PJM_E | NYISO_J-K | Internal | Winter | B20 | 935 | 330 | 330 | 37.33 | 46.44 | 6 | 3.11
2015 | PJM_E_2_PJM_ROM | PJM_E | PJM_ROM | Internal | Shoulder | B11 | 25 | 8000 | 1268.78 | 48.5 | 48.51 | 0.01 | 0
2015 | PJM_E_2_PJM_ROM | PJM_E | PJM_ROM | Internal | Shoulder | B12 | 200 | 8000 | 0.03 | 41.89 | 41.88 | 0.01 | 0
2015 | PJM_E_2_PJM_ROM | PJM_E | PJM_ROM | Internal | Shoulder | B13 | 600 | 8000 | 0 | 39.58 | 39.57 | 0.01 | 0
2015 | PJM_E_2_PJM_ROM | PJM_E | PJM_ROM | Internal | Shoulder | B14 | 900 | 8000 | 0 | 37.84 | 37.83 | 0.01 | 0
2015 | PJM_E_2_PJM_ROM | PJM_E | PJM_ROM | Internal | Shoulder | B15 | 1203 | 8000 | 0 | 37.24 | 37.23 | 0.01 | 0
2015 | PJM_E_2_PJM_ROM | PJM_E | PJM_ROM | Internal | Summer | B1 | 10 | 8000 | 0.49 | 61.4 | 61.39 | 0.01 | 0
2015 | PJM_E_2_PJM_ROM | PJM_E | PJM_ROM | Internal | Summer | B2 | 25 | 8000 | 0.2 | 59.22 | 59.21 | 0.01 | 0
2015 | PJM_E_2_PJM_ROM | PJM_E | PJM_ROM | Internal | Summer | B3 | 75 | 8000 | 0.07 | 56.96 | 56.95 | 0.01 | 0
2015 | PJM_E_2_PJM_ROM | PJM_E | PJM_ROM | Internal | Summer | B4 | 100 | 8000 | 0.05 | 55.41 | 55.4 | 0.01 | 0
2015 | PJM_E_2_PJM_ROM | PJM_E | PJM_ROM | Internal | Summer | B5 | 200 | 8000 | 0.03 | 48.73 | 48.72 | 0.01 | 0
2015 | PJM_E_2_PJM_ROM | PJM_E | PJM_ROM | Internal | Summer | B6 | 300 | 8000 | 0.02 | 44.11 | 44.1 | 0.01 | 0
2015 | PJM_E_2_PJM_ROM | PJM_E | PJM_ROM | Internal | Summer | B7 | 400 | 8000 | 0.01 | 37.95 | 37.94 | 0.01 | 0
2015 | PJM_E_2_PJM_ROM | PJM_E | PJM_ROM | Internal | Summer | B8 | 500 | 8000 | 0.01 | 37.44 | 37.43 | 0.01 | 0
2015 | PJM_E_2_PJM_ROM | PJM_E | PJM_ROM | Internal | Summer | B9 | 800 | 8000 | 0 | 35.22 | 35.21 | 0.01 | 0
2015 | PJM_E_2_PJM_ROM | PJM_E | PJM_ROM | Internal | Summer | B10 | 1262 | 8000 | 0 | 34.77 | 34.75 | 0.01 | 0
2015 | PJM_E_2_PJM_ROM | PJM_E | PJM_ROM | Internal | Winter | B16 | 25 | 8000 | 0.2 | 48.73 | 48.72 | 0.01 | 0
2015 | PJM_E_2_PJM_ROM | PJM_E | PJM_ROM | Internal | Winter | B17 | 100 | 8000 | 0.05 | 45.49 | 45.48 | 0.01 | 0
2015 | PJM_E_2_PJM_ROM | PJM_E | PJM_ROM | Internal | Winter | B18 | 400 | 8000 | 0.01 | 44.3 | 44.29 | 0.01 | 0
2015 | PJM_E_2_PJM_ROM | PJM_E | PJM_ROM | Internal | Winter | B19 | 700 | 8000 | 0 | 41.96 | 41.95 | 0.01 | 0
2015 | PJM_E_2_PJM_ROM | PJM_E | PJM_ROM | Internal | Winter | B20 | 935 | 8000 | 0 | 37.33 | 37.32 | 0.01 | 0
2015 | PJM_ROR_2_MISO_IN | PJM_ROR | MISO_IN | Internal | Shoulder | B11 | 25 | 909 | 0 | 48.5 | 46.51 | 2 | 0
2015 | PJM_ROR_2_MISO_IN | PJM_ROR | MISO_IN | Internal | Shoulder | B12 | 200 | 909 | 0 | 41.87 | 39.87 | 2 | 0
2015 | PJM_ROR_2_MISO_IN | PJM_ROR | MISO_IN | Internal | Shoulder | B13 | 600 | 909 | 0 | 39.55 | 37.28 | 2 | 0
2015 | PJM_ROR_2_MISO_IN | PJM_ROR | MISO_IN | Internal | Shoulder | B14 | 900 | 909 | 0 | 37.81 | 35.8 | 2 | 0
2015 | PJM_ROR_2_MISO_IN | PJM_ROR | MISO_IN | Internal | Shoulder | B15 | 1203 | 909 | 0 | 34.99 | 33.14 | 2 | 0
2015 | PJM_ROR_2_MISO_IN | PJM_ROR | MISO_IN | Internal | Summer | B1 | 10 | 909 | 0 | 61.38 | 59.38 | 2 | 0
2015 | PJM_ROR_2_MISO_IN | PJM_ROR | MISO_IN | Internal | Summer | B2 | 25 | 909 | 0 | 59.19 | 57.21 | 2 | 0
2015 | PJM_ROR_2_MISO_IN | PJM_ROR | MISO_IN | Internal | Summer | B3 | 75 | 909 | 0 | 56.94 | 56.39 | 2 | 0
2015 | PJM_ROR_2_MISO_IN | PJM_ROR | MISO_IN | Internal | Summer | B4 | 100 | 909 | 0 | 55.41 | 53.41 | 2 | 0
2015 | PJM_ROR_2_MISO_IN | PJM_ROR | MISO_IN | Internal | Summer | B5 | 200 | 909 | 0 | 48.71 | 46.7 | 2 | 0
2015 | PJM_ROR_2_MISO_IN | PJM_ROR | MISO_IN | Internal | Summer | B6 | 300 | 909 | 0 | 44.09 | 42.09 | 2 | 0
2015 | PJM_ROR_2_MISO_IN | PJM_ROR | MISO_IN | Internal | Summer | B7 | 400 | 909 | 0 | 37.93 | 35.91 | 2 | 0
2015 | PJM_ROR_2_MISO_IN | PJM_ROR | MISO_IN | Internal | Summer | B8 | 500 | 909 | 0 | 36.08 | 34.07 | 2 | 0
2015 | PJM_ROR_2_MISO_IN | PJM_ROR | MISO_IN | Internal | Summer | B9 | 800 | 909 | 0 | 34.89 | 32.9 | 2 | 0
2015 | PJM_ROR_2_MISO_IN | PJM_ROR | MISO_IN | Internal | Summer | B10 | 1262 | 909 | 0 | 32.7 | 32.29 | 2 | 0
2015 | PJM_ROR_2_MISO_IN | PJM_ROR | MISO_IN | Internal | Winter | B16 | 25 | 909 | 0 | 48.71 | 46.72 | 2 | 0
2015 | PJM_ROR_2_MISO_IN | PJM_ROR | MISO_IN | Internal | Winter | B17 | 100 | 909 | 0 | 44.85 | 42.77 | 2 | 0
2015 | PJM_ROR_2_MISO_IN | PJM_ROR | MISO_IN | Internal | Winter | B18 | 400 | 909 | 0 | 39.97 | 37.97 | 2 | 0
2015 | PJM_ROR_2_MISO_IN | PJM_ROR | MISO_IN | Internal | Winter | B19 | 700 | 909 | 0 | 38.37 | 36.37 | 2 | 0
2015 | PJM_ROR_2_MISO_IN | PJM_ROR | MISO_IN | Internal | Winter | B20 | 935 | 909 | 0 | 34.43 | 32.44 | 2 | 0
2015 | PJM_ROR_2_MISO_MI | PJM_ROR | MISO_MI | Internal | Shoulder | B11 | 25 | 1305 | 0 | 48.5 | 46.5 | 2 | 0
2015 | PJM_ROR_2_MISO_MI | PJM_ROR | MISO_MI | Internal | Shoulder | B12 | 200 | 1305 | 0 | 41.87 | 39.87 | 2 | 0
2015 | PJM_ROR_2_MISO_MI | PJM_ROR | MISO_MI | Internal | Shoulder | B13 | 600 | 1305 | 0 | 39.55 | 37.29 | 2 | 0
2015 | PJM_ROR_2_MISO_MI | PJM_ROR | MISO_MI | Internal | Shoulder | B14 | 900 | 1305 | 0 | 37.81 | 35.81 | 2 | 0
2015 | PJM_ROR_2_MISO_MI | PJM_ROR | MISO_MI | Internal | Shoulder | B15 | 1203 | 1305 | 0 | 34.99 | 33.15 | 2 | 0
2015 | PJM_ROR_2_MISO_MI | PJM_ROR | MISO_MI | Internal | Summer | B1 | 10 | 1305 | 0 | 61.38 | 57.41 | 2 | 0
2015 | PJM_ROR_2_MISO_MI | PJM_ROR | MISO_MI | Internal | Summer | B2 | 25 | 1305 | 0 | 59.19 | 57.19 | 2 | 0
2015 | PJM_ROR_2_MISO_MI | PJM_ROR | MISO_MI | Internal | Summer | B3 | 75 | 1305 | 0 | 56.94 | 51.97 | 2 | 0
2015 | PJM_ROR_2_MISO_MI | PJM_ROR | MISO_MI | Internal | Summer | B4 | 100 | 1305 | 0 | 55.41 | 51.97 | 2 | 0
2015 | PJM_ROR_2_MISO_MI | PJM_ROR | MISO_MI | Internal | Summer | B5 | 200 | 1305 | 0 | 48.71 | 45.44 | 2 | 0
2015 | PJM_ROR_2_MISO_MI | PJM_ROR | MISO_MI | Internal | Summer | B6 | 300 | 1305 | 0 | 44.09 | 42.08 | 2 | 0
2015 | PJM_ROR_2_MISO_MI | PJM_ROR | MISO_MI | Internal | Summer | B7 | 400 | 1305 | 0 | 37.93 | 35.93 | 2 | 0
2015 | PJM_ROR_2_MISO_MI | PJM_ROR | MISO_MI | Internal | Summer | B8 | 500 | 1305 | 0 | 36.08 | 34.08 | 2 | 0
2015 | PJM_ROR_2_MISO_MI | PJM_ROR | MISO_MI | Internal | Summer | B9 | 800 | 1305 | 0 | 34.89 | 32.92 | 2 | 0
2015 | PJM_ROR_2_MISO_MI | PJM_ROR | MISO_MI | Internal | Summer | B10 | 1262 | 1305 | 0 | 32.7 | 32.3 | 2 | 0
2015 | PJM_ROR_2_MISO_MI | PJM_ROR | MISO_MI | Internal | Winter | B16 | 25 | 1305 | 0 | 48.71 | 46.71 | 2 | 0
2015 | PJM_ROR_2_MISO_MI | PJM_ROR | MISO_MI | Internal | Winter | B17 | 100 | 1305 | 0 | 44.85 | 42.77 | 2 | 0
2015 | PJM_ROR_2_MISO_MI | PJM_ROR | MISO_MI | Internal | Winter | B18 | 400 | 1305 | 0 | 39.97 | 37.98 | 2 | 0
2015 | PJM_ROR_2_MISO_MI | PJM_ROR | MISO_MI | Internal | Winter | B19 | 700 | 1305 | 0 | 38.37 | 36.38 | 2 | 0
2015 | PJM_ROR_2_MISO_MI | PJM_ROR | MISO_MI | Internal | Winter | B20 | 935 | 1305 | 0 | 34.43 | 32.45 | 2 | 0
2015 | PJM_ROR_2_MISO_MO-IL | PJM_ROR | MISO_MO-IL | Internal | Shoulder | B11 | 25 | 1111 | 0 | 48.5 | 46.5 | 2 | 0
2015 | PJM_ROR_2_MISO_MO-IL | PJM_ROR | MISO_MO-IL | Internal | Shoulder | B12 | 200 | 1111 | 0 | 41.87 | 39.85 | 2 | 0
2015 | PJM_ROR_2_MISO_MO-IL | PJM_ROR | MISO_MO-IL | Internal | Shoulder | B13 | 600 | 1111 | 0 | 39.55 | 37.27 | 2 | 0
2015 | PJM_ROR_2_MISO_MO-IL | PJM_ROR | MISO_MO-IL | Internal | Shoulder | B14 | 900 | 1111 | 0 | 37.81 | 35.79 | 2 | 0
2015 | PJM_ROR_2_MISO_MO-IL | PJM_ROR | MISO_MO-IL | Internal | Shoulder | B15 | 1203 | 1111 | 0 | 34.99 | 32.99 | 2 | 0
2015 | PJM_ROR_2_MISO_MO-IL | PJM_ROR | MISO_MO-IL | Internal | Summer | B1 | 10 | 1111 | 0 | 61.38 | 59.38 | 2 | 0
2015 | PJM_ROR_2_MISO_MO-IL | PJM_ROR | MISO_MO-IL | Internal | Summer | B2 | 25 | 1111 | 0 | 59.19 | 57.19 | 2 | 0
2015 | PJM_ROR_2_MISO_MO-IL | PJM_ROR | MISO_MO-IL | Internal | Summer | B3 | 75 | 1111 | 0 | 56.94 | 56.4 | 2 | 0
2015 | PJM_ROR_2_MISO_MO-IL | PJM_ROR | MISO_MO-IL | Internal | Summer | B4 | 100 | 1111 | 0 | 55.41 | 53.42 | 2 | 0
2015 | PJM_ROR_2_MISO_MO-IL | PJM_ROR | MISO_MO-IL | Internal | Summer | B5 | 200 | 1111 | 0 | 48.71 | 46.71 | 2 | 0
2015 | PJM_ROR_2_MISO_MO-IL | PJM_ROR | MISO_MO-IL | Internal | Summer | B6 | 300 | 1111 | 0 | 44.09 | 42.09 | 2 | 0
2015 | PJM_ROR_2_MISO_MO-IL | PJM_ROR | MISO_MO-IL | Internal | Summer | B7 | 400 | 1111 | 0 | 37.93 | 35.9 | 2 | 0
2015 | PJM_ROR_2_MISO_MO-IL | PJM_ROR | MISO_MO-IL | Internal | Summer | B8 | 500 | 1111 | 0 | 36.08 | 33.39 | 2 | 0
2015 | PJM_ROR_2_MISO_MO-IL | PJM_ROR | MISO_MO-IL | Internal | Summer | B9 | 800 | 1111 | 0 | 34.89 | 32.89 | 2 | 0
2015 | PJM_ROR_2_MISO_MO-IL | PJM_ROR | MISO_MO-IL | Internal | Summer | B10 | 1262 | 1111 | 0 | 32.7 | 30.7 | 2 | 0
2015 | PJM_ROR_2_MISO_MO-IL | PJM_ROR | MISO_MO-IL | Internal | Winter | B16 | 25 | 1111 | 0 | 48.71 | 46.71 | 2 | 0
2015 | PJM_ROR_2_MISO_MO-IL | PJM_ROR | MISO_MO-IL | Internal | Winter | B17 | 100 | 1111 | 0 | 44.85 | 41.55 | 2 | 0
2015 | PJM_ROR_2_MISO_MO-IL | PJM_ROR | MISO_MO-IL | Internal | Winter | B18 | 400 | 1111 | 0 | 39.97 | 37.96 | 2 | 0
2015 | PJM_ROR_2_MISO_MO-IL | PJM_ROR | MISO_MO-IL | Internal | Winter | B19 | 700 | 1111 | 0 | 38.37 | 36.36 | 2 | 0
2015 | PJM_ROR_2_MISO_MO-IL | PJM_ROR | MISO_MO-IL | Internal | Winter | B20 | 935 | 1111 | 0 | 34.43 | 32.43 | 2 | 0
2015 | PJM_ROR_2_MISO_W | PJM_ROR | MISO_W | Internal | Shoulder | B11 | 25 | 709 | 0 | 48.5 | 46.51 | 2 | 0
2015 | PJM_ROR_2_MISO_W | PJM_ROR | MISO_W | Internal | Shoulder | B12 | 200 | 709 | 0 | 41.87 | 39.85 | 2 | 0
2015 | PJM_ROR_2_MISO_W | PJM_ROR | MISO_W | Internal | Shoulder | B13 | 600 | 709 | 0 | 39.55 | 37.28 | 2 | 0
2015 | PJM_ROR_2_MISO_W | PJM_ROR | MISO_W | Internal | Shoulder | B14 | 900 | 709 | 0 | 37.81 | 35.81 | 2 | 0
2015 | PJM_ROR_2_MISO_W | PJM_ROR | MISO_W | Internal | Shoulder | B15 | 1203 | 709 | 0 | 34.99 | 33.15 | 2 | 0
2015 | PJM_ROR_2_MISO_W | PJM_ROR | MISO_W | Internal | Summer | B1 | 10 | 709 | 0 | 61.38 | 59.37 | 2 | 0
2015 | PJM_ROR_2_MISO_W | PJM_ROR | MISO_W | Internal | Summer | B2 | 25 | 709 | 0 | 59.19 | 57.21 | 2 | 0
2015 | PJM_ROR_2_MISO_W | PJM_ROR | MISO_W | Internal | Summer | B3 | 75 | 709 | 0 | 56.94 | 56.67 | 2 | 0
2015 | PJM_ROR_2_MISO_W | PJM_ROR | MISO_W | Internal | Summer | B4 | 100 | 709 | 0 | 55.41 | 55.69 | 2 | 0
2015 | PJM_ROR_2_MISO_W | PJM_ROR | MISO_W | Internal | Summer | B5 | 200 | 709 | 0 | 48.71 | 46.72 | 2 | 0
2015 | PJM_ROR_2_MISO_W | PJM_ROR | MISO_W | Internal | Summer | B6 | 300 | 709 | 0 | 44.09 | 42.1 | 2 | 0
2015 | PJM_ROR_2_MISO_W | PJM_ROR | MISO_W | Internal | Summer | B7 | 400 | 709 | 0 | 37.93 | 35.91 | 2 | 0
2015 | PJM_ROR_2_MISO_W | PJM_ROR | MISO_W | Internal | Summer | B8 | 500 | 709 | 0 | 36.08 | 33.37 | 2 | 0
2015 | PJM_ROR_2_MISO_W | PJM_ROR | MISO_W | Internal | Summer | B9 | 800 | 709 | 0 | 34.89 | 32.9 | 2 | 0
2015 | PJM_ROR_2_MISO_W | PJM_ROR | MISO_W | Internal | Summer | B10 | 1262 | 709 | 0 | 32.7 | 30.71 | 2 | 0
2015 | PJM_ROR_2_MISO_W | PJM_ROR | MISO_W | Internal | Winter | B16 | 25 | 709 | 0 | 48.71 | 46.7 | 2 | 0
2015 | PJM_ROR_2_MISO_W | PJM_ROR | MISO_W | Internal | Winter | B17 | 100 | 709 | 0 | 44.85 | 41.54 | 2 | 0
2015 | PJM_ROR_2_MISO_W | PJM_ROR | MISO_W | Internal | Winter | B18 | 400 | 709 | 0 | 39.97 | 37.97 | 2 | 0
2015 | PJM_ROR_2_MISO_W | PJM_ROR | MISO_W | Internal | Winter | B19 | 700 | 709 | 0 | 38.37 | 36.56 | 2 | 0
2015 | PJM_ROR_2_MISO_W | PJM_ROR | MISO_W | Internal | Winter | B20 | 935 | 709 | 0 | 34.43 | 32.44 | 2 | 0
2015 | PJM_ROR_2_MISO_WUMS | PJM_ROR | MISO_WUMS | Internal | Shoulder | B11 | 25 | 1467 | 0 | 48.5 | 46.52 | 2 | 0
2015 | PJM_ROR_2_MISO_WUMS | PJM_ROR | MISO_WUMS | Internal | Shoulder | B12 | 200 | 1467 | 0 | 41.87 | 39.87 | 2 | 0
2015 | PJM_ROR_2_MISO_WUMS | PJM_ROR | MISO_WUMS | Internal | Shoulder | B13 | 600 | 1467 | 0 | 39.55 | 37.55 | 2 | 0
2015 | PJM_ROR_2_MISO_WUMS | PJM_ROR | MISO_WUMS | Internal | Shoulder | B14 | 900 | 1467 | 0 | 37.81 | 35.82 | 2 | 0
2015 | PJM_ROR_2_MISO_WUMS | PJM_ROR | MISO_WUMS | Internal | Shoulder | B15 | 1203 | 1467 | 0 | 34.99 | 33.16 | 2 | 0
2015 | PJM_ROR_2_MISO_WUMS | PJM_ROR | MISO_WUMS | Internal | Summer | B1 | 10 | 1467 | 0 | 61.38 | 59.38 | 2 | 0
2015 | PJM_ROR_2_MISO_WUMS | PJM_ROR | MISO_WUMS | Internal | Summer | B2 | 25 | 1467 | 0 | 59.19 | 57.22 | 2 | 0
2015 | PJM_ROR_2_MISO_WUMS | PJM_ROR | MISO_WUMS | Internal | Summer | B3 | 75 | 1467 | 0 | 56.94 | 56.68 | 2 | 0
2015 | PJM_ROR_2_MISO_WUMS | PJM_ROR | MISO_WUMS | Internal | Summer | B4 | 100 | 1467 | 0 | 55.41 | 55.7 | 2 | 0
2015 | PJM_ROR_2_MISO_WUMS | PJM_ROR | MISO_WUMS | Internal | Summer | B5 | 200 | 1467 | 0 | 48.71 | 46.71 | 2 | 0
2015 | PJM_ROR_2_MISO_WUMS | PJM_ROR | MISO_WUMS | Internal | Summer | B6 | 300 | 1467 | 0 | 44.09 | 42.09 | 2 | 0
2015 | PJM_ROR_2_MISO_WUMS | PJM_ROR | MISO_WUMS | Internal | Summer | B7 | 400 | 1467 | 0 | 37.93 | 35.93 | 2 | 0
2015 | PJM_ROR_2_MISO_WUMS | PJM_ROR | MISO_WUMS | Internal | Summer | B8 | 500 | 1467 | 0 | 36.08 | 34.08 | 2 | 0
2015 | PJM_ROR_2_MISO_WUMS | PJM_ROR | MISO_WUMS | Internal | Summer | B9 | 800 | 1467 | 0 | 34.89 | 32.92 | 2 | 0
2015 | PJM_ROR_2_MISO_WUMS | PJM_ROR | MISO_WUMS | Internal | Summer | B10 | 1262 | 1467 | 0 | 32.7 | 31.97 | 2 | 0
2015 | PJM_ROR_2_MISO_WUMS | PJM_ROR | MISO_WUMS | Internal | Winter | B16 | 25 | 1467 | 0 | 48.71 | 46.71 | 2 | 0
2015 | PJM_ROR_2_MISO_WUMS | PJM_ROR | MISO_WUMS | Internal | Winter | B17 | 100 | 1467 | 0 | 44.85 | 41.55 | 2 | 0
2015 | PJM_ROR_2_MISO_WUMS | PJM_ROR | MISO_WUMS | Internal | Winter | B18 | 400 | 1467 | 0 | 39.97 | 37.97 | 2 | 0
2015 | PJM_ROR_2_MISO_WUMS | PJM_ROR | MISO_WUMS | Internal | Winter | B19 | 700 | 1467 | 0 | 38.37 | 36.55 | 2 | 0
2015 | PJM_ROR_2_MISO_WUMS | PJM_ROR | MISO_WUMS | Internal | Winter | B20 | 935 | 1467 | 0 | 34.43 | 33.44 | 2 | 0
2015 | PJM_ROR_2_PJM_ROM | PJM_ROR | PJM_ROM | Internal | Shoulder | B11 | 25 | 8000 | 248.72 | 48.5 | 48.51 | 0.01 | 0
2015 | PJM_ROR_2_PJM_ROM | PJM_ROR | PJM_ROM | Internal | Shoulder | B12 | 200 | 8000 | 4040.14 | 41.87 | 41.88 | 0.01 | 0
2015 | PJM_ROR_2_PJM_ROM | PJM_ROR | PJM_ROM | Internal | Shoulder | B13 | 600 | 8000 | 7972.42 | 39.55 | 39.57 | 0.01 | 0
2015 | PJM_ROR_2_PJM_ROM | PJM_ROR | PJM_ROM | Internal | Shoulder | B14 | 900 | 8000 | 7934.7 | 37.81 | 37.83 | 0.01 | 0
2015 | PJM_ROR_2_PJM_ROM | PJM_ROR | PJM_ROM | Internal | Shoulder | B15 | 1203 | 8000 | 8000 | 34.99 | 37.23 | 0.01 | 2.23
2015 | PJM_ROR_2_PJM_ROM | PJM_ROR | PJM_ROM | Internal | Summer | B1 | 10 | 8000 | 5780.81 | 61.38 | 61.39 | 0.01 | 0
2015 | PJM_ROR_2_PJM_ROM | PJM_ROR | PJM_ROM | Internal | Summer | B2 | 25 | 8000 | 4888.86 | 59.19 | 59.21 | 0.01 | 0
2015 | PJM_ROR_2_PJM_ROM | PJM_ROR | PJM_ROM | Internal | Summer | B3 | 75 | 8000 | 1845.35 | 56.94 | 56.95 | 0.01 | 0
2015 | PJM_ROR_2_PJM_ROM | PJM_ROR | PJM_ROM | Internal | Summer | B4 | 100 | 8000 | 0.05 | 55.41 | 55.4 | 0.01 | 0
2015 | PJM_ROR_2_PJM_ROM | PJM_ROR | PJM_ROM | Internal | Summer | B5 | 200 | 8000 | 1969.6 | 48.71 | 48.72 | 0.01 | 0
2015 | PJM_ROR_2_PJM_ROM | PJM_ROR | PJM_ROM | Internal | Summer | B6 | 300 | 8000 | 2736.72 | 44.09 | 44.1 | 0.01 | 0
2015 | PJM_ROR_2_PJM_ROM | PJM_ROR | PJM_ROM | Internal | Summer | B7 | 400 | 8000 | 5196.32 | 37.93 | 37.94 | 0.01 | 0
2015 | PJM_ROR_2_PJM_ROM | PJM_ROR | PJM_ROM | Internal | Summer | B8 | 500 | 8000 | 8000 | 36.08 | 37.43 | 0.01 | 1.34
2015 | PJM_ROR_2_PJM_ROM | PJM_ROR | PJM_ROM | Internal | Summer | B9 | 800 | 8000 | 8000 | 34.89 | 35.21 | 0.01 | 0.3
2015 | PJM_ROR_2_PJM_ROM | PJM_ROR | PJM_ROM | Internal | Summer | B10 | 1262 | 8000 | 8000 | 32.7 | 34.75 | 0.01 | 2.05
2015 | PJM_ROR_2_PJM_ROM | PJM_ROR | PJM_ROM | Internal | Winter | B16 | 25 | 8000 | 4059.58 | 48.71 | 48.72 | 0.01 | 0
2015 | PJM_ROR_2_PJM_ROM | PJM_ROR | PJM_ROM | Internal | Winter | B17 | 100 | 8000 | 8000 | 44.85 | 45.48 | 0.01 | 0.61
2015 | PJM_ROR_2_PJM_ROM | PJM_ROR | PJM_ROM | Internal | Winter | B18 | 400 | 8000 | 8000 | 39.97 | 44.29 | 0.01 | 4.31
2015 | PJM_ROR_2_PJM_ROM | PJM_ROR | PJM_ROM | Internal | Winter | B19 | 700 | 8000 | 8000 | 38.37 | 41.95 | 0.01 | 3.56
2015 | PJM_ROR_2_PJM_ROM | PJM_ROR | PJM_ROM | Internal | Winter | B20 | 935 | 8000 | 8000 | 34.43 | 37.32 | 0.01 | 2.88
2015 | PJM_ROR_2_TVA_Transmission | PJM_ROR | TVA_Transmission | Internal | Shoulder | B11 | 25 | 2500 | 0 | 48.5 | 53.92 | 6 | 0
2015 | PJM_ROR_2_TVA_Transmission | PJM_ROR | TVA_Transmission | Internal | Shoulder | B12 | 200 | 2500 | 0 | 41.87 | 43.31 | 6 | 0
2015 | PJM_ROR_2_TVA_Transmission | PJM_ROR | TVA_Transmission | Internal | Shoulder | B13 | 600 | 2500 | 0 | 39.55 | 41.7 | 6 | 0
2015 | PJM_ROR_2_TVA_Transmission | PJM_ROR | TVA_Transmission | Internal | Shoulder | B14 | 900 | 2500 | 0 | 37.81 | 40.58 | 6 | 0
2015 | PJM_ROR_2_TVA_Transmission | PJM_ROR | TVA_Transmission | Internal | Shoulder | B15 | 1203 | 2500 | 0 | 34.99 | 39.13 | 6 | 0
2015 | PJM_ROR_2_TVA_Transmission | PJM_ROR | TVA_Transmission | Internal | Summer | B1 | 10 | 2500 | 200.53 | 61.38 | 67.38 | 6 | 0
2015 | PJM_ROR_2_TVA_Transmission | PJM_ROR | TVA_Transmission | Internal | Summer | B2 | 25 | 2500 | 528.59 | 59.19 | 65.19 | 6 | 0
2015 | PJM_ROR_2_TVA_Transmission | PJM_ROR | TVA_Transmission | Internal | Summer | B3 | 75 | 2500 | 1303.11 | 56.94 | 62.94 | 6 | 0
2015 | PJM_ROR_2_TVA_Transmission | PJM_ROR | TVA_Transmission | Internal | Summer | B4 | 100 | 2500 | 703.75 | 55.41 | 61.41 | 6 | 0
2015 | PJM_ROR_2_TVA_Transmission | PJM_ROR | TVA_Transmission | Internal | Summer | B5 | 200 | 2500 | 0 | 48.71 | 52.92 | 6 | 0
2015 | PJM_ROR_2_TVA_Transmission | PJM_ROR | TVA_Transmission | Internal | Summer | B6 | 300 | 2500 | 0 | 44.09 | 46.65 | 6 | 0
2015 | PJM_ROR_2_TVA_Transmission | PJM_ROR | TVA_Transmission | Internal | Summer | B7 | 400 | 2500 | 0 | 37.93 | 41.8 | 6 | 0
2015 | PJM_ROR_2_TVA_Transmission | PJM_ROR | TVA_Transmission | Internal | Summer | B8 | 500 | 2500 | 0 | 36.08 | 38.83 | 6 | 0
2015 | PJM_ROR_2_TVA_Transmission | PJM_ROR | TVA_Transmission | Internal | Summer | B9 | 800 | 2500 | 0 | 34.89 | 38.31 | 6 | 0
2015 | PJM_ROR_2_TVA_Transmission | PJM_ROR | TVA_Transmission | Internal | Summer | B10 | 1262 | 2500 | 0 | 32.7 | 36.98 | 6 | 0
2015 | PJM_ROR_2_TVA_Transmission | PJM_ROR | TVA_Transmission | Internal | Winter | B16 | 25 | 2500 | 6.48 | 48.71 | 54.71 | 6 | 0
2015 | PJM_ROR_2_TVA_Transmission | PJM_ROR | TVA_Transmission | Internal | Winter | B17 | 100 | 2500 | 0 | 44.85 | 45.75 | 6 | 0
2015 | PJM_ROR_2_TVA_Transmission | PJM_ROR | TVA_Transmission | Internal | Winter | B18 | 400 | 2500 | 0 | 39.97 | 42.26 | 6 | 0
2015 | PJM_ROR_2_TVA_Transmission | PJM_ROR | TVA_Transmission | Internal | Winter | B19 | 700 | 2500 | 0 | 38.37 | 40.61 | 6 | 0
2015 | PJM_ROR_2_TVA_Transmission | PJM_ROR | TVA_Transmission | Internal | Winter | B20 | 935 | 2500 | 0 | 34.43 | 39.28 | 6 | 0
2015 | PJM_ROR_2_VACAR | PJM_ROR | VACAR | Internal | Shoulder | B11 | 25 | 3000 | 1479.92 | 48.5 | 54.5 | 6 | 0
2015 | PJM_ROR_2_VACAR | PJM_ROR | VACAR | Internal | Shoulder | B12 | 200 | 3000 | 751.45 | 41.87 | 47.87 | 6 | 0
2015 | PJM_ROR_2_VACAR | PJM_ROR | VACAR | Internal | Shoulder | B13 | 600 | 3000 | 603.34 | 39.55 | 45.55 | 6 | 0
2015 | PJM_ROR_2_VACAR | PJM_ROR | VACAR | Internal | Shoulder | B14 | 900 | 3000 | 1271.47 | 37.81 | 43.81 | 6 | 0
2015 | PJM_ROR_2_VACAR | PJM_ROR | VACAR | Internal | Shoulder | B15 | 1203 | 3000 | 3000 | 34.99 | 42.06 | 6 | 1.06
2015 | PJM_ROR_2_VACAR | PJM_ROR | VACAR | Internal | Summer | B1 | 10 | 3000 | 2999.98 | 61.38 | 68.16 | 6 | 0.78
2015 | PJM_ROR_2_VACAR | PJM_ROR | VACAR | Internal | Summer | B2 | 25 | 3000 | 3000 | 59.19 | 68.16 | 6 | 2.97
2015 | PJM_ROR_2_VACAR | PJM_ROR | VACAR | Internal | Summer | B3 | 75 | 3000 | 3000 | 56.94 | 68.16 | 6 | 5.22
2015 | PJM_ROR_2_VACAR | PJM_ROR | VACAR | Internal | Summer | B4 | 100 | 3000 | 2031.22 | 55.41 | 61.41 | 6 | 0
2015 | PJM_ROR_2_VACAR | PJM_ROR | VACAR | Internal | Summer | B5 | 200 | 3000 | 3000 | 48.71 | 55.3 | 6 | 0.59
2015 | PJM_ROR_2_VACAR | PJM_ROR | VACAR | Internal | Summer | B6 | 300 | 3000 | 924.66 | 44.09 | 50.09 | 6 | 0
2015 | PJM_ROR_2_VACAR | PJM_ROR | VACAR | Internal | Summer | B7 | 400 | 3000 | 2881.68 | 37.93 | 43.93 | 6 | 0
2015 | PJM_ROR_2_VACAR | PJM_ROR | VACAR | Internal | Summer | B8 | 500 | 3000 | 3000 | 36.08 | 42.75 | 6 | 0.68
2015 | PJM_ROR_2_VACAR | PJM_ROR | VACAR | Internal | Summer | B9 | 800 | 3000 | 3000 | 34.89 | 42.06 | 6 | 1.17
2015 | PJM_ROR_2_VACAR | PJM_ROR | VACAR | Internal | Summer | B10 | 1262 | 3000 | 3000 | 32.7 | 40.46 | 6 | 1.77
2015 | PJM_ROR_2_VACAR | PJM_ROR | VACAR | Internal | Winter | B16 | 25 | 3000 | 3000 | 48.71 | 58.89 | 6 | 4.18
2015 | PJM_ROR_2_VACAR | PJM_ROR | VACAR | Internal | Winter | B17 | 100 | 3000 | 190.71 | 44.85 | 50.85 | 6 | 0
2015 | PJM_ROR_2_VACAR | PJM_ROR | VACAR | Internal | Winter | B18 | 400 | 3000 | 26.88 | 39.97 | 45.97 | 6 | 0
2015 | PJM_ROR_2_VACAR | PJM_ROR | VACAR | Internal | Winter | B19 | 700 | 3000 | 514.6 | 38.37 | 44.37 | 6 | 0
2015 | PJM_ROR_2_VACAR | PJM_ROR | VACAR | Internal | Winter | B20 | 935 | 3000 | 3000 | 34.43 | 42.38 | 6 | 1.96
2015 | PJM_ROM_2_NYISO_A-F | PJM_ROM | NYISO_A-F | Internal | Shoulder | B11 | 25 | 2000 | 0 | 48.51 | 40.51 | 6 | 0
2015 | PJM_ROM_2_NYISO_A-F | PJM_ROM | NYISO_A-F | Internal | Shoulder | B12 | 200 | 2000 | 0 | 41.88 | 39.84 | 6 | 0
2015 | PJM_ROM_2_NYISO_A-F | PJM_ROM | NYISO_A-F | Internal | Shoulder | B13 | 600 | 2000 | 0 | 39.57 | 38.42 | 6 | 0
2015 | PJM_ROM_2_NYISO_A-F | PJM_ROM | NYISO_A-F | Internal | Shoulder | B14 | 900 | 2000 | 0 | 37.83 | 38.42 | 6 | 0
2015 | PJM_ROM_2_NYISO_A-F | PJM_ROM | NYISO_A-F | Internal | Shoulder | B15 | 1203 | 2000 | 0 | 37.23 | 38.42 | 6 | 0
2015 | PJM_ROM_2_NYISO_A-F | PJM_ROM | NYISO_A-F | Internal | Summer | B1 | 10 | 2000 | 0 | 61.39 | 53.39 | 6 | 0
2015 | PJM_ROM_2_NYISO_A-F | PJM_ROM | NYISO_A-F | Internal | Summer | B2 | 25 | 2000 | 0 | 59.21 | 51.8 | 6 | 0
2015 | PJM_ROM_2_NYISO_A-F | PJM_ROM | NYISO_A-F | Internal | Summer | B3 | 75 | 2000 | 0 | 56.95 | 48.95 | 6 | 0
2015 | PJM_ROM_2_NYISO_A-F | PJM_ROM | NYISO_A-F | Internal | Summer | B4 | 100 | 2000 | 0 | 55.4 | 45.28 | 6 | 0
2015 | PJM_ROM_2_NYISO_A-F | PJM_ROM | NYISO_A-F | Internal | Summer | B5 | 200 | 2000 | 0 | 48.72 | 43 | 6 | 0
2015 | PJM_ROM_2_NYISO_A-F | PJM_ROM | NYISO_A-F | Internal | Summer | B6 | 300 | 2000 | 0 | 44.1 | 42.08 | 6 | 0
2015 | PJM_ROM_2_NYISO_A-F | PJM_ROM | NYISO_A-F | Internal | Summer | B7 | 400 | 2000 | 0 | 37.94 | 38.18 | 6 | 0
2015 | PJM_ROM_2_NYISO_A-F | PJM_ROM | NYISO_A-F | Internal | Summer | B8 | 500 | 2000 | 0 | 37.43 | 37.08 | 6 | 0
2015 | PJM_ROM_2_NYISO_A-F | PJM_ROM | NYISO_A-F | Internal | Summer | B9 | 800 | 2000 | 0 | 35.21 | 37.07 | 6 | 0
2015 | PJM_ROM_2_NYISO_A-F | PJM_ROM | NYISO_A-F | Internal | Summer | B10 | 1262 | 2000 | 0 | 34.75 | 37.07 | 6 | 0
2015 | PJM_ROM_2_NYISO_A-F | PJM_ROM | NYISO_A-F | Internal | Winter | B16 | 25 | 2000 | 0 | 48.72 | 45.86 | 6 | 0
2015 | PJM_ROM_2_NYISO_A-F | PJM_ROM | NYISO_A-F | Internal | Winter | B17 | 100 | 2000 | 0 | 45.48 | 43.08 | 6 | 0
2015 | PJM_ROM_2_NYISO_A-F | PJM_ROM | NYISO_A-F | Internal | Winter | B18 | 400 | 2000 | 0 | 44.29 | 43.08 | 6 | 0
2015 | PJM_ROM_2_NYISO_A-F | PJM_ROM | NYISO_A-F | Internal | Winter | B19 | 700 | 2000 | 0 | 41.95 | 43.08 | 6 | 0
2015 | PJM_ROM_2_NYISO_A-F | PJM_ROM | NYISO_A-F | Internal | Winter | B20 | 935 | 2000 | 0 | 37.32 | 43.08 | 6 | 0
2015 | PJM_ROM_2_PJM_E | PJM_ROM | PJM_E | Internal | Shoulder | B11 | 25 | 8000 | 0.2 | 48.51 | 48.5 | 0.01 | 0
2015 | PJM_ROM_2_PJM_E | PJM_ROM | PJM_E | Internal | Shoulder | B12 | 200 | 8000 | 1059.94 | 41.88 | 41.89 | 0.01 | 0
2015 | PJM_ROM_2_PJM_E | PJM_ROM | PJM_E | Internal | Shoulder | B13 | 600 | 8000 | 4297.24 | 39.57 | 39.58 | 0.01 | 0
2015 | PJM_ROM_2_PJM_E | PJM_ROM | PJM_E | Internal | Shoulder | B14 | 900 | 8000 | 3192.52 | 37.83 | 37.84 | 0.01 | 0
2015 | PJM_ROM_2_PJM_E | PJM_ROM | PJM_E | Internal | Shoulder | B15 | 1203 | 8000 | 4432.13 | 37.23 | 37.24 | 0.01 | 0
2015 | PJM_ROM_2_PJM_E | PJM_ROM | PJM_E | Internal | Summer | B1 | 10 | 8000 | 5302.06 | 61.39 | 61.4 | 0.01 | 0
2015 | PJM_ROM_2_PJM_E | PJM_ROM | PJM_E | Internal | Summer | B2 | 25 | 8000 | 4253.45 | 59.21 | 59.22 | 0.01 | 0
2015 | PJM_ROM_2_PJM_E | PJM_ROM | PJM_E | Internal | Summer | B3 | 75 | 8000 | 3691.56 | 56.95 | 56.96 | 0.01 | 0
2015 | PJM_ROM_2_PJM_E | PJM_ROM | PJM_E | Internal | Summer | B4 | 100 | 8000 | 1666.72 | 55.4 | 55.41 | 0.01 | 0
2015 | PJM_ROM_2_PJM_E | PJM_ROM | PJM_E | Internal | Summer | B5 | 200 | 8000 | 1464.09 | 48.72 | 48.73 | 0.01 | 0
2015 | PJM_ROM_2_PJM_E | PJM_ROM | PJM_E | Internal | Summer | B6 | 300 | 8000 | 1779.98 | 44.1 | 44.11 | 0.01 | 0
2015 | PJM_ROM_2_PJM_E | PJM_ROM | PJM_E | Internal | Summer | B7 | 400 | 8000 | 3208.5 | 37.94 | 37.95 | 0.01 | 0
2015 | PJM_ROM_2_PJM_E | PJM_ROM | PJM_E | Internal | Summer | B8 | 500 | 8000 | 4168.69 | 37.43 | 37.44 | 0.01 | 0
2015 | PJM_ROM_2_PJM_E | PJM_ROM | PJM_E | Internal | Summer | B9 | 800 | 8000 | 3017.73 | 35.21 | 35.22 | 0.01 | 0
2015 | PJM_ROM_2_PJM_E | PJM_ROM | PJM_E | Internal | Summer | B10 | 1262 | 8000 | 3894.89 | 34.75 | 34.77 | 0.01 | 0
2015 | PJM_ROM_2_PJM_E | PJM_ROM | PJM_E | Internal | Winter | B16 | 25 | 8000 | 938.52 | 48.72 | 48.73 | 0.01 | 0
2015 | PJM_ROM_2_PJM_E | PJM_ROM | PJM_E | Internal | Winter | B17 | 100 | 8000 | 5092.77 | 45.48 | 45.49 | 0.01 | 0
2015 | PJM_ROM_2_PJM_E | PJM_ROM | PJM_E | Internal | Winter | B18 | 400 | 8000 | 4914.55 | 44.29 | 44.3 | 0.01 | 0
2015 | PJM_ROM_2_PJM_E | PJM_ROM | PJM_E | Internal | Winter | B19 | 700 | 8000 | 5161 | 41.95 | 41.96 | 0.01 | 0
2015 | PJM_ROM_2_PJM_E | PJM_ROM | PJM_E | Internal | Winter | B20 | 935 | 8000 | 4436.01 | 37.32 | 37.33 | 0.01 | 0
2015 | PJM_ROM_2_PJM_ROR | PJM_ROM | PJM_ROR | Internal | Shoulder | B11 | 25 | 8000 | 0.21 | 48.51 | 48.5 | 0.01 | 0
2015 | PJM_ROM_2_PJM_ROR | PJM_ROM | PJM_ROR | Internal | Shoulder | B12 | 200 | 8000 | 0.03 | 41.88 | 41.87 | 0.01 | 0
2015 | PJM_ROM_2_PJM_ROR | PJM_ROM | PJM_ROR | Internal | Shoulder | B13 | 600 | 8000 | 0 | 39.57 | 39.55 | 0.01 | 0
2015 | PJM_ROM_2_PJM_ROR | PJM_ROM | PJM_ROR | Internal | Shoulder | B14 | 900 | 8000 | 0 | 37.83 | 37.81 | 0.01 | 0
2015 | PJM_ROM_2_PJM_ROR | PJM_ROM | PJM_ROR | Internal | Shoulder | B15 | 1203 | 8000 | 0 | 37.23 | 34.99 | 0.01 | 0
2015 | PJM_ROM_2_PJM_ROR | PJM_ROM | PJM_ROR | Internal | Summer | B1 | 10 | 8000 | 0.48 | 61.39 | 61.38 | 0.01 | 0
2015 | PJM_ROM_2_PJM_ROR | PJM_ROM | PJM_ROR | Internal | Summer | B2 | 25 | 8000 | 0.2 | 59.21 | 59.19 | 0.01 | 0
2015 | PJM_ROM_2_PJM_ROR | PJM_ROM | PJM_ROR | Internal | Summer | B3 | 75 | 8000 | 0.07 | 56.95 | 56.94 | 0.01 | 0
2015 | PJM_ROM_2_PJM_ROR | PJM_ROM | PJM_ROR | Internal | Summer | B4 | 100 | 8000 | 1481.62 | 55.4 | 55.41 | 0.01 | 0
2015 | PJM_ROM_2_PJM_ROR | PJM_ROM | PJM_ROR | Internal | Summer | B5 | 200 | 8000 | 0.03 | 48.72 | 48.71 | 0.01 | 0
2015 | PJM_ROM_2_PJM_ROR | PJM_ROM | PJM_ROR | Internal | Summer | B6 | 300 | 8000 | 0.02 | 44.1 | 44.09 | 0.01 | 0
2015 | PJM_ROM_2_PJM_ROR | PJM_ROM | PJM_ROR | Internal | Summer | B7 | 400 | 8000 | 0.01 | 37.94 | 37.93 | 0.01 | 0
2015 | PJM_ROM_2_PJM_ROR | PJM_ROM | PJM_ROR | Internal | Summer | B8 | 500 | 8000 | 0 | 37.43 | 36.08 | 0.01 | 0
2015 | PJM_ROM_2_PJM_ROR | PJM_ROM | PJM_ROR | Internal | Summer | B9 | 800 | 8000 | 0 | 35.21 | 34.89 | 0.01 | 0
2015 | PJM_ROM_2_PJM_ROR | PJM_ROM | PJM_ROR | Internal | Summer | B10 | 1262 | 8000 | 0 | 34.75 | 32.7 | 0.01 | 0
2015 | PJM_ROM_2_PJM_ROR | PJM_ROM | PJM_ROR | Internal | Winter | B16 | 25 | 8000 | 0.2 | 48.72 | 48.71 | 0.01 | 0
2015 | PJM_ROM_2_PJM_ROR | PJM_ROM | PJM_ROR | Internal | Winter | B17 | 100 | 8000 | 0 | 45.48 | 44.85 | 0.01 | 0
2015 | PJM_ROM_2_PJM_ROR | PJM_ROM | PJM_ROR | Internal | Winter | B18 | 400 | 8000 | 0 | 44.29 | 39.97 | 0.01 | 0
2015 | PJM_ROM_2_PJM_ROR | PJM_ROM | PJM_ROR | Internal | Winter | B19 | 700 | 8000 | 0 | 41.95 | 38.37 | 0.01 | 0
2015 | PJM_ROM_2_PJM_ROR | PJM_ROM | PJM_ROR | Internal | Winter | B20 | 935 | 8000 | 0 | 37.32 | 34.43 | 0.01 | 0
2015 | SOCO_2_ENT | SOCO | ENT | Internal | Shoulder | B11 | 25 | 2400 | 0 | 61.5 | 53.5 | 10 | 0
2015 | SOCO_2_ENT | SOCO | ENT | Internal | Shoulder | B12 | 200 | 2400 | 0 | 42.81 | 38.05 | 10 | 0
2015 | SOCO_2_ENT | SOCO | ENT | Internal | Shoulder | B13 | 600 | 2400 | 0 | 39.02 | 38.05 | 10 | 0
2015 | SOCO_2_ENT | SOCO | ENT | Internal | Shoulder | B14 | 900 | 2400 | 0 | 39.02 | 37.78 | 10 | 0
2015 | SOCO_2_ENT | SOCO | ENT | Internal | Shoulder | B15 | 1203 | 2400 | 0 | 39.02 | 36.58 | 10 | 0
2015 | SOCO_2_ENT | SOCO | ENT | Internal | Summer | B1 | 10 | 2400 | 0 | 64.92 | 59.38 | 10 | 0
2015 | SOCO_2_ENT | SOCO | ENT | Internal | Summer | B2 | 25 | 2400 | 0 | 64.92 | 57.19 | 10 | 0
2015 | SOCO_2_ENT | SOCO | ENT | Internal | Summer | B3 | 75 | 2400 | 0 | 64.92 | 56.92 | 10 | 0
2015 | SOCO_2_ENT | SOCO | ENT | Internal | Summer | B4 | 100 | 2400 | 0 | 64.92 | 55.82 | 10 | 0
2015 | SOCO_2_ENT | SOCO | ENT | Internal | Summer | B5 | 200 | 2400 | 0 | 60.27 | 51.84 | 10 | 0
2015 | SOCO_2_ENT | SOCO | ENT | Internal | Summer | B6 | 300 | 2400 | 0 | 52.89 | 44.89 | 10 | 0
2015 | SOCO_2_ENT | SOCO | ENT | Internal | Summer | B7 | 400 | 2400 | 0 | 50.05 | 42.05 | 10 | 0
2015 | SOCO_2_ENT | SOCO | ENT | Internal | Summer | B8 | 500 | 2400 | 0 | 43.64 | 36.89 | 10 | 0
2015 | SOCO_2_ENT | SOCO | ENT | Internal | Summer | B9 | 800 | 2400 | 0 | 37.88 | 36.63 | 10 | 0
2015 | SOCO_2_ENT | SOCO | ENT | Internal | Summer | B10 | 1262 | 2400 | 0 | 37.88 | 35.44 | 10 | 0
2015 | SOCO_2_ENT | SOCO | ENT | Internal | Winter | B16 | 25 | 2400 | 0 | 59.78 | 51.78 | 10 | 0
2015 | SOCO_2_ENT | SOCO | ENT | Internal | Winter | B17 | 100 | 2400 | 0 | 43.64 | 40.38 | 10 | 0
2015 | SOCO_2_ENT | SOCO | ENT | Internal | Winter | B18 | 400 | 2400 | 0 | 41.34 | 40.38 | 10 | 0
2015 | SOCO_2_ENT | SOCO | ENT | Internal | Winter | B19 | 700 | 2400 | 0 | 41.34 | 40.1 | 10 | 0
2015 | SOCO_2_ENT | SOCO | ENT | Internal | Winter | B20 | 935 | 2400 | 0 | 41.34 | 38.79 | 10 | 0
2015 | SOCO_2_FRCC | SOCO | FRCC | Internal | Shoulder | B11 | 25 | 3700 | 616.98 | 61.5 | 71.5 | 10 | 0
2015 | SOCO_2_FRCC | SOCO | FRCC | Internal | Shoulder | B12 | 200 | 3700 | 1502.18 | 42.81 | 52.81 | 10 | 0
2015 | SOCO_2_FRCC | SOCO | FRCC | Internal | Shoulder | B13 | 600 | 3700 | 237.51 | 39.02 | 49.02 | 10 | 0
2015 | SOCO_2_FRCC | SOCO | FRCC | Internal | Shoulder | B14 | 900 | 3700 | 0 | 39.02 | 45.06 | 10 | 0
2015 | SOCO_2_FRCC | SOCO | FRCC | Internal | Shoulder | B15 | 1203 | 3700 | 0 | 39.02 | 43.22 | 10 | 0
2015 | SOCO_2_FRCC | SOCO | FRCC | Internal | Summer | B1 | 10 | 3700 | 0 | 64.92 | 71.2 | 10 | 0
2015 | SOCO_2_FRCC | SOCO | FRCC | Internal | Summer | B2 | 25 | 3700 | 0 | 64.92 | 71.2 | 10 | 0
2015 | SOCO_2_FRCC | SOCO | FRCC | Internal | Summer | B3 | 75 | 3700 | 0 | 64.92 | 71.2 | 10 | 0
2015 | SOCO_2_FRCC | SOCO | FRCC | Internal | Summer | B4 | 100 | 3700 | 0 | 64.92 | 71.2 | 10 | 0
2015 | SOCO_2_FRCC | SOCO | FRCC | Internal | Summer | B5 | 200 | 3700 | 1192.76 | 60.27 | 70.27 | 10 | 0
2015 | SOCO_2_FRCC | SOCO | FRCC | Internal | Summer | B6 | 300 | 3700 | 777.63 | 52.89 | 62.89 | 10 | 0
2015 | SOCO_2_FRCC | SOCO | FRCC | Internal | Summer | B7 | 400 | 3700 | 1700.5 | 50.05 | 60.05 | 10 | 0
2015 | SOCO_2_FRCC | SOCO | FRCC | Internal | Summer | B8 | 500 | 3700 | 803.7 | 43.64 | 53.64 | 10 | 0
2015 | SOCO_2_FRCC | SOCO | FRCC | Internal | Summer | B9 | 800 | 3700 | 0 | 37.88 | 46.62 | 10 | 0
2015 | SOCO_2_FRCC | SOCO | FRCC | Internal | Summer | B10 | 1262 | 3700 | 0 | 37.88 | 42.58 | 10 | 0
2015 | SOCO_2_FRCC | SOCO | FRCC | Internal | Winter | B16 | 25 | 3700 | 2242.91 | 59.78 | 69.78 | 10 | 0
2015 | SOCO_2_FRCC | SOCO | FRCC | Internal | Winter | B17 | 100 | 3700 | 1454.59 | 43.64 | 53.64 | 10 | 0
2015 | SOCO_2_FRCC | SOCO | FRCC | Internal | Winter | B18 | 400 | 3700 | 326.88 | 41.34 | 51.34 | 10 | 0
2015 | SOCO_2_FRCC | SOCO | FRCC | Internal | Winter | B19 | 700 | 3700 | 0 | 41.34 | 47.11 | 10 | 0
2015 | SOCO_2_FRCC | SOCO | FRCC | Internal | Winter | B20 | 935 | 3700 | 0 | 41.34 | 45.18 | 10 | 0
2015 | SOCO_2_TVA_Transmission | SOCO | TVA_Transmission | Internal | Shoulder | B11 | 25 | 2600 | 0 | 61.5 | 53.92 | 10 | 0
2015 | SOCO_2_TVA_Transmission | SOCO | TVA_Transmission | Internal | Shoulder | B12 | 200 | 2600 | 0 | 42.81 | 43.31 | 10 | 0
2015 | SOCO_2_TVA_Transmission | SOCO | TVA_Transmission | Internal | Shoulder | B13 | 600 | 2600 | 0 | 39.02 | 41.7 | 10 | 0
2015 | SOCO_2_TVA_Transmission | SOCO | TVA_Transmission | Internal | Shoulder | B14 | 900 | 2600 | 0 | 39.02 | 40.58 | 10 | 0
2015 | SOCO_2_TVA_Transmission | SOCO | TVA_Transmission | Internal | Shoulder | B15 | 1203 | 2600 | 0 | 39.02 | 39.13 | 10 | 0
2015 | SOCO_2_TVA_Transmission | SOCO | TVA_Transmission | Internal | Summer | B1 | 10 | 2600 | 0 | 64.92 | 67.38 | 10 | 0
2015 | SOCO_2_TVA_Transmission | SOCO | TVA_Transmission | Internal | Summer | B2 | 25 | 2600 | 0 | 64.92 | 65.19 | 10 | 0
2015 | SOCO_2_TVA_Transmission | SOCO | TVA_Transmission | Internal | Summer | B3 | 75 | 2600 | 0 | 64.92 | 62.94 | 10 | 0
2015 | SOCO_2_TVA_Transmission | SOCO | TVA_Transmission | Internal | Summer | B4 | 100 | 2600 | 0 | 64.92 | 61.41 | 10 | 0
2015 | SOCO_2_TVA_Transmission | SOCO | TVA_Transmission | Internal | Summer | B5 | 200 | 2600 | 0 | 60.27 | 52.92 | 10 | 0
2015 | SOCO_2_TVA_Transmission | SOCO | TVA_Transmission | Internal | Summer | B6 | 300 | 2600 | 0 | 52.89 | 46.65 | 10 | 0
2015 | SOCO_2_TVA_Transmission | SOCO | TVA_Transmission | Internal | Summer | B7 | 400 | 2600 | 0 | 50.05 | 41.8 | 10 | 0
2015 | SOCO_2_TVA_Transmission | SOCO | TVA_Transmission | Internal | Summer | B8 | 500 | 2600 | 0 | 43.64 | 38.83 | 10 | 0
2015 | SOCO_2_TVA_Transmission | SOCO | TVA_Transmission | Internal | Summer | B9 | 800 | 2600 | 0 | 37.88 | 38.31 | 10 | 0
2015 | SOCO_2_TVA_Transmission | SOCO | TVA_Transmission | Internal | Summer | B10 | 1262 | 2600 | 0 | 37.88 | 36.98 | 10 | 0
2015 | SOCO_2_TVA_Transmission | SOCO | TVA_Transmission | Internal | Winter | B16 | 25 | 2600 | 0 | 59.78 | 54.71 | 10 | 0
2015 | SOCO_2_TVA_Transmission | SOCO | TVA_Transmission | Internal | Winter | B17 | 100 | 2600 | 0 | 43.64 | 45.75 | 10 | 0
2015 | SOCO_2_TVA_Transmission | SOCO | TVA_Transmission | Internal | Winter | B18 | 400 | 2600 | 0 | 41.34 | 42.26 | 10 | 0
2015 | SOCO_2_TVA_Transmission | SOCO | TVA_Transmission | Internal | Winter | B19 | 700 | 2600 | 0 | 41.34 | 40.61 | 10 | 0
2015 | SOCO_2_TVA_Transmission | SOCO | TVA_Transmission | Internal | Winter | B20 | 935 | 2600 | 0 | 41.34 | 39.28 | 10 | 0
2015 | SOCO_2_VACAR | SOCO | VACAR | Internal | Shoulder | B11 | 25 | 2000 | 0 | 61.5 | 54.5 | 10 | 0
2015 | SOCO_2_VACAR | SOCO | VACAR | Internal | Shoulder | B12 | 200 | 2000 | 0 | 42.81 | 47.87 | 10 | 0
2015 | SOCO_2_VACAR | SOCO | VACAR | Internal | Shoulder | B13 | 600 | 2000 | 0 | 39.02 | 45.55 | 10 | 0
2015 | SOCO_2_VACAR | SOCO | VACAR | Internal | Shoulder | B14 | 900 | 2000 | 0 | 39.02 | 43.81 | 10 | 0
2015 | SOCO_2_VACAR | SOCO | VACAR | Internal | Shoulder | B15 | 1203 | 2000 | 0 | 39.02 | 42.06 | 10 | 0
2015 | SOCO_2_VACAR | SOCO | VACAR | Internal | Summer | B1 | 10 | 2000 | 0 | 64.92 | 68.16 | 10 | 0
2015 | SOCO_2_VACAR | SOCO | VACAR | Internal | Summer | B2 | 25 | 2000 | 0 | 64.92 | 68.16 | 10 | 0
2015 | SOCO_2_VACAR | SOCO | VACAR | Internal | Summer | B3 | 75 | 2000 | 0 | 64.92 | 68.16 | 10 | 0
2015 | SOCO_2_VACAR | SOCO | VACAR | Internal | Summer | B4 | 100 | 2000 | 0 | 64.92 | 61.41 | 10 | 0
2015 | SOCO_2_VACAR | SOCO | VACAR | Internal | Summer | B5 | 200 | 2000 | 0 | 60.27 | 55.3 | 10 | 0
2015 | SOCO_2_VACAR | SOCO | VACAR | Internal | Summer | B6 | 300 | 2000 | 0 | 52.89 | 50.09 | 10 | 0
2015 | SOCO_2_VACAR | SOCO | VACAR | Internal | Summer | B7 | 400 | 2000 | 0 | 50.05 | 43.93 | 10 | 0
2015 | SOCO_2_VACAR | SOCO | VACAR | Internal | Summer | B8 | 500 | 2000 | 0 | 43.64 | 42.75 | 10 | 0
2015 | SOCO_2_VACAR | SOCO | VACAR | Internal | Summer | B9 | 800 | 2000 | 0 | 37.88 | 42.06 | 10 | 0
2015 | SOCO_2_VACAR | SOCO | VACAR | Internal | Summer | B10 | 1262 | 2000 | 0 | 37.88 | 40.46 | 10 | 0
2015 | SOCO_2_VACAR | SOCO | VACAR | Internal | Winter | B16 | 25 | 2000 | 0 | 59.78 | 58.89 | 10 | 0
2015 | SOCO_2_VACAR | SOCO | VACAR | Internal | Winter | B17 | 100 | 2000 | 0 | 43.64 | 50.85 | 10 | 0
2015 | SOCO_2_VACAR | SOCO | VACAR | Internal | Winter | B18 | 400 | 2000 | 0 | 41.34 | 45.97 | 10 | 0
2015 | SOCO_2_VACAR | SOCO | VACAR | Internal | Winter | B19 | 700 | 2000 | 0 | 41.34 | 44.37 | 10 | 0
2015 | SOCO_2_VACAR | SOCO | VACAR | Internal | Winter | B20 | 935 | 2000 | 0 | 41.34 | 42.38 | 10 | 0
2015 | SPP_N_2_ENT | SPP_N | ENT | Internal | Shoulder | B11 | 25 | 1800 | 0 | 53.51 | 53.5 | 5 | 0
2015 | SPP_N_2_ENT | SPP_N | ENT | Internal | Shoulder | B12 | 200 | 1800 | 0 | 39.09 | 38.05 | 5 | 0
2015 | SPP_N_2_ENT | SPP_N | ENT | Internal | Shoulder | B13 | 600 | 1800 | 0 | 37.6 | 38.05 | 5 | 0
2015 | SPP_N_2_ENT | SPP_N | ENT | Internal | Shoulder | B14 | 900 | 1800 | 0 | 36.34 | 37.78 | 5 | 0
2015 | SPP_N_2_ENT | SPP_N | ENT | Internal | Shoulder | B15 | 1203 | 1800 | 0 | 36.3 | 36.58 | 5 | 0
2015 | SPP_N_2_ENT | SPP_N | ENT | Internal | Summer | B1 | 10 | 1800 | 0 | 58.76 | 59.38 | 5 | 0
2015 | SPP_N_2_ENT | SPP_N | ENT | Internal | Summer | B2 | 25 | 1800 | 0 | 58.76 | 57.19 | 5 | 0
2015 | SPP_N_2_ENT | SPP_N | ENT | Internal | Summer | B3 | 75 | 1800 | 0 | 58.76 | 56.92 | 5 | 0
2015 | SPP_N_2_ENT | SPP_N | ENT | Internal | Summer | B4 | 100 | 1800 | 0 | 56.47 | 55.82 | 5 | 0
2015 | SPP_N_2_ENT | SPP_N | ENT | Internal | Summer | B5 | 200 | 1800 | 0 | 52.82 | 51.84 | 5 | 0
2015 | SPP_N_2_ENT | SPP_N | ENT | Internal | Summer | B6 | 300 | 1800 | 0 | 49.1 | 44.89 | 5 | 0
2015 | SPP_N_2_ENT | SPP_N | ENT | Internal | Summer | B7 | 400 | 1800 | 0 | 42.91 | 42.05 | 5 | 0
2015 | SPP_N_2_ENT | SPP_N | ENT | Internal | Summer | B8 | 500 | 1800 | 0 | 36.69 | 36.89 | 5 | 0
2015 | SPP_N_2_ENT | SPP_N | ENT | Internal | Summer | B9 | 800 | 1800 | 0 | 35.12 | 36.63 | 5 | 0
2015 | SPP_N_2_ENT | SPP_N | ENT | Internal | Summer | B10 | 1262 | 1800 | 0 | 34.55 | 35.44 | 5 | 0
2015 | SPP_N_2_ENT | SPP_N | ENT | Internal | Winter | B16 | 25 | 1800 | 0 | 47.47 | 51.78 | 5 | 0
2015 | SPP_N_2_ENT | SPP_N | ENT | Internal | Winter | B17 | 100 | 1800 | 0 | 39.41 | 40.38 | 5 | 0
2015 | SPP_N_2_ENT | SPP_N | ENT | Internal | Winter | B18 | 400 | 1800 | 0 | 38.72 | 40.38 | 5 | 0
2015 | SPP_N_2_ENT | SPP_N | ENT | Internal | Winter | B19 | 700 | 1800 | 0 | 38.63 | 40.1 | 5 | 0
2015 | SPP_N_2_ENT | SPP_N | ENT | Internal | Winter | B20 | 935 | 1800 | 0 | 38.07 | 38.79 | 5 | 0
2015 | SPP_N_2_MISO_MO-IL | SPP_N | MISO_MO-IL | Internal | Shoulder | B11 | 25 | 2000 | 0 | 53.51 | 46.5 | 5 | 0
2015 | SPP_N_2_MISO_MO-IL | SPP_N | MISO_MO-IL | Internal | Shoulder | B12 | 200 | 2000 | 0 | 39.09 | 39.85 | 5 | 0
2015 | SPP_N_2_MISO_MO-IL | SPP_N | MISO_MO-IL | Internal | Shoulder | B13 | 600 | 2000 | 0 | 37.6 | 37.27 | 5 | 0
2015 | SPP_N_2_MISO_MO-IL | SPP_N | MISO_MO-IL | Internal | Shoulder | B14 | 900 | 2000 | 0 | 36.34 | 35.79 | 5 | 0
2015 | SPP_N_2_MISO_MO-IL | SPP_N | MISO_MO-IL | Internal | Shoulder | B15 | 1203 | 2000 | 0 | 36.3 | 32.99 | 5 | 0
2015 | SPP_N_2_MISO_MO-IL | SPP_N | MISO_MO-IL | Internal | Summer | B1 | 10 | 2000 | 0 | 58.76 | 59.38 | 5 | 0
2015 | SPP_N_2_MISO_MO-IL | SPP_N | MISO_MO-IL | Internal | Summer | B2 | 25 | 2000 | 0 | 58.76 | 57.19 | 5 | 0
2015 | SPP_N_2_MISO_MO-IL | SPP_N | MISO_MO-IL | Internal | Summer | B3 | 75 | 2000 | 0 | 58.76 | 56.4 | 5 | 0
2015 | SPP_N_2_MISO_MO-IL | SPP_N | MISO_MO-IL | Internal | Summer | B4 | 100 | 2000 | 0 | 56.47 | 53.42 | 5 | 0
2015 | SPP_N_2_MISO_MO-IL | SPP_N | MISO_MO-IL | Internal | Summer | B5 | 200 | 2000 | 0 | 52.82 | 46.71 | 5 | 0
2015 | SPP_N_2_MISO_MO-IL | SPP_N | MISO_MO-IL | Internal | Summer | B6 | 300 | 2000 | 0 | 49.1 | 42.09 | 5 | 0
2015 | SPP_N_2_MISO_MO-IL | SPP_N | MISO_MO-IL | Internal | Summer | B7 | 400 | 2000 | 0 | 42.91 | 35.9 | 5 | 0
2015 | SPP_N_2_MISO_MO-IL | SPP_N | MISO_MO-IL | Internal | Summer | B8 | 500 | 2000 | 0 | 36.69 | 33.39 | 5 | 0
2015 | SPP_N_2_MISO_MO-IL | SPP_N | MISO_MO-IL | Internal | Summer | B9 | 800 | 2000 | 0 | 35.12 | 32.89 | 5 | 0
2015 | SPP_N_2_MISO_MO-IL | SPP_N | MISO_MO-IL | Internal | Summer | B10 | 1262 | 2000 | 0 | 34.55 | 30.7 | 5 | 0
2015 | SPP_N_2_MISO_MO-IL | SPP_N | MISO_MO-IL | Internal | Winter | B16 | 25 | 2000 | 0 | 47.47 | 46.71 | 5 | 0
2015 | SPP_N_2_MISO_MO-IL | SPP_N | MISO_MO-IL | Internal | Winter | B17 | 100 | 2000 | 0 | 39.41 | 41.55 | 5 | 0
2015 | SPP_N_2_MISO_MO-IL | SPP_N | MISO_MO-IL | Internal | Winter | B18 | 400 | 2000 | 0 | 38.72 | 37.96 | 5 | 0
2015 | SPP_N_2_MISO_MO-IL | SPP_N | MISO_MO-IL | Internal | Winter | B19 | 700 | 2000 | 0 | 38.63 | 36.36 | 5 | 0
2015 | SPP_N_2_MISO_MO-IL | SPP_N | MISO_MO-IL | Internal | Winter | B20 | 935 | 2000 | 0 | 38.07 | 32.43 | 5 | 0
2015 | SPP_N_2_MISO_W | SPP_N | MISO_W | Internal | Shoulder | B11 | 25 | 750 | 0 | 53.51 | 46.51 | 5 | 0
2015 | SPP_N_2_MISO_W | SPP_N | MISO_W | Internal | Shoulder | B12 | 200 | 750 | 0 | 39.09 | 39.85 | 5 | 0
2015 | SPP_N_2_MISO_W | SPP_N | MISO_W | Internal | Shoulder | B13 | 600 | 750 | 0 | 37.6 | 37.28 | 5 | 0
2015 | SPP_N_2_MISO_W | SPP_N | MISO_W | Internal | Shoulder | B14 | 900 | 750 | 0 | 36.34 | 35.81 | 5 | 0
2015 | SPP_N_2_MISO_W | SPP_N | MISO_W | Internal | Shoulder | B15 | 1203 | 750 | 0 | 36.3 | 33.15 | 5 | 0
2015 | SPP_N_2_MISO_W | SPP_N | MISO_W | Internal | Summer | B1 | 10 | 750 | 0 | 58.76 | 59.37 | 5 | 0
2015 | SPP_N_2_MISO_W | SPP_N | MISO_W | Internal | Summer | B2 | 25 | 750 | 0 | 58.76 | 57.21 | 5 | 0
2015 | SPP_N_2_MISO_W | SPP_N | MISO_W | Internal | Summer | B3 | 75 | 750 | 0 | 58.76 | 56.67 | 5 | 0
2015 | SPP_N_2_MISO_W | SPP_N | MISO_W | Internal | Summer | B4 | 100 | 750 | 0 | 56.47 | 55.69 | 5 | 0
2015 | SPP_N_2_MISO_W | SPP_N | MISO_W | Internal | Summer | B5 | 200 | 750 | 0 | 52.82 | 46.72 | 5 | 0
2015 | SPP_N_2_MISO_W | SPP_N | MISO_W | Internal | Summer | B6 | 300 | 750 | 0 | 49.1 | 42.1 | 5 | 0
2015 | SPP_N_2_MISO_W | SPP_N | MISO_W | Internal | Summer | B7 | 400 | 750 | 0 | 42.91 | 35.91 | 5 | 0
2015 | SPP_N_2_MISO_W | SPP_N | MISO_W | Internal | Summer | B8 | 500 | 750 | 0 | 36.69 | 33.37 | 5 | 0
2015 | SPP_N_2_MISO_W | SPP_N | MISO_W | Internal | Summer | B9 | 800 | 750 | 0 | 35.12 | 32.9 | 5 | 0
2015 | SPP_N_2_MISO_W | SPP_N | MISO_W | Internal | Summer | B10 | 1262 | 750 | 0 | 34.55 | 30.71 | 5 | 0
2015 | SPP_N_2_MISO_W | SPP_N | MISO_W | Internal | Winter | B16 | 25 | 750 | 0 | 47.47 | 46.7 | 5 | 0
2015 | SPP_N_2_MISO_W | SPP_N | MISO_W | Internal | Winter | B17 | 100 | 750 | 0 | 39.41 | 41.54 | 5 | 0
2015 | SPP_N_2_MISO_W | SPP_N | MISO_W | Internal | Winter | B18 | 400 | 750 | 0 | 38.72 | 37.97 | 5 | 0
2015 | SPP_N_2_MISO_W | SPP_N | MISO_W | Internal | Winter | B19 | 700 | 750 | 0 | 38.63 | 36.56 | 5 | 0
2015 | SPP_N_2_MISO_W | SPP_N | MISO_W | Internal | Winter | B20 | 935 | 750 | 0 | 38.07 | 32.44 | 5 | 0
2015 | SPP_N_2_NE | SPP_N | NE | Internal | Shoulder | B11 | 25 | 330 | 0 | 53.51 | 46.51 | 0.01 | 0
2015 | SPP_N_2_NE | SPP_N | NE | Internal | Shoulder | B12 | 200 | 330 | 0.02 | 39.09 | 39.08 | 0.01 | 0
2015 | SPP_N_2_NE | SPP_N | NE | Internal | Shoulder | B13 | 600 | 330 | 0 | 37.6 | 37.28 | 0.01 | 0
2015 | SPP_N_2_NE | SPP_N | NE | Internal | Shoulder | B14 | 900 | 330 | 0 | 36.34 | 36.33 | 0.01 | 0
2015 | SPP_N_2_NE | SPP_N | NE | Internal | Shoulder | B15 | 1203 | 330 | 0 | 36.3 | 35.61 | 0.01 | 0
2015 | SPP_N_2_NE | SPP_N | NE | Internal | Summer | B1 | 10 | 330 | 0.44 | 58.76 | 58.75 | 0.01 | 0
2015 | SPP_N_2_NE | SPP_N | NE | Internal | Summer | B2 | 25 | 330 | 0 | 58.76 | 57.36 | 0.01 | 0
2015 | SPP_N_2_NE | SPP_N | NE | Internal | Summer | B3 | 75 | 330 | 0 | 58.76 | 57.36 | 0.01 | 0
2015 | SPP_N_2_NE | SPP_N | NE | Internal | Summer | B4 | 100 | 330 | 0.05 | 56.47 | 56.46 | 0.01 | 0
2015 | SPP_N_2_NE | SPP_N | NE | Internal | Summer | B5 | 200 | 330 | 0.02 | 52.82 | 52.81 | 0.01 | 0
2015 | SPP_N_2_NE | SPP_N | NE | Internal | Summer | B6 | 300 | 330 | 0 | 49.1 | 44.71 | 0.01 | 0
2015 | SPP_N_2_NE | SPP_N | NE | Internal | Summer | B7 | 400 | 330 | 0 | 42.91 | 35.91 | 0.01 | 0
2015 | SPP_N_2_NE | SPP_N | NE | Internal | Summer | B8 | 500 | 330 | 0 | 36.69 | 33.43 | 0.01 | 0
2015 | SPP_N_2_NE | SPP_N | NE | Internal | Summer | B9 | 800 | 330 | 0 | 35.12 | 33.43 | 0.01 | 0
2015 | SPP_N_2_NE | SPP_N | NE | Internal | Summer | B10 | 1262 | 330 | 0 | 34.55 | 31.91 | 0.01 | 0
2015 | SPP_N_2_NE | SPP_N | NE | Internal | Winter | B16 | 25 | 330 | 0 | 47.47 | 46.7 | 0.01 | 0
2015 | SPP_N_2_NE | SPP_N | NE | Internal | Winter | B17 | 100 | 330 | 0.05 | 39.41 | 39.4 | 0.01 | 0
2015 | SPP_N_2_NE | SPP_N | NE | Internal | Winter | B18 | 400 | 330 | 0 | 38.72 | 38.62 | 0.01 | 0
2015 | SPP_N_2_NE | SPP_N | NE | Internal | Winter | B19 | 700 | 330 | 0 | 38.63 | 38.62 | 0.01 | 0
2015 | SPP_N_2_NE | SPP_N | NE | Internal | Winter | B20 | 935 | 330 | 0 | 38.07 | 33.43 | 0.01 | 0
2015 | SPP_N_2_SPP_S | SPP_N | SPP_S | Internal | Shoulder | B11 | 25 | 4000 | 0 | 53.51 | 52.2 | 0.01 | 0
2015 | SPP_N_2_SPP_S | SPP_N | SPP_S | Internal | Shoulder | B12 | 200 | 4000 | 3.24 | 39.09 | 39.1 | 0.01 | 0
2015 | SPP_N_2_SPP_S | SPP_N | SPP_S | Internal | Shoulder | B13 | 600 | 4000 | 1275.74 | 37.6 | 37.62 | 0.01 | 0
2015 | SPP_N_2_SPP_S | SPP_N | SPP_S | Internal | Shoulder | B14 | 900 | 4000 | 1678.11 | 36.34 | 36.35 | 0.01 | 0
2015 | SPP_N_2_SPP_S | SPP_N | SPP_S | Internal | Shoulder | B15 | 1203 | 4000 | 3041.79 | 36.3 | 36.31 | 0.01 | 0
2015 | SPP_N_2_SPP_S | SPP_N | SPP_S | Internal | Summer | B1 | 10 | 4000 | 0.48 | 58.76 | 58.75 | 0.01 | 0
2015 | SPP_N_2_SPP_S | SPP_N | SPP_S | Internal | Summer | B2 | 25 | 4000 | 0.21 | 58.76 | 58.75 | 0.01 | 0
2015 | SPP_N_2_SPP_S | SPP_N | SPP_S | Internal | Summer | B3 | 75 | 4000 | 0 | 58.76 | 51.92 | 0.01 | 0
2015 | SPP_N_2_SPP_S | SPP_N | SPP_S | Internal | Summer | B4 | 100 | 4000 | 0 | 56.47 | 50.82 | 0.01 | 0
2015 | SPP_N_2_SPP_S | SPP_N | SPP_S | Internal | Summer | B5 | 200 | 4000 | 0 | 52.82 | 50.41 | 0.01 | 0
2015 | SPP_N_2_SPP_S | SPP_N | SPP_S | Internal | Summer | B6 | 300 | 4000 | 1896.68 | 49.1 | 49.11 | 0.01 | 0
2015 | SPP_N_2_SPP_S | SPP_N | SPP_S | Internal | Summer | B7 | 400 | 4000 | 1663.21 | 42.91 | 42.93 | 0.01 | 0
2015 | SPP_N_2_SPP_S | SPP_N | SPP_S | Internal | Summer | B8 | 500 | 4000 | 1737.5 | 36.69 | 36.71 | 0.01 | 0
2015 | SPP_N_2_SPP_S | SPP_N | SPP_S | Internal | Summer | B9 | 800 | 4000 | 3016.88 | 35.12 | 35.13 | 0.01 | 0
2015 | SPP_N_2_SPP_S | SPP_N | SPP_S | Internal | Summer | B10 | 1262 | 4000 | 4000 | 34.55 | 35.05 | 0.01 | 0.49
2015 | SPP_N_2_SPP_S | SPP_N | SPP_S | Internal | Winter | B16 | 25 | 4000 | 1271.33 | 47.47 | 47.48 | 0.01 | 0
2015 | SPP_N_2_SPP_S | SPP_N | SPP_S | Internal | Winter | B17 | 100 | 4000 | 1549.91 | 39.41 | 39.42 | 0.01 | 0
2015 | SPP_N_2_SPP_S | SPP_N | SPP_S | Internal | Winter | B18 | 400 | 4000 | 2743.68 | 38.72 | 38.73 | 0.01 | 0
2015 | SPP_N_2_SPP_S | SPP_N | SPP_S | Internal | Winter | B19 | 700 | 4000 | 2334.78 | 38.63 | 38.64 | 0.01 | 0
2015 | SPP_N_2_SPP_S | SPP_N | SPP_S | Internal | Winter | B20 | 935 | 4000 | 4000 | 38.07 | 38.64 | 0.01 | 0.56
2015 | SPP_S_2_ENT | SPP_S | ENT | Internal | Shoulder | B11 | 25 | 850 | 0 | 52.2 | 53.5 | 5 | 0
2015 | SPP_S_2_ENT | SPP_S | ENT | Internal | Shoulder | B12 | 200 | 850 | 0 | 39.1 | 38.05 | 5 | 0
2015 | SPP_S_2_ENT | SPP_S | ENT | Internal | Shoulder | B13 | 600 | 850 | 0 | 37.62 | 38.05 | 5 | 0
2015 | SPP_S_2_ENT | SPP_S | ENT | Internal | Shoulder | B14 | 900 | 850 | 0 | 36.35 | 37.78 | 5 | 0
2015 | SPP_S_2_ENT | SPP_S | ENT | Internal | Shoulder | B15 | 1203 | 850 | 0 | 36.31 | 36.58 | 5 | 0
2015 | SPP_S_2_ENT | SPP_S | ENT | Internal | Summer | B1 | 10 | 850 | 0 | 58.75 | 59.38 | 5 | 0
2015 | SPP_S_2_ENT | SPP_S | ENT | Internal | Summer | B2 | 25 | 850 | 0 | 58.75 | 57.19 | 5 | 0
2015 | SPP_S_2_ENT | SPP_S | ENT | Internal | Summer | B3 | 75 | 850 | 101.81 | 51.92 | 56.92 | 5 | 0
2015 | SPP_S_2_ENT | SPP_S | ENT | Internal | Summer | B4 | 100 | 850 | 415.28 | 50.82 | 55.82 | 5 | 0
2015 | SPP_S_2_ENT | SPP_S | ENT | Internal | Summer | B5 | 200 | 850 | 0 | 50.41 | 51.84 | 5 | 0
2015 | SPP_S_2_ENT | SPP_S | ENT | Internal | Summer | B6 | 300 | 850 | 0 | 49.11 | 44.89 | 5 | 0
2015 | SPP_S_2_ENT | SPP_S | ENT | Internal | Summer | B7 | 400 | 850 | 0 | 42.93 | 42.05 | 5 | 0
2015 | SPP_S_2_ENT | SPP_S | ENT | Internal | Summer | B8 | 500 | 850 | 0 | 36.71 | 36.89 | 5 | 0
2015 | SPP_S_2_ENT | SPP_S | ENT | Internal | Summer | B9 | 800 | 850 | 0 | 35.13 | 36.63 | 5 | 0
2015 | SPP_S_2_ENT | SPP_S | ENT | Internal | Summer | B10 | 1262 | 850 | 0 | 35.05 | 35.44 | 5 | 0
2015 | SPP_S_2_ENT | SPP_S | ENT | Internal | Winter | B16 | 25 | 850 | 0 | 47.48 | 51.78 | 5 | 0
2015 | SPP_S_2_ENT | SPP_S | ENT | Internal | Winter | B17 | 100 | 850 | 0 | 39.42 | 40.38 | 5 | 0
2015 | SPP_S_2_ENT | SPP_S | ENT | Internal | Winter | B18 | 400 | 850 | 0 | 38.73 | 40.38 | 5 | 0
2015 | SPP_S_2_ENT | SPP_S | ENT | Internal | Winter | B19 | 700 | 850 | 0 | 38.64 | 40.1 | 5 | 0
2015 | SPP_S_2_ENT | SPP_S | ENT | Internal | Winter | B20 | 935 | 850 | 0 | 38.64 | 38.79 | 5 | 0
2015 | SPP_S_2_SPP_N | SPP_S | SPP_N | Internal | Shoulder | B11 | 25 | 640 | 640 | 52.2 | 53.51 | 0.01 | 1.29
2015 | SPP_S_2_SPP_N | SPP_S | SPP_N | Internal | Shoulder | B12 | 200 | 640 | 0.04 | 39.1 | 39.09 | 0.01 | 0
2015 | SPP_S_2_SPP_N | SPP_S | SPP_N | Internal | Shoulder | B13 | 600 | 640 | 0 | 37.62 | 37.6 | 0.01 | 0
2015 | SPP_S_2_SPP_N | SPP_S | SPP_N | Internal | Shoulder | B14 | 900 | 640 | 0 | 36.35 | 36.34 | 0.01 | 0
2015 | SPP_S_2_SPP_N | SPP_S | SPP_N | Internal | Shoulder | B15 | 1203 | 640 | 0 | 36.31 | 36.3 | 0.01 | 0
2015 | SPP_S_2_SPP_N | SPP_S | SPP_N | Internal | Summer | B1 | 10 | 640 | 201.53 | 58.75 | 58.76 | 0.01 | 0
2015 | SPP_S_2_SPP_N | SPP_S | SPP_N | Internal | Summer | B2 | 25 | 640 | 54.62 | 58.75 | 58.76 | 0.01 | 0
2015 | SPP_S_2_SPP_N | SPP_S | SPP_N | Internal | Summer | B3 | 75 | 640 | 640 | 51.92 | 58.76 | 0.01 | 6.83
2015 | SPP_S_2_SPP_N | SPP_S | SPP_N | Internal | Summer | B4 | 100 | 640 | 640 | 50.82 | 56.47 | 0.01 | 5.63
2015 | SPP_S_2_SPP_N | SPP_S | SPP_N | Internal | Summer | B5 | 200 | 640 | 640 | 50.41 | 52.82 | 0.01 | 2.4
2015 | SPP_S_2_SPP_N | SPP_S | SPP_N | Internal | Summer | B6 | 300 | 640 | 0.02 | 49.11 | 49.1 | 0.01 | 0
2015 | SPP_S_2_SPP_N | SPP_S | SPP_N | Internal | Summer | B7 | 400 | 640 | 0.01 | 42.93 | 42.91 | 0.01 | 0
2015 | SPP_S_2_SPP_N | SPP_S | SPP_N | Internal | Summer | B8 | 500 | 640 | 0 | 36.71 | 36.69 | 0.01 | 0
2015 | SPP_S_2_SPP_N | SPP_S | SPP_N | Internal | Summer | B9 | 800 | 640 | 0 | 35.13 | 35.12 | 0.01 | 0
2015 | SPP_S_2_SPP_N | SPP_S | SPP_N | Internal | Summer | B10 | 1262 | 640 | 0 | 35.05 | 34.55 | 0.01 | 0
2015 | SPP_S_2_SPP_N | SPP_S | SPP_N | Internal | Winter | B16 | 25 | 640 | 0.19 | 47.48 | 47.47 | 0.01 | 0
2015 | SPP_S_2_SPP_N | SPP_S | SPP_N | Internal | Winter | B17 | 100 | 640 | 0.05 | 39.42 | 39.41 | 0.01 | 0
2015 | SPP_S_2_SPP_N | SPP_S | SPP_N | Internal | Winter | B18 | 400 | 640 | 0.01 | 38.73 | 38.72 | 0.01 | 0
2015 | SPP_S_2_SPP_N | SPP_S | SPP_N | Internal | Winter | B19 | 700 | 640 | 0 | 38.64 | 38.63 | 0.01 | 0
2015 | SPP_S_2_SPP_N | SPP_S | SPP_N | Internal | Winter | B20 | 935 | 640 | 0 | 38.64 | 38.07 | 0.01 | 0
2015 | TVA_2_ENT | TVA | ENT | Internal | Shoulder | B11 | 25 | 500 | 0 | 53.58 | 53.5 | 9 | 0
2015 | TVA_2_ENT | TVA | ENT | Internal | Shoulder | B12 | 200 | 500 | 0 | 40.02 | 38.05 | 9 | 0
2015 | TVA_2_ENT | TVA | ENT | Internal | Shoulder | B13 | 600 | 500 | 0 | 39.33 | 38.05 | 9 | 0
2015 | TVA_2_ENT | TVA | ENT | Internal | Shoulder | B14 | 900 | 500 | 0 | 39.33 | 37.78 | 9 | 0
2015 | TVA_2_ENT | TVA | ENT | Internal | Shoulder | B15 | 1203 | 500 | 0 | 38.4 | 36.58 | 9 | 0
2015 | TVA_2_ENT | TVA | ENT | Internal | Summer | B1 | 10 | 500 | 0 | 67.39 | 59.38 | 9 | 0
2015 | TVA_2_ENT | TVA | ENT | Internal | Summer | B2 | 25 | 500 | 0 | 65.21 | 57.19 | 9 | 0
2015 | TVA_2_ENT | TVA | ENT | Internal | Summer | B3 | 75 | 500 | 0 | 62.95 | 56.92 | 9 | 0
2015 | TVA_2_ENT | TVA | ENT | Internal | Summer | B4 | 100 | 500 | 0 | 61.42 | 55.82 | 9 | 0
2015 | TVA_2_ENT | TVA | ENT | Internal | Summer | B5 | 200 | 500 | 0 | 50.53 | 51.84 | 9 | 0
2015 | TVA_2_ENT | TVA | ENT | Internal | Summer | B6 | 300 | 500 | 0 | 38.73 | 44.89 | 9 | 0
2015 | TVA_2_ENT | TVA | ENT | Internal | Summer | B7 | 400 | 500 | 0 | 37.16 | 42.05 | 9 | 0
2015 | TVA_2_ENT | TVA | ENT | Internal | Summer | B8 | 500 | 500 | 0 | 37.16 | 36.89 | 9 | 0
2015 | TVA_2_ENT | TVA | ENT | Internal | Summer | B9 | 800 | 500 | 0 | 37.16 | 36.63 | 9 | 0
2015 | TVA_2_ENT | TVA | ENT | Internal | Summer | B10 | 1262 | 500 | 0 | 36.11 | 35.44 | 9 | 0
2015 | TVA_2_ENT | TVA | ENT | Internal | Winter | B16 | 25 | 500 | 0 | 54.72 | 51.78 | 9 | 0
2015 | TVA_2_ENT | TVA | ENT | Internal | Winter | B17 | 100 | 500 | 0 | 42.52 | 40.38 | 9 | 0
2015 | TVA_2_ENT | TVA | ENT | Internal | Winter | B18 | 400 | 500 | 0 | 38.76 | 40.38 | 9 | 0
2015 | TVA_2_ENT | TVA | ENT | Internal | Winter | B19 | 700 | 500 | 0 | 38.76 | 40.1 | 9 | 0
2015 | TVA_2_ENT | TVA | ENT | Internal | Winter | B20 | 935 | 500 | 0 | 38.76 | 38.79 | 9 | 0
2015 | TVA_2_MISO_MO-IL | TVA | MISO_MO-IL | Internal | Shoulder | B11 | 25 | 50 | 0 | 53.58 | 46.5 | 9 | 0
2015 | TVA_2_MISO_MO-IL | TVA | MISO_MO-IL | Internal | Shoulder | B12 | 200 | 50 | 0 | 40.02 | 39.85 | 9 | 0
2015 | TVA_2_MISO_MO-IL | TVA | MISO_MO-IL | Internal | Shoulder | B13 | 600 | 50 | 0 | 39.33 | 37.27 | 9 | 0
2015 | TVA_2_MISO_MO-IL | TVA | MISO_MO-IL | Internal | Shoulder | B14 | 900 | 50 | 0 | 39.33 | 35.79 | 9 | 0
2015 | TVA_2_MISO_MO-IL | TVA | MISO_MO-IL | Internal | Shoulder | B15 | 1203 | 50 | 0 | 38.4 | 32.99 | 9 | 0
2015 | TVA_2_MISO_MO-IL | TVA | MISO_MO-IL | Internal | Summer | B1 | 10 | 50 | 0 | 67.39 | 59.38 | 9 | 0
2015 | TVA_2_MISO_MO-IL | TVA | MISO_MO-IL | Internal | Summer | B2 | 25 | 50 | 0 | 65.21 | 57.19 | 9 | 0
2015 | TVA_2_MISO_MO-IL | TVA | MISO_MO-IL | Internal | Summer | B3 | 75 | 50 | 0 | 62.95 | 56.4 | 9 | 0
2015 | TVA_2_MISO_MO-IL | TVA | MISO_MO-IL | Internal | Summer | B4 | 100 | 50 | 0 | 61.42 | 53.42 | 9 | 0
2015 | TVA_2_MISO_MO-IL | TVA | MISO_MO-IL | Internal | Summer | B5 | 200 | 50 | 0 | 50.53 | 46.71 | 9 | 0
2015 | TVA_2_MISO_MO-IL | TVA | MISO_MO-IL | Internal | Summer | B6 | 300 | 50 | 0 | 38.73 | 42.09 | 9 | 0
2015 | TVA_2_MISO_MO-IL | TVA | MISO_MO-IL | Internal | Summer | B7 | 400 | 50 | 0 | 37.16 | 35.9 | 9 | 0
2015 | TVA_2_MISO_MO-IL | TVA | MISO_MO-IL | Internal | Summer | B8 | 500 | 50 | 0 | 37.16 | 33.39 | 9 | 0
2015 | TVA_2_MISO_MO-IL | TVA | MISO_MO-IL | Internal | Summer | B9 | 800 | 50 | 0 | 37.16 | 32.89 | 9 | 0
2015 | TVA_2_MISO_MO-IL | TVA | MISO_MO-IL | Internal | Summer | B10 | 1262 | 50 | 0 | 36.11 | 30.7 | 9 | 0
2015 | TVA_2_MISO_MO-IL | TVA | MISO_MO-IL | Internal | Winter | B16 | 25 | 50 | 0 | 54.72 | 46.71 | 9 | 0
2015 | TVA_2_MISO_MO-IL | TVA | MISO_MO-IL | Internal | Winter | B17 | 100 | 50 | 0 | 42.52 | 41.55 | 9 | 0
2015 | TVA_2_MISO_MO-IL | TVA | MISO_MO-IL | Internal | Winter | B18 | 400 | 50 | 0 | 38.76 | 37.96 | 9 | 0
2015 | TVA_2_MISO_MO-IL | TVA | MISO_MO-IL | Internal | Winter | B19 | 700 | 50 | 0 | 38.76 | 36.36 | 9 | 0
2015 | TVA_2_MISO_MO-IL | TVA | MISO_MO-IL | Internal | Winter | B20 | 935 | 50 | 0 | 38.76 | 32.43 | 9 | 0
2015 | TVA_2_NonRTO_Midwest | TVA | NonRTO_Midwest | Internal | Shoulder | B11 | 25 | 100 | 0 | 53.58 | 54.51 | 9 | 0
2015 | TVA_2_NonRTO_Midwest | TVA | NonRTO_Midwest | Internal | Shoulder | B12 | 200 | 100 | 0 | 40.02 | 47.87 | 9 | 0
2015 | TVA_2_NonRTO_Midwest | TVA | NonRTO_Midwest | Internal | Shoulder | B13 | 600 | 100 | 0 | 39.33 | 44.76 | 9 | 0
2015 | TVA_2_NonRTO_Midwest | TVA | NonRTO_Midwest | Internal | Shoulder | B14 | 900 | 100 | 0 | 39.33 | 35.69 | 9 | 0
2015 | TVA_2_NonRTO_Midwest | TVA | NonRTO_Midwest | Internal | Shoulder | B15 | 1203 | 100 | 0 | 38.4 | 33.48 | 9 | 0
2015 | TVA_2_NonRTO_Midwest | TVA | NonRTO_Midwest | Internal | Summer | B1 | 10 | 100 | 0 | 67.39 | 63.36 | 9 | 0
2015 | TVA_2_NonRTO_Midwest | TVA | NonRTO_Midwest | Internal | Summer | B2 | 25 | 100 | 0 | 65.21 | 63.36 | 9 | 0
2015 | TVA_2_NonRTO_Midwest | TVA | NonRTO_Midwest | Internal | Summer | B3 | 75 | 100 | 0 | 62.95 | 63.36 | 9 | 0
2015 | TVA_2_NonRTO_Midwest | TVA | NonRTO_Midwest | Internal | Summer | B4 | 100 | 100 | 0 | 61.42 | 61.41 | 9 | 0
2015 | TVA_2_NonRTO_Midwest | TVA | NonRTO_Midwest | Internal | Summer | B5 | 200 | 100 | 0 | 50.53 | 54.7 | 9 | 0
2015 | TVA_2_NonRTO_Midwest | TVA | NonRTO_Midwest | Internal | Summer | B6 | 300 | 100 | 11 | 38.73 | 47.73 | 9 | 0
2015 | TVA_2_NonRTO_Midwest | TVA | NonRTO_Midwest | Internal | Summer | B7 | 400 | 100 | 0 | 37.16 | 35.12 | 9 | 0
2015 | TVA_2_NonRTO_Midwest | TVA | NonRTO_Midwest | Internal | Summer | B8 | 500 | 100 | 0 | 37.16 | 34.17 | 9 | 0
2015 | TVA_2_NonRTO_Midwest | TVA | NonRTO_Midwest | Internal | Summer | B9 | 800 | 100 | 0 | 37.16 | 33.48 | 9 | 0
2015 | TVA_2_NonRTO_Midwest | TVA | NonRTO_Midwest | Internal | Summer | B10 | 1262 | 100 | 0 | 36.11 | 33.2 | 9 | 0
2015 | TVA_2_NonRTO_Midwest | TVA | NonRTO_Midwest | Internal | Winter | B16 | 25 | 100 | 0 | 54.72 | 54.72 | 9 | 0
2015 | TVA_2_NonRTO_Midwest | TVA | NonRTO_Midwest | Internal | Winter | B17 | 100 | 100 | 0 | 42.52 | 50.77 | 9 | 0
2015 | TVA_2_NonRTO_Midwest | TVA | NonRTO_Midwest | Internal | Winter | B18 | 400 | 100 | 0 | 38.76 | 45.97 | 9 | 0
2015 | TVA_2_NonRTO_Midwest | TVA | NonRTO_Midwest | Internal | Winter | B19 | 700 | 100 | 0 | 38.76 | 35.88 | 9 | 0
2015 | TVA_2_NonRTO_Midwest | TVA | NonRTO_Midwest | Internal | Winter | B20 | 935 | 100 | 0 | 38.76 | 33.52 | 9 | 0
2015 | TVA_2_PJM_ROR | TVA | PJM_ROR | Internal | Shoulder | B11 | 25 | 500 | 0 | 53.58 | 48.5 | 9 | 0
2015 | TVA_2_PJM_ROR | TVA | PJM_ROR | Internal | Shoulder | B12 | 200 | 500 | 0 | 40.02 | 41.87 | 9 | 0
2015 | TVA_2_PJM_ROR | TVA | PJM_ROR | Internal | Shoulder | B13 | 600 | 500 | 0 | 39.33 | 39.55 | 9 | 0
2015 | TVA_2_PJM_ROR | TVA | PJM_ROR | Internal | Shoulder | B14 | 900 | 500 | 0 | 39.33 | 37.81 | 9 | 0
2015 | TVA_2_PJM_ROR | TVA | PJM_ROR | Internal | Shoulder | B15 | 1203 | 500 | 0 | 38.4 | 34.99 | 9 | 0
2015 | TVA_2_PJM_ROR | TVA | PJM_ROR | Internal | Summer | B1 | 10 | 500 | 0 | 67.39 | 61.38 | 9 | 0
2015 | TVA_2_PJM_ROR | TVA | PJM_ROR | Internal | Summer | B2 | 25 | 500 | 0 | 65.21 | 59.19 | 9 | 0
2015 | TVA_2_PJM_ROR | TVA | PJM_ROR | Internal | Summer | B3 | 75 | 500 | 0 | 62.95 | 56.94 | 9 | 0
2015 | TVA_2_PJM_ROR | TVA | PJM_ROR | Internal | Summer | B4 | 100 | 500 | 0 | 61.42 | 55.41 | 9 | 0
2015 | TVA_2_PJM_ROR | TVA | PJM_ROR | Internal | Summer | B5 | 200 | 500 | 0 | 50.53 | 48.71 | 9 | 0
2015 | TVA_2_PJM_ROR | TVA | PJM_ROR | Internal | Summer | B6 | 300 | 500 | 0 | 38.73 | 44.09 | 9 | 0
2015 | TVA_2_PJM_ROR | TVA | PJM_ROR | Internal | Summer | B7 | 400 | 500 | 0 | 37.16 | 37.93 | 9 | 0
2015 | TVA_2_PJM_ROR | TVA | PJM_ROR | Internal | Summer | B8 | 500 | 500 | 0 | 37.16 | 36.08 | 9 | 0
2015 | TVA_2_PJM_ROR | TVA | PJM_ROR | Internal | Summer | B9 | 800 | 500 | 0 | 37.16 | 34.89 | 9 | 0
2015 | TVA_2_PJM_ROR | TVA | PJM_ROR | Internal | Summer | B10 | 1262 | 500 | 0 | 36.11 | 32.7 | 9 | 0
2015 | TVA_2_PJM_ROR | TVA | PJM_ROR | Internal | Winter | B16 | 25 | 500 | 0 | 54.72 | 48.71 | 9 | 0
2015 | TVA_2_PJM_ROR | TVA | PJM_ROR | Internal | Winter | B17 | 100 | 500 | 0 | 42.52 | 44.85 | 9 | 0
2015 | TVA_2_PJM_ROR | TVA | PJM_ROR | Internal | Winter | B18 | 400 | 500 | 0 | 38.76 | 39.97 | 9 | 0
2015 | TVA_2_PJM_ROR | TVA | PJM_ROR | Internal | Winter | B19 | 700 | 500 | 0 | 38.76 | 38.37 | 9 | 0
2015 | TVA_2_PJM_ROR | TVA | PJM_ROR | Internal | Winter | B20 | 935 | 500 | 0 | 38.76 | 34.43 | 9 | 0
2015 | TVA_2_SOCO | TVA | SOCO | Internal | Shoulder | B11 | 25 | 500 | 0 | 53.58 | 61.5 | 9 | 0
2015 | TVA_2_SOCO | TVA | SOCO | Internal | Shoulder | B12 | 200 | 500 | 0 | 40.02 | 42.81 | 9 | 0
2015 | TVA_2_SOCO | TVA | SOCO | Internal | Shoulder | B13 | 600 | 500 | 0 | 39.33 | 39.02 | 9 | 0
2015 | TVA_2_SOCO | TVA | SOCO | Internal | Shoulder | B14 | 900 | 500 | 0 | 39.33 | 39.02 | 9 | 0
2015 | TVA_2_SOCO | TVA | SOCO | Internal | Shoulder | B15 | 1203 | 500 | 0 | 38.4 | 39.02 | 9 | 0
2015 | TVA_2_SOCO | TVA | SOCO | Internal | Summer | B1 | 10 | 500 | 0 | 67.39 | 64.92 | 9 | 0
2015 | TVA_2_SOCO | TVA | SOCO | Internal | Summer | B2 | 25 | 500 | 0 | 65.21 | 64.92 | 9 | 0
2015 | TVA_2_SOCO | TVA | SOCO | Internal | Summer | B3 | 75 | 500 | 0 | 62.95 | 64.92 | 9 | 0
2015 | TVA_2_SOCO | TVA | SOCO | Internal | Summer | B4 | 100 | 500 | 0 | 61.42 | 64.92 | 9 | 0
2015 | TVA_2_SOCO | TVA | SOCO | Internal | Summer | B5 | 200 | 500 | 500 | 50.53 | 60.27 | 9 | 0.74
2015 | TVA_2_SOCO | TVA | SOCO | Internal | Summer | B6 | 300 | 500 | 500 | 38.73 | 52.89 | 9 | 5.15
2015 | TVA_2_SOCO | TVA | SOCO | Internal | Summer | B7 | 400 | 500 | 500 | 37.16 | 50.05 | 9 | 3.89
2015 | TVA_2_SOCO | TVA | SOCO | Internal | Summer | B8 | 500 | 500 | 0 | 37.16 | 43.64 | 9 | 0
2015 | TVA_2_SOCO | TVA | SOCO | Internal | Summer | B9 | 800 | 500 | 0 | 37.16 | 37.88 | 9 | 0
2015 | TVA_2_SOCO | TVA | SOCO | Internal | Summer | B10 | 1262 | 500 | 0 | 36.11 | 37.88 | 9 | 0
2015 | TVA_2_SOCO | TVA | SOCO | Internal | Winter | B16 | 25 | 500 | 0 | 54.72 | 59.78 | 9 | 0
2015 | TVA_2_SOCO | TVA | SOCO | Internal | Winter | B17 | 100 | 500 | 0 | 42.52 | 43.64 | 9 | 0
2015 | TVA_2_SOCO | TVA | SOCO | Internal | Winter | B18 | 400 | 500 | 0 | 38.76 | 41.34 | 9 | 0
2015 | TVA_2_SOCO | TVA | SOCO | Internal | Winter | B19 | 700 | 500 | 0 | 38.76 | 41.34 | 9 | 0
2015 | TVA_2_SOCO | TVA | SOCO | Internal | Winter | B20 | 935 | 500 | 0 | 38.76 | 41.34 | 9 | 0
2015 | TVA_2_VACAR | TVA | VACAR | Internal | Shoulder | B11 | 25 | 150 | 0 | 53.58 | 54.5 | 9 | 0
2015 | TVA_2_VACAR | TVA | VACAR | Internal | Shoulder | B12 | 200 | 150 | 0 | 40.02 | 47.87 | 9 | 0
2015 | TVA_2_VACAR | TVA | VACAR | Internal | Shoulder | B13 | 600 | 150 | 0 | 39.33 | 45.55 | 9 | 0
2015 | TVA_2_VACAR | TVA | VACAR | Internal | Shoulder | B14 | 900 | 150 | 0 | 39.33 | 43.81 | 9 | 0
2015 | TVA_2_VACAR | TVA | VACAR | Internal | Shoulder | B15 | 1203 | 150 | 0 | 38.4 | 42.06 | 9 | 0
2015 | TVA_2_VACAR | TVA | VACAR | Internal | Summer | B1 | 10 | 150 | 0 | 67.39 | 68.16 | 9 | 0
2015 | TVA_2_VACAR | TVA | VACAR | Internal | Summer | B2 | 25 | 150 | 0 | 65.21 | 68.16 | 9 | 0
2015 | TVA_2_VACAR | TVA | VACAR | Internal | Summer | B3 | 75 | 150 | 0 | 62.95 | 68.16 | 9 | 0
2015 | TVA_2_VACAR | TVA | VACAR | Internal | Summer | B4 | 100 | 150 | 0 | 61.42 | 61.41 | 9 | 0
2015 | TVA_2_VACAR | TVA | VACAR | Internal | Summer | B5 | 200 | 150 | 0 | 50.53 | 55.3 | 9 | 0
2015 | TVA_2_VACAR | TVA | VACAR | Internal | Summer | B6 | 300 | 150 | 150 | 38.73 | 50.09 | 9 | 2.36
2015 | TVA_2_VACAR | TVA | VACAR | Internal | Summer | B7 | 400 | 150 | 0 | 37.16 | 43.93 | 9 | 0
2015 | TVA_2_VACAR | TVA | VACAR | Internal | Summer | B8 | 500 | 150 | 0 | 37.16 | 42.75 | 9 | 0
2015 | TVA_2_VACAR | TVA | VACAR | Internal | Summer | B9 | 800 | 150 | 0 | 37.16 | 42.06 | 9 | 0
2015 | TVA_2_VACAR | TVA | VACAR | Internal | Summer | B10 | 1262 | 150 | 0 | 36.11 | 40.46 | 9 | 0
2015 | TVA_2_VACAR | TVA | VACAR | Internal | Winter | B16 | 25 | 150 | 0 | 54.72 | 58.89 | 9 | 0
2015 | TVA_2_VACAR | TVA | VACAR | Internal | Winter | B17 | 100 | 150 | 0 | 42.52 | 50.85 | 9 | 0
2015 | TVA_2_VACAR | TVA | VACAR | Internal | Winter | B18 | 400 | 150 | 0 | 38.76 | 45.97 | 9 | 0
2015 | TVA_2_VACAR | TVA | VACAR | Internal | Winter | B19 | 700 | 150 | 0 | 38.76 | 44.37 | 9 | 0
2015 | TVA_2_VACAR | TVA | VACAR | Internal | Winter | B20 | 935 | 150 | 0 | 38.76 | 42.38 | 9 | 0
2015 | TVA_Transmission_2_ENT | TVA_Transmission | ENT | Internal | Shoulder | B11 | 25 | 3000 | 0 | 53.92 | 53.5 | 9 | 0
2015 | TVA_Transmission_2_ENT | TVA_Transmission | ENT | Internal | Shoulder | B12 | 200 | 3000 | 0 | 43.31 | 38.05 | 9 | 0
2015 | TVA_Transmission_2_ENT | TVA_Transmission | ENT | Internal | Shoulder | B13 | 600 | 3000 | 0 | 41.7 | 38.05 | 9 | 0
2015 | TVA_Transmission_2_ENT | TVA_Transmission | ENT | Internal | Shoulder | B14 | 900 | 3000 | 0 | 40.58 | 37.78 | 9 | 0
2015 | TVA_Transmission_2_ENT | TVA_Transmission | ENT | Internal | Shoulder | B15 | 1203 | 3000 | 0 | 39.13 | 36.58 | 9 | 0
2015 | TVA_Transmission_2_ENT | TVA_Transmission | ENT | Internal | Summer | B1 | 10 | 3000 | 0 | 67.38 | 59.38 | 9 | 0
2015 | TVA_Transmission_2_ENT | TVA_Transmission | ENT | Internal | Summer | B2 | 25 | 3000 | 0 | 65.19 | 57.19 | 9 | 0
2015 | TVA_Transmission_2_ENT | TVA_Transmission | ENT | Internal | Summer | B3 | 75 | 3000 | 0 | 62.94 | 56.92 | 9 | 0
2015 | TVA_Transmission_2_ENT | TVA_Transmission | ENT | Internal | Summer | B4 | 100 | 3000 | 0 | 61.41 | 55.82 | 9 | 0
2015 | TVA_Transmission_2_ENT | TVA_Transmission | ENT | Internal | Summer | B5 | 200 | 3000 | 0 | 52.92 | 51.84 | 9 | 0
2015 | TVA_Transmission_2_ENT | TVA_Transmission | ENT | Internal | Summer | B6 | 300 | 3000 | 0 | 46.65 | 44.89 | 9 | 0
2015 | TVA_Transmission_2_ENT | TVA_Transmission | ENT | Internal | Summer | B7 | 400 | 3000 | 0 | 41.8 | 42.05 | 9 | 0
2015 | TVA_Transmission_2_ENT | TVA_Transmission | ENT | Internal | Summer | B8 | 500 | 3000 | 0 | 38.83 | 36.89 | 9 | 0
2015 | TVA_Transmission_2_ENT | TVA_Transmission | ENT | Internal | Summer | B9 | 800 | 3000 | 0 | 38.31 | 36.63 | 9 | 0
2015 | TVA_Transmission_2_ENT | TVA_Transmission | ENT | Internal | Summer | B10 | 1262 | 3000 | 0 | 36.98 | 35.44 | 9 | 0
2015 | TVA_Transmission_2_ENT | TVA_Transmission | ENT | Internal | Winter | B16 | 25 | 3000 | 0 | 54.71 | 51.78 | 9 | 0
2015 | TVA_Transmission_2_ENT | TVA_Transmission | ENT | Internal | Winter | B17 | 100 | 3000 | 0 | 45.75 | 40.38 | 9 | 0
2015 | TVA_Transmission_2_ENT | TVA_Transmission | ENT | Internal | Winter | B18 | 400 | 3000 | 0 | 42.26 | 40.38 | 9 | 0
2015 | TVA_Transmission_2_ENT | TVA_Transmission | ENT | Internal | Winter | B19 | 700 | 3000 | 0 | 40.61 | 40.1 | 9 | 0
2015 | TVA_Transmission_2_ENT | TVA_Transmission | ENT | Internal | Winter | B20 | 935 | 3000 | 0 | 39.28 | 38.79 | 9 | 0
2015 | TVA_Transmission_2_MISO_MO-IL | TVA_Transmission | MISO_MO-IL | Internal | Shoulder | B11 | 25 | 4000 | 0 | 53.92 | 46.5 | 9 | 0
2015 | TVA_Transmission_2_MISO_MO-IL | TVA_Transmission | MISO_MO-IL | Internal | Shoulder | B12 | 200 | 4000 | 0 | 43.31 | 39.85 | 9 | 0
2015 | TVA_Transmission_2_MISO_MO-IL | TVA_Transmission | MISO_MO-IL | Internal | Shoulder | B13 | 600 | 4000 | 0 | 41.7 | 37.27 | 9 | 0
2015 | TVA_Transmission_2_MISO_MO-IL | TVA_Transmission | MISO_MO-IL | Internal | Shoulder | B14 | 900 | 4000 | 0 | 40.58 | 35.79 | 9 | 0
2015 | TVA_Transmission_2_MISO_MO-IL | TVA_Transmission | MISO_MO-IL | Internal | Shoulder | B15 | 1203 | 4000 | 0 | 39.13 | 32.99 | 9 | 0
2015 | TVA_Transmission_2_MISO_MO-IL | TVA_Transmission | MISO_MO-IL | Internal | Summer | B1 | 10 | 4000 | 0 | 67.38 | 59.38 | 9 | 0
2015 | TVA_Transmission_2_MISO_MO-IL | TVA_Transmission | MISO_MO-IL | Internal | Summer | B2 | 25 | 4000 | 0 | 65.19 | 57.19 | 9 | 0
2015 | TVA_Transmission_2_MISO_MO-IL | TVA_Transmission | MISO_MO-IL | Internal | Summer | B3 | 75 | 4000 | 0 | 62.94 | 56.4 | 9 | 0
2015 | TVA_Transmission_2_MISO_MO-IL | TVA_Transmission | MISO_MO-IL | Internal | Summer | B4 | 100 | 4000 | 0 | 61.41 | 53.42 | 9 | 0
2015 | TVA_Transmission_2_MISO_MO-IL | TVA_Transmission | MISO_MO-IL | Internal | Summer | B5 | 200 | 4000 | 0 | 52.92 | 46.71 | 9 | 0
2015 | TVA_Transmission_2_MISO_MO-IL | TVA_Transmission | MISO_MO-IL | Internal | Summer | B6 | 300 | 4000 | 0 | 46.65 | 42.09 | 9 | 0
2015 | TVA_Transmission_2_MISO_MO-IL | TVA_Transmission | MISO_MO-IL | Internal | Summer | B7 | 400 | 4000 | 0 | 41.8 | 35.9 | 9 | 0
2015 | TVA_Transmission_2_MISO_MO-IL | TVA_Transmission | MISO_MO-IL | Internal | Summer | B8 | 500 | 4000 | 0 | 38.83 | 33.39 | 9 | 0
2015 | TVA_Transmission_2_MISO_MO-IL | TVA_Transmission | MISO_MO-IL | Internal | Summer | B9 | 800 | 4000 | 0 | 38.31 | 32.89 | 9 | 0
2015 | TVA_Transmission_2_MISO_MO-IL | TVA_Transmission | MISO_MO-IL | Internal | Summer | B10 | 1262 | 4000 | 0 | 36.98 | 30.7 | 9 | 0
2015 | TVA_Transmission_2_MISO_MO-IL | TVA_Transmission | MISO_MO-IL | Internal | Winter | B16 | 25 | 4000 | 0 | 54.71 | 46.71 | 9 | 0
2015 | TVA_Transmission_2_MISO_MO-IL | TVA_Transmission | MISO_MO-IL | Internal | Winter | B17 | 100 | 4000 | 0 | 45.75 | 41.55 | 9 | 0
2015 | TVA_Transmission_2_MISO_MO-IL | TVA_Transmission | MISO_MO-IL | Internal | Winter | B18 | 400 | 4000 | 0 | 42.26 | 37.96 | 9 | 0
2015 | TVA_Transmission_2_MISO_MO-IL | TVA_Transmission | MISO_MO-IL | Internal | Winter | B19 | 700 | 4000 | 0 | 40.61 | 36.36 | 9 | 0
2015 | TVA_Transmission_2_MISO_MO-IL | TVA_Transmission | MISO_MO-IL | Internal | Winter | B20 | 935 | 4000 | 0 | 39.28 | 32.43 | 9 | 0
2015 | TVA_Transmission_2_NonRTO_Midwest | TVA_Transmission | NonRTO_Midwest | Internal | Shoulder | B11 | 25 | 700 | 0 | 53.92 | 54.51 | 9 | 0
2015 | TVA_Transmission_2_NonRTO_Midwest | TVA_Transmission | NonRTO_Midwest | Internal | Shoulder | B12 | 200 | 700 | 0 | 43.31 | 47.87 | 9 | 0
2015 | TVA_Transmission_2_NonRTO_Midwest | TVA_Transmission | NonRTO_Midwest | Internal | Shoulder | B13 | 600 | 700 | 0 | 41.7 | 44.76 | 9 | 0
2015 | TVA_Transmission_2_NonRTO_Midwest | TVA_Transmission | NonRTO_Midwest | Internal | Shoulder | B14 | 900 | 700 | 0 | 40.58 | 35.69 | 9 | 0
2015 | TVA_Transmission_2_NonRTO_Midwest | TVA_Transmission | NonRTO_Midwest | Internal | Shoulder | B15 | 1203 | 700 | 0 | 39.13 | 33.48 | 9 | 0
2015 | TVA_Transmission_2_NonRTO_Midwest | TVA_Transmission | NonRTO_Midwest | Internal | Summer | B1 | 10 | 700 | 0 | 67.38 | 63.36 | 9 | 0
2015 | TVA_Transmission_2_NonRTO_Midwest | TVA_Transmission | NonRTO_Midwest | Internal | Summer | B2 | 25 | 700 | 0 | 65.19 | 63.36 | 9 | 0
2015 | TVA_Transmission_2_NonRTO_Midwest | TVA_Transmission | NonRTO_Midwest | Internal | Summer | B3 | 75 | 700 | 0 | 62.94 | 63.36 | 9 | 0
2015 | TVA_Transmission_2_NonRTO_Midwest | TVA_Transmission | NonRTO_Midwest | Internal | Summer | B4 | 100 | 700 | 0 | 61.41 | 61.41 | 9 | 0
2015 | TVA_Transmission_2_NonRTO_Midwest | TVA_Transmission | NonRTO_Midwest | Internal | Summer | B5 | 200 | 700 | 0 | 52.92 | 54.7 | 9 | 0
2015 | TVA_Transmission_2_NonRTO_Midwest | TVA_Transmission | NonRTO_Midwest | Internal | Summer | B6 | 300 | 700 | 0 | 46.65 | 47.73 | 9 | 0
2015 | TVA_Transmission_2_NonRTO_Midwest | TVA_Transmission | NonRTO_Midwest | Internal | Summer | B7 | 400 | 700 | 0 | 41.8 | 35.12 | 9 | 0
2015 | TVA_Transmission_2_NonRTO_Midwest | TVA_Transmission | NonRTO_Midwest | Internal | Summer | B8 | 500 | 700 | 0 | 38.83 | 34.17 | 9 | 0
2015 | TVA_Transmission_2_NonRTO_Midwest | TVA_Transmission | NonRTO_Midwest | Internal | Summer | B9 | 800 | 700 | 0 | 38.31 | 33.48 | 9 | 0
2015 | TVA_Transmission_2_NonRTO_Midwest | TVA_Transmission | NonRTO_Midwest | Internal | Summer | B10 | 1262 | 700 | 0 | 36.98 | 33.2 | 9 | 0
2015 | TVA_Transmission_2_NonRTO_Midwest | TVA_Transmission | NonRTO_Midwest | Internal | Winter | B16 | 25 | 700 | 0 | 54.71 | 54.72 | 9 | 0
2015 | TVA_Transmission_2_NonRTO_Midwest | TVA_Transmission | NonRTO_Midwest | Internal | Winter | B17 | 100 | 700 | 0 | 45.75 | 50.77 | 9 | 0
2015 | TVA_Transmission_2_NonRTO_Midwest | TVA_Transmission | NonRTO_Midwest | Internal | Winter | B18 | 400 | 700 | 0 | 42.26 | 45.97 | 9 | 0
2015 | TVA_Transmission_2_NonRTO_Midwest | TVA_Transmission | NonRTO_Midwest | Internal | Winter | B19 | 700 | 700 | 0 | 40.61 | 35.88 | 9 | 0
2015 | TVA_Transmission_2_NonRTO_Midwest | TVA_Transmission | NonRTO_Midwest | Internal | Winter | B20 | 935 | 700 | 0 | 39.28 | 33.52 | 9 | 0
2015 | TVA_Transmission_2_PJM_ROR | TVA_Transmission | PJM_ROR | Internal | Shoulder | B11 | 25 | 2000 | 0 | 53.92 | 48.5 | 9 | 0
2015 | TVA_Transmission_2_PJM_ROR | TVA_Transmission | PJM_ROR | Internal | Shoulder | B12 | 200 | 2000 | 0 | 43.31 | 41.87 | 9 | 0
2015 | TVA_Transmission_2_PJM_ROR | TVA_Transmission | PJM_ROR | Internal | Shoulder | B13 | 600 | 2000 | 0 | 41.7 | 39.55 | 9 | 0
2015 | TVA_Transmission_2_PJM_ROR | TVA_Transmission | PJM_ROR | Internal | Shoulder | B14 | 900 | 2000 | 0 | 40.58 | 37.81 | 9 | 0
2015 | TVA_Transmission_2_PJM_ROR | TVA_Transmission | PJM_ROR | Internal | Shoulder | B15 | 1203 | 2000 | 0 | 39.13 | 34.99 | 9 | 0
2015 | TVA_Transmission_2_PJM_ROR | TVA_Transmission | PJM_ROR | Internal | Summer | B1 | 10 | 2000 | 0 | 67.38 | 61.38 | 9 | 0
2015 | TVA_Transmission_2_PJM_ROR | TVA_Transmission | PJM_ROR | Internal | Summer | B2 | 25 | 2000 | 0 | 65.19 | 59.19 | 9 | 0
2015 | TVA_Transmission_2_PJM_ROR | TVA_Transmission | PJM_ROR | Internal | Summer | B3 | 75 | 2000 | 0 | 62.94 | 56.94 | 9 | 0
2015 | TVA_Transmission_2_PJM_ROR | TVA_Transmission | PJM_ROR | Internal | Summer | B4 | 100 | 2000 | 0 | 61.41 | 55.41 | 9 | 0
2015 | TVA_Transmission_2_PJM_ROR | TVA_Transmission | PJM_ROR | Internal | Summer | B5 | 200 | 2000 | 0 | 52.92 | 48.71 | 9 | 0
2015 | TVA_Transmission_2_PJM_ROR | TVA_Transmission | PJM_ROR | Internal | Summer | B6 | 300 | 2000 | 0 | 46.65 | 44.09 | 9 | 0
2015 | TVA_Transmission_2_PJM_ROR | TVA_Transmission | PJM_ROR | Internal | Summer | B7 | 400 | 2000 | 0 | 41.8 | 37.93 | 9 | 0
2015 | TVA_Transmission_2_PJM_ROR | TVA_Transmission | PJM_ROR | Internal | Summer | B8 | 500 | 2000 | 0 | 38.83 | 36.08 | 9 | 0
2015 | TVA_Transmission_2_PJM_ROR | TVA_Transmission | PJM_ROR | Internal | Summer | B9 | 800 | 2000 | 0 | 38.31 | 34.89 | 9 | 0
2015 | TVA_Transmission_2_PJM_ROR | TVA_Transmission | PJM_ROR | Internal | Summer | B10 | 1262 | 2000 | 0 | 36.98 | 32.7 | 9 | 0
2015 | TVA_Transmission_2_PJM_ROR | TVA_Transmission | PJM_ROR | Internal | Winter | B16 | 25 | 2000 | 0 | 54.71 | 48.71 | 9 | 0
2015 | TVA_Transmission_2_PJM_ROR | TVA_Transmission | PJM_ROR | Internal | Winter | B17 | 100 | 2000 | 0 | 45.75 | 44.85 | 9 | 0
2015 | TVA_Transmission_2_PJM_ROR | TVA_Transmission | PJM_ROR | Internal | Winter | B18 | 400 | 2000 | 0 | 42.26 | 39.97 | 9 | 0
2015 | TVA_Transmission_2_PJM_ROR | TVA_Transmission | PJM_ROR | Internal | Winter | B19 | 700 | 2000 | 0 | 40.61 | 38.37 | 9 | 0
2015 | TVA_Transmission_2_PJM_ROR | TVA_Transmission | PJM_ROR | Internal | Winter | B20 | 935 | 2000 | 0 | 39.28 | 34.43 | 9 | 0
2015 | TVA_Transmission_2_SOCO | TVA_Transmission | SOCO | Internal | Shoulder | B11 | 25 | 3200 | 0 | 53.92 | 61.5 | 9 | 0
2015 | TVA_Transmission_2_SOCO | TVA_Transmission | SOCO | Internal | Shoulder | B12 | 200 | 3200 | 0 | 43.31 | 42.81 | 9 | 0
2015 | TVA_Transmission_2_SOCO | TVA_Transmission | SOCO | Internal | Shoulder | B13 | 600 | 3200 | 0 | 41.7 | 39.02 | 9 | 0
2015 | TVA_Transmission_2_SOCO | TVA_Transmission | SOCO | Internal | Shoulder | B14 | 900 | 3200 | 0 | 40.58 | 39.02 | 9 | 0
2015 | TVA_Transmission_2_SOCO | TVA_Transmission | SOCO | Internal | Shoulder | B15 | 1203 | 3200 | 0 | 39.13 | 39.02 | 9 | 0
2015 | TVA_Transmission_2_SOCO | TVA_Transmission | SOCO | Internal | Summer | B1 | 10 | 3200 | 0 | 67.38 | 64.92 | 9 | 0
2015 | TVA_Transmission_2_SOCO | TVA_Transmission | SOCO | Internal | Summer | B2 | 25 | 3200 | 0 | 65.19 | 64.92 | 9 | 0
2015 | TVA_Transmission_2_SOCO | TVA_Transmission | SOCO | Internal | Summer | B3 | 75 | 3200 | 0 | 62.94 | 64.92 | 9 | 0
2015 | TVA_Transmission_2_SOCO | TVA_Transmission | SOCO | Internal | Summer | B4 | 100 | 3200 | 0 | 61.41 | 64.92 | 9 | 0
2015 | TVA_Transmission_2_SOCO | TVA_Transmission | SOCO | Internal | Summer | B5 | 200 | 3200 | 0 | 52.92 | 60.27 | 9 | 0
2015 | TVA_Transmission_2_SOCO | TVA_Transmission | SOCO | Internal | Summer | B6 | 300 | 3200 | 0 | 46.65 | 52.89 | 9 | 0
2015 | TVA_Transmission_2_SOCO | TVA_Transmission | SOCO | Internal | Summer | B7 | 400 | 3200 | 0 | 41.8 | 50.05 | 9 | 0
2015 | TVA_Transmission_2_SOCO | TVA_Transmission | SOCO | Internal | Summer | B8 | 500 | 3200 | 0 | 38.83 | 43.64 | 9 | 0
2015 | TVA_Transmission_2_SOCO | TVA_Transmission | SOCO | Internal | Summer | B9 | 800 | 3200 | 0 | 38.31 | 37.88 | 9 | 0
2015 | TVA_Transmission_2_SOCO | TVA_Transmission | SOCO | Internal | Summer | B10 | 1262 | 3200 | 0 | 36.98 | 37.88 | 9 | 0
2015 | TVA_Transmission_2_SOCO | TVA_Transmission | SOCO | Internal | Winter | B16 | 25 | 3200 | 0 | 54.71 | 59.78 | 9 | 0
2015 | TVA_Transmission_2_SOCO | TVA_Transmission | SOCO | Internal | Winter | B17 | 100 | 3200 | 0 | 45.75 | 43.64 | 9 | 0
2015 | TVA_Transmission_2_SOCO | TVA_Transmission | SOCO | Internal | Winter | B18 | 400 | 3200 | 0 | 42.26 | 41.34 | 9 | 0
2015 | TVA_Transmission_2_SOCO | TVA_Transmission | SOCO | Internal | Winter | B19 | 700 | 3200 | 0 | 40.61 | 41.34 | 9 | 0
2015 | TVA_Transmission_2_SOCO | TVA_Transmission | SOCO | Internal | Winter | B20 | 935 | 3200 | 0 | 39.28 | 41.34 | 9 | 0
2015 | TVA_Transmission_2_TVA | TVA_Transmission | TVA | Internal | Shoulder | B11 | 25 | 99999 | 0.01 | 53.92 | 53.58 | 0.01 | 0
2015 | TVA_Transmission_2_TVA | TVA_Transmission | TVA | Internal | Shoulder | B12 | 200 | 99999 | 0 | 43.31 | 40.02 | 0.01 | 0
2015 | TVA_Transmission_2_TVA | TVA_Transmission | TVA | Internal | Shoulder | B13 | 600 | 99999 | 0 | 41.7 | 39.33 | 0.01 | 0
2015 | TVA_Transmission_2_TVA | TVA_Transmission | TVA | Internal | Shoulder | B14 | 900 | 99999 | 0 | 40.58 | 39.33 | 0.01 | 0
2015 | TVA_Transmission_2_TVA | TVA_Transmission | TVA | Internal | Shoulder | B15 | 1203 | 99999 | 0 | 39.13 | 38.4 | 0.01 | 0
2015 | TVA_Transmission_2_TVA | TVA_Transmission | TVA | Internal | Summer | B1 | 10 | 99999 | 3318.75 | 67.38 | 67.39 | 0.01 | 0
2015 | TVA_Transmission_2_TVA | TVA_Transmission | TVA | Internal | Summer | B2 | 25 | 99999 | 2625.48 | 65.19 | 65.21 | 0.01 | 0
2015 | TVA_Transmission_2_TVA | TVA_Transmission | TVA | Internal | Summer | B3 | 75 | 99999 | 1303.11 | 62.94 | 62.95 | 0.01 | 0
2015 | TVA_Transmission_2_TVA | TVA_Transmission | TVA | Internal | Summer | B4 | 100 | 99999 | 703.85 | 61.41 | 61.42 | 0.01 | 0
2015 | TVA_Transmission_2_TVA | TVA_Transmission | TVA | Internal | Summer | B5 | 200 | 99999 | 0 | 52.92 | 50.53 | 0.01 | 0
2015 | TVA_Transmission_2_TVA | TVA_Transmission | TVA | Internal | Summer | B6 | 300 | 99999 | 0 | 46.65 | 38.73 | 0.01 | 0
2015 | TVA_Transmission_2_TVA | TVA_Transmission | TVA | Internal | Summer | B7 | 400 | 99999 | 0 | 41.8 | 37.16 | 0.01 | 0
2015 | TVA_Transmission_2_TVA | TVA_Transmission | TVA | Internal | Summer | B8 | 500 | 99999 | 0 | 38.83 | 37.16 | 0.01 | 0
2015 | TVA_Transmission_2_TVA | TVA_Transmission | TVA | Internal | Summer | B9 | 800 | 99999 | 0 | 38.31 | 37.16 | 0.01 | 0
2015 | TVA_Transmission_2_TVA | TVA_Transmission | TVA | Internal | Summer | B10 | 1262 | 99999 | 0 | 36.98 | 36.11 | 0.01 | 0
2015 | TVA_Transmission_2_TVA | TVA_Transmission | TVA | Internal | Winter | B16 | 25 | 99999 | 17.28 | 54.71 | 54.72 | 0.01 | 0
2015 | TVA_Transmission_2_TVA | TVA_Transmission | TVA | Internal | Winter | B17 | 100 | 99999 | 0 | 45.75 | 42.52 | 0.01 | 0
2015 | TVA_Transmission_2_TVA | TVA_Transmission | TVA | Internal | Winter | B18 | 400 | 99999 | 0 | 42.26 | 38.76 | 0.01 | 0
2015 | TVA_Transmission_2_TVA | TVA_Transmission | TVA | Internal | Winter | B19 | 700 | 99999 | 0 | 40.61 | 38.76 | 0.01 | 0
2015 | TVA_Transmission_2_TVA | TVA_Transmission | TVA | Internal | Winter | B20 | 935 | 99999 | 0 | 39.28 | 38.76 | 0.01 | 0
2015 | TVA_Transmission_2_VACAR | TVA_Transmission | VACAR | Internal | Shoulder | B11 | 25 | 900 | 0 | 53.92 | 54.5 | 9 | 0
2015 | TVA_Transmission_2_VACAR | TVA_Transmission | VACAR | Internal | Shoulder | B12 | 200 | 900 | 0 | 43.31 | 47.87 | 9 | 0
2015 | TVA_Transmission_2_VACAR | TVA_Transmission | VACAR | Internal | Shoulder | B13 | 600 | 900 | 0 | 41.7 | 45.55 | 9 | 0
2015 | TVA_Transmission_2_VACAR | TVA_Transmission | VACAR | Internal | Shoulder | B14 | 900 | 900 | 0 | 40.58 | 43.81 | 9 | 0
2015 | TVA_Transmission_2_VACAR | TVA_Transmission | VACAR | Internal | Shoulder | B15 | 1203 | 900 | 0 | 39.13 | 42.06 | 9 | 0
2015 | TVA_Transmission_2_VACAR | TVA_Transmission | VACAR | Internal | Summer | B1 | 10 | 900 | 0 | 67.38 | 68.16 | 9 | 0
2015 | TVA_Transmission_2_VACAR | TVA_Transmission | VACAR | Internal | Summer | B2 | 25 | 900 | 0 | 65.19 | 68.16 | 9 | 0
2015 | TVA_Transmission_2_VACAR | TVA_Transmission | VACAR | Internal | Summer | B3 | 75 | 900 | 0 | 62.94 | 68.16 | 9 | 0
2015 | TVA_Transmission_2_VACAR | TVA_Transmission | VACAR | Internal | Summer | B4 | 100 | 900 | 0 | 61.41 | 61.41 | 9 | 0
2015 | TVA_Transmission_2_VACAR | TVA_Transmission | VACAR | Internal | Summer | B5 | 200 | 900 | 0 | 52.92 | 55.3 | 9 | 0
2015 | TVA_Transmission_2_VACAR | TVA_Transmission | VACAR | Internal | Summer | B6 | 300 | 900 | 0 | 46.65 | 50.09 | 9 | 0
2015 | TVA_Transmission_2_VACAR | TVA_Transmission | VACAR | Internal | Summer | B7 | 400 | 900 | 0 | 41.8 | 43.93 | 9 | 0
2015 | TVA_Transmission_2_VACAR | TVA_Transmission | VACAR | Internal | Summer | B8 | 500 | 900 | 0 | 38.83 | 42.75 | 9 | 0
2015 | TVA_Transmission_2_VACAR | TVA_Transmission | VACAR | Internal | Summer | B9 | 800 | 900 | 0 | 38.31 | 42.06 | 9 | 0
2015 | TVA_Transmission_2_VACAR | TVA_Transmission | VACAR | Internal | Summer | B10 | 1262 | 900 | 0 | 36.98 | 40.46 | 9 | 0
2015 | TVA_Transmission_2_VACAR | TVA_Transmission | VACAR | Internal | Winter | B16 | 25 | 900 | 0 | 54.71 | 58.89 | 9 | 0
2015 | TVA_Transmission_2_VACAR | TVA_Transmission | VACAR | Internal | Winter | B17 | 100 | 900 | 0 | 45.75 | 50.85 | 9 | 0
2015 | TVA_Transmission_2_VACAR | TVA_Transmission | VACAR | Internal | Winter | B18 | 400 | 900 | 0 | 42.26 | 45.97 | 9 | 0
2015 | TVA_Transmission_2_VACAR | TVA_Transmission | VACAR | Internal | Winter | B19 | 700 | 900 | 0 | 40.61 | 44.37 | 9 | 0
2015 | TVA_Transmission_2_VACAR | TVA_Transmission | VACAR | Internal | Winter | B20 | 935 | 900 | 0 | 39.28 | 42.38 | 9 | 0
2015 | VACAR_2_PJM_ROR | VACAR | PJM_ROR | Internal | Shoulder | B11 | 25 | 2000 | 0 | 54.5 | 48.5 | 7 | 0
2015 | VACAR_2_PJM_ROR | VACAR | PJM_ROR | Internal | Shoulder | B12 | 200 | 2000 | 0 | 47.87 | 41.87 | 7 | 0
2015 | VACAR_2_PJM_ROR | VACAR | PJM_ROR | Internal | Shoulder | B13 | 600 | 2000 | 0 | 45.55 | 39.55 | 7 | 0
2015 | VACAR_2_PJM_ROR | VACAR | PJM_ROR | Internal | Shoulder | B14 | 900 | 2000 | 0 | 43.81 | 37.81 | 7 | 0
2015 | VACAR_2_PJM_ROR | VACAR | PJM_ROR | Internal | Shoulder | B15 | 1203 | 2000 | 0 | 42.06 | 34.99 | 7 | 0
2015 | VACAR_2_PJM_ROR | VACAR | PJM_ROR | Internal | Summer | B1 | 10 | 2000 | 0 | 68.16 | 61.38 | 7 | 0
2015 | VACAR_2_PJM_ROR | VACAR | PJM_ROR | Internal | Summer | B2 | 25 | 2000 | 0 | 68.16 | 59.19 | 7 | 0
2015 | VACAR_2_PJM_ROR | VACAR | PJM_ROR | Internal | Summer | B3 | 75 | 2000 | 0 | 68.16 | 56.94 | 7 | 0
2015 | VACAR_2_PJM_ROR | VACAR | PJM_ROR | Internal | Summer | B4 | 100 | 2000 | 0 | 61.41 | 55.41 | 7 | 0
2015 | VACAR_2_PJM_ROR | VACAR | PJM_ROR | Internal | Summer | B5 | 200 | 2000 | 0 | 55.3 | 48.71 | 7 | 0
2015 | VACAR_2_PJM_ROR | VACAR | PJM_ROR | Internal | Summer | B6 | 300 | 2000 | 0 | 50.09 | 44.09 | 7 | 0
2015 | VACAR_2_PJM_ROR | VACAR | PJM_ROR | Internal | Summer | B7 | 400 | 2000 | 0 | 43.93 | 37.93 | 7 | 0
2015 | VACAR_2_PJM_ROR | VACAR | PJM_ROR | Internal | Summer | B8 | 500 | 2000 | 0 | 42.75 | 36.08 | 7 | 0
2015 | VACAR_2_PJM_ROR | VACAR | PJM_ROR | Internal | Summer | B9 | 800 | 2000 | 0 | 42.06 | 34.89 | 7 | 0
2015 | VACAR_2_PJM_ROR | VACAR | PJM_ROR | Internal | Summer | B10 | 1262 | 2000 | 0 | 40.46 | 32.7 | 7 | 0
2015 | VACAR_2_PJM_ROR | VACAR | PJM_ROR | Internal | Winter | B16 | 25 | 2000 | 0 | 58.89 | 48.71 | 7 | 0
2015 | VACAR_2_PJM_ROR | VACAR | PJM_ROR | Internal | Winter | B17 | 100 | 2000 | 0 | 50.85 | 44.85 | 7 | 0
2015 | VACAR_2_PJM_ROR | VACAR | PJM_ROR | Internal | Winter | B18 | 400 | 2000 | 0 | 45.97 | 39.97 | 7 | 0
2015 | VACAR_2_PJM_ROR | VACAR | PJM_ROR | Internal | Winter | B19 | 700 | 2000 | 0 | 44.37 | 38.37 | 7 | 0
2015 | VACAR_2_PJM_ROR | VACAR | PJM_ROR | Internal | Winter | B20 | 935 | 2000 | 0 | 42.38 | 34.43 | 7 | 0
2015 | VACAR_2_SOCO | VACAR | SOCO | Internal | Shoulder | B11 | 25 | 3000 | 13.1 | 54.5 | 61.5 | 7 | 0
2015 | VACAR_2_SOCO | VACAR | SOCO | Internal | Shoulder | B12 | 200 | 3000 | 0 | 47.87 | 42.81 | 7 | 0
2015 | VACAR_2_SOCO | VACAR | SOCO | Internal | Shoulder | B13 | 600 | 3000 | 0 | 45.55 | 39.02 | 7 | 0
2015 | VACAR_2_SOCO | VACAR | SOCO | Internal | Shoulder | B14 | 900 | 3000 | 0 | 43.81 | 39.02 | 7 | 0
2015 | VACAR_2_SOCO | VACAR | SOCO | Internal | Shoulder | B15 | 1203 | 3000 | 0 | 42.06 | 39.02 | 7 | 0
2015 | VACAR_2_SOCO | VACAR | SOCO | Internal | Summer | B1 | 10 | 3000 | 0 | 68.16 | 64.92 | 7 | 0
2015 | VACAR_2_SOCO | VACAR | SOCO | Internal | Summer | B2 | 25 | 3000 | 0 | 68.16 | 64.92 | 7 | 0
2015 | VACAR_2_SOCO | VACAR | SOCO | Internal | Summer | B3 | 75 | 3000 | 0 | 68.16 | 64.92 | 7 | 0
2015 | VACAR_2_SOCO | VACAR | SOCO | Internal | Summer | B4 | 100 | 3000 | 0 | 61.41 | 64.92 | 7 | 0
2015 | VACAR_2_SOCO | VACAR | SOCO | Internal | Summer | B5 | 200 | 3000 | 0 | 55.3 | 60.27 | 7 | 0
2015 | VACAR_2_SOCO | VACAR | SOCO | Internal | Summer | B6 | 300 | 3000 | 0 | 50.09 | 52.89 | 7 | 0
2015 | VACAR_2_SOCO | VACAR | SOCO | Internal | Summer | B7 | 400 | 3000 | 0 | 43.93 | 50.05 | 7 | 0
2015 | VACAR_2_SOCO | VACAR | SOCO | Internal | Summer | B8 | 500 | 3000 | 0 | 42.75 | 43.64 | 7 | 0
2015 | VACAR_2_SOCO | VACAR | SOCO | Internal | Summer | B9 | 800 | 3000 | 0 | 42.06 | 37.88 | 7 | 0
2015 | VACAR_2_SOCO | VACAR | SOCO | Internal | Summer | B10 | 1262 | 3000 | 0 | 40.46 | 37.88 | 7 | 0
2015 | VACAR_2_SOCO | VACAR | SOCO | Internal | Winter | B16 | 25 | 3000 | 0 | 58.89 | 59.78 | 7 | 0
2015 | VACAR_2_SOCO | VACAR | SOCO | Internal | Winter | B17 | 100 | 3000 | 0 | 50.85 | 43.64 | 7 | 0
2015 | VACAR_2_SOCO | VACAR | SOCO | Internal | Winter | B18 | 400 | 3000 | 0 | 45.97 | 41.34 | 7 | 0
2015 | VACAR_2_SOCO | VACAR | SOCO | Internal | Winter | B19 | 700 | 3000 | 0 | 44.37 | 41.34 | 7 | 0
2015 | VACAR_2_SOCO | VACAR | SOCO | Internal | Winter | B20 | 935 | 3000 | 0 | 42.38 | 41.34 | 7 | 0
2015 | VACAR_2_TVA_Transmission | VACAR | TVA_Transmission | Internal | Shoulder | B11 | 25 | 900 | 0 | 54.5 | 53.92 | 7 | 0
2015 | VACAR_2_TVA_Transmission | VACAR | TVA_Transmission | Internal | Shoulder | B12 | 200 | 900 | 0 | 47.87 | 43.31 | 7 | 0
2015 | VACAR_2_TVA_Transmission | VACAR | TVA_Transmission | Internal | Shoulder | B13 | 600 | 900 | 0 | 45.55 | 41.7 | 7 | 0
2015 | VACAR_2_TVA_Transmission | VACAR | TVA_Transmission | Internal | Shoulder | B14 | 900 | 900 | 0 | 43.81 | 40.58 | 7 | 0
2015 | VACAR_2_TVA_Transmission | VACAR | TVA_Transmission | Internal | Shoulder | B15 | 1203 | 900 | 0 | 42.06 | 39.13 | 7 | 0
2015 | VACAR_2_TVA_Transmission | VACAR | TVA_Transmission | Internal | Summer | B1 | 10 | 900 | 0 | 68.16 | 67.38 | 7 | 0
2015 | VACAR_2_TVA_Transmission | VACAR | TVA_Transmission | Internal | Summer | B2 | 25 | 900 | 0 | 68.16 | 65.19 | 7 | 0
2015 | VACAR_2_TVA_Transmission | VACAR | TVA_Transmission | Internal | Summer | B3 | 75 | 900 | 0 | 68.16 | 62.94 | 7 | 0
2015 | VACAR_2_TVA_Transmission | VACAR | TVA_Transmission | Internal | Summer | B4 | 100 | 900 | 0 | 61.41 | 61.41 | 7 | 0
2015 | VACAR_2_TVA_Transmission | VACAR | TVA_Transmission | Internal | Summer | B5 | 200 | 900 | 0 | 55.3 | 52.92 | 7 | 0
2015 | VACAR_2_TVA_Transmission | VACAR | TVA_Transmission | Internal | Summer | B6 | 300 | 900 | 0 | 50.09 | 46.65 | 7 | 0
2015 | VACAR_2_TVA_Transmission | VACAR | TVA_Transmission | Internal | Summer | B7 | 400 | 900 | 0 | 43.93 | 41.8 | 7 | 0
2015 | VACAR_2_TVA_Transmission | VACAR | TVA_Transmission | Internal | Summer | B8 | 500 | 900 | 0 | 42.75 | 38.83 | 7 | 0
2015 | VACAR_2_TVA_Transmission | VACAR | TVA_Transmission | Internal | Summer | B9 | 800 | 900 | 0 | 42.06 | 38.31 | 7 | 0
2015 | VACAR_2_TVA_Transmission | VACAR | TVA_Transmission | Internal | Summer | B10 | 1262 | 900 | 0 | 40.46 | 36.98 | 7 | 0
2015 | VACAR_2_TVA_Transmission | VACAR | TVA_Transmission | Internal | Winter | B16 | 25 | 900 | 0 | 58.89 | 54.71 | 7 | 0
2015 | VACAR_2_TVA_Transmission | VACAR | TVA_Transmission | Internal | Winter | B17 | 100 | 900 | 0 | 50.85 | 45.75 | 7 | 0
2015 | VACAR_2_TVA_Transmission | VACAR | TVA_Transmission | Internal | Winter | B18 | 400 | 900 | 0 | 45.97 | 42.26 | 7 | 0
2015 | VACAR_2_TVA_Transmission | VACAR | TVA_Transmission | Internal | Winter | B19 | 700 | 900 | 0 | 44.37 | 40.61 | 7 | 0
2015 | VACAR_2_TVA_Transmission | VACAR | TVA_Transmission | Internal | Winter | B20 | 935 | 900 | 0 | 42.38 | 39.28 | 7 | 0
2020 | ENT_2_MISO_MO-IL | ENT | MISO_MO-IL | Internal | Shoulder | B11 | 25 | 2260 | 0 | 59.03 | 55.99 | 8 | 0
2020 | ENT_2_MISO_MO-IL | ENT | MISO_MO-IL | Internal | Shoulder | B12 | 200 | 2260 | 0 | 42.57 | 46.41 | 8 | 0
2020 | ENT_2_MISO_MO-IL | ENT | MISO_MO-IL | Internal | Shoulder | B13 | 600 | 2260 | 0 | 41.91 | 41.62 | 8 | 0
2020 | ENT_2_MISO_MO-IL | ENT | MISO_MO-IL | Internal | Shoulder | B14 | 900 | 2260 | 0 | 41.91 | 40 | 8 | 0
2020 | ENT_2_MISO_MO-IL | ENT | MISO_MO-IL | Internal | Shoulder | B15 | 1203 | 2260 | 0 | 41.61 | 38.22 | 8 | 0
2020 | ENT_2_MISO_MO-IL | ENT | MISO_MO-IL | Internal | Summer | B1 | 10 | 2260 | 0 | 68.21 | 65.05 | 8 | 0
2020 | ENT_2_MISO_MO-IL | ENT | MISO_MO-IL | Internal | Summer | B2 | 25 | 2260 | 0 | 63.53 | 63.53 | 8 | 0
2020 | ENT_2_MISO_MO-IL | ENT | MISO_MO-IL | Internal | Summer | B3 | 75 | 2260 | 0 | 61.69 | 61.14 | 8 | 0
2020 | ENT_2_MISO_MO-IL | ENT | MISO_MO-IL | Internal | Summer | B4 | 100 | 2260 | 0 | 61.69 | 60.52 | 8 | 0
2020 | ENT_2_MISO_MO-IL | ENT | MISO_MO-IL | Internal | Summer | B5 | 200 | 2260 | 0 | 58.83 | 55.82 | 8 | 0
2020 | ENT_2_MISO_MO-IL | ENT | MISO_MO-IL | Internal | Summer | B6 | 300 | 2260 | 0 | 55.14 | 48.17 | 8 | 0
2020 | ENT_2_MISO_MO-IL | ENT | MISO_MO-IL | Internal | Summer | B7 | 400 | 2260 | 0 | 47.15 | 40.49 | 8 | 0
2020 | ENT_2_MISO_MO-IL | ENT | MISO_MO-IL | Internal | Summer | B8 | 500 | 2260 | 0 | 40.8 | 37.44 | 8 | 0
2020 | ENT_2_MISO_MO-IL | ENT | MISO_MO-IL | Internal | Summer | B9 | 800 | 2260 | 0 | 40.59 | 37.23 | 8 | 0
2020 | ENT_2_MISO_MO-IL | ENT | MISO_MO-IL | Internal | Summer | B10 | 1262 | 2260 | 0 | 40.3 | 35.66 | 8 | 0
2020 | ENT_2_MISO_MO-IL | ENT | MISO_MO-IL | Internal | Winter | B16 | 25 | 2260 | 0 | 61.01 | 55.12 | 8 | 0
2020 | ENT_2_MISO_MO-IL | ENT | MISO_MO-IL | Internal | Winter | B17 | 100 | 2260 | 0 | 44.52 | 46.3 | 8 | 0
2020 | ENT_2_MISO_MO-IL | ENT | MISO_MO-IL | Internal | Winter | B18 | 400 | 2260 | 0 | 44.52 | 42.74 | 8 | 0
2020 | ENT_2_MISO_MO-IL | ENT | MISO_MO-IL | Internal | Winter | B19 | 700 | 2260 | 0 | 44.23 | 41.33 | 8 | 0
2020 | ENT_2_MISO_MO-IL | ENT | MISO_MO-IL | Internal | Winter | B20 | 935 | 2260 | 0 | 44.2 | 37.15 | 8 | 0
2020 | ENT_2_SOCO | ENT | SOCO | Internal | Shoulder | B11 | 25 | 2000 | 0.11 | 59.03 | 66.98 | 8 | 0
2020 | ENT_2_SOCO | ENT | SOCO | Internal | Shoulder | B12 | 200 | 2000 | 0 | 42.57 | 44.56 | 8 | 0
2020 | ENT_2_SOCO | ENT | SOCO | Internal | Shoulder | B13 | 600 | 2000 | 0 | 41.91 | 42.57 | 8 | 0
2020 | ENT_2_SOCO | ENT | SOCO | Internal | Shoulder | B14 | 900 | 2000 | 0 | 41.91 | 42.57 | 8 | 0
2020 | ENT_2_SOCO | ENT | SOCO | Internal | Shoulder | B15 | 1203 | 2000 | 0 | 41.61 | 42.1 | 8 | 0
2020 | ENT_2_SOCO | ENT | SOCO | Internal | Summer | B1 | 10 | 2000 | 0 | 68.21 | 71.02 | 8 | 0
2020 | ENT_2_SOCO | ENT | SOCO | Internal | Summer | B2 | 25 | 2000 | 0.01 | 63.53 | 71.02 | 8 | 0
2020 | ENT_2_SOCO | ENT | SOCO | Internal | Summer | B3 | 75 | 2000 | 793.6 | 61.69 | 69.69 | 8 | 0
2020 | ENT_2_SOCO | ENT | SOCO | Internal | Summer | B4 | 100 | 2000 | 862.91 | 61.69 | 69.69 | 8 | 0
2020 | ENT_2_SOCO | ENT | SOCO | Internal | Summer | B5 | 200 | 2000 | 1815.59 | 58.83 | 66.83 | 8 | 0
2020 | ENT_2_SOCO | ENT | SOCO | Internal | Summer | B6 | 300 | 2000 | 42.74 | 55.14 | 63.14 | 8 | 0
2020 | ENT_2_SOCO | ENT | SOCO | Internal | Summer | B7 | 400 | 2000 | 665.79 | 47.15 | 55.15 | 8 | 0
2020 | ENT_2_SOCO | ENT | SOCO | Internal | Summer | B8 | 500 | 2000 | 0 | 40.8 | 44.75 | 8 | 0
2020 | ENT_2_SOCO | ENT | SOCO | Internal | Summer | B9 | 800 | 2000 | 0 | 40.59 | 42.32 | 8 | 0
2020 | ENT_2_SOCO | ENT | SOCO | Internal | Summer | B10 | 1262 | 2000 | 0 | 40.3 | 40.87 | 8 | 0
2020 | ENT_2_SOCO | ENT | SOCO | Internal | Winter | B16 | 25 | 2000 | 980.25 | 61.01 | 69.01 | 8 | 0
2020 | ENT_2_SOCO | ENT | SOCO | Internal | Winter | B17 | 100 | 2000 | 0 | 44.52 | 46.18 | 8 | 0
2020 | ENT_2_SOCO | ENT | SOCO | Internal | Winter | B18 | 400 | 2000 | 0 | 44.52 | 44.59 | 8 | 0
2020 | ENT_2_SOCO | ENT | SOCO | Internal | Winter | B19 | 700 | 2000 | 0 | 44.23 | 44.59 | 8 | 0
2020 | ENT_2_SOCO | ENT | SOCO | Internal | Winter | B20 | 935 | 2000 | 0 | 44.2 | 44.59 | 8 | 0
2020 | ENT_2_SPP_N | ENT | SPP_N | Internal | Shoulder | B11 | 25 | 1300 | 0 | 59.03 | 62.26 | 8 | 0
2020 | ENT_2_SPP_N | ENT | SPP_N | Internal | Shoulder | B12 | 200 | 1300 | 0 | 42.57 | 44.36 | 8 | 0
2020 | ENT_2_SPP_N | ENT | SPP_N | Internal | Shoulder | B13 | 600 | 1300 | 0 | 41.91 | 41.98 | 8 | 0
2020 | ENT_2_SPP_N | ENT | SPP_N | Internal | Shoulder | B14 | 900 | 1300 | 0 | 41.91 | 41.21 | 8 | 0
2020 | ENT_2_SPP_N | ENT | SPP_N | Internal | Shoulder | B15 | 1203 | 1300 | 0 | 41.61 | 40.19 | 8 | 0
2020 | ENT_2_SPP_N | ENT | SPP_N | Internal | Summer | B1 | 10 | 1300 | 0 | 68.21 | 66.03 | 8 | 0
2020 | ENT_2_SPP_N | ENT | SPP_N | Internal | Summer | B2 | 25 | 1300 | 0 | 63.53 | 66.03 | 8 | 0
2020 | ENT_2_SPP_N | ENT | SPP_N | Internal | Summer | B3 | 75 | 1300 | 0 | 61.69 | 64.79 | 8 | 0
2020 | ENT_2_SPP_N | ENT | SPP_N | Internal | Summer | B4 | 100 | 1300 | 0 | 61.69 | 64.15 | 8 | 0
2020 | ENT_2_SPP_N | ENT | SPP_N | Internal | Summer | B5 | 200 | 1300 | 0 | 58.83 | 60.09 | 8 | 0
2020 | ENT_2_SPP_N | ENT | SPP_N | Internal | Summer | B6 | 300 | 1300 | 0 | 55.14 | 55.86 | 8 | 0
2020 | ENT_2_SPP_N | ENT | SPP_N | Internal | Summer | B7 | 400 | 1300 | 0 | 47.15 | 47.5 | 8 | 0
2020 | ENT_2_SPP_N | ENT | SPP_N | Internal | Summer | B8 | 500 | 1300 | 0 | 40.8 | 40.82 | 8 | 0
2020 | ENT_2_SPP_N | ENT | SPP_N | Internal | Summer | B9 | 800 | 1300 | 0 | 40.59 | 40.14 | 8 | 0
2020 | ENT_2_SPP_N | ENT | SPP_N | Internal | Summer | B10 | 1262 | 1300 | 0 | 40.3 | 38.7 | 8 | 0
2020 | ENT_2_SPP_N | ENT | SPP_N | Internal | Winter | B16 | 25 | 1300 | 0 | 61.01 | 56.91 | 8 | 0
2020 | ENT_2_SPP_N | ENT | SPP_N | Internal | Winter | B17 | 100 | 1300 | 0 | 44.52 | 43.97 | 8 | 0
2020 | ENT_2_SPP_N | ENT | SPP_N | Internal | Winter | B18 | 400 | 1300 | 0 | 44.52 | 43.07 | 8 | 0
2020 | ENT_2_SPP_N | ENT | SPP_N | Internal | Winter | B19 | 700 | 1300 | 0 | 44.23 | 42.83 | 8 | 0
2020 | ENT_2_SPP_N | ENT | SPP_N | Internal | Winter | B20 | 935 | 1300 | 0 | 44.2 | 42.74 | 8 | 0
2020 | ENT_2_SPP_S | ENT | SPP_S | Internal | Shoulder | B11 | 25 | 1300 | 0 | 59.03 | 57.84 | 8 | 0
2020 | ENT_2_SPP_S | ENT | SPP_S | Internal | Shoulder | B12 | 200 | 1300 | 0 | 42.57 | 44.35 | 8 | 0
2020 | ENT_2_SPP_S | ENT | SPP_S | Internal | Shoulder | B13 | 600 | 1300 | 0 | 41.91 | 42 | 8 | 0
2020 | ENT_2_SPP_S | ENT | SPP_S | Internal | Shoulder | B14 | 900 | 1300 | 0 | 41.91 | 41.22 | 8 | 0
2020 | ENT_2_SPP_S | ENT | SPP_S | Internal | Shoulder | B15 | 1203 | 1300 | 0 | 41.61 | 40.2 | 8 | 0
2020 | ENT_2_SPP_S | ENT | SPP_S | Internal | Summer | B1 | 10 | 1300 | 0 | 68.21 | 64.56 | 8 | 0
2020 | ENT_2_SPP_S | ENT | SPP_S | Internal | Summer | B2 | 25 | 1300 | 0 | 63.53 | 65.22 | 8 | 0
2020 | ENT_2_SPP_S | ENT | SPP_S | Internal | Summer | B3 | 75 | 1300 | 0 | 61.69 | 64.77 | 8 | 0
2020 | ENT_2_SPP_S | ENT | SPP_S | Internal | Summer | B4 | 100 | 1300 | 0 | 61.69 | 56.69 | 8 | 0
2020 | ENT_2_SPP_S | ENT | SPP_S | Internal | Summer | B5 | 200 | 1300 | 0 | 58.83 | 55.88 | 8 | 0
2020 | ENT_2_SPP_S | ENT | SPP_S | Internal | Summer | B6 | 300 | 1300 | 0 | 55.14 | 55.88 | 8 | 0
2020 | ENT_2_SPP_S | ENT | SPP_S | Internal | Summer | B7 | 400 | 1300 | 0 | 47.15 | 47.51 | 8 | 0
2020 | ENT_2_SPP_S | ENT | SPP_S | Internal | Summer | B8 | 500 | 1300 | 0 | 40.8 | 40.84 | 8 | 0
2020 | ENT_2_SPP_S | ENT | SPP_S | Internal | Summer | B9 | 800 | 1300 | 0 | 40.59 | 40.15 | 8 | 0
2020 | ENT_2_SPP_S | ENT | SPP_S | Internal | Summer | B10 | 1262 | 1300 | 0 | 40.3 | 38.86 | 8 | 0
2020 | ENT_2_SPP_S | ENT | SPP_S | Internal | Winter | B16 | 25 | 1300 | 0 | 61.01 | 56.92 | 8 | 0
2020 | ENT_2_SPP_S | ENT | SPP_S | Internal | Winter | B17 | 100 | 1300 | 0 | 44.52 | 43.99 | 8 | 0
2020 | ENT_2_SPP_S | ENT | SPP_S | Internal | Winter | B18 | 400 | 1300 | 0 | 44.52 | 43.08 | 8 | 0
2020 | ENT_2_SPP_S | ENT | SPP_S | Internal | Winter | B19 | 700 | 1300 | 0 | 44.23 | 42.84 | 8 | 0
2020 | ENT_2_SPP_S | ENT | SPP_S | Internal | Winter | B20 | 935 | 1300 | 0 | 44.2 | 42.75 | 8 | 0
2020 | ENT_2_TVA_Transmission | ENT | TVA_Transmission | Internal | Shoulder | B11 | 25 | 2100 | 0 | 59.03 | 59.39 | 8 | 0
2020 | ENT_2_TVA_Transmission | ENT | TVA_Transmission | Internal | Shoulder | B12 | 200 | 2100 | 0 | 42.57 | 47.99 | 8 | 0
2020 | ENT_2_TVA_Transmission | ENT | TVA_Transmission | Internal | Shoulder | B13 | 600 | 2100 | 0 | 41.91 | 45.01 | 8 | 0
2020 | ENT_2_TVA_Transmission | ENT | TVA_Transmission | Internal | Shoulder | B14 | 900 | 2100 | 0 | 41.91 | 44.2 | 8 | 0
2020 | ENT_2_TVA_Transmission | ENT | TVA_Transmission | Internal | Shoulder | B15 | 1203 | 2100 | 0 | 41.61 | 42.51 | 8 | 0
2020 | ENT_2_TVA_Transmission | ENT | TVA_Transmission | Internal | Summer | B1 | 10 | 2100 | 0 | 68.21 | 73.05 | 8 | 0
2020 | ENT_2_TVA_Transmission | ENT | TVA_Transmission | Internal | Summer | B2 | 25 | 2100 | 18.54 | 63.53 | 71.53 | 8 | 0
2020 | ENT_2_TVA_Transmission | ENT | TVA_Transmission | Internal | Summer | B3 | 75 | 2100 | 0 | 61.69 | 67.28 | 8 | 0
2020 | ENT_2_TVA_Transmission | ENT | TVA_Transmission | Internal | Summer | B4 | 100 | 2100 | 0 | 61.69 | 67.05 | 8 | 0
2020 | ENT_2_TVA_Transmission | ENT | TVA_Transmission | Internal | Summer | B5 | 200 | 2100 | 0 | 58.83 | 59.08 | 8 | 0
2020 | ENT_2_TVA_Transmission | ENT | TVA_Transmission | Internal | Summer | B6 | 300 | 2100 | 0 | 55.14 | 54.87 | 8 | 0
2020 | ENT_2_TVA_Transmission | ENT | TVA_Transmission | Internal | Summer | B7 | 400 | 2100 | 0 | 47.15 | 46.91 | 8 | 0
2020 | ENT_2_TVA_Transmission | ENT | TVA_Transmission | Internal | Summer | B8 | 500 | 2100 | 0 | 40.8 | 41.97 | 8 | 0
2020 | ENT_2_TVA_Transmission | ENT | TVA_Transmission | Internal | Summer | B9 | 800 | 2100 | 0 | 40.59 | 41.62 | 8 | 0
2020 | ENT_2_TVA_Transmission | ENT | TVA_Transmission | Internal | Summer | B10 | 1262 | 2100 | 0 | 40.3 | 39.27 | 8 | 0
2020 | ENT_2_TVA_Transmission | ENT | TVA_Transmission | Internal | Winter | B16 | 25 | 2100 | 0 | 61.01 | 61.42 | 8 | 0
2020 | ENT_2_TVA_Transmission | ENT | TVA_Transmission | Internal | Winter | B17 | 100 | 2100 | 0 | 44.52 | 49.22 | 8 | 0
2020 | ENT_2_TVA_Transmission | ENT | TVA_Transmission | Internal | Winter | B18 | 400 | 2100 | 0 | 44.52 | 46.27 | 8 | 0
2020 | ENT_2_TVA_Transmission | ENT | TVA_Transmission | Internal | Winter | B19 | 700 | 2100 | 0 | 44.23 | 44.76 | 8 | 0
2020 | ENT_2_TVA_Transmission | ENT | TVA_Transmission | Internal | Winter | B20 | 935 | 2100 | 0 | 44.2 | 42.94 | 8 | 0
2020 | FRCC_2_SOCO | FRCC | SOCO | Internal | Shoulder | B11 | 25 | 900 | 0 | 76.98 | 66.98 | 8 | 0
2020 | FRCC_2_SOCO | FRCC | SOCO | Internal | Shoulder | B12 | 200 | 900 | 0 | 54.56 | 44.56 | 8 | 0
2020 | FRCC_2_SOCO | FRCC | SOCO | Internal | Shoulder | B13 | 600 | 900 | 0 | 48.83 | 42.57 | 8 | 0
2020 | FRCC_2_SOCO | FRCC | SOCO | Internal | Shoulder | B14 | 900 | 900 | 0 | 48.83 | 42.57 | 8 | 0
2020 | FRCC_2_SOCO | FRCC | SOCO | Internal | Shoulder | B15 | 1203 | 900 | 0 | 46.83 | 42.1 | 8 | 0
2020 | FRCC_2_SOCO | FRCC | SOCO | Internal | Summer | B1 | 10 | 900 | 0 | 81.02 | 71.02 | 8 | 0
2020 | FRCC_2_SOCO | FRCC | SOCO | Internal | Summer | B2 | 25 | 900 | 0 | 76.76 | 71.02 | 8 | 0
2020 | FRCC_2_SOCO | FRCC | SOCO | Internal | Summer | B3 | 75 | 900 | 0 | 76.76 | 69.69 | 8 | 0
2020 | FRCC_2_SOCO | FRCC | SOCO | Internal | Summer | B4 | 100 | 900 | 0 | 76.76 | 69.69 | 8 | 0
2020 | FRCC_2_SOCO | FRCC | SOCO | Internal | Summer | B5 | 200 | 900 | 0 | 76.76 | 66.83 | 8 | 0
2020 | FRCC_2_SOCO | FRCC | SOCO | Internal | Summer | B6 | 300 | 900 | 0 | 73.14 | 63.14 | 8 | 0
2020 | FRCC_2_SOCO | FRCC | SOCO | Internal | Summer | B7 | 400 | 900 | 0 | 65.15 | 55.15 | 8 | 0
2020 | FRCC_2_SOCO | FRCC | SOCO | Internal | Summer | B8 | 500 | 900 | 0 | 54.75 | 44.75 | 8 | 0
2020 | FRCC_2_SOCO | FRCC | SOCO | Internal | Summer | B9 | 800 | 900 | 0 | 48.1 | 42.32 | 8 | 0
2020 | FRCC_2_SOCO | FRCC | SOCO | Internal | Summer | B10 | 1262 | 900 | 0 | 46.13 | 40.87 | 8 | 0
2020 | FRCC_2_SOCO | FRCC | SOCO | Internal | Winter | B16 | 25 | 900 | 0 | 77.21 | 69.01 | 8 | 0
2020 | FRCC_2_SOCO | FRCC | SOCO | Internal | Winter | B17 | 100 | 900 | 0 | 56.18 | 46.18 | 8 | 0
2020 | FRCC_2_SOCO | FRCC | SOCO | Internal | Winter | B18 | 400 | 900 | 0 | 51.07 | 44.59 | 8 | 0
2020 | FRCC_2_SOCO | FRCC | SOCO | Internal | Winter | B19 | 700 | 900 | 0 | 50.62 | 44.59 | 8 | 0
2020 | FRCC_2_SOCO | FRCC | SOCO | Internal | Winter | B20 | 935 | 900 | 0 | 48.97 | 44.59 | 8 | 0
2020 | HQ_NEISO_2_NEISO | HQ_NEISO | NEISO | Internal | Shoulder | B11 | 25 | 99999 | 2920 | 37.66 | 37.67 | 0.01 | 0
2020 | HQ_NEISO_2_NEISO | HQ_NEISO | NEISO | Internal | Shoulder | B12 | 200 | 99999 | 2920 | 37.66 | 37.67 | 0.01 | 0
2020 | HQ_NEISO_2_NEISO | HQ_NEISO | NEISO | Internal | Shoulder | B13 | 600 | 99999 | 2920 | 37.66 | 37.67 | 0.01 | 0
2020 | HQ_NEISO_2_NEISO | HQ_NEISO | NEISO | Internal | Shoulder | B14 | 900 | 99999 | 2920 | 37.66 | 37.67 | 0.01 | 0
2020 | HQ_NEISO_2_NEISO | HQ_NEISO | NEISO | Internal | Shoulder | B15 | 1203 | 99999 | 1143.24 | 37.66 | 37.67 | 0.01 | 0
2020 | HQ_NEISO_2_NEISO | HQ_NEISO | NEISO | Internal | Summer | B1 | 10 | 99999 | 2920 | 75.37 | 75.39 | 0.01 | 0
2020 | HQ_NEISO_2_NEISO | HQ_NEISO | NEISO | Internal | Summer | B2 | 25 | 99999 | 2920 | 60.61 | 60.62 | 0.01 | 0
2020 | HQ_NEISO_2_NEISO | HQ_NEISO | NEISO | Internal | Summer | B3 | 75 | 99999 | 2920 | 50.12 | 50.14 | 0.01 | 0
2020 | HQ_NEISO_2_NEISO | HQ_NEISO | NEISO | Internal | Summer | B4 | 100 | 99999 | 2920 | 42.8 | 42.81 | 0.01 | 0
2020 | HQ_NEISO_2_NEISO | HQ_NEISO | NEISO | Internal | Summer | B5 | 200 | 99999 | 2920 | 34.88 | 34.9 | 0.01 | 0
2020 | HQ_NEISO_2_NEISO | HQ_NEISO | NEISO | Internal | Summer | B6 | 300 | 99999 | 2920 | 34.88 | 34.9 | 0.01 | 0
2020 | HQ_NEISO_2_NEISO | HQ_NEISO | NEISO | Internal | Summer | B7 | 400 | 99999 | 2920 | 34.88 | 34.9 | 0.01 | 0
2020 | HQ_NEISO_2_NEISO | HQ_NEISO | NEISO | Internal | Summer | B8 | 500 | 99999 | 2920 | 34.88 | 34.9 | 0.01 | 0
2020 | HQ_NEISO_2_NEISO | HQ_NEISO | NEISO | Internal | Summer | B9 | 800 | 99999 | 2920 | 34.88 | 34.9 | 0.01 | 0
2020 | HQ_NEISO_2_NEISO | HQ_NEISO | NEISO | Internal | Summer | B10 | 1262 | 99999 | 795.94 | 34.88 | 34.9 | 0.01 | 0
2020 | HQ_NEISO_2_NEISO | HQ_NEISO | NEISO | Internal | Winter | B16 | 25 | 99999 | 2920 | 46.26 | 46.27 | 0.01 | 0
2020 | HQ_NEISO_2_NEISO | HQ_NEISO | NEISO | Internal | Winter | B17 | 100 | 99999 | 2920 | 46.26 | 46.27 | 0.01 | 0
2020 | HQ_NEISO_2_NEISO | HQ_NEISO | NEISO | Internal | Winter | B18 | 400 | 99999 | 2920 | 46.26 | 46.27 | 0.01 | 0
2020 | HQ_NEISO_2_NEISO | HQ_NEISO | NEISO | Internal | Winter | B19 | 700 | 99999 | 2920 | 46.26 | 46.27 | 0.01 | 0
2020 | HQ_NEISO_2_NEISO | HQ_NEISO | NEISO | Internal | Winter | B20 | 935 | 99999 | 1233.58 | 46.26 | 46.27 | 0.01 | 0
2020 | HQ_NY_2_NYISO_A-F | HQ_NY | NYISO_A-F | Internal | Shoulder | B11 | 25 | 99999 | 1000 | 40.66 | 40.67 | 0.01 | 0
2020 | HQ_NY_2_NYISO_A-F | HQ_NY | NYISO_A-F | Internal | Shoulder | B12 | 200 | 99999 | 1000 | 40.39 | 40.4 | 0.01 | 0
2020 | HQ_NY_2_NYISO_A-F | HQ_NY | NYISO_A-F | Internal | Shoulder | B13 | 600 | 99999 | 1000 | 39.84 | 39.85 | 0.01 | 0
2020 | HQ_NY_2_NYISO_A-F | HQ_NY | NYISO_A-F | Internal | Shoulder | B14 | 900 | 99999 | 1000 | 39.43 | 39.44 | 0.01 | 0
2020 | HQ_NY_2_NYISO_A-F | HQ_NY | NYISO_A-F | Internal | Shoulder | B15 | 1203 | 99999 | 188.69 | 39.43 | 39.44 | 0.01 | 0
2020 | HQ_NY_2_NYISO_A-F | HQ_NY | NYISO_A-F | Internal | Summer | B1 | 10 | 99999 | 1000 | 59.05 | 59.07 | 0.01 | 0
2020 | HQ_NY_2_NYISO_A-F | HQ_NY | NYISO_A-F | Internal | Summer | B2 | 25 | 99999 | 1000 | 57.53 | 57.54 | 0.01 | 0
2020 | HQ_NY_2_NYISO_A-F | HQ_NY | NYISO_A-F | Internal | Summer | B3 | 75 | 99999 | 1000 | 52.86 | 52.87 | 0.01 | 0
2020 | HQ_NY_2_NYISO_A-F | HQ_NY | NYISO_A-F | Internal | Summer | B4 | 100 | 99999 | 1000 | 45.8 | 45.81 | 0.01 | 0
2020 | HQ_NY_2_NYISO_A-F | HQ_NY | NYISO_A-F | Internal | Summer | B5 | 200 | 99999 | 1000 | 44.73 | 44.74 | 0.01 | 0
2020 | HQ_NY_2_NYISO_A-F | HQ_NY | NYISO_A-F | Internal | Summer | B6 | 300 | 99999 | 1000 | 42.14 | 42.15 | 0.01 | 0
2020 | HQ_NY_2_NYISO_A-F | HQ_NY | NYISO_A-F | Internal | Summer | B7 | 400 | 99999 | 1000 | 40.47 | 40.49 | 0.01 | 0
2020 | HQ_NY_2_NYISO_A-F | HQ_NY | NYISO_A-F | Internal | Summer | B8 | 500 | 99999 | 1000 | 37.88 | 37.9 | 0.01 | 0
2020 | HQ_NY_2_NYISO_A-F | HQ_NY | NYISO_A-F | Internal | Summer | B9 | 800 | 99999 | 1000 | 37.86 | 37.87 | 0.01 | 0
2020 | HQ_NY_2_NYISO_A-F | HQ_NY | NYISO_A-F | Internal | Summer | B10 | 1262 | 99999 | 30.11 | 37.86 | 37.87 | 0.01 | 0
2020 | HQ_NY_2_NYISO_A-F | HQ_NY | NYISO_A-F | Internal | Winter | B16 | 25 | 99999 | 1000 | 44.96 | 44.97 | 0.01 | 0
2020 | HQ_NY_2_NYISO_A-F | HQ_NY | NYISO_A-F | Internal | Winter | B17 | 100 | 99999 | 1000 | 43.26 | 43.27 | 0.01 | 0
2020 | HQ_NY_2_NYISO_A-F | HQ_NY | NYISO_A-F | Internal | Winter | B18 | 400 | 99999 | 1000 | 42.18 | 42.19 | 0.01 | 0
2020 | HQ_NY_2_NYISO_A-F | HQ_NY | NYISO_A-F | Internal | Winter | B19 | 700 | 99999 | 1000 | 42.18 | 42.19 | 0.01 | 0
2020 | HQ_NY_2_NYISO_A-F | HQ_NY | NYISO_A-F | Internal | Winter | B20 | 935 | 99999 | 229.95 | 42.18 | 42.19 | 0.01 | 0
2020 | HQ_IESO_2_IESO | HQ_IESO | IESO | Internal | Shoulder | B11 | 25 | 99999 | 400 | 32.22 | 32.24 | 0.01 | 0
2020 | HQ_IESO_2_IESO | HQ_IESO | IESO | Internal | Shoulder | B12 | 200 | 99999 | 400 | 32.22 | 32.24 | 0.01 | 0
2020 | HQ_IESO_2_IESO | HQ_IESO | IESO | Internal | Shoulder | B13 | 600 | 99999 | 400 | 32.22 | 32.24 | 0.01 | 0
2020 | HQ_IESO_2_IESO | HQ_IESO | IESO | Internal | Shoulder | B14 | 900 | 99999 | 400 | 32.22 | 32.24 | 0.01 | 0
2020 | HQ_IESO_2_IESO | HQ_IESO | IESO | Internal | Shoulder | B15 | 1203 | 99999 | 75.48 | 32.22 | 32.24 | 0.01 | 0
2020 | HQ_IESO_2_IESO | HQ_IESO | IESO | Internal | Summer | B1 | 10 | 99999 | 400 | 52.05 | 52.07 | 0.01 | 0
2020 | HQ_IESO_2_IESO | HQ_IESO | IESO | Internal | Summer | B2 | 25 | 99999 | 400 | 50.53 | 50.54 | 0.01 | 0
2020 | HQ_IESO_2_IESO | HQ_IESO | IESO | Internal | Summer | B3 | 75 | 99999 | 400 | 43.46 | 43.47 | 0.01 | 0
2020 | HQ_IESO_2_IESO | HQ_IESO | IESO | Internal | Summer | B4 | 100 | 99999 | 400 | 37.73 | 37.74 | 0.01 | 0
2020 | HQ_IESO_2_IESO | HQ_IESO | IESO | Internal | Summer | B5 | 200 | 99999 | 400 | 37.73 | 37.74 | 0.01 | 0
2020 | HQ_IESO_2_IESO | HQ_IESO | IESO | Internal | Summer | B6 | 300 | 99999 | 400 | 35.14 | 35.15 | 0.01 | 0
2020 | HQ_IESO_2_IESO | HQ_IESO | IESO | Internal | Summer | B7 | 400 | 99999 | 400 | 33.47 | 33.49 | 0.01 | 0
2020 | HQ_IESO_2_IESO | HQ_IESO | IESO | Internal | Summer | B8 | 500 | 99999 | 400 | 30.46 | 30.47 | 0.01 | 0
2020 | HQ_IESO_2_IESO | HQ_IESO | IESO | Internal | Summer | B9 | 800 | 99999 | 400 | 30.46 | 30.47 | 0.01 | 0
2020 | HQ_IESO_2_IESO | HQ_IESO | IESO | Internal | Summer | B10 | 1262 | 99999 | 12.04 | 30.46 | 30.47 | 0.01 | 0
2020 | HQ_IESO_2_IESO | HQ_IESO | IESO | Internal | Winter | B16 | 25 | 99999 | 400 | 37.96 | 37.97 | 0.01 | 0
2020 | HQ_IESO_2_IESO | HQ_IESO | IESO | Internal | Winter | B17 | 100 | 99999 | 400 | 36.26 | 36.27 | 0.01 | 0
2020 | HQ_IESO_2_IESO | HQ_IESO | IESO | Internal | Winter | B18 | 400 | 99999 | 400 | 35.18 | 35.19 | 0.01 | 0
2020 | HQ_IESO_2_IESO | HQ_IESO | IESO | Internal | Winter | B19 | 700 | 99999 | 400 | 35.18 | 35.19 | 0.01 | 0
2020 | HQ_IESO_2_IESO | HQ_IESO | IESO | Internal | Winter | B20 | 935 | 99999 | 91.98 | 35.18 | 35.19 | 0.01 | 0
2020 | IESO_2_MAPP_CA | IESO | MAPP_CA | Internal | Shoulder | B11 | 25 | 262 | 262 | 32.24 | 44.61 | 7 | 5.38
2020 | IESO_2_MAPP_CA | IESO | MAPP_CA | Internal | Shoulder | B12 | 200 | 262 | 262 | 32.24 | 46.39 | 7 | 7.15
2020 | IESO_2_MAPP_CA | IESO | MAPP_CA | Internal | Shoulder | B13 | 600 | 262 | 262 | 32.24 | 41.6 | 7 | 2.36
2020 | IESO_2_MAPP_CA | IESO | MAPP_CA | Internal | Shoulder | B14 | 900 | 262 | 262 | 32.24 | 39.97 | 7 | 0.74
2020 | IESO_2_MAPP_CA | IESO | MAPP_CA | Internal | Shoulder | B15 | 1203 | 262 | 262 | 32.24 | 39.97 | 7 | 0.74
2020 | IESO_2_MAPP_CA | IESO | MAPP_CA | Internal | Summer | B1 | 10 | 262 | 0 | 52.07 | 51.04 | 7 | 0
2020 | IESO_2_MAPP_CA | IESO | MAPP_CA | Internal | Summer | B2 | 25 | 262 | 42.44 | 50.54 | 57.54 | 7 | 0
2020 | IESO_2_MAPP_CA | IESO | MAPP_CA | Internal | Summer | B3 | 75 | 262 | 238.96 | 43.47 | 50.47 | 7 | 0
2020 | IESO_2_MAPP_CA | IESO | MAPP_CA | Internal | Summer | B4 | 100 | 262 | 262 | 37.74 | 50.14 | 7 | 5.4
2020 | IESO_2_MAPP_CA | IESO | MAPP_CA | Internal | Summer | B5 | 200 | 262 | 262 | 37.74 | 49.12 | 7 | 4.38
2020 | IESO_2_MAPP_CA | IESO | MAPP_CA | Internal | Summer | B6 | 300 | 262 | 262 | 35.15 | 48.85 | 7 | 6.7
2020 | IESO_2_MAPP_CA | IESO | MAPP_CA | Internal | Summer | B7 | 400 | 262 | 122.44 | 33.49 | 40.49 | 7 | 0
2020 | IESO_2_MAPP_CA | IESO | MAPP_CA | Internal | Summer | B8 | 500 | 262 | 0 | 30.47 | 37.42 | 7 | 0
2020 | IESO_2_MAPP_CA | IESO | MAPP_CA | Internal | Summer | B9 | 800 | 262 | 0 | 30.47 | 37.25 | 7 | 0
2020 | IESO_2_MAPP_CA | IESO | MAPP_CA | Internal | Summer | B10 | 1262 | 262 | 0 | 30.47 | 37.25 | 7 | 0
2020 | IESO_2_MAPP_CA | IESO | MAPP_CA | Internal | Winter | B16 | 25 | 262 | 262 | 37.97 | 55.1 | 7 | 10.13
2020 | IESO_2_MAPP_CA | IESO | MAPP_CA | Internal | Winter | B17 | 100 | 262 | 262 | 36.27 | 46.27 | 7 | 3
2020 | IESO_2_MAPP_CA | IESO | MAPP_CA | Internal | Winter | B18 | 400 | 262 | 262 | 35.19 | 43.06 | 7 | 0.87
2020 | IESO_2_MAPP_CA | IESO | MAPP_CA | Internal | Winter | B19 | 700 | 262 | 262 | 35.19 | 43.06 | 7 | 0.87
2020 | IESO_2_MAPP_CA | IESO | MAPP_CA | Internal | Winter | B20 | 935 | 262 | 262 | 35.19 | 43.06 | 7 | 0.87
2020 | IESO_2_MISO_MI | IESO | MISO_MI | Internal | Shoulder | B11 | 25 | 1840 | 1840 | 32.24 | 53.36 | 7 | 14.13
2020 | IESO_2_MISO_MI | IESO | MISO_MI | Internal | Shoulder | B12 | 200 | 1840 | 1840 | 32.24 | 46.41 | 7 | 7.17
2020 | IESO_2_MISO_MI | IESO | MISO_MI | Internal | Shoulder | B13 | 600 | 1840 | 1840 | 32.24 | 41.64 | 7 | 2.41
2020 | IESO_2_MISO_MI | IESO | MISO_MI | Internal | Shoulder | B14 | 900 | 1840 | 1840 | 32.24 | 40 | 7 | 0.76
2020 | IESO_2_MISO_MI | IESO | MISO_MI | Internal | Shoulder | B15 | 1203 | 1840 | 0 | 32.24 | 38.24 | 7 | 0
2020 | IESO_2_MISO_MI | IESO | MISO_MI | Internal | Summer | B1 | 10 | 1840 | 1840 | 52.07 | 65.04 | 7 | 5.98
2020 | IESO_2_MISO_MI | IESO | MISO_MI | Internal | Summer | B2 | 25 | 1840 | 1840 | 50.54 | 63.53 | 7 | 5.99
2020 | IESO_2_MISO_MI | IESO | MISO_MI | Internal | Summer | B3 | 75 | 1840 | 1840 | 43.47 | 59.28 | 7 | 8.81
2020 | IESO_2_MISO_MI | IESO | MISO_MI | Internal | Summer | B4 | 100 | 1840 | 1840 | 37.74 | 58.16 | 7 | 13.42
2020 | IESO_2_MISO_MI | IESO | MISO_MI | Internal | Summer | B5 | 200 | 1840 | 1840 | 37.74 | 53 | 7 | 8.25
2020 | IESO_2_MISO_MI | IESO | MISO_MI | Internal | Summer | B6 | 300 | 1840 | 1840 | 35.15 | 48.14 | 7 | 5.99
2020 | IESO_2_MISO_MI | IESO | MISO_MI | Internal | Summer | B7 | 400 | 1840 | 1839.98 | 33.49 | 40.51 | 7 | 0.02
2020 | IESO_2_MISO_MI | IESO | MISO_MI | Internal | Summer | B8 | 500 | 1840 | 1130.01 | 30.47 | 37.47 | 7 | 0
2020 | IESO_2_MISO_MI | IESO | MISO_MI | Internal | Summer | B9 | 800 | 1840 | 0 | 30.47 | 37.25 | 7 | 0
2020 | IESO_2_MISO_MI | IESO | MISO_MI | Internal | Summer | B10 | 1262 | 1840 | 0 | 30.47 | 35.82 | 7 | 0
2020 | IESO_2_MISO_MI | IESO | MISO_MI | Internal | Winter | B16 | 25 | 1840 | 1840 | 37.97 | 55.12 | 7 | 10.15
2020 | IESO_2_MISO_MI | IESO | MISO_MI | Internal | Winter | B17 | 100 | 1840 | 1840 | 36.27 | 46.3 | 7 | 3.02
2020 | IESO_2_MISO_MI | IESO | MISO_MI | Internal | Winter | B18 | 400 | 1840 | 1840 | 35.19 | 42.76 | 7 | 0.57
2020 | IESO_2_MISO_MI | IESO | MISO_MI | Internal | Winter | B19 | 700 | 1840 | 0 | 35.19 | 41.36 | 7 | 0
2020 | IESO_2_MISO_MI | IESO | MISO_MI | Internal | Winter | B20 | 935 | 1840 | 0 | 35.19 | 37.17 | 7 | 0
2020 | IESO_2_MISO_W | IESO | MISO_W | Internal | Shoulder | B11 | 25 | 140 | 140 | 32.24 | 55.98 | 7 | 16.75
2020 | IESO_2_MISO_W | IESO | MISO_W | Internal | Shoulder | B12 | 200 | 140 | 140 | 32.24 | 46.4 | 7 | 7.16
2020 | IESO_2_MISO_W | IESO | MISO_W | Internal | Shoulder | B13 | 600 | 140 | 140 | 32.24 | 41.61 | 7 | 2.37
2020 | IESO_2_MISO_W | IESO | MISO_W | Internal | Shoulder | B14 | 900 | 140 | 140 | 32.24 | 39.99 | 7 | 0.75
2020 | IESO_2_MISO_W | IESO | MISO_W | Internal | Shoulder | B15 | 1203 | 140 | 0 | 32.24 | 38.23 | 7 | 0
2020 | IESO_2_MISO_W | IESO | MISO_W | Internal | Summer | B1 | 10 | 140 | 140 | 52.07 | 65.04 | 7 | 5.98
2020 | IESO_2_MISO_W | IESO | MISO_W | Internal | Summer | B2 | 25 | 140 | 140 | 50.54 | 63.53 | 7 | 5.99
2020 | IESO_2_MISO_W | IESO | MISO_W | Internal | Summer | B3 | 75 | 140 | 140 | 43.47 | 62.58 | 7 | 12.11
2020 | IESO_2_MISO_W | IESO | MISO_W | Internal | Summer | B4 | 100 | 140 | 140 | 37.74 | 62.58 | 7 | 17.83
2020 | IESO_2_MISO_W | IESO | MISO_W | Internal | Summer | B5 | 200 | 140 | 140 | 37.74 | 55.83 | 7 | 11.09
2020 | IESO_2_MISO_W | IESO | MISO_W | Internal | Summer | B6 | 300 | 140 | 140 | 35.15 | 48.86 | 7 | 6.71
2020 | IESO_2_MISO_W | IESO | MISO_W | Internal | Summer | B7 | 400 | 140 | 139.97 | 33.49 | 40.5 | 7 | 0.01
2020 | IESO_2_MISO_W | IESO | MISO_W | Internal | Summer | B8 | 500 | 140 | 0 | 30.47 | 37.43 | 7 | 0
2020 | IESO_2_MISO_W | IESO | MISO_W | Internal | Summer | B9 | 800 | 140 | 0 | 30.47 | 37.24 | 7 | 0
2020 | IESO_2_MISO_W | IESO | MISO_W | Internal | Summer | B10 | 1262 | 140 | 0 | 30.47 | 35.65 | 7 | 0
2020 | IESO_2_MISO_W | IESO | MISO_W | Internal | Winter | B16 | 25 | 140 | 140 | 37.97 | 55.11 | 7 | 10.14
2020 | IESO_2_MISO_W | IESO | MISO_W | Internal | Winter | B17 | 100 | 140 | 140 | 36.27 | 46.28 | 7 | 3.01
2020 | IESO_2_MISO_W | IESO | MISO_W | Internal | Winter | B18 | 400 | 140 | 140 | 35.19 | 42.76 | 7 | 0.57
2020 | IESO_2_MISO_W | IESO | MISO_W | Internal | Winter | B19 | 700 | 140 | 0 | 35.19 | 41.34 | 7 | 0
2020 | IESO_2_MISO_W | IESO | MISO_W | Internal | Winter | B20 | 935 | 140 | 0 | 35.19 | 37.14 | 7 | 0
2020 | IESO_2_NYISO_A-F | IESO | NYISO_A-F | Internal | Shoulder | B11 | 25 | 1725 | 1725 | 32.24 | 40.67 | 7 | 1.43
2020 | IESO_2_NYISO_A-F | IESO | NYISO_A-F | Internal | Shoulder | B12 | 200 | 1725 | 1725 | 32.24 | 40.4 | 7 | 1.16
2020 | IESO_2_NYISO_A-F | IESO | NYISO_A-F | Internal | Shoulder | B13 | 600 | 1725 | 1725 | 32.24 | 39.85 | 7 | 0.61
2020 | IESO_2_NYISO_A-F | IESO | NYISO_A-F | Internal | Shoulder | B14 | 900 | 1725 | 1725 | 32.24 | 39.44 | 7 | 0.2
2020 | IESO_2_NYISO_A-F | IESO | NYISO_A-F | Internal | Shoulder | B15 | 1203 | 1725 | 1725 | 32.24 | 39.44 | 7 | 0.2
2020 | IESO_2_NYISO_A-F | IESO | NYISO_A-F | Internal | Summer | B1 | 10 | 1725 | 423.25 | 52.07 | 59.07 | 7 | 0
2020 | IESO_2_NYISO_A-F | IESO | NYISO_A-F | Internal | Summer | B2 | 25 | 1725 | 909.19 | 50.54 | 57.54 | 7 | 0
2020 | IESO_2_NYISO_A-F | IESO | NYISO_A-F | Internal | Summer | B3 | 75 | 1725 | 1725 | 43.47 | 52.87 | 7 | 2.4
2020 | IESO_2_NYISO_A-F | IESO | NYISO_A-F | Internal | Summer | B4 | 100 | 1725 | 1725 | 37.74 | 45.81 | 7 | 1.07
2020 | IESO_2_NYISO_A-F | IESO | NYISO_A-F | Internal | Summer | B5 | 200 | 1725 | 1212.91 | 37.74 | 44.74 | 7 | 0
2020 | IESO_2_NYISO_A-F | IESO | NYISO_A-F | Internal | Summer | B6 | 300 | 1725 | 955.94 | 35.15 | 42.15 | 7 | 0
2020 | IESO_2_NYISO_A-F | IESO | NYISO_A-F | Internal | Summer | B7 | 400 | 1725 | 633.25 | 33.49 | 40.49 | 7 | 0
2020 | IESO_2_NYISO_A-F | IESO | NYISO_A-F | Internal | Summer | B8 | 500 | 1725 | 1725 | 30.47 | 37.9 | 7 | 0.43
2020 | IESO_2_NYISO_A-F | IESO | NYISO_A-F | Internal | Summer | B9 | 800 | 1725 | 1725 | 30.47 | 37.87 | 7 | 0.4
2020 | IESO_2_NYISO_A-F | IESO | NYISO_A-F | Internal | Summer | B10 | 1262 | 1725 | 1725 | 30.47 | 37.87 | 7 | 0.4
2020 | IESO_2_NYISO_A-F | IESO | NYISO_A-F | Internal | Winter | B16 | 25 | 1725 | 1523.12 | 37.97 | 44.97 | 7 | 0
2020 | IESO_2_NYISO_A-F | IESO | NYISO_A-F | Internal | Winter | B17 | 100 | 1725 | 860.7 | 36.27 | 43.27 | 7 | 0
2020 | IESO_2_NYISO_A-F | IESO | NYISO_A-F | Internal | Winter | B18 | 400 | 1725 | 1177.87 | 35.19 | 42.19 | 7 | 0
2020 | IESO_2_NYISO_A-F | IESO | NYISO_A-F | Internal | Winter | B19 | 700 | 1725 | 1383.34 | 35.19 | 42.19 | 7 | 0
2020 | IESO_2_NYISO_A-F | IESO | NYISO_A-F | Internal | Winter | B20 | 935 | 1725 | 1447.92 | 35.19 | 42.19 | 7 | 0
2020 | MAPP_CA_2_IESO | MAPP_CA | IESO | Internal | Shoulder | B11 | 25 | 330 | 0 | 44.61 | 32.24 | 8 | 0
2020 | MAPP_CA_2_IESO | MAPP_CA | IESO | Internal | Shoulder | B12 | 200 | 330 | 0 | 46.39 | 32.24 | 8 | 0
2020 | MAPP_CA_2_IESO | MAPP_CA | IESO | Internal | Shoulder | B13 | 600 | 330 | 0 | 41.6 | 32.24 | 8 | 0
2020 | MAPP_CA_2_IESO | MAPP_CA | IESO | Internal | Shoulder | B14 | 900 | 330 | 0 | 39.97 | 32.24 | 8 | 0
2020 | MAPP_CA_2_IESO | MAPP_CA | IESO | Internal | Shoulder | B15 | 1203 | 330 | 0 | 39.97 | 32.24 | 8 | 0
2020 | MAPP_CA_2_IESO | MAPP_CA | IESO | Internal | Summer | B1 | 10 | 330 | 0 | 51.04 | 52.07 | 8 | 0
2020 | MAPP_CA_2_IESO | MAPP_CA | IESO | Internal | Summer | B2 | 25 | 330 | 0 | 57.54 | 50.54 | 8 | 0
2020 | MAPP_CA_2_IESO | MAPP_CA | IESO | Internal | Summer | B3 | 75 | 330 | 0 | 50.47 | 43.47 | 8 | 0
2020 | MAPP_CA_2_IESO | MAPP_CA | IESO | Internal | Summer | B4 | 100 | 330 | 0 | 50.14 | 37.74 | 8 | 0
2020 | MAPP_CA_2_IESO | MAPP_CA | IESO | Internal | Summer | B5 | 200 | 330 | 0 | 49.12 | 37.74 | 8 | 0
2020 | MAPP_CA_2_IESO | MAPP_CA | IESO | Internal | Summer | B6 | 300 | 330 | 0 | 48.85 | 35.15 | 8 | 0
2020 | MAPP_CA_2_IESO | MAPP_CA | IESO | Internal | Summer | B7 | 400 | 330 | 0 | 40.49 | 33.49 | 8 | 0
2020 | MAPP_CA_2_IESO | MAPP_CA | IESO | Internal | Summer | B8 | 500 | 330 | 0 | 37.42 | 30.47 | 8 | 0
2020 | MAPP_CA_2_IESO | MAPP_CA | IESO | Internal | Summer | B9 | 800 | 330 | 0 | 37.25 | 30.47 | 8 | 0
2020 | MAPP_CA_2_IESO | MAPP_CA | IESO | Internal | Summer | B10 | 1262 | 330 | 0 | 37.25 | 30.47 | 8 | 0
2020 | MAPP_CA_2_IESO | MAPP_CA | IESO | Internal | Winter | B16 | 25 | 330 | 0 | 55.1 | 37.97 | 8 | 0
2020 | MAPP_CA_2_IESO | MAPP_CA | IESO | Internal | Winter | B17 | 100 | 330 | 0 | 46.27 | 36.27 | 8 | 0
2020 | MAPP_CA_2_IESO | MAPP_CA | IESO | Internal | Winter | B18 | 400 | 330 | 0 | 43.06 | 35.19 | 8 | 0
2020 | MAPP_CA_2_IESO | MAPP_CA | IESO | Internal | Winter | B19 | 700 | 330 | 0 | 43.06 | 35.19 | 8 | 0
2020 | MAPP_CA_2_IESO | MAPP_CA | IESO | Internal | Winter | B20 | 935 | 330 | 0 | 43.06 | 35.19 | 8 | 0
2020 | MAPP_CA_2_MAPP_US | MAPP_CA | MAPP_US | Internal | Shoulder | B11 | 25 | 372 | 114.38 | 44.61 | 51.61 | 7 | 0
2020 | MAPP_CA_2_MAPP_US | MAPP_CA | MAPP_US | Internal | Shoulder | B12 | 200 | 372 | 0 | 46.39 | 39.4 | 7 | 0
2020 | MAPP_CA_2_MAPP_US | MAPP_CA | MAPP_US | Internal | Shoulder | B13 | 600 | 372 | 0 | 41.6 | 34.97 | 7 | 0
2020 | MAPP_CA_2_MAPP_US | MAPP_CA | MAPP_US | Internal | Shoulder | B14 | 900 | 372 | 0 | 39.97 | 34.97 | 7 | 0
2020 | MAPP_CA_2_MAPP_US | MAPP_CA | MAPP_US | Internal | Shoulder | B15 | 1203 | 372 | 0 | 39.97 | 34.97 | 7 | 0
2020 | MAPP_CA_2_MAPP_US | MAPP_CA | MAPP_US | Internal | Summer | B1 | 10 | 372 | 68.52 | 51.04 | 58.04 | 7 | 0
2020 | MAPP_CA_2_MAPP_US | MAPP_CA | MAPP_US | Internal | Summer | B2 | 25 | 372 | 0 | 57.54 | 57.47 | 7 | 0
2020 | MAPP_CA_2_MAPP_US | MAPP_CA | MAPP_US | Internal | Summer | B3 | 75 | 372 | 137.48 | 50.47 | 57.47 | 7 | 0
2020 | MAPP_CA_2_MAPP_US | MAPP_CA | MAPP_US | Internal | Summer | B4 | 100 | 372 | 254.06 | 50.14 | 57.14 | 7 | 0
2020 | MAPP_CA_2_MAPP_US | MAPP_CA | MAPP_US | Internal | Summer | B5 | 200 | 372 | 0 | 49.12 | 53.08 | 7 | 0
2020 | MAPP_CA_2_MAPP_US | MAPP_CA | MAPP_US | Internal | Summer | B6 | 300 | 372 | 0 | 48.85 | 42.93 | 7 | 0
2020 | MAPP_CA_2_MAPP_US | MAPP_CA | MAPP_US | Internal | Summer | B7 | 400 | 372 | 0 | 40.49 | 33.93 | 7 | 0
2020 | MAPP_CA_2_MAPP_US | MAPP_CA | MAPP_US | Internal | Summer | B8 | 500 | 372 | 0 | 37.42 | 32.89 | 7 | 0
2020 | MAPP_CA_2_MAPP_US | MAPP_CA | MAPP_US | Internal | Summer | B9 | 800 | 372 | 0 | 37.25 | 32.89 | 7 | 0
2020 | MAPP_CA_2_MAPP_US | MAPP_CA | MAPP_US | Internal | Summer | B10 | 1262 | 372 | 0 | 37.25 | 30.25 | 7 | 0
2020 | MAPP_CA_2_MAPP_US | MAPP_CA | MAPP_US | Internal | Winter | B16 | 25 | 372 | 0 | 55.1 | 48.11 | 7 | 0
2020 | MAPP_CA_2_MAPP_US | MAPP_CA | MAPP_US | Internal | Winter | B17 | 100 | 372 | 0 | 46.27 | 39.28 | 7 | 0
2020 | MAPP_CA_2_MAPP_US | MAPP_CA | MAPP_US | Internal | Winter | B18 | 400 | 372 | 0 | 43.06 | 36.06 | 7 | 0
2020 | MAPP_CA_2_MAPP_US | MAPP_CA | MAPP_US | Internal | Winter | B19 | 700 | 372 | 0 | 43.06 | 36.06 | 7 | 0
2020 | MAPP_CA_2_MAPP_US | MAPP_CA | MAPP_US | Internal | Winter | B20 | 935 | 372 | 0 | 43.06 | 33.91 | 7 | 0
2020 | MAPP_CA_2_MISO_W | MAPP_CA | MISO_W | Internal | Shoulder | B11 | 25 | 1970 | 1970 | 44.61 | 55.98 | 0.01 | 11.36
2020 | MAPP_CA_2_MISO_W | MAPP_CA | MISO_W | Internal | Shoulder | B12 | 200 | 1970 | 1654.22 | 46.39 | 46.4 | 0.01 | 0
2020 | MAPP_CA_2_MISO_W | MAPP_CA | MISO_W | Internal | Shoulder | B13 | 600 | 1970 | 1347.19 | 41.6 | 41.61 | 0.01 | 0
2020 | MAPP_CA_2_MISO_W | MAPP_CA | MISO_W | Internal | Shoulder | B14 | 900 | 1970 | 492.42 | 39.97 | 39.99 | 0.01 | 0
2020 | MAPP_CA_2_MISO_W | MAPP_CA | MISO_W | Internal | Shoulder | B15 | 1203 | 1970 | 0 | 39.97 | 38.23 | 0.01 | 0
2020 | MAPP_CA_2_MISO_W | MAPP_CA | MISO_W | Internal | Summer | B1 | 10 | 1970 | 1970 | 51.04 | 65.04 | 0.01 | 13.99
2020 | MAPP_CA_2_MISO_W | MAPP_CA | MISO_W | Internal | Summer | B2 | 25 | 1970 | 1970 | 57.54 | 63.53 | 0.01 | 5.98
2020 | MAPP_CA_2_MISO_W | MAPP_CA | MISO_W | Internal | Summer | B3 | 75 | 1970 | 1970 | 50.47 | 62.58 | 0.01 | 12.1
2020 | MAPP_CA_2_MISO_W | MAPP_CA | MISO_W | Internal | Summer | B4 | 100 | 1970 | 1970 | 50.14 | 62.58 | 0.01 | 12.42
2020 | MAPP_CA_2_MISO_W | MAPP_CA | MISO_W | Internal | Summer | B5 | 200 | 1970 | 1970 | 49.12 | 55.83 | 0.01 | 6.7
2020 | MAPP_CA_2_MISO_W | MAPP_CA | MISO_W | Internal | Summer | B6 | 300 | 1970 | 1735.64 | 48.85 | 48.86 | 0.01 | 0
2020 | MAPP_CA_2_MISO_W | MAPP_CA | MISO_W | Internal | Summer | B7 | 400 | 1970 | 1616.68 | 40.49 | 40.5 | 0.01 | 0
2020 | MAPP_CA_2_MISO_W | MAPP_CA | MISO_W | Internal | Summer | B8 | 500 | 1970 | 1401.42 | 37.42 | 37.43 | 0.01 | 0
2020 | MAPP_CA_2_MISO_W | MAPP_CA | MISO_W | Internal | Summer | B9 | 800 | 1970 | 0 | 37.25 | 37.24 | 0.01 | 0
2020 | MAPP_CA_2_MISO_W | MAPP_CA | MISO_W | Internal | Summer | B10 | 1262 | 1970 | 0 | 37.25 | 35.65 | 0.01 | 0
2020 | MAPP_CA_2_MISO_W | MAPP_CA | MISO_W | Internal | Winter | B16 | 25 | 1970 | 1119.79 | 55.1 | 55.11 | 0.01 | 0
2020 | MAPP_CA_2_MISO_W | MAPP_CA | MISO_W | Internal | Winter | B17 | 100 | 1970 | 309.68 | 46.27 | 46.28 | 0.01 | 0
2020 | MAPP_CA_2_MISO_W | MAPP_CA | MISO_W | Internal | Winter | B18 | 400 | 1970 | 0 | 43.06 | 42.76 | 0.01 | 0
2020 | MAPP_CA_2_MISO_W | MAPP_CA | MISO_W | Internal | Winter | B19 | 700 | 1970 | 0 | 43.06 | 41.34 | 0.01 | 0
2020 | MAPP_CA_2_MISO_W | MAPP_CA | MISO_W | Internal | Winter | B20 | 935 | 1970 | 0 | 43.06 | 37.14 | 0.01 | 0
2020 | MAPP_US_2_MAPP_CA | MAPP_US | MAPP_CA | Internal | Shoulder | B11 | 25 | 165 | 0 | 51.61 | 44.61 | 7 | 0
2020 | MAPP_US_2_MAPP_CA | MAPP_US | MAPP_CA | Internal | Shoulder | B12 | 200 | 165 | 0.06 | 39.4 | 46.39 | 7 | 0
2020 | MAPP_US_2_MAPP_CA | MAPP_US | MAPP_CA | Internal | Shoulder | B13 | 600 | 165 | 0 | 34.97 | 41.6 | 7 | 0
2020 | MAPP_US_2_MAPP_CA | MAPP_US | MAPP_CA | Internal | Shoulder | B14 | 900 | 165 | 0 | 34.97 | 39.97 | 7 | 0
2020 | MAPP_US_2_MAPP_CA | MAPP_US | MAPP_CA | Internal | Shoulder | B15 | 1203 | 165 | 0 | 34.97 | 39.97 | 7 | 0
2020 | MAPP_US_2_MAPP_CA | MAPP_US | MAPP_CA | Internal | Summer | B1 | 10 | 165 | 0 | 58.04 | 51.04 | 7 | 0
2020 | MAPP_US_2_MAPP_CA | MAPP_US | MAPP_CA | Internal | Summer | B2 | 25 | 165 | 0 | 57.47 | 57.54 | 7 | 0
2020 | MAPP_US_2_MAPP_CA | MAPP_US | MAPP_CA | Internal | Summer | B3 | 75 | 165 | 0 | 57.47 | 50.47 | 7 | 0
2020 | MAPP_US_2_MAPP_CA | MAPP_US | MAPP_CA | Internal | Summer | B4 | 100 | 165 | 0 | 57.14 | 50.14 | 7 | 0
2020 | MAPP_US_2_MAPP_CA | MAPP_US | MAPP_CA | Internal | Summer | B5 | 200 | 165 | 0 | 53.08 | 49.12 | 7 | 0
2020 | MAPP_US_2_MAPP_CA | MAPP_US | MAPP_CA | Internal | Summer | B6 | 300 | 165 | 0 | 42.93 | 48.85 | 7 | 0
2020 | MAPP_US_2_MAPP_CA | MAPP_US | MAPP_CA | Internal | Summer | B7 | 400 | 165 | 0 | 33.93 | 40.49 | 7 | 0
2020 | MAPP_US_2_MAPP_CA | MAPP_US | MAPP_CA | Internal | Summer | B8 | 500 | 165 | 0 | 32.89 | 37.42 | 7 | 0
2020 | MAPP_US_2_MAPP_CA | MAPP_US | MAPP_CA | Internal | Summer | B9 | 800 | 165 | 0 | 32.89 | 37.25 | 7 | 0
2020 | MAPP_US_2_MAPP_CA | MAPP_US | MAPP_CA | Internal | Summer | B10 | 1262 | 165 | 122.27 | 30.25 | 37.25 | 7 | 0
2020 | MAPP_US_2_MAPP_CA | MAPP_US | MAPP_CA | Internal | Winter | B16 | 25 | 165 | 0.44 | 48.11 | 55.1 | 7 | 0
2020 | MAPP_US_2_MAPP_CA | MAPP_US | MAPP_CA | Internal | Winter | B17 | 100 | 165 | 0.12 | 39.28 | 46.27 | 7 | 0
2020 | MAPP_US_2_MAPP_CA | MAPP_US | MAPP_CA | Internal | Winter | B18 | 400 | 165 | 72.57 | 36.06 | 43.06 | 7 | 0
2020 | MAPP_US_2_MAPP_CA | MAPP_US | MAPP_CA | Internal | Winter | B19 | 700 | 165 | 69.4 | 36.06 | 43.06 | 7 | 0
2020 | MAPP_US_2_MAPP_CA | MAPP_US | MAPP_CA | Internal | Winter | B20 | 935 | 165 | 165 | 33.91 | 43.06 | 7 | 2.15
2020 | MAPP_US_2_MISO_W | MAPP_US | MISO_W | Internal | Shoulder | B11 | 25 | 2635 | 0 | 51.61 | 55.98 | 7 | 0
2020 | MAPP_US_2_MISO_W | MAPP_US | MISO_W | Internal | Shoulder | B12 | 200 | 2635 | 1342.04 | 39.4 | 46.4 | 7 | 0
2020 | MAPP_US_2_MISO_W | MAPP_US | MISO_W | Internal | Shoulder | B13 | 600 | 2635 | 0 | 34.97 | 41.61 | 7 | 0
2020 | MAPP_US_2_MISO_W | MAPP_US | MISO_W | Internal | Shoulder | B14 | 900 | 2635 | 0 | 34.97 | 39.99 | 7 | 0
2020 | MAPP_US_2_MISO_W | MAPP_US | MISO_W | Internal | Shoulder | B15 | 1203 | 2635 | 0 | 34.97 | 38.23 | 7 | 0
2020 | MAPP_US_2_MISO_W | MAPP_US | MISO_W | Internal | Summer | B1 | 10 | 2635 | 438.86 | 58.04 | 65.04 | 7 | 0
2020 | MAPP_US_2_MISO_W | MAPP_US | MISO_W | Internal | Summer | B2 | 25 | 2635 | 0 | 57.47 | 63.53 | 7 | 0
2020 | MAPP_US_2_MISO_W | MAPP_US | MISO_W | Internal | Summer | B3 | 75 | 2635 | 0 | 57.47 | 62.58 | 7 | 0
2020 | MAPP_US_2_MISO_W | MAPP_US | MISO_W | Internal | Summer | B4 | 100 | 2635 | 0 | 57.14 | 62.58 | 7 | 0
2020 | MAPP_US_2_MISO_W | MAPP_US | MISO_W | Internal | Summer | B5 | 200 | 2635 | 0 | 53.08 | 55.83 | 7 | 0
2020 | MAPP_US_2_MISO_W | MAPP_US | MISO_W | Internal | Summer | B6 | 300 | 2635 | 0 | 42.93 | 48.86 | 7 | 0
2020 | MAPP_US_2_MISO_W | MAPP_US | MISO_W | Internal | Summer | B7 | 400 | 2635 | 0 | 33.93 | 40.5 | 7 | 0
2020 | MAPP_US_2_MISO_W | MAPP_US | MISO_W | Internal | Summer | B8 | 500 | 2635 | 0 | 32.89 | 37.43 | 7 | 0
2020 | MAPP_US_2_MISO_W | MAPP_US | MISO_W | Internal | Summer | B9 | 800 | 2635 | 0 | 32.89 | 37.24 | 7 | 0
2020 | MAPP_US_2_MISO_W | MAPP_US | MISO_W | Internal | Summer | B10 | 1262 | 2635 | 0 | 30.25 | 35.65 | 7 | 0
2020 | MAPP_US_2_MISO_W | MAPP_US | MISO_W | Internal | Winter | B16 | 25 | 2635 | 731.39 | 48.11 | 55.11 | 7 | 0
2020 | MAPP_US_2_MISO_W | MAPP_US | MISO_W | Internal | Winter | B17 | 100 | 2635 | 979.41 | 39.28 | 46.28 | 7 | 0
2020 | MAPP_US_2_MISO_W | MAPP_US | MISO_W | Internal | Winter | B18 | 400 | 2635 | 0 | 36.06 | 42.76 | 7 | 0
2020 | MAPP_US_2_MISO_W | MAPP_US | MISO_W | Internal | Winter | B19 | 700 | 2635 | 0 | 36.06 | 41.34 | 7 | 0
2020 | MAPP_US_2_MISO_W | MAPP_US | MISO_W | Internal | Winter | B20 | 935 | 2635 | 0 | 33.91 | 37.14 | 7 | 0
2020 | MAPP_US_2_NE | MAPP_US | NE | Internal | Shoulder | B11 | 25 | 2000 | 1667.53 | 51.61 | 58.61 | 7 | 0
2020 | MAPP_US_2_NE | MAPP_US | NE | Internal | Shoulder | B12 | 200 | 2000 | 0 | 39.4 | 44.35 | 7 | 0
2020 | MAPP_US_2_NE | MAPP_US | NE | Internal | Shoulder | B13 | 600 | 2000 | 816.52 | 34.97 | 41.97 | 7 | 0
2020 | MAPP_US_2_NE | MAPP_US | NE | Internal | Shoulder | B14 | 900 | 2000 | 0 | 34.97 | 41.19 | 7 | 0
2020 | MAPP_US_2_NE | MAPP_US | NE | Internal | Shoulder | B15 | 1203 | 2000 | 0 | 34.97 | 40.17 | 7 | 0
2020 | MAPP_US_2_NE | MAPP_US | NE | Internal | Summer | B1 | 10 | 2000 | 563.94 | 58.04 | 65.04 | 7 | 0
2020 | MAPP_US_2_NE | MAPP_US | NE | Internal | Summer | B2 | 25 | 2000 | 953.58 | 57.47 | 64.47 | 7 | 0
2020 | MAPP_US_2_NE | MAPP_US | NE | Internal | Summer | B3 | 75 | 2000 | 1208.95 | 57.47 | 64.47 | 7 | 0
2020 | MAPP_US_2_NE | MAPP_US | NE | Internal | Summer | B4 | 100 | 2000 | 1381.23 | 57.14 | 64.14 | 7 | 0
2020 | MAPP_US_2_NE | MAPP_US | NE | Internal | Summer | B5 | 200 | 2000 | 1053.01 | 53.08 | 60.08 | 7 | 0
2020 | MAPP_US_2_NE | MAPP_US | NE | Internal | Summer | B6 | 300 | 2000 | 1158.58 | 42.93 | 49.93 | 7 | 0
2020 | MAPP_US_2_NE | MAPP_US | NE | Internal | Summer | B7 | 400 | 2000 | 1180.4 | 33.93 | 40.93 | 7 | 0
2020 | MAPP_US_2_NE | MAPP_US | NE | Internal | Summer | B8 | 500 | 2000 | 1190.06 | 32.89 | 39.89 | 7 | 0
2020 | MAPP_US_2_NE | MAPP_US | NE | Internal | Summer | B9 | 800 | 2000 | 780.36 | 32.89 | 39.89 | 7 | 0
2020 | MAPP_US_2_NE | MAPP_US | NE | Internal | Summer | B10 | 1262 | 2000 | 199.22 | 30.25 | 37.25 | 7 | 0
2020 | MAPP_US_2_NE | MAPP_US | NE | Internal | Winter | B16 | 25 | 2000 | 679.26 | 48.11 | 55.11 | 7 | 0
2020 | MAPP_US_2_NE | MAPP_US | NE | Internal | Winter | B17 | 100 | 2000 | 0 | 39.28 | 43.96 | 7 | 0
2020 | MAPP_US_2_NE | MAPP_US | NE | Internal | Winter | B18 | 400 | 2000 | 188.96 | 36.06 | 43.06 | 7 | 0
2020 | MAPP_US_2_NE | MAPP_US | NE | Internal | Winter | B19 | 700 | 2000 | 0 | 36.06 | 42.82 | 7 | 0
2020 | MAPP_US_2_NE | MAPP_US | NE | Internal | Winter | B20 | 935 | 2000 | 93.05 | 33.91 | 40.91 | 7 | 0
2020 | MARITIMES_2_NEISO | MARITIMES | NEISO | Internal | Shoulder | B11 | 25 | 99999 | 1400 | 37.66 | 37.67 | 0.01 | 0
2020 | MARITIMES_2_NEISO | MARITIMES | NEISO | Internal | Shoulder | B12 | 200 | 99999 | 1400 | 37.66 | 37.67 | 0.01 | 0
2020 | MARITIMES_2_NEISO | MARITIMES | NEISO | Internal | Shoulder | B13 | 600 | 99999 | 1400 | 37.66 | 37.67 | 0.01 | 0
2020 | MARITIMES_2_NEISO | MARITIMES | NEISO | Internal | Shoulder | B14 | 900 | 99999 | 1400 | 37.66 | 37.67 | 0.01 | 0
2020 | MARITIMES_2_NEISO | MARITIMES | NEISO | Internal | Shoulder | B15 | 1203 | 99999 | 426.43 | 37.66 | 37.67 | 0.01 | 0
2020 | MARITIMES_2_NEISO | MARITIMES | NEISO | Internal | Summer | B1 | 10 | 99999 | 1400 | 75.37 | 75.39 | 0.01 | 0
2020 | MARITIMES_2_NEISO | MARITIMES | NEISO | Internal | Summer | B2 | 25 | 99999 | 1400 | 60.61 | 60.62 | 0.01 | 0
2020 | MARITIMES_2_NEISO | MARITIMES | NEISO | Internal | Summer | B3 | 75 | 99999 | 1400 | 50.12 | 50.14 | 0.01 | 0
2020 | MARITIMES_2_NEISO | MARITIMES | NEISO | Internal | Summer | B4 | 100 | 99999 | 1400 | 42.8 | 42.81 | 0.01 | 0
2020 | MARITIMES_2_NEISO | MARITIMES | NEISO | Internal | Summer | B5 | 200 | 99999 | 1400 | 34.88 | 34.9 | 0.01 | 0
2020 | MARITIMES_2_NEISO | MARITIMES | NEISO | Internal | Summer | B6 | 300 | 99999 | 1400 | 34.88 | 34.9 | 0.01 | 0
2020 | MARITIMES_2_NEISO | MARITIMES | NEISO | Internal | Summer | B7 | 400 | 99999 | 1400 | 34.88 | 34.9 | 0.01 | 0
2020 | MARITIMES_2_NEISO | MARITIMES | NEISO | Internal | Summer | B8 | 500 | 99999 | 1400 | 34.88 | 34.9 | 0.01 | 0
2020 | MARITIMES_2_NEISO | MARITIMES | NEISO | Internal | Summer | B9 | 800 | 99999 | 1400 | 34.88 | 34.9 | 0.01 | 0
2020 | MARITIMES_2_NEISO | MARITIMES | NEISO | Internal | Summer | B10 | 1262 | 99999 | 236.13 | 34.88 | 34.9 | 0.01 | 0
2020 | MARITIMES_2_NEISO | MARITIMES | NEISO | Internal | Winter | B16 | 25 | 99999 | 1400 | 46.26 | 46.27 | 0.01 | 0
2020 | MARITIMES_2_NEISO | MARITIMES | NEISO | Internal | Winter | B17 | 100 | 99999 | 1400 | 46.26 | 46.27 | 0.01 | 0
2020 | MARITIMES_2_NEISO | MARITIMES | NEISO | Internal | Winter | B18 | 400 | 99999 | 1400 | 46.26 | 46.27 | 0.01 | 0
2020 | MARITIMES_2_NEISO | MARITIMES | NEISO | Internal | Winter | B19 | 700 | 99999 | 1400 | 46.26 | 46.27 | 0.01 | 0
2020 | MARITIMES_2_NEISO | MARITIMES | NEISO | Internal | Winter | B20 | 935 | 99999 | 475.94 | 46.26 | 46.27 | 0.01 | 0
2020 | MISO_IN_2_MISO_MI | MISO_IN | MISO_MI | Internal | Shoulder | B11 | 25 | 5000 | 0 | 55.98 | 53.36 | 0.01 | 0
2020 | MISO_IN_2_MISO_MI | MISO_IN | MISO_MI | Internal | Shoulder | B12 | 200 | 5000 | 0.03 | 46.42 | 46.41 | 0.01 | 0
2020 | MISO_IN_2_MISO_MI | MISO_IN | MISO_MI | Internal | Shoulder | B13 | 600 | 5000 | 593.46 | 41.63 | 41.64 | 0.01 | 0
2020 | MISO_IN_2_MISO_MI | MISO_IN | MISO_MI | Internal | Shoulder | B14 | 900 | 5000 | 0 | 40.01 | 40 | 0.01 | 0
2020 | MISO_IN_2_MISO_MI | MISO_IN | MISO_MI | Internal | Shoulder | B15 | 1203 | 5000 | 857.89 | 38.23 | 38.24 | 0.01 | 0
2020 | MISO_IN_2_MISO_MI | MISO_IN | MISO_MI | Internal | Summer | B1 | 10 | 5000 | 0.56 | 65.05 | 65.04 | 0.01 | 0
2020 | MISO_IN_2_MISO_MI | MISO_IN | MISO_MI | Internal | Summer | B2 | 25 | 5000 | 0.25 | 63.54 | 63.53 | 0.01 | 0
2020 | MISO_IN_2_MISO_MI | MISO_IN | MISO_MI | Internal | Summer | B3 | 75 | 5000 | 0 | 61.15 | 59.28 | 0.01 | 0
2020 | MISO_IN_2_MISO_MI | MISO_IN | MISO_MI | Internal | Summer | B4 | 100 | 5000 | 0 | 60.51 | 58.16 | 0.01 | 0
2020 | MISO_IN_2_MISO_MI | MISO_IN | MISO_MI | Internal | Summer | B5 | 200 | 5000 | 0 | 55.81 | 53 | 0.01 | 0
2020 | MISO_IN_2_MISO_MI | MISO_IN | MISO_MI | Internal | Summer | B6 | 300 | 5000 | 0.02 | 48.15 | 48.14 | 0.01 | 0
2020 | MISO_IN_2_MISO_MI | MISO_IN | MISO_MI | Internal | Summer | B7 | 400 | 5000 | 20.2 | 40.5 | 40.51 | 0.01 | 0
2020 | MISO_IN_2_MISO_MI | MISO_IN | MISO_MI | Internal | Summer | B8 | 500 | 5000 | 1306.23 | 37.46 | 37.47 | 0.01 | 0
2020 | MISO_IN_2_MISO_MI | MISO_IN | MISO_MI | Internal | Summer | B9 | 800 | 5000 | 1501.68 | 37.24 | 37.25 | 0.01 | 0
2020 | MISO_IN_2_MISO_MI | MISO_IN | MISO_MI | Internal | Summer | B10 | 1262 | 5000 | 3405.97 | 35.81 | 35.82 | 0.01 | 0
2020 | MISO_IN_2_MISO_MI | MISO_IN | MISO_MI | Internal | Winter | B16 | 25 | 5000 | 0.23 | 55.13 | 55.12 | 0.01 | 0
2020 | MISO_IN_2_MISO_MI | MISO_IN | MISO_MI | Internal | Winter | B17 | 100 | 5000 | 0.07 | 46.31 | 46.3 | 0.01 | 0
2020 | MISO_IN_2_MISO_MI | MISO_IN | MISO_MI | Internal | Winter | B18 | 400 | 5000 | 0.03 | 42.76 | 42.76 | 0.01 | 0
2020 | MISO_IN_2_MISO_MI | MISO_IN | MISO_MI | Internal | Winter | B19 | 700 | 5000 | 1242.06 | 41.34 | 41.36 | 0.01 | 0
2020 | MISO_IN_2_MISO_MI | MISO_IN | MISO_MI | Internal | Winter | B20 | 935 | 5000 | 552.87 | 37.16 | 37.17 | 0.01 | 0
2020 | MISO_IN_2_MISO_MO-IL | MISO_IN | MISO_MO-IL | Internal | Shoulder | B11 | 25 | 5000 | 162.19 | 55.98 | 55.99 | 0.01 | 0
2020 | MISO_IN_2_MISO_MO-IL | MISO_IN | MISO_MO-IL | Internal | Shoulder | B12 | 200 | 5000 | 0.03 | 46.42 | 46.41 | 0.01 | 0
2020 | MISO_IN_2_MISO_MO-IL | MISO_IN | MISO_MO-IL | Internal | Shoulder | B13 | 600 | 5000 | 0.01 | 41.63 | 41.62 | 0.01 | 0
2020 | MISO_IN_2_MISO_MO-IL | MISO_IN | MISO_MO-IL | Internal | Shoulder | B14 | 900 | 5000 | 0 | 40.01 | 40 | 0.01 | 0
2020 | MISO_IN_2_MISO_MO-IL | MISO_IN | MISO_MO-IL | Internal | Shoulder | B15 | 1203 | 5000 | 0 | 38.23 | 38.22 | 0.01 | 0
2020 | MISO_IN_2_MISO_MO-IL | MISO_IN | MISO_MO-IL | Internal | Summer | B1 | 10 | 5000 | 1.52 | 65.05 | 65.05 | 0.01 | 0
2020 | MISO_IN_2_MISO_MO-IL | MISO_IN | MISO_MO-IL | Internal | Summer | B2 | 25 | 5000 | 0.24 | 63.54 | 63.53 | 0.01 | 0
2020 | MISO_IN_2_MISO_MO-IL | MISO_IN | MISO_MO-IL | Internal | Summer | B3 | 75 | 5000 | 0.09 | 61.15 | 61.14 | 0.01 | 0
2020 | MISO_IN_2_MISO_MO-IL | MISO_IN | MISO_MO-IL | Internal | Summer | B4 | 100 | 5000 | 591.39 | 60.51 | 60.52 | 0.01 | 0
2020 | MISO_IN_2_MISO_MO-IL | MISO_IN | MISO_MO-IL | Internal | Summer | B5 | 200 | 5000 | 30.92 | 55.81 | 55.82 | 0.01 | 0
2020 | MISO_IN_2_MISO_MO-IL | MISO_IN | MISO_MO-IL | Internal | Summer | B6 | 300 | 5000 | 19.6 | 48.15 | 48.17 | 0.01 | 0
2020 | MISO_IN_2_MISO_MO-IL | MISO_IN | MISO_MO-IL | Internal | Summer | B7 | 400 | 5000 | 0.02 | 40.5 | 40.49 | 0.01 | 0
2020 | MISO_IN_2_MISO_MO-IL | MISO_IN | MISO_MO-IL | Internal | Summer | B8 | 500 | 5000 | 0.01 | 37.46 | 37.44 | 0.01 | 0
2020 | MISO_IN_2_MISO_MO-IL | MISO_IN | MISO_MO-IL | Internal | Summer | B9 | 800 | 5000 | 0 | 37.24 | 37.23 | 0.01 | 0
2020 | MISO_IN_2_MISO_MO-IL | MISO_IN | MISO_MO-IL | Internal | Summer | B10 | 1262 | 5000 | 0 | 35.81 | 35.66 | 0.01 | 0
2020 | MISO_IN_2_MISO_MO-IL | MISO_IN | MISO_MO-IL | Internal | Winter | B16 | 25 | 5000 | 0.24 | 55.13 | 55.12 | 0.01 | 0
2020 | MISO_IN_2_MISO_MO-IL | MISO_IN | MISO_MO-IL | Internal | Winter | B17 | 100 | 5000 | 0.06 | 46.31 | 46.3 | 0.01 | 0
2020 | MISO_IN_2_MISO_MO-IL | MISO_IN | MISO_MO-IL | Internal | Winter | B18 | 400 | 5000 | 0.02 | 42.76 | 42.74 | 0.01 | 0
2020 | MISO_IN_2_MISO_MO-IL | MISO_IN | MISO_MO-IL | Internal | Winter | B19 | 700 | 5000 | 0 | 41.34 | 41.33 | 0.01 | 0
2020 | MISO_IN_2_MISO_MO-IL | MISO_IN | MISO_MO-IL | Internal | Winter | B20 | 935 | 5000 | 0 | 37.16 | 37.15 | 0.01 | 0
2020 | MISO_IN_2_NonRTO_Midwest | MISO_IN | NonRTO_Midwest | Internal | Shoulder | B11 | 25 | 4800 | 1052.27 | 55.98 | 63.98 | 8 | 0
2020 | MISO_IN_2_NonRTO_Midwest | MISO_IN | NonRTO_Midwest | Internal | Shoulder | B12 | 200 | 4800 | 494.14 | 46.42 | 54.42 | 8 | 0
2020 | MISO_IN_2_NonRTO_Midwest | MISO_IN | NonRTO_Midwest | Internal | Shoulder | B13 | 600 | 4800 | 0 | 41.63 | 47.01 | 8 | 0
2020 | MISO_IN_2_NonRTO_Midwest | MISO_IN | NonRTO_Midwest | Internal | Shoulder | B14 | 900 | 4800 | 0 | 40.01 | 43.59 | 8 | 0
2020 | MISO_IN_2_NonRTO_Midwest | MISO_IN | NonRTO_Midwest | Internal | Shoulder | B15 | 1203 | 4800 | 0 | 38.23 | 36.65 | 8 | 0
2020 | MISO_IN_2_NonRTO_Midwest | MISO_IN | NonRTO_Midwest | Internal | Summer | B1 | 10 | 4800 | 0 | 65.05 | 68.51 | 8 | 0
2020 | MISO_IN_2_NonRTO_Midwest | MISO_IN | NonRTO_Midwest | Internal | Summer | B2 | 25 | 4800 | 0 | 63.54 | 68.51 | 8 | 0
2020 | MISO_IN_2_NonRTO_Midwest | MISO_IN | NonRTO_Midwest | Internal | Summer | B3 | 75 | 4800 | 0 | 61.15 | 68.51 | 8 | 0
2020 | MISO_IN_2_NonRTO_Midwest | MISO_IN | NonRTO_Midwest | Internal | Summer | B4 | 100 | 4800 | 102.74 | 60.51 | 68.51 | 8 | 0
2020 | MISO_IN_2_NonRTO_Midwest | MISO_IN | NonRTO_Midwest | Internal | Summer | B5 | 200 | 4800 | 971.61 | 55.81 | 63.81 | 8 | 0
2020 | MISO_IN_2_NonRTO_Midwest | MISO_IN | NonRTO_Midwest | Internal | Summer | B6 | 300 | 4800 | 353.85 | 48.15 | 56.15 | 8 | 0
2020 | MISO_IN_2_NonRTO_Midwest | MISO_IN | NonRTO_Midwest | Internal | Summer | B7 | 400 | 4800 | 0 | 40.5 | 44.7 | 8 | 0
2020 | MISO_IN_2_NonRTO_Midwest | MISO_IN | NonRTO_Midwest | Internal | Summer | B8 | 500 | 4800 | 0 | 37.46 | 38.2 | 8 | 0
2020 | MISO_IN_2_NonRTO_Midwest | MISO_IN | NonRTO_Midwest | Internal | Summer | B9 | 800 | 4800 | 0 | 37.24 | 37.38 | 8 | 0
2020 | MISO_IN_2_NonRTO_Midwest | MISO_IN | NonRTO_Midwest | Internal | Summer | B10 | 1262 | 4800 | 0 | 35.81 | 35.37 | 8 | 0
2020 | MISO_IN_2_NonRTO_Midwest | MISO_IN | NonRTO_Midwest | Internal | Winter | B16 | 25 | 4800 | 2098.53 | 55.13 | 63.13 | 8 | 0
2020 | MISO_IN_2_NonRTO_Midwest | MISO_IN | NonRTO_Midwest | Internal | Winter | B17 | 100 | 4800 | 1008.77 | 46.31 | 54.31 | 8 | 0
2020 | MISO_IN_2_NonRTO_Midwest | MISO_IN | NonRTO_Midwest | Internal | Winter | B18 | 400 | 4800 | 85.32 | 42.76 | 50.76 | 8 | 0
2020 | MISO_IN_2_NonRTO_Midwest | MISO_IN | NonRTO_Midwest | Internal | Winter | B19 | 700 | 4800 | 0 | 41.34 | 42.64 | 8 | 0
2020 | MISO_IN_2_NonRTO_Midwest | MISO_IN | NonRTO_Midwest | Internal | Winter | B20 | 935 | 4800 | 0 | 37.16 | 36.71 | 8 | 0
2020 | MISO_IN_2_PJM_ROR | MISO_IN | PJM_ROR | Internal | Shoulder | B11 | 25 | 992 | 0 | 55.98 | 53.98 | 2 | 0
2020 | MISO_IN_2_PJM_ROR | MISO_IN | PJM_ROR | Internal | Shoulder | B12 | 200 | 992 | 0.06 | 46.42 | 48.41 | 2 | 0
2020 | MISO_IN_2_PJM_ROR | MISO_IN | PJM_ROR | Internal | Shoulder | B13 | 600 | 992 | 0 | 41.63 | 43.6 | 2 | 0
2020 | MISO_IN_2_PJM_ROR | MISO_IN | PJM_ROR | Internal | Shoulder | B14 | 900 | 992 | 0 | 40.01 | 41.99 | 2 | 0
2020 | MISO_IN_2_PJM_ROR | MISO_IN | PJM_ROR | Internal | Shoulder | B15 | 1203 | 992 | 0 | 38.23 | 37.21 | 2 | 0
2020 | MISO_IN_2_PJM_ROR | MISO_IN | PJM_ROR | Internal | Summer | B1 | 10 | 992 | 927.42 | 65.05 | 67.05 | 2 | 0
2020 | MISO_IN_2_PJM_ROR | MISO_IN | PJM_ROR | Internal | Summer | B2 | 25 | 992 | 0.44 | 63.54 | 65.53 | 2 | 0
2020 | MISO_IN_2_PJM_ROR | MISO_IN | PJM_ROR | Internal | Summer | B3 | 75 | 992 | 0 | 61.15 | 61.28 | 2 | 0
2020 | MISO_IN_2_PJM_ROR | MISO_IN | PJM_ROR | Internal | Summer | B4 | 100 | 992 | 0 | 60.51 | 61.05 | 2 | 0
2020 | MISO_IN_2_PJM_ROR | MISO_IN | PJM_ROR | Internal | Summer | B5 | 200 | 992 | 0 | 55.81 | 53.83 | 2 | 0
2020 | MISO_IN_2_PJM_ROR | MISO_IN | PJM_ROR | Internal | Summer | B6 | 300 | 992 | 0.04 | 48.15 | 50.14 | 2 | 0
2020 | MISO_IN_2_PJM_ROR | MISO_IN | PJM_ROR | Internal | Summer | B7 | 400 | 992 | 0 | 40.5 | 42.15 | 2 | 0
2020 | MISO_IN_2_PJM_ROR | MISO_IN | PJM_ROR | Internal | Summer | B8 | 500 | 992 | 0 | 37.46 | 38.42 | 2 | 0
2020 | MISO_IN_2_PJM_ROR | MISO_IN | PJM_ROR | Internal | Summer | B9 | 800 | 992 | 0 | 37.24 | 37.58 | 2 | 0
2020 | MISO_IN_2_PJM_ROR | MISO_IN | PJM_ROR | Internal | Summer | B10 | 1262 | 992 | 0 | 35.81 | 35.83 | 2 | 0
2020 | MISO_IN_2_PJM_ROR | MISO_IN | PJM_ROR | Internal | Winter | B16 | 25 | 992 | 0.45 | 55.13 | 57.12 | 2 | 0
2020 | MISO_IN_2_PJM_ROR | MISO_IN | PJM_ROR | Internal | Winter | B17 | 100 | 992 | 0.13 | 46.31 | 48.3 | 2 | 0
2020 | MISO_IN_2_PJM_ROR | MISO_IN | PJM_ROR | Internal | Winter | B18 | 400 | 992 | 87.4 | 42.76 | 44.76 | 2 | 0
2020 | MISO_IN_2_PJM_ROR | MISO_IN | PJM_ROR | Internal | Winter | B19 | 700 | 992 | 0.02 | 41.34 | 43.33 | 2 | 0
2020 | MISO_IN_2_PJM_ROR | MISO_IN | PJM_ROR | Internal | Winter | B20 | 935 | 992 | 0 | 37.16 | 38.42 | 2 | 0
2020 | MISO_MI_2_IESO | MISO_MI | IESO | Internal | Shoulder | B11 | 25 | 1580 | 0 | 53.36 | 32.24 | 8 | 0
2020 | MISO_MI_2_IESO | MISO_MI | IESO | Internal | Shoulder | B12 | 200 | 1580 | 0 | 46.41 | 32.24 | 8 | 0
2020 | MISO_MI_2_IESO | MISO_MI | IESO | Internal | Shoulder | B13 | 600 | 1580 | 0 | 41.64 | 32.24 | 8 | 0
2020 | MISO_MI_2_IESO | MISO_MI | IESO | Internal | Shoulder | B14 | 900 | 1580 | 0 | 40 | 32.24 | 8 | 0
2020 | MISO_MI_2_IESO | MISO_MI | IESO | Internal | Shoulder | B15 | 1203 | 1580 | 0 | 38.24 | 32.24 | 8 | 0
2020 | MISO_MI_2_IESO | MISO_MI | IESO | Internal | Summer | B1 | 10 | 1580 | 0 | 65.04 | 52.07 | 8 | 0
2020 | MISO_MI_2_IESO | MISO_MI | IESO | Internal | Summer | B2 | 25 | 1580 | 0 | 63.53 | 50.54 | 8 | 0
2020 | MISO_MI_2_IESO | MISO_MI | IESO | Internal | Summer | B3 | 75 | 1580 | 0 | 59.28 | 43.47 | 8 | 0
2020 | MISO_MI_2_IESO | MISO_MI | IESO | Internal | Summer | B4 | 100 | 1580 | 0 | 58.16 | 37.74 | 8 | 0
2020 | MISO_MI_2_IESO | MISO_MI | IESO | Internal | Summer | B5 | 200 | 1580 | 0 | 53 | 37.74 | 8 | 0
2020 | MISO_MI_2_IESO | MISO_MI | IESO | Internal | Summer | B6 | 300 | 1580 | 0 | 48.14 | 35.15 | 8 | 0
2020 | MISO_MI_2_IESO | MISO_MI | IESO | Internal | Summer | B7 | 400 | 1580 | 0 | 40.51 | 33.49 | 8 | 0
2020 | MISO_MI_2_IESO | MISO_MI | IESO | Internal | Summer | B8 | 500 | 1580 | 0 | 37.47 | 30.47 | 8 | 0
2020 | MISO_MI_2_IESO | MISO_MI | IESO | Internal | Summer | B9 | 800 | 1580 | 0 | 37.25 | 30.47 | 8 | 0
2020 | MISO_MI_2_IESO | MISO_MI | IESO | Internal | Summer | B10 | 1262 | 1580 | 0 | 35.82 | 30.47 | 8 | 0
2020 | MISO_MI_2_IESO | MISO_MI | IESO | Internal | Winter | B16 | 25 | 1580 | 0 | 55.12 | 37.97 | 8 | 0
2020 | MISO_MI_2_IESO | MISO_MI | IESO | Internal | Winter | B17 | 100 | 1580 | 0 | 46.3 | 36.27 | 8 | 0
2020 | MISO_MI_2_IESO | MISO_MI | IESO | Internal | Winter | B18 | 400 | 1580 | 0 | 42.76 | 35.19 | 8 | 0
2020 | MISO_MI_2_IESO | MISO_MI | IESO | Internal | Winter | B19 | 700 | 1580 | 0 | 41.36 | 35.19 | 8 | 0
2020 | MISO_MI_2_IESO | MISO_MI | IESO | Internal | Winter | B20 | 935 | 1580 | 0 | 37.17 | 35.19 | 8 | 0
2020 | MISO_MI_2_MISO_IN | MISO_MI | MISO_IN | Internal | Shoulder | B11 | 25 | 2045 | 2045 | 53.36 | 55.98 | 0.01 | 2.61
2020 | MISO_MI_2_MISO_IN | MISO_MI | MISO_IN | Internal | Shoulder | B12 | 200 | 2045 | 540.63 | 46.41 | 46.42 | 0.01 | 0
2020 | MISO_MI_2_MISO_IN | MISO_MI | MISO_IN | Internal | Shoulder | B13 | 600 | 2045 | 0.01 | 41.64 | 41.63 | 0.01 | 0
2020 | MISO_MI_2_MISO_IN | MISO_MI | MISO_IN | Internal | Shoulder | B14 | 900 | 2045 | 272.18 | 40 | 40.01 | 0.01 | 0
2020 | MISO_MI_2_MISO_IN | MISO_MI | MISO_IN | Internal | Shoulder | B15 | 1203 | 2045 | 0 | 38.24 | 38.23 | 0.01 | 0
2020 | MISO_MI_2_MISO_IN | MISO_MI | MISO_IN | Internal | Summer | B1 | 10 | 2045 | 1768.8 | 65.04 | 65.05 | 0.01 | 0
2020 | MISO_MI_2_MISO_IN | MISO_MI | MISO_IN | Internal | Summer | B2 | 25 | 2045 | 1396.58 | 63.53 | 63.54 | 0.01 | 0
2020 | MISO_MI_2_MISO_IN | MISO_MI | MISO_IN | Internal | Summer | B3 | 75 | 2045 | 2045 | 59.28 | 61.15 | 0.01 | 1.86
2020 | MISO_MI_2_MISO_IN | MISO_MI | MISO_IN | Internal | Summer | B4 | 100 | 2045 | 2045 | 58.16 | 60.51 | 0.01 | 2.34
2020 | MISO_MI_2_MISO_IN | MISO_MI | MISO_IN | Internal | Summer | B5 | 200 | 2045 | 2045 | 53 | 55.81 | 0.01 | 2.8
2020 | MISO_MI_2_MISO_IN | MISO_MI | MISO_IN | Internal | Summer | B6 | 300 | 2045 | 435.65 | 48.14 | 48.15 | 0.01 | 0
2020 | MISO_MI_2_MISO_IN | MISO_MI | MISO_IN | Internal | Summer | B7 | 400 | 2045 | 0.02 | 40.51 | 40.5 | 0.01 | 0
2020 | MISO_MI_2_MISO_IN | MISO_MI | MISO_IN | Internal | Summer | B8 | 500 | 2045 | 0.01 | 37.47 | 37.46 | 0.01 | 0
2020 | MISO_MI_2_MISO_IN | MISO_MI | MISO_IN | Internal | Summer | B9 | 800 | 2045 | 0 | 37.25 | 37.24 | 0.01 | 0
2020 | MISO_MI_2_MISO_IN | MISO_MI | MISO_IN | Internal | Summer | B10 | 1262 | 2045 | 0 | 35.82 | 35.81 | 0.01 | 0
2020 | MISO_MI_2_MISO_IN | MISO_MI | MISO_IN | Internal | Winter | B16 | 25 | 2045 | 1850.8 | 55.12 | 55.13 | 0.01 | 0
2020 | MISO_MI_2_MISO_IN | MISO_MI | MISO_IN | Internal | Winter | B17 | 100 | 2045 | 33.21 | 46.3 | 46.31 | 0.01 | 0
2020 | MISO_MI_2_MISO_IN | MISO_MI | MISO_IN | Internal | Winter | B18 | 400 | 2045 | 0.03 | 42.76 | 42.76 | 0.01 | 0
2020 | MISO_MI_2_MISO_IN | MISO_MI | MISO_IN | Internal | Winter | B19 | 700 | 2045 | 0 | 41.36 | 41.34 | 0.01 | 0
2020 | MISO_MI_2_MISO_IN | MISO_MI | MISO_IN | Internal | Winter | B20 | 935 | 2045 | 0 | 37.17 | 37.16 | 0.01 | 0
2020 | MISO_MI_2_MISO_WUMS | MISO_MI | MISO_WUMS | Internal | Shoulder | B11 | 25 | 117 | 116.99 | 53.36 | 54.39 | 0.01 | 1.01
2020 | MISO_MI_2_MISO_WUMS | MISO_MI | MISO_WUMS | Internal | Shoulder | B12 | 200 | 117 | 0.06 | 46.41 | 46.41 | 0.01 | 0
2020 | MISO_MI_2_MISO_WUMS | MISO_MI | MISO_WUMS | Internal | Shoulder | B13 | 600 | 117 | 0 | 41.64 | 41.6 | 0.01 | 0
2020 | MISO_MI_2_MISO_WUMS | MISO_MI | MISO_WUMS | Internal | Shoulder | B14 | 900 | 117 | 0 | 40 | 39.99 | 0.01 | 0
2020 | MISO_MI_2_MISO_WUMS | MISO_MI | MISO_WUMS | Internal | Shoulder | B15 | 1203 | 117 | 0 | 38.24 | 36.91 | 0.01 | 0
2020 | MISO_MI_2_MISO_WUMS | MISO_MI | MISO_WUMS | Internal | Summer | B1 | 10 | 117 | 0 | 65.04 | 63.4 | 0.01 | 0
2020 | MISO_MI_2_MISO_WUMS | MISO_MI | MISO_WUMS | Internal | Summer | B2 | 25 | 117 | 0.04 | 63.53 | 63.4 | 0.01 | 0
2020 | MISO_MI_2_MISO_WUMS | MISO_MI | MISO_WUMS | Internal | Summer | B3 | 75 | 117 | 117 | 59.28 | 59.88 | 0.01 | 0.59
2020 | MISO_MI_2_MISO_WUMS | MISO_MI | MISO_WUMS | Internal | Summer | B4 | 100 | 117 | 117 | 58.16 | 59.88 | 0.01 | 1.71
2020 | MISO_MI_2_MISO_WUMS | MISO_MI | MISO_WUMS | Internal | Summer | B5 | 200 | 117 | 0 | 53 | 51.83 | 0.01 | 0
2020 | MISO_MI_2_MISO_WUMS | MISO_MI | MISO_WUMS | Internal | Summer | B6 | 300 | 117 | 0.04 | 48.14 | 48.14 | 0.01 | 0
2020 | MISO_MI_2_MISO_WUMS | MISO_MI | MISO_WUMS | Internal | Summer | B7 | 400 | 117 | 0.01 | 40.51 | 40.49 | 0.01 | 0
2020 | MISO_MI_2_MISO_WUMS | MISO_MI | MISO_WUMS | Internal | Summer | B8 | 500 | 117 | 0 | 37.47 | 37.42 | 0.01 | 0
2020 | MISO_MI_2_MISO_WUMS | MISO_MI | MISO_WUMS | Internal | Summer | B9 | 800 | 117 | 0 | 37.25 | 37.23 | 0.01 | 0
2020 | MISO_MI_2_MISO_WUMS | MISO_MI | MISO_WUMS | Internal | Summer | B10 | 1262 | 117 | 0 | 35.82 | 35.66 | 0.01 | 0
2020 | MISO_MI_2_MISO_WUMS | MISO_MI | MISO_WUMS | Internal | Winter | B16 | 25 | 117 | 0.43 | 55.12 | 55.12 | 0.01 | 0
2020 | MISO_MI_2_MISO_WUMS | MISO_MI | MISO_WUMS | Internal | Winter | B17 | 100 | 117 | 0.11 | 46.3 | 46.3 | 0.01 | 0
2020 | MISO_MI_2_MISO_WUMS | MISO_MI | MISO_WUMS | Internal | Winter | B18 | 400 | 117 | 0.03 | 42.76 | 42.76 | 0.01 | 0
2020 | MISO_MI_2_MISO_WUMS | MISO_MI | MISO_WUMS | Internal | Winter | B19 | 700 | 117 | 0 | 41.36 | 41.33 | 0.01 | 0
2020 | MISO_MI_2_MISO_WUMS | MISO_MI | MISO_WUMS | Internal | Winter | B20 | 935 | 117 | 0 | 37.17 | 37.15 | 0.01 | 0
2020 | MISO_MI_2_PJM_ROR | MISO_MI | PJM_ROR | Internal | Shoulder | B11 | 25 | 1424 | 0 | 53.36 | 53.98 | 2 | 0
2020 | MISO_MI_2_PJM_ROR | MISO_MI | PJM_ROR | Internal | Shoulder | B12 | 200 | 1424 | 158.72 | 46.41 | 48.41 | 2 | 0
2020 | MISO_MI_2_PJM_ROR | MISO_MI | PJM_ROR | Internal | Shoulder | B13 | 600 | 1424 | 0 | 41.64 | 43.6 | 2 | 0
2020 | MISO_MI_2_PJM_ROR | MISO_MI | PJM_ROR | Internal | Shoulder | B14 | 900 | 1424 | 0.01 | 40 | 41.99 | 2 | 0
2020 | MISO_MI_2_PJM_ROR | MISO_MI | PJM_ROR | Internal | Shoulder | B15 | 1203 | 1424 | 0 | 38.24 | 37.21 | 2 | 0
2020 | MISO_MI_2_PJM_ROR | MISO_MI | PJM_ROR | Internal | Summer | B1 | 10 | 1424 | 1423 | 65.04 | 67.05 | 2 | 0.01
2020 | MISO_MI_2_PJM_ROR | MISO_MI | PJM_ROR | Internal | Summer | B2 | 25 | 1424 | 117.77 | 63.53 | 65.53 | 2 | 0
2020 | MISO_MI_2_PJM_ROR | MISO_MI | PJM_ROR | Internal | Summer | B3 | 75 | 1424 | 486.45 | 59.28 | 61.28 | 2 | 0
2020 | MISO_MI_2_PJM_ROR | MISO_MI | PJM_ROR | Internal | Summer | B4 | 100 | 1424 | 1424 | 58.16 | 61.05 | 2 | 0.89
2020 | MISO_MI_2_PJM_ROR | MISO_MI | PJM_ROR | Internal | Summer | B5 | 200 | 1424 | 0 | 53 | 53.83 | 2 | 0
2020 | MISO_MI_2_PJM_ROR | MISO_MI | PJM_ROR | Internal | Summer | B6 | 300 | 1424 | 448.16 | 48.14 | 50.14 | 2 | 0
2020 | MISO_MI_2_PJM_ROR | MISO_MI | PJM_ROR | Internal | Summer | B7 | 400 | 1424 | 0 | 40.51 | 42.15 | 2 | 0
2020 | MISO_MI_2_PJM_ROR | MISO_MI | PJM_ROR | Internal | Summer | B8 | 500 | 1424 | 0 | 37.47 | 38.42 | 2 | 0
2020 | MISO_MI_2_PJM_ROR | MISO_MI | PJM_ROR | Internal | Summer | B9 | 800 | 1424 | 0 | 37.25 | 37.58 | 2 | 0
2020 | MISO_MI_2_PJM_ROR | MISO_MI | PJM_ROR | Internal | Summer | B10 | 1262 | 1424 | 0 | 35.82 | 35.83 | 2 | 0
2020 | MISO_MI_2_PJM_ROR | MISO_MI | PJM_ROR | Internal | Winter | B16 | 25 | 1424 | 544.07 | 55.12 | 57.12 | 2 | 0
2020 | MISO_MI_2_PJM_ROR | MISO_MI | PJM_ROR | Internal | Winter | B17 | 100 | 1424 | 41.51 | 46.3 | 48.3 | 2 | 0
2020 | MISO_MI_2_PJM_ROR | MISO_MI | PJM_ROR | Internal | Winter | B18 | 400 | 1424 | 802.01 | 42.76 | 44.76 | 2 | 0
2020 | MISO_MI_2_PJM_ROR | MISO_MI | PJM_ROR | Internal | Winter | B19 | 700 | 1424 | 0 | 41.36 | 43.33 | 2 | 0
2020 | MISO_MI_2_PJM_ROR | MISO_MI | PJM_ROR | Internal | Winter | B20 | 935 | 1424 | 0 | 37.17 | 38.42 | 2 | 0
2020 | MISO_MO-IL_2_ENT | MISO_MO-IL | ENT | Internal | Shoulder | B11 | 25 | 2540 | 0 | 55.99 | 59.03 | 8 | 0
2020 | MISO_MO-IL_2_ENT | MISO_MO-IL | ENT | Internal | Shoulder | B12 | 200 | 2540 | 0 | 46.41 | 42.57 | 8 | 0
2020 | MISO_MO-IL_2_ENT | MISO_MO-IL | ENT | Internal | Shoulder | B13 | 600 | 2540 | 0 | 41.62 | 41.91 | 8 | 0
2020 | MISO_MO-IL_2_ENT | MISO_MO-IL | ENT | Internal | Shoulder | B14 | 900 | 2540 | 0 | 40 | 41.91 | 8 | 0
2020 | MISO_MO-IL_2_ENT | MISO_MO-IL | ENT | Internal | Shoulder | B15 | 1203 | 2540 | 0 | 38.22 | 41.61 | 8 | 0
2020 | MISO_MO-IL_2_ENT | MISO_MO-IL | ENT | Internal | Summer | B1 | 10 | 2540 | 0 | 65.05 | 68.21 | 8 | 0
2020 | MISO_MO-IL_2_ENT | MISO_MO-IL | ENT | Internal | Summer | B2 | 25 | 2540 | 0 | 63.53 | 63.53 | 8 | 0
2020 | MISO_MO-IL_2_ENT | MISO_MO-IL | ENT | Internal | Summer | B3 | 75 | 2540 | 0 | 61.14 | 61.69 | 8 | 0
2020 | MISO_MO-IL_2_ENT | MISO_MO-IL | ENT | Internal | Summer | B4 | 100 | 2540 | 0 | 60.52 | 61.69 | 8 | 0
2020 | MISO_MO-IL_2_ENT | MISO_MO-IL | ENT | Internal | Summer | B5 | 200 | 2540 | 0 | 55.82 | 58.83 | 8 | 0
2020 | MISO_MO-IL_2_ENT | MISO_MO-IL | ENT | Internal | Summer | B6 | 300 | 2540 | 0 | 48.17 | 55.14 | 8 | 0
2020 | MISO_MO-IL_2_ENT | MISO_MO-IL | ENT | Internal | Summer | B7 | 400 | 2540 | 0 | 40.49 | 47.15 | 8 | 0
2020 | MISO_MO-IL_2_ENT | MISO_MO-IL | ENT | Internal | Summer | B8 | 500 | 2540 | 0 | 37.44 | 40.8 | 8 | 0
2020 | MISO_MO-IL_2_ENT | MISO_MO-IL | ENT | Internal | Summer | B9 | 800 | 2540 | 0 | 37.23 | 40.59 | 8 | 0
2020 | MISO_MO-IL_2_ENT | MISO_MO-IL | ENT | Internal | Summer | B10 | 1262 | 2540 | 0 | 35.66 | 40.3 | 8 | 0
2020 | MISO_MO-IL_2_ENT | MISO_MO-IL | ENT | Internal | Winter | B16 | 25 | 2540 | 0 | 55.12 | 61.01 | 8 | 0
2020 | MISO_MO-IL_2_ENT | MISO_MO-IL | ENT | Internal | Winter | B17 | 100 | 2540 | 0 | 46.3 | 44.52 | 8 | 0
2020 | MISO_MO-IL_2_ENT | MISO_MO-IL | ENT | Internal | Winter | B18 | 400 | 2540 | 0 | 42.74 | 44.52 | 8 | 0
2020 | MISO_MO-IL_2_ENT | MISO_MO-IL | ENT | Internal | Winter | B19 | 700 | 2540 | 0 | 41.33 | 44.23 | 8 | 0
2020 | MISO_MO-IL_2_ENT | MISO_MO-IL | ENT | Internal | Winter | B20 | 935 | 2540 | 0 | 37.15 | 44.2 | 8 | 0
2020 | MISO_MO-IL_2_MISO_IN | MISO_MO-IL | MISO_IN | Internal | Shoulder | B11 | 25 | 2100 | 0.26 | 55.99 | 55.98 | 0.01 | 0
2020 | MISO_MO-IL_2_MISO_IN | MISO_MO-IL | MISO_IN | Internal | Shoulder | B12 | 200 | 2100 | 761.13 | 46.41 | 46.42 | 0.01 | 0
2020 | MISO_MO-IL_2_MISO_IN | MISO_MO-IL | MISO_IN | Internal | Shoulder | B13 | 600 | 2100 | 2099.67 | 41.62 | 41.63 | 0.01 | 0
2020 | MISO_MO-IL_2_MISO_IN | MISO_MO-IL | MISO_IN | Internal | Shoulder | B14 | 900 | 2100 | 773.17 | 40 | 40.01 | 0.01 | 0
2020 | MISO_MO-IL_2_MISO_IN | MISO_MO-IL | MISO_IN | Internal | Shoulder | B15 | 1203 | 2100 | 813.09 | 38.22 | 38.23 | 0.01 | 0
2020 | MISO_MO-IL_2_MISO_IN | MISO_MO-IL | MISO_IN | Internal | Summer | B1 | 10 | 2100 | 1.09 | 65.05 | 65.05 | 0.01 | 0
2020 | MISO_MO-IL_2_MISO_IN | MISO_MO-IL | MISO_IN | Internal | Summer | B2 | 25 | 2100 | 1739.13 | 63.53 | 63.54 | 0.01 | 0
2020 | MISO_MO-IL_2_MISO_IN | MISO_MO-IL | MISO_IN | Internal | Summer | B3 | 75 | 2100 | 165.07 | 61.14 | 61.15 | 0.01 | 0
2020 | MISO_MO-IL_2_MISO_IN | MISO_MO-IL | MISO_IN | Internal | Summer | B4 | 100 | 2100 | 0.06 | 60.52 | 60.51 | 0.01 | 0
2020 | MISO_MO-IL_2_MISO_IN | MISO_MO-IL | MISO_IN | Internal | Summer | B5 | 200 | 2100 | 0.03 | 55.82 | 55.81 | 0.01 | 0
2020 | MISO_MO-IL_2_MISO_IN | MISO_MO-IL | MISO_IN | Internal | Summer | B6 | 300 | 2100 | 0.02 | 48.17 | 48.15 | 0.01 | 0
2020 | MISO_MO-IL_2_MISO_IN | MISO_MO-IL | MISO_IN | Internal | Summer | B7 | 400 | 2100 | 645.52 | 40.49 | 40.5 | 0.01 | 0
2020 | MISO_MO-IL_2_MISO_IN | MISO_MO-IL | MISO_IN | Internal | Summer | B8 | 500 | 2100 | 1121.37 | 37.44 | 37.46 | 0.01 | 0
2020 | MISO_MO-IL_2_MISO_IN | MISO_MO-IL | MISO_IN | Internal | Summer | B9 | 800 | 2100 | 191.49 | 37.23 | 37.24 | 0.01 | 0
2020 | MISO_MO-IL_2_MISO_IN | MISO_MO-IL | MISO_IN | Internal | Summer | B10 | 1262 | 2100 | 2100 | 35.66 | 35.81 | 0.01 | 0.14
2020 | MISO_MO-IL_2_MISO_IN | MISO_MO-IL | MISO_IN | Internal | Winter | B16 | 25 | 2100 | 1682.31 | 55.12 | 55.13 | 0.01 | 0
2020 | MISO_MO-IL_2_MISO_IN | MISO_MO-IL | MISO_IN | Internal | Winter | B17 | 100 | 2100 | 1538.07 | 46.3 | 46.31 | 0.01 | 0
2020 | MISO_MO-IL_2_MISO_IN | MISO_MO-IL | MISO_IN | Internal | Winter | B18 | 400 | 2100 | 304.66 | 42.74 | 42.76 | 0.01 | 0
2020 | MISO_MO-IL_2_MISO_IN | MISO_MO-IL | MISO_IN | Internal | Winter | B19 | 700 | 2100 | 1302.67 | 41.33 | 41.34 | 0.01 | 0
2020 | MISO_MO-IL_2_MISO_IN | MISO_MO-IL | MISO_IN | Internal | Winter | B20 | 935 | 2100 | 220.56 | 37.15 | 37.16 | 0.01 | 0
2020 | MISO_MO-IL_2_MISO_W | MISO_MO-IL | MISO_W | Internal | Shoulder | B11 | 25 | 960 | 0.25 | 55.99 | 55.98 | 0.01 | 0
2020 | MISO_MO-IL_2_MISO_W | MISO_MO-IL | MISO_W | Internal | Shoulder | B12 | 200 | 960 | 0.03 | 46.41 | 46.4 | 0.01 | 0
2020 | MISO_MO-IL_2_MISO_W | MISO_MO-IL | MISO_W | Internal | Shoulder | B13 | 600 | 960 | 0.01 | 41.62 | 41.61 | 0.01 | 0
2020 | MISO_MO-IL_2_MISO_W | MISO_MO-IL | MISO_W | Internal | Shoulder | B14 | 900 | 960 | 0 | 40 | 39.99 | 0.01 | 0
2020 | MISO_MO-IL_2_MISO_W | MISO_MO-IL | MISO_W | Internal | Shoulder | B15 | 1203 | 960 | 79.71 | 38.22 | 38.23 | 0.01 | 0
2020 | MISO_MO-IL_2_MISO_W | MISO_MO-IL | MISO_W | Internal | Summer | B1 | 10 | 960 | 0.61 | 65.05 | 65.04 | 0.01 | 0
2020 | MISO_MO-IL_2_MISO_W | MISO_MO-IL | MISO_W | Internal | Summer | B2 | 25 | 960 | 0.47 | 63.53 | 63.53 | 0.01 | 0
2020 | MISO_MO-IL_2_MISO_W | MISO_MO-IL | MISO_W | Internal | Summer | B3 | 75 | 960 | 960 | 61.14 | 62.58 | 0.01 | 1.42
2020 | MISO_MO-IL_2_MISO_W | MISO_MO-IL | MISO_W | Internal | Summer | B4 | 100 | 960 | 960 | 60.52 | 62.58 | 0.01 | 2.04
2020 | MISO_MO-IL_2_MISO_W | MISO_MO-IL | MISO_W | Internal | Summer | B5 | 200 | 960 | 333.79 | 55.82 | 55.83 | 0.01 | 0
2020 | MISO_MO-IL_2_MISO_W | MISO_MO-IL | MISO_W | Internal | Summer | B6 | 300 | 960 | 960 | 48.17 | 48.86 | 0.01 | 0.69
2020 | MISO_MO-IL_2_MISO_W | MISO_MO-IL | MISO_W | Internal | Summer | B7 | 400 | 960 | 93.35 | 40.49 | 40.5 | 0.01 | 0
2020 | MISO_MO-IL_2_MISO_W | MISO_MO-IL | MISO_W | Internal | Summer | B8 | 500 | 960 | 0.01 | 37.44 | 37.43 | 0.01 | 0
2020 | MISO_MO-IL_2_MISO_W | MISO_MO-IL | MISO_W | Internal | Summer | B9 | 800 | 960 | 60.92 | 37.23 | 37.24 | 0.01 | 0
2020 | MISO_MO-IL_2_MISO_W | MISO_MO-IL | MISO_W | Internal | Summer | B10 | 1262 | 960 | 0 | 35.66 | 35.65 | 0.01 | 0
2020 | MISO_MO-IL_2_MISO_W | MISO_MO-IL | MISO_W | Internal | Winter | B16 | 25 | 960 | 0.25 | 55.12 | 55.11 | 0.01 | 0
2020 | MISO_MO-IL_2_MISO_W | MISO_MO-IL | MISO_W | Internal | Winter | B17 | 100 | 960 | 0.06 | 46.3 | 46.28 | 0.01 | 0
2020 | MISO_MO-IL_2_MISO_W | MISO_MO-IL | MISO_W | Internal | Winter | B18 | 400 | 960 | 153.35 | 42.74 | 42.76 | 0.01 | 0
2020 | MISO_MO-IL_2_MISO_W | MISO_MO-IL | MISO_W | Internal | Winter | B19 | 700 | 960 | 922.53 | 41.33 | 41.34 | 0.01 | 0
2020 | MISO_MO-IL_2_MISO_W | MISO_MO-IL | MISO_W | Internal | Winter | B20 | 935 | 960 | 0 | 37.15 | 37.14 | 0.01 | 0
2020 | MISO_MO-IL_2_PJM_ROR | MISO_MO-IL | PJM_ROR | Internal | Shoulder | B11 | 25 | 1212 | 0 | 55.99 | 53.98 | 2 | 0
2020 | MISO_MO-IL_2_PJM_ROR | MISO_MO-IL | PJM_ROR | Internal | Shoulder | B12 | 200 | 1212 | 174.11 | 46.41 | 48.41 | 2 | 0
2020 | MISO_MO-IL_2_PJM_ROR | MISO_MO-IL | PJM_ROR | Internal | Shoulder | B13 | 600 | 1212 | 0.01 | 41.62 | 43.6 | 2 | 0
2020 | MISO_MO-IL_2_PJM_ROR | MISO_MO-IL | PJM_ROR | Internal | Shoulder | B14 | 900 | 1212 | 0.01 | 40 | 41.99 | 2 | 0
2020 | MISO_MO-IL_2_PJM_ROR | MISO_MO-IL | PJM_ROR | Internal | Shoulder | B15 | 1203 | 1212 | 0 | 38.22 | 37.21 | 2 | 0
2020 | MISO_MO-IL_2_PJM_ROR | MISO_MO-IL | PJM_ROR | Internal | Summer | B1 | 10 | 1212 | 645.42 | 65.05 | 67.05 | 2 | 0
2020 | MISO_MO-IL_2_PJM_ROR | MISO_MO-IL | PJM_ROR | Internal | Summer | B2 | 25 | 1212 | 140.36 | 63.53 | 65.53 | 2 | 0
2020 | MISO_MO-IL_2_PJM_ROR | MISO_MO-IL | PJM_ROR | Internal | Summer | B3 | 75 | 1212 | 0 | 61.14 | 61.28 | 2 | 0
2020 | MISO_MO-IL_2_PJM_ROR | MISO_MO-IL | PJM_ROR | Internal | Summer | B4 | 100 | 1212 | 0 | 60.52 | 61.05 | 2 | 0
2020 | MISO_MO-IL_2_PJM_ROR | MISO_MO-IL | PJM_ROR | Internal | Summer | B5 | 200 | 1212 | 0 | 55.82 | 53.83 | 2 | 0
2020 | MISO_MO-IL_2_PJM_ROR | MISO_MO-IL | PJM_ROR | Internal | Summer | B6 | 300 | 1212 | 0.02 | 48.17 | 50.14 | 2 | 0
2020 | MISO_MO-IL_2_PJM_ROR | MISO_MO-IL | PJM_ROR | Internal | Summer | B7 | 400 | 1212 | 0 | 40.49 | 42.15 | 2 | 0
2020 | MISO_MO-IL_2_PJM_ROR | MISO_MO-IL | PJM_ROR | Internal | Summer | B8 | 500 | 1212 | 0 | 37.44 | 38.42 | 2 | 0
2020 | MISO_MO-IL_2_PJM_ROR | MISO_MO-IL | PJM_ROR | Internal | Summer | B9 | 800 | 1212 | 0 | 37.23 | 37.58 | 2 | 0
2020 | MISO_MO-IL_2_PJM_ROR | MISO_MO-IL | PJM_ROR | Internal | Summer | B10 | 1262 | 1212 | 0 | 35.66 | 35.83 | 2 | 0
2020 | MISO_MO-IL_2_PJM_ROR | MISO_MO-IL | PJM_ROR | Internal | Winter | B16 | 25 | 1212 | 201.56 | 55.12 | 57.12 | 2 | 0
2020 | MISO_MO-IL_2_PJM_ROR | MISO_MO-IL | PJM_ROR | Internal | Winter | B17 | 100 | 1212 | 1092.98 | 46.3 | 48.3 | 2 | 0
2020 | MISO_MO-IL_2_PJM_ROR | MISO_MO-IL | PJM_ROR | Internal | Winter | B18 | 400 | 1212 | 1211.97 | 42.74 | 44.76 | 2 | 0.01
2020 | MISO_MO-IL_2_PJM_ROR | MISO_MO-IL | PJM_ROR | Internal | Winter | B19 | 700 | 1212 | 21.36 | 41.33 | 43.33 | 2 | 0
2020 | MISO_MO-IL_2_PJM_ROR | MISO_MO-IL | PJM_ROR | Internal | Winter | B20 | 935 | 1212 | 0 | 37.15 | 38.42 | 2 | 0
2020 | MISO_MO-IL_2_SPP_N | MISO_MO-IL | SPP_N | Internal | Shoulder | B11 | 25 | 2000 | 0 | 55.99 | 62.26 | 8 | 0
2020 | MISO_MO-IL_2_SPP_N | MISO_MO-IL | SPP_N | Internal | Shoulder | B12 | 200 | 2000 | 0 | 46.41 | 44.36 | 8 | 0
2020 | MISO_MO-IL_2_SPP_N | MISO_MO-IL | SPP_N | Internal | Shoulder | B13 | 600 | 2000 | 0 | 41.62 | 41.98 | 8 | 0
2020 | MISO_MO-IL_2_SPP_N | MISO_MO-IL | SPP_N | Internal | Shoulder | B14 | 900 | 2000 | 0 | 40 | 41.21 | 8 | 0
2020 | MISO_MO-IL_2_SPP_N | MISO_MO-IL | SPP_N | Internal | Shoulder | B15 | 1203 | 2000 | 0 | 38.22 | 40.19 | 8 | 0
2020 | MISO_MO-IL_2_SPP_N | MISO_MO-IL | SPP_N | Internal | Summer | B1 | 10 | 2000 | 0 | 65.05 | 66.03 | 8 | 0
2020 | MISO_MO-IL_2_SPP_N | MISO_MO-IL | SPP_N | Internal | Summer | B2 | 25 | 2000 | 0 | 63.53 | 66.03 | 8 | 0
2020 | MISO_MO-IL_2_SPP_N | MISO_MO-IL | SPP_N | Internal | Summer | B3 | 75 | 2000 | 0 | 61.14 | 64.79 | 8 | 0
2020 | MISO_MO-IL_2_SPP_N | MISO_MO-IL | SPP_N | Internal | Summer | B4 | 100 | 2000 | 0 | 60.52 | 64.15 | 8 | 0
2020 | MISO_MO-IL_2_SPP_N | MISO_MO-IL | SPP_N | Internal | Summer | B5 | 200 | 2000 | 0 | 55.82 | 60.09 | 8 | 0
2020 | MISO_MO-IL_2_SPP_N | MISO_MO-IL | SPP_N | Internal | Summer | B6 | 300 | 2000 | 0 | 48.17 | 55.86 | 8 | 0
2020 | MISO_MO-IL_2_SPP_N | MISO_MO-IL | SPP_N | Internal | Summer | B7 | 400 | 2000 | 0 | 40.49 | 47.5 | 8 | 0
2020 | MISO_MO-IL_2_SPP_N | MISO_MO-IL | SPP_N | Internal | Summer | B8 | 500 | 2000 | 0 | 37.44 | 40.82 | 8 | 0
2020 | MISO_MO-IL_2_SPP_N | MISO_MO-IL | SPP_N | Internal | Summer | B9 | 800 | 2000 | 0 | 37.23 | 40.14 | 8 | 0
2020 | MISO_MO-IL_2_SPP_N | MISO_MO-IL | SPP_N | Internal | Summer | B10 | 1262 | 2000 | 0 | 35.66 | 38.7 | 8 | 0
2020 | MISO_MO-IL_2_SPP_N | MISO_MO-IL | SPP_N | Internal | Winter | B16 | 25 | 2000 | 0 | 55.12 | 56.91 | 8 | 0
2020 | MISO_MO-IL_2_SPP_N | MISO_MO-IL | SPP_N | Internal | Winter | B17 | 100 | 2000 | 0 | 46.3 | 43.97 | 8 | 0
2020 | MISO_MO-IL_2_SPP_N | MISO_MO-IL | SPP_N | Internal | Winter | B18 | 400 | 2000 | 0 | 42.74 | 43.07 | 8 | 0
2020 | MISO_MO-IL_2_SPP_N | MISO_MO-IL | SPP_N | Internal | Winter | B19 | 700 | 2000 | 0 | 41.33 | 42.83 | 8 | 0
2020 | MISO_MO-IL_2_SPP_N | MISO_MO-IL | SPP_N | Internal | Winter | B20 | 935 | 2000 | 0 | 37.15 | 42.74 | 8 | 0
2020 | MISO_MO-IL_2_TVA_Transmission | MISO_MO-IL | TVA_Transmission | Internal | Shoulder | B11 | 25 | 4000 | 0 | 55.99 | 59.39 | 8 | 0
2020 | MISO_MO-IL_2_TVA_Transmission | MISO_MO-IL | TVA_Transmission | Internal | Shoulder | B12 | 200 | 4000 | 0 | 46.41 | 47.99 | 8 | 0
2020 | MISO_MO-IL_2_TVA_Transmission | MISO_MO-IL | TVA_Transmission | Internal | Shoulder | B13 | 600 | 4000 | 0 | 41.62 | 45.01 | 8 | 0
2020 | MISO_MO-IL_2_TVA_Transmission | MISO_MO-IL | TVA_Transmission | Internal | Shoulder | B14 | 900 | 4000 | 0 | 40 | 44.2 | 8 | 0
2020 | MISO_MO-IL_2_TVA_Transmission | MISO_MO-IL | TVA_Transmission | Internal | Shoulder | B15 | 1203 | 4000 | 0 | 38.22 | 42.51 | 8 | 0
2020 | MISO_MO-IL_2_TVA_Transmission | MISO_MO-IL | TVA_Transmission | Internal | Summer | B1 | 10 | 4000 | 1896.8 | 65.05 | 73.05 | 8 | 0
2020 | MISO_MO-IL_2_TVA_Transmission | MISO_MO-IL | TVA_Transmission | Internal | Summer | B2 | 25 | 4000 | 191.86 | 63.53 | 71.53 | 8 | 0
2020 | MISO_MO-IL_2_TVA_Transmission | MISO_MO-IL | TVA_Transmission | Internal | Summer | B3 | 75 | 4000 | 0 | 61.14 | 67.28 | 8 | 0
2020 | MISO_MO-IL_2_TVA_Transmission | MISO_MO-IL | TVA_Transmission | Internal | Summer | B4 | 100 | 4000 | 0 | 60.52 | 67.05 | 8 | 0
2020 | MISO_MO-IL_2_TVA_Transmission | MISO_MO-IL | TVA_Transmission | Internal | Summer | B5 | 200 | 4000 | 0 | 55.82 | 59.08 | 8 | 0
2020 | MISO_MO-IL_2_TVA_Transmission | MISO_MO-IL | TVA_Transmission | Internal | Summer | B6 | 300 | 4000 | 0 | 48.17 | 54.87 | 8 | 0
2020 | MISO_MO-IL_2_TVA_Transmission | MISO_MO-IL | TVA_Transmission | Internal | Summer | B7 | 400 | 4000 | 0 | 40.49 | 46.91 | 8 | 0
2020 | MISO_MO-IL_2_TVA_Transmission | MISO_MO-IL | TVA_Transmission | Internal | Summer | B8 | 500 | 4000 | 0 | 37.44 | 41.97 | 8 | 0
2020 | MISO_MO-IL_2_TVA_Transmission | MISO_MO-IL | TVA_Transmission | Internal | Summer | B9 | 800 | 4000 | 0 | 37.23 | 41.62 | 8 | 0
2020 | MISO_MO-IL_2_TVA_Transmission | MISO_MO-IL | TVA_Transmission | Internal | Summer | B10 | 1262 | 4000 | 0 | 35.66 | 39.27 | 8 | 0
2020 | MISO_MO-IL_2_TVA_Transmission | MISO_MO-IL | TVA_Transmission | Internal | Winter | B16 | 25 | 4000 | 0 | 55.12 | 61.42 | 8 | 0
2020 | MISO_MO-IL_2_TVA_Transmission | MISO_MO-IL | TVA_Transmission | Internal | Winter | B17 | 100 | 4000 | 0 | 46.3 | 49.22 | 8 | 0
2020 | MISO_MO-IL_2_TVA_Transmission | MISO_MO-IL | TVA_Transmission | Internal | Winter | B18 | 400 | 4000 | 0 | 42.74 | 46.27 | 8 | 0
2020 | MISO_MO-IL_2_TVA_Transmission | MISO_MO-IL | TVA_Transmission | Internal | Winter | B19 | 700 | 4000 | 0 | 41.33 | 44.76 | 8 | 0
2020 | MISO_MO-IL_2_TVA_Transmission | MISO_MO-IL | TVA_Transmission | Internal | Winter | B20 | 935 | 4000 | 0 | 37.15 | 42.94 | 8 | 0
2020 | MISO_W_2_IESO | MISO_W | IESO | Internal | Shoulder | B11 | 25 | 90 | 0 | 55.98 | 32.24 | 8 | 0
2020 | MISO_W_2_IESO | MISO_W | IESO | Internal | Shoulder | B12 | 200 | 90 | 0 | 46.4 | 32.24 | 8 | 0
2020 | MISO_W_2_IESO | MISO_W | IESO | Internal | Shoulder | B13 | 600 | 90 | 0 | 41.61 | 32.24 | 8 | 0
2020 | MISO_W_2_IESO | MISO_W | IESO | Internal | Shoulder | B14 | 900 | 90 | 0 | 39.99 | 32.24 | 8 | 0
2020 | MISO_W_2_IESO | MISO_W | IESO | Internal | Shoulder | B15 | 1203 | 90 | 0 | 38.23 | 32.24 | 8 | 0
2020 | MISO_W_2_IESO | MISO_W | IESO | Internal | Summer | B1 | 10 | 90 | 0 | 65.04 | 52.07 | 8 | 0
2020 | MISO_W_2_IESO | MISO_W | IESO | Internal | Summer | B2 | 25 | 90 | 0 | 63.53 | 50.54 | 8 | 0
2020 | MISO_W_2_IESO | MISO_W | IESO | Internal | Summer | B3 | 75 | 90 | 0 | 62.58 | 43.47 | 8 | 0
2020 | MISO_W_2_IESO | MISO_W | IESO | Internal | Summer | B4 | 100 | 90 | 0 | 62.58 | 37.74 | 8 | 0
2020 | MISO_W_2_IESO | MISO_W | IESO | Internal | Summer | B5 | 200 | 90 | 0 | 55.83 | 37.74 | 8 | 0
2020 | MISO_W_2_IESO | MISO_W | IESO | Internal | Summer | B6 | 300 | 90 | 0 | 48.86 | 35.15 | 8 | 0
2020 | MISO_W_2_IESO | MISO_W | IESO | Internal | Summer | B7 | 400 | 90 | 0 | 40.5 | 33.49 | 8 | 0
2020 | MISO_W_2_IESO | MISO_W | IESO | Internal | Summer | B8 | 500 | 90 | 0 | 37.43 | 30.47 | 8 | 0
2020 | MISO_W_2_IESO | MISO_W | IESO | Internal | Summer | B9 | 800 | 90 | 0 | 37.24 | 30.47 | 8 | 0
2020 | MISO_W_2_IESO | MISO_W | IESO | Internal | Summer | B10 | 1262 | 90 | 0 | 35.65 | 30.47 | 8 | 0
2020 | MISO_W_2_IESO | MISO_W | IESO | Internal | Winter | B16 | 25 | 90 | 0 | 55.11 | 37.97 | 8 | 0
2020 | MISO_W_2_IESO | MISO_W | IESO | Internal | Winter | B17 | 100 | 90 | 0 | 46.28 | 36.27 | 8 | 0
2020 | MISO_W_2_IESO | MISO_W | IESO | Internal | Winter | B18 | 400 | 90 | 0 | 42.76 | 35.19 | 8 | 0
2020 | MISO_W_2_IESO | MISO_W | IESO | Internal | Winter | B19 | 700 | 90 | 0 | 41.34 | 35.19 | 8 | 0
2020 | MISO_W_2_IESO | MISO_W | IESO | Internal | Winter | B20 | 935 | 90 | 0 | 37.14 | 35.19 | 8 | 0
2020 | MISO_W_2_MAPP_CA | MISO_W | MAPP_CA | Internal | Shoulder | B11 | 25 | 700 | 0 | 55.98 | 44.61 | 0.01 | 0
2020 | MISO_W_2_MAPP_CA | MISO_W | MAPP_CA | Internal | Shoulder | B12 | 200 | 700 | 0.03 | 46.4 | 46.39 | 0.01 | 0
2020 | MISO_W_2_MAPP_CA | MISO_W | MAPP_CA | Internal | Shoulder | B13 | 600 | 700 | 0.01 | 41.61 | 41.6 | 0.01 | 0
2020 | MISO_W_2_MAPP_CA | MISO_W | MAPP_CA | Internal | Shoulder | B14 | 900 | 700 | 0 | 39.99 | 39.97 | 0.01 | 0
2020 | MISO_W_2_MAPP_CA | MISO_W | MAPP_CA | Internal | Shoulder | B15 | 1203 | 700 | 700 | 38.23 | 39.97 | 0.01 | 1.73
2020 | MISO_W_2_MAPP_CA | MISO_W | MAPP_CA | Internal | Summer | B1 | 10 | 700 | 0 | 65.04 | 51.04 | 0.01 | 0
2020 | MISO_W_2_MAPP_CA | MISO_W | MAPP_CA | Internal | Summer | B2 | 25 | 700 | 0 | 63.53 | 57.54 | 0.01 | 0
2020 | MISO_W_2_MAPP_CA | MISO_W | MAPP_CA | Internal | Summer | B3 | 75 | 700 | 0 | 62.58 | 50.47 | 0.01 | 0
2020 | MISO_W_2_MAPP_CA | MISO_W | MAPP_CA | Internal | Summer | B4 | 100 | 700 | 0 | 62.58 | 50.14 | 0.01 | 0
2020 | MISO_W_2_MAPP_CA | MISO_W | MAPP_CA | Internal | Summer | B5 | 200 | 700 | 0 | 55.83 | 49.12 | 0.01 | 0
2020 | MISO_W_2_MAPP_CA | MISO_W | MAPP_CA | Internal | Summer | B6 | 300 | 700 | 0.02 | 48.86 | 48.85 | 0.01 | 0
2020 | MISO_W_2_MAPP_CA | MISO_W | MAPP_CA | Internal | Summer | B7 | 400 | 700 | 0.02 | 40.5 | 40.49 | 0.01 | 0
2020 | MISO_W_2_MAPP_CA | MISO_W | MAPP_CA | Internal | Summer | B8 | 500 | 700 | 0.01 | 37.43 | 37.42 | 0.01 | 0
2020 | MISO_W_2_MAPP_CA | MISO_W | MAPP_CA | Internal | Summer | B9 | 800 | 700 | 10.65 | 37.24 | 37.25 | 0.01 | 0
2020 | MISO_W_2_MAPP_CA | MISO_W | MAPP_CA | Internal | Summer | B10 | 1262 | 700 | 700 | 35.65 | 37.25 | 0.01 | 1.59
2020 | MISO_W_2_MAPP_CA | MISO_W | MAPP_CA | Internal | Winter | B16 | 25 | 700 | 0.24 | 55.11 | 55.1 | 0.01 | 0
2020 | MISO_W_2_MAPP_CA | MISO_W | MAPP_CA | Internal | Winter | B17 | 100 | 700 | 0.06 | 46.28 | 46.27 | 0.01 | 0
2020 | MISO_W_2_MAPP_CA | MISO_W | MAPP_CA | Internal | Winter | B18 | 400 | 700 | 700 | 42.76 | 43.06 | 0.01 | 0.29
2020 | MISO_W_2_MAPP_CA | MISO_W | MAPP_CA | Internal | Winter | B19 | 700 | 700 | 700 | 41.34 | 43.06 | 0.01 | 1.7
2020 | MISO_W_2_MAPP_CA | MISO_W | MAPP_CA | Internal | Winter | B20 | 935 | 700 | 700 | 37.14 | 43.06 | 0.01 | 5.91
2020 | MISO_W_2_MAPP_US | MISO_W | MAPP_US | Internal | Shoulder | B11 | 25 | 2300 | 0 | 55.98 | 51.61 | 7 | 0
2020 | MISO_W_2_MAPP_US | MISO_W | MAPP_US | Internal | Shoulder | B12 | 200 | 2300 | 0 | 46.4 | 39.4 | 7 | 0
2020 | MISO_W_2_MAPP_US | MISO_W | MAPP_US | Internal | Shoulder | B13 | 600 | 2300 | 0 | 41.61 | 34.97 | 7 | 0
2020 | MISO_W_2_MAPP_US | MISO_W | MAPP_US | Internal | Shoulder | B14 | 900 | 2300 | 0 | 39.99 | 34.97 | 7 | 0
2020 | MISO_W_2_MAPP_US | MISO_W | MAPP_US | Internal | Shoulder | B15 | 1203 | 2300 | 0 | 38.23 | 34.97 | 7 | 0
2020 | MISO_W_2_MAPP_US | MISO_W | MAPP_US | Internal | Summer | B1 | 10 | 2300 | 0 | 65.04 | 58.04 | 7 | 0
2020 | MISO_W_2_MAPP_US | MISO_W | MAPP_US | Internal | Summer | B2 | 25 | 2300 | 0 | 63.53 | 57.47 | 7 | 0
2020 | MISO_W_2_MAPP_US | MISO_W | MAPP_US | Internal | Summer | B3 | 75 | 2300 | 0 | 62.58 | 57.47 | 7 | 0
2020 | MISO_W_2_MAPP_US | MISO_W | MAPP_US | Internal | Summer | B4 | 100 | 2300 | 0 | 62.58 | 57.14 | 7 | 0
2020 | MISO_W_2_MAPP_US | MISO_W | MAPP_US | Internal | Summer | B5 | 200 | 2300 | 0 | 55.83 | 53.08 | 7 | 0
2020 | MISO_W_2_MAPP_US | MISO_W | MAPP_US | Internal | Summer | B6 | 300 | 2300 | 0 | 48.86 | 42.93 | 7 | 0
2020 | MISO_W_2_MAPP_US | MISO_W | MAPP_US | Internal | Summer | B7 | 400 | 2300 | 0 | 40.5 | 33.93 | 7 | 0
2020 | MISO_W_2_MAPP_US | MISO_W | MAPP_US | Internal | Summer | B8 | 500 | 2300 | 0 | 37.43 | 32.89 | 7 | 0
2020 | MISO_W_2_MAPP_US | MISO_W | MAPP_US | Internal | Summer | B9 | 800 | 2300 | 0 | 37.24 | 32.89 | 7 | 0
2020 | MISO_W_2_MAPP_US | MISO_W | MAPP_US | Internal | Summer | B10 | 1262 | 2300 | 0 | 35.65 | 30.25 | 7 | 0
2020 | MISO_W_2_MAPP_US | MISO_W | MAPP_US | Internal | Winter | B16 | 25 | 2300 | 0 | 55.11 | 48.11 | 7 | 0
2020 | MISO_W_2_MAPP_US | MISO_W | MAPP_US | Internal | Winter | B17 | 100 | 2300 | 0 | 46.28 | 39.28 | 7 | 0
2020 | MISO_W_2_MAPP_US | MISO_W | MAPP_US | Internal | Winter | B18 | 400 | 2300 | 0 | 42.76 | 36.06 | 7 | 0
2020 | MISO_W_2_MAPP_US | MISO_W | MAPP_US | Internal | Winter | B19 | 700 | 2300 | 0 | 41.34 | 36.06 | 7 | 0
2020 | MISO_W_2_MAPP_US | MISO_W | MAPP_US | Internal | Winter | B20 | 935 | 2300 | 0 | 37.14 | 33.91 | 7 | 0
2020 | MISO_W_2_MISO_MO-IL | MISO_W | MISO_MO-IL | Internal | Shoulder | B11 | 25 | 3800 | 225.68 | 55.98 | 55.99 | 0.01 | 0
2020 | MISO_W_2_MISO_MO-IL | MISO_W | MISO_MO-IL | Internal | Shoulder | B12 | 200 | 3800 | 378.17 | 46.4 | 46.41 | 0.01 | 0
2020 | MISO_W_2_MISO_MO-IL | MISO_W | MISO_MO-IL | Internal | Shoulder | B13 | 600 | 3800 | 845.92 | 41.61 | 41.62 | 0.01 | 0
2020 | MISO_W_2_MISO_MO-IL | MISO_W | MISO_MO-IL | Internal | Shoulder | B14 | 900 | 3800 | 341.88 | 39.99 | 40 | 0.01 | 0
2020 | MISO_W_2_MISO_MO-IL | MISO_W | MISO_MO-IL | Internal | Shoulder | B15 | 1203 | 3800 | 0 | 38.23 | 38.22 | 0.01 | 0
2020 | MISO_W_2_MISO_MO-IL | MISO_W | MISO_MO-IL | Internal | Summer | B1 | 10 | 3800 | 1105.16 | 65.04 | 65.05 | 0.01 | 0
2020 | MISO_W_2_MISO_MO-IL | MISO_W | MISO_MO-IL | Internal | Summer | B2 | 25 | 3800 | 0.52 | 63.53 | 63.53 | 0.01 | 0
2020 | MISO_W_2_MISO_MO-IL | MISO_W | MISO_MO-IL | Internal | Summer | B3 | 75 | 3800 | 0 | 62.58 | 61.14 | 0.01 | 0
2020 | MISO_W_2_MISO_MO-IL | MISO_W | MISO_MO-IL | Internal | Summer | B4 | 100 | 3800 | 0 | 62.58 | 60.52 | 0.01 | 0
2020 | MISO_W_2_MISO_MO-IL | MISO_W | MISO_MO-IL | Internal | Summer | B5 | 200 | 3800 | 0.03 | 55.83 | 55.82 | 0.01 | 0
2020 | MISO_W_2_MISO_MO-IL | MISO_W | MISO_MO-IL | Internal | Summer | B6 | 300 | 3800 | 0 | 48.86 | 48.17 | 0.01 | 0
2020 | MISO_W_2_MISO_MO-IL | MISO_W | MISO_MO-IL | Internal | Summer | B7 | 400 | 3800 | 0.02 | 40.5 | 40.49 | 0.01 | 0
2020 | MISO_W_2_MISO_MO-IL | MISO_W | MISO_MO-IL | Internal | Summer | B8 | 500 | 3800 | 2041.9 | 37.43 | 37.44 | 0.01 | 0
2020 | MISO_W_2_MISO_MO-IL | MISO_W | MISO_MO-IL | Internal | Summer | B9 | 800 | 3800 | 0 | 37.24 | 37.23 | 0.01 | 0
2020 | MISO_W_2_MISO_MO-IL | MISO_W | MISO_MO-IL | Internal | Summer | B10 | 1262 | 3800 | 1090.77 | 35.65 | 35.66 | 0.01 | 0
2020 | MISO_W_2_MISO_MO-IL | MISO_W | MISO_MO-IL | Internal | Winter | B16 | 25 | 3800 | 1363.36 | 55.11 | 55.12 | 0.01 | 0
2020 | MISO_W_2_MISO_MO-IL | MISO_W | MISO_MO-IL | Internal | Winter | B17 | 100 | 3800 | 1457.24 | 46.28 | 46.3 | 0.01 | 0
2020 | MISO_W_2_MISO_MO-IL | MISO_W | MISO_MO-IL | Internal | Winter | B18 | 400 | 3800 | 0.02 | 42.76 | 42.74 | 0.01 | 0
2020 | MISO_W_2_MISO_MO-IL | MISO_W | MISO_MO-IL | Internal | Winter | B19 | 700 | 3800 | 0 | 41.34 | 41.33 | 0.01 | 0
2020 | MISO_W_2_MISO_MO-IL | MISO_W | MISO_MO-IL | Internal | Winter | B20 | 935 | 3800 | 441.58 | 37.14 | 37.15 | 0.01 | 0
2020 | MISO_W_2_MISO_WUMS | MISO_W | MISO_WUMS | Internal | Shoulder | B11 | 25 | 1629 | 0 | 55.98 | 54.39 | 0.01 | 0
2020 | MISO_W_2_MISO_WUMS | MISO_W | MISO_WUMS | Internal | Shoulder | B12 | 200 | 1629 | 96.01 | 46.4 | 46.41 | 0.01 | 0
2020 | MISO_W_2_MISO_WUMS | MISO_W | MISO_WUMS | Internal | Shoulder | B13 | 600 | 1629 | 0.01 | 41.61 | 41.6 | 0.01 | 0
2020 | MISO_W_2_MISO_WUMS | MISO_W | MISO_WUMS | Internal | Shoulder | B14 | 900 | 1629 | 0.01 | 39.99 | 39.99 | 0.01 | 0
2020 | MISO_W_2_MISO_WUMS | MISO_W | MISO_WUMS | Internal | Shoulder | B15 | 1203 | 1629 | 0 | 38.23 | 36.91 | 0.01 | 0
2020 | MISO_W_2_MISO_WUMS | MISO_W | MISO_WUMS | Internal | Summer | B1 | 10 | 1629 | 0 | 65.04 | 63.4 | 0.01 | 0
2020 | MISO_W_2_MISO_WUMS | MISO_W | MISO_WUMS | Internal | Summer | B2 | 25 | 1629 | 0.04 | 63.53 | 63.4 | 0.01 | 0
2020 | MISO_W_2_MISO_WUMS | MISO_W | MISO_WUMS | Internal | Summer | B3 | 75 | 1629 | 0 | 62.58 | 59.88 | 0.01 | 0
2020 | MISO_W_2_MISO_WUMS | MISO_W | MISO_WUMS | Internal | Summer | B4 | 100 | 1629 | 0 | 62.58 | 59.88 | 0.01 | 0
2020 | MISO_W_2_MISO_WUMS | MISO_W | MISO_WUMS | Internal | Summer | B5 | 200 | 1629 | 0 | 55.83 | 51.83 | 0.01 | 0
2020 | MISO_W_2_MISO_WUMS | MISO_W | MISO_WUMS | Internal | Summer | B6 | 300 | 1629 | 0 | 48.86 | 48.14 | 0.01 | 0
2020 | MISO_W_2_MISO_WUMS | MISO_W | MISO_WUMS | Internal | Summer | B7 | 400 | 1629 | 0.02 | 40.5 | 40.49 | 0.01 | 0
2020 | MISO_W_2_MISO_WUMS | MISO_W | MISO_WUMS | Internal | Summer | B8 | 500 | 1629 | 0.01 | 37.43 | 37.42 | 0.01 | 0
2020 | MISO_W_2_MISO_WUMS | MISO_W | MISO_WUMS | Internal | Summer | B9 | 800 | 1629 | 0 | 37.24 | 37.23 | 0.01 | 0
2020 | MISO_W_2_MISO_WUMS | MISO_W | MISO_WUMS | Internal | Summer | B10 | 1262 | 1629 | 232.61 | 35.65 | 35.66 | 0.01 | 0
2020 | MISO_W_2_MISO_WUMS | MISO_W | MISO_WUMS | Internal | Winter | B16 | 25 | 1629 | 163.23 | 55.11 | 55.12 | 0.01 | 0
2020 | MISO_W_2_MISO_WUMS | MISO_W | MISO_WUMS | Internal | Winter | B17 | 100 | 1629 | 254.53 | 46.28 | 46.3 | 0.01 | 0
2020 | MISO_W_2_MISO_WUMS | MISO_W | MISO_WUMS | Internal | Winter | B18 | 400 | 1629 | 0.03 | 42.76 | 42.76 | 0.01 | 0
2020 | MISO_W_2_MISO_WUMS | MISO_W | MISO_WUMS | Internal | Winter | B19 | 700 | 1629 | 0 | 41.34 | 41.33 | 0.01 | 0
2020 | MISO_W_2_MISO_WUMS | MISO_W | MISO_WUMS | Internal | Winter | B20 | 935 | 1629 | 904.08 | 37.14 | 37.15 | 0.01 | 0
2020 | MISO_W_2_NE | MISO_W | NE | Internal | Shoulder | B11 | 25 | 2800 | 0 | 55.98 | 58.61 | 7 | 0
2020 | MISO_W_2_NE | MISO_W | NE | Internal | Shoulder | B12 | 200 | 2800 | 0 | 46.4 | 44.35 | 7 | 0
2020 | MISO_W_2_NE | MISO_W | NE | Internal | Shoulder | B13 | 600 | 2800 | 0 | 41.61 | 41.97 | 7 | 0
2020 | MISO_W_2_NE | MISO_W | NE | Internal | Shoulder | B14 | 900 | 2800 | 0 | 39.99 | 41.19 | 7 | 0
2020 | MISO_W_2_NE | MISO_W | NE | Internal | Shoulder | B15 | 1203 | 2800 | 0 | 38.23 | 40.17 | 7 | 0
2020 | MISO_W_2_NE | MISO_W | NE | Internal | Summer | B1 | 10 | 2800 | 0 | 65.04 | 65.04 | 7 | 0
2020 | MISO_W_2_NE | MISO_W | NE | Internal | Summer | B2 | 25 | 2800 | 0 | 63.53 | 64.47 | 7 | 0
2020 | MISO_W_2_NE | MISO_W | NE | Internal | Summer | B3 | 75 | 2800 | 0 | 62.58 | 64.47 | 7 | 0
2020 | MISO_W_2_NE | MISO_W | NE | Internal | Summer | B4 | 100 | 2800 | 0 | 62.58 | 64.14 | 7 | 0
2020 | MISO_W_2_NE | MISO_W | NE | Internal | Summer | B5 | 200 | 2800 | 0 | 55.83 | 60.08 | 7 | 0
2020 | MISO_W_2_NE | MISO_W | NE | Internal | Summer | B6 | 300 | 2800 | 0 | 48.86 | 49.93 | 7 | 0
2020 | MISO_W_2_NE | MISO_W | NE | Internal | Summer | B7 | 400 | 2800 | 0 | 40.5 | 40.93 | 7 | 0
2020 | MISO_W_2_NE | MISO_W | NE | Internal | Summer | B8 | 500 | 2800 | 0 | 37.43 | 39.89 | 7 | 0
2020 | MISO_W_2_NE | MISO_W | NE | Internal | Summer | B9 | 800 | 2800 | 0 | 37.24 | 39.89 | 7 | 0
2020 | MISO_W_2_NE | MISO_W | NE | Internal | Summer | B10 | 1262 | 2800 | 0 | 35.65 | 37.25 | 7 | 0
2020 | MISO_W_2_NE | MISO_W | NE | Internal | Winter | B16 | 25 | 2800 | 0 | 55.11 | 55.11 | 7 | 0
2020 | MISO_W_2_NE | MISO_W | NE | Internal | Winter | B17 | 100 | 2800 | 0 | 46.28 | 43.96 | 7 | 0
2020 | MISO_W_2_NE | MISO_W | NE | Internal | Winter | B18 | 400 | 2800 | 0 | 42.76 | 43.06 | 7 | 0
2020 | MISO_W_2_NE | MISO_W | NE | Internal | Winter | B19 | 700 | 2800 | 0 | 41.34 | 42.82 | 7 | 0
2020 | MISO_W_2_NE | MISO_W | NE | Internal | Winter | B20 | 935 | 2800 | 0 | 37.14 | 40.91 | 7 | 0
2020 | MISO_W_2_PJM_ROR | MISO_W | PJM_ROR | Internal | Shoulder | B11 | 25 | 773 | 0 | 55.98 | 53.98 | 2 | 0
2020 | MISO_W_2_PJM_ROR | MISO_W | PJM_ROR | Internal | Shoulder | B12 | 200 | 773 | 772.94 | 46.4 | 48.41 | 2 | 0.01
2020 | MISO_W_2_PJM_ROR | MISO_W | PJM_ROR | Internal | Shoulder | B13 | 600 | 773 | 0.02 | 41.61 | 43.6 | 2 | 0
2020 | MISO_W_2_PJM_ROR | MISO_W | PJM_ROR | Internal | Shoulder | B14 | 900 | 773 | 232.84 | 39.99 | 41.99 | 2 | 0
2020 | MISO_W_2_PJM_ROR | MISO_W | PJM_ROR | Internal | Shoulder | B15 | 1203 | 773 | 0 | 38.23 | 37.21 | 2 | 0
2020 | MISO_W_2_PJM_ROR | MISO_W | PJM_ROR | Internal | Summer | B1 | 10 | 773 | 771.85 | 65.04 | 67.05 | 2 | 0.01
2020 | MISO_W_2_PJM_ROR | MISO_W | PJM_ROR | Internal | Summer | B2 | 25 | 773 | 319.45 | 63.53 | 65.53 | 2 | 0
2020 | MISO_W_2_PJM_ROR | MISO_W | PJM_ROR | Internal | Summer | B3 | 75 | 773 | 0 | 62.58 | 61.28 | 2 | 0
2020 | MISO_W_2_PJM_ROR | MISO_W | PJM_ROR | Internal | Summer | B4 | 100 | 773 | 0 | 62.58 | 61.05 | 2 | 0
2020 | MISO_W_2_PJM_ROR | MISO_W | PJM_ROR | Internal | Summer | B5 | 200 | 773 | 0 | 55.83 | 53.83 | 2 | 0
2020 | MISO_W_2_PJM_ROR | MISO_W | PJM_ROR | Internal | Summer | B6 | 300 | 773 | 0 | 48.86 | 50.14 | 2 | 0
2020 | MISO_W_2_PJM_ROR | MISO_W | PJM_ROR | Internal | Summer | B7 | 400 | 773 | 0 | 40.5 | 42.15 | 2 | 0
2020 | MISO_W_2_PJM_ROR | MISO_W | PJM_ROR | Internal | Summer | B8 | 500 | 773 | 0 | 37.43 | 38.42 | 2 | 0
2020 | MISO_W_2_PJM_ROR | MISO_W | PJM_ROR | Internal | Summer | B9 | 800 | 773 | 0 | 37.24 | 37.58 | 2 | 0
2020 | MISO_W_2_PJM_ROR | MISO_W | PJM_ROR | Internal | Summer | B10 | 1262 | 773 | 0 | 35.65 | 35.83 | 2 | 0
2020 | MISO_W_2_PJM_ROR | MISO_W | PJM_ROR | Internal | Winter | B16 | 25 | 773 | 772.49 | 55.11 | 57.12 | 2 | 0.01
2020 | MISO_W_2_PJM_ROR | MISO_W | PJM_ROR | Internal | Winter | B17 | 100 | 773 | 772.88 | 46.28 | 48.3 | 2 | 0.01
2020 | MISO_W_2_PJM_ROR | MISO_W | PJM_ROR | Internal | Winter | B18 | 400 | 773 | 108.14 | 42.76 | 44.76 | 2 | 0
2020 | MISO_W_2_PJM_ROR | MISO_W | PJM_ROR | Internal | Winter | B19 | 700 | 773 | 0.02 | 41.34 | 43.33 | 2 | 0
2020 | MISO_W_2_PJM_ROR | MISO_W | PJM_ROR | Internal | Winter | B20 | 935 | 773 | 0 | 37.14 | 38.42 | 2 | 0
2020 | MISO_W_2_SPP_N | MISO_W | SPP_N | Internal | Shoulder | B11 | 25 | 3200 | 0 | 55.98 | 62.26 | 7 | 0
2020 | MISO_W_2_SPP_N | MISO_W | SPP_N | Internal | Shoulder | B12 | 200 | 3200 | 0 | 46.4 | 44.36 | 7 | 0
2020 | MISO_W_2_SPP_N | MISO_W | SPP_N | Internal | Shoulder | B13 | 600 | 3200 | 0 | 41.61 | 41.98 | 7 | 0
2020 | MISO_W_2_SPP_N | MISO_W | SPP_N | Internal | Shoulder | B14 | 900 | 3200 | 0 | 39.99 | 41.21 | 7 | 0
2020 | MISO_W_2_SPP_N | MISO_W | SPP_N | Internal | Shoulder | B15 | 1203 | 3200 | 0 | 38.23 | 40.19 | 7 | 0
2020 | MISO_W_2_SPP_N | MISO_W | SPP_N | Internal | Summer | B1 | 10 | 3200 | 0 | 65.04 | 66.03 | 7 | 0
2020 | MISO_W_2_SPP_N | MISO_W | SPP_N | Internal | Summer | B2 | 25 | 3200 | 0 | 63.53 | 66.03 | 7 | 0
2020 | MISO_W_2_SPP_N | MISO_W | SPP_N | Internal | Summer | B3 | 75 | 3200 | 0 | 62.58 | 64.79 | 7 | 0
2020 | MISO_W_2_SPP_N | MISO_W | SPP_N | Internal | Summer | B4 | 100 | 3200 | 0 | 62.58 | 64.15 | 7 | 0
2020 | MISO_W_2_SPP_N | MISO_W | SPP_N | Internal | Summer | B5 | 200 | 3200 | 0 | 55.83 | 60.09 | 7 | 0
2020 | MISO_W_2_SPP_N | MISO_W | SPP_N | Internal | Summer | B6 | 300 | 3200 | 1470.62 | 48.86 | 55.86 | 7 | 0
2020 | MISO_W_2_SPP_N | MISO_W | SPP_N | Internal | Summer | B7 | 400 | 3200 | 1471.57 | 40.5 | 47.5 | 7 | 0
2020 | MISO_W_2_SPP_N | MISO_W | SPP_N | Internal | Summer | B8 | 500 | 3200 | 0 | 37.43 | 40.82 | 7 | 0
2020 | MISO_W_2_SPP_N | MISO_W | SPP_N | Internal | Summer | B9 | 800 | 3200 | 0 | 37.24 | 40.14 | 7 | 0
2020 | MISO_W_2_SPP_N | MISO_W | SPP_N | Internal | Summer | B10 | 1262 | 3200 | 0 | 35.65 | 38.7 | 7 | 0
2020 | MISO_W_2_SPP_N | MISO_W | SPP_N | Internal | Winter | B16 | 25 | 3200 | 0 | 55.11 | 56.91 | 7 | 0
2020 | MISO_W_2_SPP_N | MISO_W | SPP_N | Internal | Winter | B17 | 100 | 3200 | 0 | 46.28 | 43.97 | 7 | 0
2020 | MISO_W_2_SPP_N | MISO_W | SPP_N | Internal | Winter | B18 | 400 | 3200 | 0 | 42.76 | 43.07 | 7 | 0
2020 | MISO_W_2_SPP_N | MISO_W | SPP_N | Internal | Winter | B19 | 700 | 3200 | 0 | 41.34 | 42.83 | 7 | 0
2020 | MISO_W_2_SPP_N | MISO_W | SPP_N | Internal | Winter | B20 | 935 | 3200 | 0 | 37.14 | 42.74 | 7 | 0
2020 | MISO_WUMS_2_MISO_MI | MISO_WUMS | MISO_MI | Internal | Shoulder | B11 | 25 | 99 | 0 | 54.39 | 53.36 | 0.01 | 0
2020 | MISO_WUMS_2_MISO_MI | MISO_WUMS | MISO_MI | Internal | Shoulder | B12 | 200 | 99 | 0.06 | 46.41 | 46.41 | 0.01 | 0
2020 | MISO_WUMS_2_MISO_MI | MISO_WUMS | MISO_MI | Internal | Shoulder | B13 | 600 | 99 | 98.99 | 41.6 | 41.64 | 0.01 | 0.04
2020 | MISO_WUMS_2_MISO_MI | MISO_WUMS | MISO_MI | Internal | Shoulder | B14 | 900 | 99 | 49.98 | 39.99 | 40 | 0.01 | 0
2020 | MISO_WUMS_2_MISO_MI | MISO_WUMS | MISO_MI | Internal | Shoulder | B15 | 1203 | 99 | 99 | 36.91 | 38.24 | 0.01 | 1.32
2020 | MISO_WUMS_2_MISO_MI | MISO_WUMS | MISO_MI | Internal | Summer | B1 | 10 | 99 | 98.99 | 63.4 | 65.04 | 0.01 | 1.63
2020 | MISO_WUMS_2_MISO_MI | MISO_WUMS | MISO_MI | Internal | Summer | B2 | 25 | 99 | 98.95 | 63.4 | 63.53 | 0.01 | 0.12
2020 | MISO_WUMS_2_MISO_MI | MISO_WUMS | MISO_MI | Internal | Summer | B3 | 75 | 99 | 0 | 59.88 | 59.28 | 0.01 | 0
2020 | MISO_WUMS_2_MISO_MI | MISO_WUMS | MISO_MI | Internal | Summer | B4 | 100 | 99 | 0 | 59.88 | 58.16 | 0.01 | 0
2020 | MISO_WUMS_2_MISO_MI | MISO_WUMS | MISO_MI | Internal | Summer | B5 | 200 | 99 | 99 | 51.83 | 53 | 0.01 | 1.15
2020 | MISO_WUMS_2_MISO_MI | MISO_WUMS | MISO_MI | Internal | Summer | B6 | 300 | 99 | 0.04 | 48.14 | 48.14 | 0.01 | 0
2020 | MISO_WUMS_2_MISO_MI | MISO_WUMS | MISO_MI | Internal | Summer | B7 | 400 | 99 | 98.97 | 40.49 | 40.51 | 0.01 | 0.01
2020 | MISO_WUMS_2_MISO_MI | MISO_WUMS | MISO_MI | Internal | Summer | B8 | 500 | 99 | 98.99 | 37.42 | 37.47 | 0.01 | 0.04
2020 | MISO_WUMS_2_MISO_MI | MISO_WUMS | MISO_MI | Internal | Summer | B9 | 800 | 99 | 98.98 | 37.23 | 37.25 | 0.01 | 0.01
2020 | MISO_WUMS_2_MISO_MI | MISO_WUMS | MISO_MI | Internal | Summer | B10 | 1262 | 99 | 99 | 35.66 | 35.82 | 0.01 | 0.15
2020 | MISO_WUMS_2_MISO_MI | MISO_WUMS | MISO_MI | Internal | Winter | B16 | 25 | 99 | 0.44 | 55.12 | 55.12 | 0.01 | 0
2020 | MISO_WUMS_2_MISO_MI | MISO_WUMS | MISO_MI | Internal | Winter | B17 | 100 | 99 | 0.13 | 46.3 | 46.3 | 0.01 | 0
2020 | MISO_WUMS_2_MISO_MI | MISO_WUMS | MISO_MI | Internal | Winter | B18 | 400 | 99 | 0.03 | 42.76 | 42.76 | 0.01 | 0
2020 | MISO_WUMS_2_MISO_MI | MISO_WUMS | MISO_MI | Internal | Winter | B19 | 700 | 99 | 98.98 | 41.33 | 41.36 | 0.01 | 0.01
2020 | MISO_WUMS_2_MISO_MI | MISO_WUMS | MISO_MI | Internal | Winter | B20 | 935 | 99 | 98.99 | 37.15 | 37.17 | 0.01 | 0.01
2020 | MISO_WUMS_2_MISO_W | MISO_WUMS | MISO_W | Internal | Shoulder | B11 | 25 | 1137 | 1137 | 54.39 | 55.98 | 0.01 | 1.58
2020 | MISO_WUMS_2_MISO_W | MISO_WUMS | MISO_W | Internal | Shoulder | B12 | 200 | 1137 | 0.03 | 46.41 | 46.4 | 0.01 | 0
2020 | MISO_WUMS_2_MISO_W | MISO_WUMS | MISO_W | Internal | Shoulder | B13 | 600 | 1137 | 713.38 | 41.6 | 41.61 | 0.01 | 0
2020 | MISO_WUMS_2_MISO_W | MISO_WUMS | MISO_W | Internal | Shoulder | B14 | 900 | 1137 | 0.01 | 39.99 | 39.99 | 0.01 | 0
2020 | MISO_WUMS_2_MISO_W | MISO_WUMS | MISO_W | Internal | Shoulder | B15 | 1203 | 1137 | 1137 | 36.91 | 38.23 | 0.01 | 1.31
2020 | MISO_WUMS_2_MISO_W | MISO_WUMS | MISO_W | Internal | Summer | B1 | 10 | 1137 | 1136.99 | 63.4 | 65.04 | 0.01 | 1.63
2020 | MISO_WUMS_2_MISO_W | MISO_WUMS | MISO_W | Internal | Summer | B2 | 25 | 1137 | 1136.95 | 63.4 | 63.53 | 0.01 | 0.12
2020 | MISO_WUMS_2_MISO_W | MISO_WUMS | MISO_W | Internal | Summer | B3 | 75 | 1137 | 1137 | 59.88 | 62.58 | 0.01 | 2.69
2020 | MISO_WUMS_2_MISO_W | MISO_WUMS | MISO_W | Internal | Summer | B4 | 100 | 1137 | 1137 | 59.88 | 62.58 | 0.01 | 2.69
2020 | MISO_WUMS_2_MISO_W | MISO_WUMS | MISO_W | Internal | Summer | B5 | 200 | 1137 | 1137 | 51.83 | 55.83 | 0.01 | 3.99
2020 | MISO_WUMS_2_MISO_W | MISO_WUMS | MISO_W | Internal | Summer | B6 | 300 | 1137 | 1137 | 48.14 | 48.86 | 0.01 | 0.71
2020 | MISO_WUMS_2_MISO_W | MISO_WUMS | MISO_W | Internal | Summer | B7 | 400 | 1137 | 580.1 | 40.49 | 40.5 | 0.01 | 0
2020 | MISO_WUMS_2_MISO_W | MISO_WUMS | MISO_W | Internal | Summer | B8 | 500 | 1137 | 574.77 | 37.42 | 37.43 | 0.01 | 0
2020 | MISO_WUMS_2_MISO_W | MISO_WUMS | MISO_W | Internal | Summer | B9 | 800 | 1137 | 500.2 | 37.23 | 37.24 | 0.01 | 0
2020 | MISO_WUMS_2_MISO_W | MISO_WUMS | MISO_W | Internal | Summer | B10 | 1262 | 1137 | 0 | 35.66 | 35.65 | 0.01 | 0
2020 | MISO_WUMS_2_MISO_W | MISO_WUMS | MISO_W | Internal | Winter | B16 | 25 | 1137 | 0.26 | 55.12 | 55.11 | 0.01 | 0
2020 | MISO_WUMS_2_MISO_W | MISO_WUMS | MISO_W | Internal | Winter | B17 | 100 | 1137 | 0.06 | 46.3 | 46.28 | 0.01 | 0
2020 | MISO_WUMS_2_MISO_W | MISO_WUMS | MISO_W | Internal | Winter | B18 | 400 | 1137 | 0.03 | 42.76 | 42.76 | 0.01 | 0
2020 | MISO_WUMS_2_MISO_W | MISO_WUMS | MISO_W | Internal | Winter | B19 | 700 | 1137 | 691.93 | 41.33 | 41.34 | 0.01 | 0
2020 | MISO_WUMS_2_MISO_W | MISO_WUMS | MISO_W | Internal | Winter | B20 | 935 | 1137 | 0 | 37.15 | 37.14 | 0.01 | 0
2020 | MISO_WUMS_2_PJM_ROR | MISO_WUMS | PJM_ROR | Internal | Shoulder | B11 | 25 | 1600 | 0 | 54.39 | 53.98 | 2 | 0
2020 | MISO_WUMS_2_PJM_ROR | MISO_WUMS | PJM_ROR | Internal | Shoulder | B12 | 200 | 1600 | 1282.37 | 46.41 | 48.41 | 2 | 0
2020 | MISO_WUMS_2_PJM_ROR | MISO_WUMS | PJM_ROR | Internal | Shoulder | B13 | 600 | 1600 | 141.88 | 41.6 | 43.6 | 2 | 0
2020 | MISO_WUMS_2_PJM_ROR | MISO_WUMS | PJM_ROR | Internal | Shoulder | B14 | 900 | 1600 | 363.37 | 39.99 | 41.99 | 2 | 0
2020 | MISO_WUMS_2_PJM_ROR | MISO_WUMS | PJM_ROR | Internal | Shoulder | B15 | 1203 | 1600 | 0 | 36.91 | 37.21 | 2 | 0
2020 | MISO_WUMS_2_PJM_ROR | MISO_WUMS | PJM_ROR | Internal | Summer | B1 | 10 | 1600 | 1599.99 | 63.4 | 67.05 | 2 | 1.66
2020 | MISO_WUMS_2_PJM_ROR | MISO_WUMS | PJM_ROR | Internal | Summer | B2 | 25 | 1600 | 1599.96 | 63.4 | 65.53 | 2 | 0.13
2020 | MISO_WUMS_2_PJM_ROR | MISO_WUMS | PJM_ROR | Internal | Summer | B3 | 75 | 1600 | 0 | 59.88 | 61.28 | 2 | 0
2020 | MISO_WUMS_2_PJM_ROR | MISO_WUMS | PJM_ROR | Internal | Summer | B4 | 100 | 1600 | 0 | 59.88 | 61.05 | 2 | 0
2020 | MISO_WUMS_2_PJM_ROR | MISO_WUMS | PJM_ROR | Internal | Summer | B5 | 200 | 1600 | 155.02 | 51.83 | 53.83 | 2 | 0
2020 | MISO_WUMS_2_PJM_ROR | MISO_WUMS | PJM_ROR | Internal | Summer | B6 | 300 | 1600 | 796.81 | 48.14 | 50.14 | 2 | 0
2020 | MISO_WUMS_2_PJM_ROR | MISO_WUMS | PJM_ROR | Internal | Summer | B7 | 400 | 1600 | 0 | 40.49 | 42.15 | 2 | 0
2020 | MISO_WUMS_2_PJM_ROR | MISO_WUMS | PJM_ROR | Internal | Summer | B8 | 500 | 1600 | 0 | 37.42 | 38.42 | 2 | 0
2020 | MISO_WUMS_2_PJM_ROR | MISO_WUMS | PJM_ROR | Internal | Summer | B9 | 800 | 1600 | 0 | 37.23 | 37.58 | 2 | 0
2020 | MISO_WUMS_2_PJM_ROR | MISO_WUMS | PJM_ROR | Internal | Summer | B10 | 1262 | 1600 | 0 | 35.66 | 35.83 | 2 | 0
2020 | MISO_WUMS_2_PJM_ROR | MISO_WUMS | PJM_ROR | Internal | Winter | B16 | 25 | 1600 | 1084.87 | 55.12 | 57.12 | 2 | 0
2020 | MISO_WUMS_2_PJM_ROR | MISO_WUMS | PJM_ROR | Internal | Winter | B17 | 100 | 1600 | 1510.42 | 46.3 | 48.3 | 2 | 0
2020 | MISO_WUMS_2_PJM_ROR | MISO_WUMS | PJM_ROR | Internal | Winter | B18 | 400 | 1600 | 1168.74 | 42.76 | 44.76 | 2 | 0
2020 | MISO_WUMS_2_PJM_ROR | MISO_WUMS | PJM_ROR | Internal | Winter | B19 | 700 | 1600 | 11.6 | 41.33 | 43.33 | 2 | 0
2020 | MISO_WUMS_2_PJM_ROR | MISO_WUMS | PJM_ROR | Internal | Winter | B20 | 935 | 1600 | 0 | 37.15 | 38.42 | 2 | 0
2020 | NE_2_MAPP_US | NE | MAPP_US | Internal | Shoulder | B11 | 25 | 1600 | 0 | 58.61 | 51.61 | 5 | 0
2020 | NE_2_MAPP_US | NE | MAPP_US | Internal | Shoulder | B12 | 200 | 1600 | 0 | 44.35 | 39.4 | 5 | 0
2020 | NE_2_MAPP_US | NE | MAPP_US | Internal | Shoulder | B13 | 600 | 1600 | 0 | 41.97 | 34.97 | 5 | 0
2020 | NE_2_MAPP_US | NE | MAPP_US | Internal | Shoulder | B14 | 900 | 1600 | 0 | 41.19 | 34.97 | 5 | 0
2020 | NE_2_MAPP_US | NE | MAPP_US | Internal | Shoulder | B15 | 1203 | 1600 | 0 | 40.17 | 34.97 | 5 | 0
2020 | NE_2_MAPP_US | NE | MAPP_US | Internal | Summer | B1 | 10 | 1600 | 0 | 65.04 | 58.04 | 5 | 0
2020 | NE_2_MAPP_US | NE | MAPP_US | Internal | Summer | B2 | 25 | 1600 | 0 | 64.47 | 57.47 | 5 | 0
2020 | NE_2_MAPP_US | NE | MAPP_US | Internal | Summer | B3 | 75 | 1600 | 0 | 64.47 | 57.47 | 5 | 0
2020 | NE_2_MAPP_US | NE | MAPP_US | Internal | Summer | B4 | 100 | 1600 | 0 | 64.14 | 57.14 | 5 | 0
2020 | NE_2_MAPP_US | NE | MAPP_US | Internal | Summer | B5 | 200 | 1600 | 0 | 60.08 | 53.08 | 5 | 0
2020 | NE_2_MAPP_US | NE | MAPP_US | Internal | Summer | B6 | 300 | 1600 | 0 | 49.93 | 42.93 | 5 | 0
2020 | NE_2_MAPP_US | NE | MAPP_US | Internal | Summer | B7 | 400 | 1600 | 0 | 40.93 | 33.93 | 5 | 0
2020 | NE_2_MAPP_US | NE | MAPP_US | Internal | Summer | B8 | 500 | 1600 | 0 | 39.89 | 32.89 | 5 | 0
2020 | NE_2_MAPP_US | NE | MAPP_US | Internal | Summer | B9 | 800 | 1600 | 0 | 39.89 | 32.89 | 5 | 0
2020 | NE_2_MAPP_US | NE | MAPP_US | Internal | Summer | B10 | 1262 | 1600 | 0 | 37.25 | 30.25 | 5 | 0
2020 | NE_2_MAPP_US | NE | MAPP_US | Internal | Winter | B16 | 25 | 1600 | 0 | 55.11 | 48.11 | 5 | 0
2020 | NE_2_MAPP_US | NE | MAPP_US | Internal | Winter | B17 | 100 | 1600 | 0 | 43.96 | 39.28 | 5 | 0
2020 | NE_2_MAPP_US | NE | MAPP_US | Internal | Winter | B18 | 400 | 1600 | 0 | 43.06 | 36.06 | 5 | 0
2020 | NE_2_MAPP_US | NE | MAPP_US | Internal | Winter | B19 | 700 | 1600 | 0 | 42.82 | 36.06 | 5 | 0
2020 | NE_2_MAPP_US | NE | MAPP_US | Internal | Winter | B20 | 935 | 1600 | 0 | 40.91 | 33.91 | 5 | 0
2020 | NE_2_MISO_W | NE | MISO_W | Internal | Shoulder | B11 | 25 | 1600 | 0 | 58.61 | 55.98 | 5 | 0
2020 | NE_2_MISO_W | NE | MISO_W | Internal | Shoulder | B12 | 200 | 1600 | 0 | 44.35 | 46.4 | 5 | 0
2020 | NE_2_MISO_W | NE | MISO_W | Internal | Shoulder | B13 | 600 | 1600 | 0 | 41.97 | 41.61 | 5 | 0
2020 | NE_2_MISO_W | NE | MISO_W | Internal | Shoulder | B14 | 900 | 1600 | 0 | 41.19 | 39.99 | 5 | 0
2020 | NE_2_MISO_W | NE | MISO_W | Internal | Shoulder | B15 | 1203 | 1600 | 0 | 40.17 | 38.23 | 5 | 0
2020 | NE_2_MISO_W | NE | MISO_W | Internal | Summer | B1 | 10 | 1600 | 0 | 65.04 | 65.04 | 5 | 0
2020 | NE_2_MISO_W | NE | MISO_W | Internal | Summer | B2 | 25 | 1600 | 0 | 64.47 | 63.53 | 5 | 0
2020 | NE_2_MISO_W | NE | MISO_W | Internal | Summer | B3 | 75 | 1600 | 0 | 64.47 | 62.58 | 5 | 0
2020 | NE_2_MISO_W | NE | MISO_W | Internal | Summer | B4 | 100 | 1600 | 0 | 64.14 | 62.58 | 5 | 0
2020 | NE_2_MISO_W | NE | MISO_W | Internal | Summer | B5 | 200 | 1600 | 0 | 60.08 | 55.83 | 5 | 0
2020 | NE_2_MISO_W | NE | MISO_W | Internal | Summer | B6 | 300 | 1600 | 0 | 49.93 | 48.86 | 5 | 0
2020 | NE_2_MISO_W | NE | MISO_W | Internal | Summer | B7 | 400 | 1600 | 0 | 40.93 | 40.5 | 5 | 0
2020 | NE_2_MISO_W | NE | MISO_W | Internal | Summer | B8 | 500 | 1600 | 0 | 39.89 | 37.43 | 5 | 0
2020 | NE_2_MISO_W | NE | MISO_W | Internal | Summer | B9 | 800 | 1600 | 0 | 39.89 | 37.24 | 5 | 0
2020 | NE_2_MISO_W | NE | MISO_W | Internal | Summer | B10 | 1262 | 1600 | 0 | 37.25 | 35.65 | 5 | 0
2020 | NE_2_MISO_W | NE | MISO_W | Internal | Winter | B16 | 25 | 1600 | 0 | 55.11 | 55.11 | 5 | 0
2020 | NE_2_MISO_W | NE | MISO_W | Internal | Winter | B17 | 100 | 1600 | 0 | 43.96 | 46.28 | 5 | 0
2020 | NE_2_MISO_W | NE | MISO_W | Internal | Winter | B18 | 400 | 1600 | 0 | 43.06 | 42.76 | 5 | 0
2020 | NE_2_MISO_W | NE | MISO_W | Internal | Winter | B19 | 700 | 1600 | 0 | 42.82 | 41.34 | 5 | 0
2020 | NE_2_MISO_W | NE | MISO_W | Internal | Winter | B20 | 935 | 1600 | 0 | 40.91 | 37.14 | 5 | 0
2020 | NE_2_SPP_N | NE | SPP_N | Internal | Shoulder | B11 | 25 | 1800 | 1800 | 58.61 | 62.26 | 0.01 | 3.64
2020 | NE_2_SPP_N | NE | SPP_N | Internal | Shoulder | B12 | 200 | 1800 | 258.47 | 44.35 | 44.36 | 0.01 | 0
2020 | NE_2_SPP_N | NE | SPP_N | Internal | Shoulder | B13 | 600 | 1800 | 1035.65 | 41.97 | 41.98 | 0.01 | 0
2020 | NE_2_SPP_N | NE | SPP_N | Internal | Shoulder | B14 | 900 | 1800 | 298.61 | 41.19 | 41.21 | 0.01 | 0
2020 | NE_2_SPP_N | NE | SPP_N | Internal | Shoulder | B15 | 1203 | 1800 | 724.98 | 40.17 | 40.19 | 0.01 | 0
2020 | NE_2_SPP_N | NE | SPP_N | Internal | Summer | B1 | 10 | 1800 | 1799.98 | 65.04 | 66.03 | 0.01 | 0.98
2020 | NE_2_SPP_N | NE | SPP_N | Internal | Summer | B2 | 25 | 1800 | 1800 | 64.47 | 66.03 | 0.01 | 1.55
2020 | NE_2_SPP_N | NE | SPP_N | Internal | Summer | B3 | 75 | 1800 | 1799.99 | 64.47 | 64.79 | 0.01 | 0.31
2020 | NE_2_SPP_N | NE | SPP_N | Internal | Summer | B4 | 100 | 1800 | 1583.48 | 64.14 | 64.15 | 0.01 | 0
2020 | NE_2_SPP_N | NE | SPP_N | Internal | Summer | B5 | 200 | 1800 | 1195.92 | 60.08 | 60.09 | 0.01 | 0
2020 | NE_2_SPP_N | NE | SPP_N | Internal | Summer | B6 | 300 | 1800 | 1800 | 49.93 | 55.86 | 0.01 | 5.92
2020 | NE_2_SPP_N | NE | SPP_N | Internal | Summer | B7 | 400 | 1800 | 1800 | 40.93 | 47.5 | 0.01 | 6.55
2020 | NE_2_SPP_N | NE | SPP_N | Internal | Summer | B8 | 500 | 1800 | 1800 | 39.89 | 40.82 | 0.01 | 0.92
2020 | NE_2_SPP_N | NE | SPP_N | Internal | Summer | B9 | 800 | 1800 | 1800 | 39.89 | 40.14 | 0.01 | 0.23
2020 | NE_2_SPP_N | NE | SPP_N | Internal | Summer | B10 | 1262 | 1800 | 1800 | 37.25 | 38.7 | 0.01 | 1.43
2020 | NE_2_SPP_N | NE | SPP_N | Internal | Winter | B16 | 25 | 1800 | 1800 | 55.11 | 56.91 | 0.01 | 1.79
2020 | NE_2_SPP_N | NE | SPP_N | Internal | Winter | B17 | 100 | 1800 | 1138.28 | 43.96 | 43.97 | 0.01 | 0
2020 | NE_2_SPP_N | NE | SPP_N | Internal | Winter | B18 | 400 | 1800 | 1419.35 | 43.06 | 43.07 | 0.01 | 0
2020 | NE_2_SPP_N | NE | SPP_N | Internal | Winter | B19 | 700 | 1800 | 1255.51 | 42.82 | 42.83 | 0.01 | 0
2020 | NE_2_SPP_N | NE | SPP_N | Internal | Winter | B20 | 935 | 1800 | 1800 | 40.91 | 42.74 | 0.01 | 1.82
2020 | NEISO_2_NYISO_A-F | NEISO | NYISO_A-F | Internal | Shoulder | B11 | 25 | 600 | 167.31 | 37.67 | 40.67 | 3 | 0
2020 | NEISO_2_NYISO_A-F | NEISO | NYISO_A-F | Internal | Shoulder | B12 | 200 | 600 | 0 | 37.67 | 40.4 | 3 | 0
2020 | NEISO_2_NYISO_A-F | NEISO | NYISO_A-F | Internal | Shoulder | B13 | 600 | 600 | 0 | 37.67 | 39.85 | 3 | 0
2020 | NEISO_2_NYISO_A-F | NEISO | NYISO_A-F | Internal | Shoulder | B14 | 900 | 600 | 0 | 37.67 | 39.44 | 3 | 0
2020 | NEISO_2_NYISO_A-F | NEISO | NYISO_A-F | Internal | Shoulder | B15 | 1203 | 600 | 0 | 37.67 | 39.44 | 3 | 0
2020 | NEISO_2_NYISO_A-F | NEISO | NYISO_A-F | Internal | Summer | B1 | 10 | 600 | 0 | 75.39 | 59.07 | 3 | 0
2020 | NEISO_2_NYISO_A-F | NEISO | NYISO_A-F | Internal | Summer | B2 | 25 | 600 | 0 | 60.62 | 57.54 | 3 | 0
2020 | NEISO_2_NYISO_A-F | NEISO | NYISO_A-F | Internal | Summer | B3 | 75 | 600 | 0 | 50.14 | 52.87 | 3 | 0
2020 | NEISO_2_NYISO_A-F | NEISO | NYISO_A-F | Internal | Summer | B4 | 100 | 600 | 329.35 | 42.81 | 45.81 | 3 | 0
2020 | NEISO_2_NYISO_A-F | NEISO | NYISO_A-F | Internal | Summer | B5 | 200 | 600 | 600 | 34.9 | 44.74 | 3 | 6.85
2020 | NEISO_2_NYISO_A-F | NEISO | NYISO_A-F | Internal | Summer | B6 | 300 | 600 | 600 | 34.9 | 42.15 | 3 | 4.26
2020 | NEISO_2_NYISO_A-F | NEISO | NYISO_A-F | Internal | Summer | B7 | 400 | 600 | 600 | 34.9 | 40.49 | 3 | 2.59
2020 | NEISO_2_NYISO_A-F | NEISO | NYISO_A-F | Internal | Summer | B8 | 500 | 600 | 331.94 | 34.9 | 37.9 | 3 | 0
2020 | NEISO_2_NYISO_A-F | NEISO | NYISO_A-F | Internal | Summer | B9 | 800 | 600 | 0 | 34.9 | 37.87 | 3 | 0
2020 | NEISO_2_NYISO_A-F | NEISO | NYISO_A-F | Internal | Summer | B10 | 1262 | 600 | 0 | 34.9 | 37.87 | 3 | 0
2020 | NEISO_2_NYISO_A-F | NEISO | NYISO_A-F | Internal | Winter | B16 | 25 | 600 | 0 | 46.27 | 44.97 | 3 | 0
2020 | NEISO_2_NYISO_A-F | NEISO | NYISO_A-F | Internal | Winter | B17 | 100 | 600 | 0 | 46.27 | 43.27 | 3 | 0
2020 | NEISO_2_NYISO_A-F | NEISO | NYISO_A-F | Internal | Winter | B18 | 400 | 600 | 0 | 46.27 | 42.19 | 3 | 0
2020 | NEISO_2_NYISO_A-F | NEISO | NYISO_A-F | Internal | Winter | B19 | 700 | 600 | 0 | 46.27 | 42.19 | 3 | 0
2020 | NEISO_2_NYISO_A-F | NEISO | NYISO_A-F | Internal | Winter | B20 | 935 | 600 | 0 | 46.27 | 42.19 | 3 | 0
2020 | NEISO_2_NYISO_G-I | NEISO | NYISO_G-I | Internal | Shoulder | B11 | 25 | 600 | 600 | 37.67 | 53.27 | 3 | 12.6
2020 | NEISO_2_NYISO_G-I | NEISO | NYISO_G-I | Internal | Shoulder | B12 | 200 | 600 | 234.63 | 37.67 | 40.67 | 3 | 0
2020 | NEISO_2_NYISO_G-I | NEISO | NYISO_G-I | Internal | Shoulder | B13 | 600 | 600 | 0.02 | 37.67 | 40.66 | 3 | 0
2020 | NEISO_2_NYISO_G-I | NEISO | NYISO_G-I | Internal | Shoulder | B14 | 900 | 600 | 0 | 37.67 | 40.08 | 3 | 0
2020 | NEISO_2_NYISO_G-I | NEISO | NYISO_G-I | Internal | Shoulder | B15 | 1203 | 600 | 0 | 37.67 | 39.45 | 3 | 0
2020 | NEISO_2_NYISO_G-I | NEISO | NYISO_G-I | Internal | Summer | B1 | 10 | 600 | 366.41 | 75.39 | 78.39 | 3 | 0
2020 | NEISO_2_NYISO_G-I | NEISO | NYISO_G-I | Internal | Summer | B2 | 25 | 600 | 600 | 60.62 | 71.54 | 3 | 7.92
2020 | NEISO_2_NYISO_G-I | NEISO | NYISO_G-I | Internal | Summer | B3 | 75 | 600 | 555.44 | 50.14 | 53.14 | 3 | 0
2020 | NEISO_2_NYISO_G-I | NEISO | NYISO_G-I | Internal | Summer | B4 | 100 | 600 | 600 | 42.81 | 49.17 | 3 | 3.36
2020 | NEISO_2_NYISO_G-I | NEISO | NYISO_G-I | Internal | Summer | B5 | 200 | 600 | 600 | 34.9 | 49.17 | 3 | 11.27
2020 | NEISO_2_NYISO_G-I | NEISO | NYISO_G-I | Internal | Summer | B6 | 300 | 600 | 600 | 34.9 | 49.17 | 3 | 11.27
2020 | NEISO_2_NYISO_G-I | NEISO | NYISO_G-I | Internal | Summer | B7 | 400 | 600 | 600 | 34.9 | 48.12 | 3 | 10.23
2020 | NEISO_2_NYISO_G-I | NEISO | NYISO_G-I | Internal | Summer | B8 | 500 | 600 | 599.98 | 34.9 | 37.91 | 3 | 0.01
2020 | NEISO_2_NYISO_G-I | NEISO | NYISO_G-I | Internal | Summer | B9 | 800 | 600 | 0.02 | 34.9 | 37.88 | 3 | 0
2020 | NEISO_2_NYISO_G-I | NEISO | NYISO_G-I | Internal | Summer | B10 | 1262 | 600 | 0 | 34.9 | 37.88 | 3 | 0
2020 | NEISO_2_NYISO_G-I | NEISO | NYISO_G-I | Internal | Winter | B16 | 25 | 600 | 600 | 46.27 | 63.14 | 3 | 13.87
2020 | NEISO_2_NYISO_G-I | NEISO | NYISO_G-I | Internal | Winter | B17 | 100 | 600 | 600 | 46.27 | 53.57 | 3 | 4.3
2020 | NEISO_2_NYISO_G-I | NEISO | NYISO_G-I | Internal | Winter | B18 | 400 | 600 | 600 | 46.27 | 50.78 | 3 | 1.51
2020 | NEISO_2_NYISO_G-I | NEISO | NYISO_G-I | Internal | Winter | B19 | 700 | 600 | 600 | 46.27 | 49.36 | 3 | 0.08
2020 | NEISO_2_NYISO_G-I | NEISO | NYISO_G-I | Internal | Winter | B20 | 935 | 600 | 0 | 46.27 | 45.54 | 3 | 0
2020 | NEISO_2_NYISO_J-K | NEISO | NYISO_J-K | Internal | Shoulder | B11 | 25 | 430 | 430 | 37.67 | 53.28 | 3 | 12.61
2020 | NEISO_2_NYISO_J-K | NEISO | NYISO_J-K | Internal | Shoulder | B12 | 200 | 430 | 429.94 | 37.67 | 40.68 | 3 | 0.01
2020 | NEISO_2_NYISO_J-K | NEISO | NYISO_J-K | Internal | Shoulder | B13 | 600 | 430 | 236.69 | 37.67 | 40.67 | 3 | 0
2020 | NEISO_2_NYISO_J-K | NEISO | NYISO_J-K | Internal | Shoulder | B14 | 900 | 430 | 0 | 37.67 | 40.09 | 3 | 0
2020 | NEISO_2_NYISO_J-K | NEISO | NYISO_J-K | Internal | Shoulder | B15 | 1203 | 430 | 0 | 37.67 | 39.46 | 3 | 0
2020 | NEISO_2_NYISO_J-K | NEISO | NYISO_J-K | Internal | Summer | B1 | 10 | 430 | 428.94 | 75.39 | 78.4 | 3 | 0.01
2020 | NEISO_2_NYISO_J-K | NEISO | NYISO_J-K | Internal | Summer | B2 | 25 | 430 | 430 | 60.62 | 71.55 | 3 | 7.93
2020 | NEISO_2_NYISO_J-K | NEISO | NYISO_J-K | Internal | Summer | B3 | 75 | 430 | 429.85 | 50.14 | 53.15 | 3 | 0.01
2020 | NEISO_2_NYISO_J-K | NEISO | NYISO_J-K | Internal | Summer | B4 | 100 | 430 | 430 | 42.81 | 49.18 | 3 | 3.37
2020 | NEISO_2_NYISO_J-K | NEISO | NYISO_J-K | Internal | Summer | B5 | 200 | 430 | 430 | 34.9 | 49.18 | 3 | 11.28
2020 | NEISO_2_NYISO_J-K | NEISO | NYISO_J-K | Internal | Summer | B6 | 300 | 430 | 430 | 34.9 | 49.18 | 3 | 11.28
2020 | NEISO_2_NYISO_J-K | NEISO | NYISO_J-K | Internal | Summer | B7 | 400 | 430 | 430 | 34.9 | 48.14 | 3 | 10.24
2020 | NEISO_2_NYISO_J-K | NEISO | NYISO_J-K | Internal | Summer | B8 | 500 | 430 | 429.99 | 34.9 | 37.92 | 3 | 0.02
2020 | NEISO_2_NYISO_J-K | NEISO | NYISO_J-K | Internal | Summer | B9 | 800 | 430 | 202.12 | 34.9 | 37.9 | 3 | 0
2020 | NEISO_2_NYISO_J-K | NEISO | NYISO_J-K | Internal | Summer | B10 | 1262 | 430 | 93.03 | 34.9 | 37.9 | 3 | 0
2020 | NEISO_2_NYISO_J-K | NEISO | NYISO_J-K | Internal | Winter | B16 | 25 | 430 | 430 | 46.27 | 63.16 | 3 | 13.88
2020 | NEISO_2_NYISO_J-K | NEISO | NYISO_J-K | Internal | Winter | B17 | 100 | 430 | 430 | 46.27 | 53.58 | 3 | 4.31
2020 | NEISO_2_NYISO_J-K | NEISO | NYISO_J-K | Internal | Winter | B18 | 400 | 430 | 430 | 46.27 | 50.79 | 3 | 1.52
2020 | NEISO_2_NYISO_J-K | NEISO | NYISO_J-K | Internal | Winter | B19 | 700 | 430 | 430 | 46.27 | 49.37 | 3 | 0.09
2020 | NEISO_2_NYISO_J-K | NEISO | NYISO_J-K | Internal | Winter | B20 | 935 | 430 | 0 | 46.27 | 45.55 | 3 | 0
2020 | NonRTO_Midwest_2_MISO_IN | NonRTO_Midwest | MISO_IN | Internal | Shoulder | B11 | 25 | 4450 | 0 | 63.98 | 55.98 | 8 | 0
2020 | NonRTO_Midwest_2_MISO_IN | NonRTO_Midwest | MISO_IN | Internal | Shoulder | B12 | 200 | 4450 | 0 | 54.42 | 46.42 | 8 | 0
2020 | NonRTO_Midwest_2_MISO_IN | NonRTO_Midwest | MISO_IN | Internal | Shoulder | B13 | 600 | 4450 | 0 | 47.01 | 41.63 | 8 | 0
2020 | NonRTO_Midwest_2_MISO_IN | NonRTO_Midwest | MISO_IN | Internal | Shoulder | B14 | 900 | 4450 | 0 | 43.59 | 40.01 | 8 | 0
2020 | NonRTO_Midwest_2_MISO_IN | NonRTO_Midwest | MISO_IN | Internal | Shoulder | B15 | 1203 | 4450 | 0 | 36.65 | 38.23 | 8 | 0
2020 | NonRTO_Midwest_2_MISO_IN | NonRTO_Midwest | MISO_IN | Internal | Summer | B1 | 10 | 4450 | 0 | 68.51 | 65.05 | 8 | 0
2020 | NonRTO_Midwest_2_MISO_IN | NonRTO_Midwest | MISO_IN | Internal | Summer | B2 | 25 | 4450 | 0 | 68.51 | 63.54 | 8 | 0
2020 | NonRTO_Midwest_2_MISO_IN | NonRTO_Midwest | MISO_IN | Internal | Summer | B3 | 75 | 4450 | 0 | 68.51 | 61.15 | 8 | 0
2020 | NonRTO_Midwest_2_MISO_IN | NonRTO_Midwest | MISO_IN | Internal | Summer | B4 | 100 | 4450 | 0 | 68.51 | 60.51 | 8 | 0
2020 | NonRTO_Midwest_2_MISO_IN | NonRTO_Midwest | MISO_IN | Internal | Summer | B5 | 200 | 4450 | 0 | 63.81 | 55.81 | 8 | 0
2020 | NonRTO_Midwest_2_MISO_IN | NonRTO_Midwest | MISO_IN | Internal | Summer | B6 | 300 | 4450 | 0 | 56.15 | 48.15 | 8 | 0
2020 | NonRTO_Midwest_2_MISO_IN | NonRTO_Midwest | MISO_IN | Internal | Summer | B7 | 400 | 4450 | 0 | 44.7 | 40.5 | 8 | 0
2020 | NonRTO_Midwest_2_MISO_IN | NonRTO_Midwest | MISO_IN | Internal | Summer | B8 | 500 | 4450 | 0 | 38.2 | 37.46 | 8 | 0
2020 | NonRTO_Midwest_2_MISO_IN | NonRTO_Midwest | MISO_IN | Internal | Summer | B9 | 800 | 4450 | 0 | 37.38 | 37.24 | 8 | 0
2020 | NonRTO_Midwest_2_MISO_IN | NonRTO_Midwest | MISO_IN | Internal | Summer | B10 | 1262 | 4450 | 0 | 35.37 | 35.81 | 8 | 0
2020 | NonRTO_Midwest_2_MISO_IN | NonRTO_Midwest | MISO_IN | Internal | Winter | B16 | 25 | 4450 | 0 | 63.13 | 55.13 | 8 | 0
2020 | NonRTO_Midwest_2_MISO_IN | NonRTO_Midwest | MISO_IN | Internal | Winter | B17 | 100 | 4450 | 0 | 54.31 | 46.31 | 8 | 0
2020 | NonRTO_Midwest_2_MISO_IN | NonRTO_Midwest | MISO_IN | Internal | Winter | B18 | 400 | 4450 | 0 | 50.76 | 42.76 | 8 | 0
2020 | NonRTO_Midwest_2_MISO_IN | NonRTO_Midwest | MISO_IN | Internal | Winter | B19 | 700 | 4450 | 0 | 42.64 | 41.34 | 8 | 0
2020 | NonRTO_Midwest_2_MISO_IN | NonRTO_Midwest | MISO_IN | Internal | Winter | B20 | 935 | 4450 | 0 | 36.71 | 37.16 | 8 | 0
2020 | NonRTO_Midwest_2_TVA_Transmission | NonRTO_Midwest | TVA_Transmission | Internal | Shoulder | B11 | 25 | 2400 | 0 | 63.98 | 59.39 | 8 | 0
2020 | NonRTO_Midwest_2_TVA_Transmission | NonRTO_Midwest | TVA_Transmission | Internal | Shoulder | B12 | 200 | 2400 | 0 | 54.42 | 47.99 | 8 | 0
2020 | NonRTO_Midwest_2_TVA_Transmission | NonRTO_Midwest | TVA_Transmission | Internal | Shoulder | B13 | 600 | 2400 | 0 | 47.01 | 45.01 | 8 | 0
2020 | NonRTO_Midwest_2_TVA_Transmission | NonRTO_Midwest | TVA_Transmission | Internal | Shoulder | B14 | 900 | 2400 | 0 | 43.59 | 44.2 | 8 | 0
2020 | NonRTO_Midwest_2_TVA_Transmission | NonRTO_Midwest | TVA_Transmission | Internal | Shoulder | B15 | 1203 | 2400 | 0 | 36.65 | 42.51 | 8 | 0
2020 | NonRTO_Midwest_2_TVA_Transmission | NonRTO_Midwest | TVA_Transmission | Internal | Summer | B1 | 10 | 2400 | 0 | 68.51 | 73.05 | 8 | 0
2020 | NonRTO_Midwest_2_TVA_Transmission | NonRTO_Midwest | TVA_Transmission | Internal | Summer | B2 | 25 | 2400 | 0 | 68.51 | 71.53 | 8 | 0
2020 | NonRTO_Midwest_2_TVA_Transmission | NonRTO_Midwest | TVA_Transmission | Internal | Summer | B3 | 75 | 2400 | 0 | 68.51 | 67.28 | 8 | 0
2020 | NonRTO_Midwest_2_TVA_Transmission | NonRTO_Midwest | TVA_Transmission | Internal | Summer | B4 | 100 | 2400 | 0 | 68.51 | 67.05 | 8 | 0
2020 | NonRTO_Midwest_2_TVA_Transmission | NonRTO_Midwest | TVA_Transmission | Internal | Summer | B5 | 200 | 2400 | 0 | 63.81 | 59.08 | 8 | 0
2020 | NonRTO_Midwest_2_TVA_Transmission | NonRTO_Midwest | TVA_Transmission | Internal | Summer | B6 | 300 | 2400 | 0 | 56.15 | 54.87 | 8 | 0
2020 | NonRTO_Midwest_2_TVA_Transmission | NonRTO_Midwest | TVA_Transmission | Internal | Summer | B7 | 400 | 2400 | 0 | 44.7 | 46.91 | 8 | 0
2020 | NonRTO_Midwest_2_TVA_Transmission | NonRTO_Midwest | TVA_Transmission | Internal | Summer | B8 | 500 | 2400 | 0 | 38.2 | 41.97 | 8 | 0
2020 | NonRTO_Midwest_2_TVA_Transmission | NonRTO_Midwest | TVA_Transmission | Internal | Summer | B9 | 800 | 2400 | 0 | 37.38 | 41.62 | 8 | 0
2020 | NonRTO_Midwest_2_TVA_Transmission | NonRTO_Midwest | TVA_Transmission | Internal | Summer | B10 | 1262 | 2400 | 0 | 35.37 | 39.27 | 8 | 0
2020 | NonRTO_Midwest_2_TVA_Transmission | NonRTO_Midwest | TVA_Transmission | Internal | Winter | B16 | 25 | 2400 | 0 | 63.13 | 61.42 | 8 | 0
2020 | NonRTO_Midwest_2_TVA_Transmission | NonRTO_Midwest | TVA_Transmission | Internal | Winter | B17 | 100 | 2400 | 0 | 54.31 | 49.22 | 8 | 0
2020 | NonRTO_Midwest_2_TVA_Transmission | NonRTO_Midwest | TVA_Transmission | Internal | Winter | B18 | 400 | 2400 | 0 | 50.76 | 46.27 | 8 | 0
2020 | NonRTO_Midwest_2_TVA_Transmission | NonRTO_Midwest | TVA_Transmission | Internal | Winter | B19 | 700 | 2400 | 0 | 42.64 | 44.76 | 8 | 0
2020 | NonRTO_Midwest_2_TVA_Transmission | NonRTO_Midwest | TVA_Transmission | Internal | Winter | B20 | 935 | 2400 | 0 | 36.71 | 42.94 | 8 | 0
2020 | NYISO_A-F_2_IESO | NYISO_A-F | IESO | Internal | Shoulder | B11 | 25 | 1600 | 0 | 40.67 | 32.24 | 7 | 0
2020 | NYISO_A-F_2_IESO | NYISO_A-F | IESO | Internal | Shoulder | B12 | 200 | 1600 | 0 | 40.4 | 32.24 | 7 | 0
2020 | NYISO_A-F_2_IESO | NYISO_A-F | IESO | Internal | Shoulder | B13 | 600 | 1600 | 0 | 39.85 | 32.24 | 7 | 0
2020 | NYISO_A-F_2_IESO | NYISO_A-F | IESO | Internal | Shoulder | B14 | 900 | 1600 | 0 | 39.44 | 32.24 | 7 | 0
2020 | NYISO_A-F_2_IESO | NYISO_A-F | IESO | Internal | Shoulder | B15 | 1203 | 1600 | 0 | 39.44 | 32.24 | 7 | 0
2020 | NYISO_A-F_2_IESO | NYISO_A-F | IESO | Internal | Summer | B1 | 10 | 1600 | 0 | 59.07 | 52.07 | 7 | 0
2020 | NYISO_A-F_2_IESO | NYISO_A-F | IESO | Internal | Summer | B2 | 25 | 1600 | 0 | 57.54 | 50.54 | 7 | 0
2020 | NYISO_A-F_2_IESO | NYISO_A-F | IESO | Internal | Summer | B3 | 75 | 1600 | 0 | 52.87 | 43.47 | 7 | 0
2020 | NYISO_A-F_2_IESO | NYISO_A-F | IESO | Internal | Summer | B4 | 100 | 1600 | 0 | 45.81 | 37.74 | 7 | 0
2020 | NYISO_A-F_2_IESO | NYISO_A-F | IESO | Internal | Summer | B5 | 200 | 1600 | 0 | 44.74 | 37.74 | 7 | 0
2020 | NYISO_A-F_2_IESO | NYISO_A-F | IESO | Internal | Summer | B6 | 300 | 1600 | 0 | 42.15 | 35.15 | 7 | 0
2020 | NYISO_A-F_2_IESO | NYISO_A-F | IESO | Internal | Summer | B7 | 400 | 1600 | 0 | 40.49 | 33.49 | 7 | 0
2020 | NYISO_A-F_2_IESO | NYISO_A-F | IESO | Internal | Summer | B8 | 500 | 1600 | 0 | 37.9 | 30.47 | 7 | 0
2020 | NYISO_A-F_2_IESO | NYISO_A-F | IESO | Internal | Summer | B9 | 800 | 1600 | 0 | 37.87 | 30.47 | 7 | 0
2020 | NYISO_A-F_2_IESO | NYISO_A-F | IESO | Internal | Summer | B10 | 1262 | 1600 | 0 | 37.87 | 30.47 | 7 | 0
2020 | NYISO_A-F_2_IESO | NYISO_A-F | IESO | Internal | Winter | B16 | 25 | 1600 | 0 | 44.97 | 37.97 | 7 | 0
2020 | NYISO_A-F_2_IESO | NYISO_A-F | IESO | Internal | Winter | B17 | 100 | 1600 | 0 | 43.27 | 36.27 | 7 | 0
2020 | NYISO_A-F_2_IESO | NYISO_A-F | IESO | Internal | Winter | B18 | 400 | 1600 | 0 | 42.19 | 35.19 | 7 | 0
2020 | NYISO_A-F_2_IESO | NYISO_A-F | IESO | Internal | Winter | B19 | 700 | 1600 | 0 | 42.19 | 35.19 | 7 | 0
2020 | NYISO_A-F_2_IESO | NYISO_A-F | IESO | Internal | Winter | B20 | 935 | 1600 | 0 | 42.19 | 35.19 | 7 | 0
2020 | NYISO_A-F_2_NEISO | NYISO_A-F | NEISO | Internal | Shoulder | B11 | 25 | 600 | 0 | 40.67 | 37.67 | 3 | 0
2020 | NYISO_A-F_2_NEISO | NYISO_A-F | NEISO | Internal | Shoulder | B12 | 200 | 600 | 0 | 40.4 | 37.67 | 3 | 0
2020 | NYISO_A-F_2_NEISO | NYISO_A-F | NEISO | Internal | Shoulder | B13 | 600 | 600 | 0 | 39.85 | 37.67 | 3 | 0
2020 | NYISO_A-F_2_NEISO | NYISO_A-F | NEISO | Internal | Shoulder | B14 | 900 | 600 | 0 | 39.44 | 37.67 | 3 | 0
2020 | NYISO_A-F_2_NEISO | NYISO_A-F | NEISO | Internal | Shoulder | B15 | 1203 | 600 | 0 | 39.44 | 37.67 | 3 | 0
2020 | NYISO_A-F_2_NEISO | NYISO_A-F | NEISO | Internal | Summer | B1 | 10 | 600 | 600 | 59.07 | 75.39 | 3 | 13.32
2020 | NYISO_A-F_2_NEISO | NYISO_A-F | NEISO | Internal | Summer | B2 | 25 | 600 | 599.93 | 57.54 | 60.62 | 3 | 0.08
2020 | NYISO_A-F_2_NEISO | NYISO_A-F | NEISO | Internal | Summer | B3 | 75 | 600 | 0 | 52.87 | 50.14 | 3 | 0
2020 | NYISO_A-F_2_NEISO | NYISO_A-F | NEISO | Internal | Summer | B4 | 100 | 600 | 0 | 45.81 | 42.81 | 3 | 0
2020 | NYISO_A-F_2_NEISO | NYISO_A-F | NEISO | Internal | Summer | B5 | 200 | 600 | 0 | 44.74 | 34.9 | 3 | 0
2020 | NYISO_A-F_2_NEISO | NYISO_A-F | NEISO | Internal | Summer | B6 | 300 | 600 | 0 | 42.15 | 34.9 | 3 | 0
2020 | NYISO_A-F_2_NEISO | NYISO_A-F | NEISO | Internal | Summer | B7 | 400 | 600 | 0 | 40.49 | 34.9 | 3 | 0
2020 | NYISO_A-F_2_NEISO | NYISO_A-F | NEISO | Internal | Summer | B8 | 500 | 600 | 0 | 37.9 | 34.9 | 3 | 0
2020 | NYISO_A-F_2_NEISO | NYISO_A-F | NEISO | Internal | Summer | B9 | 800 | 600 | 0 | 37.87 | 34.9 | 3 | 0
2020 | NYISO_A-F_2_NEISO | NYISO_A-F | NEISO | Internal | Summer | B10 | 1262 | 600 | 0 | 37.87 | 34.9 | 3 | 0
2020 | NYISO_A-F_2_NEISO | NYISO_A-F | NEISO | Internal | Winter | B16 | 25 | 600 | 0 | 44.97 | 46.27 | 3 | 0
2020 | NYISO_A-F_2_NEISO | NYISO_A-F | NEISO | Internal | Winter | B17 | 100 | 600 | 536.45 | 43.27 | 46.27 | 3 | 0
2020 | NYISO_A-F_2_NEISO | NYISO_A-F | NEISO | Internal | Winter | B18 | 400 | 600 | 600 | 42.19 | 46.27 | 3 | 1.08
2020 | NYISO_A-F_2_NEISO | NYISO_A-F | NEISO | Internal | Winter | B19 | 700 | 600 | 600 | 42.19 | 46.27 | 3 | 1.08
2020 | NYISO_A-F_2_NEISO | NYISO_A-F | NEISO | Internal | Winter | B20 | 935 | 600 | 600 | 42.19 | 46.27 | 3 | 1.08
2020 | NYISO_A-F_2_NYISO_G-I | NYISO_A-F | NYISO_G-I | Internal | Shoulder | B11 | 25 | 4250 | 4250 | 40.67 | 53.27 | 0.01 | 12.59
2020 | NYISO_A-F_2_NYISO_G-I | NYISO_A-F | NYISO_G-I | Internal | Shoulder | B12 | 200 | 4250 | 4250 | 40.4 | 40.67 | 0.01 | 0.26
2020 | NYISO_A-F_2_NYISO_G-I | NYISO_A-F | NYISO_G-I | Internal | Shoulder | B13 | 600 | 4250 | 4250 | 39.85 | 40.66 | 0.01 | 0.8
2020 | NYISO_A-F_2_NYISO_G-I | NYISO_A-F | NYISO_G-I | Internal | Shoulder | B14 | 900 | 4250 | 4250 | 39.44 | 40.08 | 0.01 | 0.62
2020 | NYISO_A-F_2_NYISO_G-I | NYISO_A-F | NYISO_G-I | Internal | Shoulder | B15 | 1203 | 4250 | 2558.99 | 39.44 | 39.45 | 0.01 | 0
2020 | NYISO_A-F_2_NYISO_G-I | NYISO_A-F | NYISO_G-I | Internal | Summer | B1 | 10 | 4250 | 4250 | 59.07 | 78.39 | 0.01 | 19.31
2020 | NYISO_A-F_2_NYISO_G-I | NYISO_A-F | NYISO_G-I | Internal | Summer | B2 | 25 | 4250 | 4250 | 57.54 | 71.54 | 0.01 | 13.99
2020 | NYISO_A-F_2_NYISO_G-I | NYISO_A-F | NYISO_G-I | Internal | Summer | B3 | 75 | 4250 | 4249.99 | 52.87 | 53.14 | 0.01 | 0.25
2020 | NYISO_A-F_2_NYISO_G-I | NYISO_A-F | NYISO_G-I | Internal | Summer | B4 | 100 | 4250 | 4250 | 45.81 | 49.17 | 0.01 | 3.35
2020 | NYISO_A-F_2_NYISO_G-I | NYISO_A-F | NYISO_G-I | Internal | Summer | B5 | 200 | 4250 | 4250 | 44.74 | 49.17 | 0.01 | 4.42
2020 | NYISO_A-F_2_NYISO_G-I | NYISO_A-F | NYISO_G-I | Internal | Summer | B6 | 300 | 4250 | 4250 | 42.15 | 49.17 | 0.01 | 7
2020 | NYISO_A-F_2_NYISO_G-I | NYISO_A-F | NYISO_G-I | Internal | Summer | B7 | 400 | 4250 | 4250 | 40.49 | 48.12 | 0.01 | 7.63
2020 | NYISO_A-F_2_NYISO_G-I | NYISO_A-F | NYISO_G-I | Internal | Summer | B8 | 500 | 4250 | 3930.94 | 37.9 | 37.91 | 0.01 | 0
2020 | NYISO_A-F_2_NYISO_G-I | NYISO_A-F | NYISO_G-I | Internal | Summer | B9 | 800 | 4250 | 3629.66 | 37.87 | 37.88 | 0.01 | 0
2020 | NYISO_A-F_2_NYISO_G-I | NYISO_A-F | NYISO_G-I | Internal | Summer | B10 | 1262 | 4250 | 1382.17 | 37.87 | 37.88 | 0.01 | 0
2020 | NYISO_A-F_2_NYISO_G-I | NYISO_A-F | NYISO_G-I | Internal | Winter | B16 | 25 | 4250 | 4250 | 44.97 | 63.14 | 0.01 | 18.17
2020 | NYISO_A-F_2_NYISO_G-I | NYISO_A-F | NYISO_G-I | Internal | Winter | B17 | 100 | 4250 | 4250 | 43.27 | 53.57 | 0.01 | 10.29
2020 | NYISO_A-F_2_NYISO_G-I | NYISO_A-F | NYISO_G-I | Internal | Winter | B18 | 400 | 4250 | 4250 | 42.19 | 50.78 | 0.01 | 8.58
2020 | NYISO_A-F_2_NYISO_G-I | NYISO_A-F | NYISO_G-I | Internal | Winter | B19 | 700 | 4250 | 4250 | 42.19 | 49.36 | 0.01 | 7.15
2020 | NYISO_A-F_2_NYISO_G-I | NYISO_A-F | NYISO_G-I | Internal | Winter | B20 | 935 | 4250 | 4250 | 42.19 | 45.54 | 0.01 | 3.34
2020 | NYISO_A-F_2_PJM_ROM | NYISO_A-F | PJM_ROM | Internal | Shoulder | B11 | 25 | 1000 | 1000 | 40.67 | 53.97 | 8 | 5.3
2020 | NYISO_A-F_2_PJM_ROM | NYISO_A-F | PJM_ROM | Internal | Shoulder | B12 | 200 | 1000 | 452.7 | 40.4 | 48.4 | 8 | 0
2020 | NYISO_A-F_2_PJM_ROM | NYISO_A-F | PJM_ROM | Internal | Shoulder | B13 | 600 | 1000 | 0 | 39.85 | 43.58 | 8 | 0
2020 | NYISO_A-F_2_PJM_ROM | NYISO_A-F | PJM_ROM | Internal | Shoulder | B14 | 900 | 1000 | 0 | 39.44 | 42 | 8 | 0
2020 | NYISO_A-F_2_PJM_ROM | NYISO_A-F | PJM_ROM | Internal | Shoulder | B15 | 1203 | 1000 | 0 | 39.44 | 37.22 | 8 | 0
2020 | NYISO_A-F_2_PJM_ROM | NYISO_A-F | PJM_ROM | Internal | Summer | B1 | 10 | 1000 | 808.59 | 59.07 | 67.07 | 8 | 0
2020 | NYISO_A-F_2_PJM_ROM | NYISO_A-F | PJM_ROM | Internal | Summer | B2 | 25 | 1000 | 639.9 | 57.54 | 65.54 | 8 | 0
2020 | NYISO_A-F_2_PJM_ROM | NYISO_A-F | PJM_ROM | Internal | Summer | B3 | 75 | 1000 | 1000 | 52.87 | 61.27 | 8 | 0.4
2020 | NYISO_A-F_2_PJM_ROM | NYISO_A-F | PJM_ROM | Internal | Summer | B4 | 100 | 1000 | 1000 | 45.81 | 61.04 | 8 | 7.23
2020 | NYISO_A-F_2_PJM_ROM | NYISO_A-F | PJM_ROM | Internal | Summer | B5 | 200 | 1000 | 1000 | 44.74 | 53.82 | 8 | 1.08
2020 | NYISO_A-F_2_PJM_ROM | NYISO_A-F | PJM_ROM | Internal | Summer | B6 | 300 | 1000 | 13.74 | 42.15 | 50.15 | 8 | 0
2020 | NYISO_A-F_2_PJM_ROM | NYISO_A-F | PJM_ROM | Internal | Summer | B7 | 400 | 1000 | 0 | 40.49 | 42.14 | 8 | 0
2020 | NYISO_A-F_2_PJM_ROM | NYISO_A-F | PJM_ROM | Internal | Summer | B8 | 500 | 1000 | 0 | 37.9 | 38.43 | 8 | 0
2020 | NYISO_A-F_2_PJM_ROM | NYISO_A-F | PJM_ROM | Internal | Summer | B9 | 800 | 1000 | 0 | 37.87 | 37.59 | 8 | 0
2020 | NYISO_A-F_2_PJM_ROM | NYISO_A-F | PJM_ROM | Internal | Summer | B10 | 1262 | 1000 | 0 | 37.87 | 35.84 | 8 | 0
2020 | NYISO_A-F_2_PJM_ROM | NYISO_A-F | PJM_ROM | Internal | Winter | B16 | 25 | 1000 | 1000 | 44.97 | 57.13 | 8 | 4.17
2020 | NYISO_A-F_2_PJM_ROM | NYISO_A-F | PJM_ROM | Internal | Winter | B17 | 100 | 1000 | 0 | 43.27 | 48.31 | 8 | 0
2020 | NYISO_A-F_2_PJM_ROM | NYISO_A-F | PJM_ROM | Internal | Winter | B18 | 400 | 1000 | 0 | 42.19 | 44.77 | 8 | 0
2020 | NYISO_A-F_2_PJM_ROM | NYISO_A-F | PJM_ROM | Internal | Winter | B19 | 700 | 1000 | 0 | 42.19 | 43.34 | 8 | 0
2020 | NYISO_A-F_2_PJM_ROM | NYISO_A-F | PJM_ROM | Internal | Winter | B20 | 935 | 1000 | 0 | 42.19 | 38.43 | 8 | 0
2020 | NYISO_G-I_2_NEISO | NYISO_G-I | NEISO | Internal | Shoulder | B11 | 25 | 600 | 0 | 53.27 | 37.67 | 3 | 0
2020 | NYISO_G-I_2_NEISO | NYISO_G-I | NEISO | Internal | Shoulder | B12 | 200 | 600 | 0 | 40.67 | 37.67 | 3 | 0
2020 | NYISO_G-I_2_NEISO | NYISO_G-I | NEISO | Internal | Shoulder | B13 | 600 | 600 | 0 | 40.66 | 37.67 | 3 | 0
2020 | NYISO_G-I_2_NEISO | NYISO_G-I | NEISO | Internal | Shoulder | B14 | 900 | 600 | 0 | 40.08 | 37.67 | 3 | 0
2020 | NYISO_G-I_2_NEISO | NYISO_G-I | NEISO | Internal | Shoulder | B15 | 1203 | 600 | 0 | 39.45 | 37.67 | 3 | 0
2020 | NYISO_G-I_2_NEISO | NYISO_G-I | NEISO | Internal | Summer | B1 | 10 | 600 | 0 | 78.39 | 75.39 | 3 | 0
2020 | NYISO_G-I_2_NEISO | NYISO_G-I | NEISO | Internal | Summer | B2 | 25 | 600 | 0 | 71.54 | 60.62 | 3 | 0
2020 | NYISO_G-I_2_NEISO | NYISO_G-I | NEISO | Internal | Summer | B3 | 75 | 600 | 0 | 53.14 | 50.14 | 3 | 0
2020 | NYISO_G-I_2_NEISO | NYISO_G-I | NEISO | Internal | Summer | B4 | 100 | 600 | 0 | 49.17 | 42.81 | 3 | 0
2020 | NYISO_G-I_2_NEISO | NYISO_G-I | NEISO | Internal | Summer | B5 | 200 | 600 | 0 | 49.17 | 34.9 | 3 | 0
2020 | NYISO_G-I_2_NEISO | NYISO_G-I | NEISO | Internal | Summer | B6 | 300 | 600 | 0 | 49.17 | 34.9 | 3 | 0
2020 | NYISO_G-I_2_NEISO | NYISO_G-I | NEISO | Internal | Summer | B7 | 400 | 600 | 0 | 48.12 | 34.9 | 3 | 0
2020 | NYISO_G-I_2_NEISO | NYISO_G-I | NEISO | Internal | Summer | B8 | 500 | 600 | 0 | 37.91 | 34.9 | 3 | 0
2020 | NYISO_G-I_2_NEISO | NYISO_G-I | NEISO | Internal | Summer | B9 | 800 | 600 | 0 | 37.88 | 34.9 | 3 | 0
2020 | NYISO_G-I_2_NEISO | NYISO_G-I | NEISO | Internal | Summer | B10 | 1262 | 600 | 0 | 37.88 | 34.9 | 3 | 0
2020 | NYISO_G-I_2_NEISO | NYISO_G-I | NEISO | Internal | Winter | B16 | 25 | 600 | 0 | 63.14 | 46.27 | 3 | 0
2020 | NYISO_G-I_2_NEISO | NYISO_G-I | NEISO | Internal | Winter | B17 | 100 | 600 | 0 | 53.57 | 46.27 | 3 | 0
2020 | NYISO_G-I_2_NEISO | NYISO_G-I | NEISO | Internal | Winter | B18 | 400 | 600 | 0 | 50.78 | 46.27 | 3 | 0
2020 | NYISO_G-I_2_NEISO | NYISO_G-I | NEISO | Internal | Winter | B19 | 700 | 600 | 0 | 49.36 | 46.27 | 3 | 0
2020 | NYISO_G-I_2_NEISO | NYISO_G-I | NEISO | Internal | Winter | B20 | 935 | 600 | 0 | 45.54 | 46.27 | 3 | 0
2020 | NYISO_G-I_2_NYISO_A-F | NYISO_G-I | NYISO_A-F | Internal | Shoulder | B11 | 25 | 1999 | 0 | 53.27 | 40.67 | 0.01 | 0
2020 | NYISO_G-I_2_NYISO_A-F | NYISO_G-I | NYISO_A-F | Internal | Shoulder | B12 | 200 | 1999 | 0 | 40.67 | 40.4 | 0.01 | 0
2020 | NYISO_G-I_2_NYISO_A-F | NYISO_G-I | NYISO_A-F | Internal | Shoulder | B13 | 600 | 1999 | 0 | 40.66 | 39.85 | 0.01 | 0
2020 | NYISO_G-I_2_NYISO_A-F | NYISO_G-I | NYISO_A-F | Internal | Shoulder | B14 | 900 | 1999 | 0 | 40.08 | 39.44 | 0.01 | 0
2020 | NYISO_G-I_2_NYISO_A-F | NYISO_G-I | NYISO_A-F | Internal | Shoulder | B15 | 1203 | 1999 | 0 | 39.45 | 39.44 | 0.01 | 0
2020 | NYISO_G-I_2_NYISO_A-F | NYISO_G-I | NYISO_A-F | Internal | Summer | B1 | 10 | 1999 | 0 | 78.39 | 59.07 | 0.01 | 0
2020 | NYISO_G-I_2_NYISO_A-F | NYISO_G-I | NYISO_A-F | Internal | Summer | B2 | 25 | 1999 | 0 | 71.54 | 57.54 | 0.01 | 0
2020 | NYISO_G-I_2_NYISO_A-F | NYISO_G-I | NYISO_A-F | Internal | Summer | B3 | 75 | 1999 | 0 | 53.14 | 52.87 | 0.01 | 0
2020 | NYISO_G-I_2_NYISO_A-F | NYISO_G-I | NYISO_A-F | Internal | Summer | B4 | 100 | 1999 | 0 | 49.17 | 45.81 | 0.01 | 0
2020 | NYISO_G-I_2_NYISO_A-F | NYISO_G-I | NYISO_A-F | Internal | Summer | B5 | 200 | 1999 | 0 | 49.17 | 44.74 | 0.01 | 0
2020 | NYISO_G-I_2_NYISO_A-F | NYISO_G-I | NYISO_A-F | Internal | Summer | B6 | 300 | 1999 | 0 | 49.17 | 42.15 | 0.01 | 0
2020 | NYISO_G-I_2_NYISO_A-F | NYISO_G-I | NYISO_A-F | Internal | Summer | B7 | 400 | 1999 | 0 | 48.12 | 40.49 | 0.01 | 0
2020 | NYISO_G-I_2_NYISO_A-F | NYISO_G-I | NYISO_A-F | Internal | Summer | B8 | 500 | 1999 | 0.01 | 37.91 | 37.9 | 0.01 | 0
2020 | NYISO_G-I_2_NYISO_A-F | NYISO_G-I | NYISO_A-F | Internal | Summer | B9 | 800 | 1999 | 0 | 37.88 | 37.87 | 0.01 | 0
2020 | NYISO_G-I_2_NYISO_A-F | NYISO_G-I | NYISO_A-F | Internal | Summer | B10 | 1262 | 1999 | 0 | 37.88 | 37.87 | 0.01 | 0
2020 | NYISO_G-I_2_NYISO_A-F | NYISO_G-I | NYISO_A-F | Internal | Winter | B16 | 25 | 1999 | 0 | 63.14 | 44.97 | 0.01 | 0
2020 | NYISO_G-I_2_NYISO_A-F | NYISO_G-I | NYISO_A-F | Internal | Winter | B17 | 100 | 1999 | 0 | 53.57 | 43.27 | 0.01 | 0
2020 | NYISO_G-I_2_NYISO_A-F | NYISO_G-I | NYISO_A-F | Internal | Winter | B18 | 400 | 1999 | 0 | 50.78 | 42.19 | 0.01 | 0
2020 | NYISO_G-I_2_NYISO_A-F | NYISO_G-I | NYISO_A-F | Internal | Winter | B19 | 700 | 1999 | 0 | 49.36 | 42.19 | 0.01 | 0
2020 | NYISO_G-I_2_NYISO_A-F | NYISO_G-I | NYISO_A-F | Internal | Winter | B20 | 935 | 1999 | 0 | 45.54 | 42.19 | 0.01 | 0
2020 | NYISO_G-I_2_NYISO_J-K | NYISO_G-I | NYISO_J-K | Internal | Shoulder | B11 | 25 | 6130 | 4760.78 | 53.27 | 53.28 | 0.01 | 0
2020 | NYISO_G-I_2_NYISO_J-K | NYISO_G-I | NYISO_J-K | Internal | Shoulder | B12 | 200 | 6130 | 4447.24 | 40.67 | 40.68 | 0.01 | 0
2020 | NYISO_G-I_2_NYISO_J-K | NYISO_G-I | NYISO_J-K | Internal | Shoulder | B13 | 600 | 6130 | 4341.62 | 40.66 | 40.67 | 0.01 | 0
2020 | NYISO_G-I_2_NYISO_J-K | NYISO_G-I | NYISO_J-K | Internal | Shoulder | B14 | 900 | 6130 | 4502.69 | 40.08 | 40.09 | 0.01 | 0
2020 | NYISO_G-I_2_NYISO_J-K | NYISO_G-I | NYISO_J-K | Internal | Shoulder | B15 | 1203 | 6130 | 3260.63 | 39.45 | 39.46 | 0.01 | 0
2020 | NYISO_G-I_2_NYISO_J-K | NYISO_G-I | NYISO_J-K | Internal | Summer | B1 | 10 | 6130 | 4152.29 | 78.39 | 78.4 | 0.01 | 0
2020 | NYISO_G-I_2_NYISO_J-K | NYISO_G-I | NYISO_J-K | Internal | Summer | B2 | 25 | 6130 | 4050.23 | 71.54 | 71.55 | 0.01 | 0
2020 | NYISO_G-I_2_NYISO_J-K | NYISO_G-I | NYISO_J-K | Internal | Summer | B3 | 75 | 6130 | 2925.5 | 53.14 | 53.15 | 0.01 | 0
2020 | NYISO_G-I_2_NYISO_J-K | NYISO_G-I | NYISO_J-K | Internal | Summer | B4 | 100 | 6130 | 3245.37 | 49.17 | 49.18 | 0.01 | 0
2020 | NYISO_G-I_2_NYISO_J-K | NYISO_G-I | NYISO_J-K | Internal | Summer | B5 | 200 | 6130 | 4887.08 | 49.17 | 49.18 | 0.01 | 0
2020 | NYISO_G-I_2_NYISO_J-K | NYISO_G-I | NYISO_J-K | Internal | Summer | B6 | 300 | 6130 | 5089.1 | 49.17 | 49.18 | 0.01 | 0
2020 | NYISO_G-I_2_NYISO_J-K | NYISO_G-I | NYISO_J-K | Internal | Summer | B7 | 400 | 6130 | 5477.87 | 48.12 | 48.14 | 0.01 | 0
2020 | NYISO_G-I_2_NYISO_J-K | NYISO_G-I | NYISO_J-K | Internal | Summer | B8 | 500 | 6130 | 5106.89 | 37.91 | 37.92 | 0.01 | 0
2020 | NYISO_G-I_2_NYISO_J-K | NYISO_G-I | NYISO_J-K | Internal | Summer | B9 | 800 | 6130 | 4422.87 | 37.88 | 37.9 | 0.01 | 0
2020 | NYISO_G-I_2_NYISO_J-K | NYISO_G-I | NYISO_J-K | Internal | Summer | B10 | 1262 | 6130 | 2646.45 | 37.88 | 37.9 | 0.01 | 0
2020 | NYISO_G-I_2_NYISO_J-K | NYISO_G-I | NYISO_J-K | Internal | Winter | B16 | 25 | 6130 | 5446.44 | 63.14 | 63.16 | 0.01 | 0
2020 | NYISO_G-I_2_NYISO_J-K | NYISO_G-I | NYISO_J-K | Internal | Winter | B17 | 100 | 6130 | 5398.43 | 53.57 | 53.58 | 0.01 | 0
2020 | NYISO_G-I_2_NYISO_J-K | NYISO_G-I | NYISO_J-K | Internal | Winter | B18 | 400 | 6130 | 5790.25 | 50.78 | 50.79 | 0.01 | 0
2020 | NYISO_G-I_2_NYISO_J-K | NYISO_G-I | NYISO_J-K | Internal | Winter | B19 | 700 | 6130 | 5669.67 | 49.36 | 49.37 | 0.01 | 0
2020 | NYISO_G-I_2_NYISO_J-K | NYISO_G-I | NYISO_J-K | Internal | Winter | B20 | 935 | 6130 | 5792.45 | 45.54 | 45.55 | 0.01 | 0
2020 | NYISO_G-I_2_PJM_E | NYISO_G-I | PJM_E | Internal | Shoulder | B11 | 25 | 1500 | 0 | 53.27 | 53.96 | 8 | 0
2020 | NYISO_G-I_2_PJM_E | NYISO_G-I | PJM_E | Internal | Shoulder | B12 | 200 | 1500 | 0 | 40.67 | 48.39 | 8 | 0
2020 | NYISO_G-I_2_PJM_E | NYISO_G-I | PJM_E | Internal | Shoulder | B13 | 600 | 1500 | 0 | 40.66 | 43.57 | 8 | 0
2020 | NYISO_G-I_2_PJM_E | NYISO_G-I | PJM_E | Internal | Shoulder | B14 | 900 | 1500 | 0 | 40.08 | 41.99 | 8 | 0
2020 | NYISO_G-I_2_PJM_E | NYISO_G-I | PJM_E | Internal | Shoulder | B15 | 1203 | 1500 | 0 | 39.45 | 37.23 | 8 | 0
2020 | NYISO_G-I_2_PJM_E | NYISO_G-I | PJM_E | Internal | Summer | B1 | 10 | 1500 | 0 | 78.39 | 67.08 | 8 | 0
2020 | NYISO_G-I_2_PJM_E | NYISO_G-I | PJM_E | Internal | Summer | B2 | 25 | 1500 | 0 | 71.54 | 65.55 | 8 | 0
2020 | NYISO_G-I_2_PJM_E | NYISO_G-I | PJM_E | Internal | Summer | B3 | 75 | 1500 | 1499.98 | 53.14 | 61.26 | 8 | 0.12
2020 | NYISO_G-I_2_PJM_E | NYISO_G-I | PJM_E | Internal | Summer | B4 | 100 | 1500 | 1500 | 49.17 | 61.03 | 8 | 3.86
2020 | NYISO_G-I_2_PJM_E | NYISO_G-I | PJM_E | Internal | Summer | B5 | 200 | 1500 | 0 | 49.17 | 53.83 | 8 | 0
2020 | NYISO_G-I_2_PJM_E | NYISO_G-I | PJM_E | Internal | Summer | B6 | 300 | 1500 | 0 | 49.17 | 50.14 | 8 | 0
2020 | NYISO_G-I_2_PJM_E | NYISO_G-I | PJM_E | Internal | Summer | B7 | 400 | 1500 | 0 | 48.12 | 42.12 | 8 | 0
2020 | NYISO_G-I_2_PJM_E | NYISO_G-I | PJM_E | Internal | Summer | B8 | 500 | 1500 | 0 | 37.91 | 38.44 | 8 | 0
2020 | NYISO_G-I_2_PJM_E | NYISO_G-I | PJM_E | Internal | Summer | B9 | 800 | 1500 | 0 | 37.88 | 37.6 | 8 | 0
2020 | NYISO_G-I_2_PJM_E | NYISO_G-I | PJM_E | Internal | Summer | B10 | 1262 | 1500 | 0 | 37.88 | 35.83 | 8 | 0
2020 | NYISO_G-I_2_PJM_E | NYISO_G-I | PJM_E | Internal | Winter | B16 | 25 | 1500 | 0 | 63.14 | 57.14 | 8 | 0
2020 | NYISO_G-I_2_PJM_E | NYISO_G-I | PJM_E | Internal | Winter | B17 | 100 | 1500 | 0 | 53.57 | 48.32 | 8 | 0
2020 | NYISO_G-I_2_PJM_E | NYISO_G-I | PJM_E | Internal | Winter | B18 | 400 | 1500 | 0 | 50.78 | 44.78 | 8 | 0
2020 | NYISO_G-I_2_PJM_E | NYISO_G-I | PJM_E | Internal | Winter | B19 | 700 | 1500 | 0 | 49.36 | 43.36 | 8 | 0
2020 | NYISO_G-I_2_PJM_E | NYISO_G-I | PJM_E | Internal | Winter | B20 | 935 | 1500 | 0 | 45.54 | 38.44 | 8 | 0
2020 | NYISO_J-K_2_NEISO | NYISO_J-K | NEISO | Internal | Shoulder | B11 | 25 | 0.01 | 0 | 53.28 | 37.67 | 3 | 0.5
2020 | NYISO_J-K_2_NEISO | NYISO_J-K | NEISO | Internal | Shoulder | B12 | 200 | 0.01 | 0 | 40.68 | 37.67 | 3 | 0.08
2020 | NYISO_J-K_2_NEISO | NYISO_J-K | NEISO | Internal | Shoulder | B13 | 600 | 0.01 | 0 | 40.67 | 37.67 | 3 | 0.03
2020 | NYISO_J-K_2_NEISO | NYISO_J-K | NEISO | Internal | Shoulder | B14 | 900 | 0.01 | 0 | 40.09 | 37.67 | 3 | 0.02
2020 | NYISO_J-K_2_NEISO | NYISO_J-K | NEISO | Internal | Shoulder | B15 | 1203 | 0.01 | 0 | 39.46 | 37.67 | 3 | 0.01
2020 | NYISO_J-K_2_NEISO | NYISO_J-K | NEISO | Internal | Summer | B1 | 10 | 0.01 | 0 | 78.4 | 75.39 | 3 | 1.41
2020 | NYISO_J-K_2_NEISO | NYISO_J-K | NEISO | Internal | Summer | B2 | 25 | 0.01 | 0 | 71.55 | 60.62 | 3 | 0.51
2020 | NYISO_J-K_2_NEISO | NYISO_J-K | NEISO | Internal | Summer | B3 | 75 | 0.01 | 0 | 53.15 | 50.14 | 3 | 0.19
2020 | NYISO_J-K_2_NEISO | NYISO_J-K | NEISO | Internal | Summer | B4 | 100 | 0.01 | 0 | 49.18 | 42.81 | 3 | 0.14
2020 | NYISO_J-K_2_NEISO | NYISO_J-K | NEISO | Internal | Summer | B5 | 200 | 0.01 | 0 | 49.18 | 34.9 | 3 | 0.07
2020 | NYISO_J-K_2_NEISO | NYISO_J-K | NEISO | Internal | Summer | B6 | 300 | 0.01 | 0 | 49.18 | 34.9 | 3 | 0.05
2020 | NYISO_J-K_2_NEISO | NYISO_J-K | NEISO | Internal | Summer | B7 | 400 | 0.01 | 0 | 48.14 | 34.9 | 3 | 0.04
2020 | NYISO_J-K_2_NEISO | NYISO_J-K | NEISO | Internal | Summer | B8 | 500 | 0.01 | 0 | 37.92 | 34.9 | 3 | 0.03
2020 | NYISO_J-K_2_NEISO | NYISO_J-K | NEISO | Internal | Summer | B9 | 800 | 0.01 | 0 | 37.9 | 34.9 | 3 | 0.02
2020 | NYISO_J-K_2_NEISO | NYISO_J-K | NEISO | Internal | Summer | B10 | 1262 | 0.01 | 0 | 37.9 | 34.9 | 3 | 0.01
2020 | NYISO_J-K_2_NEISO | NYISO_J-K | NEISO | Internal | Winter | B16 | 25 | 0.01 | 0 | 63.16 | 46.27 | 3 | 0.5
2020 | NYISO_J-K_2_NEISO | NYISO_J-K | NEISO | Internal | Winter | B17 | 100 | 0.01 | 0 | 53.58 | 46.27 | 3 | 0.14
2020 | NYISO_J-K_2_NEISO | NYISO_J-K | NEISO | Internal | Winter | B18 | 400 | 0.01 | 0 | 50.79 | 46.27 | 3 | 0.04
2020 | NYISO_J-K_2_NEISO | NYISO_J-K | NEISO | Internal | Winter | B19 | 700 | 0.01 | 0 | 49.37 | 46.27 | 3 | 0.02
2020 | NYISO_J-K_2_NEISO | NYISO_J-K | NEISO | Internal | Winter | B20 | 935 | 0.01 | 0 | 45.55 | 46.27 | 3 | 0.02
2020 | NYISO_J-K_2_NYISO_G-I | NYISO_J-K | NYISO_G-I | Internal | Shoulder | B11 | 25 | 1999 | 0.25 | 53.28 | 53.27 | 0.01 | 0
2020 | NYISO_J-K_2_NYISO_G-I | NYISO_J-K | NYISO_G-I | Internal | Shoulder | B12 | 200 | 1999 | 0.03 | 40.68 | 40.67 | 0.01 | 0
2020 | NYISO_J-K_2_NYISO_G-I | NYISO_J-K | NYISO_G-I | Internal | Shoulder | B13 | 600 | 1999 | 0.01 | 40.67 | 40.66 | 0.01 | 0
2020 | NYISO_J-K_2_NYISO_G-I | NYISO_J-K | NYISO_G-I | Internal | Shoulder | B14 | 900 | 1999 | 0 | 40.09 | 40.08 | 0.01 | 0
2020 | NYISO_J-K_2_NYISO_G-I | NYISO_J-K | NYISO_G-I | Internal | Shoulder | B15 | 1203 | 1999 | 0 | 39.46 | 39.45 | 0.01 | 0
2020 | NYISO_J-K_2_NYISO_G-I | NYISO_J-K | NYISO_G-I | Internal | Summer | B1 | 10 | 1999 | 0.61 | 78.4 | 78.39 | 0.01 | 0
2020 | NYISO_J-K_2_NYISO_G-I | NYISO_J-K | NYISO_G-I | Internal | Summer | B2 | 25 | 1999 | 0.25 | 71.55 | 71.54 | 0.01 | 0
2020 | NYISO_J-K_2_NYISO_G-I | NYISO_J-K | NYISO_G-I | Internal | Summer | B3 | 75 | 1999 | 0.08 | 53.15 | 53.14 | 0.01 | 0
2020 | NYISO_J-K_2_NYISO_G-I | NYISO_J-K | NYISO_G-I | Internal | Summer | B4 | 100 | 1999 | 0.06 | 49.18 | 49.17 | 0.01 | 0
2020 | NYISO_J-K_2_NYISO_G-I | NYISO_J-K | NYISO_G-I | Internal | Summer | B5 | 200 | 1999 | 0.03 | 49.18 | 49.17 | 0.01 | 0
2020 | NYISO_J-K_2_NYISO_G-I | NYISO_J-K | NYISO_G-I | Internal | Summer | B6 | 300 | 1999 | 0.02 | 49.18 | 49.17 | 0.01 | 0
2020 | NYISO_J-K_2_NYISO_G-I | NYISO_J-K | NYISO_G-I | Internal | Summer | B7 | 400 | 1999 | 0.02 | 48.14 | 48.12 | 0.01 | 0
2020 | NYISO_J-K_2_NYISO_G-I | NYISO_J-K | NYISO_G-I | Internal | Summer | B8 | 500 | 1999 | 0.01 | 37.92 | 37.91 | 0.01 | 0
2020 | NYISO_J-K_2_NYISO_G-I | NYISO_J-K | NYISO_G-I | Internal | Summer | B9 | 800 | 1999 | 0 | 37.9 | 37.88 | 0.01 | 0
2020 | NYISO_J-K_2_NYISO_G-I | NYISO_J-K | NYISO_G-I | Internal | Summer | B10 | 1262 | 1999 | 0 | 37.9 | 37.88 | 0.01 | 0
2020 | NYISO_J-K_2_NYISO_G-I | NYISO_J-K | NYISO_G-I | Internal | Winter | B16 | 25 | 1999 | 0.24 | 63.16 | 63.14 | 0.01 | 0
2020 | NYISO_J-K_2_NYISO_G-I | NYISO_J-K | NYISO_G-I | Internal | Winter | B17 | 100 | 1999 | 0.06 | 53.58 | 53.57 | 0.01 | 0
2020 | NYISO_J-K_2_NYISO_G-I | NYISO_J-K | NYISO_G-I | Internal | Winter | B18 | 400 | 1999 | 0.02 | 50.79 | 50.78 | 0.01 | 0
2020 | NYISO_J-K_2_NYISO_G-I | NYISO_J-K | NYISO_G-I | Internal | Winter | B19 | 700 | 1999 | 0 | 49.37 | 49.36 | 0.01 | 0
2020 | NYISO_J-K_2_NYISO_G-I | NYISO_J-K | NYISO_G-I | Internal | Winter | B20 | 935 | 1999 | 0 | 45.55 | 45.54 | 0.01 | 0
2020 | NYISO_J-K_2_PJM_E | NYISO_J-K | PJM_E | Internal | Shoulder | B11 | 25 | 0.01 | 0 | 53.28 | 53.96 | 8 | 0.5
2020 | NYISO_J-K_2_PJM_E | NYISO_J-K | PJM_E | Internal | Shoulder | B12 | 200 | 0.01 | 0 | 40.68 | 48.39 | 8 | 0.09
2020 | NYISO_J-K_2_PJM_E | NYISO_J-K | PJM_E | Internal | Shoulder | B13 | 600 | 0.01 | 0 | 40.67 | 43.57 | 8 | 0.03
2020 | NYISO_J-K_2_PJM_E | NYISO_J-K | PJM_E | Internal | Shoulder | B14 | 900 | 0.01 | 0 | 40.09 | 41.99 | 8 | 0.02
2020 | NYISO_J-K_2_PJM_E | NYISO_J-K | PJM_E | Internal | Shoulder | B15 | 1203 | 0.01 | 0 | 39.46 | 37.23 | 8 | 0.01
2020 | NYISO_J-K_2_PJM_E | NYISO_J-K | PJM_E | Internal | Summer | B1 | 10 | 0.01 | 0 | 78.4 | 67.08 | 8 | 1.2
2020 | NYISO_J-K_2_PJM_E | NYISO_J-K | PJM_E | Internal | Summer | B2 | 25 | 0.01 | 0 | 71.55 | 65.55 | 8 | 0.51
2020 | NYISO_J-K_2_PJM_E | NYISO_J-K | PJM_E | Internal | Summer | B3 | 75 | 0.01 | 0 | 53.15 | 61.26 | 8 | 0.4
2020 | NYISO_J-K_2_PJM_E | NYISO_J-K | PJM_E | Internal | Summer | B4 | 100 | 0.01 | 0 | 49.18 | 61.03 | 8 | 4
2020 | NYISO_J-K_2_PJM_E | NYISO_J-K | PJM_E | Internal | Summer | B5 | 200 | 0.01 | 0 | 49.18 | 53.83 | 8 | 0.08
2020 | NYISO_J-K_2_PJM_E | NYISO_J-K | PJM_E | Internal | Summer | B6 | 300 | 0.01 | 0 | 49.18 | 50.14 | 8 | 0.05
2020 | NYISO_J-K_2_PJM_E | NYISO_J-K | PJM_E | Internal | Summer | B7 | 400 | 0.01 | 0 | 48.14 | 42.12 | 8 | 0.04
2020 | NYISO_J-K_2_PJM_E | NYISO_J-K | PJM_E | Internal | Summer | B8 | 500 | 0.01 | 0 | 37.92 | 38.44 | 8 | 0.03
2020 | NYISO_J-K_2_PJM_E | NYISO_J-K | PJM_E | Internal | Summer | B9 | 800 | 0.01 | 0 | 37.9 | 37.6 | 8 | 0.02
2020 | NYISO_J-K_2_PJM_E | NYISO_J-K | PJM_E | Internal | Summer | B10 | 1262 | 0.01 | 0 | 37.9 | 35.83 | 8 | 0.01
2020 | NYISO_J-K_2_PJM_E | NYISO_J-K | PJM_E | Internal | Winter | B16 | 25 | 0.01 | 0 | 63.16 | 57.14 | 8 | 0.51
2020 | NYISO_J-K_2_PJM_E | NYISO_J-K | PJM_E | Internal | Winter | B17 | 100 | 0.01 | 0 | 53.58 | 48.32 | 8 | 0.14
2020 | NYISO_J-K_2_PJM_E | NYISO_J-K | PJM_E | Internal | Winter | B18 | 400 | 0.01 | 0 | 50.79 | 44.78 | 8 | 0.04
2020 | NYISO_J-K_2_PJM_E | NYISO_J-K | PJM_E | Internal | Winter | B19 | 700 | 0.01 | 0 | 49.37 | 43.36 | 8 | 0.02
2020 | NYISO_J-K_2_PJM_E | NYISO_J-K | PJM_E | Internal | Winter | B20 | 935 | 0.01 | 0 | 45.55 | 38.44 | 8 | 0.02
2020 | PJM_E_2_NYISO_G-I | PJM_E | NYISO_G-I | Internal | Shoulder | B11 | 25 | 500 | 0 | 53.96 | 53.27 | 6 | 0
2020 | PJM_E_2_NYISO_G-I | PJM_E | NYISO_G-I | Internal | Shoulder | B12 | 200 | 500 | 0 | 48.39 | 40.67 | 6 | 0
2020 | PJM_E_2_NYISO_G-I | PJM_E | NYISO_G-I | Internal | Shoulder | B13 | 600 | 500 | 0 | 43.57 | 40.66 | 6 | 0
2020 | PJM_E_2_NYISO_G-I | PJM_E | NYISO_G-I | Internal | Shoulder | B14 | 900 | 500 | 0 | 41.99 | 40.08 | 6 | 0
2020 | PJM_E_2_NYISO_G-I | PJM_E | NYISO_G-I | Internal | Shoulder | B15 | 1203 | 500 | 0 | 37.23 | 39.45 | 6 | 0
2020 | PJM_E_2_NYISO_G-I | PJM_E | NYISO_G-I | Internal | Summer | B1 | 10 | 500 | 500 | 67.08 | 78.39 | 6 | 5.31
2020 | PJM_E_2_NYISO_G-I | PJM_E | NYISO_G-I | Internal | Summer | B2 | 25 | 500 | 0.36 | 65.55 | 71.54 | 6 | 0
2020 | PJM_E_2_NYISO_G-I | PJM_E | NYISO_G-I | Internal | Summer | B3 | 75 | 500 | 0 | 61.26 | 53.14 | 6 | 0
2020 | PJM_E_2_NYISO_G-I | PJM_E | NYISO_G-I | Internal | Summer | B4 | 100 | 500 | 0 | 61.03 | 49.17 | 6 | 0
2020 | PJM_E_2_NYISO_G-I | PJM_E | NYISO_G-I | Internal | Summer | B5 | 200 | 500 | 0 | 53.83 | 49.17 | 6 | 0
2020 | PJM_E_2_NYISO_G-I | PJM_E | NYISO_G-I | Internal | Summer | B6 | 300 | 500 | 0 | 50.14 | 49.17 | 6 | 0
2020 | PJM_E_2_NYISO_G-I | PJM_E | NYISO_G-I | Internal | Summer | B7 | 400 | 500 | 192.92 | 42.12 | 48.12 | 6 | 0
2020 | PJM_E_2_NYISO_G-I | PJM_E | NYISO_G-I | Internal | Summer | B8 | 500 | 500 | 0 | 38.44 | 37.91 | 6 | 0
2020 | PJM_E_2_NYISO_G-I | PJM_E | NYISO_G-I | Internal | Summer | B9 | 800 | 500 | 0 | 37.6 | 37.88 | 6 | 0
2020 | PJM_E_2_NYISO_G-I | PJM_E | NYISO_G-I | Internal | Summer | B10 | 1262 | 500 | 0 | 35.83 | 37.88 | 6 | 0
2020 | PJM_E_2_NYISO_G-I | PJM_E | NYISO_G-I | Internal | Winter | B16 | 25 | 500 | 180.84 | 57.14 | 63.14 | 6 | 0
2020 | PJM_E_2_NYISO_G-I | PJM_E | NYISO_G-I | Internal | Winter | B17 | 100 | 500 | 0 | 48.32 | 53.57 | 6 | 0
2020 | PJM_E_2_NYISO_G-I | PJM_E | NYISO_G-I | Internal | Winter | B18 | 400 | 500 | 320.86 | 44.78 | 50.78 | 6 | 0
2020 | PJM_E_2_NYISO_G-I | PJM_E | NYISO_G-I | Internal | Winter | B19 | 700 | 500 | 38.2 | 43.36 | 49.36 | 6 | 0
2020 | PJM_E_2_NYISO_G-I | PJM_E | NYISO_G-I | Internal | Winter | B20 | 935 | 500 | 500 | 38.44 | 45.54 | 6 | 1.1
2020 | PJM_E_2_NYISO_J-K | PJM_E | NYISO_J-K | Internal | Shoulder | B11 | 25 | 330 | 0 | 53.96 | 53.28 | 6 | 0
2020 | PJM_E_2_NYISO_J-K | PJM_E | NYISO_J-K | Internal | Shoulder | B12 | 200 | 330 | 0 | 48.39 | 40.68 | 6 | 0
2020 | PJM_E_2_NYISO_J-K | PJM_E | NYISO_J-K | Internal | Shoulder | B13 | 600 | 330 | 0 | 43.57 | 40.67 | 6 | 0
2020 | PJM_E_2_NYISO_J-K | PJM_E | NYISO_J-K | Internal | Shoulder | B14 | 900 | 330 | 0 | 41.99 | 40.09 | 6 | 0
2020 | PJM_E_2_NYISO_J-K | PJM_E | NYISO_J-K | Internal | Shoulder | B15 | 1203 | 330 | 0 | 37.23 | 39.46 | 6 | 0
2020 | PJM_E_2_NYISO_J-K | PJM_E | NYISO_J-K | Internal | Summer | B1 | 10 | 330 | 330 | 67.08 | 78.4 | 6 | 5.32
2020 | PJM_E_2_NYISO_J-K | PJM_E | NYISO_J-K | Internal | Summer | B2 | 25 | 330 | 5.32 | 65.55 | 71.55 | 6 | 0
2020 | PJM_E_2_NYISO_J-K | PJM_E | NYISO_J-K | Internal | Summer | B3 | 75 | 330 | 0 | 61.26 | 53.15 | 6 | 0
2020 | PJM_E_2_NYISO_J-K | PJM_E | NYISO_J-K | Internal | Summer | B4 | 100 | 330 | 0 | 61.03 | 49.18 | 6 | 0
2020 | PJM_E_2_NYISO_J-K | PJM_E | NYISO_J-K | Internal | Summer | B5 | 200 | 330 | 0 | 53.83 | 49.18 | 6 | 0
2020 | PJM_E_2_NYISO_J-K | PJM_E | NYISO_J-K | Internal | Summer | B6 | 300 | 330 | 0 | 50.14 | 49.18 | 6 | 0
2020 | PJM_E_2_NYISO_J-K | PJM_E | NYISO_J-K | Internal | Summer | B7 | 400 | 330 | 329.97 | 42.12 | 48.14 | 6 | 0.01
2020 | PJM_E_2_NYISO_J-K | PJM_E | NYISO_J-K | Internal | Summer | B8 | 500 | 330 | 0 | 38.44 | 37.92 | 6 | 0
2020 | PJM_E_2_NYISO_J-K | PJM_E | NYISO_J-K | Internal | Summer | B9 | 800 | 330 | 0 | 37.6 | 37.9 | 6 | 0
2020 | PJM_E_2_NYISO_J-K | PJM_E | NYISO_J-K | Internal | Summer | B10 | 1262 | 330 | 0 | 35.83 | 37.9 | 6 | 0
2020 | PJM_E_2_NYISO_J-K | PJM_E | NYISO_J-K | Internal | Winter | B16 | 25 | 330 | 329.54 | 57.14 | 63.16 | 6 | 0.01
2020 | PJM_E_2_NYISO_J-K | PJM_E | NYISO_J-K | Internal | Winter | B17 | 100 | 330 | 0 | 48.32 | 53.58 | 6 | 0
2020 | PJM_E_2_NYISO_J-K | PJM_E | NYISO_J-K | Internal | Winter | B18 | 400 | 330 | 329.97 | 44.78 | 50.79 | 6 | 0.01
2020 | PJM_E_2_NYISO_J-K | PJM_E | NYISO_J-K | Internal | Winter | B19 | 700 | 330 | 329.98 | 43.36 | 49.37 | 6 | 0.01
2020 | PJM_E_2_NYISO_J-K | PJM_E | NYISO_J-K | Internal | Winter | B20 | 935 | 330 | 330 | 38.44 | 45.55 | 6 | 1.11
2020 | PJM_E_2_PJM_ROM | PJM_E | PJM_ROM | Internal | Shoulder | B11 | 25 | 8000 | 2720.71 | 53.96 | 53.97 | 0.01 | 0
2020 | PJM_E_2_PJM_ROM | PJM_E | PJM_ROM | Internal | Shoulder | B12 | 200 | 8000 | 2785.53 | 48.39 | 48.4 | 0.01 | 0
2020 | PJM_E_2_PJM_ROM | PJM_E | PJM_ROM | Internal | Shoulder | B13 | 600 | 8000 | 3036.95 | 43.57 | 43.58 | 0.01 | 0
2020 | PJM_E_2_PJM_ROM | PJM_E | PJM_ROM | Internal | Shoulder | B14 | 900 | 8000 | 1253.55 | 41.99 | 42 | 0.01 | 0
2020 | PJM_E_2_PJM_ROM | PJM_E | PJM_ROM | Internal | Shoulder | B15 | 1203 | 8000 | 0 | 37.23 | 37.22 | 0.01 | 0
2020 | PJM_E_2_PJM_ROM | PJM_E | PJM_ROM | Internal | Summer | B1 | 10 | 8000 | 0.63 | 67.08 | 67.07 | 0.01 | 0
2020 | PJM_E_2_PJM_ROM | PJM_E | PJM_ROM | Internal | Summer | B2 | 25 | 8000 | 0.26 | 65.55 | 65.54 | 0.01 | 0
2020 | PJM_E_2_PJM_ROM | PJM_E | PJM_ROM | Internal | Summer | B3 | 75 | 8000 | 644.85 | 61.26 | 61.27 | 0.01 | 0
2020 | PJM_E_2_PJM_ROM | PJM_E | PJM_ROM | Internal | Summer | B4 | 100 | 8000 | 2569.83 | 61.03 | 61.04 | 0.01 | 0
2020 | PJM_E_2_PJM_ROM | PJM_E | PJM_ROM | Internal | Summer | B5 | 200 | 8000 | 0.03 | 53.83 | 53.82 | 0.01 | 0
2020 | PJM_E_2_PJM_ROM | PJM_E | PJM_ROM | Internal | Summer | B6 | 300 | 8000 | 698.4 | 50.14 | 50.15 | 0.01 | 0
2020 | PJM_E_2_PJM_ROM | PJM_E | PJM_ROM | Internal | Summer | B7 | 400 | 8000 | 1108.71 | 42.12 | 42.14 | 0.01 | 0
2020 | PJM_E_2_PJM_ROM | PJM_E | PJM_ROM | Internal | Summer | B8 | 500 | 8000 | 0.01 | 38.44 | 38.43 | 0.01 | 0
2020 | PJM_E_2_PJM_ROM | PJM_E | PJM_ROM | Internal | Summer | B9 | 800 | 8000 | 0 | 37.6 | 37.59 | 0.01 | 0
2020 | PJM_E_2_PJM_ROM | PJM_E | PJM_ROM | Internal | Summer | B10 | 1262 | 8000 | 105.24 | 35.83 | 35.84 | 0.01 | 0
2020 | PJM_E_2_PJM_ROM | PJM_E | PJM_ROM | Internal | Winter | B16 | 25 | 8000 | 0.26 | 57.14 | 57.13 | 0.01 | 0
2020 | PJM_E_2_PJM_ROM | PJM_E | PJM_ROM | Internal | Winter | B17 | 100 | 8000 | 0.06 | 48.32 | 48.31 | 0.01 | 0
2020 | PJM_E_2_PJM_ROM | PJM_E | PJM_ROM | Internal | Winter | B18 | 400 | 8000 | 0.02 | 44.78 | 44.77 | 0.01 | 0
2020 | PJM_E_2_PJM_ROM | PJM_E | PJM_ROM | Internal | Winter | B19 | 700 | 8000 | 0 | 43.36 | 43.34 | 0.01 | 0
2020 | PJM_E_2_PJM_ROM | PJM_E | PJM_ROM | Internal | Winter | B20 | 935 | 8000 | 0 | 38.44 | 38.43 | 0.01 | 0
2020 | PJM_ROR_2_MISO_IN | PJM_ROR | MISO_IN | Internal | Shoulder | B11 | 25 | 909 | 702.91 | 53.98 | 55.98 | 2 | 0
2020 | PJM_ROR_2_MISO_IN | PJM_ROR | MISO_IN | Internal | Shoulder | B12 | 200 | 909 | 0 | 48.41 | 46.42 | 2 | 0
2020 | PJM_ROR_2_MISO_IN | PJM_ROR | MISO_IN | Internal | Shoulder | B13 | 600 | 909 | 0 | 43.6 | 41.63 | 2 | 0
2020 | PJM_ROR_2_MISO_IN | PJM_ROR | MISO_IN | Internal | Shoulder | B14 | 900 | 909 | 0 | 41.99 | 40.01 | 2 | 0
2020 | PJM_ROR_2_MISO_IN | PJM_ROR | MISO_IN | Internal | Shoulder | B15 | 1203 | 909 | 0 | 37.21 | 38.23 | 2 | 0
2020 | PJM_ROR_2_MISO_IN | PJM_ROR | MISO_IN | Internal | Summer | B1 | 10 | 909 | 0 | 67.05 | 65.05 | 2 | 0
2020 | PJM_ROR_2_MISO_IN | PJM_ROR | MISO_IN | Internal | Summer | B2 | 25 | 909 | 0 | 65.53 | 63.54 | 2 | 0
2020 | PJM_ROR_2_MISO_IN | PJM_ROR | MISO_IN | Internal | Summer | B3 | 75 | 909 | 0 | 61.28 | 61.15 | 2 | 0
2020 | PJM_ROR_2_MISO_IN | PJM_ROR | MISO_IN | Internal | Summer | B4 | 100 | 909 | 0 | 61.05 | 60.51 | 2 | 0
2020 | PJM_ROR_2_MISO_IN | PJM_ROR | MISO_IN | Internal | Summer | B5 | 200 | 909 | 0.03 | 53.83 | 55.81 | 2 | 0
2020 | PJM_ROR_2_MISO_IN | PJM_ROR | MISO_IN | Internal | Summer | B6 | 300 | 909 | 0 | 50.14 | 48.15 | 2 | 0
2020 | PJM_ROR_2_MISO_IN | PJM_ROR | MISO_IN | Internal | Summer | B7 | 400 | 909 | 0 | 42.15 | 40.5 | 2 | 0
2020 | PJM_ROR_2_MISO_IN | PJM_ROR | MISO_IN | Internal | Summer | B8 | 500 | 909 | 0 | 38.42 | 37.46 | 2 | 0
2020 | PJM_ROR_2_MISO_IN | PJM_ROR | MISO_IN | Internal | Summer | B9 | 800 | 909 | 0 | 37.58 | 37.24 | 2 | 0
2020 | PJM_ROR_2_MISO_IN | PJM_ROR | MISO_IN | Internal | Summer | B10 | 1262 | 909 | 0 | 35.83 | 35.81 | 2 | 0
2020 | PJM_ROR_2_MISO_IN | PJM_ROR | MISO_IN | Internal | Winter | B16 | 25 | 909 | 0 | 57.12 | 55.13 | 2 | 0
2020 | PJM_ROR_2_MISO_IN | PJM_ROR | MISO_IN | Internal | Winter | B17 | 100 | 909 | 0 | 48.3 | 46.31 | 2 | 0
2020 | PJM_ROR_2_MISO_IN | PJM_ROR | MISO_IN | Internal | Winter | B18 | 400 | 909 | 0 | 44.76 | 42.76 | 2 | 0
2020 | PJM_ROR_2_MISO_IN | PJM_ROR | MISO_IN | Internal | Winter | B19 | 700 | 909 | 0 | 43.33 | 41.34 | 2 | 0
2020 | PJM_ROR_2_MISO_IN | PJM_ROR | MISO_IN | Internal | Winter | B20 | 935 | 909 | 0 | 38.42 | 37.16 | 2 | 0
2020 | PJM_ROR_2_MISO_MI | PJM_ROR | MISO_MI | Internal | Shoulder | B11 | 25 | 1305 | 0 | 53.98 | 53.36 | 2 | 0
2020 | PJM_ROR_2_MISO_MI | PJM_ROR | MISO_MI | Internal | Shoulder | B12 | 200 | 1305 | 0 | 48.41 | 46.41 | 2 | 0
2020 | PJM_ROR_2_MISO_MI | PJM_ROR | MISO_MI | Internal | Shoulder | B13 | 600 | 1305 | 0 | 43.6 | 41.64 | 2 | 0
2020 | PJM_ROR_2_MISO_MI | PJM_ROR | MISO_MI | Internal | Shoulder | B14 | 900 | 1305 | 0 | 41.99 | 40 | 2 | 0
2020 | PJM_ROR_2_MISO_MI | PJM_ROR | MISO_MI | Internal | Shoulder | B15 | 1203 | 1305 | 0 | 37.21 | 38.24 | 2 | 0
2020 | PJM_ROR_2_MISO_MI | PJM_ROR | MISO_MI | Internal | Summer | B1 | 10 | 1305 | 0 | 67.05 | 65.04 | 2 | 0
2020 | PJM_ROR_2_MISO_MI | PJM_ROR | MISO_MI | Internal | Summer | B2 | 25 | 1305 | 0 | 65.53 | 63.53 | 2 | 0
2020 | PJM_ROR_2_MISO_MI | PJM_ROR | MISO_MI | Internal | Summer | B3 | 75 | 1305 | 0 | 61.28 | 59.28 | 2 | 0
2020 | PJM_ROR_2_MISO_MI | PJM_ROR | MISO_MI | Internal | Summer | B4 | 100 | 1305 | 0 | 61.05 | 58.16 | 2 | 0
2020 | PJM_ROR_2_MISO_MI | PJM_ROR | MISO_MI | Internal | Summer | B5 | 200 | 1305 | 0 | 53.83 | 53 | 2 | 0
2020 | PJM_ROR_2_MISO_MI | PJM_ROR | MISO_MI | Internal | Summer | B6 | 300 | 1305 | 0 | 50.14 | 48.14 | 2 | 0
2020 | PJM_ROR_2_MISO_MI | PJM_ROR | MISO_MI | Internal | Summer | B7 | 400 | 1305 | 0 | 42.15 | 40.51 | 2 | 0
2020 | PJM_ROR_2_MISO_MI | PJM_ROR | MISO_MI | Internal | Summer | B8 | 500 | 1305 | 0 | 38.42 | 37.47 | 2 | 0
2020 | PJM_ROR_2_MISO_MI | PJM_ROR | MISO_MI | Internal | Summer | B9 | 800 | 1305 | 0 | 37.58 | 37.25 | 2 | 0
2020 | PJM_ROR_2_MISO_MI | PJM_ROR | MISO_MI | Internal | Summer | B10 | 1262 | 1305 | 0 | 35.83 | 35.82 | 2 | 0
2020 | PJM_ROR_2_MISO_MI | PJM_ROR | MISO_MI | Internal | Winter | B16 | 25 | 1305 | 0 | 57.12 | 55.12 | 2 | 0
2020 | PJM_ROR_2_MISO_MI | PJM_ROR | MISO_MI | Internal | Winter | B17 | 100 | 1305 | 0 | 48.3 | 46.3 | 2 | 0
2020 | PJM_ROR_2_MISO_MI | PJM_ROR | MISO_MI | Internal | Winter | B18 | 400 | 1305 | 0 | 44.76 | 42.76 | 2 | 0
2020 | PJM_ROR_2_MISO_MI | PJM_ROR | MISO_MI | Internal | Winter | B19 | 700 | 1305 | 0 | 43.33 | 41.36 | 2 | 0
2020 | PJM_ROR_2_MISO_MI | PJM_ROR | MISO_MI | Internal | Winter | B20 | 935 | 1305 | 0 | 38.42 | 37.17 | 2 | 0
2020 | PJM_ROR_2_MISO_MO-IL | PJM_ROR | MISO_MO-IL | Internal | Shoulder | B11 | 25 | 1111 | 1110.52 | 53.98 | 55.99 | 2 | 0.01
2020 | PJM_ROR_2_MISO_MO-IL | PJM_ROR | MISO_MO-IL | Internal | Shoulder | B12 | 200 | 1111 | 0 | 48.41 | 46.41 | 2 | 0
2020 | PJM_ROR_2_MISO_MO-IL | PJM_ROR | MISO_MO-IL | Internal | Shoulder | B13 | 600 | 1111 | 0 | 43.6 | 41.62 | 2 | 0
2020 | PJM_ROR_2_MISO_MO-IL | PJM_ROR | MISO_MO-IL | Internal | Shoulder | B14 | 900 | 1111 | 0 | 41.99 | 40 | 2 | 0
2020 | PJM_ROR_2_MISO_MO-IL | PJM_ROR | MISO_MO-IL | Internal | Shoulder | B15 | 1203 | 1111 | 0 | 37.21 | 38.22 | 2 | 0
2020 | PJM_ROR_2_MISO_MO-IL | PJM_ROR | MISO_MO-IL | Internal | Summer | B1 | 10 | 1111 | 0 | 67.05 | 65.05 | 2 | 0
2020 | PJM_ROR_2_MISO_MO-IL | PJM_ROR | MISO_MO-IL | Internal | Summer | B2 | 25 | 1111 | 0 | 65.53 | 63.53 | 2 | 0
2020 | PJM_ROR_2_MISO_MO-IL | PJM_ROR | MISO_MO-IL | Internal | Summer | B3 | 75 | 1111 | 0 | 61.28 | 61.14 | 2 | 0
2020 | PJM_ROR_2_MISO_MO-IL | PJM_ROR | MISO_MO-IL | Internal | Summer | B4 | 100 | 1111 | 0 | 61.05 | 60.52 | 2 | 0
2020 | PJM_ROR_2_MISO_MO-IL | PJM_ROR | MISO_MO-IL | Internal | Summer | B5 | 200 | 1111 | 0.06 | 53.83 | 55.82 | 2 | 0
2020 | PJM_ROR_2_MISO_MO-IL | PJM_ROR | MISO_MO-IL | Internal | Summer | B6 | 300 | 1111 | 0 | 50.14 | 48.17 | 2 | 0
2020 | PJM_ROR_2_MISO_MO-IL | PJM_ROR | MISO_MO-IL | Internal | Summer | B7 | 400 | 1111 | 0 | 42.15 | 40.49 | 2 | 0
2020 | PJM_ROR_2_MISO_MO-IL | PJM_ROR | MISO_MO-IL | Internal | Summer | B8 | 500 | 1111 | 0 | 38.42 | 37.44 | 2 | 0
2020 | PJM_ROR_2_MISO_MO-IL | PJM_ROR | MISO_MO-IL | Internal | Summer | B9 | 800 | 1111 | 0 | 37.58 | 37.23 | 2 | 0
2020 | PJM_ROR_2_MISO_MO-IL | PJM_ROR | MISO_MO-IL | Internal | Summer | B10 | 1262 | 1111 | 0 | 35.83 | 35.66 | 2 | 0
2020 | PJM_ROR_2_MISO_MO-IL | PJM_ROR | MISO_MO-IL | Internal | Winter | B16 | 25 | 1111 | 0 | 57.12 | 55.12 | 2 | 0
2020 | PJM_ROR_2_MISO_MO-IL | PJM_ROR | MISO_MO-IL | Internal | Winter | B17 | 100 | 1111 | 0 | 48.3 | 46.3 | 2 | 0
2020 | PJM_ROR_2_MISO_MO-IL | PJM_ROR | MISO_MO-IL | Internal | Winter | B18 | 400 | 1111 | 0 | 44.76 | 42.74 | 2 | 0
2020 | PJM_ROR_2_MISO_MO-IL | PJM_ROR | MISO_MO-IL | Internal | Winter | B19 | 700 | 1111 | 0 | 43.33 | 41.33 | 2 | 0
2020 | PJM_ROR_2_MISO_MO-IL | PJM_ROR | MISO_MO-IL | Internal | Winter | B20 | 935 | 1111 | 0 | 38.42 | 37.15 | 2 | 0
2020 | PJM_ROR_2_MISO_W | PJM_ROR | MISO_W | Internal | Shoulder | B11 | 25 | 709 | 465.36 | 53.98 | 55.98 | 2 | 0
2020 | PJM_ROR_2_MISO_W | PJM_ROR | MISO_W | Internal | Shoulder | B12 | 200 | 709 | 0 | 48.41 | 46.4 | 2 | 0
2020 | PJM_ROR_2_MISO_W | PJM_ROR | MISO_W | Internal | Shoulder | B13 | 600 | 709 | 0 | 43.6 | 41.61 | 2 | 0
2020 | PJM_ROR_2_MISO_W | PJM_ROR | MISO_W | Internal | Shoulder | B14 | 900 | 709 | 0 | 41.99 | 39.99 | 2 | 0
2020 | PJM_ROR_2_MISO_W | PJM_ROR | MISO_W | Internal | Shoulder | B15 | 1203 | 709 | 0 | 37.21 | 38.23 | 2 | 0
2020 | PJM_ROR_2_MISO_W | PJM_ROR | MISO_W | Internal | Summer | B1 | 10 | 709 | 0 | 67.05 | 65.04 | 2 | 0
2020 | PJM_ROR_2_MISO_W | PJM_ROR | MISO_W | Internal | Summer | B2 | 25 | 709 | 0 | 65.53 | 63.53 | 2 | 0
2020 | PJM_ROR_2_MISO_W | PJM_ROR | MISO_W | Internal | Summer | B3 | 75 | 709 | 0 | 61.28 | 62.58 | 2 | 0
2020 | PJM_ROR_2_MISO_W | PJM_ROR | MISO_W | Internal | Summer | B4 | 100 | 709 | 0 | 61.05 | 62.58 | 2 | 0
2020 | PJM_ROR_2_MISO_W | PJM_ROR | MISO_W | Internal | Summer | B5 | 200 | 709 | 222.96 | 53.83 | 55.83 | 2 | 0
2020 | PJM_ROR_2_MISO_W | PJM_ROR | MISO_W | Internal | Summer | B6 | 300 | 709 | 0 | 50.14 | 48.86 | 2 | 0
2020 | PJM_ROR_2_MISO_W | PJM_ROR | MISO_W | Internal | Summer | B7 | 400 | 709 | 0 | 42.15 | 40.5 | 2 | 0
2020 | PJM_ROR_2_MISO_W | PJM_ROR | MISO_W | Internal | Summer | B8 | 500 | 709 | 0 | 38.42 | 37.43 | 2 | 0
2020 | PJM_ROR_2_MISO_W | PJM_ROR | MISO_W | Internal | Summer | B9 | 800 | 709 | 0 | 37.58 | 37.24 | 2 | 0
2020 | PJM_ROR_2_MISO_W | PJM_ROR | MISO_W | Internal | Summer | B10 | 1262 | 709 | 0 | 35.83 | 35.65 | 2 | 0
2020 | PJM_ROR_2_MISO_W | PJM_ROR | MISO_W | Internal | Winter | B16 | 25 | 709 | 0 | 57.12 | 55.11 | 2 | 0
2020 | PJM_ROR_2_MISO_W | PJM_ROR | MISO_W | Internal | Winter | B17 | 100 | 709 | 0 | 48.3 | 46.28 | 2 | 0
2020 | PJM_ROR_2_MISO_W | PJM_ROR | MISO_W | Internal | Winter | B18 | 400 | 709 | 0 | 44.76 | 42.76 | 2 | 0
2020 | PJM_ROR_2_MISO_W | PJM_ROR | MISO_W | Internal | Winter | B19 | 700 | 709 | 0 | 43.33 | 41.34 | 2 | 0
2020 | PJM_ROR_2_MISO_W | PJM_ROR | MISO_W | Internal | Winter | B20 | 935 | 709 | 0 | 38.42 | 37.14 | 2 | 0
2020 | PJM_ROR_2_MISO_WUMS | PJM_ROR | MISO_WUMS | Internal | Shoulder | B11 | 25 | 1467 | 0 | 53.98 | 54.39 | 2 | 0
2020 | PJM_ROR_2_MISO_WUMS | PJM_ROR | MISO_WUMS | Internal | Shoulder | B12 | 200 | 1467 | 0 | 48.41 | 46.41 | 2 | 0
2020 | PJM_ROR_2_MISO_WUMS | PJM_ROR | MISO_WUMS | Internal | Shoulder | B13 | 600 | 1467 | 0 | 43.6 | 41.6 | 2 | 0
2020 | PJM_ROR_2_MISO_WUMS | PJM_ROR | MISO_WUMS | Internal | Shoulder | B14 | 900 | 1467 | 0 | 41.99 | 39.99 | 2 | 0
2020 | PJM_ROR_2_MISO_WUMS | PJM_ROR | MISO_WUMS | Internal | Shoulder | B15 | 1203 | 1467 | 0 | 37.21 | 36.91 | 2 | 0
2020 | PJM_ROR_2_MISO_WUMS | PJM_ROR | MISO_WUMS | Internal | Summer | B1 | 10 | 1467 | 0 | 67.05 | 63.4 | 2 | 0
2020 | PJM_ROR_2_MISO_WUMS | PJM_ROR | MISO_WUMS | Internal | Summer | B2 | 25 | 1467 | 0 | 65.53 | 63.4 | 2 | 0
2020 | PJM_ROR_2_MISO_WUMS | PJM_ROR | MISO_WUMS | Internal | Summer | B3 | 75 | 1467 | 0 | 61.28 | 59.88 | 2 | 0
2020 | PJM_ROR_2_MISO_WUMS | PJM_ROR | MISO_WUMS | Internal | Summer | B4 | 100 | 1467 | 0 | 61.05 | 59.88 | 2 | 0
2020 | PJM_ROR_2_MISO_WUMS | PJM_ROR | MISO_WUMS | Internal | Summer | B5 | 200 | 1467 | 0 | 53.83 | 51.83 | 2 | 0
2020 | PJM_ROR_2_MISO_WUMS | PJM_ROR | MISO_WUMS | Internal | Summer | B6 | 300 | 1467 | 0 | 50.14 | 48.14 | 2 | 0
2020 | PJM_ROR_2_MISO_WUMS | PJM_ROR | MISO_WUMS | Internal | Summer | B7 | 400 | 1467 | 0 | 42.15 | 40.49 | 2 | 0
2020 | PJM_ROR_2_MISO_WUMS | PJM_ROR | MISO_WUMS | Internal | Summer | B8 | 500 | 1467 | 0 | 38.42 | 37.42 | 2 | 0
2020 | PJM_ROR_2_MISO_WUMS | PJM_ROR | MISO_WUMS | Internal | Summer | B9 | 800 | 1467 | 0 | 37.58 | 37.23 | 2 | 0
2020 | PJM_ROR_2_MISO_WUMS | PJM_ROR | MISO_WUMS | Internal | Summer | B10 | 1262 | 1467 | 0 | 35.83 | 35.66 | 2 | 0
2020 | PJM_ROR_2_MISO_WUMS | PJM_ROR | MISO_WUMS | Internal | Winter | B16 | 25 | 1467 | 0 | 57.12 | 55.12 | 2 | 0
2020 | PJM_ROR_2_MISO_WUMS | PJM_ROR | MISO_WUMS | Internal | Winter | B17 | 100 | 1467 | 0 | 48.3 | 46.3 | 2 | 0
2020 | PJM_ROR_2_MISO_WUMS | PJM_ROR | MISO_WUMS | Internal | Winter | B18 | 400 | 1467 | 0 | 44.76 | 42.76 | 2 | 0
2020 | PJM_ROR_2_MISO_WUMS | PJM_ROR | MISO_WUMS | Internal | Winter | B19 | 700 | 1467 | 0 | 43.33 | 41.33 | 2 | 0
2020 | PJM_ROR_2_MISO_WUMS | PJM_ROR | MISO_WUMS | Internal | Winter | B20 | 935 | 1467 | 0 | 38.42 | 37.15 | 2 | 0
2020 | PJM_ROR_2_PJM_ROM | PJM_ROR | PJM_ROM | Internal | Shoulder | B11 | 25 | 8000 | 0.25 | 53.98 | 53.97 | 0.01 | 0
2020 | PJM_ROR_2_PJM_ROM | PJM_ROR | PJM_ROM | Internal | Shoulder | B12 | 200 | 8000 | 0.03 | 48.41 | 48.4 | 0.01 | 0
2020 | PJM_ROR_2_PJM_ROM | PJM_ROR | PJM_ROM | Internal | Shoulder | B13 | 600 | 8000 | 0.01 | 43.6 | 43.58 | 0.01 | 0
2020 | PJM_ROR_2_PJM_ROM | PJM_ROR | PJM_ROM | Internal | Shoulder | B14 | 900 | 8000 | 1062.23 | 41.99 | 42 | 0.01 | 0
2020 | PJM_ROR_2_PJM_ROM | PJM_ROR | PJM_ROM | Internal | Shoulder | B15 | 1203 | 8000 | 2883.96 | 37.21 | 37.22 | 0.01 | 0
2020 | PJM_ROR_2_PJM_ROM | PJM_ROR | PJM_ROM | Internal | Summer | B1 | 10 | 8000 | 2500.91 | 67.05 | 67.07 | 0.01 | 0
2020 | PJM_ROR_2_PJM_ROM | PJM_ROR | PJM_ROM | Internal | Summer | B2 | 25 | 8000 | 444.88 | 65.53 | 65.54 | 0.01 | 0
2020 | PJM_ROR_2_PJM_ROM | PJM_ROR | PJM_ROM | Internal | Summer | B3 | 75 | 8000 | 0.09 | 61.28 | 61.27 | 0.01 | 0
2020 | PJM_ROR_2_PJM_ROM | PJM_ROR | PJM_ROM | Internal | Summer | B4 | 100 | 8000 | 0.06 | 61.05 | 61.04 | 0.01 | 0
2020 | PJM_ROR_2_PJM_ROM | PJM_ROR | PJM_ROM | Internal | Summer | B5 | 200 | 8000 | 0.03 | 53.83 | 53.82 | 0.01 | 0
2020 | PJM_ROR_2_PJM_ROM | PJM_ROR | PJM_ROM | Internal | Summer | B6 | 300 | 8000 | 573.57 | 50.14 | 50.15 | 0.01 | 0
2020 | PJM_ROR_2_PJM_ROM | PJM_ROR | PJM_ROM | Internal | Summer | B7 | 400 | 8000 | 0.02 | 42.15 | 42.14 | 0.01 | 0
2020 | PJM_ROR_2_PJM_ROM | PJM_ROR | PJM_ROM | Internal | Summer | B8 | 500 | 8000 | 1417.75 | 38.42 | 38.43 | 0.01 | 0
2020 | PJM_ROR_2_PJM_ROM | PJM_ROR | PJM_ROM | Internal | Summer | B9 | 800 | 8000 | 2414.11 | 37.58 | 37.59 | 0.01 | 0
2020 | PJM_ROR_2_PJM_ROM | PJM_ROR | PJM_ROM | Internal | Summer | B10 | 1262 | 8000 | 2511.63 | 35.83 | 35.84 | 0.01 | 0
2020 | PJM_ROR_2_PJM_ROM | PJM_ROR | PJM_ROM | Internal | Winter | B16 | 25 | 8000 | 937.02 | 57.12 | 57.13 | 0.01 | 0
2020 | PJM_ROR_2_PJM_ROM | PJM_ROR | PJM_ROM | Internal | Winter | B17 | 100 | 8000 | 2994.41 | 48.3 | 48.31 | 0.01 | 0
2020 | PJM_ROR_2_PJM_ROM | PJM_ROR | PJM_ROM | Internal | Winter | B18 | 400 | 8000 | 6517.68 | 44.76 | 44.77 | 0.01 | 0
2020 | PJM_ROR_2_PJM_ROM | PJM_ROR | PJM_ROM | Internal | Winter | B19 | 700 | 8000 | 6115.27 | 43.33 | 43.34 | 0.01 | 0
2020 | PJM_ROR_2_PJM_ROM | PJM_ROR | PJM_ROM | Internal | Winter | B20 | 935 | 8000 | 5700.32 | 38.42 | 38.43 | 0.01 | 0
2020 | PJM_ROR_2_TVA_Transmission | PJM_ROR | TVA_Transmission | Internal | Shoulder | B11 | 25 | 2500 | 0.01 | 53.98 | 59.39 | 6 | 0
2020 | PJM_ROR_2_TVA_Transmission | PJM_ROR | TVA_Transmission | Internal | Shoulder | B12 | 200 | 2500 | 0 | 48.41 | 47.99 | 6 | 0
2020 | PJM_ROR_2_TVA_Transmission | PJM_ROR | TVA_Transmission | Internal | Shoulder | B13 | 600 | 2500 | 0 | 43.6 | 45.01 | 6 | 0
2020 | PJM_ROR_2_TVA_Transmission | PJM_ROR | TVA_Transmission | Internal | Shoulder | B14 | 900 | 2500 | 0 | 41.99 | 44.2 | 6 | 0
2020 | PJM_ROR_2_TVA_Transmission | PJM_ROR | TVA_Transmission | Internal | Shoulder | B15 | 1203 | 2500 | 0 | 37.21 | 42.51 | 6 | 0
2020 | PJM_ROR_2_TVA_Transmission | PJM_ROR | TVA_Transmission | Internal | Summer | B1 | 10 | 2500 | 1050.5 | 67.05 | 73.05 | 6 | 0
2020 | PJM_ROR_2_TVA_Transmission | PJM_ROR | TVA_Transmission | Internal | Summer | B2 | 25 | 2500 | 1891.38 | 65.53 | 71.53 | 6 | 0
2020 | PJM_ROR_2_TVA_Transmission | PJM_ROR | TVA_Transmission | Internal | Summer | B3 | 75 | 2500 | 441.66 | 61.28 | 67.28 | 6 | 0
2020 | PJM_ROR_2_TVA_Transmission | PJM_ROR | TVA_Transmission | Internal | Summer | B4 | 100 | 2500 | 499.44 | 61.05 | 67.05 | 6 | 0
2020 | PJM_ROR_2_TVA_Transmission | PJM_ROR | TVA_Transmission | Internal | Summer | B5 | 200 | 2500 | 0 | 53.83 | 59.08 | 6 | 0
2020 | PJM_ROR_2_TVA_Transmission | PJM_ROR | TVA_Transmission | Internal | Summer | B6 | 300 | 2500 | 0 | 50.14 | 54.87 | 6 | 0
2020 | PJM_ROR_2_TVA_Transmission | PJM_ROR | TVA_Transmission | Internal | Summer | B7 | 400 | 2500 | 0 | 42.15 | 46.91 | 6 | 0
2020 | PJM_ROR_2_TVA_Transmission | PJM_ROR | TVA_Transmission | Internal | Summer | B8 | 500 | 2500 | 0 | 38.42 | 41.97 | 6 | 0
2020 | PJM_ROR_2_TVA_Transmission | PJM_ROR | TVA_Transmission | Internal | Summer | B9 | 800 | 2500 | 0 | 37.58 | 41.62 | 6 | 0
2020 | PJM_ROR_2_TVA_Transmission | PJM_ROR | TVA_Transmission | Internal | Summer | B10 | 1262 | 2500 | 0 | 35.83 | 39.27 | 6 | 0
2020 | PJM_ROR_2_TVA_Transmission | PJM_ROR | TVA_Transmission | Internal | Winter | B16 | 25 | 2500 | 0 | 57.12 | 61.42 | 6 | 0
2020 | PJM_ROR_2_TVA_Transmission | PJM_ROR | TVA_Transmission | Internal | Winter | B17 | 100 | 2500 | 0 | 48.3 | 49.22 | 6 | 0
2020 | PJM_ROR_2_TVA_Transmission | PJM_ROR | TVA_Transmission | Internal | Winter | B18 | 400 | 2500 | 0 | 44.76 | 46.27 | 6 | 0
2020 | PJM_ROR_2_TVA_Transmission | PJM_ROR | TVA_Transmission | Internal | Winter | B19 | 700 | 2500 | 0 | 43.33 | 44.76 | 6 | 0
2020 | PJM_ROR_2_TVA_Transmission | PJM_ROR | TVA_Transmission | Internal | Winter | B20 | 935 | 2500 | 0 | 38.42 | 42.94 | 6 | 0
2020 | PJM_ROR_2_VACAR | PJM_ROR | VACAR | Internal | Shoulder | B11 | 25 | 3000 | 1620.02 | 53.98 | 59.98 | 6 | 0
2020 | PJM_ROR_2_VACAR | PJM_ROR | VACAR | Internal | Shoulder | B12 | 200 | 3000 | 0 | 48.41 | 48.47 | 6 | 0
2020 | PJM_ROR_2_VACAR | PJM_ROR | VACAR | Internal | Shoulder | B13 | 600 | 3000 | 0 | 43.6 | 47.31 | 6 | 0
2020 | PJM_ROR_2_VACAR | PJM_ROR | VACAR | Internal | Shoulder | B14 | 900 | 3000 | 0 | 41.99 | 45.83 | 6 | 0
2020 | PJM_ROR_2_VACAR | PJM_ROR | VACAR | Internal | Shoulder | B15 | 1203 | 3000 | 21.64 | 37.21 | 43.21 | 6 | 0
2020 | PJM_ROR_2_VACAR | PJM_ROR | VACAR | Internal | Summer | B1 | 10 | 3000 | 2049.05 | 67.05 | 73.05 | 6 | 0
2020 | PJM_ROR_2_VACAR | PJM_ROR | VACAR | Internal | Summer | B2 | 25 | 3000 | 3000 | 65.53 | 73.05 | 6 | 1.53
2020 | PJM_ROR_2_VACAR | PJM_ROR | VACAR | Internal | Summer | B3 | 75 | 3000 | 3000 | 61.28 | 73.05 | 6 | 5.77
2020 | PJM_ROR_2_VACAR | PJM_ROR | VACAR | Internal | Summer | B4 | 100 | 3000 | 2204.32 | 61.05 | 67.05 | 6 | 0
2020 | PJM_ROR_2_VACAR | PJM_ROR | VACAR | Internal | Summer | B5 | 200 | 3000 | 1627.83 | 53.83 | 59.83 | 6 | 0
2020 | PJM_ROR_2_VACAR | PJM_ROR | VACAR | Internal | Summer | B6 | 300 | 3000 | 1187.86 | 50.14 | 56.14 | 6 | 0
2020 | PJM_ROR_2_VACAR | PJM_ROR | VACAR | Internal | Summer | B7 | 400 | 3000 | 1704.62 | 42.15 | 48.15 | 6 | 0
2020 | PJM_ROR_2_VACAR | PJM_ROR | VACAR | Internal | Summer | B8 | 500 | 3000 | 1191.37 | 38.42 | 44.42 | 6 | 0
2020 | PJM_ROR_2_VACAR | PJM_ROR | VACAR | Internal | Summer | B9 | 800 | 3000 | 1828.95 | 37.58 | 43.58 | 6 | 0
2020 | PJM_ROR_2_VACAR | PJM_ROR | VACAR | Internal | Summer | B10 | 1262 | 3000 | 1192.74 | 35.83 | 41.83 | 6 | 0
2020 | PJM_ROR_2_VACAR | PJM_ROR | VACAR | Internal | Winter | B16 | 25 | 3000 | 2074.25 | 57.12 | 63.12 | 6 | 0
2020 | PJM_ROR_2_VACAR | PJM_ROR | VACAR | Internal | Winter | B17 | 100 | 3000 | 0 | 48.3 | 52.63 | 6 | 0
2020 | PJM_ROR_2_VACAR | PJM_ROR | VACAR | Internal | Winter | B18 | 400 | 3000 | 0 | 44.76 | 47.31 | 6 | 0
2020 | PJM_ROR_2_VACAR | PJM_ROR | VACAR | Internal | Winter | B19 | 700 | 3000 | 0 | 43.33 | 45.6 | 6 | 0
2020 | PJM_ROR_2_VACAR | PJM_ROR | VACAR | Internal | Winter | B20 | 935 | 3000 | 1945.93 | 38.42 | 44.42 | 6 | 0
2020 | PJM_ROM_2_NYISO_A-F | PJM_ROM | NYISO_A-F | Internal | Shoulder | B11 | 25 | 2000 | 0 | 53.97 | 40.67 | 6 | 0
2020 | PJM_ROM_2_NYISO_A-F | PJM_ROM | NYISO_A-F | Internal | Shoulder | B12 | 200 | 2000 | 0 | 48.4 | 40.4 | 6 | 0
2020 | PJM_ROM_2_NYISO_A-F | PJM_ROM | NYISO_A-F | Internal | Shoulder | B13 | 600 | 2000 | 0 | 43.58 | 39.85 | 6 | 0
2020 | PJM_ROM_2_NYISO_A-F | PJM_ROM | NYISO_A-F | Internal | Shoulder | B14 | 900 | 2000 | 0 | 42 | 39.44 | 6 | 0
2020 | PJM_ROM_2_NYISO_A-F | PJM_ROM | NYISO_A-F | Internal | Shoulder | B15 | 1203 | 2000 | 0 | 37.22 | 39.44 | 6 | 0
2020 | PJM_ROM_2_NYISO_A-F | PJM_ROM | NYISO_A-F | Internal | Summer | B1 | 10 | 2000 | 0 | 67.07 | 59.07 | 6 | 0
2020 | PJM_ROM_2_NYISO_A-F | PJM_ROM | NYISO_A-F | Internal | Summer | B2 | 25 | 2000 | 0 | 65.54 | 57.54 | 6 | 0
2020 | PJM_ROM_2_NYISO_A-F | PJM_ROM | NYISO_A-F | Internal | Summer | B3 | 75 | 2000 | 0 | 61.27 | 52.87 | 6 | 0
2020 | PJM_ROM_2_NYISO_A-F | PJM_ROM | NYISO_A-F | Internal | Summer | B4 | 100 | 2000 | 0 | 61.04 | 45.81 | 6 | 0
2020 | PJM_ROM_2_NYISO_A-F | PJM_ROM | NYISO_A-F | Internal | Summer | B5 | 200 | 2000 | 0 | 53.82 | 44.74 | 6 | 0
2020 | PJM_ROM_2_NYISO_A-F | PJM_ROM | NYISO_A-F | Internal | Summer | B6 | 300 | 2000 | 0 | 50.15 | 42.15 | 6 | 0
2020 | PJM_ROM_2_NYISO_A-F | PJM_ROM | NYISO_A-F | Internal | Summer | B7 | 400 | 2000 | 0 | 42.14 | 40.49 | 6 | 0
2020 | PJM_ROM_2_NYISO_A-F | PJM_ROM | NYISO_A-F | Internal | Summer | B8 | 500 | 2000 | 0 | 38.43 | 37.9 | 6 | 0
2020 | PJM_ROM_2_NYISO_A-F | PJM_ROM | NYISO_A-F | Internal | Summer | B9 | 800 | 2000 | 0 | 37.59 | 37.87 | 6 | 0
2020 | PJM_ROM_2_NYISO_A-F | PJM_ROM | NYISO_A-F | Internal | Summer | B10 | 1262 | 2000 | 0 | 35.84 | 37.87 | 6 | 0
2020 | PJM_ROM_2_NYISO_A-F | PJM_ROM | NYISO_A-F | Internal | Winter | B16 | 25 | 2000 | 0 | 57.13 | 44.97 | 6 | 0
2020 | PJM_ROM_2_NYISO_A-F | PJM_ROM | NYISO_A-F | Internal | Winter | B17 | 100 | 2000 | 0 | 48.31 | 43.27 | 6 | 0
2020 | PJM_ROM_2_NYISO_A-F | PJM_ROM | NYISO_A-F | Internal | Winter | B18 | 400 | 2000 | 0 | 44.77 | 42.19 | 6 | 0
2020 | PJM_ROM_2_NYISO_A-F | PJM_ROM | NYISO_A-F | Internal | Winter | B19 | 700 | 2000 | 0 | 43.34 | 42.19 | 6 | 0
2020 | PJM_ROM_2_NYISO_A-F | PJM_ROM | NYISO_A-F | Internal | Winter | B20 | 935 | 2000 | 0 | 38.43 | 42.19 | 6 | 0
2020 | PJM_ROM_2_PJM_E | PJM_ROM | PJM_E | Internal | Shoulder | B11 | 25 | 8000 | 0.25 | 53.97 | 53.96 | 0.01 | 0
2020 | PJM_ROM_2_PJM_E | PJM_ROM | PJM_E | Internal | Shoulder | B12 | 200 | 8000 | 0.03 | 48.4 | 48.39 | 0.01 | 0
2020 | PJM_ROM_2_PJM_E | PJM_ROM | PJM_E | Internal | Shoulder | B13 | 600 | 8000 | 0.01 | 43.58 | 43.57 | 0.01 | 0
2020 | PJM_ROM_2_PJM_E | PJM_ROM | PJM_E | Internal | Shoulder | B14 | 900 | 8000 | 0 | 42 | 41.99 | 0.01 | 0
2020 | PJM_ROM_2_PJM_E | PJM_ROM | PJM_E | Internal | Shoulder | B15 | 1203 | 8000 | 363.48 | 37.22 | 37.23 | 0.01 | 0
2020 | PJM_ROM_2_PJM_E | PJM_ROM | PJM_E | Internal | Summer | B1 | 10 | 8000 | 3108.81 | 67.07 | 67.08 | 0.01 | 0
2020 | PJM_ROM_2_PJM_E | PJM_ROM | PJM_E | Internal | Summer | B2 | 25 | 8000 | 1393.45 | 65.54 | 65.55 | 0.01 | 0
2020 | PJM_ROM_2_PJM_E | PJM_ROM | PJM_E | Internal | Summer | B3 | 75 | 8000 | 0.09 | 61.27 | 61.26 | 0.01 | 0
2020 | PJM_ROM_2_PJM_E | PJM_ROM | PJM_E | Internal | Summer | B4 | 100 | 8000 | 0.06 | 61.04 | 61.03 | 0.01 | 0
2020 | PJM_ROM_2_PJM_E | PJM_ROM | PJM_E | Internal | Summer | B5 | 200 | 8000 | 347.26 | 53.82 | 53.83 | 0.01 | 0
2020 | PJM_ROM_2_PJM_E | PJM_ROM | PJM_E | Internal | Summer | B6 | 300 | 8000 | 0.02 | 50.15 | 50.14 | 0.01 | 0
2020 | PJM_ROM_2_PJM_E | PJM_ROM | PJM_E | Internal | Summer | B7 | 400 | 8000 | 0.02 | 42.14 | 42.12 | 0.01 | 0
2020 | PJM_ROM_2_PJM_E | PJM_ROM | PJM_E | Internal | Summer | B8 | 500 | 8000 | 255.27 | 38.43 | 38.44 | 0.01 | 0
2020 | PJM_ROM_2_PJM_E | PJM_ROM | PJM_E | Internal | Summer | B9 | 800 | 8000 | 2193.22 | 37.59 | 37.6 | 0.01 | 0
2020 | PJM_ROM_2_PJM_E | PJM_ROM | PJM_E | Internal | Summer | B10 | 1262 | 8000 | 0 | 35.84 | 35.83 | 0.01 | 0
2020 | PJM_ROM_2_PJM_E | PJM_ROM | PJM_E | Internal | Winter | B16 | 25 | 8000 | 625.43 | 57.13 | 57.14 | 0.01 | 0
2020 | PJM_ROM_2_PJM_E | PJM_ROM | PJM_E | Internal | Winter | B17 | 100 | 8000 | 947.8 | 48.31 | 48.32 | 0.01 | 0
2020 | PJM_ROM_2_PJM_E | PJM_ROM | PJM_E | Internal | Winter | B18 | 400 | 8000 | 4895.59 | 44.77 | 44.78 | 0.01 | 0
2020 | PJM_ROM_2_PJM_E | PJM_ROM | PJM_E | Internal | Winter | B19 | 700 | 8000 | 3403.58 | 43.34 | 43.36 | 0.01 | 0
2020 | PJM_ROM_2_PJM_E | PJM_ROM | PJM_E | Internal | Winter | B20 | 935 | 8000 | 4190.29 | 38.43 | 38.44 | 0.01 | 0
2020 | PJM_ROM_2_PJM_ROR | PJM_ROM | PJM_ROR | Internal | Shoulder | B11 | 25 | 8000 | 2733.63 | 53.97 | 53.98 | 0.01 | 0
2020 | PJM_ROM_2_PJM_ROR | PJM_ROM | PJM_ROR | Internal | Shoulder | B12 | 200 | 8000 | 991.71 | 48.4 | 48.41 | 0.01 | 0
2020 | PJM_ROM_2_PJM_ROR | PJM_ROM | PJM_ROR | Internal | Shoulder | B13 | 600 | 8000 | 1544.67 | 43.58 | 43.6 | 0.01 | 0
2020 | PJM_ROM_2_PJM_ROR | PJM_ROM | PJM_ROR | Internal | Shoulder | B14 | 900 | 8000 | 0 | 42 | 41.99 | 0.01 | 0
2020 | PJM_ROM_2_PJM_ROR | PJM_ROM | PJM_ROR | Internal | Shoulder | B15 | 1203 | 8000 | 0 | 37.22 | 37.21 | 0.01 | 0
2020 | PJM_ROM_2_PJM_ROR | PJM_ROM | PJM_ROR | Internal | Summer | B1 | 10 | 8000 | 0.63 | 67.07 | 67.05 | 0.01 | 0
2020 | PJM_ROM_2_PJM_ROR | PJM_ROM | PJM_ROR | Internal | Summer | B2 | 25 | 8000 | 0.26 | 65.54 | 65.53 | 0.01 | 0
2020 | PJM_ROM_2_PJM_ROR | PJM_ROM | PJM_ROR | Internal | Summer | B3 | 75 | 8000 | 2201.31 | 61.27 | 61.28 | 0.01 | 0
2020 | PJM_ROM_2_PJM_ROR | PJM_ROM | PJM_ROR | Internal | Summer | B4 | 100 | 8000 | 5313.37 | 61.04 | 61.05 | 0.01 | 0
2020 | PJM_ROM_2_PJM_ROR | PJM_ROM | PJM_ROR | Internal | Summer | B5 | 200 | 8000 | 2676.04 | 53.82 | 53.83 | 0.01 | 0
2020 | PJM_ROM_2_PJM_ROR | PJM_ROM | PJM_ROR | Internal | Summer | B6 | 300 | 8000 | 0.02 | 50.15 | 50.14 | 0.01 | 0
2020 | PJM_ROM_2_PJM_ROR | PJM_ROM | PJM_ROR | Internal | Summer | B7 | 400 | 8000 | 526.32 | 42.14 | 42.15 | 0.01 | 0
2020 | PJM_ROM_2_PJM_ROR | PJM_ROM | PJM_ROR | Internal | Summer | B8 | 500 | 8000 | 0.01 | 38.43 | 38.42 | 0.01 | 0
2020 | PJM_ROM_2_PJM_ROR | PJM_ROM | PJM_ROR | Internal | Summer | B9 | 800 | 8000 | 0 | 37.59 | 37.58 | 0.01 | 0
2020 | PJM_ROM_2_PJM_ROR | PJM_ROM | PJM_ROR | Internal | Summer | B10 | 1262 | 8000 | 0 | 35.84 | 35.83 | 0.01 | 0
2020 | PJM_ROM_2_PJM_ROR | PJM_ROM | PJM_ROR | Internal | Winter | B16 | 25 | 8000 | 0.26 | 57.13 | 57.12 | 0.01 | 0
2020 | PJM_ROM_2_PJM_ROR | PJM_ROM | PJM_ROR | Internal | Winter | B17 | 100 | 8000 | 0.06 | 48.31 | 48.3 | 0.01 | 0
2020 | PJM_ROM_2_PJM_ROR | PJM_ROM | PJM_ROR | Internal | Winter | B18 | 400 | 8000 | 0.02 | 44.77 | 44.76 | 0.01 | 0
2020 | PJM_ROM_2_PJM_ROR | PJM_ROM | PJM_ROR | Internal | Winter | B19 | 700 | 8000 | 0 | 43.34 | 43.33 | 0.01 | 0
2020 | PJM_ROM_2_PJM_ROR | PJM_ROM | PJM_ROR | Internal | Winter | B20 | 935 | 8000 | 0 | 38.43 | 38.42 | 0.01 | 0
2020 | SOCO_2_ENT | SOCO | ENT | Internal | Shoulder | B11 | 25 | 2400 | 0 | 66.98 | 59.03 | 10 | 0
2020 | SOCO_2_ENT | SOCO | ENT | Internal | Shoulder | B12 | 200 | 2400 | 0 | 44.56 | 42.57 | 10 | 0
2020 | SOCO_2_ENT | SOCO | ENT | Internal | Shoulder | B13 | 600 | 2400 | 0 | 42.57 | 41.91 | 10 | 0
2020 | SOCO_2_ENT | SOCO | ENT | Internal | Shoulder | B14 | 900 | 2400 | 0 | 42.57 | 41.91 | 10 | 0
2020 | SOCO_2_ENT | SOCO | ENT | Internal | Shoulder | B15 | 1203 | 2400 | 0 | 42.1 | 41.61 | 10 | 0
2020 | SOCO_2_ENT | SOCO | ENT | Internal | Summer | B1 | 10 | 2400 | 0 | 71.02 | 68.21 | 10 | 0
2020 | SOCO_2_ENT | SOCO | ENT | Internal | Summer | B2 | 25 | 2400 | 0 | 71.02 | 63.53 | 10 | 0
2020 | SOCO_2_ENT | SOCO | ENT | Internal | Summer | B3 | 75 | 2400 | 0 | 69.69 | 61.69 | 10 | 0
2020 | SOCO_2_ENT | SOCO | ENT | Internal | Summer | B4 | 100 | 2400 | 0 | 69.69 | 61.69 | 10 | 0
2020 | SOCO_2_ENT | SOCO | ENT | Internal | Summer | B5 | 200 | 2400 | 0 | 66.83 | 58.83 | 10 | 0
2020 | SOCO_2_ENT | SOCO | ENT | Internal | Summer | B6 | 300 | 2400 | 0 | 63.14 | 55.14 | 10 | 0
2020 | SOCO_2_ENT | SOCO | ENT | Internal | Summer | B7 | 400 | 2400 | 0 | 55.15 | 47.15 | 10 | 0
2020 | SOCO_2_ENT | SOCO | ENT | Internal | Summer | B8 | 500 | 2400 | 0 | 44.75 | 40.8 | 10 | 0
2020 | SOCO_2_ENT | SOCO | ENT | Internal | Summer | B9 | 800 | 2400 | 0 | 42.32 | 40.59 | 10 | 0
2020 | SOCO_2_ENT | SOCO | ENT | Internal | Summer | B10 | 1262 | 2400 | 0 | 40.87 | 40.3 | 10 | 0
2020 | SOCO_2_ENT | SOCO | ENT | Internal | Winter | B16 | 25 | 2400 | 0 | 69.01 | 61.01 | 10 | 0
2020 | SOCO_2_ENT | SOCO | ENT | Internal | Winter | B17 | 100 | 2400 | 0 | 46.18 | 44.52 | 10 | 0
2020 | SOCO_2_ENT | SOCO | ENT | Internal | Winter | B18 | 400 | 2400 | 0 | 44.59 | 44.52 | 10 | 0
2020 | SOCO_2_ENT | SOCO | ENT | Internal | Winter | B19 | 700 | 2400 | 0 | 44.59 | 44.23 | 10 | 0
2020 | SOCO_2_ENT | SOCO | ENT | Internal | Winter | B20 | 935 | 2400 | 0 | 44.59 | 44.2 | 10 | 0
2020 | SOCO_2_FRCC | SOCO | FRCC | Internal | Shoulder | B11 | 25 | 3700 | 1170.89 | 66.98 | 76.98 | 10 | 0
2020 | SOCO_2_FRCC | SOCO | FRCC | Internal | Shoulder | B12 | 200 | 3700 | 1394.48 | 44.56 | 54.56 | 10 | 0
2020 | SOCO_2_FRCC | SOCO | FRCC | Internal | Shoulder | B13 | 600 | 3700 | 0 | 42.57 | 48.83 | 10 | 0
2020 | SOCO_2_FRCC | SOCO | FRCC | Internal | Shoulder | B14 | 900 | 3700 | 0 | 42.57 | 48.83 | 10 | 0
2020 | SOCO_2_FRCC | SOCO | FRCC | Internal | Shoulder | B15 | 1203 | 3700 | 0 | 42.1 | 46.83 | 10 | 0
2020 | SOCO_2_FRCC | SOCO | FRCC | Internal | Summer | B1 | 10 | 3700 | 58.67 | 71.02 | 81.02 | 10 | 0
2020 | SOCO_2_FRCC | SOCO | FRCC | Internal | Summer | B2 | 25 | 3700 | 0 | 71.02 | 76.76 | 10 | 0
2020 | SOCO_2_FRCC | SOCO | FRCC | Internal | Summer | B3 | 75 | 3700 | 0 | 69.69 | 76.76 | 10 | 0
2020 | SOCO_2_FRCC | SOCO | FRCC | Internal | Summer | B4 | 100 | 3700 | 0 | 69.69 | 76.76 | 10 | 0
2020 | SOCO_2_FRCC | SOCO | FRCC | Internal | Summer | B5 | 200 | 3700 | 0.01 | 66.83 | 76.76 | 10 | 0
2020 | SOCO_2_FRCC | SOCO | FRCC | Internal | Summer | B6 | 300 | 3700 | 283.74 | 63.14 | 73.14 | 10 | 0
2020 | SOCO_2_FRCC | SOCO | FRCC | Internal | Summer | B7 | 400 | 3700 | 1004.06 | 55.15 | 65.15 | 10 | 0
2020 | SOCO_2_FRCC | SOCO | FRCC | Internal | Summer | B8 | 500 | 3700 | 23.65 | 44.75 | 54.75 | 10 | 0
2020 | SOCO_2_FRCC | SOCO | FRCC | Internal | Summer | B9 | 800 | 3700 | 0 | 42.32 | 48.1 | 10 | 0
2020 | SOCO_2_FRCC | SOCO | FRCC | Internal | Summer | B10 | 1262 | 3700 | 0 | 40.87 | 46.13 | 10 | 0
2020 | SOCO_2_FRCC | SOCO | FRCC | Internal | Winter | B16 | 25 | 3700 | 0 | 69.01 | 77.21 | 10 | 0
2020 | SOCO_2_FRCC | SOCO | FRCC | Internal | Winter | B17 | 100 | 3700 | 821.13 | 46.18 | 56.18 | 10 | 0
2020 | SOCO_2_FRCC | SOCO | FRCC | Internal | Winter | B18 | 400 | 3700 | 0 | 44.59 | 51.07 | 10 | 0
2020 | SOCO_2_FRCC | SOCO | FRCC | Internal | Winter | B19 | 700 | 3700 | 0 | 44.59 | 50.62 | 10 | 0
2020 | SOCO_2_FRCC | SOCO | FRCC | Internal | Winter | B20 | 935 | 3700 | 0 | 44.59 | 48.97 | 10 | 0
2020 | SOCO_2_TVA_Transmission | SOCO | TVA_Transmission | Internal | Shoulder | B11 | 25 | 2600 | 0 | 66.98 | 59.39 | 10 | 0
2020 | SOCO_2_TVA_Transmission | SOCO | TVA_Transmission | Internal | Shoulder | B12 | 200 | 2600 | 0 | 44.56 | 47.99 | 10 | 0
2020 | SOCO_2_TVA_Transmission | SOCO | TVA_Transmission | Internal | Shoulder | B13 | 600 | 2600 | 0 | 42.57 | 45.01 | 10 | 0
2020 | SOCO_2_TVA_Transmission | SOCO | TVA_Transmission | Internal | Shoulder | B14 | 900 | 2600 | 0 | 42.57 | 44.2 | 10 | 0
2020 | SOCO_2_TVA_Transmission | SOCO | TVA_Transmission | Internal | Shoulder | B15 | 1203 | 2600 | 0 | 42.1 | 42.51 | 10 | 0
2020 | SOCO_2_TVA_Transmission | SOCO | TVA_Transmission | Internal | Summer | B1 | 10 | 2600 | 0 | 71.02 | 73.05 | 10 | 0
2020 | SOCO_2_TVA_Transmission | SOCO | TVA_Transmission | Internal | Summer | B2 | 25 | 2600 | 0 | 71.02 | 71.53 | 10 | 0
2020 | SOCO_2_TVA_Transmission | SOCO | TVA_Transmission | Internal | Summer | B3 | 75 | 2600 | 0 | 69.69 | 67.28 | 10 | 0
2020 | SOCO_2_TVA_Transmission | SOCO | TVA_Transmission | Internal | Summer | B4 | 100 | 2600 | 0 | 69.69 | 67.05 | 10 | 0
2020 | SOCO_2_TVA_Transmission | SOCO | TVA_Transmission | Internal | Summer | B5 | 200 | 2600 | 0 | 66.83 | 59.08 | 10 | 0
2020 | SOCO_2_TVA_Transmission | SOCO | TVA_Transmission | Internal | Summer | B6 | 300 | 2600 | 0 | 63.14 | 54.87 | 10 | 0
2020 | SOCO_2_TVA_Transmission | SOCO | TVA_Transmission | Internal | Summer | B7 | 400 | 2600 | 0 | 55.15 | 46.91 | 10 | 0
2020 | SOCO_2_TVA_Transmission | SOCO | TVA_Transmission | Internal | Summer | B8 | 500 | 2600 | 0 | 44.75 | 41.97 | 10 | 0
2020 | SOCO_2_TVA_Transmission | SOCO | TVA_Transmission | Internal | Summer | B9 | 800 | 2600 | 0 | 42.32 | 41.62 | 10 | 0
2020 | SOCO_2_TVA_Transmission | SOCO | TVA_Transmission | Internal | Summer | B10 | 1262 | 2600 | 0 | 40.87 | 39.27 | 10 | 0
2020 | SOCO_2_TVA_Transmission | SOCO | TVA_Transmission | Internal | Winter | B16 | 25 | 2600 | 0 | 69.01 | 61.42 | 10 | 0
2020 | SOCO_2_TVA_Transmission | SOCO | TVA_Transmission | Internal | Winter | B17 | 100 | 2600 | 0 | 46.18 | 49.22 | 10 | 0
2020 | SOCO_2_TVA_Transmission | SOCO | TVA_Transmission | Internal | Winter | B18 | 400 | 2600 | 0 | 44.59 | 46.27 | 10 | 0
2020 | SOCO_2_TVA_Transmission | SOCO | TVA_Transmission | Internal | Winter | B19 | 700 | 2600 | 0 | 44.59 | 44.76 | 10 | 0
2020 | SOCO_2_TVA_Transmission | SOCO | TVA_Transmission | Internal | Winter | B20 | 935 | 2600 | 0 | 44.59 | 42.94 | 10 | 0
2020 | SOCO_2_VACAR | SOCO | VACAR | Internal | Shoulder | B11 | 25 | 2000 | 0 | 66.98 | 59.98 | 10 | 0
2020 | SOCO_2_VACAR | SOCO | VACAR | Internal | Shoulder | B12 | 200 | 2000 | 0 | 44.56 | 48.47 | 10 | 0
2020 | SOCO_2_VACAR | SOCO | VACAR | Internal | Shoulder | B13 | 600 | 2000 | 0 | 42.57 | 47.31 | 10 | 0
2020 | SOCO_2_VACAR | SOCO | VACAR | Internal | Shoulder | B14 | 900 | 2000 | 0 | 42.57 | 45.83 | 10 | 0
2020 | SOCO_2_VACAR | SOCO | VACAR | Internal | Shoulder | B15 | 1203 | 2000 | 0 | 42.1 | 43.21 | 10 | 0
2020 | SOCO_2_VACAR | SOCO | VACAR | Internal | Summer | B1 | 10 | 2000 | 0 | 71.02 | 73.05 | 10 | 0
2020 | SOCO_2_VACAR | SOCO | VACAR | Internal | Summer | B2 | 25 | 2000 | 0 | 71.02 | 73.05 | 10 | 0
2020 | SOCO_2_VACAR | SOCO | VACAR | Internal | Summer | B3 | 75 | 2000 | 0 | 69.69 | 73.05 | 10 | 0
2020 | SOCO_2_VACAR | SOCO | VACAR | Internal | Summer | B4 | 100 | 2000 | 0 | 69.69 | 67.05 | 10 | 0
2020 | SOCO_2_VACAR | SOCO | VACAR | Internal | Summer | B5 | 200 | 2000 | 0 | 66.83 | 59.83 | 10 | 0
2020 | SOCO_2_VACAR | SOCO | VACAR | Internal | Summer | B6 | 300 | 2000 | 0 | 63.14 | 56.14 | 10 | 0
2020 | SOCO_2_VACAR | SOCO | VACAR | Internal | Summer | B7 | 400 | 2000 | 0 | 55.15 | 48.15 | 10 | 0
2020 | SOCO_2_VACAR | SOCO | VACAR | Internal | Summer | B8 | 500 | 2000 | 0 | 44.75 | 44.42 | 10 | 0
2020 | SOCO_2_VACAR | SOCO | VACAR | Internal | Summer | B9 | 800 | 2000 | 0 | 42.32 | 43.58 | 10 | 0
2020 | SOCO_2_VACAR | SOCO | VACAR | Internal | Summer | B10 | 1262 | 2000 | 0 | 40.87 | 41.83 | 10 | 0
2020 | SOCO_2_VACAR | SOCO | VACAR | Internal | Winter | B16 | 25 | 2000 | 0 | 69.01 | 63.12 | 10 | 0
2020 | SOCO_2_VACAR | SOCO | VACAR | Internal | Winter | B17 | 100 | 2000 | 0 | 46.18 | 52.63 | 10 | 0
2020 | SOCO_2_VACAR | SOCO | VACAR | Internal | Winter | B18 | 400 | 2000 | 0 | 44.59 | 47.31 | 10 | 0
2020 | SOCO_2_VACAR | SOCO | VACAR | Internal | Winter | B19 | 700 | 2000 | 0 | 44.59 | 45.6 | 10 | 0
2020 | SOCO_2_VACAR | SOCO | VACAR | Internal | Winter | B20 | 935 | 2000 | 0 | 44.59 | 44.42 | 10 | 0
2020 | SPP_N_2_ENT | SPP_N | ENT | Internal | Shoulder | B11 | 25 | 1800 | 0 | 62.26 | 59.03 | 5 | 0
2020 | SPP_N_2_ENT | SPP_N | ENT | Internal | Shoulder | B12 | 200 | 1800 | 0 | 44.36 | 42.57 | 5 | 0
2020 | SPP_N_2_ENT | SPP_N | ENT | Internal | Shoulder | B13 | 600 | 1800 | 0 | 41.98 | 41.91 | 5 | 0
2020 | SPP_N_2_ENT | SPP_N | ENT | Internal | Shoulder | B14 | 900 | 1800 | 0 | 41.21 | 41.91 | 5 | 0
2020 | SPP_N_2_ENT | SPP_N | ENT | Internal | Shoulder | B15 | 1203 | 1800 | 0 | 40.19 | 41.61 | 5 | 0
2020 | SPP_N_2_ENT | SPP_N | ENT | Internal | Summer | B1 | 10 | 1800 | 0 | 66.03 | 68.21 | 5 | 0
2020 | SPP_N_2_ENT | SPP_N | ENT | Internal | Summer | B2 | 25 | 1800 | 0 | 66.03 | 63.53 | 5 | 0
2020 | SPP_N_2_ENT | SPP_N | ENT | Internal | Summer | B3 | 75 | 1800 | 0 | 64.79 | 61.69 | 5 | 0
2020 | SPP_N_2_ENT | SPP_N | ENT | Internal | Summer | B4 | 100 | 1800 | 0 | 64.15 | 61.69 | 5 | 0
2020 | SPP_N_2_ENT | SPP_N | ENT | Internal | Summer | B5 | 200 | 1800 | 0 | 60.09 | 58.83 | 5 | 0
2020 | SPP_N_2_ENT | SPP_N | ENT | Internal | Summer | B6 | 300 | 1800 | 0 | 55.86 | 55.14 | 5 | 0
2020 | SPP_N_2_ENT | SPP_N | ENT | Internal | Summer | B7 | 400 | 1800 | 0 | 47.5 | 47.15 | 5 | 0
2020 | SPP_N_2_ENT | SPP_N | ENT | Internal | Summer | B8 | 500 | 1800 | 0 | 40.82 | 40.8 | 5 | 0
2020 | SPP_N_2_ENT | SPP_N | ENT | Internal | Summer | B9 | 800 | 1800 | 0 | 40.14 | 40.59 | 5 | 0
2020 | SPP_N_2_ENT | SPP_N | ENT | Internal | Summer | B10 | 1262 | 1800 | 0 | 38.7 | 40.3 | 5 | 0
2020 | SPP_N_2_ENT | SPP_N | ENT | Internal | Winter | B16 | 25 | 1800 | 0 | 56.91 | 61.01 | 5 | 0
2020 | SPP_N_2_ENT | SPP_N | ENT | Internal | Winter | B17 | 100 | 1800 | 0 | 43.97 | 44.52 | 5 | 0
2020 | SPP_N_2_ENT | SPP_N | ENT | Internal | Winter | B18 | 400 | 1800 | 0 | 43.07 | 44.52 | 5 | 0
2020 | SPP_N_2_ENT | SPP_N | ENT | Internal | Winter | B19 | 700 | 1800 | 0 | 42.83 | 44.23 | 5 | 0
2020 | SPP_N_2_ENT | SPP_N | ENT | Internal | Winter | B20 | 935 | 1800 | 0 | 42.74 | 44.2 | 5 | 0
2020 | SPP_N_2_MISO_MO-IL | SPP_N | MISO_MO-IL | Internal | Shoulder | B11 | 25 | 2000 | 0 | 62.26 | 55.99 | 5 | 0
2020 | SPP_N_2_MISO_MO-IL | SPP_N | MISO_MO-IL | Internal | Shoulder | B12 | 200 | 2000 | 0 | 44.36 | 46.41 | 5 | 0
2020 | SPP_N_2_MISO_MO-IL | SPP_N | MISO_MO-IL | Internal | Shoulder | B13 | 600 | 2000 | 0 | 41.98 | 41.62 | 5 | 0
2020 | SPP_N_2_MISO_MO-IL | SPP_N | MISO_MO-IL | Internal | Shoulder | B14 | 900 | 2000 | 0 | 41.21 | 40 | 5 | 0
2020 | SPP_N_2_MISO_MO-IL | SPP_N | MISO_MO-IL | Internal | Shoulder | B15 | 1203 | 2000 | 0 | 40.19 | 38.22 | 5 | 0
2020 | SPP_N_2_MISO_MO-IL | SPP_N | MISO_MO-IL | Internal | Summer | B1 | 10 | 2000 | 0 | 66.03 | 65.05 | 5 | 0
2020 | SPP_N_2_MISO_MO-IL | SPP_N | MISO_MO-IL | Internal | Summer | B2 | 25 | 2000 | 0 | 66.03 | 63.53 | 5 | 0
2020 | SPP_N_2_MISO_MO-IL | SPP_N | MISO_MO-IL | Internal | Summer | B3 | 75 | 2000 | 0 | 64.79 | 61.14 | 5 | 0
2020 | SPP_N_2_MISO_MO-IL | SPP_N | MISO_MO-IL | Internal | Summer | B4 | 100 | 2000 | 0 | 64.15 | 60.52 | 5 | 0
2020 | SPP_N_2_MISO_MO-IL | SPP_N | MISO_MO-IL | Internal | Summer | B5 | 200 | 2000 | 0 | 60.09 | 55.82 | 5 | 0
2020 | SPP_N_2_MISO_MO-IL | SPP_N | MISO_MO-IL | Internal | Summer | B6 | 300 | 2000 | 0 | 55.86 | 48.17 | 5 | 0
2020 | SPP_N_2_MISO_MO-IL | SPP_N | MISO_MO-IL | Internal | Summer | B7 | 400 | 2000 | 0 | 47.5 | 40.49 | 5 | 0
2020 | SPP_N_2_MISO_MO-IL | SPP_N | MISO_MO-IL | Internal | Summer | B8 | 500 | 2000 | 0 | 40.82 | 37.44 | 5 | 0
2020 | SPP_N_2_MISO_MO-IL | SPP_N | MISO_MO-IL | Internal | Summer | B9 | 800 | 2000 | 0 | 40.14 | 37.23 | 5 | 0
2020 | SPP_N_2_MISO_MO-IL | SPP_N | MISO_MO-IL | Internal | Summer | B10 | 1262 | 2000 | 0 | 38.7 | 35.66 | 5 | 0
2020 | SPP_N_2_MISO_MO-IL | SPP_N | MISO_MO-IL | Internal | Winter | B16 | 25 | 2000 | 0 | 56.91 | 55.12 | 5 | 0
2020 | SPP_N_2_MISO_MO-IL | SPP_N | MISO_MO-IL | Internal | Winter | B17 | 100 | 2000 | 0 | 43.97 | 46.3 | 5 | 0
2020 | SPP_N_2_MISO_MO-IL | SPP_N | MISO_MO-IL | Internal | Winter | B18 | 400 | 2000 | 0 | 43.07 | 42.74 | 5 | 0
2020 | SPP_N_2_MISO_MO-IL | SPP_N | MISO_MO-IL | Internal | Winter | B19 | 700 | 2000 | 0 | 42.83 | 41.33 | 5 | 0
2020 | SPP_N_2_MISO_MO-IL | SPP_N | MISO_MO-IL | Internal | Winter | B20 | 935 | 2000 | 0 | 42.74 | 37.15 | 5 | 0
2020 | SPP_N_2_MISO_W | SPP_N | MISO_W | Internal | Shoulder | B11 | 25 | 750 | 0 | 62.26 | 55.98 | 5 | 0
2020 | SPP_N_2_MISO_W | SPP_N | MISO_W | Internal | Shoulder | B12 | 200 | 750 | 0 | 44.36 | 46.4 | 5 | 0
2020 | SPP_N_2_MISO_W | SPP_N | MISO_W | Internal | Shoulder | B13 | 600 | 750 | 0 | 41.98 | 41.61 | 5 | 0
2020 | SPP_N_2_MISO_W | SPP_N | MISO_W | Internal | Shoulder | B14 | 900 | 750 | 0 | 41.21 | 39.99 | 5 | 0
2020 | SPP_N_2_MISO_W | SPP_N | MISO_W | Internal | Shoulder | B15 | 1203 | 750 | 0 | 40.19 | 38.23 | 5 | 0
2020 | SPP_N_2_MISO_W | SPP_N | MISO_W | Internal | Summer | B1 | 10 | 750 | 0 | 66.03 | 65.04 | 5 | 0
2020 | SPP_N_2_MISO_W | SPP_N | MISO_W | Internal | Summer | B2 | 25 | 750 | 0 | 66.03 | 63.53 | 5 | 0
2020 | SPP_N_2_MISO_W | SPP_N | MISO_W | Internal | Summer | B3 | 75 | 750 | 0 | 64.79 | 62.58 | 5 | 0
2020 | SPP_N_2_MISO_W | SPP_N | MISO_W | Internal | Summer | B4 | 100 | 750 | 0 | 64.15 | 62.58 | 5 | 0
2020 | SPP_N_2_MISO_W | SPP_N | MISO_W | Internal | Summer | B5 | 200 | 750 | 0 | 60.09 | 55.83 | 5 | 0
2020 | SPP_N_2_MISO_W | SPP_N | MISO_W | Internal | Summer | B6 | 300 | 750 | 0 | 55.86 | 48.86 | 5 | 0
2020 | SPP_N_2_MISO_W | SPP_N | MISO_W | Internal | Summer | B7 | 400 | 750 | 0 | 47.5 | 40.5 | 5 | 0
2020 | SPP_N_2_MISO_W | SPP_N | MISO_W | Internal | Summer | B8 | 500 | 750 | 0 | 40.82 | 37.43 | 5 | 0
2020 | SPP_N_2_MISO_W | SPP_N | MISO_W | Internal | Summer | B9 | 800 | 750 | 0 | 40.14 | 37.24 | 5 | 0
2020 | SPP_N_2_MISO_W | SPP_N | MISO_W | Internal | Summer | B10 | 1262 | 750 | 0 | 38.7 | 35.65 | 5 | 0
2020 | SPP_N_2_MISO_W | SPP_N | MISO_W | Internal | Winter | B16 | 25 | 750 | 0 | 56.91 | 55.11 | 5 | 0
2020 | SPP_N_2_MISO_W | SPP_N | MISO_W | Internal | Winter | B17 | 100 | 750 | 0 | 43.97 | 46.28 | 5 | 0
2020 | SPP_N_2_MISO_W | SPP_N | MISO_W | Internal | Winter | B18 | 400 | 750 | 0 | 43.07 | 42.76 | 5 | 0
2020 | SPP_N_2_MISO_W | SPP_N | MISO_W | Internal | Winter | B19 | 700 | 750 | 0 | 42.83 | 41.34 | 5 | 0
2020 | SPP_N_2_MISO_W | SPP_N | MISO_W | Internal | Winter | B20 | 935 | 750 | 0 | 42.74 | 37.14 | 5 | 0
2020 | SPP_N_2_NE | SPP_N | NE | Internal | Shoulder | B11 | 25 | 330 | 0 | 62.26 | 58.61 | 0.01 | 0
2020 | SPP_N_2_NE | SPP_N | NE | Internal | Shoulder | B12 | 200 | 330 | 0.03 | 44.36 | 44.35 | 0.01 | 0
2020 | SPP_N_2_NE | SPP_N | NE | Internal | Shoulder | B13 | 600 | 330 | 0.01 | 41.98 | 41.97 | 0.01 | 0
2020 | SPP_N_2_NE | SPP_N | NE | Internal | Shoulder | B14 | 900 | 330 | 0 | 41.21 | 41.19 | 0.01 | 0
2020 | SPP_N_2_NE | SPP_N | NE | Internal | Shoulder | B15 | 1203 | 330 | 0 | 40.19 | 40.17 | 0.01 | 0
2020 | SPP_N_2_NE | SPP_N | NE | Internal | Summer | B1 | 10 | 330 | 0.02 | 66.03 | 65.04 | 0.01 | 0
2020 | SPP_N_2_NE | SPP_N | NE | Internal | Summer | B2 | 25 | 330 | 0 | 66.03 | 64.47 | 0.01 | 0
2020 | SPP_N_2_NE | SPP_N | NE | Internal | Summer | B3 | 75 | 330 | 0 | 64.79 | 64.47 | 0.01 | 0
2020 | SPP_N_2_NE | SPP_N | NE | Internal | Summer | B4 | 100 | 330 | 0.06 | 64.15 | 64.14 | 0.01 | 0
2020 | SPP_N_2_NE | SPP_N | NE | Internal | Summer | B5 | 200 | 330 | 0.03 | 60.09 | 60.08 | 0.01 | 0
2020 | SPP_N_2_NE | SPP_N | NE | Internal | Summer | B6 | 300 | 330 | 0 | 55.86 | 49.93 | 0.01 | 0
2020 | SPP_N_2_NE | SPP_N | NE | Internal | Summer | B7 | 400 | 330 | 0 | 47.5 | 40.93 | 0.01 | 0
2020 | SPP_N_2_NE | SPP_N | NE | Internal | Summer | B8 | 500 | 330 | 0 | 40.82 | 39.89 | 0.01 | 0
2020 | SPP_N_2_NE | SPP_N | NE | Internal | Summer | B9 | 800 | 330 | 0 | 40.14 | 39.89 | 0.01 | 0
2020 | SPP_N_2_NE | SPP_N | NE | Internal | Summer | B10 | 1262 | 330 | 0 | 38.7 | 37.25 | 0.01 | 0
2020 | SPP_N_2_NE | SPP_N | NE | Internal | Winter | B16 | 25 | 330 | 0 | 56.91 | 55.11 | 0.01 | 0
2020 | SPP_N_2_NE | SPP_N | NE | Internal | Winter | B17 | 100 | 330 | 0.06 | 43.97 | 43.96 | 0.01 | 0
2020 | SPP_N_2_NE | SPP_N | NE | Internal | Winter | B18 | 400 | 330 | 0.02 | 43.07 | 43.06 | 0.01 | 0
2020 | SPP_N_2_NE | SPP_N | NE | Internal | Winter | B19 | 700 | 330 | 0 | 42.83 | 42.82 | 0.01 | 0
2020 | SPP_N_2_NE | SPP_N | NE | Internal | Winter | B20 | 935 | 330 | 0 | 42.74 | 40.91 | 0.01 | 0
2020 | SPP_N_2_SPP_S | SPP_N | SPP_S | Internal | Shoulder | B11 | 25 | 4000 | 0 | 62.26 | 57.84 | 0.01 | 0
2020 | SPP_N_2_SPP_S | SPP_N | SPP_S | Internal | Shoulder | B12 | 200 | 4000 | 0.03 | 44.36 | 44.35 | 0.01 | 0
2020 | SPP_N_2_SPP_S | SPP_N | SPP_S | Internal | Shoulder | B13 | 600 | 4000 | 987.11 | 41.98 | 42 | 0.01 | 0
2020 | SPP_N_2_SPP_S | SPP_N | SPP_S | Internal | Shoulder | B14 | 900 | 4000 | 662.12 | 41.21 | 41.22 | 0.01 | 0
2020 | SPP_N_2_SPP_S | SPP_N | SPP_S | Internal | Shoulder | B15 | 1203 | 4000 | 1510.36 | 40.19 | 40.2 | 0.01 | 0
2020 | SPP_N_2_SPP_S | SPP_N | SPP_S | Internal | Summer | B1 | 10 | 4000 | 0.01 | 66.03 | 64.56 | 0.01 | 0
2020 | SPP_N_2_SPP_S | SPP_N | SPP_S | Internal | Summer | B2 | 25 | 4000 | 0 | 66.03 | 65.22 | 0.01 | 0
2020 | SPP_N_2_SPP_S | SPP_N | SPP_S | Internal | Summer | B3 | 75 | 4000 | 0.08 | 64.79 | 64.77 | 0.01 | 0
2020 | SPP_N_2_SPP_S | SPP_N | SPP_S | Internal | Summer | B4 | 100 | 4000 | 0 | 64.15 | 56.69 | 0.01 | 0
2020 | SPP_N_2_SPP_S | SPP_N | SPP_S | Internal | Summer | B5 | 200 | 4000 | 0 | 60.09 | 55.88 | 0.01 | 0
2020 | SPP_N_2_SPP_S | SPP_N | SPP_S | Internal | Summer | B6 | 300 | 4000 | 1551.06 | 55.86 | 55.88 | 0.01 | 0
2020 | SPP_N_2_SPP_S | SPP_N | SPP_S | Internal | Summer | B7 | 400 | 4000 | 2315.33 | 47.5 | 47.51 | 0.01 | 0
2020 | SPP_N_2_SPP_S | SPP_N | SPP_S | Internal | Summer | B8 | 500 | 4000 | 2099.19 | 40.82 | 40.84 | 0.01 | 0
2020 | SPP_N_2_SPP_S | SPP_N | SPP_S | Internal | Summer | B9 | 800 | 4000 | 3538.33 | 40.14 | 40.15 | 0.01 | 0
2020 | SPP_N_2_SPP_S | SPP_N | SPP_S | Internal | Summer | B10 | 1262 | 4000 | 4000 | 38.7 | 38.86 | 0.01 | 0.15
2020 | SPP_N_2_SPP_S | SPP_N | SPP_S | Internal | Winter | B16 | 25 | 4000 | 797.57 | 56.91 | 56.92 | 0.01 | 0
2020 | SPP_N_2_SPP_S | SPP_N | SPP_S | Internal | Winter | B17 | 100 | 4000 | 1693.03 | 43.97 | 43.99 | 0.01 | 0
2020 | SPP_N_2_SPP_S | SPP_N | SPP_S | Internal | Winter | B18 | 400 | 4000 | 1501.55 | 43.07 | 43.08 | 0.01 | 0
2020 | SPP_N_2_SPP_S | SPP_N | SPP_S | Internal | Winter | B19 | 700 | 4000 | 1956.42 | 42.83 | 42.84 | 0.01 | 0
2020 | SPP_N_2_SPP_S | SPP_N | SPP_S | Internal | Winter | B20 | 935 | 4000 | 3886.82 | 42.74 | 42.75 | 0.01 | 0
2020 | SPP_S_2_ENT | SPP_S | ENT | Internal | Shoulder | B11 | 25 | 850 | 0 | 57.84 | 59.03 | 5 | 0
2020 | SPP_S_2_ENT | SPP_S | ENT | Internal | Shoulder | B12 | 200 | 850 | 0 | 44.35 | 42.57 | 5 | 0
2020 | SPP_S_2_ENT | SPP_S | ENT | Internal | Shoulder | B13 | 600 | 850 | 0 | 42 | 41.91 | 5 | 0
2020 | SPP_S_2_ENT | SPP_S | ENT | Internal | Shoulder | B14 | 900 | 850 | 0 | 41.22 | 41.91 | 5 | 0
2020 | SPP_S_2_ENT | SPP_S | ENT | Internal | Shoulder | B15 | 1203 | 850 | 0 | 40.2 | 41.61 | 5 | 0
2020 | SPP_S_2_ENT | SPP_S | ENT | Internal | Summer | B1 | 10 | 850 | 0.01 | 64.56 | 68.21 | 5 | 0
2020 | SPP_S_2_ENT | SPP_S | ENT | Internal | Summer | B2 | 25 | 850 | 0 | 65.22 | 63.53 | 5 | 0
2020 | SPP_S_2_ENT | SPP_S | ENT | Internal | Summer | B3 | 75 | 850 | 0 | 64.77 | 61.69 | 5 | 0
2020 | SPP_S_2_ENT | SPP_S | ENT | Internal | Summer | B4 | 100 | 850 | 29.52 | 56.69 | 61.69 | 5 | 0
2020 | SPP_S_2_ENT | SPP_S | ENT | Internal | Summer | B5 | 200 | 850 | 0 | 55.88 | 58.83 | 5 | 0
2020 | SPP_S_2_ENT | SPP_S | ENT | Internal | Summer | B6 | 300 | 850 | 0 | 55.88 | 55.14 | 5 | 0
2020 | SPP_S_2_ENT | SPP_S | ENT | Internal | Summer | B7 | 400 | 850 | 0 | 47.51 | 47.15 | 5 | 0
2020 | SPP_S_2_ENT | SPP_S | ENT | Internal | Summer | B8 | 500 | 850 | 0 | 40.84 | 40.8 | 5 | 0
2020 | SPP_S_2_ENT | SPP_S | ENT | Internal | Summer | B9 | 800 | 850 | 0 | 40.15 | 40.59 | 5 | 0
2020 | SPP_S_2_ENT | SPP_S | ENT | Internal | Summer | B10 | 1262 | 850 | 0 | 38.86 | 40.3 | 5 | 0
2020 | SPP_S_2_ENT | SPP_S | ENT | Internal | Winter | B16 | 25 | 850 | 0 | 56.92 | 61.01 | 5 | 0
2020 | SPP_S_2_ENT | SPP_S | ENT | Internal | Winter | B17 | 100 | 850 | 0 | 43.99 | 44.52 | 5 | 0
2020 | SPP_S_2_ENT | SPP_S | ENT | Internal | Winter | B18 | 400 | 850 | 0 | 43.08 | 44.52 | 5 | 0
2020 | SPP_S_2_ENT | SPP_S | ENT | Internal | Winter | B19 | 700 | 850 | 0 | 42.84 | 44.23 | 5 | 0
2020 | SPP_S_2_ENT | SPP_S | ENT | Internal | Winter | B20 | 935 | 850 | 0 | 42.75 | 44.2 | 5 | 0
2020 | SPP_S_2_SPP_N | SPP_S | SPP_N | Internal | Shoulder | B11 | 25 | 640 | 640 | 57.84 | 62.26 | 0.01 | 4.41
2020 | SPP_S_2_SPP_N | SPP_S | SPP_N | Internal | Shoulder | B12 | 200 | 640 | 372.62 | 44.35 | 44.36 | 0.01 | 0
2020 | SPP_S_2_SPP_N | SPP_S | SPP_N | Internal | Shoulder | B13 | 600 | 640 | 0.01 | 42 | 41.98 | 0.01 | 0
2020 | SPP_S_2_SPP_N | SPP_S | SPP_N | Internal | Shoulder | B14 | 900 | 640 | 0 | 41.22 | 41.21 | 0.01 | 0
2020 | SPP_S_2_SPP_N | SPP_S | SPP_N | Internal | Shoulder | B15 | 1203 | 640 | 0 | 40.2 | 40.19 | 0.01 | 0
2020 | SPP_S_2_SPP_N | SPP_S | SPP_N | Internal | Summer | B1 | 10 | 640 | 639.99 | 64.56 | 66.03 | 0.01 | 1.47
2020 | SPP_S_2_SPP_N | SPP_S | SPP_N | Internal | Summer | B2 | 25 | 640 | 639.99 | 65.22 | 66.03 | 0.01 | 0.81
2020 | SPP_S_2_SPP_N | SPP_S | SPP_N | Internal | Summer | B3 | 75 | 640 | 598.11 | 64.77 | 64.79 | 0.01 | 0
2020 | SPP_S_2_SPP_N | SPP_S | SPP_N | Internal | Summer | B4 | 100 | 640 | 640 | 56.69 | 64.15 | 0.01 | 7.46
2020 | SPP_S_2_SPP_N | SPP_S | SPP_N | Internal | Summer | B5 | 200 | 640 | 640 | 55.88 | 60.09 | 0.01 | 4.2
2020 | SPP_S_2_SPP_N | SPP_S | SPP_N | Internal | Summer | B6 | 300 | 640 | 0.02 | 55.88 | 55.86 | 0.01 | 0
2020 | SPP_S_2_SPP_N | SPP_S | SPP_N | Internal | Summer | B7 | 400 | 640 | 0.02 | 47.51 | 47.5 | 0.01 | 0
2020 | SPP_S_2_SPP_N | SPP_S | SPP_N | Internal | Summer | B8 | 500 | 640 | 0.01 | 40.84 | 40.82 | 0.01 | 0
2020 | SPP_S_2_SPP_N | SPP_S | SPP_N | Internal | Summer | B9 | 800 | 640 | 0 | 40.15 | 40.14 | 0.01 | 0
2020 | SPP_S_2_SPP_N | SPP_S | SPP_N | Internal | Summer | B10 | 1262 | 640 | 0 | 38.86 | 38.7 | 0.01 | 0
2020 | SPP_S_2_SPP_N | SPP_S | SPP_N | Internal | Winter | B16 | 25 | 640 | 0.25 | 56.92 | 56.91 | 0.01 | 0
2020 | SPP_S_2_SPP_N | SPP_S | SPP_N | Internal | Winter | B17 | 100 | 640 | 0.06 | 43.99 | 43.97 | 0.01 | 0
2020 | SPP_S_2_SPP_N | SPP_S | SPP_N | Internal | Winter | B18 | 400 | 640 | 0.02 | 43.08 | 43.07 | 0.01 | 0
2020 | SPP_S_2_SPP_N | SPP_S | SPP_N | Internal | Winter | B19 | 700 | 640 | 0 | 42.84 | 42.83 | 0.01 | 0
2020 | SPP_S_2_SPP_N | SPP_S | SPP_N | Internal | Winter | B20 | 935 | 640 | 0 | 42.75 | 42.74 | 0.01 | 0
2020 | TVA_2_ENT | TVA | ENT | Internal | Shoulder | B11 | 25 | 500 | 0 | 58.42 | 59.03 | 9 | 0
2020 | TVA_2_ENT | TVA | ENT | Internal | Shoulder | B12 | 200 | 500 | 0 | 43.12 | 42.57 | 9 | 0
2020 | TVA_2_ENT | TVA | ENT | Internal | Shoulder | B13 | 600 | 500 | 0 | 42.25 | 41.91 | 9 | 0
2020 | TVA_2_ENT | TVA | ENT | Internal | Shoulder | B14 | 900 | 500 | 0 | 42.25 | 41.91 | 9 | 0
2020 | TVA_2_ENT | TVA | ENT | Internal | Shoulder | B15 | 1203 | 500 | 0 | 42.04 | 41.61 | 9 | 0
2020 | TVA_2_ENT | TVA | ENT | Internal | Summer | B1 | 10 | 500 | 0 | 73.07 | 68.21 | 9 | 0
2020 | TVA_2_ENT | TVA | ENT | Internal | Summer | B2 | 25 | 500 | 0 | 71.54 | 63.53 | 9 | 0
2020 | TVA_2_ENT | TVA | ENT | Internal | Summer | B3 | 75 | 500 | 0 | 67.29 | 61.69 | 9 | 0
2020 | TVA_2_ENT | TVA | ENT | Internal | Summer | B4 | 100 | 500 | 0 | 67.06 | 61.69 | 9 | 0
2020 | TVA_2_ENT | TVA | ENT | Internal | Summer | B5 | 200 | 500 | 0 | 57.15 | 58.83 | 9 | 0
2020 | TVA_2_ENT | TVA | ENT | Internal | Summer | B6 | 300 | 500 | 495.72 | 46.14 | 55.14 | 9 | 0
2020 | TVA_2_ENT | TVA | ENT | Internal | Summer | B7 | 400 | 500 | 0 | 40.44 | 47.15 | 9 | 0
2020 | TVA_2_ENT | TVA | ENT | Internal | Summer | B8 | 500 | 500 | 0 | 40.44 | 40.8 | 9 | 0
2020 | TVA_2_ENT | TVA | ENT | Internal | Summer | B9 | 800 | 500 | 0 | 40.44 | 40.59 | 9 | 0
2020 | TVA_2_ENT | TVA | ENT | Internal | Summer | B10 | 1262 | 500 | 0 | 37.45 | 40.3 | 9 | 0
2020 | TVA_2_ENT | TVA | ENT | Internal | Winter | B16 | 25 | 500 | 0 | 58.71 | 61.01 | 9 | 0
2020 | TVA_2_ENT | TVA | ENT | Internal | Winter | B17 | 100 | 500 | 0 | 45.32 | 44.52 | 9 | 0
2020 | TVA_2_ENT | TVA | ENT | Internal | Winter | B18 | 400 | 500 | 0 | 42.25 | 44.52 | 9 | 0
2020 | TVA_2_ENT | TVA | ENT | Internal | Winter | B19 | 700 | 500 | 0 | 42.25 | 44.23 | 9 | 0
2020 | TVA_2_ENT | TVA | ENT | Internal | Winter | B20 | 935 | 500 | 0 | 42.25 | 44.2 | 9 | 0
2020 | TVA_2_MISO_MO-IL | TVA | MISO_MO-IL | Internal | Shoulder | B11 | 25 | 50 | 0 | 58.42 | 55.99 | 9 | 0
2020 | TVA_2_MISO_MO-IL | TVA | MISO_MO-IL | Internal | Shoulder | B12 | 200 | 50 | 0 | 43.12 | 46.41 | 9 | 0
2020 | TVA_2_MISO_MO-IL | TVA | MISO_MO-IL | Internal | Shoulder | B13 | 600 | 50 | 0 | 42.25 | 41.62 | 9 | 0
2020 | TVA_2_MISO_MO-IL | TVA | MISO_MO-IL | Internal | Shoulder | B14 | 900 | 50 | 0 | 42.25 | 40 | 9 | 0
2020 | TVA_2_MISO_MO-IL | TVA | MISO_MO-IL | Internal | Shoulder | B15 | 1203 | 50 | 0 | 42.04 | 38.22 | 9 | 0
2020 | TVA_2_MISO_MO-IL | TVA | MISO_MO-IL | Internal | Summer | B1 | 10 | 50 | 0 | 73.07 | 65.05 | 9 | 0
2020 | TVA_2_MISO_MO-IL | TVA | MISO_MO-IL | Internal | Summer | B2 | 25 | 50 | 0 | 71.54 | 63.53 | 9 | 0
2020 | TVA_2_MISO_MO-IL | TVA | MISO_MO-IL | Internal | Summer | B3 | 75 | 50 | 0 | 67.29 | 61.14 | 9 | 0
2020 | TVA_2_MISO_MO-IL | TVA | MISO_MO-IL | Internal | Summer | B4 | 100 | 50 | 0 | 67.06 | 60.52 | 9 | 0
2020 | TVA_2_MISO_MO-IL | TVA | MISO_MO-IL | Internal | Summer | B5 | 200 | 50 | 0 | 57.15 | 55.82 | 9 | 0
2020 | TVA_2_MISO_MO-IL | TVA | MISO_MO-IL | Internal | Summer | B6 | 300 | 50 | 0 | 46.14 | 48.17 | 9 | 0
2020 | TVA_2_MISO_MO-IL | TVA | MISO_MO-IL | Internal | Summer | B7 | 400 | 50 | 0 | 40.44 | 40.49 | 9 | 0
2020 | TVA_2_MISO_MO-IL | TVA | MISO_MO-IL | Internal | Summer | B8 | 500 | 50 | 0 | 40.44 | 37.44 | 9 | 0
2020 | TVA_2_MISO_MO-IL | TVA | MISO_MO-IL | Internal | Summer | B9 | 800 | 50 | 0 | 40.44 | 37.23 | 9 | 0
2020 | TVA_2_MISO_MO-IL | TVA | MISO_MO-IL | Internal | Summer | B10 | 1262 | 50 | 0 | 37.45 | 35.66 | 9 | 0
2020 | TVA_2_MISO_MO-IL | TVA | MISO_MO-IL | Internal | Winter | B16 | 25 | 50 | 0 | 58.71 | 55.12 | 9 | 0
2020 | TVA_2_MISO_MO-IL | TVA | MISO_MO-IL | Internal | Winter | B17 | 100 | 50 | 0 | 45.32 | 46.3 | 9 | 0
2020 | TVA_2_MISO_MO-IL | TVA | MISO_MO-IL | Internal | Winter | B18 | 400 | 50 | 0 | 42.25 | 42.74 | 9 | 0
2020 | TVA_2_MISO_MO-IL | TVA | MISO_MO-IL | Internal | Winter | B19 | 700 | 50 | 0 | 42.25 | 41.33 | 9 | 0
2020 | TVA_2_MISO_MO-IL | TVA | MISO_MO-IL | Internal | Winter | B20 | 935 | 50 | 0 | 42.25 | 37.15 | 9 | 0
2020 | TVA_2_NonRTO_Midwest | TVA | NonRTO_Midwest | Internal | Shoulder | B11 | 25 | 100 | 0 | 58.42 | 63.98 | 9 | 0
2020 | TVA_2_NonRTO_Midwest | TVA | NonRTO_Midwest | Internal | Shoulder | B12 | 200 | 100 | 100 | 43.12 | 54.42 | 9 | 2.3
2020 | TVA_2_NonRTO_Midwest | TVA | NonRTO_Midwest | Internal | Shoulder | B13 | 600 | 100 | 0 | 42.25 | 47.01 | 9 | 0
2020 | TVA_2_NonRTO_Midwest | TVA | NonRTO_Midwest | Internal | Shoulder | B14 | 900 | 100 | 0 | 42.25 | 43.59 | 9 | 0
2020 | TVA_2_NonRTO_Midwest | TVA | NonRTO_Midwest | Internal | Shoulder | B15 | 1203 | 100 | 0 | 42.04 | 36.65 | 9 | 0
2020 | TVA_2_NonRTO_Midwest | TVA | NonRTO_Midwest | Internal | Summer | B1 | 10 | 100 | 0 | 73.07 | 68.51 | 9 | 0
2020 | TVA_2_NonRTO_Midwest | TVA | NonRTO_Midwest | Internal | Summer | B2 | 25 | 100 | 0 | 71.54 | 68.51 | 9 | 0
2020 | TVA_2_NonRTO_Midwest | TVA | NonRTO_Midwest | Internal | Summer | B3 | 75 | 100 | 0 | 67.29 | 68.51 | 9 | 0
2020 | TVA_2_NonRTO_Midwest | TVA | NonRTO_Midwest | Internal | Summer | B4 | 100 | 100 | 0 | 67.06 | 68.51 | 9 | 0
2020 | TVA_2_NonRTO_Midwest | TVA | NonRTO_Midwest | Internal | Summer | B5 | 200 | 100 | 0 | 57.15 | 63.81 | 9 | 0
2020 | TVA_2_NonRTO_Midwest | TVA | NonRTO_Midwest | Internal | Summer | B6 | 300 | 100 | 100 | 46.14 | 56.15 | 9 | 1.01
2020 | TVA_2_NonRTO_Midwest | TVA | NonRTO_Midwest | Internal | Summer | B7 | 400 | 100 | 0 | 40.44 | 44.7 | 9 | 0
2020 | TVA_2_NonRTO_Midwest | TVA | NonRTO_Midwest | Internal | Summer | B8 | 500 | 100 | 0 | 40.44 | 38.2 | 9 | 0
2020 | TVA_2_NonRTO_Midwest | TVA | NonRTO_Midwest | Internal | Summer | B9 | 800 | 100 | 0 | 40.44 | 37.38 | 9 | 0
2020 | TVA_2_NonRTO_Midwest | TVA | NonRTO_Midwest | Internal | Summer | B10 | 1262 | 100 | 0 | 37.45 | 35.37 | 9 | 0
2020 | TVA_2_NonRTO_Midwest | TVA | NonRTO_Midwest | Internal | Winter | B16 | 25 | 100 | 0 | 58.71 | 63.13 | 9 | 0
2020 | TVA_2_NonRTO_Midwest | TVA | NonRTO_Midwest | Internal | Winter | B17 | 100 | 100 | 0.12 | 45.32 | 54.31 | 9 | 0
2020 | TVA_2_NonRTO_Midwest | TVA | NonRTO_Midwest | Internal | Winter | B18 | 400 | 100 | 0 | 42.25 | 50.76 | 9 | 0
2020 | TVA_2_NonRTO_Midwest | TVA | NonRTO_Midwest | Internal | Winter | B19 | 700 | 100 | 0 | 42.25 | 42.64 | 9 | 0
2020 | TVA_2_NonRTO_Midwest | TVA | NonRTO_Midwest | Internal | Winter | B20 | 935 | 100 | 0 | 42.25 | 36.71 | 9 | 0
2020 | TVA_2_PJM_ROR | TVA | PJM_ROR | Internal | Shoulder | B11 | 25 | 500 | 0 | 58.42 | 53.98 | 9 | 0
2020 | TVA_2_PJM_ROR | TVA | PJM_ROR | Internal | Shoulder | B12 | 200 | 500 | 0 | 43.12 | 48.41 | 9 | 0
2020 | TVA_2_PJM_ROR | TVA | PJM_ROR | Internal | Shoulder | B13 | 600 | 500 | 0 | 42.25 | 43.6 | 9 | 0
2020 | TVA_2_PJM_ROR | TVA | PJM_ROR | Internal | Shoulder | B14 | 900 | 500 | 0 | 42.25 | 41.99 | 9 | 0
2020 | TVA_2_PJM_ROR | TVA | PJM_ROR | Internal | Shoulder | B15 | 1203 | 500 | 0 | 42.04 | 37.21 | 9 | 0
2020 | TVA_2_PJM_ROR | TVA | PJM_ROR | Internal | Summer | B1 | 10 | 500 | 0 | 73.07 | 67.05 | 9 | 0
2020 | TVA_2_PJM_ROR | TVA | PJM_ROR | Internal | Summer | B2 | 25 | 500 | 0 | 71.54 | 65.53 | 9 | 0
2020 | TVA_2_PJM_ROR | TVA | PJM_ROR | Internal | Summer | B3 | 75 | 500 | 0 | 67.29 | 61.28 | 9 | 0
2020 | TVA_2_PJM_ROR | TVA | PJM_ROR | Internal | Summer | B4 | 100 | 500 | 0 | 67.06 | 61.05 | 9 | 0
2020 | TVA_2_PJM_ROR | TVA | PJM_ROR | Internal | Summer | B5 | 200 | 500 | 0 | 57.15 | 53.83 | 9 | 0
2020 | TVA_2_PJM_ROR | TVA | PJM_ROR | Internal | Summer | B6 | 300 | 500 | 0 | 46.14 | 50.14 | 9 | 0
2020 | TVA_2_PJM_ROR | TVA | PJM_ROR | Internal | Summer | B7 | 400 | 500 | 0 | 40.44 | 42.15 | 9 | 0
2020 | TVA_2_PJM_ROR | TVA | PJM_ROR | Internal | Summer | B8 | 500 | 500 | 0 | 40.44 | 38.42 | 9 | 0
2020 | TVA_2_PJM_ROR | TVA | PJM_ROR | Internal | Summer | B9 | 800 | 500 | 0 | 40.44 | 37.58 | 9 | 0
2020 | TVA_2_PJM_ROR | TVA | PJM_ROR | Internal | Summer | B10 | 1262 | 500 | 0 | 37.45 | 35.83 | 9 | 0
2020 | TVA_2_PJM_ROR | TVA | PJM_ROR | Internal | Winter | B16 | 25 | 500 | 0 | 58.71 | 57.12 | 9 | 0
2020 | TVA_2_PJM_ROR | TVA | PJM_ROR | Internal | Winter | B17 | 100 | 500 | 0 | 45.32 | 48.3 | 9 | 0
2020 | TVA_2_PJM_ROR | TVA | PJM_ROR | Internal | Winter | B18 | 400 | 500 | 0 | 42.25 | 44.76 | 9 | 0
2020 | TVA_2_PJM_ROR | TVA | PJM_ROR | Internal | Winter | B19 | 700 | 500 | 0 | 42.25 | 43.33 | 9 | 0
2020 | TVA_2_PJM_ROR | TVA | PJM_ROR | Internal | Winter | B20 | 935 | 500 | 0 | 42.25 | 38.42 | 9 | 0
2020 | TVA_2_SOCO | TVA | SOCO | Internal | Shoulder | B11 | 25 | 500 | 0.01 | 58.42 | 66.98 | 9 | 0
2020 | TVA_2_SOCO | TVA | SOCO | Internal | Shoulder | B12 | 200 | 500 | 0 | 43.12 | 44.56 | 9 | 0
2020 | TVA_2_SOCO | TVA | SOCO | Internal | Shoulder | B13 | 600 | 500 | 0 | 42.25 | 42.57 | 9 | 0
2020 | TVA_2_SOCO | TVA | SOCO | Internal | Shoulder | B14 | 900 | 500 | 0 | 42.25 | 42.57 | 9 | 0
2020 | TVA_2_SOCO | TVA | SOCO | Internal | Shoulder | B15 | 1203 | 500 | 0 | 42.04 | 42.1 | 9 | 0
2020 | TVA_2_SOCO | TVA | SOCO | Internal | Summer | B1 | 10 | 500 | 0 | 73.07 | 71.02 | 9 | 0
2020 | TVA_2_SOCO | TVA | SOCO | Internal | Summer | B2 | 25 | 500 | 0 | 71.54 | 71.02 | 9 | 0
2020 | TVA_2_SOCO | TVA | SOCO | Internal | Summer | B3 | 75 | 500 | 0 | 67.29 | 69.69 | 9 | 0
2020 | TVA_2_SOCO | TVA | SOCO | Internal | Summer | B4 | 100 | 500 | 0 | 67.06 | 69.69 | 9 | 0
2020 | TVA_2_SOCO | TVA | SOCO | Internal | Summer | B5 | 200 | 500 | 500 | 57.15 | 66.83 | 9 | 0.69
2020 | TVA_2_SOCO | TVA | SOCO | Internal | Summer | B6 | 300 | 500 | 500 | 46.14 | 63.14 | 9 | 8
2020 | TVA_2_SOCO | TVA | SOCO | Internal | Summer | B7 | 400 | 500 | 500 | 40.44 | 55.15 | 9 | 5.71
2020 | TVA_2_SOCO | TVA | SOCO | Internal | Summer | B8 | 500 | 500 | 0 | 40.44 | 44.75 | 9 | 0
2020 | TVA_2_SOCO | TVA | SOCO | Internal | Summer | B9 | 800 | 500 | 0 | 40.44 | 42.32 | 9 | 0
2020 | TVA_2_SOCO | TVA | SOCO | Internal | Summer | B10 | 1262 | 500 | 0 | 37.45 | 40.87 | 9 | 0
2020 | TVA_2_SOCO | TVA | SOCO | Internal | Winter | B16 | 25 | 500 | 500 | 58.71 | 69.01 | 9 | 1.3
2020 | TVA_2_SOCO | TVA | SOCO | Internal | Winter | B17 | 100 | 500 | 0 | 45.32 | 46.18 | 9 | 0
2020 | TVA_2_SOCO | TVA | SOCO | Internal | Winter | B18 | 400 | 500 | 0 | 42.25 | 44.59 | 9 | 0
2020 | TVA_2_SOCO | TVA | SOCO | Internal | Winter | B19 | 700 | 500 | 0 | 42.25 | 44.59 | 9 | 0
2020 | TVA_2_SOCO | TVA | SOCO | Internal | Winter | B20 | 935 | 500 | 0 | 42.25 | 44.59 | 9 | 0
2020 | TVA_2_VACAR | TVA | VACAR | Internal | Shoulder | B11 | 25 | 150 | 0 | 58.42 | 59.98 | 9 | 0
2020 | TVA_2_VACAR | TVA | VACAR | Internal | Shoulder | B12 | 200 | 150 | 0 | 43.12 | 48.47 | 9 | 0
2020 | TVA_2_VACAR | TVA | VACAR | Internal | Shoulder | B13 | 600 | 150 | 0 | 42.25 | 47.31 | 9 | 0
2020 | TVA_2_VACAR | TVA | VACAR | Internal | Shoulder | B14 | 900 | 150 | 0 | 42.25 | 45.83 | 9 | 0
2020 | TVA_2_VACAR | TVA | VACAR | Internal | Shoulder | B15 | 1203 | 150 | 0 | 42.04 | 43.21 | 9 | 0
2020 | TVA_2_VACAR | TVA | VACAR | Internal | Summer | B1 | 10 | 150 | 0 | 73.07 | 73.05 | 9 | 0
2020 | TVA_2_VACAR | TVA | VACAR | Internal | Summer | B2 | 25 | 150 | 0 | 71.54 | 73.05 | 9 | 0
2020 | TVA_2_VACAR | TVA | VACAR | Internal | Summer | B3 | 75 | 150 | 0 | 67.29 | 73.05 | 9 | 0
2020 | TVA_2_VACAR | TVA | VACAR | Internal | Summer | B4 | 100 | 150 | 0 | 67.06 | 67.05 | 9 | 0
2020 | TVA_2_VACAR | TVA | VACAR | Internal | Summer | B5 | 200 | 150 | 0 | 57.15 | 59.83 | 9 | 0
2020 | TVA_2_VACAR | TVA | VACAR | Internal | Summer | B6 | 300 | 150 | 150 | 46.14 | 56.14 | 9 | 1
2020 | TVA_2_VACAR | TVA | VACAR | Internal | Summer | B7 | 400 | 150 | 0 | 40.44 | 48.15 | 9 | 0
2020 | TVA_2_VACAR | TVA | VACAR | Internal | Summer | B8 | 500 | 150 | 0 | 40.44 | 44.42 | 9 | 0
2020 | TVA_2_VACAR | TVA | VACAR | Internal | Summer | B9 | 800 | 150 | 0 | 40.44 | 43.58 | 9 | 0
2020 | TVA_2_VACAR | TVA | VACAR | Internal | Summer | B10 | 1262 | 150 | 0 | 37.45 | 41.83 | 9 | 0
2020 | TVA_2_VACAR | TVA | VACAR | Internal | Winter | B16 | 25 | 150 | 0 | 58.71 | 63.12 | 9 | 0
2020 | TVA_2_VACAR | TVA | VACAR | Internal | Winter | B17 | 100 | 150 | 0 | 45.32 | 52.63 | 9 | 0
2020 | TVA_2_VACAR | TVA | VACAR | Internal | Winter | B18 | 400 | 150 | 0 | 42.25 | 47.31 | 9 | 0
2020 | TVA_2_VACAR | TVA | VACAR | Internal | Winter | B19 | 700 | 150 | 0 | 42.25 | 45.6 | 9 | 0
2020 | TVA_2_VACAR | TVA | VACAR | Internal | Winter | B20 | 935 | 150 | 0 | 42.25 | 44.42 | 9 | 0
2020 | TVA_Transmission_2_ENT | TVA_Transmission | ENT | Internal | Shoulder | B11 | 25 | 3000 | 0 | 59.39 | 59.03 | 9 | 0
2020 | TVA_Transmission_2_ENT | TVA_Transmission | ENT | Internal | Shoulder | B12 | 200 | 3000 | 0 | 47.99 | 42.57 | 9 | 0
2020 | TVA_Transmission_2_ENT | TVA_Transmission | ENT | Internal | Shoulder | B13 | 600 | 3000 | 0 | 45.01 | 41.91 | 9 | 0
2020 | TVA_Transmission_2_ENT | TVA_Transmission | ENT | Internal | Shoulder | B14 | 900 | 3000 | 0 | 44.2 | 41.91 | 9 | 0
2020 | TVA_Transmission_2_ENT | TVA_Transmission | ENT | Internal | Shoulder | B15 | 1203 | 3000 | 0 | 42.51 | 41.61 | 9 | 0
2020 | TVA_Transmission_2_ENT | TVA_Transmission | ENT | Internal | Summer | B1 | 10 | 3000 | 0 | 73.05 | 68.21 | 9 | 0
2020 | TVA_Transmission_2_ENT | TVA_Transmission | ENT | Internal | Summer | B2 | 25 | 3000 | 0 | 71.53 | 63.53 | 9 | 0
2020 | TVA_Transmission_2_ENT | TVA_Transmission | ENT | Internal | Summer | B3 | 75 | 3000 | 0 | 67.28 | 61.69 | 9 | 0
2020 | TVA_Transmission_2_ENT | TVA_Transmission | ENT | Internal | Summer | B4 | 100 | 3000 | 0 | 67.05 | 61.69 | 9 | 0
2020 | TVA_Transmission_2_ENT | TVA_Transmission | ENT | Internal | Summer | B5 | 200 | 3000 | 0 | 59.08 | 58.83 | 9 | 0
2020 | TVA_Transmission_2_ENT | TVA_Transmission | ENT | Internal | Summer | B6 | 300 | 3000 | 0 | 54.87 | 55.14 | 9 | 0
2020 | TVA_Transmission_2_ENT | TVA_Transmission | ENT | Internal | Summer | B7 | 400 | 3000 | 0 | 46.91 | 47.15 | 9 | 0
2020 | TVA_Transmission_2_ENT | TVA_Transmission | ENT | Internal | Summer | B8 | 500 | 3000 | 0 | 41.97 | 40.8 | 9 | 0
2020 | TVA_Transmission_2_ENT | TVA_Transmission | ENT | Internal | Summer | B9 | 800 | 3000 | 0 | 41.62 | 40.59 | 9 | 0
2020 | TVA_Transmission_2_ENT | TVA_Transmission | ENT | Internal | Summer | B10 | 1262 | 3000 | 0 | 39.27 | 40.3 | 9 | 0
2020 | TVA_Transmission_2_ENT | TVA_Transmission | ENT | Internal | Winter | B16 | 25 | 3000 | 0 | 61.42 | 61.01 | 9 | 0
2020 | TVA_Transmission_2_ENT | TVA_Transmission | ENT | Internal | Winter | B17 | 100 | 3000 | 0 | 49.22 | 44.52 | 9 | 0
2020 | TVA_Transmission_2_ENT | TVA_Transmission | ENT | Internal | Winter | B18 | 400 | 3000 | 0 | 46.27 | 44.52 | 9 | 0
2020 | TVA_Transmission_2_ENT | TVA_Transmission | ENT | Internal | Winter | B19 | 700 | 3000 | 0 | 44.76 | 44.23 | 9 | 0
2020 | TVA_Transmission_2_ENT | TVA_Transmission | ENT | Internal | Winter | B20 | 935 | 3000 | 0 | 42.94 | 44.2 | 9 | 0
2020 | TVA_Transmission_2_MISO_MO-IL | TVA_Transmission | MISO_MO-IL | Internal | Shoulder | B11 | 25 | 4000 | 0 | 59.39 | 55.99 | 9 | 0
2020 | TVA_Transmission_2_MISO_MO-IL | TVA_Transmission | MISO_MO-IL | Internal | Shoulder | B12 | 200 | 4000 | 0 | 47.99 | 46.41 | 9 | 0
2020 | TVA_Transmission_2_MISO_MO-IL | TVA_Transmission | MISO_MO-IL | Internal | Shoulder | B13 | 600 | 4000 | 0 | 45.01 | 41.62 | 9 | 0
2020 | TVA_Transmission_2_MISO_MO-IL | TVA_Transmission | MISO_MO-IL | Internal | Shoulder | B14 | 900 | 4000 | 0 | 44.2 | 40 | 9 | 0
2020 | TVA_Transmission_2_MISO_MO-IL | TVA_Transmission | MISO_MO-IL | Internal | Shoulder | B15 | 1203 | 4000 | 0 | 42.51 | 38.22 | 9 | 0
2020 | TVA_Transmission_2_MISO_MO-IL | TVA_Transmission | MISO_MO-IL | Internal | Summer | B1 | 10 | 4000 | 0 | 73.05 | 65.05 | 9 | 0
2020 | TVA_Transmission_2_MISO_MO-IL | TVA_Transmission | MISO_MO-IL | Internal | Summer | B2 | 25 | 4000 | 0 | 71.53 | 63.53 | 9 | 0
2020 | TVA_Transmission_2_MISO_MO-IL | TVA_Transmission | MISO_MO-IL | Internal | Summer | B3 | 75 | 4000 | 0 | 67.28 | 61.14 | 9 | 0
2020 | TVA_Transmission_2_MISO_MO-IL | TVA_Transmission | MISO_MO-IL | Internal | Summer | B4 | 100 | 4000 | 0 | 67.05 | 60.52 | 9 | 0
2020 | TVA_Transmission_2_MISO_MO-IL | TVA_Transmission | MISO_MO-IL | Internal | Summer | B5 | 200 | 4000 | 0 | 59.08 | 55.82 | 9 | 0
2020 | TVA_Transmission_2_MISO_MO-IL | TVA_Transmission | MISO_MO-IL | Internal | Summer | B6 | 300 | 4000 | 0 | 54.87 | 48.17 | 9 | 0
2020 | TVA_Transmission_2_MISO_MO-IL | TVA_Transmission | MISO_MO-IL | Internal | Summer | B7 | 400 | 4000 | 0 | 46.91 | 40.49 | 9 | 0
2020 | TVA_Transmission_2_MISO_MO-IL | TVA_Transmission | MISO_MO-IL | Internal | Summer | B8 | 500 | 4000 | 0 | 41.97 | 37.44 | 9 | 0
2020 | TVA_Transmission_2_MISO_MO-IL | TVA_Transmission | MISO_MO-IL | Internal | Summer | B9 | 800 | 4000 | 0 | 41.62 | 37.23 | 9 | 0
2020 | TVA_Transmission_2_MISO_MO-IL | TVA_Transmission | MISO_MO-IL | Internal | Summer | B10 | 1262 | 4000 | 0 | 39.27 | 35.66 | 9 | 0
2020 | TVA_Transmission_2_MISO_MO-IL | TVA_Transmission | MISO_MO-IL | Internal | Winter | B16 | 25 | 4000 | 0 | 61.42 | 55.12 | 9 | 0
2020 | TVA_Transmission_2_MISO_MO-IL | TVA_Transmission | MISO_MO-IL | Internal | Winter | B17 | 100 | 4000 | 0 | 49.22 | 46.3 | 9 | 0
2020 | TVA_Transmission_2_MISO_MO-IL | TVA_Transmission | MISO_MO-IL | Internal | Winter | B18 | 400 | 4000 | 0 | 46.27 | 42.74 | 9 | 0
2020 | TVA_Transmission_2_MISO_MO-IL | TVA_Transmission | MISO_MO-IL | Internal | Winter | B19 | 700 | 4000 | 0 | 44.76 | 41.33 | 9 | 0
2020 | TVA_Transmission_2_MISO_MO-IL | TVA_Transmission | MISO_MO-IL | Internal | Winter | B20 | 935 | 4000 | 0 | 42.94 | 37.15 | 9 | 0
2020 | TVA_Transmission_2_NonRTO_Midwest | TVA_Transmission | NonRTO_Midwest | Internal | Shoulder | B11 | 25 | 700 | 0 | 59.39 | 63.98 | 9 | 0
2020 | TVA_Transmission_2_NonRTO_Midwest | TVA_Transmission | NonRTO_Midwest | Internal | Shoulder | B12 | 200 | 700 | 0 | 47.99 | 54.42 | 9 | 0
2020 | TVA_Transmission_2_NonRTO_Midwest | TVA_Transmission | NonRTO_Midwest | Internal | Shoulder | B13 | 600 | 700 | 0 | 45.01 | 47.01 | 9 | 0
2020 | TVA_Transmission_2_NonRTO_Midwest | TVA_Transmission | NonRTO_Midwest | Internal | Shoulder | B14 | 900 | 700 | 0 | 44.2 | 43.59 | 9 | 0
2020 | TVA_Transmission_2_NonRTO_Midwest | TVA_Transmission | NonRTO_Midwest | Internal | Shoulder | B15 | 1203 | 700 | 0 | 42.51 | 36.65 | 9 | 0
2020 | TVA_Transmission_2_NonRTO_Midwest | TVA_Transmission | NonRTO_Midwest | Internal | Summer | B1 | 10 | 700 | 0 | 73.05 | 68.51 | 9 | 0
2020 | TVA_Transmission_2_NonRTO_Midwest | TVA_Transmission | NonRTO_Midwest | Internal | Summer | B2 | 25 | 700 | 0 | 71.53 | 68.51 | 9 | 0
2020 | TVA_Transmission_2_NonRTO_Midwest | TVA_Transmission | NonRTO_Midwest | Internal | Summer | B3 | 75 | 700 | 0 | 67.28 | 68.51 | 9 | 0
2020 | TVA_Transmission_2_NonRTO_Midwest | TVA_Transmission | NonRTO_Midwest | Internal | Summer | B4 | 100 | 700 | 0 | 67.05 | 68.51 | 9 | 0
2020 | TVA_Transmission_2_NonRTO_Midwest | TVA_Transmission | NonRTO_Midwest | Internal | Summer | B5 | 200 | 700 | 0 | 59.08 | 63.81 | 9 | 0
2020 | TVA_Transmission_2_NonRTO_Midwest | TVA_Transmission | NonRTO_Midwest | Internal | Summer | B6 | 300 | 700 | 0 | 54.87 | 56.15 | 9 | 0
2020 | TVA_Transmission_2_NonRTO_Midwest | TVA_Transmission | NonRTO_Midwest | Internal | Summer | B7 | 400 | 700 | 0 | 46.91 | 44.7 | 9 | 0
2020 | TVA_Transmission_2_NonRTO_Midwest | TVA_Transmission | NonRTO_Midwest | Internal | Summer | B8 | 500 | 700 | 0 | 41.97 | 38.2 | 9 | 0
2020 | TVA_Transmission_2_NonRTO_Midwest | TVA_Transmission | NonRTO_Midwest | Internal | Summer | B9 | 800 | 700 | 0 | 41.62 | 37.38 | 9 | 0
2020 | TVA_Transmission_2_NonRTO_Midwest | TVA_Transmission | NonRTO_Midwest | Internal | Summer | B10 | 1262 | 700 | 0 | 39.27 | 35.37 | 9 | 0
2020 | TVA_Transmission_2_NonRTO_Midwest | TVA_Transmission | NonRTO_Midwest | Internal | Winter | B16 | 25 | 700 | 0 | 61.42 | 63.13 | 9 | 0
2020 | TVA_Transmission_2_NonRTO_Midwest | TVA_Transmission | NonRTO_Midwest | Internal | Winter | B17 | 100 | 700 | 0 | 49.22 | 54.31 | 9 | 0
2020 | TVA_Transmission_2_NonRTO_Midwest | TVA_Transmission | NonRTO_Midwest | Internal | Winter | B18 | 400 | 700 | 0 | 46.27 | 50.76 | 9 | 0
2020 | TVA_Transmission_2_NonRTO_Midwest | TVA_Transmission | NonRTO_Midwest | Internal | Winter | B19 | 700 | 700 | 0 | 44.76 | 42.64 | 9 | 0
2020 | TVA_Transmission_2_NonRTO_Midwest | TVA_Transmission | NonRTO_Midwest | Internal | Winter | B20 | 935 | 700 | 0 | 42.94 | 36.71 | 9 | 0
2020 | TVA_Transmission_2_PJM_ROR | TVA_Transmission | PJM_ROR | Internal | Shoulder | B11 | 25 | 2000 | 0 | 59.39 | 53.98 | 9 | 0
2020 | TVA_Transmission_2_PJM_ROR | TVA_Transmission | PJM_ROR | Internal | Shoulder | B12 | 200 | 2000 | 0 | 47.99 | 48.41 | 9 | 0
2020 | TVA_Transmission_2_PJM_ROR | TVA_Transmission | PJM_ROR | Internal | Shoulder | B13 | 600 | 2000 | 0 | 45.01 | 43.6 | 9 | 0
2020 | TVA_Transmission_2_PJM_ROR | TVA_Transmission | PJM_ROR | Internal | Shoulder | B14 | 900 | 2000 | 0 | 44.2 | 41.99 | 9 | 0
2020 | TVA_Transmission_2_PJM_ROR | TVA_Transmission | PJM_ROR | Internal | Shoulder | B15 | 1203 | 2000 | 0 | 42.51 | 37.21 | 9 | 0
2020 | TVA_Transmission_2_PJM_ROR | TVA_Transmission | PJM_ROR | Internal | Summer | B1 | 10 | 2000 | 0 | 73.05 | 67.05 | 9 | 0
2020 | TVA_Transmission_2_PJM_ROR | TVA_Transmission | PJM_ROR | Internal | Summer | B2 | 25 | 2000 | 0 | 71.53 | 65.53 | 9 | 0
2020 | TVA_Transmission_2_PJM_ROR | TVA_Transmission | PJM_ROR | Internal | Summer | B3 | 75 | 2000 | 0 | 67.28 | 61.28 | 9 | 0
2020 | TVA_Transmission_2_PJM_ROR | TVA_Transmission | PJM_ROR | Internal | Summer | B4 | 100 | 2000 | 0 | 67.05 | 61.05 | 9 | 0
2020 | TVA_Transmission_2_PJM_ROR | TVA_Transmission | PJM_ROR | Internal | Summer | B5 | 200 | 2000 | 0 | 59.08 | 53.83 | 9 | 0
2020 | TVA_Transmission_2_PJM_ROR | TVA_Transmission | PJM_ROR | Internal | Summer | B6 | 300 | 2000 | 0 | 54.87 | 50.14 | 9 | 0
2020 | TVA_Transmission_2_PJM_ROR | TVA_Transmission | PJM_ROR | Internal | Summer | B7 | 400 | 2000 | 0 | 46.91 | 42.15 | 9 | 0
2020 | TVA_Transmission_2_PJM_ROR | TVA_Transmission | PJM_ROR | Internal | Summer | B8 | 500 | 2000 | 0 | 41.97 | 38.42 | 9 | 0
2020 | TVA_Transmission_2_PJM_ROR | TVA_Transmission | PJM_ROR | Internal | Summer | B9 | 800 | 2000 | 0 | 41.62 | 37.58 | 9 | 0
2020 | TVA_Transmission_2_PJM_ROR | TVA_Transmission | PJM_ROR | Internal | Summer | B10 | 1262 | 2000 | 0 | 39.27 | 35.83 | 9 | 0
2020 | TVA_Transmission_2_PJM_ROR | TVA_Transmission | PJM_ROR | Internal | Winter | B16 | 25 | 2000 | 0 | 61.42 | 57.12 | 9 | 0
2020 | TVA_Transmission_2_PJM_ROR | TVA_Transmission | PJM_ROR | Internal | Winter | B17 | 100 | 2000 | 0 | 49.22 | 48.3 | 9 | 0
2020 | TVA_Transmission_2_PJM_ROR | TVA_Transmission | PJM_ROR | Internal | Winter | B18 | 400 | 2000 | 0 | 46.27 | 44.76 | 9 | 0
2020 | TVA_Transmission_2_PJM_ROR | TVA_Transmission | PJM_ROR | Internal | Winter | B19 | 700 | 2000 | 0 | 44.76 | 43.33 | 9 | 0
2020 | TVA_Transmission_2_PJM_ROR | TVA_Transmission | PJM_ROR | Internal | Winter | B20 | 935 | 2000 | 0 | 42.94 | 38.42 | 9 | 0
2020 | TVA_Transmission_2_SOCO | TVA_Transmission | SOCO | Internal | Shoulder | B11 | 25 | 3200 | 0 | 59.39 | 66.98 | 9 | 0
2020 | TVA_Transmission_2_SOCO | TVA_Transmission | SOCO | Internal | Shoulder | B12 | 200 | 3200 | 0 | 47.99 | 44.56 | 9 | 0
2020 | TVA_Transmission_2_SOCO | TVA_Transmission | SOCO | Internal | Shoulder | B13 | 600 | 3200 | 0 | 45.01 | 42.57 | 9 | 0
2020 | TVA_Transmission_2_SOCO | TVA_Transmission | SOCO | Internal | Shoulder | B14 | 900 | 3200 | 0 | 44.2 | 42.57 | 9 | 0
2020 | TVA_Transmission_2_SOCO | TVA_Transmission | SOCO | Internal | Shoulder | B15 | 1203 | 3200 | 0 | 42.51 | 42.1 | 9 | 0
2020 | TVA_Transmission_2_SOCO | TVA_Transmission | SOCO | Internal | Summer | B1 | 10 | 3200 | 0 | 73.05 | 71.02 | 9 | 0
2020 | TVA_Transmission_2_SOCO | TVA_Transmission | SOCO | Internal | Summer | B2 | 25 | 3200 | 0 | 71.53 | 71.02 | 9 | 0
2020 | TVA_Transmission_2_SOCO | TVA_Transmission | SOCO | Internal | Summer | B3 | 75 | 3200 | 0 | 67.28 | 69.69 | 9 | 0
2020 | TVA_Transmission_2_SOCO | TVA_Transmission | SOCO | Internal | Summer | B4 | 100 | 3200 | 0 | 67.05 | 69.69 | 9 | 0
2020 | TVA_Transmission_2_SOCO | TVA_Transmission | SOCO | Internal | Summer | B5 | 200 | 3200 | 0 | 59.08 | 66.83 | 9 | 0
2020 | TVA_Transmission_2_SOCO | TVA_Transmission | SOCO | Internal | Summer | B6 | 300 | 3200 | 0 | 54.87 | 63.14 | 9 | 0
2020 | TVA_Transmission_2_SOCO | TVA_Transmission | SOCO | Internal | Summer | B7 | 400 | 3200 | 0 | 46.91 | 55.15 | 9 | 0
2020 | TVA_Transmission_2_SOCO | TVA_Transmission | SOCO | Internal | Summer | B8 | 500 | 3200 | 0 | 41.97 | 44.75 | 9 | 0
2020 | TVA_Transmission_2_SOCO | TVA_Transmission | SOCO | Internal | Summer | B9 | 800 | 3200 | 0 | 41.62 | 42.32 | 9 | 0
2020 | TVA_Transmission_2_SOCO | TVA_Transmission | SOCO | Internal | Summer | B10 | 1262 | 3200 | 0 | 39.27 | 40.87 | 9 | 0
2020 | TVA_Transmission_2_SOCO | TVA_Transmission | SOCO | Internal | Winter | B16 | 25 | 3200 | 0 | 61.42 | 69.01 | 9 | 0
2020 | TVA_Transmission_2_SOCO | TVA_Transmission | SOCO | Internal | Winter | B17 | 100 | 3200 | 0 | 49.22 | 46.18 | 9 | 0
2020 | TVA_Transmission_2_SOCO | TVA_Transmission | SOCO | Internal | Winter | B18 | 400 | 3200 | 0 | 46.27 | 44.59 | 9 | 0
2020 | TVA_Transmission_2_SOCO | TVA_Transmission | SOCO | Internal | Winter | B19 | 700 | 3200 | 0 | 44.76 | 44.59 | 9 | 0
2020 | TVA_Transmission_2_SOCO | TVA_Transmission | SOCO | Internal | Winter | B20 | 935 | 3200 | 0 | 42.94 | 44.59 | 9 | 0
2020 | TVA_Transmission_2_TVA | TVA_Transmission | TVA | Internal | Shoulder | B11 | 25 | 99999 | 0 | 59.39 | 58.42 | 0.01 | 0
2020 | TVA_Transmission_2_TVA | TVA_Transmission | TVA | Internal | Shoulder | B12 | 200 | 99999 | 0 | 47.99 | 43.12 | 0.01 | 0
2020 | TVA_Transmission_2_TVA | TVA_Transmission | TVA | Internal | Shoulder | B13 | 600 | 99999 | 0 | 45.01 | 42.25 | 0.01 | 0
2020 | TVA_Transmission_2_TVA | TVA_Transmission | TVA | Internal | Shoulder | B14 | 900 | 99999 | 0 | 44.2 | 42.25 | 0.01 | 0
2020 | TVA_Transmission_2_TVA | TVA_Transmission | TVA | Internal | Shoulder | B15 | 1203 | 99999 | 0 | 42.51 | 42.04 | 0.01 | 0
2020 | TVA_Transmission_2_TVA | TVA_Transmission | TVA | Internal | Summer | B1 | 10 | 99999 | 2947.31 | 73.05 | 73.07 | 0.01 | 0
2020 | TVA_Transmission_2_TVA | TVA_Transmission | TVA | Internal | Summer | B2 | 25 | 99999 | 2101.78 | 71.53 | 71.54 | 0.01 | 0
2020 | TVA_Transmission_2_TVA | TVA_Transmission | TVA | Internal | Summer | B3 | 75 | 99999 | 441.67 | 67.28 | 67.29 | 0.01 | 0
2020 | TVA_Transmission_2_TVA | TVA_Transmission | TVA | Internal | Summer | B4 | 100 | 99999 | 499.44 | 67.05 | 67.06 | 0.01 | 0
2020 | TVA_Transmission_2_TVA | TVA_Transmission | TVA | Internal | Summer | B5 | 200 | 99999 | 0 | 59.08 | 57.15 | 0.01 | 0
2020 | TVA_Transmission_2_TVA | TVA_Transmission | TVA | Internal | Summer | B6 | 300 | 99999 | 0 | 54.87 | 46.14 | 0.01 | 0
2020 | TVA_Transmission_2_TVA | TVA_Transmission | TVA | Internal | Summer | B7 | 400 | 99999 | 0 | 46.91 | 40.44 | 0.01 | 0
2020 | TVA_Transmission_2_TVA | TVA_Transmission | TVA | Internal | Summer | B8 | 500 | 99999 | 0 | 41.97 | 40.44 | 0.01 | 0
2020 | TVA_Transmission_2_TVA | TVA_Transmission | TVA | Internal | Summer | B9 | 800 | 99999 | 0 | 41.62 | 40.44 | 0.01 | 0
2020 | TVA_Transmission_2_TVA | TVA_Transmission | TVA | Internal | Summer | B10 | 1262 | 99999 | 0 | 39.27 | 37.45 | 0.01 | 0
2020 | TVA_Transmission_2_TVA | TVA_Transmission | TVA | Internal | Winter | B16 | 25 | 99999 | 0 | 61.42 | 58.71 | 0.01 | 0
2020 | TVA_Transmission_2_TVA | TVA_Transmission | TVA | Internal | Winter | B17 | 100 | 99999 | 0 | 49.22 | 45.32 | 0.01 | 0
2020 | TVA_Transmission_2_TVA | TVA_Transmission | TVA | Internal | Winter | B18 | 400 | 99999 | 0 | 46.27 | 42.25 | 0.01 | 0
2020 | TVA_Transmission_2_TVA | TVA_Transmission | TVA | Internal | Winter | B19 | 700 | 99999 | 0 | 44.76 | 42.25 | 0.01 | 0
2020 | TVA_Transmission_2_TVA | TVA_Transmission | TVA | Internal | Winter | B20 | 935 | 99999 | 0 | 42.94 | 42.25 | 0.01 | 0
2020 | TVA_Transmission_2_VACAR | TVA_Transmission | VACAR | Internal | Shoulder | B11 | 25 | 900 | 0 | 59.39 | 59.98 | 9 | 0
2020 | TVA_Transmission_2_VACAR | TVA_Transmission | VACAR | Internal | Shoulder | B12 | 200 | 900 | 0 | 47.99 | 48.47 | 9 | 0
2020 | TVA_Transmission_2_VACAR | TVA_Transmission | VACAR | Internal | Shoulder | B13 | 600 | 900 | 0 | 45.01 | 47.31 | 9 | 0
2020 | TVA_Transmission_2_VACAR | TVA_Transmission | VACAR | Internal | Shoulder | B14 | 900 | 900 | 0 | 44.2 | 45.83 | 9 | 0
2020 | TVA_Transmission_2_VACAR | TVA_Transmission | VACAR | Internal | Shoulder | B15 | 1203 | 900 | 0 | 42.51 | 43.21 | 9 | 0
2020 | TVA_Transmission_2_VACAR | TVA_Transmission | VACAR | Internal | Summer | B1 | 10 | 900 | 0 | 73.05 | 73.05 | 9 | 0
2020 | TVA_Transmission_2_VACAR | TVA_Transmission | VACAR | Internal | Summer | B2 | 25 | 900 | 0 | 71.53 | 73.05 | 9 | 0
2020 | TVA_Transmission_2_VACAR | TVA_Transmission | VACAR | Internal | Summer | B3 | 75 | 900 | 0 | 67.28 | 73.05 | 9 | 0
2020 | TVA_Transmission_2_VACAR | TVA_Transmission | VACAR | Internal | Summer | B4 | 100 | 900 | 0 | 67.05 | 67.05 | 9 | 0
2020 | TVA_Transmission_2_VACAR | TVA_Transmission | VACAR | Internal | Summer | B5 | 200 | 900 | 0 | 59.08 | 59.83 | 9 | 0
2020 | TVA_Transmission_2_VACAR | TVA_Transmission | VACAR | Internal | Summer | B6 | 300 | 900 | 0 | 54.87 | 56.14 | 9 | 0
2020 | TVA_Transmission_2_VACAR | TVA_Transmission | VACAR | Internal | Summer | B7 | 400 | 900 | 0 | 46.91 | 48.15 | 9 | 0
2020 | TVA_Transmission_2_VACAR | TVA_Transmission | VACAR | Internal | Summer | B8 | 500 | 900 | 0 | 41.97 | 44.42 | 9 | 0
2020 | TVA_Transmission_2_VACAR | TVA_Transmission | VACAR | Internal | Summer | B9 | 800 | 900 | 0 | 41.62 | 43.58 | 9 | 0
2020 | TVA_Transmission_2_VACAR | TVA_Transmission | VACAR | Internal | Summer | B10 | 1262 | 900 | 0 | 39.27 | 41.83 | 9 | 0
2020 | TVA_Transmission_2_VACAR | TVA_Transmission | VACAR | Internal | Winter | B16 | 25 | 900 | 0 | 61.42 | 63.12 | 9 | 0
2020 | TVA_Transmission_2_VACAR | TVA_Transmission | VACAR | Internal | Winter | B17 | 100 | 900 | 0 | 49.22 | 52.63 | 9 | 0
2020 | TVA_Transmission_2_VACAR | TVA_Transmission | VACAR | Internal | Winter | B18 | 400 | 900 | 0 | 46.27 | 47.31 | 9 | 0
2020 | TVA_Transmission_2_VACAR | TVA_Transmission | VACAR | Internal | Winter | B19 | 700 | 900 | 0 | 44.76 | 45.6 | 9 | 0
2020 | TVA_Transmission_2_VACAR | TVA_Transmission | VACAR | Internal | Winter | B20 | 935 | 900 | 0 | 42.94 | 44.42 | 9 | 0
2020 | VACAR_2_PJM_ROR | VACAR | PJM_ROR | Internal | Shoulder | B11 | 25 | 2000 | 0 | 59.98 | 53.98 | 7 | 0
2020 | VACAR_2_PJM_ROR | VACAR | PJM_ROR | Internal | Shoulder | B12 | 200 | 2000 | 0 | 48.47 | 48.41 | 7 | 0
2020 | VACAR_2_PJM_ROR | VACAR | PJM_ROR | Internal | Shoulder | B13 | 600 | 2000 | 0 | 47.31 | 43.6 | 7 | 0
2020 | VACAR_2_PJM_ROR | VACAR | PJM_ROR | Internal | Shoulder | B14 | 900 | 2000 | 0 | 45.83 | 41.99 | 7 | 0
2020 | VACAR_2_PJM_ROR | VACAR | PJM_ROR | Internal | Shoulder | B15 | 1203 | 2000 | 0 | 43.21 | 37.21 | 7 | 0
2020 | VACAR_2_PJM_ROR | VACAR | PJM_ROR | Internal | Summer | B1 | 10 | 2000 | 0 | 73.05 | 67.05 | 7 | 0
2020 | VACAR_2_PJM_ROR | VACAR | PJM_ROR | Internal | Summer | B2 | 25 | 2000 | 0 | 73.05 | 65.53 | 7 | 0
2020 | VACAR_2_PJM_ROR | VACAR | PJM_ROR | Internal | Summer | B3 | 75 | 2000 | 0 | 73.05 | 61.28 | 7 | 0
2020 | VACAR_2_PJM_ROR | VACAR | PJM_ROR | Internal | Summer | B4 | 100 | 2000 | 0 | 67.05 | 61.05 | 7 | 0
2020 | VACAR_2_PJM_ROR | VACAR | PJM_ROR | Internal | Summer | B5 | 200 | 2000 | 0 | 59.83 | 53.83 | 7 | 0
2020 | VACAR_2_PJM_ROR | VACAR | PJM_ROR | Internal | Summer | B6 | 300 | 2000 | 0 | 56.14 | 50.14 | 7 | 0
2020 | VACAR_2_PJM_ROR | VACAR | PJM_ROR | Internal | Summer | B7 | 400 | 2000 | 0 | 48.15 | 42.15 | 7 | 0
2020 | VACAR_2_PJM_ROR | VACAR | PJM_ROR | Internal | Summer | B8 | 500 | 2000 | 0 | 44.42 | 38.42 | 7 | 0
2020 | VACAR_2_PJM_ROR | VACAR | PJM_ROR | Internal | Summer | B9 | 800 | 2000 | 0 | 43.58 | 37.58 | 7 | 0
2020 | VACAR_2_PJM_ROR | VACAR | PJM_ROR | Internal | Summer | B10 | 1262 | 2000 | 0 | 41.83 | 35.83 | 7 | 0
2020 | VACAR_2_PJM_ROR | VACAR | PJM_ROR | Internal | Winter | B16 | 25 | 2000 | 0 | 63.12 | 57.12 | 7 | 0
2020 | VACAR_2_PJM_ROR | VACAR | PJM_ROR | Internal | Winter | B17 | 100 | 2000 | 0 | 52.63 | 48.3 | 7 | 0
2020 | VACAR_2_PJM_ROR | VACAR | PJM_ROR | Internal | Winter | B18 | 400 | 2000 | 0 | 47.31 | 44.76 | 7 | 0
2020 | VACAR_2_PJM_ROR | VACAR | PJM_ROR | Internal | Winter | B19 | 700 | 2000 | 0 | 45.6 | 43.33 | 7 | 0
2020 | VACAR_2_PJM_ROR | VACAR | PJM_ROR | Internal | Winter | B20 | 935 | 2000 | 0 | 44.42 | 38.42 | 7 | 0
2020 | VACAR_2_SOCO | VACAR | SOCO | Internal | Shoulder | B11 | 25 | 3000 | 1662.62 | 59.98 | 66.98 | 7 | 0
2020 | VACAR_2_SOCO | VACAR | SOCO | Internal | Shoulder | B12 | 200 | 3000 | 0 | 48.47 | 44.56 | 7 | 0
2020 | VACAR_2_SOCO | VACAR | SOCO | Internal | Shoulder | B13 | 600 | 3000 | 0 | 47.31 | 42.57 | 7 | 0
2020 | VACAR_2_SOCO | VACAR | SOCO | Internal | Shoulder | B14 | 900 | 3000 | 0 | 45.83 | 42.57 | 7 | 0
2020 | VACAR_2_SOCO | VACAR | SOCO | Internal | Shoulder | B15 | 1203 | 3000 | 0 | 43.21 | 42.1 | 7 | 0
2020 | VACAR_2_SOCO | VACAR | SOCO | Internal | Summer | B1 | 10 | 3000 | 0 | 73.05 | 71.02 | 7 | 0
2020 | VACAR_2_SOCO | VACAR | SOCO | Internal | Summer | B2 | 25 | 3000 | 0 | 73.05 | 71.02 | 7 | 0
2020 | VACAR_2_SOCO | VACAR | SOCO | Internal | Summer | B3 | 75 | 3000 | 0 | 73.05 | 69.69 | 7 | 0
2020 | VACAR_2_SOCO | VACAR | SOCO | Internal | Summer | B4 | 100 | 3000 | 0 | 67.05 | 69.69 | 7 | 0
2020 | VACAR_2_SOCO | VACAR | SOCO | Internal | Summer | B5 | 200 | 3000 | 975.8 | 59.83 | 66.83 | 7 | 0
2020 | VACAR_2_SOCO | VACAR | SOCO | Internal | Summer | B6 | 300 | 3000 | 263.29 | 56.14 | 63.14 | 7 | 0
2020 | VACAR_2_SOCO | VACAR | SOCO | Internal | Summer | B7 | 400 | 3000 | 1130.17 | 48.15 | 55.15 | 7 | 0
2020 | VACAR_2_SOCO | VACAR | SOCO | Internal | Summer | B8 | 500 | 3000 | 0 | 44.42 | 44.75 | 7 | 0
2020 | VACAR_2_SOCO | VACAR | SOCO | Internal | Summer | B9 | 800 | 3000 | 0 | 43.58 | 42.32 | 7 | 0
2020 | VACAR_2_SOCO | VACAR | SOCO | Internal | Summer | B10 | 1262 | 3000 | 0 | 41.83 | 40.87 | 7 | 0
2020 | VACAR_2_SOCO | VACAR | SOCO | Internal | Winter | B16 | 25 | 3000 | 0 | 63.12 | 69.01 | 7 | 0
2020 | VACAR_2_SOCO | VACAR | SOCO | Internal | Winter | B17 | 100 | 3000 | 0 | 52.63 | 46.18 | 7 | 0
2020 | VACAR_2_SOCO | VACAR | SOCO | Internal | Winter | B18 | 400 | 3000 | 0 | 47.31 | 44.59 | 7 | 0
2020 | VACAR_2_SOCO | VACAR | SOCO | Internal | Winter | B19 | 700 | 3000 | 0 | 45.6 | 44.59 | 7 | 0
2020 | VACAR_2_SOCO | VACAR | SOCO | Internal | Winter | B20 | 935 | 3000 | 0 | 44.42 | 44.59 | 7 | 0
2020 | VACAR_2_TVA_Transmission | VACAR | TVA_Transmission | Internal | Shoulder | B11 | 25 | 900 | 0 | 59.98 | 59.39 | 7 | 0
2020 | VACAR_2_TVA_Transmission | VACAR | TVA_Transmission | Internal | Shoulder | B12 | 200 | 900 | 0 | 48.47 | 47.99 | 7 | 0
2020 | VACAR_2_TVA_Transmission | VACAR | TVA_Transmission | Internal | Shoulder | B13 | 600 | 900 | 0 | 47.31 | 45.01 | 7 | 0
2020 | VACAR_2_TVA_Transmission | VACAR | TVA_Transmission | Internal | Shoulder | B14 | 900 | 900 | 0 | 45.83 | 44.2 | 7 | 0
2020 | VACAR_2_TVA_Transmission | VACAR | TVA_Transmission | Internal | Shoulder | B15 | 1203 | 900 | 0 | 43.21 | 42.51 | 7 | 0
2020 | VACAR_2_TVA_Transmission | VACAR | TVA_Transmission | Internal | Summer | B1 | 10 | 900 | 0 | 73.05 | 73.05 | 7 | 0
2020 | VACAR_2_TVA_Transmission | VACAR | TVA_Transmission | Internal | Summer | B2 | 25 | 900 | 0 | 73.05 | 71.53 | 7 | 0
2020 | VACAR_2_TVA_Transmission | VACAR | TVA_Transmission | Internal | Summer | B3 | 75 | 900 | 0 | 73.05 | 67.28 | 7 | 0
2020 | VACAR_2_TVA_Transmission | VACAR | TVA_Transmission | Internal | Summer | B4 | 100 | 900 | 0 | 67.05 | 67.05 | 7 | 0
2020 | VACAR_2_TVA_Transmission | VACAR | TVA_Transmission | Internal | Summer | B5 | 200 | 900 | 0 | 59.83 | 59.08 | 7 | 0
2020 | VACAR_2_TVA_Transmission | VACAR | TVA_Transmission | Internal | Summer | B6 | 300 | 900 | 0 | 56.14 | 54.87 | 7 | 0
2020 | VACAR_2_TVA_Transmission | VACAR | TVA_Transmission | Internal | Summer | B7 | 400 | 900 | 0 | 48.15 | 46.91 | 7 | 0
2020 | VACAR_2_TVA_Transmission | VACAR | TVA_Transmission | Internal | Summer | B8 | 500 | 900 | 0 | 44.42 | 41.97 | 7 | 0
2020 | VACAR_2_TVA_Transmission | VACAR | TVA_Transmission | Internal | Summer | B9 | 800 | 900 | 0 | 43.58 | 41.62 | 7 | 0
2020 | VACAR_2_TVA_Transmission | VACAR | TVA_Transmission | Internal | Summer | B10 | 1262 | 900 | 0 | 41.83 | 39.27 | 7 | 0
2020 | VACAR_2_TVA_Transmission | VACAR | TVA_Transmission | Internal | Winter | B16 | 25 | 900 | 0 | 63.12 | 61.42 | 7 | 0
2020 | VACAR_2_TVA_Transmission | VACAR | TVA_Transmission | Internal | Winter | B17 | 100 | 900 | 0 | 52.63 | 49.22 | 7 | 0
2020 | VACAR_2_TVA_Transmission | VACAR | TVA_Transmission | Internal | Winter | B18 | 400 | 900 | 0 | 47.31 | 46.27 | 7 | 0
2020 | VACAR_2_TVA_Transmission | VACAR | TVA_Transmission | Internal | Winter | B19 | 700 | 900 | 0 | 45.6 | 44.76 | 7 | 0
2020 | VACAR_2_TVA_Transmission | VACAR | TVA_Transmission | Internal | Winter | B20 | 935 | 900 | 0 | 44.42 | 42.94 | 7 | 0
2025 | ENT_2_MISO_MO-IL | ENT | MISO_MO-IL | Internal | Shoulder | B11 | 25 | 2260 | 0 | 66.61 | 63.1 | 8 | 0
2025 | ENT_2_MISO_MO-IL | ENT | MISO_MO-IL | Internal | Shoulder | B12 | 200 | 2260 | 0 | 46.83 | 49.7 | 8 | 0
2025 | ENT_2_MISO_MO-IL | ENT | MISO_MO-IL | Internal | Shoulder | B13 | 600 | 2260 | 0 | 46.83 | 44.83 | 8 | 0
2025 | ENT_2_MISO_MO-IL | ENT | MISO_MO-IL | Internal | Shoulder | B14 | 900 | 2260 | 0 | 46.83 | 43.95 | 8 | 0
2025 | ENT_2_MISO_MO-IL | ENT | MISO_MO-IL | Internal | Shoulder | B15 | 1203 | 2260 | 0 | 45.85 | 41.45 | 8 | 0
2025 | ENT_2_MISO_MO-IL | ENT | MISO_MO-IL | Internal | Summer | B1 | 10 | 2260 | 0 | 78.59 | 73.42 | 8 | 0
2025 | ENT_2_MISO_MO-IL | ENT | MISO_MO-IL | Internal | Summer | B2 | 25 | 2260 | 0 | 75.69 | 71.22 | 8 | 0
2025 | ENT_2_MISO_MO-IL | ENT | MISO_MO-IL | Internal | Summer | B3 | 75 | 2260 | 0 | 70.61 | 68.9 | 8 | 0
2025 | ENT_2_MISO_MO-IL | ENT | MISO_MO-IL | Internal | Summer | B4 | 100 | 2260 | 0 | 69.11 | 68.9 | 8 | 0
2025 | ENT_2_MISO_MO-IL | ENT | MISO_MO-IL | Internal | Summer | B5 | 200 | 2260 | 0 | 69.11 | 65.35 | 8 | 0
2025 | ENT_2_MISO_MO-IL | ENT | MISO_MO-IL | Internal | Summer | B6 | 300 | 2260 | 0 | 60.45 | 52.45 | 8 | 0
2025 | ENT_2_MISO_MO-IL | ENT | MISO_MO-IL | Internal | Summer | B7 | 400 | 2260 | 0 | 51.84 | 43.84 | 8 | 0
2025 | ENT_2_MISO_MO-IL | ENT | MISO_MO-IL | Internal | Summer | B8 | 500 | 2260 | 0 | 45.36 | 41.13 | 8 | 0
2025 | ENT_2_MISO_MO-IL | ENT | MISO_MO-IL | Internal | Summer | B9 | 800 | 2260 | 0 | 45.04 | 40.45 | 8 | 0
2025 | ENT_2_MISO_MO-IL | ENT | MISO_MO-IL | Internal | Summer | B10 | 1262 | 2260 | 0 | 44.71 | 37.15 | 8 | 0
2025 | ENT_2_MISO_MO-IL | ENT | MISO_MO-IL | Internal | Winter | B16 | 25 | 2260 | 0 | 66.05 | 58.21 | 8 | 0
2025 | ENT_2_MISO_MO-IL | ENT | MISO_MO-IL | Internal | Winter | B17 | 100 | 2260 | 0 | 49.74 | 50.89 | 8 | 0
2025 | ENT_2_MISO_MO-IL | ENT | MISO_MO-IL | Internal | Winter | B18 | 400 | 2260 | 0 | 49.74 | 47.12 | 8 | 0
2025 | ENT_2_MISO_MO-IL | ENT | MISO_MO-IL | Internal | Winter | B19 | 700 | 2260 | 0 | 49.38 | 44.75 | 8 | 0
2025 | ENT_2_MISO_MO-IL | ENT | MISO_MO-IL | Internal | Winter | B20 | 935 | 2260 | 0 | 47.76 | 40.2 | 8 | 0
2025 | ENT_2_SOCO | ENT | SOCO | Internal | Shoulder | B11 | 25 | 2000 | 828.95 | 66.61 | 74.61 | 8 | 0
2025 | ENT_2_SOCO | ENT | SOCO | Internal | Shoulder | B12 | 200 | 2000 | 0 | 46.83 | 50.05 | 8 | 0
2025 | ENT_2_SOCO | ENT | SOCO | Internal | Shoulder | B13 | 600 | 2000 | 0 | 46.83 | 46.88 | 8 | 0
2025 | ENT_2_SOCO | ENT | SOCO | Internal | Shoulder | B14 | 900 | 2000 | 0 | 46.83 | 46.88 | 8 | 0
2025 | ENT_2_SOCO | ENT | SOCO | Internal | Shoulder | B15 | 1203 | 2000 | 0 | 45.85 | 46.88 | 8 | 0
2025 | ENT_2_SOCO | ENT | SOCO | Internal | Summer | B1 | 10 | 2000 | 1813.48 | 78.59 | 86.59 | 8 | 0
2025 | ENT_2_SOCO | ENT | SOCO | Internal | Summer | B2 | 25 | 2000 | 0 | 75.69 | 78.61 | 8 | 0
2025 | ENT_2_SOCO | ENT | SOCO | Internal | Summer | B3 | 75 | 2000 | 655.2 | 70.61 | 78.61 | 8 | 0
2025 | ENT_2_SOCO | ENT | SOCO | Internal | Summer | B4 | 100 | 2000 | 535.84 | 69.11 | 77.11 | 8 | 0
2025 | ENT_2_SOCO | ENT | SOCO | Internal | Summer | B5 | 200 | 2000 | 1615.2 | 69.11 | 77.11 | 8 | 0
2025 | ENT_2_SOCO | ENT | SOCO | Internal | Summer | B6 | 300 | 2000 | 970.21 | 60.45 | 68.45 | 8 | 0
2025 | ENT_2_SOCO | ENT | SOCO | Internal | Summer | B7 | 400 | 2000 | 1663.45 | 51.84 | 59.84 | 8 | 0
2025 | ENT_2_SOCO | ENT | SOCO | Internal | Summer | B8 | 500 | 2000 | 0 | 45.36 | 50.99 | 8 | 0
2025 | ENT_2_SOCO | ENT | SOCO | Internal | Summer | B9 | 800 | 2000 | 0 | 45.04 | 45.53 | 8 | 0
2025 | ENT_2_SOCO | ENT | SOCO | Internal | Summer | B10 | 1262 | 2000 | 0 | 44.71 | 45.53 | 8 | 0
2025 | ENT_2_SOCO | ENT | SOCO | Internal | Winter | B16 | 25 | 2000 | 1999.99 | 66.05 | 75.18 | 8 | 1.13
2025 | ENT_2_SOCO | ENT | SOCO | Internal | Winter | B17 | 100 | 2000 | 0 | 49.74 | 52.52 | 8 | 0
2025 | ENT_2_SOCO | ENT | SOCO | Internal | Winter | B18 | 400 | 2000 | 0 | 49.74 | 49.67 | 8 | 0
2025 | ENT_2_SOCO | ENT | SOCO | Internal | Winter | B19 | 700 | 2000 | 0 | 49.38 | 49.67 | 8 | 0
2025 | ENT_2_SOCO | ENT | SOCO | Internal | Winter | B20 | 935 | 2000 | 0 | 47.76 | 49.67 | 8 | 0
2025 | ENT_2_SPP_N | ENT | SPP_N | Internal | Shoulder | B11 | 25 | 1300 | 0 | 66.61 | 70.09 | 8 | 0
2025 | ENT_2_SPP_N | ENT | SPP_N | Internal | Shoulder | B12 | 200 | 1300 | 0 | 46.83 | 47.6 | 8 | 0
2025 | ENT_2_SPP_N | ENT | SPP_N | Internal | Shoulder | B13 | 600 | 1300 | 0 | 46.83 | 45.56 | 8 | 0
2025 | ENT_2_SPP_N | ENT | SPP_N | Internal | Shoulder | B14 | 900 | 1300 | 0 | 46.83 | 44.5 | 8 | 0
2025 | ENT_2_SPP_N | ENT | SPP_N | Internal | Shoulder | B15 | 1203 | 1300 | 0 | 45.85 | 40.85 | 8 | 0
2025 | ENT_2_SPP_N | ENT | SPP_N | Internal | Summer | B1 | 10 | 1300 | 0 | 78.59 | 73.59 | 8 | 0
2025 | ENT_2_SPP_N | ENT | SPP_N | Internal | Summer | B2 | 25 | 1300 | 0 | 75.69 | 73.59 | 8 | 0
2025 | ENT_2_SPP_N | ENT | SPP_N | Internal | Summer | B3 | 75 | 1300 | 0 | 70.61 | 73.59 | 8 | 0
2025 | ENT_2_SPP_N | ENT | SPP_N | Internal | Summer | B4 | 100 | 1300 | 0 | 69.11 | 71.53 | 8 | 0
2025 | ENT_2_SPP_N | ENT | SPP_N | Internal | Summer | B5 | 200 | 1300 | 0 | 69.11 | 67.65 | 8 | 0
2025 | ENT_2_SPP_N | ENT | SPP_N | Internal | Summer | B6 | 300 | 1300 | 0 | 60.45 | 59.44 | 8 | 0
2025 | ENT_2_SPP_N | ENT | SPP_N | Internal | Summer | B7 | 400 | 1300 | 0 | 51.84 | 46.84 | 8 | 0
2025 | ENT_2_SPP_N | ENT | SPP_N | Internal | Summer | B8 | 500 | 1300 | 0 | 45.36 | 43.36 | 8 | 0
2025 | ENT_2_SPP_N | ENT | SPP_N | Internal | Summer | B9 | 800 | 1300 | 0 | 45.04 | 43.26 | 8 | 0
2025 | ENT_2_SPP_N | ENT | SPP_N | Internal | Summer | B10 | 1262 | 1300 | 0 | 44.71 | 40.11 | 8 | 0
2025 | ENT_2_SPP_N | ENT | SPP_N | Internal | Winter | B16 | 25 | 1300 | 0 | 66.05 | 61.05 | 8 | 0
2025 | ENT_2_SPP_N | ENT | SPP_N | Internal | Winter | B17 | 100 | 1300 | 0 | 49.74 | 47.74 | 8 | 0
2025 | ENT_2_SPP_N | ENT | SPP_N | Internal | Winter | B18 | 400 | 1300 | 0 | 49.74 | 44.88 | 8 | 0
2025 | ENT_2_SPP_N | ENT | SPP_N | Internal | Winter | B19 | 700 | 1300 | 0 | 49.38 | 44.38 | 8 | 0
2025 | ENT_2_SPP_N | ENT | SPP_N | Internal | Winter | B20 | 935 | 1300 | 0 | 47.76 | 41.67 | 8 | 0
2025 | ENT_2_SPP_S | ENT | SPP_S | Internal | Shoulder | B11 | 25 | 1300 | 0 | 66.61 | 60.35 | 8 | 0
2025 | ENT_2_SPP_S | ENT | SPP_S | Internal | Shoulder | B12 | 200 | 1300 | 0 | 46.83 | 44.88 | 8 | 0
2025 | ENT_2_SPP_S | ENT | SPP_S | Internal | Shoulder | B13 | 600 | 1300 | 0 | 46.83 | 44.78 | 8 | 0
2025 | ENT_2_SPP_S | ENT | SPP_S | Internal | Shoulder | B14 | 900 | 1300 | 0 | 46.83 | 44.49 | 8 | 0
2025 | ENT_2_SPP_S | ENT | SPP_S | Internal | Shoulder | B15 | 1203 | 1300 | 0 | 45.85 | 40.85 | 8 | 0
2025 | ENT_2_SPP_S | ENT | SPP_S | Internal | Summer | B1 | 10 | 1300 | 0 | 78.59 | 55.86 | 8 | 0
2025 | ENT_2_SPP_S | ENT | SPP_S | Internal | Summer | B2 | 25 | 1300 | 0 | 75.69 | 62.49 | 8 | 0
2025 | ENT_2_SPP_S | ENT | SPP_S | Internal | Summer | B3 | 75 | 1300 | 0 | 70.61 | 63.01 | 8 | 0
2025 | ENT_2_SPP_S | ENT | SPP_S | Internal | Summer | B4 | 100 | 1300 | 0 | 69.11 | 62.49 | 8 | 0
2025 | ENT_2_SPP_S | ENT | SPP_S | Internal | Summer | B5 | 200 | 1300 | 0 | 69.11 | 62.49 | 8 | 0
2025 | ENT_2_SPP_S | ENT | SPP_S | Internal | Summer | B6 | 300 | 1300 | 0 | 60.45 | 58.53 | 8 | 0
2025 | ENT_2_SPP_S | ENT | SPP_S | Internal | Summer | B7 | 400 | 1300 | 0 | 51.84 | 46.83 | 8 | 0
2025 | ENT_2_SPP_S | ENT | SPP_S | Internal | Summer | B8 | 500 | 1300 | 0 | 45.36 | 43.37 | 8 | 0
2025 | ENT_2_SPP_S | ENT | SPP_S | Internal | Summer | B9 | 800 | 1300 | 0 | 45.04 | 43.27 | 8 | 0
2025 | ENT_2_SPP_S | ENT | SPP_S | Internal | Summer | B10 | 1262 | 1300 | 0 | 44.71 | 40.12 | 8 | 0
2025 | ENT_2_SPP_S | ENT | SPP_S | Internal | Winter | B16 | 25 | 1300 | 0 | 66.05 | 47.83 | 8 | 0
2025 | ENT_2_SPP_S | ENT | SPP_S | Internal | Winter | B17 | 100 | 1300 | 0 | 49.74 | 47.73 | 8 | 0
2025 | ENT_2_SPP_S | ENT | SPP_S | Internal | Winter | B18 | 400 | 1300 | 0 | 49.74 | 44.89 | 8 | 0
2025 | ENT_2_SPP_S | ENT | SPP_S | Internal | Winter | B19 | 700 | 1300 | 0 | 49.38 | 44.38 | 8 | 0
2025 | ENT_2_SPP_S | ENT | SPP_S | Internal | Winter | B20 | 935 | 1300 | 0 | 47.76 | 41.69 | 8 | 0
2025 | ENT_2_TVA_Transmission | ENT | TVA_Transmission | Internal | Shoulder | B11 | 25 | 2100 | 0 | 66.61 | 65.75 | 8 | 0
2025 | ENT_2_TVA_Transmission | ENT | TVA_Transmission | Internal | Shoulder | B12 | 200 | 2100 | 0 | 46.83 | 52.43 | 8 | 0
2025 | ENT_2_TVA_Transmission | ENT | TVA_Transmission | Internal | Shoulder | B13 | 600 | 2100 | 0 | 46.83 | 49.05 | 8 | 0
2025 | ENT_2_TVA_Transmission | ENT | TVA_Transmission | Internal | Shoulder | B14 | 900 | 2100 | 0 | 46.83 | 48 | 8 | 0
2025 | ENT_2_TVA_Transmission | ENT | TVA_Transmission | Internal | Shoulder | B15 | 1203 | 2100 | 0 | 45.85 | 46.51 | 8 | 0
2025 | ENT_2_TVA_Transmission | ENT | TVA_Transmission | Internal | Summer | B1 | 10 | 2100 | 0 | 78.59 | 81.42 | 8 | 0
2025 | ENT_2_TVA_Transmission | ENT | TVA_Transmission | Internal | Summer | B2 | 25 | 2100 | 0 | 75.69 | 79.22 | 8 | 0
2025 | ENT_2_TVA_Transmission | ENT | TVA_Transmission | Internal | Summer | B3 | 75 | 2100 | 0 | 70.61 | 74.43 | 8 | 0
2025 | ENT_2_TVA_Transmission | ENT | TVA_Transmission | Internal | Summer | B4 | 100 | 2100 | 0 | 69.11 | 74.12 | 8 | 0
2025 | ENT_2_TVA_Transmission | ENT | TVA_Transmission | Internal | Summer | B5 | 200 | 2100 | 0 | 69.11 | 68.95 | 8 | 0
2025 | ENT_2_TVA_Transmission | ENT | TVA_Transmission | Internal | Summer | B6 | 300 | 2100 | 0 | 60.45 | 59.56 | 8 | 0
2025 | ENT_2_TVA_Transmission | ENT | TVA_Transmission | Internal | Summer | B7 | 400 | 2100 | 0 | 51.84 | 51.16 | 8 | 0
2025 | ENT_2_TVA_Transmission | ENT | TVA_Transmission | Internal | Summer | B8 | 500 | 2100 | 0 | 45.36 | 46.48 | 8 | 0
2025 | ENT_2_TVA_Transmission | ENT | TVA_Transmission | Internal | Summer | B9 | 800 | 2100 | 0 | 45.04 | 45.55 | 8 | 0
2025 | ENT_2_TVA_Transmission | ENT | TVA_Transmission | Internal | Summer | B10 | 1262 | 2100 | 0 | 44.71 | 42.54 | 8 | 0
2025 | ENT_2_TVA_Transmission | ENT | TVA_Transmission | Internal | Winter | B16 | 25 | 2100 | 0 | 66.05 | 66.18 | 8 | 0
2025 | ENT_2_TVA_Transmission | ENT | TVA_Transmission | Internal | Winter | B17 | 100 | 2100 | 0 | 49.74 | 54.96 | 8 | 0
2025 | ENT_2_TVA_Transmission | ENT | TVA_Transmission | Internal | Winter | B18 | 400 | 2100 | 0 | 49.74 | 50.61 | 8 | 0
2025 | ENT_2_TVA_Transmission | ENT | TVA_Transmission | Internal | Winter | B19 | 700 | 2100 | 0 | 49.38 | 48.48 | 8 | 0
2025 | ENT_2_TVA_Transmission | ENT | TVA_Transmission | Internal | Winter | B20 | 935 | 2100 | 0 | 47.76 | 46.31 | 8 | 0
2025 | FRCC_2_SOCO | FRCC | SOCO | Internal | Shoulder | B11 | 25 | 900 | 0 | 84.61 | 74.61 | 8 | 0
2025 | FRCC_2_SOCO | FRCC | SOCO | Internal | Shoulder | B12 | 200 | 900 | 0 | 60.05 | 50.05 | 8 | 0
2025 | FRCC_2_SOCO | FRCC | SOCO | Internal | Shoulder | B13 | 600 | 900 | 0 | 54.36 | 46.88 | 8 | 0
2025 | FRCC_2_SOCO | FRCC | SOCO | Internal | Shoulder | B14 | 900 | 900 | 0 | 52.66 | 46.88 | 8 | 0
2025 | FRCC_2_SOCO | FRCC | SOCO | Internal | Shoulder | B15 | 1203 | 900 | 0 | 52.12 | 46.88 | 8 | 0
2025 | FRCC_2_SOCO | FRCC | SOCO | Internal | Summer | B1 | 10 | 900 | 0 | 96.59 | 86.59 | 8 | 0
2025 | FRCC_2_SOCO | FRCC | SOCO | Internal | Summer | B2 | 25 | 900 | 0 | 84.92 | 78.61 | 8 | 0
2025 | FRCC_2_SOCO | FRCC | SOCO | Internal | Summer | B3 | 75 | 900 | 0 | 84.92 | 78.61 | 8 | 0
2025 | FRCC_2_SOCO | FRCC | SOCO | Internal | Summer | B4 | 100 | 900 | 0 | 84.92 | 77.11 | 8 | 0
2025 | FRCC_2_SOCO | FRCC | SOCO | Internal | Summer | B5 | 200 | 900 | 0 | 84.92 | 77.11 | 8 | 0
2025 | FRCC_2_SOCO | FRCC | SOCO | Internal | Summer | B6 | 300 | 900 | 0 | 78.45 | 68.45 | 8 | 0
2025 | FRCC_2_SOCO | FRCC | SOCO | Internal | Summer | B7 | 400 | 900 | 0 | 69.84 | 59.84 | 8 | 0
2025 | FRCC_2_SOCO | FRCC | SOCO | Internal | Summer | B8 | 500 | 900 | 0 | 60.99 | 50.99 | 8 | 0
2025 | FRCC_2_SOCO | FRCC | SOCO | Internal | Summer | B9 | 800 | 900 | 0 | 53.55 | 45.53 | 8 | 0
2025 | FRCC_2_SOCO | FRCC | SOCO | Internal | Summer | B10 | 1262 | 900 | 0 | 51.34 | 45.53 | 8 | 0
2025 | FRCC_2_SOCO | FRCC | SOCO | Internal | Winter | B16 | 25 | 900 | 0 | 85.18 | 75.18 | 8 | 0
2025 | FRCC_2_SOCO | FRCC | SOCO | Internal | Winter | B17 | 100 | 900 | 0 | 62.52 | 52.52 | 8 | 0
2025 | FRCC_2_SOCO | FRCC | SOCO | Internal | Winter | B18 | 400 | 900 | 0 | 56.86 | 49.67 | 8 | 0
2025 | FRCC_2_SOCO | FRCC | SOCO | Internal | Winter | B19 | 700 | 900 | 0 | 54.6 | 49.67 | 8 | 0
2025 | FRCC_2_SOCO | FRCC | SOCO | Internal | Winter | B20 | 935 | 900 | 0 | 54.51 | 49.67 | 8 | 0
2025 | HQ_NEISO_2_NEISO | HQ_NEISO | NEISO | Internal | Shoulder | B11 | 25 | 99999 | 2920 | 40.75 | 40.76 | 0.01 | 0
2025 | HQ_NEISO_2_NEISO | HQ_NEISO | NEISO | Internal | Shoulder | B12 | 200 | 99999 | 2920 | 40.75 | 40.76 | 0.01 | 0
2025 | HQ_NEISO_2_NEISO | HQ_NEISO | NEISO | Internal | Shoulder | B13 | 600 | 99999 | 2920 | 40.75 | 40.76 | 0.01 | 0
2025 | HQ_NEISO_2_NEISO | HQ_NEISO | NEISO | Internal | Shoulder | B14 | 900 | 99999 | 2920 | 40.75 | 40.76 | 0.01 | 0
2025 | HQ_NEISO_2_NEISO | HQ_NEISO | NEISO | Internal | Shoulder | B15 | 1203 | 99999 | 1143.24 | 40.75 | 40.76 | 0.01 | 0
2025 | HQ_NEISO_2_NEISO | HQ_NEISO | NEISO | Internal | Summer | B1 | 10 | 99999 | 2920 | 76.4 | 76.42 | 0.01 | 0
2025 | HQ_NEISO_2_NEISO | HQ_NEISO | NEISO | Internal | Summer | B2 | 25 | 99999 | 2920 | 73.91 | 73.92 | 0.01 | 0
2025 | HQ_NEISO_2_NEISO | HQ_NEISO | NEISO | Internal | Summer | B3 | 75 | 99999 | 2920 | 57.38 | 57.39 | 0.01 | 0
2025 | HQ_NEISO_2_NEISO | HQ_NEISO | NEISO | Internal | Summer | B4 | 100 | 99999 | 2920 | 47.1 | 47.12 | 0.01 | 0
2025 | HQ_NEISO_2_NEISO | HQ_NEISO | NEISO | Internal | Summer | B5 | 200 | 99999 | 2920 | 37.69 | 37.7 | 0.01 | 0
2025 | HQ_NEISO_2_NEISO | HQ_NEISO | NEISO | Internal | Summer | B6 | 300 | 99999 | 2920 | 37.69 | 37.7 | 0.01 | 0
2025 | HQ_NEISO_2_NEISO | HQ_NEISO | NEISO | Internal | Summer | B7 | 400 | 99999 | 2920 | 37.69 | 37.7 | 0.01 | 0
2025 | HQ_NEISO_2_NEISO | HQ_NEISO | NEISO | Internal | Summer | B8 | 500 | 99999 | 2920 | 37.69 | 37.7 | 0.01 | 0
2025 | HQ_NEISO_2_NEISO | HQ_NEISO | NEISO | Internal | Summer | B9 | 800 | 99999 | 2920 | 37.69 | 37.7 | 0.01 | 0
2025 | HQ_NEISO_2_NEISO | HQ_NEISO | NEISO | Internal | Summer | B10 | 1262 | 99999 | 795.94 | 37.69 | 37.7 | 0.01 | 0
2025 | HQ_NEISO_2_NEISO | HQ_NEISO | NEISO | Internal | Winter | B16 | 25 | 99999 | 2920 | 50.2 | 50.21 | 0.01 | 0
2025 | HQ_NEISO_2_NEISO | HQ_NEISO | NEISO | Internal | Winter | B17 | 100 | 99999 | 2920 | 50.2 | 50.21 | 0.01 | 0
2025 | HQ_NEISO_2_NEISO | HQ_NEISO | NEISO | Internal | Winter | B18 | 400 | 99999 | 2920 | 50.2 | 50.21 | 0.01 | 0
2025 | HQ_NEISO_2_NEISO | HQ_NEISO | NEISO | Internal | Winter | B19 | 700 | 99999 | 2920 | 50.2 | 50.21 | 0.01 | 0
2025 | HQ_NEISO_2_NEISO | HQ_NEISO | NEISO | Internal | Winter | B20 | 935 | 99999 | 1233.58 | 50.2 | 50.21 | 0.01 | 0
2025 | HQ_NY_2_NYISO_A-F | HQ_NY | NYISO_A-F | Internal | Shoulder | B11 | 25 | 99999 | 1000 | 43.45 | 43.47 | 0.01 | 0
2025 | HQ_NY_2_NYISO_A-F | HQ_NY | NYISO_A-F | Internal | Shoulder | B12 | 200 | 99999 | 1000 | 43.66 | 43.67 | 0.01 | 0
2025 | HQ_NY_2_NYISO_A-F | HQ_NY | NYISO_A-F | Internal | Shoulder | B13 | 600 | 99999 | 1000 | 43.45 | 43.47 | 0.01 | 0
2025 | HQ_NY_2_NYISO_A-F | HQ_NY | NYISO_A-F | Internal | Shoulder | B14 | 900 | 99999 | 1000 | 43.36 | 43.37 | 0.01 | 0
2025 | HQ_NY_2_NYISO_A-F | HQ_NY | NYISO_A-F | Internal | Shoulder | B15 | 1203 | 99999 | 188.69 | 43.36 | 43.37 | 0.01 | 0
2025 | HQ_NY_2_NYISO_A-F | HQ_NY | NYISO_A-F | Internal | Summer | B1 | 10 | 99999 | 1000 | 73.4 | 73.42 | 0.01 | 0
2025 | HQ_NY_2_NYISO_A-F | HQ_NY | NYISO_A-F | Internal | Summer | B2 | 25 | 99999 | 1000 | 70.91 | 70.92 | 0.01 | 0
2025 | HQ_NY_2_NYISO_A-F | HQ_NY | NYISO_A-F | Internal | Summer | B3 | 75 | 99999 | 1000 | 60.38 | 60.39 | 0.01 | 0
2025 | HQ_NY_2_NYISO_A-F | HQ_NY | NYISO_A-F | Internal | Summer | B4 | 100 | 99999 | 1000 | 50.1 | 50.12 | 0.01 | 0
2025 | HQ_NY_2_NYISO_A-F | HQ_NY | NYISO_A-F | Internal | Summer | B5 | 200 | 99999 | 1000 | 48.4 | 48.41 | 0.01 | 0
2025 | HQ_NY_2_NYISO_A-F | HQ_NY | NYISO_A-F | Internal | Summer | B6 | 300 | 99999 | 1000 | 48.4 | 48.41 | 0.01 | 0
2025 | HQ_NY_2_NYISO_A-F | HQ_NY | NYISO_A-F | Internal | Summer | B7 | 400 | 99999 | 1000 | 43.85 | 43.87 | 0.01 | 0
2025 | HQ_NY_2_NYISO_A-F | HQ_NY | NYISO_A-F | Internal | Summer | B8 | 500 | 99999 | 1000 | 42.18 | 42.19 | 0.01 | 0
2025 | HQ_NY_2_NYISO_A-F | HQ_NY | NYISO_A-F | Internal | Summer | B9 | 800 | 99999 | 1000 | 40.97 | 40.98 | 0.01 | 0
2025 | HQ_NY_2_NYISO_A-F | HQ_NY | NYISO_A-F | Internal | Summer | B10 | 1262 | 99999 | 30.11 | 40.97 | 40.98 | 0.01 | 0
2025 | HQ_NY_2_NYISO_A-F | HQ_NY | NYISO_A-F | Internal | Winter | B16 | 25 | 99999 | 1000 | 50.38 | 50.39 | 0.01 | 0
2025 | HQ_NY_2_NYISO_A-F | HQ_NY | NYISO_A-F | Internal | Winter | B17 | 100 | 99999 | 1000 | 48.18 | 48.19 | 0.01 | 0
2025 | HQ_NY_2_NYISO_A-F | HQ_NY | NYISO_A-F | Internal | Winter | B18 | 400 | 99999 | 1000 | 46.31 | 46.32 | 0.01 | 0
2025 | HQ_NY_2_NYISO_A-F | HQ_NY | NYISO_A-F | Internal | Winter | B19 | 700 | 99999 | 1000 | 46.31 | 46.32 | 0.01 | 0
2025 | HQ_NY_2_NYISO_A-F | HQ_NY | NYISO_A-F | Internal | Winter | B20 | 935 | 99999 | 229.95 | 46.31 | 46.32 | 0.01 | 0
2025 | HQ_IESO_2_IESO | HQ_IESO | IESO | Internal | Shoulder | B11 | 25 | 99999 | 400 | 36.36 | 36.37 | 0.01 | 0
2025 | HQ_IESO_2_IESO | HQ_IESO | IESO | Internal | Shoulder | B12 | 200 | 99999 | 400 | 36.36 | 36.37 | 0.01 | 0
2025 | HQ_IESO_2_IESO | HQ_IESO | IESO | Internal | Shoulder | B13 | 600 | 99999 | 400 | 36.36 | 36.37 | 0.01 | 0
2025 | HQ_IESO_2_IESO | HQ_IESO | IESO | Internal | Shoulder | B14 | 900 | 99999 | 400 | 36.36 | 36.37 | 0.01 | 0
2025 | HQ_IESO_2_IESO | HQ_IESO | IESO | Internal | Shoulder | B15 | 1203 | 99999 | 75.48 | 36.36 | 36.37 | 0.01 | 0
2025 | HQ_IESO_2_IESO | HQ_IESO | IESO | Internal | Summer | B1 | 10 | 99999 | 400 | 66.4 | 66.42 | 0.01 | 0
2025 | HQ_IESO_2_IESO | HQ_IESO | IESO | Internal | Summer | B2 | 25 | 99999 | 400 | 63.91 | 63.92 | 0.01 | 0
2025 | HQ_IESO_2_IESO | HQ_IESO | IESO | Internal | Summer | B3 | 75 | 99999 | 400 | 53.38 | 53.39 | 0.01 | 0
2025 | HQ_IESO_2_IESO | HQ_IESO | IESO | Internal | Summer | B4 | 100 | 99999 | 400 | 43.1 | 43.12 | 0.01 | 0
2025 | HQ_IESO_2_IESO | HQ_IESO | IESO | Internal | Summer | B5 | 200 | 99999 | 400 | 41.4 | 41.41 | 0.01 | 0
2025 | HQ_IESO_2_IESO | HQ_IESO | IESO | Internal | Summer | B6 | 300 | 99999 | 400 | 41.4 | 41.41 | 0.01 | 0
2025 | HQ_IESO_2_IESO | HQ_IESO | IESO | Internal | Summer | B7 | 400 | 99999 | 400 | 36.85 | 36.87 | 0.01 | 0
2025 | HQ_IESO_2_IESO | HQ_IESO | IESO | Internal | Summer | B8 | 500 | 99999 | 400 | 34.14 | 34.16 | 0.01 | 0
2025 | HQ_IESO_2_IESO | HQ_IESO | IESO | Internal | Summer | B9 | 800 | 99999 | 400 | 33.97 | 33.98 | 0.01 | 0
2025 | HQ_IESO_2_IESO | HQ_IESO | IESO | Internal | Summer | B10 | 1262 | 99999 | 12.04 | 33.97 | 33.98 | 0.01 | 0
2025 | HQ_IESO_2_IESO | HQ_IESO | IESO | Internal | Winter | B16 | 25 | 99999 | 400 | 43.38 | 43.39 | 0.01 | 0
2025 | HQ_IESO_2_IESO | HQ_IESO | IESO | Internal | Winter | B17 | 100 | 99999 | 400 | 41.18 | 41.19 | 0.01 | 0
2025 | HQ_IESO_2_IESO | HQ_IESO | IESO | Internal | Winter | B18 | 400 | 99999 | 400 | 39.31 | 39.32 | 0.01 | 0
2025 | HQ_IESO_2_IESO | HQ_IESO | IESO | Internal | Winter | B19 | 700 | 99999 | 400 | 39.31 | 39.32 | 0.01 | 0
2025 | HQ_IESO_2_IESO | HQ_IESO | IESO | Internal | Winter | B20 | 935 | 99999 | 91.98 | 39.31 | 39.32 | 0.01 | 0
2025 | IESO_2_MAPP_CA | IESO | MAPP_CA | Internal | Shoulder | B11 | 25 | 262 | 262 | 36.37 | 52.22 | 7 | 8.84
2025 | IESO_2_MAPP_CA | IESO | MAPP_CA | Internal | Shoulder | B12 | 200 | 262 | 262 | 36.37 | 49.67 | 7 | 6.3
2025 | IESO_2_MAPP_CA | IESO | MAPP_CA | Internal | Shoulder | B13 | 600 | 262 | 262 | 36.37 | 44.81 | 7 | 1.43
2025 | IESO_2_MAPP_CA | IESO | MAPP_CA | Internal | Shoulder | B14 | 900 | 262 | 262 | 36.37 | 43.96 | 7 | 0.59
2025 | IESO_2_MAPP_CA | IESO | MAPP_CA | Internal | Shoulder | B15 | 1203 | 262 | 262 | 36.37 | 43.96 | 7 | 0.59
2025 | IESO_2_MAPP_CA | IESO | MAPP_CA | Internal | Summer | B1 | 10 | 262 | 0.01 | 66.42 | 71.58 | 7 | 0
2025 | IESO_2_MAPP_CA | IESO | MAPP_CA | Internal | Summer | B2 | 25 | 262 | 163.69 | 63.92 | 70.92 | 7 | 0
2025 | IESO_2_MAPP_CA | IESO | MAPP_CA | Internal | Summer | B3 | 75 | 262 | 222.62 | 53.39 | 60.39 | 7 | 0
2025 | IESO_2_MAPP_CA | IESO | MAPP_CA | Internal | Summer | B4 | 100 | 262 | 262 | 43.12 | 56.98 | 7 | 6.86
2025 | IESO_2_MAPP_CA | IESO | MAPP_CA | Internal | Summer | B5 | 200 | 262 | 262 | 41.41 | 53.64 | 7 | 5.22
2025 | IESO_2_MAPP_CA | IESO | MAPP_CA | Internal | Summer | B6 | 300 | 262 | 262 | 41.41 | 49.67 | 7 | 1.26
2025 | IESO_2_MAPP_CA | IESO | MAPP_CA | Internal | Summer | B7 | 400 | 262 | 0.01 | 36.87 | 43.82 | 7 | 0
2025 | IESO_2_MAPP_CA | IESO | MAPP_CA | Internal | Summer | B8 | 500 | 262 | 0 | 34.16 | 41.11 | 7 | 0
2025 | IESO_2_MAPP_CA | IESO | MAPP_CA | Internal | Summer | B9 | 800 | 262 | 0 | 33.98 | 40.45 | 7 | 0
2025 | IESO_2_MAPP_CA | IESO | MAPP_CA | Internal | Summer | B10 | 1262 | 262 | 0 | 33.98 | 40.45 | 7 | 0
2025 | IESO_2_MAPP_CA | IESO | MAPP_CA | Internal | Winter | B16 | 25 | 262 | 262 | 43.39 | 58.18 | 7 | 7.79
2025 | IESO_2_MAPP_CA | IESO | MAPP_CA | Internal | Winter | B17 | 100 | 262 | 262 | 41.19 | 50.87 | 7 | 2.67
2025 | IESO_2_MAPP_CA | IESO | MAPP_CA | Internal | Winter | B18 | 400 | 262 | 262 | 39.32 | 47.25 | 7 | 0.93
2025 | IESO_2_MAPP_CA | IESO | MAPP_CA | Internal | Winter | B19 | 700 | 262 | 262 | 39.32 | 47.25 | 7 | 0.93
2025 | IESO_2_MAPP_CA | IESO | MAPP_CA | Internal | Winter | B20 | 935 | 262 | 262 | 39.32 | 47.25 | 7 | 0.93
2025 | IESO_2_MISO_MI | IESO | MISO_MI | Internal | Shoulder | B11 | 25 | 1840 | 1840 | 36.37 | 61.86 | 7 | 18.49
2025 | IESO_2_MISO_MI | IESO | MISO_MI | Internal | Shoulder | B12 | 200 | 1840 | 1840 | 36.37 | 50.94 | 7 | 7.57
2025 | IESO_2_MISO_MI | IESO | MISO_MI | Internal | Shoulder | B13 | 600 | 1840 | 1840 | 36.37 | 44.85 | 7 | 1.48
2025 | IESO_2_MISO_MI | IESO | MISO_MI | Internal | Shoulder | B14 | 900 | 1840 | 1840 | 36.37 | 43.97 | 7 | 0.6
2025 | IESO_2_MISO_MI | IESO | MISO_MI | Internal | Shoulder | B15 | 1203 | 1840 | 0 | 36.37 | 41.53 | 7 | 0
2025 | IESO_2_MISO_MI | IESO | MISO_MI | Internal | Summer | B1 | 10 | 1840 | 1324.98 | 66.42 | 73.42 | 7 | 0
2025 | IESO_2_MISO_MI | IESO | MISO_MI | Internal | Summer | B2 | 25 | 1840 | 1548.08 | 63.92 | 70.92 | 7 | 0
2025 | IESO_2_MISO_MI | IESO | MISO_MI | Internal | Summer | B3 | 75 | 1840 | 1840 | 53.39 | 66.55 | 7 | 6.16
2025 | IESO_2_MISO_MI | IESO | MISO_MI | Internal | Summer | B4 | 100 | 1840 | 1840 | 43.12 | 66.11 | 7 | 16
2025 | IESO_2_MISO_MI | IESO | MISO_MI | Internal | Summer | B5 | 200 | 1840 | 1840 | 41.41 | 65.34 | 7 | 16.93
2025 | IESO_2_MISO_MI | IESO | MISO_MI | Internal | Summer | B6 | 300 | 1840 | 1840 | 41.41 | 52.43 | 7 | 4.02
2025 | IESO_2_MISO_MI | IESO | MISO_MI | Internal | Summer | B7 | 400 | 1840 | 778.13 | 36.87 | 43.87 | 7 | 0
2025 | IESO_2_MISO_MI | IESO | MISO_MI | Internal | Summer | B8 | 500 | 1840 | 920.77 | 34.16 | 41.16 | 7 | 0
2025 | IESO_2_MISO_MI | IESO | MISO_MI | Internal | Summer | B9 | 800 | 1840 | 0 | 33.98 | 40.53 | 7 | 0
2025 | IESO_2_MISO_MI | IESO | MISO_MI | Internal | Summer | B10 | 1262 | 1840 | 0 | 33.98 | 37.54 | 7 | 0
2025 | IESO_2_MISO_MI | IESO | MISO_MI | Internal | Winter | B16 | 25 | 1840 | 1840 | 43.39 | 58.21 | 7 | 7.81
2025 | IESO_2_MISO_MI | IESO | MISO_MI | Internal | Winter | B17 | 100 | 1840 | 1840 | 41.19 | 53.27 | 7 | 5.08
2025 | IESO_2_MISO_MI | IESO | MISO_MI | Internal | Winter | B18 | 400 | 1840 | 1840 | 39.32 | 47.12 | 7 | 0.8
2025 | IESO_2_MISO_MI | IESO | MISO_MI | Internal | Winter | B19 | 700 | 1840 | 0 | 39.32 | 44.78 | 7 | 0
2025 | IESO_2_MISO_MI | IESO | MISO_MI | Internal | Winter | B20 | 935 | 1840 | 0 | 39.32 | 40.22 | 7 | 0
2025 | IESO_2_MISO_W | IESO | MISO_W | Internal | Shoulder | B11 | 25 | 140 | 140 | 36.37 | 63.09 | 7 | 19.72
2025 | IESO_2_MISO_W | IESO | MISO_W | Internal | Shoulder | B12 | 200 | 140 | 140 | 36.37 | 49.68 | 7 | 6.31
2025 | IESO_2_MISO_W | IESO | MISO_W | Internal | Shoulder | B13 | 600 | 140 | 140 | 36.37 | 44.82 | 7 | 1.45
2025 | IESO_2_MISO_W | IESO | MISO_W | Internal | Shoulder | B14 | 900 | 140 | 140 | 36.37 | 43.95 | 7 | 0.58
2025 | IESO_2_MISO_W | IESO | MISO_W | Internal | Shoulder | B15 | 1203 | 140 | 0 | 36.37 | 41.46 | 7 | 0
2025 | IESO_2_MISO_W | IESO | MISO_W | Internal | Summer | B1 | 10 | 140 | 1.34 | 66.42 | 73.4 | 7 | 0
2025 | IESO_2_MISO_W | IESO | MISO_W | Internal | Summer | B2 | 25 | 140 | 139.97 | 63.92 | 71.21 | 7 | 0.29
2025 | IESO_2_MISO_W | IESO | MISO_W | Internal | Summer | B3 | 75 | 140 | 140 | 53.39 | 70.2 | 7 | 9.81
2025 | IESO_2_MISO_W | IESO | MISO_W | Internal | Summer | B4 | 100 | 140 | 140 | 43.12 | 70.12 | 7 | 20
2025 | IESO_2_MISO_W | IESO | MISO_W | Internal | Summer | B5 | 200 | 140 | 140 | 41.41 | 65.35 | 7 | 16.94
2025 | IESO_2_MISO_W | IESO | MISO_W | Internal | Summer | B6 | 300 | 140 | 140 | 41.41 | 52.44 | 7 | 4.03
2025 | IESO_2_MISO_W | IESO | MISO_W | Internal | Summer | B7 | 400 | 140 | 0.01 | 36.87 | 43.83 | 7 | 0
2025 | IESO_2_MISO_W | IESO | MISO_W | Internal | Summer | B8 | 500 | 140 | 0.01 | 34.16 | 41.12 | 7 | 0
2025 | IESO_2_MISO_W | IESO | MISO_W | Internal | Summer | B9 | 800 | 140 | 0 | 33.98 | 40.44 | 7 | 0
2025 | IESO_2_MISO_W | IESO | MISO_W | Internal | Summer | B10 | 1262 | 140 | 0 | 33.98 | 37.14 | 7 | 0
2025 | IESO_2_MISO_W | IESO | MISO_W | Internal | Winter | B16 | 25 | 140 | 140 | 43.39 | 58.19 | 7 | 7.8
2025 | IESO_2_MISO_W | IESO | MISO_W | Internal | Winter | B17 | 100 | 140 | 140 | 41.19 | 50.88 | 7 | 2.68
2025 | IESO_2_MISO_W | IESO | MISO_W | Internal | Winter | B18 | 400 | 140 | 140 | 39.32 | 47.13 | 7 | 0.81
2025 | IESO_2_MISO_W | IESO | MISO_W | Internal | Winter | B19 | 700 | 140 | 0 | 39.32 | 44.76 | 7 | 0
2025 | IESO_2_MISO_W | IESO | MISO_W | Internal | Winter | B20 | 935 | 140 | 0 | 39.32 | 40.18 | 7 | 0
2025 | IESO_2_NYISO_A-F | IESO | NYISO_A-F | Internal | Shoulder | B11 | 25 | 1725 | 1724.93 | 36.37 | 43.47 | 7 | 0.1
2025 | IESO_2_NYISO_A-F | IESO | NYISO_A-F | Internal | Shoulder | B12 | 200 | 1725 | 1725 | 36.37 | 43.67 | 7 | 0.3
2025 | IESO_2_NYISO_A-F | IESO | NYISO_A-F | Internal | Shoulder | B13 | 600 | 1725 | 1725 | 36.37 | 43.47 | 7 | 0.1
2025 | IESO_2_NYISO_A-F | IESO | NYISO_A-F | Internal | Shoulder | B14 | 900 | 1725 | 1544.91 | 36.37 | 43.37 | 7 | 0
2025 | IESO_2_NYISO_A-F | IESO | NYISO_A-F | Internal | Shoulder | B15 | 1203 | 1725 | 1468.3 | 36.37 | 43.37 | 7 | 0
2025 | IESO_2_NYISO_A-F | IESO | NYISO_A-F | Internal | Summer | B1 | 10 | 1725 | 30.53 | 66.42 | 73.42 | 7 | 0
2025 | IESO_2_NYISO_A-F | IESO | NYISO_A-F | Internal | Summer | B2 | 25 | 1725 | 66.36 | 63.92 | 70.92 | 7 | 0
2025 | IESO_2_NYISO_A-F | IESO | NYISO_A-F | Internal | Summer | B3 | 75 | 1725 | 774.84 | 53.39 | 60.39 | 7 | 0
2025 | IESO_2_NYISO_A-F | IESO | NYISO_A-F | Internal | Summer | B4 | 100 | 1725 | 1499.76 | 43.12 | 50.12 | 7 | 0
2025 | IESO_2_NYISO_A-F | IESO | NYISO_A-F | Internal | Summer | B5 | 200 | 1725 | 1686.96 | 41.41 | 48.41 | 7 | 0
2025 | IESO_2_NYISO_A-F | IESO | NYISO_A-F | Internal | Summer | B6 | 300 | 1725 | 291.74 | 41.41 | 48.41 | 7 | 0
2025 | IESO_2_NYISO_A-F | IESO | NYISO_A-F | Internal | Summer | B7 | 400 | 1725 | 1085.97 | 36.87 | 43.87 | 7 | 0
2025 | IESO_2_NYISO_A-F | IESO | NYISO_A-F | Internal | Summer | B8 | 500 | 1725 | 1725 | 34.16 | 42.19 | 7 | 1.04
2025 | IESO_2_NYISO_A-F | IESO | NYISO_A-F | Internal | Summer | B9 | 800 | 1725 | 1111.04 | 33.98 | 40.98 | 7 | 0
2025 | IESO_2_NYISO_A-F | IESO | NYISO_A-F | Internal | Summer | B10 | 1262 | 1725 | 598.2 | 33.98 | 40.98 | 7 | 0
2025 | IESO_2_NYISO_A-F | IESO | NYISO_A-F | Internal | Winter | B16 | 25 | 1725 | 900.57 | 43.39 | 50.39 | 7 | 0
2025 | IESO_2_NYISO_A-F | IESO | NYISO_A-F | Internal | Winter | B17 | 100 | 1725 | 487.12 | 41.19 | 48.19 | 7 | 0
2025 | IESO_2_NYISO_A-F | IESO | NYISO_A-F | Internal | Winter | B18 | 400 | 1725 | 842.89 | 39.32 | 46.32 | 7 | 0
2025 | IESO_2_NYISO_A-F | IESO | NYISO_A-F | Internal | Winter | B19 | 700 | 1725 | 928.42 | 39.32 | 46.32 | 7 | 0
2025 | IESO_2_NYISO_A-F | IESO | NYISO_A-F | Internal | Winter | B20 | 935 | 1725 | 718.07 | 39.32 | 46.32 | 7 | 0
2025 | MAPP_CA_2_IESO | MAPP_CA | IESO | Internal | Shoulder | B11 | 25 | 330 | 0 | 52.22 | 36.37 | 8 | 0
2025 | MAPP_CA_2_IESO | MAPP_CA | IESO | Internal | Shoulder | B12 | 200 | 330 | 0 | 49.67 | 36.37 | 8 | 0
2025 | MAPP_CA_2_IESO | MAPP_CA | IESO | Internal | Shoulder | B13 | 600 | 330 | 0 | 44.81 | 36.37 | 8 | 0
2025 | MAPP_CA_2_IESO | MAPP_CA | IESO | Internal | Shoulder | B14 | 900 | 330 | 0 | 43.96 | 36.37 | 8 | 0
2025 | MAPP_CA_2_IESO | MAPP_CA | IESO | Internal | Shoulder | B15 | 1203 | 330 | 0 | 43.96 | 36.37 | 8 | 0
2025 | MAPP_CA_2_IESO | MAPP_CA | IESO | Internal | Summer | B1 | 10 | 330 | 0 | 71.58 | 66.42 | 8 | 0
2025 | MAPP_CA_2_IESO | MAPP_CA | IESO | Internal | Summer | B2 | 25 | 330 | 0 | 70.92 | 63.92 | 8 | 0
2025 | MAPP_CA_2_IESO | MAPP_CA | IESO | Internal | Summer | B3 | 75 | 330 | 0 | 60.39 | 53.39 | 8 | 0
2025 | MAPP_CA_2_IESO | MAPP_CA | IESO | Internal | Summer | B4 | 100 | 330 | 0 | 56.98 | 43.12 | 8 | 0
2025 | MAPP_CA_2_IESO | MAPP_CA | IESO | Internal | Summer | B5 | 200 | 330 | 0 | 53.64 | 41.41 | 8 | 0
2025 | MAPP_CA_2_IESO | MAPP_CA | IESO | Internal | Summer | B6 | 300 | 330 | 0 | 49.67 | 41.41 | 8 | 0
2025 | MAPP_CA_2_IESO | MAPP_CA | IESO | Internal | Summer | B7 | 400 | 330 | 0 | 43.82 | 36.87 | 8 | 0
2025 | MAPP_CA_2_IESO | MAPP_CA | IESO | Internal | Summer | B8 | 500 | 330 | 0 | 41.11 | 34.16 | 8 | 0
2025 | MAPP_CA_2_IESO | MAPP_CA | IESO | Internal | Summer | B9 | 800 | 330 | 0 | 40.45 | 33.98 | 8 | 0
2025 | MAPP_CA_2_IESO | MAPP_CA | IESO | Internal | Summer | B10 | 1262 | 330 | 0 | 40.45 | 33.98 | 8 | 0
2025 | MAPP_CA_2_IESO | MAPP_CA | IESO | Internal | Winter | B16 | 25 | 330 | 0 | 58.18 | 43.39 | 8 | 0
2025 | MAPP_CA_2_IESO | MAPP_CA | IESO | Internal | Winter | B17 | 100 | 330 | 0 | 50.87 | 41.19 | 8 | 0
2025 | MAPP_CA_2_IESO | MAPP_CA | IESO | Internal | Winter | B18 | 400 | 330 | 0 | 47.25 | 39.32 | 8 | 0
2025 | MAPP_CA_2_IESO | MAPP_CA | IESO | Internal | Winter | B19 | 700 | 330 | 0 | 47.25 | 39.32 | 8 | 0
2025 | MAPP_CA_2_IESO | MAPP_CA | IESO | Internal | Winter | B20 | 935 | 330 | 0 | 47.25 | 39.32 | 8 | 0
2025 | MAPP_CA_2_MAPP_US | MAPP_CA | MAPP_US | Internal | Shoulder | B11 | 25 | 372 | 371.34 | 52.22 | 59.22 | 7 | 0.01
2025 | MAPP_CA_2_MAPP_US | MAPP_CA | MAPP_US | Internal | Shoulder | B12 | 200 | 372 | 0 | 49.67 | 42.68 | 7 | 0
2025 | MAPP_CA_2_MAPP_US | MAPP_CA | MAPP_US | Internal | Shoulder | B13 | 600 | 372 | 0 | 44.81 | 38.55 | 7 | 0
2025 | MAPP_CA_2_MAPP_US | MAPP_CA | MAPP_US | Internal | Shoulder | B14 | 900 | 372 | 0 | 43.96 | 38.55 | 7 | 0
2025 | MAPP_CA_2_MAPP_US | MAPP_CA | MAPP_US | Internal | Shoulder | B15 | 1203 | 372 | 0 | 43.96 | 38.55 | 7 | 0
2025 | MAPP_CA_2_MAPP_US | MAPP_CA | MAPP_US | Internal | Summer | B1 | 10 | 372 | 0 | 71.58 | 66.4 | 7 | 0
2025 | MAPP_CA_2_MAPP_US | MAPP_CA | MAPP_US | Internal | Summer | B2 | 25 | 372 | 0 | 70.92 | 65.42 | 7 | 0
2025 | MAPP_CA_2_MAPP_US | MAPP_CA | MAPP_US | Internal | Summer | B3 | 75 | 372 | 0 | 60.39 | 65.42 | 7 | 0
2025 | MAPP_CA_2_MAPP_US | MAPP_CA | MAPP_US | Internal | Summer | B4 | 100 | 372 | 136.85 | 56.98 | 63.98 | 7 | 0
2025 | MAPP_CA_2_MAPP_US | MAPP_CA | MAPP_US | Internal | Summer | B5 | 200 | 372 | 213.54 | 53.64 | 60.64 | 7 | 0
2025 | MAPP_CA_2_MAPP_US | MAPP_CA | MAPP_US | Internal | Summer | B6 | 300 | 372 | 0 | 49.67 | 52.43 | 7 | 0
2025 | MAPP_CA_2_MAPP_US | MAPP_CA | MAPP_US | Internal | Summer | B7 | 400 | 372 | 0 | 43.82 | 39.83 | 7 | 0
2025 | MAPP_CA_2_MAPP_US | MAPP_CA | MAPP_US | Internal | Summer | B8 | 500 | 372 | 0 | 41.11 | 36.25 | 7 | 0
2025 | MAPP_CA_2_MAPP_US | MAPP_CA | MAPP_US | Internal | Summer | B9 | 800 | 372 | 0 | 40.45 | 36.25 | 7 | 0
2025 | MAPP_CA_2_MAPP_US | MAPP_CA | MAPP_US | Internal | Summer | B10 | 1262 | 372 | 0 | 40.45 | 30.69 | 7 | 0
2025 | MAPP_CA_2_MAPP_US | MAPP_CA | MAPP_US | Internal | Winter | B16 | 25 | 372 | 0 | 58.18 | 51.19 | 7 | 0
2025 | MAPP_CA_2_MAPP_US | MAPP_CA | MAPP_US | Internal | Winter | B17 | 100 | 372 | 0 | 50.87 | 43.88 | 7 | 0
2025 | MAPP_CA_2_MAPP_US | MAPP_CA | MAPP_US | Internal | Winter | B18 | 400 | 372 | 0 | 47.25 | 40.13 | 7 | 0
2025 | MAPP_CA_2_MAPP_US | MAPP_CA | MAPP_US | Internal | Winter | B19 | 700 | 372 | 0 | 47.25 | 40.13 | 7 | 0
2025 | MAPP_CA_2_MAPP_US | MAPP_CA | MAPP_US | Internal | Winter | B20 | 935 | 372 | 0 | 47.25 | 40.13 | 7 | 0
2025 | MAPP_CA_2_MISO_W | MAPP_CA | MISO_W | Internal | Shoulder | B11 | 25 | 1970 | 1970 | 52.22 | 63.09 | 0.01 | 10.86
2025 | MAPP_CA_2_MISO_W | MAPP_CA | MISO_W | Internal | Shoulder | B12 | 200 | 1970 | 1789.27 | 49.67 | 49.68 | 0.01 | 0
2025 | MAPP_CA_2_MISO_W | MAPP_CA | MISO_W | Internal | Shoulder | B13 | 600 | 1970 | 1066.36 | 44.81 | 44.82 | 0.01 | 0
2025 | MAPP_CA_2_MISO_W | MAPP_CA | MISO_W | Internal | Shoulder | B14 | 900 | 1970 | 0 | 43.96 | 43.95 | 0.01 | 0
2025 | MAPP_CA_2_MISO_W | MAPP_CA | MISO_W | Internal | Shoulder | B15 | 1203 | 1970 | 0 | 43.96 | 41.46 | 0.01 | 0
2025 | MAPP_CA_2_MISO_W | MAPP_CA | MISO_W | Internal | Summer | B1 | 10 | 1970 | 1969.99 | 71.58 | 73.4 | 0.01 | 1.81
2025 | MAPP_CA_2_MISO_W | MAPP_CA | MISO_W | Internal | Summer | B2 | 25 | 1970 | 1969.97 | 70.92 | 71.21 | 0.01 | 0.28
2025 | MAPP_CA_2_MISO_W | MAPP_CA | MISO_W | Internal | Summer | B3 | 75 | 1970 | 1970 | 60.39 | 70.2 | 0.01 | 9.79
2025 | MAPP_CA_2_MISO_W | MAPP_CA | MISO_W | Internal | Summer | B4 | 100 | 1970 | 1970 | 56.98 | 70.12 | 0.01 | 13.12
2025 | MAPP_CA_2_MISO_W | MAPP_CA | MISO_W | Internal | Summer | B5 | 200 | 1970 | 1970 | 53.64 | 65.35 | 0.01 | 11.71
2025 | MAPP_CA_2_MISO_W | MAPP_CA | MISO_W | Internal | Summer | B6 | 300 | 1970 | 1970 | 49.67 | 52.44 | 0.01 | 2.76
2025 | MAPP_CA_2_MISO_W | MAPP_CA | MISO_W | Internal | Summer | B7 | 400 | 1970 | 1098.24 | 43.82 | 43.83 | 0.01 | 0
2025 | MAPP_CA_2_MISO_W | MAPP_CA | MISO_W | Internal | Summer | B8 | 500 | 1970 | 1026.51 | 41.11 | 41.12 | 0.01 | 0
2025 | MAPP_CA_2_MISO_W | MAPP_CA | MISO_W | Internal | Summer | B9 | 800 | 1970 | 0 | 40.45 | 40.44 | 0.01 | 0
2025 | MAPP_CA_2_MISO_W | MAPP_CA | MISO_W | Internal | Summer | B10 | 1262 | 1970 | 0 | 40.45 | 37.14 | 0.01 | 0
2025 | MAPP_CA_2_MISO_W | MAPP_CA | MISO_W | Internal | Winter | B16 | 25 | 1970 | 1161.67 | 58.18 | 58.19 | 0.01 | 0
2025 | MAPP_CA_2_MISO_W | MAPP_CA | MISO_W | Internal | Winter | B17 | 100 | 1970 | 746.62 | 50.87 | 50.88 | 0.01 | 0
2025 | MAPP_CA_2_MISO_W | MAPP_CA | MISO_W | Internal | Winter | B18 | 400 | 1970 | 0 | 47.25 | 47.13 | 0.01 | 0
2025 | MAPP_CA_2_MISO_W | MAPP_CA | MISO_W | Internal | Winter | B19 | 700 | 1970 | 0 | 47.25 | 44.76 | 0.01 | 0
2025 | MAPP_CA_2_MISO_W | MAPP_CA | MISO_W | Internal | Winter | B20 | 935 | 1970 | 0 | 47.25 | 40.18 | 0.01 | 0
2025 | MAPP_US_2_MAPP_CA | MAPP_US | MAPP_CA | Internal | Shoulder | B11 | 25 | 165 | 0 | 59.22 | 52.22 | 7 | 0
2025 | MAPP_US_2_MAPP_CA | MAPP_US | MAPP_CA | Internal | Shoulder | B12 | 200 | 165 | 0.08 | 42.68 | 49.67 | 7 | 0
2025 | MAPP_US_2_MAPP_CA | MAPP_US | MAPP_CA | Internal | Shoulder | B13 | 600 | 165 | 0 | 38.55 | 44.81 | 7 | 0
2025 | MAPP_US_2_MAPP_CA | MAPP_US | MAPP_CA | Internal | Shoulder | B14 | 900 | 165 | 0 | 38.55 | 43.96 | 7 | 0
2025 | MAPP_US_2_MAPP_CA | MAPP_US | MAPP_CA | Internal | Shoulder | B15 | 1203 | 165 | 0 | 38.55 | 43.96 | 7 | 0
2025 | MAPP_US_2_MAPP_CA | MAPP_US | MAPP_CA | Internal | Summer | B1 | 10 | 165 | 0.01 | 66.4 | 71.58 | 7 | 0
2025 | MAPP_US_2_MAPP_CA | MAPP_US | MAPP_CA | Internal | Summer | B2 | 25 | 165 | 0 | 65.42 | 70.92 | 7 | 0
2025 | MAPP_US_2_MAPP_CA | MAPP_US | MAPP_CA | Internal | Summer | B3 | 75 | 165 | 0 | 65.42 | 60.39 | 7 | 0
2025 | MAPP_US_2_MAPP_CA | MAPP_US | MAPP_CA | Internal | Summer | B4 | 100 | 165 | 0 | 63.98 | 56.98 | 7 | 0
2025 | MAPP_US_2_MAPP_CA | MAPP_US | MAPP_CA | Internal | Summer | B5 | 200 | 165 | 0 | 60.64 | 53.64 | 7 | 0
2025 | MAPP_US_2_MAPP_CA | MAPP_US | MAPP_CA | Internal | Summer | B6 | 300 | 165 | 0 | 52.43 | 49.67 | 7 | 0
2025 | MAPP_US_2_MAPP_CA | MAPP_US | MAPP_CA | Internal | Summer | B7 | 400 | 165 | 0 | 39.83 | 43.82 | 7 | 0
2025 | MAPP_US_2_MAPP_CA | MAPP_US | MAPP_CA | Internal | Summer | B8 | 500 | 165 | 0 | 36.25 | 41.11 | 7 | 0
2025 | MAPP_US_2_MAPP_CA | MAPP_US | MAPP_CA | Internal | Summer | B9 | 800 | 165 | 0 | 36.25 | 40.45 | 7 | 0
2025 | MAPP_US_2_MAPP_CA | MAPP_US | MAPP_CA | Internal | Summer | B10 | 1262 | 165 | 165 | 30.69 | 40.45 | 7 | 2.76
2025 | MAPP_US_2_MAPP_CA | MAPP_US | MAPP_CA | Internal | Winter | B16 | 25 | 165 | 0.55 | 51.19 | 58.18 | 7 | 0
2025 | MAPP_US_2_MAPP_CA | MAPP_US | MAPP_CA | Internal | Winter | B17 | 100 | 165 | 0.15 | 43.88 | 50.87 | 7 | 0
2025 | MAPP_US_2_MAPP_CA | MAPP_US | MAPP_CA | Internal | Winter | B18 | 400 | 165 | 165 | 40.13 | 47.25 | 7 | 0.12
2025 | MAPP_US_2_MAPP_CA | MAPP_US | MAPP_CA | Internal | Winter | B19 | 700 | 165 | 165 | 40.13 | 47.25 | 7 | 0.12
2025 | MAPP_US_2_MAPP_CA | MAPP_US | MAPP_CA | Internal | Winter | B20 | 935 | 165 | 165 | 40.13 | 47.25 | 7 | 0.12
2025 | MAPP_US_2_MISO_W | MAPP_US | MISO_W | Internal | Shoulder | B11 | 25 | 2635 | 0 | 59.22 | 63.09 | 7 | 0
2025 | MAPP_US_2_MISO_W | MAPP_US | MISO_W | Internal | Shoulder | B12 | 200 | 2635 | 765.14 | 42.68 | 49.68 | 7 | 0
2025 | MAPP_US_2_MISO_W | MAPP_US | MISO_W | Internal | Shoulder | B13 | 600 | 2635 | 0 | 38.55 | 44.82 | 7 | 0
2025 | MAPP_US_2_MISO_W | MAPP_US | MISO_W | Internal | Shoulder | B14 | 900 | 2635 | 0 | 38.55 | 43.95 | 7 | 0
2025 | MAPP_US_2_MISO_W | MAPP_US | MISO_W | Internal | Shoulder | B15 | 1203 | 2635 | 0 | 38.55 | 41.46 | 7 | 0
2025 | MAPP_US_2_MISO_W | MAPP_US | MISO_W | Internal | Summer | B1 | 10 | 2635 | 52.92 | 66.4 | 73.4 | 7 | 0
2025 | MAPP_US_2_MISO_W | MAPP_US | MISO_W | Internal | Summer | B2 | 25 | 2635 | 0 | 65.42 | 71.21 | 7 | 0
2025 | MAPP_US_2_MISO_W | MAPP_US | MISO_W | Internal | Summer | B3 | 75 | 2635 | 0 | 65.42 | 70.2 | 7 | 0
2025 | MAPP_US_2_MISO_W | MAPP_US | MISO_W | Internal | Summer | B4 | 100 | 2635 | 0 | 63.98 | 70.12 | 7 | 0
2025 | MAPP_US_2_MISO_W | MAPP_US | MISO_W | Internal | Summer | B5 | 200 | 2635 | 0 | 60.64 | 65.35 | 7 | 0
2025 | MAPP_US_2_MISO_W | MAPP_US | MISO_W | Internal | Summer | B6 | 300 | 2635 | 0 | 52.43 | 52.44 | 7 | 0
2025 | MAPP_US_2_MISO_W | MAPP_US | MISO_W | Internal | Summer | B7 | 400 | 2635 | 0 | 39.83 | 43.83 | 7 | 0
2025 | MAPP_US_2_MISO_W | MAPP_US | MISO_W | Internal | Summer | B8 | 500 | 2635 | 0 | 36.25 | 41.12 | 7 | 0
2025 | MAPP_US_2_MISO_W | MAPP_US | MISO_W | Internal | Summer | B9 | 800 | 2635 | 0 | 36.25 | 40.44 | 7 | 0
2025 | MAPP_US_2_MISO_W | MAPP_US | MISO_W | Internal | Summer | B10 | 1262 | 2635 | 0 | 30.69 | 37.14 | 7 | 0
2025 | MAPP_US_2_MISO_W | MAPP_US | MISO_W | Internal | Winter | B16 | 25 | 2635 | 304.14 | 51.19 | 58.19 | 7 | 0
2025 | MAPP_US_2_MISO_W | MAPP_US | MISO_W | Internal | Winter | B17 | 100 | 2635 | 837.53 | 43.88 | 50.88 | 7 | 0
2025 | MAPP_US_2_MISO_W | MAPP_US | MISO_W | Internal | Winter | B18 | 400 | 2635 | 99.32 | 40.13 | 47.13 | 7 | 0
2025 | MAPP_US_2_MISO_W | MAPP_US | MISO_W | Internal | Winter | B19 | 700 | 2635 | 0 | 40.13 | 44.76 | 7 | 0
2025 | MAPP_US_2_MISO_W | MAPP_US | MISO_W | Internal | Winter | B20 | 935 | 2635 | 0 | 40.13 | 40.18 | 7 | 0
2025 | MAPP_US_2_NE | MAPP_US | NE | Internal | Shoulder | B11 | 25 | 2000 | 1767.99 | 59.22 | 66.22 | 7 | 0
2025 | MAPP_US_2_NE | MAPP_US | NE | Internal | Shoulder | B12 | 200 | 2000 | 0 | 42.68 | 47.59 | 7 | 0
2025 | MAPP_US_2_NE | MAPP_US | NE | Internal | Shoulder | B13 | 600 | 2000 | 375.57 | 38.55 | 45.55 | 7 | 0
2025 | MAPP_US_2_NE | MAPP_US | NE | Internal | Shoulder | B14 | 900 | 2000 | 0 | 38.55 | 44.49 | 7 | 0
2025 | MAPP_US_2_NE | MAPP_US | NE | Internal | Shoulder | B15 | 1203 | 2000 | 0 | 38.55 | 40.84 | 7 | 0
2025 | MAPP_US_2_NE | MAPP_US | NE | Internal | Summer | B1 | 10 | 2000 | 793.79 | 66.4 | 73.4 | 7 | 0
2025 | MAPP_US_2_NE | MAPP_US | NE | Internal | Summer | B2 | 25 | 2000 | 860.07 | 65.42 | 72.42 | 7 | 0
2025 | MAPP_US_2_NE | MAPP_US | NE | Internal | Summer | B3 | 75 | 2000 | 977.34 | 65.42 | 72.42 | 7 | 0
2025 | MAPP_US_2_NE | MAPP_US | NE | Internal | Summer | B4 | 100 | 2000 | 1512.07 | 63.98 | 70.98 | 7 | 0
2025 | MAPP_US_2_NE | MAPP_US | NE | Internal | Summer | B5 | 200 | 2000 | 1390.01 | 60.64 | 67.64 | 7 | 0
2025 | MAPP_US_2_NE | MAPP_US | NE | Internal | Summer | B6 | 300 | 2000 | 1092.17 | 52.43 | 59.43 | 7 | 0
2025 | MAPP_US_2_NE | MAPP_US | NE | Internal | Summer | B7 | 400 | 2000 | 1163.96 | 39.83 | 46.83 | 7 | 0
2025 | MAPP_US_2_NE | MAPP_US | NE | Internal | Summer | B8 | 500 | 2000 | 1322.04 | 36.25 | 43.25 | 7 | 0
2025 | MAPP_US_2_NE | MAPP_US | NE | Internal | Summer | B9 | 800 | 2000 | 836.53 | 36.25 | 43.25 | 7 | 0
2025 | MAPP_US_2_NE | MAPP_US | NE | Internal | Summer | B10 | 1262 | 2000 | 340.43 | 30.69 | 37.69 | 7 | 0
2025 | MAPP_US_2_NE | MAPP_US | NE | Internal | Winter | B16 | 25 | 2000 | 962.72 | 51.19 | 58.19 | 7 | 0
2025 | MAPP_US_2_NE | MAPP_US | NE | Internal | Winter | B17 | 100 | 2000 | 0 | 43.88 | 47.73 | 7 | 0
2025 | MAPP_US_2_NE | MAPP_US | NE | Internal | Winter | B18 | 400 | 2000 | 0 | 40.13 | 44.87 | 7 | 0
2025 | MAPP_US_2_NE | MAPP_US | NE | Internal | Winter | B19 | 700 | 2000 | 0 | 40.13 | 44.37 | 7 | 0
2025 | MAPP_US_2_NE | MAPP_US | NE | Internal | Winter | B20 | 935 | 2000 | 0 | 40.13 | 41.66 | 7 | 0
2025 | MARITIMES_2_NEISO | MARITIMES | NEISO | Internal | Shoulder | B11 | 25 | 99999 | 1400 | 40.75 | 40.76 | 0.01 | 0
2025 | MARITIMES_2_NEISO | MARITIMES | NEISO | Internal | Shoulder | B12 | 200 | 99999 | 1400 | 40.75 | 40.76 | 0.01 | 0
2025 | MARITIMES_2_NEISO | MARITIMES | NEISO | Internal | Shoulder | B13 | 600 | 99999 | 1400 | 40.75 | 40.76 | 0.01 | 0
2025 | MARITIMES_2_NEISO | MARITIMES | NEISO | Internal | Shoulder | B14 | 900 | 99999 | 1400 | 40.75 | 40.76 | 0.01 | 0
2025 | MARITIMES_2_NEISO | MARITIMES | NEISO | Internal | Shoulder | B15 | 1203 | 99999 | 426.43 | 40.75 | 40.76 | 0.01 | 0
2025 | MARITIMES_2_NEISO | MARITIMES | NEISO | Internal | Summer | B1 | 10 | 99999 | 1400 | 76.4 | 76.42 | 0.01 | 0
2025 | MARITIMES_2_NEISO | MARITIMES | NEISO | Internal | Summer | B2 | 25 | 99999 | 1400 | 73.91 | 73.92 | 0.01 | 0
2025 | MARITIMES_2_NEISO | MARITIMES | NEISO | Internal | Summer | B3 | 75 | 99999 | 1400 | 57.38 | 57.39 | 0.01 | 0
2025 | MARITIMES_2_NEISO | MARITIMES | NEISO | Internal | Summer | B4 | 100 | 99999 | 1400 | 47.1 | 47.12 | 0.01 | 0
2025 | MARITIMES_2_NEISO | MARITIMES | NEISO | Internal | Summer | B5 | 200 | 99999 | 1400 | 37.69 | 37.7 | 0.01 | 0
2025 | MARITIMES_2_NEISO | MARITIMES | NEISO | Internal | Summer | B6 | 300 | 99999 | 1400 | 37.69 | 37.7 | 0.01 | 0
2025 | MARITIMES_2_NEISO | MARITIMES | NEISO | Internal | Summer | B7 | 400 | 99999 | 1400 | 37.69 | 37.7 | 0.01 | 0
2025 | MARITIMES_2_NEISO | MARITIMES | NEISO | Internal | Summer | B8 | 500 | 99999 | 1400 | 37.69 | 37.7 | 0.01 | 0
2025 | MARITIMES_2_NEISO | MARITIMES | NEISO | Internal | Summer | B9 | 800 | 99999 | 1400 | 37.69 | 37.7 | 0.01 | 0
2025 | MARITIMES_2_NEISO | MARITIMES | NEISO | Internal | Summer | B10 | 1262 | 99999 | 236.13 | 37.69 | 37.7 | 0.01 | 0
2025 | MARITIMES_2_NEISO | MARITIMES | NEISO | Internal | Winter | B16 | 25 | 99999 | 1400 | 50.2 | 50.21 | 0.01 | 0
2025 | MARITIMES_2_NEISO | MARITIMES | NEISO | Internal | Winter | B17 | 100 | 99999 | 1400 | 50.2 | 50.21 | 0.01 | 0
2025 | MARITIMES_2_NEISO | MARITIMES | NEISO | Internal | Winter | B18 | 400 | 99999 | 1400 | 50.2 | 50.21 | 0.01 | 0
2025 | MARITIMES_2_NEISO | MARITIMES | NEISO | Internal | Winter | B19 | 700 | 99999 | 1400 | 50.2 | 50.21 | 0.01 | 0
2025 | MARITIMES_2_NEISO | MARITIMES | NEISO | Internal | Winter | B20 | 935 | 99999 | 475.94 | 50.2 | 50.21 | 0.01 | 0
2025 | MISO_IN_2_MISO_MI | MISO_IN | MISO_MI | Internal | Shoulder | B11 | 25 | 5000 | 0 | 63.11 | 61.86 | 0.01 | 0
2025 | MISO_IN_2_MISO_MI | MISO_IN | MISO_MI | Internal | Shoulder | B12 | 200 | 5000 | 96.77 | 50.93 | 50.94 | 0.01 | 0
2025 | MISO_IN_2_MISO_MI | MISO_IN | MISO_MI | Internal | Shoulder | B13 | 600 | 5000 | 862.56 | 44.84 | 44.85 | 0.01 | 0
2025 | MISO_IN_2_MISO_MI | MISO_IN | MISO_MI | Internal | Shoulder | B14 | 900 | 5000 | 981.35 | 43.96 | 43.97 | 0.01 | 0
2025 | MISO_IN_2_MISO_MI | MISO_IN | MISO_MI | Internal | Shoulder | B15 | 1203 | 5000 | 1228.98 | 41.52 | 41.53 | 0.01 | 0
2025 | MISO_IN_2_MISO_MI | MISO_IN | MISO_MI | Internal | Summer | B1 | 10 | 5000 | 0.78 | 73.43 | 73.42 | 0.01 | 0
2025 | MISO_IN_2_MISO_MI | MISO_IN | MISO_MI | Internal | Summer | B2 | 25 | 5000 | 0.02 | 71.23 | 70.92 | 0.01 | 0
2025 | MISO_IN_2_MISO_MI | MISO_IN | MISO_MI | Internal | Summer | B3 | 75 | 5000 | 0 | 68.91 | 66.55 | 0.01 | 0
2025 | MISO_IN_2_MISO_MI | MISO_IN | MISO_MI | Internal | Summer | B4 | 100 | 5000 | 0 | 68.89 | 66.11 | 0.01 | 0
2025 | MISO_IN_2_MISO_MI | MISO_IN | MISO_MI | Internal | Summer | B5 | 200 | 5000 | 0.04 | 65.35 | 65.34 | 0.01 | 0
2025 | MISO_IN_2_MISO_MI | MISO_IN | MISO_MI | Internal | Summer | B6 | 300 | 5000 | 0.03 | 52.44 | 52.43 | 0.01 | 0
2025 | MISO_IN_2_MISO_MI | MISO_IN | MISO_MI | Internal | Summer | B7 | 400 | 5000 | 1118.76 | 43.85 | 43.87 | 0.01 | 0
2025 | MISO_IN_2_MISO_MI | MISO_IN | MISO_MI | Internal | Summer | B8 | 500 | 5000 | 1693.76 | 41.14 | 41.16 | 0.01 | 0
2025 | MISO_IN_2_MISO_MI | MISO_IN | MISO_MI | Internal | Summer | B9 | 800 | 5000 | 2168.55 | 40.52 | 40.53 | 0.01 | 0
2025 | MISO_IN_2_MISO_MI | MISO_IN | MISO_MI | Internal | Summer | B10 | 1262 | 5000 | 3411.47 | 37.53 | 37.54 | 0.01 | 0
2025 | MISO_IN_2_MISO_MI | MISO_IN | MISO_MI | Internal | Winter | B16 | 25 | 5000 | 0.3 | 58.22 | 58.21 | 0.01 | 0
2025 | MISO_IN_2_MISO_MI | MISO_IN | MISO_MI | Internal | Winter | B17 | 100 | 5000 | 319.57 | 53.26 | 53.27 | 0.01 | 0
2025 | MISO_IN_2_MISO_MI | MISO_IN | MISO_MI | Internal | Winter | B18 | 400 | 5000 | 0.02 | 47.13 | 47.12 | 0.01 | 0
2025 | MISO_IN_2_MISO_MI | MISO_IN | MISO_MI | Internal | Winter | B19 | 700 | 5000 | 1266.5 | 44.76 | 44.78 | 0.01 | 0
2025 | MISO_IN_2_MISO_MI | MISO_IN | MISO_MI | Internal | Winter | B20 | 935 | 5000 | 669.39 | 40.21 | 40.22 | 0.01 | 0
2025 | MISO_IN_2_MISO_MO-IL | MISO_IN | MISO_MO-IL | Internal | Shoulder | B11 | 25 | 5000 | 0.33 | 63.11 | 63.1 | 0.01 | 0
2025 | MISO_IN_2_MISO_MO-IL | MISO_IN | MISO_MO-IL | Internal | Shoulder | B12 | 200 | 5000 | 0 | 50.93 | 49.7 | 0.01 | 0
2025 | MISO_IN_2_MISO_MO-IL | MISO_IN | MISO_MO-IL | Internal | Shoulder | B13 | 600 | 5000 | 0.01 | 44.84 | 44.83 | 0.01 | 0
2025 | MISO_IN_2_MISO_MO-IL | MISO_IN | MISO_MO-IL | Internal | Shoulder | B14 | 900 | 5000 | 0 | 43.96 | 43.95 | 0.01 | 0
2025 | MISO_IN_2_MISO_MO-IL | MISO_IN | MISO_MO-IL | Internal | Shoulder | B15 | 1203 | 5000 | 0 | 41.52 | 41.45 | 0.01 | 0
2025 | MISO_IN_2_MISO_MO-IL | MISO_IN | MISO_MO-IL | Internal | Summer | B1 | 10 | 5000 | 0.81 | 73.43 | 73.42 | 0.01 | 0
2025 | MISO_IN_2_MISO_MO-IL | MISO_IN | MISO_MO-IL | Internal | Summer | B2 | 25 | 5000 | 0.31 | 71.23 | 71.22 | 0.01 | 0
2025 | MISO_IN_2_MISO_MO-IL | MISO_IN | MISO_MO-IL | Internal | Summer | B3 | 75 | 5000 | 0.11 | 68.91 | 68.9 | 0.01 | 0
2025 | MISO_IN_2_MISO_MO-IL | MISO_IN | MISO_MO-IL | Internal | Summer | B4 | 100 | 5000 | 302.19 | 68.89 | 68.9 | 0.01 | 0
2025 | MISO_IN_2_MISO_MO-IL | MISO_IN | MISO_MO-IL | Internal | Summer | B5 | 200 | 5000 | 0.08 | 65.35 | 65.35 | 0.01 | 0
2025 | MISO_IN_2_MISO_MO-IL | MISO_IN | MISO_MO-IL | Internal | Summer | B6 | 300 | 5000 | 284.55 | 52.44 | 52.45 | 0.01 | 0
2025 | MISO_IN_2_MISO_MO-IL | MISO_IN | MISO_MO-IL | Internal | Summer | B7 | 400 | 5000 | 0.02 | 43.85 | 43.84 | 0.01 | 0
2025 | MISO_IN_2_MISO_MO-IL | MISO_IN | MISO_MO-IL | Internal | Summer | B8 | 500 | 5000 | 0.02 | 41.14 | 41.13 | 0.01 | 0
2025 | MISO_IN_2_MISO_MO-IL | MISO_IN | MISO_MO-IL | Internal | Summer | B9 | 800 | 5000 | 0 | 40.52 | 40.45 | 0.01 | 0
2025 | MISO_IN_2_MISO_MO-IL | MISO_IN | MISO_MO-IL | Internal | Summer | B10 | 1262 | 5000 | 0 | 37.53 | 37.15 | 0.01 | 0
2025 | MISO_IN_2_MISO_MO-IL | MISO_IN | MISO_MO-IL | Internal | Winter | B16 | 25 | 5000 | 0.27 | 58.22 | 58.21 | 0.01 | 0
2025 | MISO_IN_2_MISO_MO-IL | MISO_IN | MISO_MO-IL | Internal | Winter | B17 | 100 | 5000 | 0 | 53.26 | 50.89 | 0.01 | 0
2025 | MISO_IN_2_MISO_MO-IL | MISO_IN | MISO_MO-IL | Internal | Winter | B18 | 400 | 5000 | 0.02 | 47.13 | 47.12 | 0.01 | 0
2025 | MISO_IN_2_MISO_MO-IL | MISO_IN | MISO_MO-IL | Internal | Winter | B19 | 700 | 5000 | 0.01 | 44.76 | 44.75 | 0.01 | 0
2025 | MISO_IN_2_MISO_MO-IL | MISO_IN | MISO_MO-IL | Internal | Winter | B20 | 935 | 5000 | 0 | 40.21 | 40.2 | 0.01 | 0
2025 | MISO_IN_2_NonRTO_Midwest | MISO_IN | NonRTO_Midwest | Internal | Shoulder | B11 | 25 | 4800 | 1230.02 | 63.11 | 71.11 | 8 | 0
2025 | MISO_IN_2_NonRTO_Midwest | MISO_IN | NonRTO_Midwest | Internal | Shoulder | B12 | 200 | 4800 | 660.69 | 50.93 | 58.93 | 8 | 0
2025 | MISO_IN_2_NonRTO_Midwest | MISO_IN | NonRTO_Midwest | Internal | Shoulder | B13 | 600 | 4800 | 151.89 | 44.84 | 52.84 | 8 | 0
2025 | MISO_IN_2_NonRTO_Midwest | MISO_IN | NonRTO_Midwest | Internal | Shoulder | B14 | 900 | 4800 | 0 | 43.96 | 44.98 | 8 | 0
2025 | MISO_IN_2_NonRTO_Midwest | MISO_IN | NonRTO_Midwest | Internal | Shoulder | B15 | 1203 | 4800 | 0 | 41.52 | 38.53 | 8 | 0
2025 | MISO_IN_2_NonRTO_Midwest | MISO_IN | NonRTO_Midwest | Internal | Summer | B1 | 10 | 4800 | 0 | 73.43 | 75.82 | 8 | 0
2025 | MISO_IN_2_NonRTO_Midwest | MISO_IN | NonRTO_Midwest | Internal | Summer | B2 | 25 | 4800 | 0 | 71.23 | 75.82 | 8 | 0
2025 | MISO_IN_2_NonRTO_Midwest | MISO_IN | NonRTO_Midwest | Internal | Summer | B3 | 75 | 4800 | 0 | 68.91 | 75.82 | 8 | 0
2025 | MISO_IN_2_NonRTO_Midwest | MISO_IN | NonRTO_Midwest | Internal | Summer | B4 | 100 | 4800 | 0 | 68.89 | 75.82 | 8 | 0
2025 | MISO_IN_2_NonRTO_Midwest | MISO_IN | NonRTO_Midwest | Internal | Summer | B5 | 200 | 4800 | 1097.68 | 65.35 | 73.35 | 8 | 0
2025 | MISO_IN_2_NonRTO_Midwest | MISO_IN | NonRTO_Midwest | Internal | Summer | B6 | 300 | 4800 | 567.06 | 52.44 | 60.44 | 8 | 0
2025 | MISO_IN_2_NonRTO_Midwest | MISO_IN | NonRTO_Midwest | Internal | Summer | B7 | 400 | 4800 | 0 | 43.85 | 45.13 | 8 | 0
2025 | MISO_IN_2_NonRTO_Midwest | MISO_IN | NonRTO_Midwest | Internal | Summer | B8 | 500 | 4800 | 0 | 41.14 | 43.93 | 8 | 0
2025 | MISO_IN_2_NonRTO_Midwest | MISO_IN | NonRTO_Midwest | Internal | Summer | B9 | 800 | 4800 | 0 | 40.52 | 38.62 | 8 | 0
2025 | MISO_IN_2_NonRTO_Midwest | MISO_IN | NonRTO_Midwest | Internal | Summer | B10 | 1262 | 4800 | 0 | 37.53 | 36.47 | 8 | 0
2025 | MISO_IN_2_NonRTO_Midwest | MISO_IN | NonRTO_Midwest | Internal | Winter | B16 | 25 | 4800 | 2358.64 | 58.22 | 66.22 | 8 | 0
2025 | MISO_IN_2_NonRTO_Midwest | MISO_IN | NonRTO_Midwest | Internal | Winter | B17 | 100 | 4800 | 1141.96 | 53.26 | 61.26 | 8 | 0
2025 | MISO_IN_2_NonRTO_Midwest | MISO_IN | NonRTO_Midwest | Internal | Winter | B18 | 400 | 4800 | 295.59 | 47.13 | 55.13 | 8 | 0
2025 | MISO_IN_2_NonRTO_Midwest | MISO_IN | NonRTO_Midwest | Internal | Winter | B19 | 700 | 4800 | 0 | 44.76 | 45.13 | 8 | 0
2025 | MISO_IN_2_NonRTO_Midwest | MISO_IN | NonRTO_Midwest | Internal | Winter | B20 | 935 | 4800 | 0 | 40.21 | 38.53 | 8 | 0
2025 | MISO_IN_2_PJM_ROR | MISO_IN | PJM_ROR | Internal | Shoulder | B11 | 25 | 992 | 0 | 63.11 | 59.87 | 2 | 0
2025 | MISO_IN_2_PJM_ROR | MISO_IN | PJM_ROR | Internal | Shoulder | B12 | 200 | 992 | 0 | 50.93 | 51.68 | 2 | 0
2025 | MISO_IN_2_PJM_ROR | MISO_IN | PJM_ROR | Internal | Shoulder | B13 | 600 | 992 | 0.01 | 44.84 | 46.82 | 2 | 0
2025 | MISO_IN_2_PJM_ROR | MISO_IN | PJM_ROR | Internal | Shoulder | B14 | 900 | 992 | 0 | 43.96 | 44.45 | 2 | 0
2025 | MISO_IN_2_PJM_ROR | MISO_IN | PJM_ROR | Internal | Shoulder | B15 | 1203 | 992 | 0 | 41.52 | 41.88 | 2 | 0
2025 | MISO_IN_2_PJM_ROR | MISO_IN | PJM_ROR | Internal | Summer | B1 | 10 | 992 | 1.51 | 73.43 | 75.42 | 2 | 0
2025 | MISO_IN_2_PJM_ROR | MISO_IN | PJM_ROR | Internal | Summer | B2 | 25 | 992 | 0.02 | 71.23 | 72.92 | 2 | 0
2025 | MISO_IN_2_PJM_ROR | MISO_IN | PJM_ROR | Internal | Summer | B3 | 75 | 992 | 0 | 68.91 | 68.43 | 2 | 0
2025 | MISO_IN_2_PJM_ROR | MISO_IN | PJM_ROR | Internal | Summer | B4 | 100 | 992 | 0 | 68.89 | 68.12 | 2 | 0
2025 | MISO_IN_2_PJM_ROR | MISO_IN | PJM_ROR | Internal | Summer | B5 | 200 | 992 | 0 | 65.35 | 63.35 | 2 | 0
2025 | MISO_IN_2_PJM_ROR | MISO_IN | PJM_ROR | Internal | Summer | B6 | 300 | 992 | 0 | 52.44 | 53.68 | 2 | 0
2025 | MISO_IN_2_PJM_ROR | MISO_IN | PJM_ROR | Internal | Summer | B7 | 400 | 992 | 0.01 | 43.85 | 45.82 | 2 | 0
2025 | MISO_IN_2_PJM_ROR | MISO_IN | PJM_ROR | Internal | Summer | B8 | 500 | 992 | 0 | 41.14 | 42.37 | 2 | 0
2025 | MISO_IN_2_PJM_ROR | MISO_IN | PJM_ROR | Internal | Summer | B9 | 800 | 992 | 0 | 40.52 | 40.34 | 2 | 0
2025 | MISO_IN_2_PJM_ROR | MISO_IN | PJM_ROR | Internal | Summer | B10 | 1262 | 992 | 0 | 37.53 | 38.31 | 2 | 0
2025 | MISO_IN_2_PJM_ROR | MISO_IN | PJM_ROR | Internal | Winter | B16 | 25 | 992 | 0.18 | 58.22 | 60.18 | 2 | 0
2025 | MISO_IN_2_PJM_ROR | MISO_IN | PJM_ROR | Internal | Winter | B17 | 100 | 992 | 0 | 53.26 | 52.89 | 2 | 0
2025 | MISO_IN_2_PJM_ROR | MISO_IN | PJM_ROR | Internal | Winter | B18 | 400 | 992 | 0.04 | 47.13 | 49.12 | 2 | 0
2025 | MISO_IN_2_PJM_ROR | MISO_IN | PJM_ROR | Internal | Winter | B19 | 700 | 992 | 0 | 44.76 | 45.71 | 2 | 0
2025 | MISO_IN_2_PJM_ROR | MISO_IN | PJM_ROR | Internal | Winter | B20 | 935 | 992 | 0 | 40.21 | 40.31 | 2 | 0
2025 | MISO_MI_2_IESO | MISO_MI | IESO | Internal | Shoulder | B11 | 25 | 1580 | 0 | 61.86 | 36.37 | 8 | 0
2025 | MISO_MI_2_IESO | MISO_MI | IESO | Internal | Shoulder | B12 | 200 | 1580 | 0 | 50.94 | 36.37 | 8 | 0
2025 | MISO_MI_2_IESO | MISO_MI | IESO | Internal | Shoulder | B13 | 600 | 1580 | 0 | 44.85 | 36.37 | 8 | 0
2025 | MISO_MI_2_IESO | MISO_MI | IESO | Internal | Shoulder | B14 | 900 | 1580 | 0 | 43.97 | 36.37 | 8 | 0
2025 | MISO_MI_2_IESO | MISO_MI | IESO | Internal | Shoulder | B15 | 1203 | 1580 | 0 | 41.53 | 36.37 | 8 | 0
2025 | MISO_MI_2_IESO | MISO_MI | IESO | Internal | Summer | B1 | 10 | 1580 | 0 | 73.42 | 66.42 | 8 | 0
2025 | MISO_MI_2_IESO | MISO_MI | IESO | Internal | Summer | B2 | 25 | 1580 | 0 | 70.92 | 63.92 | 8 | 0
2025 | MISO_MI_2_IESO | MISO_MI | IESO | Internal | Summer | B3 | 75 | 1580 | 0 | 66.55 | 53.39 | 8 | 0
2025 | MISO_MI_2_IESO | MISO_MI | IESO | Internal | Summer | B4 | 100 | 1580 | 0 | 66.11 | 43.12 | 8 | 0
2025 | MISO_MI_2_IESO | MISO_MI | IESO | Internal | Summer | B5 | 200 | 1580 | 0 | 65.34 | 41.41 | 8 | 0
2025 | MISO_MI_2_IESO | MISO_MI | IESO | Internal | Summer | B6 | 300 | 1580 | 0 | 52.43 | 41.41 | 8 | 0
2025 | MISO_MI_2_IESO | MISO_MI | IESO | Internal | Summer | B7 | 400 | 1580 | 0 | 43.87 | 36.87 | 8 | 0
2025 | MISO_MI_2_IESO | MISO_MI | IESO | Internal | Summer | B8 | 500 | 1580 | 0 | 41.16 | 34.16 | 8 | 0
2025 | MISO_MI_2_IESO | MISO_MI | IESO | Internal | Summer | B9 | 800 | 1580 | 0 | 40.53 | 33.98 | 8 | 0
2025 | MISO_MI_2_IESO | MISO_MI | IESO | Internal | Summer | B10 | 1262 | 1580 | 0 | 37.54 | 33.98 | 8 | 0
2025 | MISO_MI_2_IESO | MISO_MI | IESO | Internal | Winter | B16 | 25 | 1580 | 0 | 58.21 | 43.39 | 8 | 0
2025 | MISO_MI_2_IESO | MISO_MI | IESO | Internal | Winter | B17 | 100 | 1580 | 0 | 53.27 | 41.19 | 8 | 0
2025 | MISO_MI_2_IESO | MISO_MI | IESO | Internal | Winter | B18 | 400 | 1580 | 0 | 47.12 | 39.32 | 8 | 0
2025 | MISO_MI_2_IESO | MISO_MI | IESO | Internal | Winter | B19 | 700 | 1580 | 0 | 44.78 | 39.32 | 8 | 0
2025 | MISO_MI_2_IESO | MISO_MI | IESO | Internal | Winter | B20 | 935 | 1580 | 0 | 40.22 | 39.32 | 8 | 0
2025 | MISO_MI_2_MISO_IN | MISO_MI | MISO_IN | Internal | Shoulder | B11 | 25 | 2045 | 2045 | 61.86 | 63.11 | 0.01 | 1.24
2025 | MISO_MI_2_MISO_IN | MISO_MI | MISO_IN | Internal | Shoulder | B12 | 200 | 2045 | 0.04 | 50.94 | 50.93 | 0.01 | 0
2025 | MISO_MI_2_MISO_IN | MISO_MI | MISO_IN | Internal | Shoulder | B13 | 600 | 2045 | 0.01 | 44.85 | 44.84 | 0.01 | 0
2025 | MISO_MI_2_MISO_IN | MISO_MI | MISO_IN | Internal | Shoulder | B14 | 900 | 2045 | 0 | 43.97 | 43.96 | 0.01 | 0
2025 | MISO_MI_2_MISO_IN | MISO_MI | MISO_IN | Internal | Shoulder | B15 | 1203 | 2045 | 0 | 41.53 | 41.52 | 0.01 | 0
2025 | MISO_MI_2_MISO_IN | MISO_MI | MISO_IN | Internal | Summer | B1 | 10 | 2045 | 1008.72 | 73.42 | 73.43 | 0.01 | 0
2025 | MISO_MI_2_MISO_IN | MISO_MI | MISO_IN | Internal | Summer | B2 | 25 | 2045 | 2044.98 | 70.92 | 71.23 | 0.01 | 0.3
2025 | MISO_MI_2_MISO_IN | MISO_MI | MISO_IN | Internal | Summer | B3 | 75 | 2045 | 2045 | 66.55 | 68.91 | 0.01 | 2.35
2025 | MISO_MI_2_MISO_IN | MISO_MI | MISO_IN | Internal | Summer | B4 | 100 | 2045 | 2045 | 66.11 | 68.89 | 0.01 | 2.76
2025 | MISO_MI_2_MISO_IN | MISO_MI | MISO_IN | Internal | Summer | B5 | 200 | 2045 | 1684.94 | 65.34 | 65.35 | 0.01 | 0
2025 | MISO_MI_2_MISO_IN | MISO_MI | MISO_IN | Internal | Summer | B6 | 300 | 2045 | 1258.23 | 52.43 | 52.44 | 0.01 | 0
2025 | MISO_MI_2_MISO_IN | MISO_MI | MISO_IN | Internal | Summer | B7 | 400 | 2045 | 0.02 | 43.87 | 43.85 | 0.01 | 0
2025 | MISO_MI_2_MISO_IN | MISO_MI | MISO_IN | Internal | Summer | B8 | 500 | 2045 | 0.02 | 41.16 | 41.14 | 0.01 | 0
2025 | MISO_MI_2_MISO_IN | MISO_MI | MISO_IN | Internal | Summer | B9 | 800 | 2045 | 0.01 | 40.53 | 40.52 | 0.01 | 0
2025 | MISO_MI_2_MISO_IN | MISO_MI | MISO_IN | Internal | Summer | B10 | 1262 | 2045 | 0 | 37.54 | 37.53 | 0.01 | 0
2025 | MISO_MI_2_MISO_IN | MISO_MI | MISO_IN | Internal | Winter | B16 | 25 | 2045 | 1897.43 | 58.21 | 58.22 | 0.01 | 0
2025 | MISO_MI_2_MISO_IN | MISO_MI | MISO_IN | Internal | Winter | B17 | 100 | 2045 | 0.08 | 53.27 | 53.26 | 0.01 | 0
2025 | MISO_MI_2_MISO_IN | MISO_MI | MISO_IN | Internal | Winter | B18 | 400 | 2045 | 184.87 | 47.12 | 47.13 | 0.01 | 0
2025 | MISO_MI_2_MISO_IN | MISO_MI | MISO_IN | Internal | Winter | B19 | 700 | 2045 | 0.01 | 44.78 | 44.76 | 0.01 | 0
2025 | MISO_MI_2_MISO_IN | MISO_MI | MISO_IN | Internal | Winter | B20 | 935 | 2045 | 0 | 40.22 | 40.21 | 0.01 | 0
2025 | MISO_MI_2_MISO_WUMS | MISO_MI | MISO_WUMS | Internal | Shoulder | B11 | 25 | 117 | 112.14 | 61.86 | 61.87 | 0.01 | 0
2025 | MISO_MI_2_MISO_WUMS | MISO_MI | MISO_WUMS | Internal | Shoulder | B12 | 200 | 117 | 0 | 50.94 | 49.68 | 0.01 | 0
2025 | MISO_MI_2_MISO_WUMS | MISO_MI | MISO_WUMS | Internal | Shoulder | B13 | 600 | 117 | 0 | 44.85 | 44.82 | 0.01 | 0
2025 | MISO_MI_2_MISO_WUMS | MISO_MI | MISO_WUMS | Internal | Shoulder | B14 | 900 | 117 | 0 | 43.97 | 43.2 | 0.01 | 0
2025 | MISO_MI_2_MISO_WUMS | MISO_MI | MISO_WUMS | Internal | Shoulder | B15 | 1203 | 117 | 0 | 41.53 | 41.47 | 0.01 | 0
2025 | MISO_MI_2_MISO_WUMS | MISO_MI | MISO_WUMS | Internal | Summer | B1 | 10 | 117 | 0 | 73.42 | 66.56 | 0.01 | 0
2025 | MISO_MI_2_MISO_WUMS | MISO_MI | MISO_WUMS | Internal | Summer | B2 | 25 | 117 | 0 | 70.92 | 66.56 | 0.01 | 0
2025 | MISO_MI_2_MISO_WUMS | MISO_MI | MISO_WUMS | Internal | Summer | B3 | 75 | 117 | 15.92 | 66.55 | 66.56 | 0.01 | 0
2025 | MISO_MI_2_MISO_WUMS | MISO_MI | MISO_WUMS | Internal | Summer | B4 | 100 | 117 | 117 | 66.11 | 66.56 | 0.01 | 0.44
2025 | MISO_MI_2_MISO_WUMS | MISO_MI | MISO_WUMS | Internal | Summer | B5 | 200 | 117 | 0 | 65.34 | 64.61 | 0.01 | 0
2025 | MISO_MI_2_MISO_WUMS | MISO_MI | MISO_WUMS | Internal | Summer | B6 | 300 | 117 | 0 | 52.43 | 51.68 | 0.01 | 0
2025 | MISO_MI_2_MISO_WUMS | MISO_MI | MISO_WUMS | Internal | Summer | B7 | 400 | 117 | 0 | 43.87 | 43.82 | 0.01 | 0
2025 | MISO_MI_2_MISO_WUMS | MISO_MI | MISO_WUMS | Internal | Summer | B8 | 500 | 117 | 0 | 41.16 | 41.11 | 0.01 | 0
2025 | MISO_MI_2_MISO_WUMS | MISO_MI | MISO_WUMS | Internal | Summer | B9 | 800 | 117 | 0 | 40.53 | 40.11 | 0.01 | 0
2025 | MISO_MI_2_MISO_WUMS | MISO_MI | MISO_WUMS | Internal | Summer | B10 | 1262 | 117 | 0 | 37.54 | 37.15 | 0.01 | 0
2025 | MISO_MI_2_MISO_WUMS | MISO_MI | MISO_WUMS | Internal | Winter | B16 | 25 | 117 | 0.18 | 58.21 | 58.18 | 0.01 | 0
2025 | MISO_MI_2_MISO_WUMS | MISO_MI | MISO_WUMS | Internal | Winter | B17 | 100 | 117 | 0 | 53.27 | 50.89 | 0.01 | 0
2025 | MISO_MI_2_MISO_WUMS | MISO_MI | MISO_WUMS | Internal | Winter | B18 | 400 | 117 | 0.04 | 47.12 | 47.12 | 0.01 | 0
2025 | MISO_MI_2_MISO_WUMS | MISO_MI | MISO_WUMS | Internal | Winter | B19 | 700 | 117 | 0 | 44.78 | 44.16 | 0.01 | 0
2025 | MISO_MI_2_MISO_WUMS | MISO_MI | MISO_WUMS | Internal | Winter | B20 | 935 | 117 | 0 | 40.22 | 40.2 | 0.01 | 0
2025 | MISO_MI_2_PJM_ROR | MISO_MI | PJM_ROR | Internal | Shoulder | B11 | 25 | 1424 | 0 | 61.86 | 59.87 | 2 | 0
2025 | MISO_MI_2_PJM_ROR | MISO_MI | PJM_ROR | Internal | Shoulder | B12 | 200 | 1424 | 0 | 50.94 | 51.68 | 2 | 0
2025 | MISO_MI_2_PJM_ROR | MISO_MI | PJM_ROR | Internal | Shoulder | B13 | 600 | 1424 | 0 | 44.85 | 46.82 | 2 | 0
2025 | MISO_MI_2_PJM_ROR | MISO_MI | PJM_ROR | Internal | Shoulder | B14 | 900 | 1424 | 0 | 43.97 | 44.45 | 2 | 0
2025 | MISO_MI_2_PJM_ROR | MISO_MI | PJM_ROR | Internal | Shoulder | B15 | 1203 | 1424 | 0 | 41.53 | 41.88 | 2 | 0
2025 | MISO_MI_2_PJM_ROR | MISO_MI | PJM_ROR | Internal | Summer | B1 | 10 | 1424 | 979.93 | 73.42 | 75.42 | 2 | 0
2025 | MISO_MI_2_PJM_ROR | MISO_MI | PJM_ROR | Internal | Summer | B2 | 25 | 1424 | 1377.14 | 70.92 | 72.92 | 2 | 0
2025 | MISO_MI_2_PJM_ROR | MISO_MI | PJM_ROR | Internal | Summer | B3 | 75 | 1424 | 0.02 | 66.55 | 68.43 | 2 | 0
2025 | MISO_MI_2_PJM_ROR | MISO_MI | PJM_ROR | Internal | Summer | B4 | 100 | 1424 | 1076.13 | 66.11 | 68.12 | 2 | 0
2025 | MISO_MI_2_PJM_ROR | MISO_MI | PJM_ROR | Internal | Summer | B5 | 200 | 1424 | 0 | 65.34 | 63.35 | 2 | 0
2025 | MISO_MI_2_PJM_ROR | MISO_MI | PJM_ROR | Internal | Summer | B6 | 300 | 1424 | 0 | 52.43 | 53.68 | 2 | 0
2025 | MISO_MI_2_PJM_ROR | MISO_MI | PJM_ROR | Internal | Summer | B7 | 400 | 1424 | 0.01 | 43.87 | 45.82 | 2 | 0
2025 | MISO_MI_2_PJM_ROR | MISO_MI | PJM_ROR | Internal | Summer | B8 | 500 | 1424 | 0 | 41.16 | 42.37 | 2 | 0
2025 | MISO_MI_2_PJM_ROR | MISO_MI | PJM_ROR | Internal | Summer | B9 | 800 | 1424 | 0 | 40.53 | 40.34 | 2 | 0
2025 | MISO_MI_2_PJM_ROR | MISO_MI | PJM_ROR | Internal | Summer | B10 | 1262 | 1424 | 0 | 37.54 | 38.31 | 2 | 0
2025 | MISO_MI_2_PJM_ROR | MISO_MI | PJM_ROR | Internal | Winter | B16 | 25 | 1424 | 0.27 | 58.21 | 60.18 | 2 | 0
2025 | MISO_MI_2_PJM_ROR | MISO_MI | PJM_ROR | Internal | Winter | B17 | 100 | 1424 | 0 | 53.27 | 52.89 | 2 | 0
2025 | MISO_MI_2_PJM_ROR | MISO_MI | PJM_ROR | Internal | Winter | B18 | 400 | 1424 | 153.11 | 47.12 | 49.12 | 2 | 0
2025 | MISO_MI_2_PJM_ROR | MISO_MI | PJM_ROR | Internal | Winter | B19 | 700 | 1424 | 0 | 44.78 | 45.71 | 2 | 0
2025 | MISO_MI_2_PJM_ROR | MISO_MI | PJM_ROR | Internal | Winter | B20 | 935 | 1424 | 0 | 40.22 | 40.31 | 2 | 0
2025 | MISO_MO-IL_2_ENT | MISO_MO-IL | ENT | Internal | Shoulder | B11 | 25 | 2540 | 0 | 63.1 | 66.61 | 8 | 0
2025 | MISO_MO-IL_2_ENT | MISO_MO-IL | ENT | Internal | Shoulder | B12 | 200 | 2540 | 0 | 49.7 | 46.83 | 8 | 0
2025 | MISO_MO-IL_2_ENT | MISO_MO-IL | ENT | Internal | Shoulder | B13 | 600 | 2540 | 0 | 44.83 | 46.83 | 8 | 0
2025 | MISO_MO-IL_2_ENT | MISO_MO-IL | ENT | Internal | Shoulder | B14 | 900 | 2540 | 0 | 43.95 | 46.83 | 8 | 0
2025 | MISO_MO-IL_2_ENT | MISO_MO-IL | ENT | Internal | Shoulder | B15 | 1203 | 2540 | 0 | 41.45 | 45.85 | 8 | 0
2025 | MISO_MO-IL_2_ENT | MISO_MO-IL | ENT | Internal | Summer | B1 | 10 | 2540 | 0 | 73.42 | 78.59 | 8 | 0
2025 | MISO_MO-IL_2_ENT | MISO_MO-IL | ENT | Internal | Summer | B2 | 25 | 2540 | 0 | 71.22 | 75.69 | 8 | 0
2025 | MISO_MO-IL_2_ENT | MISO_MO-IL | ENT | Internal | Summer | B3 | 75 | 2540 | 0 | 68.9 | 70.61 | 8 | 0
2025 | MISO_MO-IL_2_ENT | MISO_MO-IL | ENT | Internal | Summer | B4 | 100 | 2540 | 0 | 68.9 | 69.11 | 8 | 0
2025 | MISO_MO-IL_2_ENT | MISO_MO-IL | ENT | Internal | Summer | B5 | 200 | 2540 | 0 | 65.35 | 69.11 | 8 | 0
2025 | MISO_MO-IL_2_ENT | MISO_MO-IL | ENT | Internal | Summer | B6 | 300 | 2540 | 1885.93 | 52.45 | 60.45 | 8 | 0
2025 | MISO_MO-IL_2_ENT | MISO_MO-IL | ENT | Internal | Summer | B7 | 400 | 2540 | 858.39 | 43.84 | 51.84 | 8 | 0
2025 | MISO_MO-IL_2_ENT | MISO_MO-IL | ENT | Internal | Summer | B8 | 500 | 2540 | 0 | 41.13 | 45.36 | 8 | 0
2025 | MISO_MO-IL_2_ENT | MISO_MO-IL | ENT | Internal | Summer | B9 | 800 | 2540 | 0 | 40.45 | 45.04 | 8 | 0
2025 | MISO_MO-IL_2_ENT | MISO_MO-IL | ENT | Internal | Summer | B10 | 1262 | 2540 | 0 | 37.15 | 44.71 | 8 | 0
2025 | MISO_MO-IL_2_ENT | MISO_MO-IL | ENT | Internal | Winter | B16 | 25 | 2540 | 0.04 | 58.21 | 66.05 | 8 | 0
2025 | MISO_MO-IL_2_ENT | MISO_MO-IL | ENT | Internal | Winter | B17 | 100 | 2540 | 0 | 50.89 | 49.74 | 8 | 0
2025 | MISO_MO-IL_2_ENT | MISO_MO-IL | ENT | Internal | Winter | B18 | 400 | 2540 | 0 | 47.12 | 49.74 | 8 | 0
2025 | MISO_MO-IL_2_ENT | MISO_MO-IL | ENT | Internal | Winter | B19 | 700 | 2540 | 0 | 44.75 | 49.38 | 8 | 0
2025 | MISO_MO-IL_2_ENT | MISO_MO-IL | ENT | Internal | Winter | B20 | 935 | 2540 | 0 | 40.2 | 47.76 | 8 | 0
2025 | MISO_MO-IL_2_MISO_IN | MISO_MO-IL | MISO_IN | Internal | Shoulder | B11 | 25 | 2100 | 368.74 | 63.1 | 63.11 | 0.01 | 0
2025 | MISO_MO-IL_2_MISO_IN | MISO_MO-IL | MISO_IN | Internal | Shoulder | B12 | 200 | 2100 | 2100 | 49.7 | 50.93 | 0.01 | 1.22
2025 | MISO_MO-IL_2_MISO_IN | MISO_MO-IL | MISO_IN | Internal | Shoulder | B13 | 600 | 2100 | 1864.27 | 44.83 | 44.84 | 0.01 | 0
2025 | MISO_MO-IL_2_MISO_IN | MISO_MO-IL | MISO_IN | Internal | Shoulder | B14 | 900 | 2100 | 1823.21 | 43.95 | 43.96 | 0.01 | 0
2025 | MISO_MO-IL_2_MISO_IN | MISO_MO-IL | MISO_IN | Internal | Shoulder | B15 | 1203 | 2100 | 2100 | 41.45 | 41.52 | 0.01 | 0.06
2025 | MISO_MO-IL_2_MISO_IN | MISO_MO-IL | MISO_IN | Internal | Summer | B1 | 10 | 2100 | 294.29 | 73.42 | 73.43 | 0.01 | 0
2025 | MISO_MO-IL_2_MISO_IN | MISO_MO-IL | MISO_IN | Internal | Summer | B2 | 25 | 2100 | 1538.99 | 71.22 | 71.23 | 0.01 | 0
2025 | MISO_MO-IL_2_MISO_IN | MISO_MO-IL | MISO_IN | Internal | Summer | B3 | 75 | 2100 | 584.73 | 68.9 | 68.91 | 0.01 | 0
2025 | MISO_MO-IL_2_MISO_IN | MISO_MO-IL | MISO_IN | Internal | Summer | B4 | 100 | 2100 | 0.08 | 68.9 | 68.89 | 0.01 | 0
2025 | MISO_MO-IL_2_MISO_IN | MISO_MO-IL | MISO_IN | Internal | Summer | B5 | 200 | 2100 | 0.08 | 65.35 | 65.35 | 0.01 | 0
2025 | MISO_MO-IL_2_MISO_IN | MISO_MO-IL | MISO_IN | Internal | Summer | B6 | 300 | 2100 | 0.03 | 52.45 | 52.44 | 0.01 | 0
2025 | MISO_MO-IL_2_MISO_IN | MISO_MO-IL | MISO_IN | Internal | Summer | B7 | 400 | 2100 | 963.83 | 43.84 | 43.85 | 0.01 | 0
2025 | MISO_MO-IL_2_MISO_IN | MISO_MO-IL | MISO_IN | Internal | Summer | B8 | 500 | 2100 | 1782.69 | 41.13 | 41.14 | 0.01 | 0
2025 | MISO_MO-IL_2_MISO_IN | MISO_MO-IL | MISO_IN | Internal | Summer | B9 | 800 | 2100 | 2100 | 40.45 | 40.52 | 0.01 | 0.05
2025 | MISO_MO-IL_2_MISO_IN | MISO_MO-IL | MISO_IN | Internal | Summer | B10 | 1262 | 2100 | 2100 | 37.15 | 37.53 | 0.01 | 0.37
2025 | MISO_MO-IL_2_MISO_IN | MISO_MO-IL | MISO_IN | Internal | Winter | B16 | 25 | 2100 | 2002.12 | 58.21 | 58.22 | 0.01 | 0
2025 | MISO_MO-IL_2_MISO_IN | MISO_MO-IL | MISO_IN | Internal | Winter | B17 | 100 | 2100 | 2100 | 50.89 | 53.26 | 0.01 | 2.36
2025 | MISO_MO-IL_2_MISO_IN | MISO_MO-IL | MISO_IN | Internal | Winter | B18 | 400 | 2100 | 112.06 | 47.12 | 47.13 | 0.01 | 0
2025 | MISO_MO-IL_2_MISO_IN | MISO_MO-IL | MISO_IN | Internal | Winter | B19 | 700 | 2100 | 439.78 | 44.75 | 44.76 | 0.01 | 0
2025 | MISO_MO-IL_2_MISO_IN | MISO_MO-IL | MISO_IN | Internal | Winter | B20 | 935 | 2100 | 843.36 | 40.2 | 40.21 | 0.01 | 0
2025 | MISO_MO-IL_2_MISO_W | MISO_MO-IL | MISO_W | Internal | Shoulder | B11 | 25 | 960 | 0.32 | 63.1 | 63.09 | 0.01 | 0
2025 | MISO_MO-IL_2_MISO_W | MISO_MO-IL | MISO_W | Internal | Shoulder | B12 | 200 | 960 | 0.04 | 49.7 | 49.68 | 0.01 | 0
2025 | MISO_MO-IL_2_MISO_W | MISO_MO-IL | MISO_W | Internal | Shoulder | B13 | 600 | 960 | 0.01 | 44.83 | 44.82 | 0.01 | 0
2025 | MISO_MO-IL_2_MISO_W | MISO_MO-IL | MISO_W | Internal | Shoulder | B14 | 900 | 960 | 0.02 | 43.95 | 43.95 | 0.01 | 0
2025 | MISO_MO-IL_2_MISO_W | MISO_MO-IL | MISO_W | Internal | Shoulder | B15 | 1203 | 960 | 156.06 | 41.45 | 41.46 | 0.01 | 0
2025 | MISO_MO-IL_2_MISO_W | MISO_MO-IL | MISO_W | Internal | Summer | B1 | 10 | 960 | 0.78 | 73.42 | 73.4 | 0.01 | 0
2025 | MISO_MO-IL_2_MISO_W | MISO_MO-IL | MISO_W | Internal | Summer | B2 | 25 | 960 | 0.33 | 71.22 | 71.21 | 0.01 | 0
2025 | MISO_MO-IL_2_MISO_W | MISO_MO-IL | MISO_W | Internal | Summer | B3 | 75 | 960 | 960 | 68.9 | 70.2 | 0.01 | 1.28
2025 | MISO_MO-IL_2_MISO_W | MISO_MO-IL | MISO_W | Internal | Summer | B4 | 100 | 960 | 960 | 68.9 | 70.12 | 0.01 | 1.2
2025 | MISO_MO-IL_2_MISO_W | MISO_MO-IL | MISO_W | Internal | Summer | B5 | 200 | 960 | 0.08 | 65.35 | 65.35 | 0.01 | 0
2025 | MISO_MO-IL_2_MISO_W | MISO_MO-IL | MISO_W | Internal | Summer | B6 | 300 | 960 | 0.03 | 52.45 | 52.44 | 0.01 | 0
2025 | MISO_MO-IL_2_MISO_W | MISO_MO-IL | MISO_W | Internal | Summer | B7 | 400 | 960 | 0.02 | 43.84 | 43.83 | 0.01 | 0
2025 | MISO_MO-IL_2_MISO_W | MISO_MO-IL | MISO_W | Internal | Summer | B8 | 500 | 960 | 0.02 | 41.13 | 41.12 | 0.01 | 0
2025 | MISO_MO-IL_2_MISO_W | MISO_MO-IL | MISO_W | Internal | Summer | B9 | 800 | 960 | 0.01 | 40.45 | 40.44 | 0.01 | 0
2025 | MISO_MO-IL_2_MISO_W | MISO_MO-IL | MISO_W | Internal | Summer | B10 | 1262 | 960 | 0 | 37.15 | 37.14 | 0.01 | 0
2025 | MISO_MO-IL_2_MISO_W | MISO_MO-IL | MISO_W | Internal | Winter | B16 | 25 | 960 | 0.31 | 58.21 | 58.19 | 0.01 | 0
2025 | MISO_MO-IL_2_MISO_W | MISO_MO-IL | MISO_W | Internal | Winter | B17 | 100 | 960 | 0.08 | 50.89 | 50.88 | 0.01 | 0
2025 | MISO_MO-IL_2_MISO_W | MISO_MO-IL | MISO_W | Internal | Winter | B18 | 400 | 960 | 357.91 | 47.12 | 47.13 | 0.01 | 0
2025 | MISO_MO-IL_2_MISO_W | MISO_MO-IL | MISO_W | Internal | Winter | B19 | 700 | 960 | 434.35 | 44.75 | 44.76 | 0.01 | 0
2025 | MISO_MO-IL_2_MISO_W | MISO_MO-IL | MISO_W | Internal | Winter | B20 | 935 | 960 | 0 | 40.2 | 40.18 | 0.01 | 0
2025 | MISO_MO-IL_2_PJM_ROR | MISO_MO-IL | PJM_ROR | Internal | Shoulder | B11 | 25 | 1212 | 0 | 63.1 | 59.87 | 2 | 0
2025 | MISO_MO-IL_2_PJM_ROR | MISO_MO-IL | PJM_ROR | Internal | Shoulder | B12 | 200 | 1212 | 0.08 | 49.7 | 51.68 | 2 | 0
2025 | MISO_MO-IL_2_PJM_ROR | MISO_MO-IL | PJM_ROR | Internal | Shoulder | B13 | 600 | 1212 | 0.03 | 44.83 | 46.82 | 2 | 0
2025 | MISO_MO-IL_2_PJM_ROR | MISO_MO-IL | PJM_ROR | Internal | Shoulder | B14 | 900 | 1212 | 0 | 43.95 | 44.45 | 2 | 0
2025 | MISO_MO-IL_2_PJM_ROR | MISO_MO-IL | PJM_ROR | Internal | Shoulder | B15 | 1203 | 1212 | 0 | 41.45 | 41.88 | 2 | 0
2025 | MISO_MO-IL_2_PJM_ROR | MISO_MO-IL | PJM_ROR | Internal | Summer | B1 | 10 | 1212 | 394.67 | 73.42 | 75.42 | 2 | 0
2025 | MISO_MO-IL_2_PJM_ROR | MISO_MO-IL | PJM_ROR | Internal | Summer | B2 | 25 | 1212 | 0.03 | 71.22 | 72.92 | 2 | 0
2025 | MISO_MO-IL_2_PJM_ROR | MISO_MO-IL | PJM_ROR | Internal | Summer | B3 | 75 | 1212 | 0 | 68.9 | 68.43 | 2 | 0
2025 | MISO_MO-IL_2_PJM_ROR | MISO_MO-IL | PJM_ROR | Internal | Summer | B4 | 100 | 1212 | 0 | 68.9 | 68.12 | 2 | 0
2025 | MISO_MO-IL_2_PJM_ROR | MISO_MO-IL | PJM_ROR | Internal | Summer | B5 | 200 | 1212 | 0 | 65.35 | 63.35 | 2 | 0
2025 | MISO_MO-IL_2_PJM_ROR | MISO_MO-IL | PJM_ROR | Internal | Summer | B6 | 300 | 1212 | 0 | 52.45 | 53.68 | 2 | 0
2025 | MISO_MO-IL_2_PJM_ROR | MISO_MO-IL | PJM_ROR | Internal | Summer | B7 | 400 | 1212 | 0.02 | 43.84 | 45.82 | 2 | 0
2025 | MISO_MO-IL_2_PJM_ROR | MISO_MO-IL | PJM_ROR | Internal | Summer | B8 | 500 | 1212 | 0 | 41.13 | 42.37 | 2 | 0
2025 | MISO_MO-IL_2_PJM_ROR | MISO_MO-IL | PJM_ROR | Internal | Summer | B9 | 800 | 1212 | 0 | 40.45 | 40.34 | 2 | 0
2025 | MISO_MO-IL_2_PJM_ROR | MISO_MO-IL | PJM_ROR | Internal | Summer | B10 | 1262 | 1212 | 0 | 37.15 | 38.31 | 2 | 0
2025 | MISO_MO-IL_2_PJM_ROR | MISO_MO-IL | PJM_ROR | Internal | Winter | B16 | 25 | 1212 | 0.3 | 58.21 | 60.18 | 2 | 0
2025 | MISO_MO-IL_2_PJM_ROR | MISO_MO-IL | PJM_ROR | Internal | Winter | B17 | 100 | 1212 | 160.39 | 50.89 | 52.89 | 2 | 0
2025 | MISO_MO-IL_2_PJM_ROR | MISO_MO-IL | PJM_ROR | Internal | Winter | B18 | 400 | 1212 | 97.19 | 47.12 | 49.12 | 2 | 0
2025 | MISO_MO-IL_2_PJM_ROR | MISO_MO-IL | PJM_ROR | Internal | Winter | B19 | 700 | 1212 | 0 | 44.75 | 45.71 | 2 | 0
2025 | MISO_MO-IL_2_PJM_ROR | MISO_MO-IL | PJM_ROR | Internal | Winter | B20 | 935 | 1212 | 0 | 40.2 | 40.31 | 2 | 0
2025 | MISO_MO-IL_2_SPP_N | MISO_MO-IL | SPP_N | Internal | Shoulder | B11 | 25 | 2000 | 0 | 63.1 | 70.09 | 8 | 0
2025 | MISO_MO-IL_2_SPP_N | MISO_MO-IL | SPP_N | Internal | Shoulder | B12 | 200 | 2000 | 0 | 49.7 | 47.6 | 8 | 0
2025 | MISO_MO-IL_2_SPP_N | MISO_MO-IL | SPP_N | Internal | Shoulder | B13 | 600 | 2000 | 0 | 44.83 | 45.56 | 8 | 0
2025 | MISO_MO-IL_2_SPP_N | MISO_MO-IL | SPP_N | Internal | Shoulder | B14 | 900 | 2000 | 0 | 43.95 | 44.5 | 8 | 0
2025 | MISO_MO-IL_2_SPP_N | MISO_MO-IL | SPP_N | Internal | Shoulder | B15 | 1203 | 2000 | 0 | 41.45 | 40.85 | 8 | 0
2025 | MISO_MO-IL_2_SPP_N | MISO_MO-IL | SPP_N | Internal | Summer | B1 | 10 | 2000 | 0 | 73.42 | 73.59 | 8 | 0
2025 | MISO_MO-IL_2_SPP_N | MISO_MO-IL | SPP_N | Internal | Summer | B2 | 25 | 2000 | 0 | 71.22 | 73.59 | 8 | 0
2025 | MISO_MO-IL_2_SPP_N | MISO_MO-IL | SPP_N | Internal | Summer | B3 | 75 | 2000 | 0 | 68.9 | 73.59 | 8 | 0
2025 | MISO_MO-IL_2_SPP_N | MISO_MO-IL | SPP_N | Internal | Summer | B4 | 100 | 2000 | 0 | 68.9 | 71.53 | 8 | 0
2025 | MISO_MO-IL_2_SPP_N | MISO_MO-IL | SPP_N | Internal | Summer | B5 | 200 | 2000 | 0 | 65.35 | 67.65 | 8 | 0
2025 | MISO_MO-IL_2_SPP_N | MISO_MO-IL | SPP_N | Internal | Summer | B6 | 300 | 2000 | 0 | 52.45 | 59.44 | 8 | 0
2025 | MISO_MO-IL_2_SPP_N | MISO_MO-IL | SPP_N | Internal | Summer | B7 | 400 | 2000 | 0 | 43.84 | 46.84 | 8 | 0
2025 | MISO_MO-IL_2_SPP_N | MISO_MO-IL | SPP_N | Internal | Summer | B8 | 500 | 2000 | 0 | 41.13 | 43.36 | 8 | 0
2025 | MISO_MO-IL_2_SPP_N | MISO_MO-IL | SPP_N | Internal | Summer | B9 | 800 | 2000 | 0 | 40.45 | 43.26 | 8 | 0
2025 | MISO_MO-IL_2_SPP_N | MISO_MO-IL | SPP_N | Internal | Summer | B10 | 1262 | 2000 | 0 | 37.15 | 40.11 | 8 | 0
2025 | MISO_MO-IL_2_SPP_N | MISO_MO-IL | SPP_N | Internal | Winter | B16 | 25 | 2000 | 0 | 58.21 | 61.05 | 8 | 0
2025 | MISO_MO-IL_2_SPP_N | MISO_MO-IL | SPP_N | Internal | Winter | B17 | 100 | 2000 | 0 | 50.89 | 47.74 | 8 | 0
2025 | MISO_MO-IL_2_SPP_N | MISO_MO-IL | SPP_N | Internal | Winter | B18 | 400 | 2000 | 0 | 47.12 | 44.88 | 8 | 0
2025 | MISO_MO-IL_2_SPP_N | MISO_MO-IL | SPP_N | Internal | Winter | B19 | 700 | 2000 | 0 | 44.75 | 44.38 | 8 | 0
2025 | MISO_MO-IL_2_SPP_N | MISO_MO-IL | SPP_N | Internal | Winter | B20 | 935 | 2000 | 0 | 40.2 | 41.67 | 8 | 0
2025 | MISO_MO-IL_2_TVA_Transmission | MISO_MO-IL | TVA_Transmission | Internal | Shoulder | B11 | 25 | 4000 | 0 | 63.1 | 65.75 | 8 | 0
2025 | MISO_MO-IL_2_TVA_Transmission | MISO_MO-IL | TVA_Transmission | Internal | Shoulder | B12 | 200 | 4000 | 0 | 49.7 | 52.43 | 8 | 0
2025 | MISO_MO-IL_2_TVA_Transmission | MISO_MO-IL | TVA_Transmission | Internal | Shoulder | B13 | 600 | 4000 | 0 | 44.83 | 49.05 | 8 | 0
2025 | MISO_MO-IL_2_TVA_Transmission | MISO_MO-IL | TVA_Transmission | Internal | Shoulder | B14 | 900 | 4000 | 0 | 43.95 | 48 | 8 | 0
2025 | MISO_MO-IL_2_TVA_Transmission | MISO_MO-IL | TVA_Transmission | Internal | Shoulder | B15 | 1203 | 4000 | 0 | 41.45 | 46.51 | 8 | 0
2025 | MISO_MO-IL_2_TVA_Transmission | MISO_MO-IL | TVA_Transmission | Internal | Summer | B1 | 10 | 4000 | 455.33 | 73.42 | 81.42 | 8 | 0
2025 | MISO_MO-IL_2_TVA_Transmission | MISO_MO-IL | TVA_Transmission | Internal | Summer | B2 | 25 | 4000 | 106.9 | 71.22 | 79.22 | 8 | 0
2025 | MISO_MO-IL_2_TVA_Transmission | MISO_MO-IL | TVA_Transmission | Internal | Summer | B3 | 75 | 4000 | 0 | 68.9 | 74.43 | 8 | 0
2025 | MISO_MO-IL_2_TVA_Transmission | MISO_MO-IL | TVA_Transmission | Internal | Summer | B4 | 100 | 4000 | 0 | 68.9 | 74.12 | 8 | 0
2025 | MISO_MO-IL_2_TVA_Transmission | MISO_MO-IL | TVA_Transmission | Internal | Summer | B5 | 200 | 4000 | 0 | 65.35 | 68.95 | 8 | 0
2025 | MISO_MO-IL_2_TVA_Transmission | MISO_MO-IL | TVA_Transmission | Internal | Summer | B6 | 300 | 4000 | 0 | 52.45 | 59.56 | 8 | 0
2025 | MISO_MO-IL_2_TVA_Transmission | MISO_MO-IL | TVA_Transmission | Internal | Summer | B7 | 400 | 4000 | 0 | 43.84 | 51.16 | 8 | 0
2025 | MISO_MO-IL_2_TVA_Transmission | MISO_MO-IL | TVA_Transmission | Internal | Summer | B8 | 500 | 4000 | 0 | 41.13 | 46.48 | 8 | 0
2025 | MISO_MO-IL_2_TVA_Transmission | MISO_MO-IL | TVA_Transmission | Internal | Summer | B9 | 800 | 4000 | 0 | 40.45 | 45.55 | 8 | 0
2025 | MISO_MO-IL_2_TVA_Transmission | MISO_MO-IL | TVA_Transmission | Internal | Summer | B10 | 1262 | 4000 | 0 | 37.15 | 42.54 | 8 | 0
2025 | MISO_MO-IL_2_TVA_Transmission | MISO_MO-IL | TVA_Transmission | Internal | Winter | B16 | 25 | 4000 | 0.3 | 58.21 | 66.18 | 8 | 0
2025 | MISO_MO-IL_2_TVA_Transmission | MISO_MO-IL | TVA_Transmission | Internal | Winter | B17 | 100 | 4000 | 0 | 50.89 | 54.96 | 8 | 0
2025 | MISO_MO-IL_2_TVA_Transmission | MISO_MO-IL | TVA_Transmission | Internal | Winter | B18 | 400 | 4000 | 0 | 47.12 | 50.61 | 8 | 0
2025 | MISO_MO-IL_2_TVA_Transmission | MISO_MO-IL | TVA_Transmission | Internal | Winter | B19 | 700 | 4000 | 0 | 44.75 | 48.48 | 8 | 0
2025 | MISO_MO-IL_2_TVA_Transmission | MISO_MO-IL | TVA_Transmission | Internal | Winter | B20 | 935 | 4000 | 0 | 40.2 | 46.31 | 8 | 0
2025 | MISO_W_2_IESO | MISO_W | IESO | Internal | Shoulder | B11 | 25 | 90 | 0 | 63.09 | 36.37 | 8 | 0
2025 | MISO_W_2_IESO | MISO_W | IESO | Internal | Shoulder | B12 | 200 | 90 | 0 | 49.68 | 36.37 | 8 | 0
2025 | MISO_W_2_IESO | MISO_W | IESO | Internal | Shoulder | B13 | 600 | 90 | 0 | 44.82 | 36.37 | 8 | 0
2025 | MISO_W_2_IESO | MISO_W | IESO | Internal | Shoulder | B14 | 900 | 90 | 0 | 43.95 | 36.37 | 8 | 0
2025 | MISO_W_2_IESO | MISO_W | IESO | Internal | Shoulder | B15 | 1203 | 90 | 0 | 41.46 | 36.37 | 8 | 0
2025 | MISO_W_2_IESO | MISO_W | IESO | Internal | Summer | B1 | 10 | 90 | 0 | 73.4 | 66.42 | 8 | 0
2025 | MISO_W_2_IESO | MISO_W | IESO | Internal | Summer | B2 | 25 | 90 | 0 | 71.21 | 63.92 | 8 | 0
2025 | MISO_W_2_IESO | MISO_W | IESO | Internal | Summer | B3 | 75 | 90 | 0 | 70.2 | 53.39 | 8 | 0
2025 | MISO_W_2_IESO | MISO_W | IESO | Internal | Summer | B4 | 100 | 90 | 0 | 70.12 | 43.12 | 8 | 0
2025 | MISO_W_2_IESO | MISO_W | IESO | Internal | Summer | B5 | 200 | 90 | 0 | 65.35 | 41.41 | 8 | 0
2025 | MISO_W_2_IESO | MISO_W | IESO | Internal | Summer | B6 | 300 | 90 | 0 | 52.44 | 41.41 | 8 | 0
2025 | MISO_W_2_IESO | MISO_W | IESO | Internal | Summer | B7 | 400 | 90 | 0 | 43.83 | 36.87 | 8 | 0
2025 | MISO_W_2_IESO | MISO_W | IESO | Internal | Summer | B8 | 500 | 90 | 0 | 41.12 | 34.16 | 8 | 0
2025 | MISO_W_2_IESO | MISO_W | IESO | Internal | Summer | B9 | 800 | 90 | 0 | 40.44 | 33.98 | 8 | 0
2025 | MISO_W_2_IESO | MISO_W | IESO | Internal | Summer | B10 | 1262 | 90 | 0 | 37.14 | 33.98 | 8 | 0
2025 | MISO_W_2_IESO | MISO_W | IESO | Internal | Winter | B16 | 25 | 90 | 0 | 58.19 | 43.39 | 8 | 0
2025 | MISO_W_2_IESO | MISO_W | IESO | Internal | Winter | B17 | 100 | 90 | 0 | 50.88 | 41.19 | 8 | 0
2025 | MISO_W_2_IESO | MISO_W | IESO | Internal | Winter | B18 | 400 | 90 | 0 | 47.13 | 39.32 | 8 | 0
2025 | MISO_W_2_IESO | MISO_W | IESO | Internal | Winter | B19 | 700 | 90 | 0 | 44.76 | 39.32 | 8 | 0
2025 | MISO_W_2_IESO | MISO_W | IESO | Internal | Winter | B20 | 935 | 90 | 0 | 40.18 | 39.32 | 8 | 0
2025 | MISO_W_2_MAPP_CA | MISO_W | MAPP_CA | Internal | Shoulder | B11 | 25 | 700 | 0 | 63.09 | 52.22 | 0.01 | 0
2025 | MISO_W_2_MAPP_CA | MISO_W | MAPP_CA | Internal | Shoulder | B12 | 200 | 700 | 0.04 | 49.68 | 49.67 | 0.01 | 0
2025 | MISO_W_2_MAPP_CA | MISO_W | MAPP_CA | Internal | Shoulder | B13 | 600 | 700 | 0.01 | 44.82 | 44.81 | 0.01 | 0
2025 | MISO_W_2_MAPP_CA | MISO_W | MAPP_CA | Internal | Shoulder | B14 | 900 | 700 | 100.56 | 43.95 | 43.96 | 0.01 | 0
2025 | MISO_W_2_MAPP_CA | MISO_W | MAPP_CA | Internal | Shoulder | B15 | 1203 | 700 | 700 | 41.46 | 43.96 | 0.01 | 2.49
2025 | MISO_W_2_MAPP_CA | MISO_W | MAPP_CA | Internal | Summer | B1 | 10 | 700 | 0.01 | 73.4 | 71.58 | 0.01 | 0
2025 | MISO_W_2_MAPP_CA | MISO_W | MAPP_CA | Internal | Summer | B2 | 25 | 700 | 0.02 | 71.21 | 70.92 | 0.01 | 0
2025 | MISO_W_2_MAPP_CA | MISO_W | MAPP_CA | Internal | Summer | B3 | 75 | 700 | 0 | 70.2 | 60.39 | 0.01 | 0
2025 | MISO_W_2_MAPP_CA | MISO_W | MAPP_CA | Internal | Summer | B4 | 100 | 700 | 0 | 70.12 | 56.98 | 0.01 | 0
2025 | MISO_W_2_MAPP_CA | MISO_W | MAPP_CA | Internal | Summer | B5 | 200 | 700 | 0 | 65.35 | 53.64 | 0.01 | 0
2025 | MISO_W_2_MAPP_CA | MISO_W | MAPP_CA | Internal | Summer | B6 | 300 | 700 | 0 | 52.44 | 49.67 | 0.01 | 0
2025 | MISO_W_2_MAPP_CA | MISO_W | MAPP_CA | Internal | Summer | B7 | 400 | 700 | 0.02 | 43.83 | 43.82 | 0.01 | 0
2025 | MISO_W_2_MAPP_CA | MISO_W | MAPP_CA | Internal | Summer | B8 | 500 | 700 | 0.02 | 41.12 | 41.11 | 0.01 | 0
2025 | MISO_W_2_MAPP_CA | MISO_W | MAPP_CA | Internal | Summer | B9 | 800 | 700 | 633.17 | 40.44 | 40.45 | 0.01 | 0
2025 | MISO_W_2_MAPP_CA | MISO_W | MAPP_CA | Internal | Summer | B10 | 1262 | 700 | 700 | 37.14 | 40.45 | 0.01 | 3.3
2025 | MISO_W_2_MAPP_CA | MISO_W | MAPP_CA | Internal | Winter | B16 | 25 | 700 | 0.31 | 58.19 | 58.18 | 0.01 | 0
2025 | MISO_W_2_MAPP_CA | MISO_W | MAPP_CA | Internal | Winter | B17 | 100 | 700 | 0.08 | 50.88 | 50.87 | 0.01 | 0
2025 | MISO_W_2_MAPP_CA | MISO_W | MAPP_CA | Internal | Winter | B18 | 400 | 700 | 700 | 47.13 | 47.25 | 0.01 | 0.11
2025 | MISO_W_2_MAPP_CA | MISO_W | MAPP_CA | Internal | Winter | B19 | 700 | 700 | 700 | 44.76 | 47.25 | 0.01 | 2.47
2025 | MISO_W_2_MAPP_CA | MISO_W | MAPP_CA | Internal | Winter | B20 | 935 | 700 | 700 | 40.18 | 47.25 | 0.01 | 7.06
2025 | MISO_W_2_MAPP_US | MISO_W | MAPP_US | Internal | Shoulder | B11 | 25 | 2300 | 0 | 63.09 | 59.22 | 7 | 0
2025 | MISO_W_2_MAPP_US | MISO_W | MAPP_US | Internal | Shoulder | B12 | 200 | 2300 | 0 | 49.68 | 42.68 | 7 | 0
2025 | MISO_W_2_MAPP_US | MISO_W | MAPP_US | Internal | Shoulder | B13 | 600 | 2300 | 0 | 44.82 | 38.55 | 7 | 0
2025 | MISO_W_2_MAPP_US | MISO_W | MAPP_US | Internal | Shoulder | B14 | 900 | 2300 | 0 | 43.95 | 38.55 | 7 | 0
2025 | MISO_W_2_MAPP_US | MISO_W | MAPP_US | Internal | Shoulder | B15 | 1203 | 2300 | 0 | 41.46 | 38.55 | 7 | 0
2025 | MISO_W_2_MAPP_US | MISO_W | MAPP_US | Internal | Summer | B1 | 10 | 2300 | 0 | 73.4 | 66.4 | 7 | 0
2025 | MISO_W_2_MAPP_US | MISO_W | MAPP_US | Internal | Summer | B2 | 25 | 2300 | 0 | 71.21 | 65.42 | 7 | 0
2025 | MISO_W_2_MAPP_US | MISO_W | MAPP_US | Internal | Summer | B3 | 75 | 2300 | 0 | 70.2 | 65.42 | 7 | 0
2025 | MISO_W_2_MAPP_US | MISO_W | MAPP_US | Internal | Summer | B4 | 100 | 2300 | 0 | 70.12 | 63.98 | 7 | 0
2025 | MISO_W_2_MAPP_US | MISO_W | MAPP_US | Internal | Summer | B5 | 200 | 2300 | 0 | 65.35 | 60.64 | 7 | 0
2025 | MISO_W_2_MAPP_US | MISO_W | MAPP_US | Internal | Summer | B6 | 300 | 2300 | 0 | 52.44 | 52.43 | 7 | 0
2025 | MISO_W_2_MAPP_US | MISO_W | MAPP_US | Internal | Summer | B7 | 400 | 2300 | 0 | 43.83 | 39.83 | 7 | 0
2025 | MISO_W_2_MAPP_US | MISO_W | MAPP_US | Internal | Summer | B8 | 500 | 2300 | 0 | 41.12 | 36.25 | 7 | 0
2025 | MISO_W_2_MAPP_US | MISO_W | MAPP_US | Internal | Summer | B9 | 800 | 2300 | 0 | 40.44 | 36.25 | 7 | 0
2025 | MISO_W_2_MAPP_US | MISO_W | MAPP_US | Internal | Summer | B10 | 1262 | 2300 | 0 | 37.14 | 30.69 | 7 | 0
2025 | MISO_W_2_MAPP_US | MISO_W | MAPP_US | Internal | Winter | B16 | 25 | 2300 | 0 | 58.19 | 51.19 | 7 | 0
2025 | MISO_W_2_MAPP_US | MISO_W | MAPP_US | Internal | Winter | B17 | 100 | 2300 | 0 | 50.88 | 43.88 | 7 | 0
2025 | MISO_W_2_MAPP_US | MISO_W | MAPP_US | Internal | Winter | B18 | 400 | 2300 | 0 | 47.13 | 40.13 | 7 | 0
2025 | MISO_W_2_MAPP_US | MISO_W | MAPP_US | Internal | Winter | B19 | 700 | 2300 | 0 | 44.76 | 40.13 | 7 | 0
2025 | MISO_W_2_MAPP_US | MISO_W | MAPP_US | Internal | Winter | B20 | 935 | 2300 | 0 | 40.18 | 40.13 | 7 | 0
2025 | MISO_W_2_MISO_MO-IL | MISO_W | MISO_MO-IL | Internal | Shoulder | B11 | 25 | 3800 | 644.89 | 63.09 | 63.1 | 0.01 | 0
2025 | MISO_W_2_MISO_MO-IL | MISO_W | MISO_MO-IL | Internal | Shoulder | B12 | 200 | 3800 | 1324.68 | 49.68 | 49.7 | 0.01 | 0
2025 | MISO_W_2_MISO_MO-IL | MISO_W | MISO_MO-IL | Internal | Shoulder | B13 | 600 | 3800 | 700.74 | 44.82 | 44.83 | 0.01 | 0
2025 | MISO_W_2_MISO_MO-IL | MISO_W | MISO_MO-IL | Internal | Shoulder | B14 | 900 | 3800 | 0.03 | 43.95 | 43.95 | 0.01 | 0
2025 | MISO_W_2_MISO_MO-IL | MISO_W | MISO_MO-IL | Internal | Shoulder | B15 | 1203 | 3800 | 0 | 41.46 | 41.45 | 0.01 | 0
2025 | MISO_W_2_MISO_MO-IL | MISO_W | MISO_MO-IL | Internal | Summer | B1 | 10 | 3800 | 330.11 | 73.4 | 73.42 | 0.01 | 0
2025 | MISO_W_2_MISO_MO-IL | MISO_W | MISO_MO-IL | Internal | Summer | B2 | 25 | 3800 | 169.02 | 71.21 | 71.22 | 0.01 | 0
2025 | MISO_W_2_MISO_MO-IL | MISO_W | MISO_MO-IL | Internal | Summer | B3 | 75 | 3800 | 0 | 70.2 | 68.9 | 0.01 | 0
2025 | MISO_W_2_MISO_MO-IL | MISO_W | MISO_MO-IL | Internal | Summer | B4 | 100 | 3800 | 0 | 70.12 | 68.9 | 0.01 | 0
2025 | MISO_W_2_MISO_MO-IL | MISO_W | MISO_MO-IL | Internal | Summer | B5 | 200 | 3800 | 0.08 | 65.35 | 65.35 | 0.01 | 0
2025 | MISO_W_2_MISO_MO-IL | MISO_W | MISO_MO-IL | Internal | Summer | B6 | 300 | 3800 | 651.81 | 52.44 | 52.45 | 0.01 | 0
2025 | MISO_W_2_MISO_MO-IL | MISO_W | MISO_MO-IL | Internal | Summer | B7 | 400 | 3800 | 741.61 | 43.83 | 43.84 | 0.01 | 0
2025 | MISO_W_2_MISO_MO-IL | MISO_W | MISO_MO-IL | Internal | Summer | B8 | 500 | 3800 | 875.14 | 41.12 | 41.13 | 0.01 | 0
2025 | MISO_W_2_MISO_MO-IL | MISO_W | MISO_MO-IL | Internal | Summer | B9 | 800 | 3800 | 789.89 | 40.44 | 40.45 | 0.01 | 0
2025 | MISO_W_2_MISO_MO-IL | MISO_W | MISO_MO-IL | Internal | Summer | B10 | 1262 | 3800 | 1441.92 | 37.14 | 37.15 | 0.01 | 0
2025 | MISO_W_2_MISO_MO-IL | MISO_W | MISO_MO-IL | Internal | Winter | B16 | 25 | 3800 | 2666.15 | 58.19 | 58.21 | 0.01 | 0
2025 | MISO_W_2_MISO_MO-IL | MISO_W | MISO_MO-IL | Internal | Winter | B17 | 100 | 3800 | 2220.7 | 50.88 | 50.89 | 0.01 | 0
2025 | MISO_W_2_MISO_MO-IL | MISO_W | MISO_MO-IL | Internal | Winter | B18 | 400 | 3800 | 0.02 | 47.13 | 47.12 | 0.01 | 0
2025 | MISO_W_2_MISO_MO-IL | MISO_W | MISO_MO-IL | Internal | Winter | B19 | 700 | 3800 | 0.01 | 44.76 | 44.75 | 0.01 | 0
2025 | MISO_W_2_MISO_MO-IL | MISO_W | MISO_MO-IL | Internal | Winter | B20 | 935 | 3800 | 447.95 | 40.18 | 40.2 | 0.01 | 0
2025 | MISO_W_2_MISO_WUMS | MISO_W | MISO_WUMS | Internal | Shoulder | B11 | 25 | 1629 | 0 | 63.09 | 61.87 | 0.01 | 0
2025 | MISO_W_2_MISO_WUMS | MISO_W | MISO_WUMS | Internal | Shoulder | B12 | 200 | 1629 | 0.08 | 49.68 | 49.68 | 0.01 | 0
2025 | MISO_W_2_MISO_WUMS | MISO_W | MISO_WUMS | Internal | Shoulder | B13 | 600 | 1629 | 0.03 | 44.82 | 44.82 | 0.01 | 0
2025 | MISO_W_2_MISO_WUMS | MISO_W | MISO_WUMS | Internal | Shoulder | B14 | 900 | 1629 | 0 | 43.95 | 43.2 | 0.01 | 0
2025 | MISO_W_2_MISO_WUMS | MISO_W | MISO_WUMS | Internal | Shoulder | B15 | 1203 | 1629 | 488.98 | 41.46 | 41.47 | 0.01 | 0
2025 | MISO_W_2_MISO_WUMS | MISO_W | MISO_WUMS | Internal | Summer | B1 | 10 | 1629 | 0 | 73.4 | 66.56 | 0.01 | 0
2025 | MISO_W_2_MISO_WUMS | MISO_W | MISO_WUMS | Internal | Summer | B2 | 25 | 1629 | 0 | 71.21 | 66.56 | 0.01 | 0
2025 | MISO_W_2_MISO_WUMS | MISO_W | MISO_WUMS | Internal | Summer | B3 | 75 | 1629 | 0 | 70.2 | 66.56 | 0.01 | 0
2025 | MISO_W_2_MISO_WUMS | MISO_W | MISO_WUMS | Internal | Summer | B4 | 100 | 1629 | 0 | 70.12 | 66.56 | 0.01 | 0
2025 | MISO_W_2_MISO_WUMS | MISO_W | MISO_WUMS | Internal | Summer | B5 | 200 | 1629 | 0 | 65.35 | 64.61 | 0.01 | 0
2025 | MISO_W_2_MISO_WUMS | MISO_W | MISO_WUMS | Internal | Summer | B6 | 300 | 1629 | 0 | 52.44 | 51.68 | 0.01 | 0
2025 | MISO_W_2_MISO_WUMS | MISO_W | MISO_WUMS | Internal | Summer | B7 | 400 | 1629 | 0.02 | 43.83 | 43.82 | 0.01 | 0
2025 | MISO_W_2_MISO_WUMS | MISO_W | MISO_WUMS | Internal | Summer | B8 | 500 | 1629 | 0.02 | 41.12 | 41.11 | 0.01 | 0
2025 | MISO_W_2_MISO_WUMS | MISO_W | MISO_WUMS | Internal | Summer | B9 | 800 | 1629 | 0 | 40.44 | 40.11 | 0.01 | 0
2025 | MISO_W_2_MISO_WUMS | MISO_W | MISO_WUMS | Internal | Summer | B10 | 1262 | 1629 | 1182.57 | 37.14 | 37.15 | 0.01 | 0
2025 | MISO_W_2_MISO_WUMS | MISO_W | MISO_WUMS | Internal | Winter | B16 | 25 | 1629 | 0.31 | 58.19 | 58.18 | 0.01 | 0
2025 | MISO_W_2_MISO_WUMS | MISO_W | MISO_WUMS | Internal | Winter | B17 | 100 | 1629 | 114.5 | 50.88 | 50.89 | 0.01 | 0
2025 | MISO_W_2_MISO_WUMS | MISO_W | MISO_WUMS | Internal | Winter | B18 | 400 | 1629 | 0.02 | 47.13 | 47.12 | 0.01 | 0
2025 | MISO_W_2_MISO_WUMS | MISO_W | MISO_WUMS | Internal | Winter | B19 | 700 | 1629 | 0 | 44.76 | 44.16 | 0.01 | 0
2025 | MISO_W_2_MISO_WUMS | MISO_W | MISO_WUMS | Internal | Winter | B20 | 935 | 1629 | 1406.22 | 40.18 | 40.2 | 0.01 | 0
2025 | MISO_W_2_NE | MISO_W | NE | Internal | Shoulder | B11 | 25 | 2800 | 0 | 63.09 | 66.22 | 7 | 0
2025 | MISO_W_2_NE | MISO_W | NE | Internal | Shoulder | B12 | 200 | 2800 | 0 | 49.68 | 47.59 | 7 | 0
2025 | MISO_W_2_NE | MISO_W | NE | Internal | Shoulder | B13 | 600 | 2800 | 0 | 44.82 | 45.55 | 7 | 0
2025 | MISO_W_2_NE | MISO_W | NE | Internal | Shoulder | B14 | 900 | 2800 | 0 | 43.95 | 44.49 | 7 | 0
2025 | MISO_W_2_NE | MISO_W | NE | Internal | Shoulder | B15 | 1203 | 2800 | 0 | 41.46 | 40.84 | 7 | 0
2025 | MISO_W_2_NE | MISO_W | NE | Internal | Summer | B1 | 10 | 2800 | 0 | 73.4 | 73.4 | 7 | 0
2025 | MISO_W_2_NE | MISO_W | NE | Internal | Summer | B2 | 25 | 2800 | 0 | 71.21 | 72.42 | 7 | 0
2025 | MISO_W_2_NE | MISO_W | NE | Internal | Summer | B3 | 75 | 2800 | 0 | 70.2 | 72.42 | 7 | 0
2025 | MISO_W_2_NE | MISO_W | NE | Internal | Summer | B4 | 100 | 2800 | 0 | 70.12 | 70.98 | 7 | 0
2025 | MISO_W_2_NE | MISO_W | NE | Internal | Summer | B5 | 200 | 2800 | 0 | 65.35 | 67.64 | 7 | 0
2025 | MISO_W_2_NE | MISO_W | NE | Internal | Summer | B6 | 300 | 2800 | 0.05 | 52.44 | 59.43 | 7 | 0
2025 | MISO_W_2_NE | MISO_W | NE | Internal | Summer | B7 | 400 | 2800 | 0 | 43.83 | 46.83 | 7 | 0
2025 | MISO_W_2_NE | MISO_W | NE | Internal | Summer | B8 | 500 | 2800 | 0 | 41.12 | 43.25 | 7 | 0
2025 | MISO_W_2_NE | MISO_W | NE | Internal | Summer | B9 | 800 | 2800 | 0 | 40.44 | 43.25 | 7 | 0
2025 | MISO_W_2_NE | MISO_W | NE | Internal | Summer | B10 | 1262 | 2800 | 0 | 37.14 | 37.69 | 7 | 0
2025 | MISO_W_2_NE | MISO_W | NE | Internal | Winter | B16 | 25 | 2800 | 0 | 58.19 | 58.19 | 7 | 0
2025 | MISO_W_2_NE | MISO_W | NE | Internal | Winter | B17 | 100 | 2800 | 0 | 50.88 | 47.73 | 7 | 0
2025 | MISO_W_2_NE | MISO_W | NE | Internal | Winter | B18 | 400 | 2800 | 0 | 47.13 | 44.87 | 7 | 0
2025 | MISO_W_2_NE | MISO_W | NE | Internal | Winter | B19 | 700 | 2800 | 0 | 44.76 | 44.37 | 7 | 0
2025 | MISO_W_2_NE | MISO_W | NE | Internal | Winter | B20 | 935 | 2800 | 0 | 40.18 | 41.66 | 7 | 0
2025 | MISO_W_2_PJM_ROR | MISO_W | PJM_ROR | Internal | Shoulder | B11 | 25 | 773 | 0 | 63.09 | 59.87 | 2 | 0
2025 | MISO_W_2_PJM_ROR | MISO_W | PJM_ROR | Internal | Shoulder | B12 | 200 | 773 | 506.98 | 49.68 | 51.68 | 2 | 0
2025 | MISO_W_2_PJM_ROR | MISO_W | PJM_ROR | Internal | Shoulder | B13 | 600 | 773 | 231.58 | 44.82 | 46.82 | 2 | 0
2025 | MISO_W_2_PJM_ROR | MISO_W | PJM_ROR | Internal | Shoulder | B14 | 900 | 773 | 0 | 43.95 | 44.45 | 2 | 0
2025 | MISO_W_2_PJM_ROR | MISO_W | PJM_ROR | Internal | Shoulder | B15 | 1203 | 773 | 0 | 41.46 | 41.88 | 2 | 0
2025 | MISO_W_2_PJM_ROR | MISO_W | PJM_ROR | Internal | Summer | B1 | 10 | 773 | 771.43 | 73.4 | 75.42 | 2 | 0.01
2025 | MISO_W_2_PJM_ROR | MISO_W | PJM_ROR | Internal | Summer | B2 | 25 | 773 | 0.03 | 71.21 | 72.92 | 2 | 0
2025 | MISO_W_2_PJM_ROR | MISO_W | PJM_ROR | Internal | Summer | B3 | 75 | 773 | 0 | 70.2 | 68.43 | 2 | 0
2025 | MISO_W_2_PJM_ROR | MISO_W | PJM_ROR | Internal | Summer | B4 | 100 | 773 | 0 | 70.12 | 68.12 | 2 | 0
2025 | MISO_W_2_PJM_ROR | MISO_W | PJM_ROR | Internal | Summer | B5 | 200 | 773 | 0 | 65.35 | 63.35 | 2 | 0
2025 | MISO_W_2_PJM_ROR | MISO_W | PJM_ROR | Internal | Summer | B6 | 300 | 773 | 0 | 52.44 | 53.68 | 2 | 0
2025 | MISO_W_2_PJM_ROR | MISO_W | PJM_ROR | Internal | Summer | B7 | 400 | 773 | 0.04 | 43.83 | 45.82 | 2 | 0
2025 | MISO_W_2_PJM_ROR | MISO_W | PJM_ROR | Internal | Summer | B8 | 500 | 773 | 0 | 41.12 | 42.37 | 2 | 0
2025 | MISO_W_2_PJM_ROR | MISO_W | PJM_ROR | Internal | Summer | B9 | 800 | 773 | 0 | 40.44 | 40.34 | 2 | 0
2025 | MISO_W_2_PJM_ROR | MISO_W | PJM_ROR | Internal | Summer | B10 | 1262 | 773 | 0 | 37.14 | 38.31 | 2 | 0
2025 | MISO_W_2_PJM_ROR | MISO_W | PJM_ROR | Internal | Winter | B16 | 25 | 773 | 0.59 | 58.19 | 60.18 | 2 | 0
2025 | MISO_W_2_PJM_ROR | MISO_W | PJM_ROR | Internal | Winter | B17 | 100 | 773 | 772.84 | 50.88 | 52.89 | 2 | 0.01
2025 | MISO_W_2_PJM_ROR | MISO_W | PJM_ROR | Internal | Winter | B18 | 400 | 773 | 0.04 | 47.13 | 49.12 | 2 | 0
2025 | MISO_W_2_PJM_ROR | MISO_W | PJM_ROR | Internal | Winter | B19 | 700 | 773 | 0 | 44.76 | 45.71 | 2 | 0
2025 | MISO_W_2_PJM_ROR | MISO_W | PJM_ROR | Internal | Winter | B20 | 935 | 773 | 0 | 40.18 | 40.31 | 2 | 0
2025 | MISO_W_2_SPP_N | MISO_W | SPP_N | Internal | Shoulder | B11 | 25 | 3200 | 547.69 | 63.09 | 70.09 | 7 | 0
2025 | MISO_W_2_SPP_N | MISO_W | SPP_N | Internal | Shoulder | B12 | 200 | 3200 | 0 | 49.68 | 47.6 | 7 | 0
2025 | MISO_W_2_SPP_N | MISO_W | SPP_N | Internal | Shoulder | B13 | 600 | 3200 | 0 | 44.82 | 45.56 | 7 | 0
2025 | MISO_W_2_SPP_N | MISO_W | SPP_N | Internal | Shoulder | B14 | 900 | 3200 | 0 | 43.95 | 44.5 | 7 | 0
2025 | MISO_W_2_SPP_N | MISO_W | SPP_N | Internal | Shoulder | B15 | 1203 | 3200 | 0 | 41.46 | 40.85 | 7 | 0
2025 | MISO_W_2_SPP_N | MISO_W | SPP_N | Internal | Summer | B1 | 10 | 3200 | 0 | 73.4 | 73.59 | 7 | 0
2025 | MISO_W_2_SPP_N | MISO_W | SPP_N | Internal | Summer | B2 | 25 | 3200 | 0 | 71.21 | 73.59 | 7 | 0
2025 | MISO_W_2_SPP_N | MISO_W | SPP_N | Internal | Summer | B3 | 75 | 3200 | 0 | 70.2 | 73.59 | 7 | 0
2025 | MISO_W_2_SPP_N | MISO_W | SPP_N | Internal | Summer | B4 | 100 | 3200 | 0 | 70.12 | 71.53 | 7 | 0
2025 | MISO_W_2_SPP_N | MISO_W | SPP_N | Internal | Summer | B5 | 200 | 3200 | 0 | 65.35 | 67.65 | 7 | 0
2025 | MISO_W_2_SPP_N | MISO_W | SPP_N | Internal | Summer | B6 | 300 | 3200 | 139.95 | 52.44 | 59.44 | 7 | 0
2025 | MISO_W_2_SPP_N | MISO_W | SPP_N | Internal | Summer | B7 | 400 | 3200 | 0 | 43.83 | 46.84 | 7 | 0
2025 | MISO_W_2_SPP_N | MISO_W | SPP_N | Internal | Summer | B8 | 500 | 3200 | 0 | 41.12 | 43.36 | 7 | 0
2025 | MISO_W_2_SPP_N | MISO_W | SPP_N | Internal | Summer | B9 | 800 | 3200 | 0 | 40.44 | 43.26 | 7 | 0
2025 | MISO_W_2_SPP_N | MISO_W | SPP_N | Internal | Summer | B10 | 1262 | 3200 | 0 | 37.14 | 40.11 | 7 | 0
2025 | MISO_W_2_SPP_N | MISO_W | SPP_N | Internal | Winter | B16 | 25 | 3200 | 0 | 58.19 | 61.05 | 7 | 0
2025 | MISO_W_2_SPP_N | MISO_W | SPP_N | Internal | Winter | B17 | 100 | 3200 | 0 | 50.88 | 47.74 | 7 | 0
2025 | MISO_W_2_SPP_N | MISO_W | SPP_N | Internal | Winter | B18 | 400 | 3200 | 0 | 47.13 | 44.88 | 7 | 0
2025 | MISO_W_2_SPP_N | MISO_W | SPP_N | Internal | Winter | B19 | 700 | 3200 | 0 | 44.76 | 44.38 | 7 | 0
2025 | MISO_W_2_SPP_N | MISO_W | SPP_N | Internal | Winter | B20 | 935 | 3200 | 0 | 40.18 | 41.67 | 7 | 0
2025 | MISO_WUMS_2_MISO_MI | MISO_WUMS | MISO_MI | Internal | Shoulder | B11 | 25 | 99 | 0.5 | 61.87 | 61.86 | 0.01 | 0
2025 | MISO_WUMS_2_MISO_MI | MISO_WUMS | MISO_MI | Internal | Shoulder | B12 | 200 | 99 | 99 | 49.68 | 50.94 | 0.01 | 1.24
2025 | MISO_WUMS_2_MISO_MI | MISO_WUMS | MISO_MI | Internal | Shoulder | B13 | 600 | 99 | 98.99 | 44.82 | 44.85 | 0.01 | 0.02
2025 | MISO_WUMS_2_MISO_MI | MISO_WUMS | MISO_MI | Internal | Shoulder | B14 | 900 | 99 | 99 | 43.2 | 43.97 | 0.01 | 0.76
2025 | MISO_WUMS_2_MISO_MI | MISO_WUMS | MISO_MI | Internal | Shoulder | B15 | 1203 | 99 | 98.99 | 41.47 | 41.53 | 0.01 | 0.05
2025 | MISO_WUMS_2_MISO_MI | MISO_WUMS | MISO_MI | Internal | Summer | B1 | 10 | 99 | 99 | 66.56 | 73.42 | 0.01 | 6.84
2025 | MISO_WUMS_2_MISO_MI | MISO_WUMS | MISO_MI | Internal | Summer | B2 | 25 | 99 | 99 | 66.56 | 70.92 | 0.01 | 4.35
2025 | MISO_WUMS_2_MISO_MI | MISO_WUMS | MISO_MI | Internal | Summer | B3 | 75 | 99 | 0.11 | 66.56 | 66.55 | 0.01 | 0
2025 | MISO_WUMS_2_MISO_MI | MISO_WUMS | MISO_MI | Internal | Summer | B4 | 100 | 99 | 0 | 66.56 | 66.11 | 0.01 | 0
2025 | MISO_WUMS_2_MISO_MI | MISO_WUMS | MISO_MI | Internal | Summer | B5 | 200 | 99 | 99 | 64.61 | 65.34 | 0.01 | 0.72
2025 | MISO_WUMS_2_MISO_MI | MISO_WUMS | MISO_MI | Internal | Summer | B6 | 300 | 99 | 99 | 51.68 | 52.43 | 0.01 | 0.74
2025 | MISO_WUMS_2_MISO_MI | MISO_WUMS | MISO_MI | Internal | Summer | B7 | 400 | 99 | 98.99 | 43.82 | 43.87 | 0.01 | 0.04
2025 | MISO_WUMS_2_MISO_MI | MISO_WUMS | MISO_MI | Internal | Summer | B8 | 500 | 99 | 98.99 | 41.11 | 41.16 | 0.01 | 0.04
2025 | MISO_WUMS_2_MISO_MI | MISO_WUMS | MISO_MI | Internal | Summer | B9 | 800 | 99 | 99 | 40.11 | 40.53 | 0.01 | 0.41
2025 | MISO_WUMS_2_MISO_MI | MISO_WUMS | MISO_MI | Internal | Summer | B10 | 1262 | 99 | 99 | 37.15 | 37.54 | 0.01 | 0.38
2025 | MISO_WUMS_2_MISO_MI | MISO_WUMS | MISO_MI | Internal | Winter | B16 | 25 | 99 | 98.49 | 58.18 | 58.21 | 0.01 | 0.01
2025 | MISO_WUMS_2_MISO_MI | MISO_WUMS | MISO_MI | Internal | Winter | B17 | 100 | 99 | 99 | 50.89 | 53.27 | 0.01 | 2.37
2025 | MISO_WUMS_2_MISO_MI | MISO_WUMS | MISO_MI | Internal | Winter | B18 | 400 | 99 | 0.04 | 47.12 | 47.12 | 0.01 | 0
2025 | MISO_WUMS_2_MISO_MI | MISO_WUMS | MISO_MI | Internal | Winter | B19 | 700 | 99 | 99 | 44.16 | 44.78 | 0.01 | 0.6
2025 | MISO_WUMS_2_MISO_MI | MISO_WUMS | MISO_MI | Internal | Winter | B20 | 935 | 99 | 98.98 | 40.2 | 40.22 | 0.01 | 0.01
2025 | MISO_WUMS_2_MISO_W | MISO_WUMS | MISO_W | Internal | Shoulder | B11 | 25 | 1137 | 1136.99 | 61.87 | 63.09 | 0.01 | 1.21
2025 | MISO_WUMS_2_MISO_W | MISO_WUMS | MISO_W | Internal | Shoulder | B12 | 200 | 1137 | 0.08 | 49.68 | 49.68 | 0.01 | 0
2025 | MISO_WUMS_2_MISO_W | MISO_WUMS | MISO_W | Internal | Shoulder | B13 | 600 | 1137 | 0.03 | 44.82 | 44.82 | 0.01 | 0
2025 | MISO_WUMS_2_MISO_W | MISO_WUMS | MISO_W | Internal | Shoulder | B14 | 900 | 1137 | 1137 | 43.2 | 43.95 | 0.01 | 0.73
2025 | MISO_WUMS_2_MISO_W | MISO_WUMS | MISO_W | Internal | Shoulder | B15 | 1203 | 1137 | 0 | 41.47 | 41.46 | 0.01 | 0
2025 | MISO_WUMS_2_MISO_W | MISO_WUMS | MISO_W | Internal | Summer | B1 | 10 | 1137 | 1137 | 66.56 | 73.4 | 0.01 | 6.83
2025 | MISO_WUMS_2_MISO_W | MISO_WUMS | MISO_W | Internal | Summer | B2 | 25 | 1137 | 1137 | 66.56 | 71.21 | 0.01 | 4.64
2025 | MISO_WUMS_2_MISO_W | MISO_WUMS | MISO_W | Internal | Summer | B3 | 75 | 1137 | 1137 | 66.56 | 70.2 | 0.01 | 3.62
2025 | MISO_WUMS_2_MISO_W | MISO_WUMS | MISO_W | Internal | Summer | B4 | 100 | 1137 | 1137 | 66.56 | 70.12 | 0.01 | 3.54
2025 | MISO_WUMS_2_MISO_W | MISO_WUMS | MISO_W | Internal | Summer | B5 | 200 | 1137 | 1137 | 64.61 | 65.35 | 0.01 | 0.74
2025 | MISO_WUMS_2_MISO_W | MISO_WUMS | MISO_W | Internal | Summer | B6 | 300 | 1137 | 1137 | 51.68 | 52.44 | 0.01 | 0.75
2025 | MISO_WUMS_2_MISO_W | MISO_WUMS | MISO_W | Internal | Summer | B7 | 400 | 1137 | 310.31 | 43.82 | 43.83 | 0.01 | 0
2025 | MISO_WUMS_2_MISO_W | MISO_WUMS | MISO_W | Internal | Summer | B8 | 500 | 1137 | 727.73 | 41.11 | 41.12 | 0.01 | 0
2025 | MISO_WUMS_2_MISO_W | MISO_WUMS | MISO_W | Internal | Summer | B9 | 800 | 1137 | 1137 | 40.11 | 40.44 | 0.01 | 0.32
2025 | MISO_WUMS_2_MISO_W | MISO_WUMS | MISO_W | Internal | Summer | B10 | 1262 | 1137 | 0 | 37.15 | 37.14 | 0.01 | 0
2025 | MISO_WUMS_2_MISO_W | MISO_WUMS | MISO_W | Internal | Winter | B16 | 25 | 1137 | 283.55 | 58.18 | 58.19 | 0.01 | 0
2025 | MISO_WUMS_2_MISO_W | MISO_WUMS | MISO_W | Internal | Winter | B17 | 100 | 1137 | 0.08 | 50.89 | 50.88 | 0.01 | 0
2025 | MISO_WUMS_2_MISO_W | MISO_WUMS | MISO_W | Internal | Winter | B18 | 400 | 1137 | 989.9 | 47.12 | 47.13 | 0.01 | 0
2025 | MISO_WUMS_2_MISO_W | MISO_WUMS | MISO_W | Internal | Winter | B19 | 700 | 1137 | 1137 | 44.16 | 44.76 | 0.01 | 0.59
2025 | MISO_WUMS_2_MISO_W | MISO_WUMS | MISO_W | Internal | Winter | B20 | 935 | 1137 | 0 | 40.2 | 40.18 | 0.01 | 0
2025 | MISO_WUMS_2_PJM_ROR | MISO_WUMS | PJM_ROR | Internal | Shoulder | B11 | 25 | 1600 | 0 | 61.87 | 59.87 | 2 | 0
2025 | MISO_WUMS_2_PJM_ROR | MISO_WUMS | PJM_ROR | Internal | Shoulder | B12 | 200 | 1600 | 847.08 | 49.68 | 51.68 | 2 | 0
2025 | MISO_WUMS_2_PJM_ROR | MISO_WUMS | PJM_ROR | Internal | Shoulder | B13 | 600 | 1600 | 580.02 | 44.82 | 46.82 | 2 | 0
2025 | MISO_WUMS_2_PJM_ROR | MISO_WUMS | PJM_ROR | Internal | Shoulder | B14 | 900 | 1600 | 0 | 43.2 | 44.45 | 2 | 0
2025 | MISO_WUMS_2_PJM_ROR | MISO_WUMS | PJM_ROR | Internal | Shoulder | B15 | 1203 | 1600 | 0 | 41.47 | 41.88 | 2 | 0
2025 | MISO_WUMS_2_PJM_ROR | MISO_WUMS | PJM_ROR | Internal | Summer | B1 | 10 | 1600 | 1600 | 66.56 | 75.42 | 2 | 6.85
2025 | MISO_WUMS_2_PJM_ROR | MISO_WUMS | PJM_ROR | Internal | Summer | B2 | 25 | 1600 | 1600 | 66.56 | 72.92 | 2 | 4.36
2025 | MISO_WUMS_2_PJM_ROR | MISO_WUMS | PJM_ROR | Internal | Summer | B3 | 75 | 1600 | 0.02 | 66.56 | 68.43 | 2 | 0
2025 | MISO_WUMS_2_PJM_ROR | MISO_WUMS | PJM_ROR | Internal | Summer | B4 | 100 | 1600 | 0 | 66.56 | 68.12 | 2 | 0
2025 | MISO_WUMS_2_PJM_ROR | MISO_WUMS | PJM_ROR | Internal | Summer | B5 | 200 | 1600 | 0 | 64.61 | 63.35 | 2 | 0
2025 | MISO_WUMS_2_PJM_ROR | MISO_WUMS | PJM_ROR | Internal | Summer | B6 | 300 | 1600 | 560.43 | 51.68 | 53.68 | 2 | 0
2025 | MISO_WUMS_2_PJM_ROR | MISO_WUMS | PJM_ROR | Internal | Summer | B7 | 400 | 1600 | 1416.2 | 43.82 | 45.82 | 2 | 0
2025 | MISO_WUMS_2_PJM_ROR | MISO_WUMS | PJM_ROR | Internal | Summer | B8 | 500 | 1600 | 0 | 41.11 | 42.37 | 2 | 0
2025 | MISO_WUMS_2_PJM_ROR | MISO_WUMS | PJM_ROR | Internal | Summer | B9 | 800 | 1600 | 0 | 40.11 | 40.34 | 2 | 0
2025 | MISO_WUMS_2_PJM_ROR | MISO_WUMS | PJM_ROR | Internal | Summer | B10 | 1262 | 1600 | 0 | 37.15 | 38.31 | 2 | 0
2025 | MISO_WUMS_2_PJM_ROR | MISO_WUMS | PJM_ROR | Internal | Winter | B16 | 25 | 1600 | 563.5 | 58.18 | 60.18 | 2 | 0
2025 | MISO_WUMS_2_PJM_ROR | MISO_WUMS | PJM_ROR | Internal | Winter | B17 | 100 | 1600 | 1315.72 | 50.89 | 52.89 | 2 | 0
2025 | MISO_WUMS_2_PJM_ROR | MISO_WUMS | PJM_ROR | Internal | Winter | B18 | 400 | 1600 | 473.6 | 47.12 | 49.12 | 2 | 0
2025 | MISO_WUMS_2_PJM_ROR | MISO_WUMS | PJM_ROR | Internal | Winter | B19 | 700 | 1600 | 0 | 44.16 | 45.71 | 2 | 0
2025 | MISO_WUMS_2_PJM_ROR | MISO_WUMS | PJM_ROR | Internal | Winter | B20 | 935 | 1600 | 0 | 40.2 | 40.31 | 2 | 0
2025 | NE_2_MAPP_US | NE | MAPP_US | Internal | Shoulder | B11 | 25 | 1600 | 0 | 66.22 | 59.22 | 5 | 0
2025 | NE_2_MAPP_US | NE | MAPP_US | Internal | Shoulder | B12 | 200 | 1600 | 0 | 47.59 | 42.68 | 5 | 0
2025 | NE_2_MAPP_US | NE | MAPP_US | Internal | Shoulder | B13 | 600 | 1600 | 0 | 45.55 | 38.55 | 5 | 0
2025 | NE_2_MAPP_US | NE | MAPP_US | Internal | Shoulder | B14 | 900 | 1600 | 0 | 44.49 | 38.55 | 5 | 0
2025 | NE_2_MAPP_US | NE | MAPP_US | Internal | Shoulder | B15 | 1203 | 1600 | 0 | 40.84 | 38.55 | 5 | 0
2025 | NE_2_MAPP_US | NE | MAPP_US | Internal | Summer | B1 | 10 | 1600 | 0 | 73.4 | 66.4 | 5 | 0
2025 | NE_2_MAPP_US | NE | MAPP_US | Internal | Summer | B2 | 25 | 1600 | 0 | 72.42 | 65.42 | 5 | 0
2025 | NE_2_MAPP_US | NE | MAPP_US | Internal | Summer | B3 | 75 | 1600 | 0 | 72.42 | 65.42 | 5 | 0
2025 | NE_2_MAPP_US | NE | MAPP_US | Internal | Summer | B4 | 100 | 1600 | 0 | 70.98 | 63.98 | 5 | 0
2025 | NE_2_MAPP_US | NE | MAPP_US | Internal | Summer | B5 | 200 | 1600 | 0 | 67.64 | 60.64 | 5 | 0
2025 | NE_2_MAPP_US | NE | MAPP_US | Internal | Summer | B6 | 300 | 1600 | 0 | 59.43 | 52.43 | 5 | 0
2025 | NE_2_MAPP_US | NE | MAPP_US | Internal | Summer | B7 | 400 | 1600 | 0 | 46.83 | 39.83 | 5 | 0
2025 | NE_2_MAPP_US | NE | MAPP_US | Internal | Summer | B8 | 500 | 1600 | 0 | 43.25 | 36.25 | 5 | 0
2025 | NE_2_MAPP_US | NE | MAPP_US | Internal | Summer | B9 | 800 | 1600 | 0 | 43.25 | 36.25 | 5 | 0
2025 | NE_2_MAPP_US | NE | MAPP_US | Internal | Summer | B10 | 1262 | 1600 | 0 | 37.69 | 30.69 | 5 | 0
2025 | NE_2_MAPP_US | NE | MAPP_US | Internal | Winter | B16 | 25 | 1600 | 0 | 58.19 | 51.19 | 5 | 0
2025 | NE_2_MAPP_US | NE | MAPP_US | Internal | Winter | B17 | 100 | 1600 | 0 | 47.73 | 43.88 | 5 | 0
2025 | NE_2_MAPP_US | NE | MAPP_US | Internal | Winter | B18 | 400 | 1600 | 0 | 44.87 | 40.13 | 5 | 0
2025 | NE_2_MAPP_US | NE | MAPP_US | Internal | Winter | B19 | 700 | 1600 | 0 | 44.37 | 40.13 | 5 | 0
2025 | NE_2_MAPP_US | NE | MAPP_US | Internal | Winter | B20 | 935 | 1600 | 0 | 41.66 | 40.13 | 5 | 0
2025 | NE_2_MISO_W | NE | MISO_W | Internal | Shoulder | B11 | 25 | 1600 | 0 | 66.22 | 63.09 | 5 | 0
2025 | NE_2_MISO_W | NE | MISO_W | Internal | Shoulder | B12 | 200 | 1600 | 0 | 47.59 | 49.68 | 5 | 0
2025 | NE_2_MISO_W | NE | MISO_W | Internal | Shoulder | B13 | 600 | 1600 | 0 | 45.55 | 44.82 | 5 | 0
2025 | NE_2_MISO_W | NE | MISO_W | Internal | Shoulder | B14 | 900 | 1600 | 0 | 44.49 | 43.95 | 5 | 0
2025 | NE_2_MISO_W | NE | MISO_W | Internal | Shoulder | B15 | 1203 | 1600 | 0 | 40.84 | 41.46 | 5 | 0
2025 | NE_2_MISO_W | NE | MISO_W | Internal | Summer | B1 | 10 | 1600 | 0 | 73.4 | 73.4 | 5 | 0
2025 | NE_2_MISO_W | NE | MISO_W | Internal | Summer | B2 | 25 | 1600 | 0 | 72.42 | 71.21 | 5 | 0
2025 | NE_2_MISO_W | NE | MISO_W | Internal | Summer | B3 | 75 | 1600 | 0 | 72.42 | 70.2 | 5 | 0
2025 | NE_2_MISO_W | NE | MISO_W | Internal | Summer | B4 | 100 | 1600 | 0 | 70.98 | 70.12 | 5 | 0
2025 | NE_2_MISO_W | NE | MISO_W | Internal | Summer | B5 | 200 | 1600 | 0 | 67.64 | 65.35 | 5 | 0
2025 | NE_2_MISO_W | NE | MISO_W | Internal | Summer | B6 | 300 | 1600 | 0 | 59.43 | 52.44 | 5 | 0
2025 | NE_2_MISO_W | NE | MISO_W | Internal | Summer | B7 | 400 | 1600 | 0 | 46.83 | 43.83 | 5 | 0
2025 | NE_2_MISO_W | NE | MISO_W | Internal | Summer | B8 | 500 | 1600 | 0 | 43.25 | 41.12 | 5 | 0
2025 | NE_2_MISO_W | NE | MISO_W | Internal | Summer | B9 | 800 | 1600 | 0 | 43.25 | 40.44 | 5 | 0
2025 | NE_2_MISO_W | NE | MISO_W | Internal | Summer | B10 | 1262 | 1600 | 0 | 37.69 | 37.14 | 5 | 0
2025 | NE_2_MISO_W | NE | MISO_W | Internal | Winter | B16 | 25 | 1600 | 0 | 58.19 | 58.19 | 5 | 0
2025 | NE_2_MISO_W | NE | MISO_W | Internal | Winter | B17 | 100 | 1600 | 0 | 47.73 | 50.88 | 5 | 0
2025 | NE_2_MISO_W | NE | MISO_W | Internal | Winter | B18 | 400 | 1600 | 0 | 44.87 | 47.13 | 5 | 0
2025 | NE_2_MISO_W | NE | MISO_W | Internal | Winter | B19 | 700 | 1600 | 0 | 44.37 | 44.76 | 5 | 0
2025 | NE_2_MISO_W | NE | MISO_W | Internal | Winter | B20 | 935 | 1600 | 0 | 41.66 | 40.18 | 5 | 0
2025 | NE_2_SPP_N | NE | SPP_N | Internal | Shoulder | B11 | 25 | 1800 | 1800 | 66.22 | 70.09 | 0.01 | 3.85
2025 | NE_2_SPP_N | NE | SPP_N | Internal | Shoulder | B12 | 200 | 1800 | 117.51 | 47.59 | 47.6 | 0.01 | 0
2025 | NE_2_SPP_N | NE | SPP_N | Internal | Shoulder | B13 | 600 | 1800 | 365.55 | 45.55 | 45.56 | 0.01 | 0
2025 | NE_2_SPP_N | NE | SPP_N | Internal | Shoulder | B14 | 900 | 1800 | 229.78 | 44.49 | 44.5 | 0.01 | 0
2025 | NE_2_SPP_N | NE | SPP_N | Internal | Shoulder | B15 | 1203 | 1800 | 677.43 | 40.84 | 40.85 | 0.01 | 0
2025 | NE_2_SPP_N | NE | SPP_N | Internal | Summer | B1 | 10 | 1800 | 1799.89 | 73.4 | 73.59 | 0.01 | 0.18
2025 | NE_2_SPP_N | NE | SPP_N | Internal | Summer | B2 | 25 | 1800 | 1799.99 | 72.42 | 73.59 | 0.01 | 1.17
2025 | NE_2_SPP_N | NE | SPP_N | Internal | Summer | B3 | 75 | 1800 | 1800 | 72.42 | 73.59 | 0.01 | 1.17
2025 | NE_2_SPP_N | NE | SPP_N | Internal | Summer | B4 | 100 | 1800 | 1800 | 70.98 | 71.53 | 0.01 | 0.54
2025 | NE_2_SPP_N | NE | SPP_N | Internal | Summer | B5 | 200 | 1800 | 1626.21 | 67.64 | 67.65 | 0.01 | 0
2025 | NE_2_SPP_N | NE | SPP_N | Internal | Summer | B6 | 300 | 1800 | 1575.42 | 59.43 | 59.44 | 0.01 | 0
2025 | NE_2_SPP_N | NE | SPP_N | Internal | Summer | B7 | 400 | 1800 | 1585.13 | 46.83 | 46.84 | 0.01 | 0
2025 | NE_2_SPP_N | NE | SPP_N | Internal | Summer | B8 | 500 | 1800 | 1800 | 43.25 | 43.36 | 0.01 | 0.1
2025 | NE_2_SPP_N | NE | SPP_N | Internal | Summer | B9 | 800 | 1800 | 1658.52 | 43.25 | 43.26 | 0.01 | 0
2025 | NE_2_SPP_N | NE | SPP_N | Internal | Summer | B10 | 1262 | 1800 | 1800 | 37.69 | 40.11 | 0.01 | 2.41
2025 | NE_2_SPP_N | NE | SPP_N | Internal | Winter | B16 | 25 | 1800 | 1800 | 58.19 | 61.05 | 0.01 | 2.84
2025 | NE_2_SPP_N | NE | SPP_N | Internal | Winter | B17 | 100 | 1800 | 865.9 | 47.73 | 47.74 | 0.01 | 0
2025 | NE_2_SPP_N | NE | SPP_N | Internal | Winter | B18 | 400 | 1800 | 962.32 | 44.87 | 44.88 | 0.01 | 0
2025 | NE_2_SPP_N | NE | SPP_N | Internal | Winter | B19 | 700 | 1800 | 994.48 | 44.37 | 44.38 | 0.01 | 0
2025 | NE_2_SPP_N | NE | SPP_N | Internal | Winter | B20 | 935 | 1800 | 1570.37 | 41.66 | 41.67 | 0.01 | 0
2025 | NEISO_2_NYISO_A-F | NEISO | NYISO_A-F | Internal | Shoulder | B11 | 25 | 600 | 0.03 | 40.76 | 43.47 | 3 | 0
2025 | NEISO_2_NYISO_A-F | NEISO | NYISO_A-F | Internal | Shoulder | B12 | 200 | 600 | 0.01 | 40.76 | 43.67 | 3 | 0
2025 | NEISO_2_NYISO_A-F | NEISO | NYISO_A-F | Internal | Shoulder | B13 | 600 | 600 | 0 | 40.76 | 43.47 | 3 | 0
2025 | NEISO_2_NYISO_A-F | NEISO | NYISO_A-F | Internal | Shoulder | B14 | 900 | 600 | 0 | 40.76 | 43.37 | 3 | 0
2025 | NEISO_2_NYISO_A-F | NEISO | NYISO_A-F | Internal | Shoulder | B15 | 1203 | 600 | 0 | 40.76 | 43.37 | 3 | 0
2025 | NEISO_2_NYISO_A-F | NEISO | NYISO_A-F | Internal | Summer | B1 | 10 | 600 | 0 | 76.42 | 73.42 | 3 | 0
2025 | NEISO_2_NYISO_A-F | NEISO | NYISO_A-F | Internal | Summer | B2 | 25 | 600 | 0 | 73.92 | 70.92 | 3 | 0
2025 | NEISO_2_NYISO_A-F | NEISO | NYISO_A-F | Internal | Summer | B3 | 75 | 600 | 213.89 | 57.39 | 60.39 | 3 | 0
2025 | NEISO_2_NYISO_A-F | NEISO | NYISO_A-F | Internal | Summer | B4 | 100 | 600 | 577.25 | 47.12 | 50.12 | 3 | 0
2025 | NEISO_2_NYISO_A-F | NEISO | NYISO_A-F | Internal | Summer | B5 | 200 | 600 | 600 | 37.7 | 48.41 | 3 | 7.71
2025 | NEISO_2_NYISO_A-F | NEISO | NYISO_A-F | Internal | Summer | B6 | 300 | 600 | 600 | 37.7 | 48.41 | 3 | 7.71
2025 | NEISO_2_NYISO_A-F | NEISO | NYISO_A-F | Internal | Summer | B7 | 400 | 600 | 600 | 37.7 | 43.87 | 3 | 3.16
2025 | NEISO_2_NYISO_A-F | NEISO | NYISO_A-F | Internal | Summer | B8 | 500 | 600 | 600 | 37.7 | 42.19 | 3 | 1.49
2025 | NEISO_2_NYISO_A-F | NEISO | NYISO_A-F | Internal | Summer | B9 | 800 | 600 | 600 | 37.7 | 40.98 | 3 | 0.28
2025 | NEISO_2_NYISO_A-F | NEISO | NYISO_A-F | Internal | Summer | B10 | 1262 | 600 | 600 | 37.7 | 40.98 | 3 | 0.28
2025 | NEISO_2_NYISO_A-F | NEISO | NYISO_A-F | Internal | Winter | B16 | 25 | 600 | 0 | 50.21 | 50.39 | 3 | 0
2025 | NEISO_2_NYISO_A-F | NEISO | NYISO_A-F | Internal | Winter | B17 | 100 | 600 | 0 | 50.21 | 48.19 | 3 | 0
2025 | NEISO_2_NYISO_A-F | NEISO | NYISO_A-F | Internal | Winter | B18 | 400 | 600 | 0 | 50.21 | 46.32 | 3 | 0
2025 | NEISO_2_NYISO_A-F | NEISO | NYISO_A-F | Internal | Winter | B19 | 700 | 600 | 0 | 50.21 | 46.32 | 3 | 0
2025 | NEISO_2_NYISO_A-F | NEISO | NYISO_A-F | Internal | Winter | B20 | 935 | 600 | 0 | 50.21 | 46.32 | 3 | 0
2025 | NEISO_2_NYISO_G-I | NEISO | NYISO_G-I | Internal | Shoulder | B11 | 25 | 600 | 600 | 40.76 | 58.18 | 3 | 14.42
2025 | NEISO_2_NYISO_G-I | NEISO | NYISO_G-I | Internal | Shoulder | B12 | 200 | 600 | 599.16 | 40.76 | 43.76 | 3 | 0
2025 | NEISO_2_NYISO_G-I | NEISO | NYISO_G-I | Internal | Shoulder | B13 | 600 | 600 | 152.27 | 40.76 | 43.76 | 3 | 0
2025 | NEISO_2_NYISO_G-I | NEISO | NYISO_G-I | Internal | Shoulder | B14 | 900 | 600 | 0 | 40.76 | 43.72 | 3 | 0
2025 | NEISO_2_NYISO_G-I | NEISO | NYISO_G-I | Internal | Shoulder | B15 | 1203 | 600 | 0 | 40.76 | 43.38 | 3 | 0
2025 | NEISO_2_NYISO_G-I | NEISO | NYISO_G-I | Internal | Summer | B1 | 10 | 600 | 599.99 | 76.42 | 81.44 | 3 | 2.02
2025 | NEISO_2_NYISO_G-I | NEISO | NYISO_G-I | Internal | Summer | B2 | 25 | 600 | 586.78 | 73.92 | 76.92 | 3 | 0
2025 | NEISO_2_NYISO_G-I | NEISO | NYISO_G-I | Internal | Summer | B3 | 75 | 600 | 599.82 | 57.39 | 60.4 | 3 | 0.01
2025 | NEISO_2_NYISO_G-I | NEISO | NYISO_G-I | Internal | Summer | B4 | 100 | 600 | 600 | 47.12 | 57.47 | 3 | 7.35
2025 | NEISO_2_NYISO_G-I | NEISO | NYISO_G-I | Internal | Summer | B5 | 200 | 600 | 600 | 37.7 | 53.69 | 3 | 12.99
2025 | NEISO_2_NYISO_G-I | NEISO | NYISO_G-I | Internal | Summer | B6 | 300 | 600 | 600 | 37.7 | 53.69 | 3 | 12.99
2025 | NEISO_2_NYISO_G-I | NEISO | NYISO_G-I | Internal | Summer | B7 | 400 | 600 | 600 | 37.7 | 51.82 | 3 | 11.12
2025 | NEISO_2_NYISO_G-I | NEISO | NYISO_G-I | Internal | Summer | B8 | 500 | 600 | 600 | 37.7 | 42.21 | 3 | 1.5
2025 | NEISO_2_NYISO_G-I | NEISO | NYISO_G-I | Internal | Summer | B9 | 800 | 600 | 600 | 37.7 | 41 | 3 | 0.29
2025 | NEISO_2_NYISO_G-I | NEISO | NYISO_G-I | Internal | Summer | B10 | 1262 | 600 | 600 | 37.7 | 41 | 3 | 0.29
2025 | NEISO_2_NYISO_G-I | NEISO | NYISO_G-I | Internal | Winter | B16 | 25 | 600 | 600 | 50.21 | 66.21 | 3 | 12.99
2025 | NEISO_2_NYISO_G-I | NEISO | NYISO_G-I | Internal | Winter | B17 | 100 | 600 | 600 | 50.21 | 55.83 | 3 | 2.61
2025 | NEISO_2_NYISO_G-I | NEISO | NYISO_G-I | Internal | Winter | B18 | 400 | 600 | 600 | 50.21 | 55.15 | 3 | 1.93
2025 | NEISO_2_NYISO_G-I | NEISO | NYISO_G-I | Internal | Winter | B19 | 700 | 600 | 273.18 | 50.21 | 53.21 | 3 | 0
2025 | NEISO_2_NYISO_G-I | NEISO | NYISO_G-I | Internal | Winter | B20 | 935 | 600 | 0 | 50.21 | 49.71 | 3 | 0
2025 | NEISO_2_NYISO_J-K | NEISO | NYISO_J-K | Internal | Shoulder | B11 | 25 | 430 | 430 | 40.76 | 58.19 | 3 | 14.43
2025 | NEISO_2_NYISO_J-K | NEISO | NYISO_J-K | Internal | Shoulder | B12 | 200 | 430 | 429.94 | 40.76 | 43.77 | 3 | 0.01
2025 | NEISO_2_NYISO_J-K | NEISO | NYISO_J-K | Internal | Shoulder | B13 | 600 | 430 | 429.97 | 40.76 | 43.77 | 3 | 0.01
2025 | NEISO_2_NYISO_J-K | NEISO | NYISO_J-K | Internal | Shoulder | B14 | 900 | 430 | 0 | 40.76 | 43.73 | 3 | 0
2025 | NEISO_2_NYISO_J-K | NEISO | NYISO_J-K | Internal | Shoulder | B15 | 1203 | 430 | 0 | 40.76 | 43.39 | 3 | 0
2025 | NEISO_2_NYISO_J-K | NEISO | NYISO_J-K | Internal | Summer | B1 | 10 | 430 | 429.99 | 76.42 | 81.45 | 3 | 2.04
2025 | NEISO_2_NYISO_J-K | NEISO | NYISO_J-K | Internal | Summer | B2 | 25 | 430 | 429.5 | 73.92 | 76.93 | 3 | 0.01
2025 | NEISO_2_NYISO_J-K | NEISO | NYISO_J-K | Internal | Summer | B3 | 75 | 430 | 429.91 | 57.39 | 60.42 | 3 | 0.02
2025 | NEISO_2_NYISO_J-K | NEISO | NYISO_J-K | Internal | Summer | B4 | 100 | 430 | 430 | 47.12 | 57.48 | 3 | 7.36
2025 | NEISO_2_NYISO_J-K | NEISO | NYISO_J-K | Internal | Summer | B5 | 200 | 430 | 430 | 37.7 | 53.7 | 3 | 13
2025 | NEISO_2_NYISO_J-K | NEISO | NYISO_J-K | Internal | Summer | B6 | 300 | 430 | 430 | 37.7 | 53.7 | 3 | 13
2025 | NEISO_2_NYISO_J-K | NEISO | NYISO_J-K | Internal | Summer | B7 | 400 | 430 | 430 | 37.7 | 51.83 | 3 | 11.13
2025 | NEISO_2_NYISO_J-K | NEISO | NYISO_J-K | Internal | Summer | B8 | 500 | 430 | 430 | 37.7 | 42.22 | 3 | 1.52
2025 | NEISO_2_NYISO_J-K | NEISO | NYISO_J-K | Internal | Summer | B9 | 800 | 430 | 430 | 37.7 | 41.01 | 3 | 0.31
2025 | NEISO_2_NYISO_J-K | NEISO | NYISO_J-K | Internal | Summer | B10 | 1262 | 430 | 430 | 37.7 | 41.01 | 3 | 0.31
2025 | NEISO_2_NYISO_J-K | NEISO | NYISO_J-K | Internal | Winter | B16 | 25 | 430 | 430 | 50.21 | 66.22 | 3 | 13
2025 | NEISO_2_NYISO_J-K | NEISO | NYISO_J-K | Internal | Winter | B17 | 100 | 430 | 430 | 50.21 | 55.84 | 3 | 2.62
2025 | NEISO_2_NYISO_J-K | NEISO | NYISO_J-K | Internal | Winter | B18 | 400 | 430 | 430 | 50.21 | 55.56 | 3 | 2.35
2025 | NEISO_2_NYISO_J-K | NEISO | NYISO_J-K | Internal | Winter | B19 | 700 | 430 | 429.98 | 50.21 | 53.23 | 3 | 0.01
2025 | NEISO_2_NYISO_J-K | NEISO | NYISO_J-K | Internal | Winter | B20 | 935 | 430 | 0 | 50.21 | 49.72 | 3 | 0
2025 | NonRTO_Midwest_2_MISO_IN | NonRTO_Midwest | MISO_IN | Internal | Shoulder | B11 | 25 | 4450 | 0 | 71.11 | 63.11 | 8 | 0
2025 | NonRTO_Midwest_2_MISO_IN | NonRTO_Midwest | MISO_IN | Internal | Shoulder | B12 | 200 | 4450 | 0 | 58.93 | 50.93 | 8 | 0
2025 | NonRTO_Midwest_2_MISO_IN | NonRTO_Midwest | MISO_IN | Internal | Shoulder | B13 | 600 | 4450 | 0 | 52.84 | 44.84 | 8 | 0
2025 | NonRTO_Midwest_2_MISO_IN | NonRTO_Midwest | MISO_IN | Internal | Shoulder | B14 | 900 | 4450 | 0 | 44.98 | 43.96 | 8 | 0
2025 | NonRTO_Midwest_2_MISO_IN | NonRTO_Midwest | MISO_IN | Internal | Shoulder | B15 | 1203 | 4450 | 0 | 38.53 | 41.52 | 8 | 0
2025 | NonRTO_Midwest_2_MISO_IN | NonRTO_Midwest | MISO_IN | Internal | Summer | B1 | 10 | 4450 | 0 | 75.82 | 73.43 | 8 | 0
2025 | NonRTO_Midwest_2_MISO_IN | NonRTO_Midwest | MISO_IN | Internal | Summer | B2 | 25 | 4450 | 0 | 75.82 | 71.23 | 8 | 0
2025 | NonRTO_Midwest_2_MISO_IN | NonRTO_Midwest | MISO_IN | Internal | Summer | B3 | 75 | 4450 | 0 | 75.82 | 68.91 | 8 | 0
2025 | NonRTO_Midwest_2_MISO_IN | NonRTO_Midwest | MISO_IN | Internal | Summer | B4 | 100 | 4450 | 0 | 75.82 | 68.89 | 8 | 0
2025 | NonRTO_Midwest_2_MISO_IN | NonRTO_Midwest | MISO_IN | Internal | Summer | B5 | 200 | 4450 | 0 | 73.35 | 65.35 | 8 | 0
2025 | NonRTO_Midwest_2_MISO_IN | NonRTO_Midwest | MISO_IN | Internal | Summer | B6 | 300 | 4450 | 0 | 60.44 | 52.44 | 8 | 0
2025 | NonRTO_Midwest_2_MISO_IN | NonRTO_Midwest | MISO_IN | Internal | Summer | B7 | 400 | 4450 | 0 | 45.13 | 43.85 | 8 | 0
2025 | NonRTO_Midwest_2_MISO_IN | NonRTO_Midwest | MISO_IN | Internal | Summer | B8 | 500 | 4450 | 0 | 43.93 | 41.14 | 8 | 0
2025 | NonRTO_Midwest_2_MISO_IN | NonRTO_Midwest | MISO_IN | Internal | Summer | B9 | 800 | 4450 | 0 | 38.62 | 40.52 | 8 | 0
2025 | NonRTO_Midwest_2_MISO_IN | NonRTO_Midwest | MISO_IN | Internal | Summer | B10 | 1262 | 4450 | 0 | 36.47 | 37.53 | 8 | 0
2025 | NonRTO_Midwest_2_MISO_IN | NonRTO_Midwest | MISO_IN | Internal | Winter | B16 | 25 | 4450 | 0 | 66.22 | 58.22 | 8 | 0
2025 | NonRTO_Midwest_2_MISO_IN | NonRTO_Midwest | MISO_IN | Internal | Winter | B17 | 100 | 4450 | 0 | 61.26 | 53.26 | 8 | 0
2025 | NonRTO_Midwest_2_MISO_IN | NonRTO_Midwest | MISO_IN | Internal | Winter | B18 | 400 | 4450 | 0 | 55.13 | 47.13 | 8 | 0
2025 | NonRTO_Midwest_2_MISO_IN | NonRTO_Midwest | MISO_IN | Internal | Winter | B19 | 700 | 4450 | 0 | 45.13 | 44.76 | 8 | 0
2025 | NonRTO_Midwest_2_MISO_IN | NonRTO_Midwest | MISO_IN | Internal | Winter | B20 | 935 | 4450 | 0 | 38.53 | 40.21 | 8 | 0
2025 | NonRTO_Midwest_2_TVA_Transmission | NonRTO_Midwest | TVA_Transmission | Internal | Shoulder | B11 | 25 | 2400 | 0 | 71.11 | 65.75 | 8 | 0
2025 | NonRTO_Midwest_2_TVA_Transmission | NonRTO_Midwest | TVA_Transmission | Internal | Shoulder | B12 | 200 | 2400 | 0 | 58.93 | 52.43 | 8 | 0
2025 | NonRTO_Midwest_2_TVA_Transmission | NonRTO_Midwest | TVA_Transmission | Internal | Shoulder | B13 | 600 | 2400 | 0 | 52.84 | 49.05 | 8 | 0
2025 | NonRTO_Midwest_2_TVA_Transmission | NonRTO_Midwest | TVA_Transmission | Internal | Shoulder | B14 | 900 | 2400 | 0 | 44.98 | 48 | 8 | 0
2025 | NonRTO_Midwest_2_TVA_Transmission | NonRTO_Midwest | TVA_Transmission | Internal | Shoulder | B15 | 1203 | 2400 | 0 | 38.53 | 46.51 | 8 | 0
2025 | NonRTO_Midwest_2_TVA_Transmission | NonRTO_Midwest | TVA_Transmission | Internal | Summer | B1 | 10 | 2400 | 0 | 75.82 | 81.42 | 8 | 0
2025 | NonRTO_Midwest_2_TVA_Transmission | NonRTO_Midwest | TVA_Transmission | Internal | Summer | B2 | 25 | 2400 | 0 | 75.82 | 79.22 | 8 | 0
2025 | NonRTO_Midwest_2_TVA_Transmission | NonRTO_Midwest | TVA_Transmission | Internal | Summer | B3 | 75 | 2400 | 0 | 75.82 | 74.43 | 8 | 0
2025 | NonRTO_Midwest_2_TVA_Transmission | NonRTO_Midwest | TVA_Transmission | Internal | Summer | B4 | 100 | 2400 | 0 | 75.82 | 74.12 | 8 | 0
2025 | NonRTO_Midwest_2_TVA_Transmission | NonRTO_Midwest | TVA_Transmission | Internal | Summer | B5 | 200 | 2400 | 0 | 73.35 | 68.95 | 8 | 0
2025 | NonRTO_Midwest_2_TVA_Transmission | NonRTO_Midwest | TVA_Transmission | Internal | Summer | B6 | 300 | 2400 | 0 | 60.44 | 59.56 | 8 | 0
2025 | NonRTO_Midwest_2_TVA_Transmission | NonRTO_Midwest | TVA_Transmission | Internal | Summer | B7 | 400 | 2400 | 0 | 45.13 | 51.16 | 8 | 0
2025 | NonRTO_Midwest_2_TVA_Transmission | NonRTO_Midwest | TVA_Transmission | Internal | Summer | B8 | 500 | 2400 | 0 | 43.93 | 46.48 | 8 | 0
2025 | NonRTO_Midwest_2_TVA_Transmission | NonRTO_Midwest | TVA_Transmission | Internal | Summer | B9 | 800 | 2400 | 0 | 38.62 | 45.55 | 8 | 0
2025 | NonRTO_Midwest_2_TVA_Transmission | NonRTO_Midwest | TVA_Transmission | Internal | Summer | B10 | 1262 | 2400 | 0 | 36.47 | 42.54 | 8 | 0
2025 | NonRTO_Midwest_2_TVA_Transmission | NonRTO_Midwest | TVA_Transmission | Internal | Winter | B16 | 25 | 2400 | 0 | 66.22 | 66.18 | 8 | 0
2025 | NonRTO_Midwest_2_TVA_Transmission | NonRTO_Midwest | TVA_Transmission | Internal | Winter | B17 | 100 | 2400 | 0 | 61.26 | 54.96 | 8 | 0
2025 | NonRTO_Midwest_2_TVA_Transmission | NonRTO_Midwest | TVA_Transmission | Internal | Winter | B18 | 400 | 2400 | 0 | 55.13 | 50.61 | 8 | 0
2025 | NonRTO_Midwest_2_TVA_Transmission | NonRTO_Midwest | TVA_Transmission | Internal | Winter | B19 | 700 | 2400 | 0 | 45.13 | 48.48 | 8 | 0
2025 | NonRTO_Midwest_2_TVA_Transmission | NonRTO_Midwest | TVA_Transmission | Internal | Winter | B20 | 935 | 2400 | 0 | 38.53 | 46.31 | 8 | 0
2025 | NYISO_A-F_2_IESO | NYISO_A-F | IESO | Internal | Shoulder | B11 | 25 | 1600 | 0 | 43.47 | 36.37 | 7 | 0
2025 | NYISO_A-F_2_IESO | NYISO_A-F | IESO | Internal | Shoulder | B12 | 200 | 1600 | 0 | 43.67 | 36.37 | 7 | 0
2025 | NYISO_A-F_2_IESO | NYISO_A-F | IESO | Internal | Shoulder | B13 | 600 | 1600 | 0 | 43.47 | 36.37 | 7 | 0
2025 | NYISO_A-F_2_IESO | NYISO_A-F | IESO | Internal | Shoulder | B14 | 900 | 1600 | 0 | 43.37 | 36.37 | 7 | 0
2025 | NYISO_A-F_2_IESO | NYISO_A-F | IESO | Internal | Shoulder | B15 | 1203 | 1600 | 0 | 43.37 | 36.37 | 7 | 0
2025 | NYISO_A-F_2_IESO | NYISO_A-F | IESO | Internal | Summer | B1 | 10 | 1600 | 0 | 73.42 | 66.42 | 7 | 0
2025 | NYISO_A-F_2_IESO | NYISO_A-F | IESO | Internal | Summer | B2 | 25 | 1600 | 0 | 70.92 | 63.92 | 7 | 0
2025 | NYISO_A-F_2_IESO | NYISO_A-F | IESO | Internal | Summer | B3 | 75 | 1600 | 0 | 60.39 | 53.39 | 7 | 0
2025 | NYISO_A-F_2_IESO | NYISO_A-F | IESO | Internal | Summer | B4 | 100 | 1600 | 0 | 50.12 | 43.12 | 7 | 0
2025 | NYISO_A-F_2_IESO | NYISO_A-F | IESO | Internal | Summer | B5 | 200 | 1600 | 0 | 48.41 | 41.41 | 7 | 0
2025 | NYISO_A-F_2_IESO | NYISO_A-F | IESO | Internal | Summer | B6 | 300 | 1600 | 0 | 48.41 | 41.41 | 7 | 0
2025 | NYISO_A-F_2_IESO | NYISO_A-F | IESO | Internal | Summer | B7 | 400 | 1600 | 0 | 43.87 | 36.87 | 7 | 0
2025 | NYISO_A-F_2_IESO | NYISO_A-F | IESO | Internal | Summer | B8 | 500 | 1600 | 0 | 42.19 | 34.16 | 7 | 0
2025 | NYISO_A-F_2_IESO | NYISO_A-F | IESO | Internal | Summer | B9 | 800 | 1600 | 0 | 40.98 | 33.98 | 7 | 0
2025 | NYISO_A-F_2_IESO | NYISO_A-F | IESO | Internal | Summer | B10 | 1262 | 1600 | 0 | 40.98 | 33.98 | 7 | 0
2025 | NYISO_A-F_2_IESO | NYISO_A-F | IESO | Internal | Winter | B16 | 25 | 1600 | 0 | 50.39 | 43.39 | 7 | 0
2025 | NYISO_A-F_2_IESO | NYISO_A-F | IESO | Internal | Winter | B17 | 100 | 1600 | 0 | 48.19 | 41.19 | 7 | 0
2025 | NYISO_A-F_2_IESO | NYISO_A-F | IESO | Internal | Winter | B18 | 400 | 1600 | 0 | 46.32 | 39.32 | 7 | 0
2025 | NYISO_A-F_2_IESO | NYISO_A-F | IESO | Internal | Winter | B19 | 700 | 1600 | 0 | 46.32 | 39.32 | 7 | 0
2025 | NYISO_A-F_2_IESO | NYISO_A-F | IESO | Internal | Winter | B20 | 935 | 1600 | 0 | 46.32 | 39.32 | 7 | 0
2025 | NYISO_A-F_2_NEISO | NYISO_A-F | NEISO | Internal | Shoulder | B11 | 25 | 600 | 0 | 43.47 | 40.76 | 3 | 0
2025 | NYISO_A-F_2_NEISO | NYISO_A-F | NEISO | Internal | Shoulder | B12 | 200 | 600 | 0 | 43.67 | 40.76 | 3 | 0
2025 | NYISO_A-F_2_NEISO | NYISO_A-F | NEISO | Internal | Shoulder | B13 | 600 | 600 | 0 | 43.47 | 40.76 | 3 | 0
2025 | NYISO_A-F_2_NEISO | NYISO_A-F | NEISO | Internal | Shoulder | B14 | 900 | 600 | 0 | 43.37 | 40.76 | 3 | 0
2025 | NYISO_A-F_2_NEISO | NYISO_A-F | NEISO | Internal | Shoulder | B15 | 1203 | 600 | 0 | 43.37 | 40.76 | 3 | 0
2025 | NYISO_A-F_2_NEISO | NYISO_A-F | NEISO | Internal | Summer | B1 | 10 | 600 | 489.29 | 73.42 | 76.42 | 3 | 0
2025 | NYISO_A-F_2_NEISO | NYISO_A-F | NEISO | Internal | Summer | B2 | 25 | 600 | 68.67 | 70.92 | 73.92 | 3 | 0
2025 | NYISO_A-F_2_NEISO | NYISO_A-F | NEISO | Internal | Summer | B3 | 75 | 600 | 0 | 60.39 | 57.39 | 3 | 0
2025 | NYISO_A-F_2_NEISO | NYISO_A-F | NEISO | Internal | Summer | B4 | 100 | 600 | 0 | 50.12 | 47.12 | 3 | 0
2025 | NYISO_A-F_2_NEISO | NYISO_A-F | NEISO | Internal | Summer | B5 | 200 | 600 | 0 | 48.41 | 37.7 | 3 | 0
2025 | NYISO_A-F_2_NEISO | NYISO_A-F | NEISO | Internal | Summer | B6 | 300 | 600 | 0 | 48.41 | 37.7 | 3 | 0
2025 | NYISO_A-F_2_NEISO | NYISO_A-F | NEISO | Internal | Summer | B7 | 400 | 600 | 0 | 43.87 | 37.7 | 3 | 0
2025 | NYISO_A-F_2_NEISO | NYISO_A-F | NEISO | Internal | Summer | B8 | 500 | 600 | 0 | 42.19 | 37.7 | 3 | 0
2025 | NYISO_A-F_2_NEISO | NYISO_A-F | NEISO | Internal | Summer | B9 | 800 | 600 | 0 | 40.98 | 37.7 | 3 | 0
2025 | NYISO_A-F_2_NEISO | NYISO_A-F | NEISO | Internal | Summer | B10 | 1262 | 600 | 0 | 40.98 | 37.7 | 3 | 0
2025 | NYISO_A-F_2_NEISO | NYISO_A-F | NEISO | Internal | Winter | B16 | 25 | 600 | 0 | 50.39 | 50.21 | 3 | 0
2025 | NYISO_A-F_2_NEISO | NYISO_A-F | NEISO | Internal | Winter | B17 | 100 | 600 | 0 | 48.19 | 50.21 | 3 | 0
2025 | NYISO_A-F_2_NEISO | NYISO_A-F | NEISO | Internal | Winter | B18 | 400 | 600 | 600 | 46.32 | 50.21 | 3 | 0.89
2025 | NYISO_A-F_2_NEISO | NYISO_A-F | NEISO | Internal | Winter | B19 | 700 | 600 | 600 | 46.32 | 50.21 | 3 | 0.89
2025 | NYISO_A-F_2_NEISO | NYISO_A-F | NEISO | Internal | Winter | B20 | 935 | 600 | 600 | 46.32 | 50.21 | 3 | 0.89
2025 | NYISO_A-F_2_NYISO_G-I | NYISO_A-F | NYISO_G-I | Internal | Shoulder | B11 | 25 | 4250 | 4250 | 43.47 | 58.18 | 0.01 | 14.7
2025 | NYISO_A-F_2_NYISO_G-I | NYISO_A-F | NYISO_G-I | Internal | Shoulder | B12 | 200 | 4250 | 4249.99 | 43.67 | 43.76 | 0.01 | 0.08
2025 | NYISO_A-F_2_NYISO_G-I | NYISO_A-F | NYISO_G-I | Internal | Shoulder | B13 | 600 | 4250 | 4250 | 43.47 | 43.76 | 0.01 | 0.28
2025 | NYISO_A-F_2_NYISO_G-I | NYISO_A-F | NYISO_G-I | Internal | Shoulder | B14 | 900 | 4250 | 4250 | 43.37 | 43.72 | 0.01 | 0.33
2025 | NYISO_A-F_2_NYISO_G-I | NYISO_A-F | NYISO_G-I | Internal | Shoulder | B15 | 1203 | 4250 | 2638.73 | 43.37 | 43.38 | 0.01 | 0
2025 | NYISO_A-F_2_NYISO_G-I | NYISO_A-F | NYISO_G-I | Internal | Summer | B1 | 10 | 4250 | 4250 | 73.42 | 81.44 | 0.01 | 8.01
2025 | NYISO_A-F_2_NYISO_G-I | NYISO_A-F | NYISO_G-I | Internal | Summer | B2 | 25 | 4250 | 4250 | 70.92 | 76.92 | 0.01 | 5.99
2025 | NYISO_A-F_2_NYISO_G-I | NYISO_A-F | NYISO_G-I | Internal | Summer | B3 | 75 | 4250 | 4228.14 | 60.39 | 60.4 | 0.01 | 0
2025 | NYISO_A-F_2_NYISO_G-I | NYISO_A-F | NYISO_G-I | Internal | Summer | B4 | 100 | 4250 | 4250 | 50.12 | 57.47 | 0.01 | 7.34
2025 | NYISO_A-F_2_NYISO_G-I | NYISO_A-F | NYISO_G-I | Internal | Summer | B5 | 200 | 4250 | 4250 | 48.41 | 53.69 | 0.01 | 5.27
2025 | NYISO_A-F_2_NYISO_G-I | NYISO_A-F | NYISO_G-I | Internal | Summer | B6 | 300 | 4250 | 4250 | 48.41 | 53.69 | 0.01 | 5.27
2025 | NYISO_A-F_2_NYISO_G-I | NYISO_A-F | NYISO_G-I | Internal | Summer | B7 | 400 | 4250 | 4250 | 43.87 | 51.82 | 0.01 | 7.94
2025 | NYISO_A-F_2_NYISO_G-I | NYISO_A-F | NYISO_G-I | Internal | Summer | B8 | 500 | 4250 | 4136.73 | 42.19 | 42.21 | 0.01 | 0
2025 | NYISO_A-F_2_NYISO_G-I | NYISO_A-F | NYISO_G-I | Internal | Summer | B9 | 800 | 4250 | 2957.49 | 40.98 | 41 | 0.01 | 0
2025 | NYISO_A-F_2_NYISO_G-I | NYISO_A-F | NYISO_G-I | Internal | Summer | B10 | 1262 | 4250 | 496.04 | 40.98 | 41 | 0.01 | 0
2025 | NYISO_A-F_2_NYISO_G-I | NYISO_A-F | NYISO_G-I | Internal | Winter | B16 | 25 | 4250 | 4250 | 50.39 | 66.21 | 0.01 | 15.8
2025 | NYISO_A-F_2_NYISO_G-I | NYISO_A-F | NYISO_G-I | Internal | Winter | B17 | 100 | 4250 | 4250 | 48.19 | 55.83 | 0.01 | 7.62
2025 | NYISO_A-F_2_NYISO_G-I | NYISO_A-F | NYISO_G-I | Internal | Winter | B18 | 400 | 4250 | 4250 | 46.32 | 55.15 | 0.01 | 8.81
2025 | NYISO_A-F_2_NYISO_G-I | NYISO_A-F | NYISO_G-I | Internal | Winter | B19 | 700 | 4250 | 4250 | 46.32 | 53.21 | 0.01 | 6.88
2025 | NYISO_A-F_2_NYISO_G-I | NYISO_A-F | NYISO_G-I | Internal | Winter | B20 | 935 | 4250 | 4250 | 46.32 | 49.71 | 0.01 | 3.37
2025 | NYISO_A-F_2_PJM_ROM | NYISO_A-F | PJM_ROM | Internal | Shoulder | B11 | 25 | 1000 | 1000 | 43.47 | 59.86 | 8 | 8.39
2025 | NYISO_A-F_2_PJM_ROM | NYISO_A-F | PJM_ROM | Internal | Shoulder | B12 | 200 | 1000 | 684.16 | 43.67 | 51.67 | 8 | 0
2025 | NYISO_A-F_2_PJM_ROM | NYISO_A-F | PJM_ROM | Internal | Shoulder | B13 | 600 | 1000 | 0 | 43.47 | 46.82 | 8 | 0
2025 | NYISO_A-F_2_PJM_ROM | NYISO_A-F | PJM_ROM | Internal | Shoulder | B14 | 900 | 1000 | 0 | 43.37 | 44.46 | 8 | 0
2025 | NYISO_A-F_2_PJM_ROM | NYISO_A-F | PJM_ROM | Internal | Shoulder | B15 | 1203 | 1000 | 0 | 43.37 | 41.89 | 8 | 0
2025 | NYISO_A-F_2_PJM_ROM | NYISO_A-F | PJM_ROM | Internal | Summer | B1 | 10 | 1000 | 0 | 73.42 | 75.43 | 8 | 0
2025 | NYISO_A-F_2_PJM_ROM | NYISO_A-F | PJM_ROM | Internal | Summer | B2 | 25 | 1000 | 0 | 70.92 | 72.93 | 8 | 0
2025 | NYISO_A-F_2_PJM_ROM | NYISO_A-F | PJM_ROM | Internal | Summer | B3 | 75 | 1000 | 999.91 | 60.39 | 68.42 | 8 | 0.02
2025 | NYISO_A-F_2_PJM_ROM | NYISO_A-F | PJM_ROM | Internal | Summer | B4 | 100 | 1000 | 1000 | 50.12 | 68.1 | 8 | 9.99
2025 | NYISO_A-F_2_PJM_ROM | NYISO_A-F | PJM_ROM | Internal | Summer | B5 | 200 | 1000 | 1000 | 48.41 | 63.34 | 8 | 6.93
2025 | NYISO_A-F_2_PJM_ROM | NYISO_A-F | PJM_ROM | Internal | Summer | B6 | 300 | 1000 | 0 | 48.41 | 53.66 | 8 | 0
2025 | NYISO_A-F_2_PJM_ROM | NYISO_A-F | PJM_ROM | Internal | Summer | B7 | 400 | 1000 | 0 | 43.87 | 45.83 | 8 | 0
2025 | NYISO_A-F_2_PJM_ROM | NYISO_A-F | PJM_ROM | Internal | Summer | B8 | 500 | 1000 | 0 | 42.19 | 42.39 | 8 | 0
2025 | NYISO_A-F_2_PJM_ROM | NYISO_A-F | PJM_ROM | Internal | Summer | B9 | 800 | 1000 | 0 | 40.98 | 40.35 | 8 | 0
2025 | NYISO_A-F_2_PJM_ROM | NYISO_A-F | PJM_ROM | Internal | Summer | B10 | 1262 | 1000 | 0 | 40.98 | 38.32 | 8 | 0
2025 | NYISO_A-F_2_PJM_ROM | NYISO_A-F | PJM_ROM | Internal | Winter | B16 | 25 | 1000 | 1000 | 50.39 | 60.19 | 8 | 1.8
2025 | NYISO_A-F_2_PJM_ROM | NYISO_A-F | PJM_ROM | Internal | Winter | B17 | 100 | 1000 | 0 | 48.19 | 52.9 | 8 | 0
2025 | NYISO_A-F_2_PJM_ROM | NYISO_A-F | PJM_ROM | Internal | Winter | B18 | 400 | 1000 | 0 | 46.32 | 49.13 | 8 | 0
2025 | NYISO_A-F_2_PJM_ROM | NYISO_A-F | PJM_ROM | Internal | Winter | B19 | 700 | 1000 | 0 | 46.32 | 45.72 | 8 | 0
2025 | NYISO_A-F_2_PJM_ROM | NYISO_A-F | PJM_ROM | Internal | Winter | B20 | 935 | 1000 | 0 | 46.32 | 40.32 | 8 | 0
2025 | NYISO_G-I_2_NEISO | NYISO_G-I | NEISO | Internal | Shoulder | B11 | 25 | 600 | 0 | 58.18 | 40.76 | 3 | 0
2025 | NYISO_G-I_2_NEISO | NYISO_G-I | NEISO | Internal | Shoulder | B12 | 200 | 600 | 0 | 43.76 | 40.76 | 3 | 0
2025 | NYISO_G-I_2_NEISO | NYISO_G-I | NEISO | Internal | Shoulder | B13 | 600 | 600 | 0 | 43.76 | 40.76 | 3 | 0
2025 | NYISO_G-I_2_NEISO | NYISO_G-I | NEISO | Internal | Shoulder | B14 | 900 | 600 | 0 | 43.72 | 40.76 | 3 | 0
2025 | NYISO_G-I_2_NEISO | NYISO_G-I | NEISO | Internal | Shoulder | B15 | 1203 | 600 | 0 | 43.38 | 40.76 | 3 | 0
2025 | NYISO_G-I_2_NEISO | NYISO_G-I | NEISO | Internal | Summer | B1 | 10 | 600 | 0 | 81.44 | 76.42 | 3 | 0
2025 | NYISO_G-I_2_NEISO | NYISO_G-I | NEISO | Internal | Summer | B2 | 25 | 600 | 0 | 76.92 | 73.92 | 3 | 0
2025 | NYISO_G-I_2_NEISO | NYISO_G-I | NEISO | Internal | Summer | B3 | 75 | 600 | 0 | 60.4 | 57.39 | 3 | 0
2025 | NYISO_G-I_2_NEISO | NYISO_G-I | NEISO | Internal | Summer | B4 | 100 | 600 | 0 | 57.47 | 47.12 | 3 | 0
2025 | NYISO_G-I_2_NEISO | NYISO_G-I | NEISO | Internal | Summer | B5 | 200 | 600 | 0 | 53.69 | 37.7 | 3 | 0
2025 | NYISO_G-I_2_NEISO | NYISO_G-I | NEISO | Internal | Summer | B6 | 300 | 600 | 0 | 53.69 | 37.7 | 3 | 0
2025 | NYISO_G-I_2_NEISO | NYISO_G-I | NEISO | Internal | Summer | B7 | 400 | 600 | 0 | 51.82 | 37.7 | 3 | 0
2025 | NYISO_G-I_2_NEISO | NYISO_G-I | NEISO | Internal | Summer | B8 | 500 | 600 | 0 | 42.21 | 37.7 | 3 | 0
2025 | NYISO_G-I_2_NEISO | NYISO_G-I | NEISO | Internal | Summer | B9 | 800 | 600 | 0 | 41 | 37.7 | 3 | 0
2025 | NYISO_G-I_2_NEISO | NYISO_G-I | NEISO | Internal | Summer | B10 | 1262 | 600 | 0 | 41 | 37.7 | 3 | 0
2025 | NYISO_G-I_2_NEISO | NYISO_G-I | NEISO | Internal | Winter | B16 | 25 | 600 | 0 | 66.21 | 50.21 | 3 | 0
2025 | NYISO_G-I_2_NEISO | NYISO_G-I | NEISO | Internal | Winter | B17 | 100 | 600 | 0 | 55.83 | 50.21 | 3 | 0
2025 | NYISO_G-I_2_NEISO | NYISO_G-I | NEISO | Internal | Winter | B18 | 400 | 600 | 0 | 55.15 | 50.21 | 3 | 0
2025 | NYISO_G-I_2_NEISO | NYISO_G-I | NEISO | Internal | Winter | B19 | 700 | 600 | 0 | 53.21 | 50.21 | 3 | 0
2025 | NYISO_G-I_2_NEISO | NYISO_G-I | NEISO | Internal | Winter | B20 | 935 | 600 | 0 | 49.71 | 50.21 | 3 | 0
2025 | NYISO_G-I_2_NYISO_A-F | NYISO_G-I | NYISO_A-F | Internal | Shoulder | B11 | 25 | 1999 | 0 | 58.18 | 43.47 | 0.01 | 0
2025 | NYISO_G-I_2_NYISO_A-F | NYISO_G-I | NYISO_A-F | Internal | Shoulder | B12 | 200 | 1999 | 0 | 43.76 | 43.67 | 0.01 | 0
2025 | NYISO_G-I_2_NYISO_A-F | NYISO_G-I | NYISO_A-F | Internal | Shoulder | B13 | 600 | 1999 | 0 | 43.76 | 43.47 | 0.01 | 0
2025 | NYISO_G-I_2_NYISO_A-F | NYISO_G-I | NYISO_A-F | Internal | Shoulder | B14 | 900 | 1999 | 0 | 43.72 | 43.37 | 0.01 | 0
2025 | NYISO_G-I_2_NYISO_A-F | NYISO_G-I | NYISO_A-F | Internal | Shoulder | B15 | 1203 | 1999 | 0 | 43.38 | 43.37 | 0.01 | 0
2025 | NYISO_G-I_2_NYISO_A-F | NYISO_G-I | NYISO_A-F | Internal | Summer | B1 | 10 | 1999 | 0 | 81.44 | 73.42 | 0.01 | 0
2025 | NYISO_G-I_2_NYISO_A-F | NYISO_G-I | NYISO_A-F | Internal | Summer | B2 | 25 | 1999 | 0 | 76.92 | 70.92 | 0.01 | 0
2025 | NYISO_G-I_2_NYISO_A-F | NYISO_G-I | NYISO_A-F | Internal | Summer | B3 | 75 | 1999 | 0.09 | 60.4 | 60.39 | 0.01 | 0
2025 | NYISO_G-I_2_NYISO_A-F | NYISO_G-I | NYISO_A-F | Internal | Summer | B4 | 100 | 1999 | 0 | 57.47 | 50.12 | 0.01 | 0
2025 | NYISO_G-I_2_NYISO_A-F | NYISO_G-I | NYISO_A-F | Internal | Summer | B5 | 200 | 1999 | 0 | 53.69 | 48.41 | 0.01 | 0
2025 | NYISO_G-I_2_NYISO_A-F | NYISO_G-I | NYISO_A-F | Internal | Summer | B6 | 300 | 1999 | 0 | 53.69 | 48.41 | 0.01 | 0
2025 | NYISO_G-I_2_NYISO_A-F | NYISO_G-I | NYISO_A-F | Internal | Summer | B7 | 400 | 1999 | 0 | 51.82 | 43.87 | 0.01 | 0
2025 | NYISO_G-I_2_NYISO_A-F | NYISO_G-I | NYISO_A-F | Internal | Summer | B8 | 500 | 1999 | 0.02 | 42.21 | 42.19 | 0.01 | 0
2025 | NYISO_G-I_2_NYISO_A-F | NYISO_G-I | NYISO_A-F | Internal | Summer | B9 | 800 | 1999 | 0.01 | 41 | 40.98 | 0.01 | 0
2025 | NYISO_G-I_2_NYISO_A-F | NYISO_G-I | NYISO_A-F | Internal | Summer | B10 | 1262 | 1999 | 0 | 41 | 40.98 | 0.01 | 0
2025 | NYISO_G-I_2_NYISO_A-F | NYISO_G-I | NYISO_A-F | Internal | Winter | B16 | 25 | 1999 | 0 | 66.21 | 50.39 | 0.01 | 0
2025 | NYISO_G-I_2_NYISO_A-F | NYISO_G-I | NYISO_A-F | Internal | Winter | B17 | 100 | 1999 | 0 | 55.83 | 48.19 | 0.01 | 0
2025 | NYISO_G-I_2_NYISO_A-F | NYISO_G-I | NYISO_A-F | Internal | Winter | B18 | 400 | 1999 | 0 | 55.15 | 46.32 | 0.01 | 0
2025 | NYISO_G-I_2_NYISO_A-F | NYISO_G-I | NYISO_A-F | Internal | Winter | B19 | 700 | 1999 | 0 | 53.21 | 46.32 | 0.01 | 0
2025 | NYISO_G-I_2_NYISO_A-F | NYISO_G-I | NYISO_A-F | Internal | Winter | B20 | 935 | 1999 | 0 | 49.71 | 46.32 | 0.01 | 0
2025 | NYISO_G-I_2_NYISO_J-K | NYISO_G-I | NYISO_J-K | Internal | Shoulder | B11 | 25 | 6130 | 4938.83 | 58.18 | 58.19 | 0.01 | 0
2025 | NYISO_G-I_2_NYISO_J-K | NYISO_G-I | NYISO_J-K | Internal | Shoulder | B12 | 200 | 6130 | 4992.92 | 43.76 | 43.77 | 0.01 | 0
2025 | NYISO_G-I_2_NYISO_J-K | NYISO_G-I | NYISO_J-K | Internal | Shoulder | B13 | 600 | 6130 | 4680.62 | 43.76 | 43.77 | 0.01 | 0
2025 | NYISO_G-I_2_NYISO_J-K | NYISO_G-I | NYISO_J-K | Internal | Shoulder | B14 | 900 | 6130 | 4696.44 | 43.72 | 43.73 | 0.01 | 0
2025 | NYISO_G-I_2_NYISO_J-K | NYISO_G-I | NYISO_J-K | Internal | Shoulder | B15 | 1203 | 6130 | 3553.58 | 43.38 | 43.39 | 0.01 | 0
2025 | NYISO_G-I_2_NYISO_J-K | NYISO_G-I | NYISO_J-K | Internal | Summer | B1 | 10 | 6130 | 4394.54 | 81.44 | 81.45 | 0.01 | 0
2025 | NYISO_G-I_2_NYISO_J-K | NYISO_G-I | NYISO_J-K | Internal | Summer | B2 | 25 | 6130 | 4227.03 | 76.92 | 76.93 | 0.01 | 0
2025 | NYISO_G-I_2_NYISO_J-K | NYISO_G-I | NYISO_J-K | Internal | Summer | B3 | 75 | 6130 | 3267.88 | 60.4 | 60.42 | 0.01 | 0
2025 | NYISO_G-I_2_NYISO_J-K | NYISO_G-I | NYISO_J-K | Internal | Summer | B4 | 100 | 6130 | 3466.08 | 57.47 | 57.48 | 0.01 | 0
2025 | NYISO_G-I_2_NYISO_J-K | NYISO_G-I | NYISO_J-K | Internal | Summer | B5 | 200 | 6130 | 3613.86 | 53.69 | 53.7 | 0.01 | 0
2025 | NYISO_G-I_2_NYISO_J-K | NYISO_G-I | NYISO_J-K | Internal | Summer | B6 | 300 | 6130 | 5324.57 | 53.69 | 53.7 | 0.01 | 0
2025 | NYISO_G-I_2_NYISO_J-K | NYISO_G-I | NYISO_J-K | Internal | Summer | B7 | 400 | 6130 | 5966.08 | 51.82 | 51.83 | 0.01 | 0
2025 | NYISO_G-I_2_NYISO_J-K | NYISO_G-I | NYISO_J-K | Internal | Summer | B8 | 500 | 6130 | 5563.7 | 42.21 | 42.22 | 0.01 | 0
2025 | NYISO_G-I_2_NYISO_J-K | NYISO_G-I | NYISO_J-K | Internal | Summer | B9 | 800 | 6130 | 4610.98 | 41 | 41.01 | 0.01 | 0
2025 | NYISO_G-I_2_NYISO_J-K | NYISO_G-I | NYISO_J-K | Internal | Summer | B10 | 1262 | 6130 | 2641.04 | 41 | 41.01 | 0.01 | 0
2025 | NYISO_G-I_2_NYISO_J-K | NYISO_G-I | NYISO_J-K | Internal | Winter | B16 | 25 | 6130 | 5711.92 | 66.21 | 66.22 | 0.01 | 0
2025 | NYISO_G-I_2_NYISO_J-K | NYISO_G-I | NYISO_J-K | Internal | Winter | B17 | 100 | 6130 | 5646.87 | 55.83 | 55.84 | 0.01 | 0
2025 | NYISO_G-I_2_NYISO_J-K | NYISO_G-I | NYISO_J-K | Internal | Winter | B18 | 400 | 6130 | 6130 | 55.15 | 55.56 | 0.01 | 0.41
2025 | NYISO_G-I_2_NYISO_J-K | NYISO_G-I | NYISO_J-K | Internal | Winter | B19 | 700 | 6130 | 6064.13 | 53.21 | 53.23 | 0.01 | 0
2025 | NYISO_G-I_2_NYISO_J-K | NYISO_G-I | NYISO_J-K | Internal | Winter | B20 | 935 | 6130 | 6107.36 | 49.71 | 49.72 | 0.01 | 0
2025 | NYISO_G-I_2_PJM_E | NYISO_G-I | PJM_E | Internal | Shoulder | B11 | 25 | 1500 | 0 | 58.18 | 59.85 | 8 | 0
2025 | NYISO_G-I_2_PJM_E | NYISO_G-I | PJM_E | Internal | Shoulder | B12 | 200 | 1500 | 0 | 43.76 | 51.66 | 8 | 0
2025 | NYISO_G-I_2_PJM_E | NYISO_G-I | PJM_E | Internal | Shoulder | B13 | 600 | 1500 | 0 | 43.76 | 46.81 | 8 | 0
2025 | NYISO_G-I_2_PJM_E | NYISO_G-I | PJM_E | Internal | Shoulder | B14 | 900 | 1500 | 0 | 43.72 | 44.45 | 8 | 0
2025 | NYISO_G-I_2_PJM_E | NYISO_G-I | PJM_E | Internal | Shoulder | B15 | 1203 | 1500 | 0 | 43.38 | 41.9 | 8 | 0
2025 | NYISO_G-I_2_PJM_E | NYISO_G-I | PJM_E | Internal | Summer | B1 | 10 | 1500 | 0 | 81.44 | 75.44 | 8 | 0
2025 | NYISO_G-I_2_PJM_E | NYISO_G-I | PJM_E | Internal | Summer | B2 | 25 | 1500 | 0 | 76.92 | 72.95 | 8 | 0
2025 | NYISO_G-I_2_PJM_E | NYISO_G-I | PJM_E | Internal | Summer | B3 | 75 | 1500 | 1388.71 | 60.4 | 68.4 | 8 | 0
2025 | NYISO_G-I_2_PJM_E | NYISO_G-I | PJM_E | Internal | Summer | B4 | 100 | 1500 | 1500 | 57.47 | 68.09 | 8 | 2.63
2025 | NYISO_G-I_2_PJM_E | NYISO_G-I | PJM_E | Internal | Summer | B5 | 200 | 1500 | 1500 | 53.69 | 63.33 | 8 | 1.64
2025 | NYISO_G-I_2_PJM_E | NYISO_G-I | PJM_E | Internal | Summer | B6 | 300 | 1500 | 0 | 53.69 | 53.65 | 8 | 0
2025 | NYISO_G-I_2_PJM_E | NYISO_G-I | PJM_E | Internal | Summer | B7 | 400 | 1500 | 0 | 51.82 | 45.82 | 8 | 0
2025 | NYISO_G-I_2_PJM_E | NYISO_G-I | PJM_E | Internal | Summer | B8 | 500 | 1500 | 0 | 42.21 | 42.4 | 8 | 0
2025 | NYISO_G-I_2_PJM_E | NYISO_G-I | PJM_E | Internal | Summer | B9 | 800 | 1500 | 0 | 41 | 40.37 | 8 | 0
2025 | NYISO_G-I_2_PJM_E | NYISO_G-I | PJM_E | Internal | Summer | B10 | 1262 | 1500 | 0 | 41 | 38.33 | 8 | 0
2025 | NYISO_G-I_2_PJM_E | NYISO_G-I | PJM_E | Internal | Winter | B16 | 25 | 1500 | 0 | 66.21 | 60.21 | 8 | 0
2025 | NYISO_G-I_2_PJM_E | NYISO_G-I | PJM_E | Internal | Winter | B17 | 100 | 1500 | 0 | 55.83 | 52.91 | 8 | 0
2025 | NYISO_G-I_2_PJM_E | NYISO_G-I | PJM_E | Internal | Winter | B18 | 400 | 1500 | 0 | 55.15 | 49.15 | 8 | 0
2025 | NYISO_G-I_2_PJM_E | NYISO_G-I | PJM_E | Internal | Winter | B19 | 700 | 1500 | 0 | 53.21 | 45.74 | 8 | 0
2025 | NYISO_G-I_2_PJM_E | NYISO_G-I | PJM_E | Internal | Winter | B20 | 935 | 1500 | 0 | 49.71 | 40.33 | 8 | 0
2025 | NYISO_J-K_2_NEISO | NYISO_J-K | NEISO | Internal | Shoulder | B11 | 25 | 0.01 | 0 | 58.19 | 40.76 | 3 | 0.65
2025 | NYISO_J-K_2_NEISO | NYISO_J-K | NEISO | Internal | Shoulder | B12 | 200 | 0.01 | 0 | 43.77 | 40.76 | 3 | 0.1
2025 | NYISO_J-K_2_NEISO | NYISO_J-K | NEISO | Internal | Shoulder | B13 | 600 | 0.01 | 0 | 43.77 | 40.76 | 3 | 0.03
2025 | NYISO_J-K_2_NEISO | NYISO_J-K | NEISO | Internal | Shoulder | B14 | 900 | 0.01 | 0 | 43.73 | 40.76 | 3 | 0.02
2025 | NYISO_J-K_2_NEISO | NYISO_J-K | NEISO | Internal | Shoulder | B15 | 1203 | 0.01 | 0 | 43.39 | 40.76 | 3 | 0.02
2025 | NYISO_J-K_2_NEISO | NYISO_J-K | NEISO | Internal | Summer | B1 | 10 | 0.01 | 0 | 81.45 | 76.42 | 3 | 1.78
2025 | NYISO_J-K_2_NEISO | NYISO_J-K | NEISO | Internal | Summer | B2 | 25 | 0.01 | 0 | 76.93 | 73.92 | 3 | 0.65
2025 | NYISO_J-K_2_NEISO | NYISO_J-K | NEISO | Internal | Summer | B3 | 75 | 0.01 | 0 | 60.42 | 57.39 | 3 | 0.25
2025 | NYISO_J-K_2_NEISO | NYISO_J-K | NEISO | Internal | Summer | B4 | 100 | 0.01 | 0 | 57.48 | 47.12 | 3 | 0.18
2025 | NYISO_J-K_2_NEISO | NYISO_J-K | NEISO | Internal | Summer | B5 | 200 | 0.01 | 0 | 53.7 | 37.7 | 3 | 0.09
2025 | NYISO_J-K_2_NEISO | NYISO_J-K | NEISO | Internal | Summer | B6 | 300 | 0.01 | 0 | 53.7 | 37.7 | 3 | 0.06
2025 | NYISO_J-K_2_NEISO | NYISO_J-K | NEISO | Internal | Summer | B7 | 400 | 0.01 | 0 | 51.83 | 37.7 | 3 | 0.05
2025 | NYISO_J-K_2_NEISO | NYISO_J-K | NEISO | Internal | Summer | B8 | 500 | 0.01 | 0 | 42.22 | 37.7 | 3 | 0.04
2025 | NYISO_J-K_2_NEISO | NYISO_J-K | NEISO | Internal | Summer | B9 | 800 | 0.01 | 0 | 41.01 | 37.7 | 3 | 0.03
2025 | NYISO_J-K_2_NEISO | NYISO_J-K | NEISO | Internal | Summer | B10 | 1262 | 0.01 | 0 | 41.01 | 37.7 | 3 | 0.02
2025 | NYISO_J-K_2_NEISO | NYISO_J-K | NEISO | Internal | Winter | B16 | 25 | 0.01 | 0 | 66.22 | 50.21 | 3 | 0.65
2025 | NYISO_J-K_2_NEISO | NYISO_J-K | NEISO | Internal | Winter | B17 | 100 | 0.01 | 0 | 55.84 | 50.21 | 3 | 0.19
2025 | NYISO_J-K_2_NEISO | NYISO_J-K | NEISO | Internal | Winter | B18 | 400 | 0.01 | 0 | 55.56 | 50.21 | 3 | 0.05
2025 | NYISO_J-K_2_NEISO | NYISO_J-K | NEISO | Internal | Winter | B19 | 700 | 0.01 | 0 | 53.23 | 50.21 | 3 | 0.03
2025 | NYISO_J-K_2_NEISO | NYISO_J-K | NEISO | Internal | Winter | B20 | 935 | 0.01 | 0 | 49.72 | 50.21 | 3 | 0.02
2025 | NYISO_J-K_2_NYISO_G-I | NYISO_J-K | NYISO_G-I | Internal | Shoulder | B11 | 25 | 1999 | 0.31 | 58.19 | 58.18 | 0.01 | 0
2025 | NYISO_J-K_2_NYISO_G-I | NYISO_J-K | NYISO_G-I | Internal | Shoulder | B12 | 200 | 1999 | 0.04 | 43.77 | 43.76 | 0.01 | 0
2025 | NYISO_J-K_2_NYISO_G-I | NYISO_J-K | NYISO_G-I | Internal | Shoulder | B13 | 600 | 1999 | 0.01 | 43.77 | 43.76 | 0.01 | 0
2025 | NYISO_J-K_2_NYISO_G-I | NYISO_J-K | NYISO_G-I | Internal | Shoulder | B14 | 900 | 1999 | 0 | 43.73 | 43.72 | 0.01 | 0
2025 | NYISO_J-K_2_NYISO_G-I | NYISO_J-K | NYISO_G-I | Internal | Shoulder | B15 | 1203 | 1999 | 0 | 43.39 | 43.38 | 0.01 | 0
2025 | NYISO_J-K_2_NYISO_G-I | NYISO_J-K | NYISO_G-I | Internal | Summer | B1 | 10 | 1999 | 0.77 | 81.45 | 81.44 | 0.01 | 0
2025 | NYISO_J-K_2_NYISO_G-I | NYISO_J-K | NYISO_G-I | Internal | Summer | B2 | 25 | 1999 | 0.32 | 76.93 | 76.92 | 0.01 | 0
2025 | NYISO_J-K_2_NYISO_G-I | NYISO_J-K | NYISO_G-I | Internal | Summer | B3 | 75 | 1999 | 0.11 | 60.42 | 60.4 | 0.01 | 0
2025 | NYISO_J-K_2_NYISO_G-I | NYISO_J-K | NYISO_G-I | Internal | Summer | B4 | 100 | 1999 | 0.08 | 57.48 | 57.47 | 0.01 | 0
2025 | NYISO_J-K_2_NYISO_G-I | NYISO_J-K | NYISO_G-I | Internal | Summer | B5 | 200 | 1999 | 0.04 | 53.7 | 53.69 | 0.01 | 0
2025 | NYISO_J-K_2_NYISO_G-I | NYISO_J-K | NYISO_G-I | Internal | Summer | B6 | 300 | 1999 | 0.03 | 53.7 | 53.69 | 0.01 | 0
2025 | NYISO_J-K_2_NYISO_G-I | NYISO_J-K | NYISO_G-I | Internal | Summer | B7 | 400 | 1999 | 0.02 | 51.83 | 51.82 | 0.01 | 0
2025 | NYISO_J-K_2_NYISO_G-I | NYISO_J-K | NYISO_G-I | Internal | Summer | B8 | 500 | 1999 | 0.02 | 42.22 | 42.21 | 0.01 | 0
2025 | NYISO_J-K_2_NYISO_G-I | NYISO_J-K | NYISO_G-I | Internal | Summer | B9 | 800 | 1999 | 0.01 | 41.01 | 41 | 0.01 | 0
2025 | NYISO_J-K_2_NYISO_G-I | NYISO_J-K | NYISO_G-I | Internal | Summer | B10 | 1262 | 1999 | 0 | 41.01 | 41 | 0.01 | 0
2025 | NYISO_J-K_2_NYISO_G-I | NYISO_J-K | NYISO_G-I | Internal | Winter | B16 | 25 | 1999 | 0.3 | 66.22 | 66.21 | 0.01 | 0
2025 | NYISO_J-K_2_NYISO_G-I | NYISO_J-K | NYISO_G-I | Internal | Winter | B17 | 100 | 1999 | 0.08 | 55.84 | 55.83 | 0.01 | 0
2025 | NYISO_J-K_2_NYISO_G-I | NYISO_J-K | NYISO_G-I | Internal | Winter | B18 | 400 | 1999 | 0 | 55.56 | 55.15 | 0.01 | 0
2025 | NYISO_J-K_2_NYISO_G-I | NYISO_J-K | NYISO_G-I | Internal | Winter | B19 | 700 | 1999 | 0.01 | 53.23 | 53.21 | 0.01 | 0
2025 | NYISO_J-K_2_NYISO_G-I | NYISO_J-K | NYISO_G-I | Internal | Winter | B20 | 935 | 1999 | 0 | 49.72 | 49.71 | 0.01 | 0
2025 | NYISO_J-K_2_PJM_E | NYISO_J-K | PJM_E | Internal | Shoulder | B11 | 25 | 0.01 | 0 | 58.19 | 59.85 | 8 | 0.64
2025 | NYISO_J-K_2_PJM_E | NYISO_J-K | PJM_E | Internal | Shoulder | B12 | 200 | 0.01 | 0 | 43.77 | 51.66 | 8 | 0.13
2025 | NYISO_J-K_2_PJM_E | NYISO_J-K | PJM_E | Internal | Shoulder | B13 | 600 | 0.01 | 0 | 43.77 | 46.81 | 8 | 0.03
2025 | NYISO_J-K_2_PJM_E | NYISO_J-K | PJM_E | Internal | Shoulder | B14 | 900 | 0.01 | 0 | 43.73 | 44.45 | 8 | 0.02
2025 | NYISO_J-K_2_PJM_E | NYISO_J-K | PJM_E | Internal | Shoulder | B15 | 1203 | 0.01 | 0 | 43.39 | 41.9 | 8 | 0.02
2025 | NYISO_J-K_2_PJM_E | NYISO_J-K | PJM_E | Internal | Summer | B1 | 10 | 0.01 | 0 | 81.45 | 75.44 | 8 | 1.59
2025 | NYISO_J-K_2_PJM_E | NYISO_J-K | PJM_E | Internal | Summer | B2 | 25 | 0.01 | 0 | 76.93 | 72.95 | 8 | 0.65
2025 | NYISO_J-K_2_PJM_E | NYISO_J-K | PJM_E | Internal | Summer | B3 | 75 | 0.01 | 0 | 60.42 | 68.4 | 8 | 0.42
2025 | NYISO_J-K_2_PJM_E | NYISO_J-K | PJM_E | Internal | Summer | B4 | 100 | 0.01 | 0 | 57.48 | 68.09 | 8 | 2.81
2025 | NYISO_J-K_2_PJM_E | NYISO_J-K | PJM_E | Internal | Summer | B5 | 200 | 0.01 | 0 | 53.7 | 63.33 | 8 | 1.73
2025 | NYISO_J-K_2_PJM_E | NYISO_J-K | PJM_E | Internal | Summer | B6 | 300 | 0.01 | 0 | 53.7 | 53.65 | 8 | 0.07
2025 | NYISO_J-K_2_PJM_E | NYISO_J-K | PJM_E | Internal | Summer | B7 | 400 | 0.01 | 0 | 51.83 | 45.82 | 8 | 0.05
2025 | NYISO_J-K_2_PJM_E | NYISO_J-K | PJM_E | Internal | Summer | B8 | 500 | 0.01 | 0 | 42.22 | 42.4 | 8 | 0.04
2025 | NYISO_J-K_2_PJM_E | NYISO_J-K | PJM_E | Internal | Summer | B9 | 800 | 0.01 | 0 | 41.01 | 40.37 | 8 | 0.02
2025 | NYISO_J-K_2_PJM_E | NYISO_J-K | PJM_E | Internal | Summer | B10 | 1262 | 0.01 | 0 | 41.01 | 38.33 | 8 | 0.02
2025 | NYISO_J-K_2_PJM_E | NYISO_J-K | PJM_E | Internal | Winter | B16 | 25 | 0.01 | 0 | 66.22 | 60.21 | 8 | 0.65
2025 | NYISO_J-K_2_PJM_E | NYISO_J-K | PJM_E | Internal | Winter | B17 | 100 | 0.01 | 0 | 55.84 | 52.91 | 8 | 0.19
2025 | NYISO_J-K_2_PJM_E | NYISO_J-K | PJM_E | Internal | Winter | B18 | 400 | 0.01 | 0 | 55.56 | 49.15 | 8 | 0.05
2025 | NYISO_J-K_2_PJM_E | NYISO_J-K | PJM_E | Internal | Winter | B19 | 700 | 0.01 | 0 | 53.23 | 45.74 | 8 | 0.03
2025 | NYISO_J-K_2_PJM_E | NYISO_J-K | PJM_E | Internal | Winter | B20 | 935 | 0.01 | 0 | 49.72 | 40.33 | 8 | 0.02
2025 | PJM_E_2_NYISO_G-I | PJM_E | NYISO_G-I | Internal | Shoulder | B11 | 25 | 500 | 0 | 59.85 | 58.18 | 6 | 0
2025 | PJM_E_2_NYISO_G-I | PJM_E | NYISO_G-I | Internal | Shoulder | B12 | 200 | 500 | 0 | 51.66 | 43.76 | 6 | 0
2025 | PJM_E_2_NYISO_G-I | PJM_E | NYISO_G-I | Internal | Shoulder | B13 | 600 | 500 | 0 | 46.81 | 43.76 | 6 | 0
2025 | PJM_E_2_NYISO_G-I | PJM_E | NYISO_G-I | Internal | Shoulder | B14 | 900 | 500 | 0 | 44.45 | 43.72 | 6 | 0
2025 | PJM_E_2_NYISO_G-I | PJM_E | NYISO_G-I | Internal | Shoulder | B15 | 1203 | 500 | 0 | 41.9 | 43.38 | 6 | 0
2025 | PJM_E_2_NYISO_G-I | PJM_E | NYISO_G-I | Internal | Summer | B1 | 10 | 500 | 325.59 | 75.44 | 81.44 | 6 | 0
2025 | PJM_E_2_NYISO_G-I | PJM_E | NYISO_G-I | Internal | Summer | B2 | 25 | 500 | 0 | 72.95 | 76.92 | 6 | 0
2025 | PJM_E_2_NYISO_G-I | PJM_E | NYISO_G-I | Internal | Summer | B3 | 75 | 500 | 0 | 68.4 | 60.4 | 6 | 0
2025 | PJM_E_2_NYISO_G-I | PJM_E | NYISO_G-I | Internal | Summer | B4 | 100 | 500 | 0 | 68.09 | 57.47 | 6 | 0
2025 | PJM_E_2_NYISO_G-I | PJM_E | NYISO_G-I | Internal | Summer | B5 | 200 | 500 | 0 | 63.33 | 53.69 | 6 | 0
2025 | PJM_E_2_NYISO_G-I | PJM_E | NYISO_G-I | Internal | Summer | B6 | 300 | 500 | 0 | 53.65 | 53.69 | 6 | 0
2025 | PJM_E_2_NYISO_G-I | PJM_E | NYISO_G-I | Internal | Summer | B7 | 400 | 500 | 437.01 | 45.82 | 51.82 | 6 | 0
2025 | PJM_E_2_NYISO_G-I | PJM_E | NYISO_G-I | Internal | Summer | B8 | 500 | 500 | 0 | 42.4 | 42.21 | 6 | 0
2025 | PJM_E_2_NYISO_G-I | PJM_E | NYISO_G-I | Internal | Summer | B9 | 800 | 500 | 0 | 40.37 | 41 | 6 | 0
2025 | PJM_E_2_NYISO_G-I | PJM_E | NYISO_G-I | Internal | Summer | B10 | 1262 | 500 | 0 | 38.33 | 41 | 6 | 0
2025 | PJM_E_2_NYISO_G-I | PJM_E | NYISO_G-I | Internal | Winter | B16 | 25 | 500 | 203.67 | 60.21 | 66.21 | 6 | 0
2025 | PJM_E_2_NYISO_G-I | PJM_E | NYISO_G-I | Internal | Winter | B17 | 100 | 500 | 0 | 52.91 | 55.83 | 6 | 0
2025 | PJM_E_2_NYISO_G-I | PJM_E | NYISO_G-I | Internal | Winter | B18 | 400 | 500 | 408.99 | 49.15 | 55.15 | 6 | 0
2025 | PJM_E_2_NYISO_G-I | PJM_E | NYISO_G-I | Internal | Winter | B19 | 700 | 500 | 500 | 45.74 | 53.21 | 6 | 1.48
2025 | PJM_E_2_NYISO_G-I | PJM_E | NYISO_G-I | Internal | Winter | B20 | 935 | 500 | 500 | 40.33 | 49.71 | 6 | 3.37
2025 | PJM_E_2_NYISO_J-K | PJM_E | NYISO_J-K | Internal | Shoulder | B11 | 25 | 330 | 0 | 59.85 | 58.19 | 6 | 0
2025 | PJM_E_2_NYISO_J-K | PJM_E | NYISO_J-K | Internal | Shoulder | B12 | 200 | 330 | 0 | 51.66 | 43.77 | 6 | 0
2025 | PJM_E_2_NYISO_J-K | PJM_E | NYISO_J-K | Internal | Shoulder | B13 | 600 | 330 | 0 | 46.81 | 43.77 | 6 | 0
2025 | PJM_E_2_NYISO_J-K | PJM_E | NYISO_J-K | Internal | Shoulder | B14 | 900 | 330 | 0 | 44.45 | 43.73 | 6 | 0
2025 | PJM_E_2_NYISO_J-K | PJM_E | NYISO_J-K | Internal | Shoulder | B15 | 1203 | 330 | 0 | 41.9 | 43.39 | 6 | 0
2025 | PJM_E_2_NYISO_J-K | PJM_E | NYISO_J-K | Internal | Summer | B1 | 10 | 330 | 328.67 | 75.44 | 81.45 | 6 | 0.01
2025 | PJM_E_2_NYISO_J-K | PJM_E | NYISO_J-K | Internal | Summer | B2 | 25 | 330 | 0 | 72.95 | 76.93 | 6 | 0
2025 | PJM_E_2_NYISO_J-K | PJM_E | NYISO_J-K | Internal | Summer | B3 | 75 | 330 | 0 | 68.4 | 60.42 | 6 | 0
2025 | PJM_E_2_NYISO_J-K | PJM_E | NYISO_J-K | Internal | Summer | B4 | 100 | 330 | 0 | 68.09 | 57.48 | 6 | 0
2025 | PJM_E_2_NYISO_J-K | PJM_E | NYISO_J-K | Internal | Summer | B5 | 200 | 330 | 0 | 63.33 | 53.7 | 6 | 0
2025 | PJM_E_2_NYISO_J-K | PJM_E | NYISO_J-K | Internal | Summer | B6 | 300 | 330 | 0 | 53.65 | 53.7 | 6 | 0
2025 | PJM_E_2_NYISO_J-K | PJM_E | NYISO_J-K | Internal | Summer | B7 | 400 | 330 | 329.96 | 45.82 | 51.83 | 6 | 0.01
2025 | PJM_E_2_NYISO_J-K | PJM_E | NYISO_J-K | Internal | Summer | B8 | 500 | 330 | 0 | 42.4 | 42.22 | 6 | 0
2025 | PJM_E_2_NYISO_J-K | PJM_E | NYISO_J-K | Internal | Summer | B9 | 800 | 330 | 0 | 40.37 | 41.01 | 6 | 0
2025 | PJM_E_2_NYISO_J-K | PJM_E | NYISO_J-K | Internal | Summer | B10 | 1262 | 330 | 0 | 38.33 | 41.01 | 6 | 0
2025 | PJM_E_2_NYISO_J-K | PJM_E | NYISO_J-K | Internal | Winter | B16 | 25 | 330 | 329.43 | 60.21 | 66.22 | 6 | 0.01
2025 | PJM_E_2_NYISO_J-K | PJM_E | NYISO_J-K | Internal | Winter | B17 | 100 | 330 | 0 | 52.91 | 55.84 | 6 | 0
2025 | PJM_E_2_NYISO_J-K | PJM_E | NYISO_J-K | Internal | Winter | B18 | 400 | 330 | 330 | 49.15 | 55.56 | 6 | 0.42
2025 | PJM_E_2_NYISO_J-K | PJM_E | NYISO_J-K | Internal | Winter | B19 | 700 | 330 | 330 | 45.74 | 53.23 | 6 | 1.49
2025 | PJM_E_2_NYISO_J-K | PJM_E | NYISO_J-K | Internal | Winter | B20 | 935 | 330 | 330 | 40.33 | 49.72 | 6 | 3.39
2025 | PJM_E_2_PJM_ROM | PJM_E | PJM_ROM | Internal | Shoulder | B11 | 25 | 8000 | 3409.18 | 59.85 | 59.86 | 0.01 | 0
2025 | PJM_E_2_PJM_ROM | PJM_E | PJM_ROM | Internal | Shoulder | B12 | 200 | 8000 | 2587.95 | 51.66 | 51.67 | 0.01 | 0
2025 | PJM_E_2_PJM_ROM | PJM_E | PJM_ROM | Internal | Shoulder | B13 | 600 | 8000 | 2862.22 | 46.81 | 46.82 | 0.01 | 0
2025 | PJM_E_2_PJM_ROM | PJM_E | PJM_ROM | Internal | Shoulder | B14 | 900 | 8000 | 692.51 | 44.45 | 44.46 | 0.01 | 0
2025 | PJM_E_2_PJM_ROM | PJM_E | PJM_ROM | Internal | Shoulder | B15 | 1203 | 8000 | 0 | 41.9 | 41.89 | 0.01 | 0
2025 | PJM_E_2_PJM_ROM | PJM_E | PJM_ROM | Internal | Summer | B1 | 10 | 8000 | 0.8 | 75.44 | 75.43 | 0.01 | 0
2025 | PJM_E_2_PJM_ROM | PJM_E | PJM_ROM | Internal | Summer | B2 | 25 | 8000 | 0.33 | 72.95 | 72.93 | 0.01 | 0
2025 | PJM_E_2_PJM_ROM | PJM_E | PJM_ROM | Internal | Summer | B3 | 75 | 8000 | 2460.97 | 68.4 | 68.42 | 0.01 | 0
2025 | PJM_E_2_PJM_ROM | PJM_E | PJM_ROM | Internal | Summer | B4 | 100 | 8000 | 4573.96 | 68.09 | 68.1 | 0.01 | 0
2025 | PJM_E_2_PJM_ROM | PJM_E | PJM_ROM | Internal | Summer | B5 | 200 | 8000 | 1883.89 | 63.33 | 63.34 | 0.01 | 0
2025 | PJM_E_2_PJM_ROM | PJM_E | PJM_ROM | Internal | Summer | B6 | 300 | 8000 | 759.05 | 53.65 | 53.66 | 0.01 | 0
2025 | PJM_E_2_PJM_ROM | PJM_E | PJM_ROM | Internal | Summer | B7 | 400 | 8000 | 726.8 | 45.82 | 45.83 | 0.01 | 0
2025 | PJM_E_2_PJM_ROM | PJM_E | PJM_ROM | Internal | Summer | B8 | 500 | 8000 | 0.02 | 42.4 | 42.39 | 0.01 | 0
2025 | PJM_E_2_PJM_ROM | PJM_E | PJM_ROM | Internal | Summer | B9 | 800 | 8000 | 0.01 | 40.37 | 40.35 | 0.01 | 0
2025 | PJM_E_2_PJM_ROM | PJM_E | PJM_ROM | Internal | Summer | B10 | 1262 | 8000 | 0 | 38.33 | 38.32 | 0.01 | 0
2025 | PJM_E_2_PJM_ROM | PJM_E | PJM_ROM | Internal | Winter | B16 | 25 | 8000 | 0.33 | 60.21 | 60.19 | 0.01 | 0
2025 | PJM_E_2_PJM_ROM | PJM_E | PJM_ROM | Internal | Winter | B17 | 100 | 8000 | 0.08 | 52.91 | 52.9 | 0.01 | 0
2025 | PJM_E_2_PJM_ROM | PJM_E | PJM_ROM | Internal | Winter | B18 | 400 | 8000 | 0.02 | 49.15 | 49.13 | 0.01 | 0
2025 | PJM_E_2_PJM_ROM | PJM_E | PJM_ROM | Internal | Winter | B19 | 700 | 8000 | 0.01 | 45.74 | 45.72 | 0.01 | 0
2025 | PJM_E_2_PJM_ROM | PJM_E | PJM_ROM | Internal | Winter | B20 | 935 | 8000 | 0 | 40.33 | 40.32 | 0.01 | 0
2025 | PJM_ROR_2_MISO_IN | PJM_ROR | MISO_IN | Internal | Shoulder | B11 | 25 | 909 | 908.99 | 59.87 | 63.11 | 2 | 1.24
2025 | PJM_ROR_2_MISO_IN | PJM_ROR | MISO_IN | Internal | Shoulder | B12 | 200 | 909 | 0 | 51.68 | 50.93 | 2 | 0
2025 | PJM_ROR_2_MISO_IN | PJM_ROR | MISO_IN | Internal | Shoulder | B13 | 600 | 909 | 0 | 46.82 | 44.84 | 2 | 0
2025 | PJM_ROR_2_MISO_IN | PJM_ROR | MISO_IN | Internal | Shoulder | B14 | 900 | 909 | 0 | 44.45 | 43.96 | 2 | 0
2025 | PJM_ROR_2_MISO_IN | PJM_ROR | MISO_IN | Internal | Shoulder | B15 | 1203 | 909 | 0 | 41.88 | 41.52 | 2 | 0
2025 | PJM_ROR_2_MISO_IN | PJM_ROR | MISO_IN | Internal | Summer | B1 | 10 | 909 | 0 | 75.42 | 73.43 | 2 | 0
2025 | PJM_ROR_2_MISO_IN | PJM_ROR | MISO_IN | Internal | Summer | B2 | 25 | 909 | 0 | 72.92 | 71.23 | 2 | 0
2025 | PJM_ROR_2_MISO_IN | PJM_ROR | MISO_IN | Internal | Summer | B3 | 75 | 909 | 0 | 68.43 | 68.91 | 2 | 0
2025 | PJM_ROR_2_MISO_IN | PJM_ROR | MISO_IN | Internal | Summer | B4 | 100 | 909 | 0 | 68.12 | 68.89 | 2 | 0
2025 | PJM_ROR_2_MISO_IN | PJM_ROR | MISO_IN | Internal | Summer | B5 | 200 | 909 | 569.68 | 63.35 | 65.35 | 2 | 0
2025 | PJM_ROR_2_MISO_IN | PJM_ROR | MISO_IN | Internal | Summer | B6 | 300 | 909 | 0 | 53.68 | 52.44 | 2 | 0
2025 | PJM_ROR_2_MISO_IN | PJM_ROR | MISO_IN | Internal | Summer | B7 | 400 | 909 | 0 | 45.82 | 43.85 | 2 | 0
2025 | PJM_ROR_2_MISO_IN | PJM_ROR | MISO_IN | Internal | Summer | B8 | 500 | 909 | 0 | 42.37 | 41.14 | 2 | 0
2025 | PJM_ROR_2_MISO_IN | PJM_ROR | MISO_IN | Internal | Summer | B9 | 800 | 909 | 0 | 40.34 | 40.52 | 2 | 0
2025 | PJM_ROR_2_MISO_IN | PJM_ROR | MISO_IN | Internal | Summer | B10 | 1262 | 909 | 0 | 38.31 | 37.53 | 2 | 0
2025 | PJM_ROR_2_MISO_IN | PJM_ROR | MISO_IN | Internal | Winter | B16 | 25 | 909 | 0 | 60.18 | 58.22 | 2 | 0
2025 | PJM_ROR_2_MISO_IN | PJM_ROR | MISO_IN | Internal | Winter | B17 | 100 | 909 | 0 | 52.89 | 53.26 | 2 | 0
2025 | PJM_ROR_2_MISO_IN | PJM_ROR | MISO_IN | Internal | Winter | B18 | 400 | 909 | 0 | 49.12 | 47.13 | 2 | 0
2025 | PJM_ROR_2_MISO_IN | PJM_ROR | MISO_IN | Internal | Winter | B19 | 700 | 909 | 0 | 45.71 | 44.76 | 2 | 0
2025 | PJM_ROR_2_MISO_IN | PJM_ROR | MISO_IN | Internal | Winter | B20 | 935 | 909 | 0 | 40.31 | 40.21 | 2 | 0
2025 | PJM_ROR_2_MISO_MI | PJM_ROR | MISO_MI | Internal | Shoulder | B11 | 25 | 1305 | 0.91 | 59.87 | 61.86 | 2 | 0
2025 | PJM_ROR_2_MISO_MI | PJM_ROR | MISO_MI | Internal | Shoulder | B12 | 200 | 1305 | 0 | 51.68 | 50.94 | 2 | 0
2025 | PJM_ROR_2_MISO_MI | PJM_ROR | MISO_MI | Internal | Shoulder | B13 | 600 | 1305 | 0 | 46.82 | 44.85 | 2 | 0
2025 | PJM_ROR_2_MISO_MI | PJM_ROR | MISO_MI | Internal | Shoulder | B14 | 900 | 1305 | 0 | 44.45 | 43.97 | 2 | 0
2025 | PJM_ROR_2_MISO_MI | PJM_ROR | MISO_MI | Internal | Shoulder | B15 | 1203 | 1305 | 0 | 41.88 | 41.53 | 2 | 0
2025 | PJM_ROR_2_MISO_MI | PJM_ROR | MISO_MI | Internal | Summer | B1 | 10 | 1305 | 0 | 75.42 | 73.42 | 2 | 0
2025 | PJM_ROR_2_MISO_MI | PJM_ROR | MISO_MI | Internal | Summer | B2 | 25 | 1305 | 0 | 72.92 | 70.92 | 2 | 0
2025 | PJM_ROR_2_MISO_MI | PJM_ROR | MISO_MI | Internal | Summer | B3 | 75 | 1305 | 0 | 68.43 | 66.55 | 2 | 0
2025 | PJM_ROR_2_MISO_MI | PJM_ROR | MISO_MI | Internal | Summer | B4 | 100 | 1305 | 0 | 68.12 | 66.11 | 2 | 0
2025 | PJM_ROR_2_MISO_MI | PJM_ROR | MISO_MI | Internal | Summer | B5 | 200 | 1305 | 0.08 | 63.35 | 65.34 | 2 | 0
2025 | PJM_ROR_2_MISO_MI | PJM_ROR | MISO_MI | Internal | Summer | B6 | 300 | 1305 | 0 | 53.68 | 52.43 | 2 | 0
2025 | PJM_ROR_2_MISO_MI | PJM_ROR | MISO_MI | Internal | Summer | B7 | 400 | 1305 | 0 | 45.82 | 43.87 | 2 | 0
2025 | PJM_ROR_2_MISO_MI | PJM_ROR | MISO_MI | Internal | Summer | B8 | 500 | 1305 | 0 | 42.37 | 41.16 | 2 | 0
2025 | PJM_ROR_2_MISO_MI | PJM_ROR | MISO_MI | Internal | Summer | B9 | 800 | 1305 | 0 | 40.34 | 40.53 | 2 | 0
2025 | PJM_ROR_2_MISO_MI | PJM_ROR | MISO_MI | Internal | Summer | B10 | 1262 | 1305 | 0 | 38.31 | 37.54 | 2 | 0
2025 | PJM_ROR_2_MISO_MI | PJM_ROR | MISO_MI | Internal | Winter | B16 | 25 | 1305 | 0 | 60.18 | 58.21 | 2 | 0
2025 | PJM_ROR_2_MISO_MI | PJM_ROR | MISO_MI | Internal | Winter | B17 | 100 | 1305 | 0 | 52.89 | 53.27 | 2 | 0
2025 | PJM_ROR_2_MISO_MI | PJM_ROR | MISO_MI | Internal | Winter | B18 | 400 | 1305 | 0 | 49.12 | 47.12 | 2 | 0
2025 | PJM_ROR_2_MISO_MI | PJM_ROR | MISO_MI | Internal | Winter | B19 | 700 | 1305 | 0 | 45.71 | 44.78 | 2 | 0
2025 | PJM_ROR_2_MISO_MI | PJM_ROR | MISO_MI | Internal | Winter | B20 | 935 | 1305 | 0 | 40.31 | 40.22 | 2 | 0
2025 | PJM_ROR_2_MISO_MO-IL | PJM_ROR | MISO_MO-IL | Internal | Shoulder | B11 | 25 | 1111 | 1110.99 | 59.87 | 63.1 | 2 | 1.23
2025 | PJM_ROR_2_MISO_MO-IL | PJM_ROR | MISO_MO-IL | Internal | Shoulder | B12 | 200 | 1111 | 0 | 51.68 | 49.7 | 2 | 0
2025 | PJM_ROR_2_MISO_MO-IL | PJM_ROR | MISO_MO-IL | Internal | Shoulder | B13 | 600 | 1111 | 0 | 46.82 | 44.83 | 2 | 0
2025 | PJM_ROR_2_MISO_MO-IL | PJM_ROR | MISO_MO-IL | Internal | Shoulder | B14 | 900 | 1111 | 0 | 44.45 | 43.95 | 2 | 0
2025 | PJM_ROR_2_MISO_MO-IL | PJM_ROR | MISO_MO-IL | Internal | Shoulder | B15 | 1203 | 1111 | 0 | 41.88 | 41.45 | 2 | 0
2025 | PJM_ROR_2_MISO_MO-IL | PJM_ROR | MISO_MO-IL | Internal | Summer | B1 | 10 | 1111 | 0 | 75.42 | 73.42 | 2 | 0
2025 | PJM_ROR_2_MISO_MO-IL | PJM_ROR | MISO_MO-IL | Internal | Summer | B2 | 25 | 1111 | 0 | 72.92 | 71.22 | 2 | 0
2025 | PJM_ROR_2_MISO_MO-IL | PJM_ROR | MISO_MO-IL | Internal | Summer | B3 | 75 | 1111 | 0 | 68.43 | 68.9 | 2 | 0
2025 | PJM_ROR_2_MISO_MO-IL | PJM_ROR | MISO_MO-IL | Internal | Summer | B4 | 100 | 1111 | 0 | 68.12 | 68.9 | 2 | 0
2025 | PJM_ROR_2_MISO_MO-IL | PJM_ROR | MISO_MO-IL | Internal | Summer | B5 | 200 | 1111 | 172.38 | 63.35 | 65.35 | 2 | 0
2025 | PJM_ROR_2_MISO_MO-IL | PJM_ROR | MISO_MO-IL | Internal | Summer | B6 | 300 | 1111 | 0 | 53.68 | 52.45 | 2 | 0
2025 | PJM_ROR_2_MISO_MO-IL | PJM_ROR | MISO_MO-IL | Internal | Summer | B7 | 400 | 1111 | 0 | 45.82 | 43.84 | 2 | 0
2025 | PJM_ROR_2_MISO_MO-IL | PJM_ROR | MISO_MO-IL | Internal | Summer | B8 | 500 | 1111 | 0 | 42.37 | 41.13 | 2 | 0
2025 | PJM_ROR_2_MISO_MO-IL | PJM_ROR | MISO_MO-IL | Internal | Summer | B9 | 800 | 1111 | 0 | 40.34 | 40.45 | 2 | 0
2025 | PJM_ROR_2_MISO_MO-IL | PJM_ROR | MISO_MO-IL | Internal | Summer | B10 | 1262 | 1111 | 0 | 38.31 | 37.15 | 2 | 0
2025 | PJM_ROR_2_MISO_MO-IL | PJM_ROR | MISO_MO-IL | Internal | Winter | B16 | 25 | 1111 | 0 | 60.18 | 58.21 | 2 | 0
2025 | PJM_ROR_2_MISO_MO-IL | PJM_ROR | MISO_MO-IL | Internal | Winter | B17 | 100 | 1111 | 0 | 52.89 | 50.89 | 2 | 0
2025 | PJM_ROR_2_MISO_MO-IL | PJM_ROR | MISO_MO-IL | Internal | Winter | B18 | 400 | 1111 | 0 | 49.12 | 47.12 | 2 | 0
2025 | PJM_ROR_2_MISO_MO-IL | PJM_ROR | MISO_MO-IL | Internal | Winter | B19 | 700 | 1111 | 0 | 45.71 | 44.75 | 2 | 0
2025 | PJM_ROR_2_MISO_MO-IL | PJM_ROR | MISO_MO-IL | Internal | Winter | B20 | 935 | 1111 | 0 | 40.31 | 40.2 | 2 | 0
2025 | PJM_ROR_2_MISO_W | PJM_ROR | MISO_W | Internal | Shoulder | B11 | 25 | 709 | 708.99 | 59.87 | 63.09 | 2 | 1.22
2025 | PJM_ROR_2_MISO_W | PJM_ROR | MISO_W | Internal | Shoulder | B12 | 200 | 709 | 0 | 51.68 | 49.68 | 2 | 0
2025 | PJM_ROR_2_MISO_W | PJM_ROR | MISO_W | Internal | Shoulder | B13 | 600 | 709 | 0 | 46.82 | 44.82 | 2 | 0
2025 | PJM_ROR_2_MISO_W | PJM_ROR | MISO_W | Internal | Shoulder | B14 | 900 | 709 | 0 | 44.45 | 43.95 | 2 | 0
2025 | PJM_ROR_2_MISO_W | PJM_ROR | MISO_W | Internal | Shoulder | B15 | 1203 | 709 | 0 | 41.88 | 41.46 | 2 | 0
2025 | PJM_ROR_2_MISO_W | PJM_ROR | MISO_W | Internal | Summer | B1 | 10 | 709 | 0 | 75.42 | 73.4 | 2 | 0
2025 | PJM_ROR_2_MISO_W | PJM_ROR | MISO_W | Internal | Summer | B2 | 25 | 709 | 0 | 72.92 | 71.21 | 2 | 0
2025 | PJM_ROR_2_MISO_W | PJM_ROR | MISO_W | Internal | Summer | B3 | 75 | 709 | 0.01 | 68.43 | 70.2 | 2 | 0
2025 | PJM_ROR_2_MISO_W | PJM_ROR | MISO_W | Internal | Summer | B4 | 100 | 709 | 359.82 | 68.12 | 70.12 | 2 | 0
2025 | PJM_ROR_2_MISO_W | PJM_ROR | MISO_W | Internal | Summer | B5 | 200 | 709 | 532.15 | 63.35 | 65.35 | 2 | 0
2025 | PJM_ROR_2_MISO_W | PJM_ROR | MISO_W | Internal | Summer | B6 | 300 | 709 | 0 | 53.68 | 52.44 | 2 | 0
2025 | PJM_ROR_2_MISO_W | PJM_ROR | MISO_W | Internal | Summer | B7 | 400 | 709 | 0 | 45.82 | 43.83 | 2 | 0
2025 | PJM_ROR_2_MISO_W | PJM_ROR | MISO_W | Internal | Summer | B8 | 500 | 709 | 0 | 42.37 | 41.12 | 2 | 0
2025 | PJM_ROR_2_MISO_W | PJM_ROR | MISO_W | Internal | Summer | B9 | 800 | 709 | 0 | 40.34 | 40.44 | 2 | 0
2025 | PJM_ROR_2_MISO_W | PJM_ROR | MISO_W | Internal | Summer | B10 | 1262 | 709 | 0 | 38.31 | 37.14 | 2 | 0
2025 | PJM_ROR_2_MISO_W | PJM_ROR | MISO_W | Internal | Winter | B16 | 25 | 709 | 0 | 60.18 | 58.19 | 2 | 0
2025 | PJM_ROR_2_MISO_W | PJM_ROR | MISO_W | Internal | Winter | B17 | 100 | 709 | 0 | 52.89 | 50.88 | 2 | 0
2025 | PJM_ROR_2_MISO_W | PJM_ROR | MISO_W | Internal | Winter | B18 | 400 | 709 | 0 | 49.12 | 47.13 | 2 | 0
2025 | PJM_ROR_2_MISO_W | PJM_ROR | MISO_W | Internal | Winter | B19 | 700 | 709 | 0 | 45.71 | 44.76 | 2 | 0
2025 | PJM_ROR_2_MISO_W | PJM_ROR | MISO_W | Internal | Winter | B20 | 935 | 709 | 0 | 40.31 | 40.18 | 2 | 0
2025 | PJM_ROR_2_MISO_WUMS | PJM_ROR | MISO_WUMS | Internal | Shoulder | B11 | 25 | 1467 | 250.71 | 59.87 | 61.87 | 2 | 0
2025 | PJM_ROR_2_MISO_WUMS | PJM_ROR | MISO_WUMS | Internal | Shoulder | B12 | 200 | 1467 | 0 | 51.68 | 49.68 | 2 | 0
2025 | PJM_ROR_2_MISO_WUMS | PJM_ROR | MISO_WUMS | Internal | Shoulder | B13 | 600 | 1467 | 0 | 46.82 | 44.82 | 2 | 0
2025 | PJM_ROR_2_MISO_WUMS | PJM_ROR | MISO_WUMS | Internal | Shoulder | B14 | 900 | 1467 | 0 | 44.45 | 43.2 | 2 | 0
2025 | PJM_ROR_2_MISO_WUMS | PJM_ROR | MISO_WUMS | Internal | Shoulder | B15 | 1203 | 1467 | 0 | 41.88 | 41.47 | 2 | 0
2025 | PJM_ROR_2_MISO_WUMS | PJM_ROR | MISO_WUMS | Internal | Summer | B1 | 10 | 1467 | 0 | 75.42 | 66.56 | 2 | 0
2025 | PJM_ROR_2_MISO_WUMS | PJM_ROR | MISO_WUMS | Internal | Summer | B2 | 25 | 1467 | 0 | 72.92 | 66.56 | 2 | 0
2025 | PJM_ROR_2_MISO_WUMS | PJM_ROR | MISO_WUMS | Internal | Summer | B3 | 75 | 1467 | 0 | 68.43 | 66.56 | 2 | 0
2025 | PJM_ROR_2_MISO_WUMS | PJM_ROR | MISO_WUMS | Internal | Summer | B4 | 100 | 1467 | 0 | 68.12 | 66.56 | 2 | 0
2025 | PJM_ROR_2_MISO_WUMS | PJM_ROR | MISO_WUMS | Internal | Summer | B5 | 200 | 1467 | 0 | 63.35 | 64.61 | 2 | 0
2025 | PJM_ROR_2_MISO_WUMS | PJM_ROR | MISO_WUMS | Internal | Summer | B6 | 300 | 1467 | 0 | 53.68 | 51.68 | 2 | 0
2025 | PJM_ROR_2_MISO_WUMS | PJM_ROR | MISO_WUMS | Internal | Summer | B7 | 400 | 1467 | 0 | 45.82 | 43.82 | 2 | 0
2025 | PJM_ROR_2_MISO_WUMS | PJM_ROR | MISO_WUMS | Internal | Summer | B8 | 500 | 1467 | 0 | 42.37 | 41.11 | 2 | 0
2025 | PJM_ROR_2_MISO_WUMS | PJM_ROR | MISO_WUMS | Internal | Summer | B9 | 800 | 1467 | 0 | 40.34 | 40.11 | 2 | 0
2025 | PJM_ROR_2_MISO_WUMS | PJM_ROR | MISO_WUMS | Internal | Summer | B10 | 1262 | 1467 | 0 | 38.31 | 37.15 | 2 | 0
2025 | PJM_ROR_2_MISO_WUMS | PJM_ROR | MISO_WUMS | Internal | Winter | B16 | 25 | 1467 | 0 | 60.18 | 58.18 | 2 | 0
2025 | PJM_ROR_2_MISO_WUMS | PJM_ROR | MISO_WUMS | Internal | Winter | B17 | 100 | 1467 | 0 | 52.89 | 50.89 | 2 | 0
2025 | PJM_ROR_2_MISO_WUMS | PJM_ROR | MISO_WUMS | Internal | Winter | B18 | 400 | 1467 | 0 | 49.12 | 47.12 | 2 | 0
2025 | PJM_ROR_2_MISO_WUMS | PJM_ROR | MISO_WUMS | Internal | Winter | B19 | 700 | 1467 | 0 | 45.71 | 44.16 | 2 | 0
2025 | PJM_ROR_2_MISO_WUMS | PJM_ROR | MISO_WUMS | Internal | Winter | B20 | 935 | 1467 | 0 | 40.31 | 40.2 | 2 | 0
2025 | PJM_ROR_2_PJM_ROM | PJM_ROR | PJM_ROM | Internal | Shoulder | B11 | 25 | 8000 | 0.32 | 59.87 | 59.86 | 0.01 | 0
2025 | PJM_ROR_2_PJM_ROM | PJM_ROR | PJM_ROM | Internal | Shoulder | B12 | 200 | 8000 | 0.04 | 51.68 | 51.67 | 0.01 | 0
2025 | PJM_ROR_2_PJM_ROM | PJM_ROR | PJM_ROM | Internal | Shoulder | B13 | 600 | 8000 | 0.03 | 46.82 | 46.82 | 0.01 | 0
2025 | PJM_ROR_2_PJM_ROM | PJM_ROR | PJM_ROM | Internal | Shoulder | B14 | 900 | 8000 | 1850.52 | 44.45 | 44.46 | 0.01 | 0
2025 | PJM_ROR_2_PJM_ROM | PJM_ROR | PJM_ROM | Internal | Shoulder | B15 | 1203 | 8000 | 2579.73 | 41.88 | 41.89 | 0.01 | 0
2025 | PJM_ROR_2_PJM_ROM | PJM_ROR | PJM_ROM | Internal | Summer | B1 | 10 | 8000 | 4426.26 | 75.42 | 75.43 | 0.01 | 0
2025 | PJM_ROR_2_PJM_ROM | PJM_ROR | PJM_ROM | Internal | Summer | B2 | 25 | 8000 | 2411.19 | 72.92 | 72.93 | 0.01 | 0
2025 | PJM_ROR_2_PJM_ROM | PJM_ROR | PJM_ROM | Internal | Summer | B3 | 75 | 8000 | 0.11 | 68.43 | 68.42 | 0.01 | 0
2025 | PJM_ROR_2_PJM_ROM | PJM_ROR | PJM_ROM | Internal | Summer | B4 | 100 | 8000 | 0.08 | 68.12 | 68.1 | 0.01 | 0
2025 | PJM_ROR_2_PJM_ROM | PJM_ROR | PJM_ROM | Internal | Summer | B5 | 200 | 8000 | 0.04 | 63.35 | 63.34 | 0.01 | 0
2025 | PJM_ROR_2_PJM_ROM | PJM_ROR | PJM_ROM | Internal | Summer | B6 | 300 | 8000 | 0.03 | 53.68 | 53.66 | 0.01 | 0
2025 | PJM_ROR_2_PJM_ROM | PJM_ROR | PJM_ROM | Internal | Summer | B7 | 400 | 8000 | 594.28 | 45.82 | 45.83 | 0.01 | 0
2025 | PJM_ROR_2_PJM_ROM | PJM_ROR | PJM_ROM | Internal | Summer | B8 | 500 | 8000 | 2278.72 | 42.37 | 42.39 | 0.01 | 0
2025 | PJM_ROR_2_PJM_ROM | PJM_ROR | PJM_ROM | Internal | Summer | B9 | 800 | 8000 | 5105.44 | 40.34 | 40.35 | 0.01 | 0
2025 | PJM_ROR_2_PJM_ROM | PJM_ROR | PJM_ROM | Internal | Summer | B10 | 1262 | 8000 | 5493.44 | 38.31 | 38.32 | 0.01 | 0
2025 | PJM_ROR_2_PJM_ROM | PJM_ROR | PJM_ROM | Internal | Winter | B16 | 25 | 8000 | 1323.76 | 60.18 | 60.19 | 0.01 | 0
2025 | PJM_ROR_2_PJM_ROM | PJM_ROR | PJM_ROM | Internal | Winter | B17 | 100 | 8000 | 3393.1 | 52.89 | 52.9 | 0.01 | 0
2025 | PJM_ROR_2_PJM_ROM | PJM_ROR | PJM_ROM | Internal | Winter | B18 | 400 | 8000 | 6558.93 | 49.12 | 49.13 | 0.01 | 0
2025 | PJM_ROR_2_PJM_ROM | PJM_ROR | PJM_ROM | Internal | Winter | B19 | 700 | 8000 | 6847.63 | 45.71 | 45.72 | 0.01 | 0
2025 | PJM_ROR_2_PJM_ROM | PJM_ROR | PJM_ROM | Internal | Winter | B20 | 935 | 8000 | 6700.93 | 40.31 | 40.32 | 0.01 | 0
2025 | PJM_ROR_2_TVA_Transmission | PJM_ROR | TVA_Transmission | Internal | Shoulder | B11 | 25 | 2500 | 0.06 | 59.87 | 65.75 | 6 | 0
2025 | PJM_ROR_2_TVA_Transmission | PJM_ROR | TVA_Transmission | Internal | Shoulder | B12 | 200 | 2500 | 0 | 51.68 | 52.43 | 6 | 0
2025 | PJM_ROR_2_TVA_Transmission | PJM_ROR | TVA_Transmission | Internal | Shoulder | B13 | 600 | 2500 | 0 | 46.82 | 49.05 | 6 | 0
2025 | PJM_ROR_2_TVA_Transmission | PJM_ROR | TVA_Transmission | Internal | Shoulder | B14 | 900 | 2500 | 0 | 44.45 | 48 | 6 | 0
2025 | PJM_ROR_2_TVA_Transmission | PJM_ROR | TVA_Transmission | Internal | Shoulder | B15 | 1203 | 2500 | 0 | 41.88 | 46.51 | 6 | 0
2025 | PJM_ROR_2_TVA_Transmission | PJM_ROR | TVA_Transmission | Internal | Summer | B1 | 10 | 2500 | 711.93 | 75.42 | 81.42 | 6 | 0
2025 | PJM_ROR_2_TVA_Transmission | PJM_ROR | TVA_Transmission | Internal | Summer | B2 | 25 | 2500 | 2499.97 | 72.92 | 79.22 | 6 | 0.3
2025 | PJM_ROR_2_TVA_Transmission | PJM_ROR | TVA_Transmission | Internal | Summer | B3 | 75 | 2500 | 905.73 | 68.43 | 74.43 | 6 | 0
2025 | PJM_ROR_2_TVA_Transmission | PJM_ROR | TVA_Transmission | Internal | Summer | B4 | 100 | 2500 | 861.52 | 68.12 | 74.12 | 6 | 0
2025 | PJM_ROR_2_TVA_Transmission | PJM_ROR | TVA_Transmission | Internal | Summer | B5 | 200 | 2500 | 0 | 63.35 | 68.95 | 6 | 0
2025 | PJM_ROR_2_TVA_Transmission | PJM_ROR | TVA_Transmission | Internal | Summer | B6 | 300 | 2500 | 0 | 53.68 | 59.56 | 6 | 0
2025 | PJM_ROR_2_TVA_Transmission | PJM_ROR | TVA_Transmission | Internal | Summer | B7 | 400 | 2500 | 0 | 45.82 | 51.16 | 6 | 0
2025 | PJM_ROR_2_TVA_Transmission | PJM_ROR | TVA_Transmission | Internal | Summer | B8 | 500 | 2500 | 0 | 42.37 | 46.48 | 6 | 0
2025 | PJM_ROR_2_TVA_Transmission | PJM_ROR | TVA_Transmission | Internal | Summer | B9 | 800 | 2500 | 0 | 40.34 | 45.55 | 6 | 0
2025 | PJM_ROR_2_TVA_Transmission | PJM_ROR | TVA_Transmission | Internal | Summer | B10 | 1262 | 2500 | 0 | 38.31 | 42.54 | 6 | 0
2025 | PJM_ROR_2_TVA_Transmission | PJM_ROR | TVA_Transmission | Internal | Winter | B16 | 25 | 2500 | 380.94 | 60.18 | 66.18 | 6 | 0
2025 | PJM_ROR_2_TVA_Transmission | PJM_ROR | TVA_Transmission | Internal | Winter | B17 | 100 | 2500 | 0 | 52.89 | 54.96 | 6 | 0
2025 | PJM_ROR_2_TVA_Transmission | PJM_ROR | TVA_Transmission | Internal | Winter | B18 | 400 | 2500 | 0 | 49.12 | 50.61 | 6 | 0
2025 | PJM_ROR_2_TVA_Transmission | PJM_ROR | TVA_Transmission | Internal | Winter | B19 | 700 | 2500 | 0 | 45.71 | 48.48 | 6 | 0
2025 | PJM_ROR_2_TVA_Transmission | PJM_ROR | TVA_Transmission | Internal | Winter | B20 | 935 | 2500 | 155.53 | 40.31 | 46.31 | 6 | 0
2025 | PJM_ROR_2_VACAR | PJM_ROR | VACAR | Internal | Shoulder | B11 | 25 | 3000 | 2725.47 | 59.87 | 65.87 | 6 | 0
2025 | PJM_ROR_2_VACAR | PJM_ROR | VACAR | Internal | Shoulder | B12 | 200 | 3000 | 0 | 51.68 | 53.87 | 6 | 0
2025 | PJM_ROR_2_VACAR | PJM_ROR | VACAR | Internal | Shoulder | B13 | 600 | 3000 | 0 | 46.82 | 50.45 | 6 | 0
2025 | PJM_ROR_2_VACAR | PJM_ROR | VACAR | Internal | Shoulder | B14 | 900 | 3000 | 0.06 | 44.45 | 50.45 | 6 | 0
2025 | PJM_ROR_2_VACAR | PJM_ROR | VACAR | Internal | Shoulder | B15 | 1203 | 3000 | 0 | 41.88 | 46.39 | 6 | 0
2025 | PJM_ROR_2_VACAR | PJM_ROR | VACAR | Internal | Summer | B1 | 10 | 3000 | 1281.27 | 75.42 | 81.42 | 6 | 0
2025 | PJM_ROR_2_VACAR | PJM_ROR | VACAR | Internal | Summer | B2 | 25 | 3000 | 3000 | 72.92 | 80.6 | 6 | 1.68
2025 | PJM_ROR_2_VACAR | PJM_ROR | VACAR | Internal | Summer | B3 | 75 | 3000 | 3000 | 68.43 | 80.6 | 6 | 6.17
2025 | PJM_ROR_2_VACAR | PJM_ROR | VACAR | Internal | Summer | B4 | 100 | 3000 | 3000 | 68.12 | 78.98 | 6 | 4.87
2025 | PJM_ROR_2_VACAR | PJM_ROR | VACAR | Internal | Summer | B5 | 200 | 3000 | 3000 | 63.35 | 70.11 | 6 | 0.76
2025 | PJM_ROR_2_VACAR | PJM_ROR | VACAR | Internal | Summer | B6 | 300 | 3000 | 3000 | 53.68 | 61.45 | 6 | 1.78
2025 | PJM_ROR_2_VACAR | PJM_ROR | VACAR | Internal | Summer | B7 | 400 | 3000 | 2794.18 | 45.82 | 51.82 | 6 | 0
2025 | PJM_ROR_2_VACAR | PJM_ROR | VACAR | Internal | Summer | B8 | 500 | 3000 | 1495.48 | 42.37 | 48.37 | 6 | 0
2025 | PJM_ROR_2_VACAR | PJM_ROR | VACAR | Internal | Summer | B9 | 800 | 3000 | 0 | 40.34 | 45.02 | 6 | 0
2025 | PJM_ROR_2_VACAR | PJM_ROR | VACAR | Internal | Summer | B10 | 1262 | 3000 | 3000 | 38.31 | 44.54 | 6 | 0.23
2025 | PJM_ROR_2_VACAR | PJM_ROR | VACAR | Internal | Winter | B16 | 25 | 3000 | 3000 | 60.18 | 68.18 | 6 | 2
2025 | PJM_ROR_2_VACAR | PJM_ROR | VACAR | Internal | Winter | B17 | 100 | 3000 | 989.34 | 52.89 | 58.89 | 6 | 0
2025 | PJM_ROR_2_VACAR | PJM_ROR | VACAR | Internal | Winter | B18 | 400 | 3000 | 0 | 49.12 | 50.54 | 6 | 0
2025 | PJM_ROR_2_VACAR | PJM_ROR | VACAR | Internal | Winter | B19 | 700 | 3000 | 0 | 45.71 | 50.54 | 6 | 0
2025 | PJM_ROR_2_VACAR | PJM_ROR | VACAR | Internal | Winter | B20 | 935 | 3000 | 2365.74 | 40.31 | 46.31 | 6 | 0
2025 | PJM_ROM_2_NYISO_A-F | PJM_ROM | NYISO_A-F | Internal | Shoulder | B11 | 25 | 2000 | 0 | 59.86 | 43.47 | 6 | 0
2025 | PJM_ROM_2_NYISO_A-F | PJM_ROM | NYISO_A-F | Internal | Shoulder | B12 | 200 | 2000 | 0 | 51.67 | 43.67 | 6 | 0
2025 | PJM_ROM_2_NYISO_A-F | PJM_ROM | NYISO_A-F | Internal | Shoulder | B13 | 600 | 2000 | 0 | 46.82 | 43.47 | 6 | 0
2025 | PJM_ROM_2_NYISO_A-F | PJM_ROM | NYISO_A-F | Internal | Shoulder | B14 | 900 | 2000 | 0 | 44.46 | 43.37 | 6 | 0
2025 | PJM_ROM_2_NYISO_A-F | PJM_ROM | NYISO_A-F | Internal | Shoulder | B15 | 1203 | 2000 | 0 | 41.89 | 43.37 | 6 | 0
2025 | PJM_ROM_2_NYISO_A-F | PJM_ROM | NYISO_A-F | Internal | Summer | B1 | 10 | 2000 | 0 | 75.43 | 73.42 | 6 | 0
2025 | PJM_ROM_2_NYISO_A-F | PJM_ROM | NYISO_A-F | Internal | Summer | B2 | 25 | 2000 | 0 | 72.93 | 70.92 | 6 | 0
2025 | PJM_ROM_2_NYISO_A-F | PJM_ROM | NYISO_A-F | Internal | Summer | B3 | 75 | 2000 | 0 | 68.42 | 60.39 | 6 | 0
2025 | PJM_ROM_2_NYISO_A-F | PJM_ROM | NYISO_A-F | Internal | Summer | B4 | 100 | 2000 | 0 | 68.1 | 50.12 | 6 | 0
2025 | PJM_ROM_2_NYISO_A-F | PJM_ROM | NYISO_A-F | Internal | Summer | B5 | 200 | 2000 | 0 | 63.34 | 48.41 | 6 | 0
2025 | PJM_ROM_2_NYISO_A-F | PJM_ROM | NYISO_A-F | Internal | Summer | B6 | 300 | 2000 | 0 | 53.66 | 48.41 | 6 | 0
2025 | PJM_ROM_2_NYISO_A-F | PJM_ROM | NYISO_A-F | Internal | Summer | B7 | 400 | 2000 | 0 | 45.83 | 43.87 | 6 | 0
2025 | PJM_ROM_2_NYISO_A-F | PJM_ROM | NYISO_A-F | Internal | Summer | B8 | 500 | 2000 | 0 | 42.39 | 42.19 | 6 | 0
2025 | PJM_ROM_2_NYISO_A-F | PJM_ROM | NYISO_A-F | Internal | Summer | B9 | 800 | 2000 | 0 | 40.35 | 40.98 | 6 | 0
2025 | PJM_ROM_2_NYISO_A-F | PJM_ROM | NYISO_A-F | Internal | Summer | B10 | 1262 | 2000 | 0 | 38.32 | 40.98 | 6 | 0
2025 | PJM_ROM_2_NYISO_A-F | PJM_ROM | NYISO_A-F | Internal | Winter | B16 | 25 | 2000 | 0 | 60.19 | 50.39 | 6 | 0
2025 | PJM_ROM_2_NYISO_A-F | PJM_ROM | NYISO_A-F | Internal | Winter | B17 | 100 | 2000 | 0 | 52.9 | 48.19 | 6 | 0
2025 | PJM_ROM_2_NYISO_A-F | PJM_ROM | NYISO_A-F | Internal | Winter | B18 | 400 | 2000 | 0 | 49.13 | 46.32 | 6 | 0
2025 | PJM_ROM_2_NYISO_A-F | PJM_ROM | NYISO_A-F | Internal | Winter | B19 | 700 | 2000 | 0 | 45.72 | 46.32 | 6 | 0
2025 | PJM_ROM_2_NYISO_A-F | PJM_ROM | NYISO_A-F | Internal | Winter | B20 | 935 | 2000 | 852.36 | 40.32 | 46.32 | 6 | 0
2025 | PJM_ROM_2_PJM_E | PJM_ROM | PJM_E | Internal | Shoulder | B11 | 25 | 8000 | 0.32 | 59.86 | 59.85 | 0.01 | 0
2025 | PJM_ROM_2_PJM_E | PJM_ROM | PJM_E | Internal | Shoulder | B12 | 200 | 8000 | 0.04 | 51.67 | 51.66 | 0.01 | 0
2025 | PJM_ROM_2_PJM_E | PJM_ROM | PJM_E | Internal | Shoulder | B13 | 600 | 8000 | 0.01 | 46.82 | 46.81 | 0.01 | 0
2025 | PJM_ROM_2_PJM_E | PJM_ROM | PJM_E | Internal | Shoulder | B14 | 900 | 8000 | 0 | 44.46 | 44.45 | 0.01 | 0
2025 | PJM_ROM_2_PJM_E | PJM_ROM | PJM_E | Internal | Shoulder | B15 | 1203 | 8000 | 264.72 | 41.89 | 41.9 | 0.01 | 0
2025 | PJM_ROM_2_PJM_E | PJM_ROM | PJM_E | Internal | Summer | B1 | 10 | 8000 | 3260.31 | 75.43 | 75.44 | 0.01 | 0
2025 | PJM_ROM_2_PJM_E | PJM_ROM | PJM_E | Internal | Summer | B2 | 25 | 8000 | 1771.89 | 72.93 | 72.95 | 0.01 | 0
2025 | PJM_ROM_2_PJM_E | PJM_ROM | PJM_E | Internal | Summer | B3 | 75 | 8000 | 0.11 | 68.42 | 68.4 | 0.01 | 0
2025 | PJM_ROM_2_PJM_E | PJM_ROM | PJM_E | Internal | Summer | B4 | 100 | 8000 | 0.08 | 68.1 | 68.09 | 0.01 | 0
2025 | PJM_ROM_2_PJM_E | PJM_ROM | PJM_E | Internal | Summer | B5 | 200 | 8000 | 0.04 | 63.34 | 63.33 | 0.01 | 0
2025 | PJM_ROM_2_PJM_E | PJM_ROM | PJM_E | Internal | Summer | B6 | 300 | 8000 | 0.03 | 53.66 | 53.65 | 0.01 | 0
2025 | PJM_ROM_2_PJM_E | PJM_ROM | PJM_E | Internal | Summer | B7 | 400 | 8000 | 0.02 | 45.83 | 45.82 | 0.01 | 0
2025 | PJM_ROM_2_PJM_E | PJM_ROM | PJM_E | Internal | Summer | B8 | 500 | 8000 | 418.52 | 42.39 | 42.4 | 0.01 | 0
2025 | PJM_ROM_2_PJM_E | PJM_ROM | PJM_E | Internal | Summer | B9 | 800 | 8000 | 2282.01 | 40.35 | 40.37 | 0.01 | 0
2025 | PJM_ROM_2_PJM_E | PJM_ROM | PJM_E | Internal | Summer | B10 | 1262 | 8000 | 3032.18 | 38.32 | 38.33 | 0.01 | 0
2025 | PJM_ROM_2_PJM_E | PJM_ROM | PJM_E | Internal | Winter | B16 | 25 | 8000 | 546.62 | 60.19 | 60.21 | 0.01 | 0
2025 | PJM_ROM_2_PJM_E | PJM_ROM | PJM_E | Internal | Winter | B17 | 100 | 8000 | 915.38 | 52.9 | 52.91 | 0.01 | 0
2025 | PJM_ROM_2_PJM_E | PJM_ROM | PJM_E | Internal | Winter | B18 | 400 | 8000 | 4550.15 | 49.13 | 49.15 | 0.01 | 0
2025 | PJM_ROM_2_PJM_E | PJM_ROM | PJM_E | Internal | Winter | B19 | 700 | 8000 | 3799.5 | 45.72 | 45.74 | 0.01 | 0
2025 | PJM_ROM_2_PJM_E | PJM_ROM | PJM_E | Internal | Winter | B20 | 935 | 8000 | 4098.71 | 40.32 | 40.33 | 0.01 | 0
2025 | PJM_ROM_2_PJM_ROR | PJM_ROM | PJM_ROR | Internal | Shoulder | B11 | 25 | 8000 | 3110.26 | 59.86 | 59.87 | 0.01 | 0
2025 | PJM_ROM_2_PJM_ROR | PJM_ROM | PJM_ROR | Internal | Shoulder | B12 | 200 | 8000 | 725.3 | 51.67 | 51.68 | 0.01 | 0
2025 | PJM_ROM_2_PJM_ROR | PJM_ROM | PJM_ROR | Internal | Shoulder | B13 | 600 | 8000 | 0.03 | 46.82 | 46.82 | 0.01 | 0
2025 | PJM_ROM_2_PJM_ROR | PJM_ROM | PJM_ROR | Internal | Shoulder | B14 | 900 | 8000 | 0 | 44.46 | 44.45 | 0.01 | 0
2025 | PJM_ROM_2_PJM_ROR | PJM_ROM | PJM_ROR | Internal | Shoulder | B15 | 1203 | 8000 | 0 | 41.89 | 41.88 | 0.01 | 0
2025 | PJM_ROM_2_PJM_ROR | PJM_ROM | PJM_ROR | Internal | Summer | B1 | 10 | 8000 | 0.79 | 75.43 | 75.42 | 0.01 | 0
2025 | PJM_ROM_2_PJM_ROR | PJM_ROM | PJM_ROR | Internal | Summer | B2 | 25 | 8000 | 0.32 | 72.93 | 72.92 | 0.01 | 0
2025 | PJM_ROM_2_PJM_ROR | PJM_ROM | PJM_ROR | Internal | Summer | B3 | 75 | 8000 | 3140.28 | 68.42 | 68.43 | 0.01 | 0
2025 | PJM_ROM_2_PJM_ROR | PJM_ROM | PJM_ROR | Internal | Summer | B4 | 100 | 8000 | 6483.59 | 68.1 | 68.12 | 0.01 | 0
2025 | PJM_ROM_2_PJM_ROR | PJM_ROM | PJM_ROR | Internal | Summer | B5 | 200 | 8000 | 4465.91 | 63.34 | 63.35 | 0.01 | 0
2025 | PJM_ROM_2_PJM_ROR | PJM_ROM | PJM_ROR | Internal | Summer | B6 | 300 | 8000 | 195.53 | 53.66 | 53.68 | 0.01 | 0
2025 | PJM_ROM_2_PJM_ROR | PJM_ROM | PJM_ROR | Internal | Summer | B7 | 400 | 8000 | 0.02 | 45.83 | 45.82 | 0.01 | 0
2025 | PJM_ROM_2_PJM_ROR | PJM_ROM | PJM_ROR | Internal | Summer | B8 | 500 | 8000 | 0.02 | 42.39 | 42.37 | 0.01 | 0
2025 | PJM_ROM_2_PJM_ROR | PJM_ROM | PJM_ROR | Internal | Summer | B9 | 800 | 8000 | 0.01 | 40.35 | 40.34 | 0.01 | 0
2025 | PJM_ROM_2_PJM_ROR | PJM_ROM | PJM_ROR | Internal | Summer | B10 | 1262 | 8000 | 0 | 38.32 | 38.31 | 0.01 | 0
2025 | PJM_ROM_2_PJM_ROR | PJM_ROM | PJM_ROR | Internal | Winter | B16 | 25 | 8000 | 0.33 | 60.19 | 60.18 | 0.01 | 0
2025 | PJM_ROM_2_PJM_ROR | PJM_ROM | PJM_ROR | Internal | Winter | B17 | 100 | 8000 | 0.08 | 52.9 | 52.89 | 0.01 | 0
2025 | PJM_ROM_2_PJM_ROR | PJM_ROM | PJM_ROR | Internal | Winter | B18 | 400 | 8000 | 0.02 | 49.13 | 49.12 | 0.01 | 0
2025 | PJM_ROM_2_PJM_ROR | PJM_ROM | PJM_ROR | Internal | Winter | B19 | 700 | 8000 | 0.01 | 45.72 | 45.71 | 0.01 | 0
2025 | PJM_ROM_2_PJM_ROR | PJM_ROM | PJM_ROR | Internal | Winter | B20 | 935 | 8000 | 0 | 40.32 | 40.31 | 0.01 | 0
2025 | SOCO_2_ENT | SOCO | ENT | Internal | Shoulder | B11 | 25 | 2400 | 0 | 74.61 | 66.61 | 10 | 0
2025 | SOCO_2_ENT | SOCO | ENT | Internal | Shoulder | B12 | 200 | 2400 | 0 | 50.05 | 46.83 | 10 | 0
2025 | SOCO_2_ENT | SOCO | ENT | Internal | Shoulder | B13 | 600 | 2400 | 0 | 46.88 | 46.83 | 10 | 0
2025 | SOCO_2_ENT | SOCO | ENT | Internal | Shoulder | B14 | 900 | 2400 | 0 | 46.88 | 46.83 | 10 | 0
2025 | SOCO_2_ENT | SOCO | ENT | Internal | Shoulder | B15 | 1203 | 2400 | 0 | 46.88 | 45.85 | 10 | 0
2025 | SOCO_2_ENT | SOCO | ENT | Internal | Summer | B1 | 10 | 2400 | 0 | 86.59 | 78.59 | 10 | 0
2025 | SOCO_2_ENT | SOCO | ENT | Internal | Summer | B2 | 25 | 2400 | 0 | 78.61 | 75.69 | 10 | 0
2025 | SOCO_2_ENT | SOCO | ENT | Internal | Summer | B3 | 75 | 2400 | 0 | 78.61 | 70.61 | 10 | 0
2025 | SOCO_2_ENT | SOCO | ENT | Internal | Summer | B4 | 100 | 2400 | 0 | 77.11 | 69.11 | 10 | 0
2025 | SOCO_2_ENT | SOCO | ENT | Internal | Summer | B5 | 200 | 2400 | 0 | 77.11 | 69.11 | 10 | 0
2025 | SOCO_2_ENT | SOCO | ENT | Internal | Summer | B6 | 300 | 2400 | 0 | 68.45 | 60.45 | 10 | 0
2025 | SOCO_2_ENT | SOCO | ENT | Internal | Summer | B7 | 400 | 2400 | 0 | 59.84 | 51.84 | 10 | 0
2025 | SOCO_2_ENT | SOCO | ENT | Internal | Summer | B8 | 500 | 2400 | 0 | 50.99 | 45.36 | 10 | 0
2025 | SOCO_2_ENT | SOCO | ENT | Internal | Summer | B9 | 800 | 2400 | 0 | 45.53 | 45.04 | 10 | 0
2025 | SOCO_2_ENT | SOCO | ENT | Internal | Summer | B10 | 1262 | 2400 | 0 | 45.53 | 44.71 | 10 | 0
2025 | SOCO_2_ENT | SOCO | ENT | Internal | Winter | B16 | 25 | 2400 | 0 | 75.18 | 66.05 | 10 | 0
2025 | SOCO_2_ENT | SOCO | ENT | Internal | Winter | B17 | 100 | 2400 | 0 | 52.52 | 49.74 | 10 | 0
2025 | SOCO_2_ENT | SOCO | ENT | Internal | Winter | B18 | 400 | 2400 | 0 | 49.67 | 49.74 | 10 | 0
2025 | SOCO_2_ENT | SOCO | ENT | Internal | Winter | B19 | 700 | 2400 | 0 | 49.67 | 49.38 | 10 | 0
2025 | SOCO_2_ENT | SOCO | ENT | Internal | Winter | B20 | 935 | 2400 | 0 | 49.67 | 47.76 | 10 | 0
2025 | SOCO_2_FRCC | SOCO | FRCC | Internal | Shoulder | B11 | 25 | 3700 | 1633.19 | 74.61 | 84.61 | 10 | 0
2025 | SOCO_2_FRCC | SOCO | FRCC | Internal | Shoulder | B12 | 200 | 3700 | 1177.59 | 50.05 | 60.05 | 10 | 0
2025 | SOCO_2_FRCC | SOCO | FRCC | Internal | Shoulder | B13 | 600 | 3700 | 0 | 46.88 | 54.36 | 10 | 0
2025 | SOCO_2_FRCC | SOCO | FRCC | Internal | Shoulder | B14 | 900 | 3700 | 0 | 46.88 | 52.66 | 10 | 0
2025 | SOCO_2_FRCC | SOCO | FRCC | Internal | Shoulder | B15 | 1203 | 3700 | 0 | 46.88 | 52.12 | 10 | 0
2025 | SOCO_2_FRCC | SOCO | FRCC | Internal | Summer | B1 | 10 | 3700 | 1065.26 | 86.59 | 96.59 | 10 | 0
2025 | SOCO_2_FRCC | SOCO | FRCC | Internal | Summer | B2 | 25 | 3700 | 0 | 78.61 | 84.92 | 10 | 0
2025 | SOCO_2_FRCC | SOCO | FRCC | Internal | Summer | B3 | 75 | 3700 | 0 | 78.61 | 84.92 | 10 | 0
2025 | SOCO_2_FRCC | SOCO | FRCC | Internal | Summer | B4 | 100 | 3700 | 0 | 77.11 | 84.92 | 10 | 0
2025 | SOCO_2_FRCC | SOCO | FRCC | Internal | Summer | B5 | 200 | 3700 | 0 | 77.11 | 84.92 | 10 | 0
2025 | SOCO_2_FRCC | SOCO | FRCC | Internal | Summer | B6 | 300 | 3700 | 559.35 | 68.45 | 78.45 | 10 | 0
2025 | SOCO_2_FRCC | SOCO | FRCC | Internal | Summer | B7 | 400 | 3700 | 2309.73 | 59.84 | 69.84 | 10 | 0
2025 | SOCO_2_FRCC | SOCO | FRCC | Internal | Summer | B8 | 500 | 3700 | 251.23 | 50.99 | 60.99 | 10 | 0
2025 | SOCO_2_FRCC | SOCO | FRCC | Internal | Summer | B9 | 800 | 3700 | 0 | 45.53 | 53.55 | 10 | 0
2025 | SOCO_2_FRCC | SOCO | FRCC | Internal | Summer | B10 | 1262 | 3700 | 0 | 45.53 | 51.34 | 10 | 0
2025 | SOCO_2_FRCC | SOCO | FRCC | Internal | Winter | B16 | 25 | 3700 | 879.5 | 75.18 | 85.18 | 10 | 0
2025 | SOCO_2_FRCC | SOCO | FRCC | Internal | Winter | B17 | 100 | 3700 | 1292.18 | 52.52 | 62.52 | 10 | 0
2025 | SOCO_2_FRCC | SOCO | FRCC | Internal | Winter | B18 | 400 | 3700 | 0 | 49.67 | 56.86 | 10 | 0
2025 | SOCO_2_FRCC | SOCO | FRCC | Internal | Winter | B19 | 700 | 3700 | 0 | 49.67 | 54.6 | 10 | 0
2025 | SOCO_2_FRCC | SOCO | FRCC | Internal | Winter | B20 | 935 | 3700 | 0 | 49.67 | 54.51 | 10 | 0
2025 | SOCO_2_TVA_Transmission | SOCO | TVA_Transmission | Internal | Shoulder | B11 | 25 | 2600 | 0 | 74.61 | 65.75 | 10 | 0
2025 | SOCO_2_TVA_Transmission | SOCO | TVA_Transmission | Internal | Shoulder | B12 | 200 | 2600 | 0 | 50.05 | 52.43 | 10 | 0
2025 | SOCO_2_TVA_Transmission | SOCO | TVA_Transmission | Internal | Shoulder | B13 | 600 | 2600 | 0 | 46.88 | 49.05 | 10 | 0
2025 | SOCO_2_TVA_Transmission | SOCO | TVA_Transmission | Internal | Shoulder | B14 | 900 | 2600 | 0 | 46.88 | 48 | 10 | 0
2025 | SOCO_2_TVA_Transmission | SOCO | TVA_Transmission | Internal | Shoulder | B15 | 1203 | 2600 | 0 | 46.88 | 46.51 | 10 | 0
2025 | SOCO_2_TVA_Transmission | SOCO | TVA_Transmission | Internal | Summer | B1 | 10 | 2600 | 0 | 86.59 | 81.42 | 10 | 0
2025 | SOCO_2_TVA_Transmission | SOCO | TVA_Transmission | Internal | Summer | B2 | 25 | 2600 | 0 | 78.61 | 79.22 | 10 | 0
2025 | SOCO_2_TVA_Transmission | SOCO | TVA_Transmission | Internal | Summer | B3 | 75 | 2600 | 0 | 78.61 | 74.43 | 10 | 0
2025 | SOCO_2_TVA_Transmission | SOCO | TVA_Transmission | Internal | Summer | B4 | 100 | 2600 | 0 | 77.11 | 74.12 | 10 | 0
2025 | SOCO_2_TVA_Transmission | SOCO | TVA_Transmission | Internal | Summer | B5 | 200 | 2600 | 0 | 77.11 | 68.95 | 10 | 0
2025 | SOCO_2_TVA_Transmission | SOCO | TVA_Transmission | Internal | Summer | B6 | 300 | 2600 | 0 | 68.45 | 59.56 | 10 | 0
2025 | SOCO_2_TVA_Transmission | SOCO | TVA_Transmission | Internal | Summer | B7 | 400 | 2600 | 0 | 59.84 | 51.16 | 10 | 0
2025 | SOCO_2_TVA_Transmission | SOCO | TVA_Transmission | Internal | Summer | B8 | 500 | 2600 | 0 | 50.99 | 46.48 | 10 | 0
2025 | SOCO_2_TVA_Transmission | SOCO | TVA_Transmission | Internal | Summer | B9 | 800 | 2600 | 0 | 45.53 | 45.55 | 10 | 0
2025 | SOCO_2_TVA_Transmission | SOCO | TVA_Transmission | Internal | Summer | B10 | 1262 | 2600 | 0 | 45.53 | 42.54 | 10 | 0
2025 | SOCO_2_TVA_Transmission | SOCO | TVA_Transmission | Internal | Winter | B16 | 25 | 2600 | 0 | 75.18 | 66.18 | 10 | 0
2025 | SOCO_2_TVA_Transmission | SOCO | TVA_Transmission | Internal | Winter | B17 | 100 | 2600 | 0 | 52.52 | 54.96 | 10 | 0
2025 | SOCO_2_TVA_Transmission | SOCO | TVA_Transmission | Internal | Winter | B18 | 400 | 2600 | 0 | 49.67 | 50.61 | 10 | 0
2025 | SOCO_2_TVA_Transmission | SOCO | TVA_Transmission | Internal | Winter | B19 | 700 | 2600 | 0 | 49.67 | 48.48 | 10 | 0
2025 | SOCO_2_TVA_Transmission | SOCO | TVA_Transmission | Internal | Winter | B20 | 935 | 2600 | 0 | 49.67 | 46.31 | 10 | 0
2025 | SOCO_2_VACAR | SOCO | VACAR | Internal | Shoulder | B11 | 25 | 2000 | 0 | 74.61 | 65.87 | 10 | 0
2025 | SOCO_2_VACAR | SOCO | VACAR | Internal | Shoulder | B12 | 200 | 2000 | 0 | 50.05 | 53.87 | 10 | 0
2025 | SOCO_2_VACAR | SOCO | VACAR | Internal | Shoulder | B13 | 600 | 2000 | 0 | 46.88 | 50.45 | 10 | 0
2025 | SOCO_2_VACAR | SOCO | VACAR | Internal | Shoulder | B14 | 900 | 2000 | 0 | 46.88 | 50.45 | 10 | 0
2025 | SOCO_2_VACAR | SOCO | VACAR | Internal | Shoulder | B15 | 1203 | 2000 | 0 | 46.88 | 46.39 | 10 | 0
2025 | SOCO_2_VACAR | SOCO | VACAR | Internal | Summer | B1 | 10 | 2000 | 0 | 86.59 | 81.42 | 10 | 0
2025 | SOCO_2_VACAR | SOCO | VACAR | Internal | Summer | B2 | 25 | 2000 | 0 | 78.61 | 80.6 | 10 | 0
2025 | SOCO_2_VACAR | SOCO | VACAR | Internal | Summer | B3 | 75 | 2000 | 0 | 78.61 | 80.6 | 10 | 0
2025 | SOCO_2_VACAR | SOCO | VACAR | Internal | Summer | B4 | 100 | 2000 | 0 | 77.11 | 78.98 | 10 | 0
2025 | SOCO_2_VACAR | SOCO | VACAR | Internal | Summer | B5 | 200 | 2000 | 0 | 77.11 | 70.11 | 10 | 0
2025 | SOCO_2_VACAR | SOCO | VACAR | Internal | Summer | B6 | 300 | 2000 | 0 | 68.45 | 61.45 | 10 | 0
2025 | SOCO_2_VACAR | SOCO | VACAR | Internal | Summer | B7 | 400 | 2000 | 0 | 59.84 | 51.82 | 10 | 0
2025 | SOCO_2_VACAR | SOCO | VACAR | Internal | Summer | B8 | 500 | 2000 | 0 | 50.99 | 48.37 | 10 | 0
2025 | SOCO_2_VACAR | SOCO | VACAR | Internal | Summer | B9 | 800 | 2000 | 0 | 45.53 | 45.02 | 10 | 0
2025 | SOCO_2_VACAR | SOCO | VACAR | Internal | Summer | B10 | 1262 | 2000 | 0 | 45.53 | 44.54 | 10 | 0
2025 | SOCO_2_VACAR | SOCO | VACAR | Internal | Winter | B16 | 25 | 2000 | 0 | 75.18 | 68.18 | 10 | 0
2025 | SOCO_2_VACAR | SOCO | VACAR | Internal | Winter | B17 | 100 | 2000 | 0 | 52.52 | 58.89 | 10 | 0
2025 | SOCO_2_VACAR | SOCO | VACAR | Internal | Winter | B18 | 400 | 2000 | 0 | 49.67 | 50.54 | 10 | 0
2025 | SOCO_2_VACAR | SOCO | VACAR | Internal | Winter | B19 | 700 | 2000 | 0 | 49.67 | 50.54 | 10 | 0
2025 | SOCO_2_VACAR | SOCO | VACAR | Internal | Winter | B20 | 935 | 2000 | 0 | 49.67 | 46.31 | 10 | 0
2025 | SPP_N_2_ENT | SPP_N | ENT | Internal | Shoulder | B11 | 25 | 1800 | 0 | 70.09 | 66.61 | 5 | 0
2025 | SPP_N_2_ENT | SPP_N | ENT | Internal | Shoulder | B12 | 200 | 1800 | 0 | 47.6 | 46.83 | 5 | 0
2025 | SPP_N_2_ENT | SPP_N | ENT | Internal | Shoulder | B13 | 600 | 1800 | 0 | 45.56 | 46.83 | 5 | 0
2025 | SPP_N_2_ENT | SPP_N | ENT | Internal | Shoulder | B14 | 900 | 1800 | 0 | 44.5 | 46.83 | 5 | 0
2025 | SPP_N_2_ENT | SPP_N | ENT | Internal | Shoulder | B15 | 1203 | 1800 | 237.25 | 40.85 | 45.85 | 5 | 0
2025 | SPP_N_2_ENT | SPP_N | ENT | Internal | Summer | B1 | 10 | 1800 | 132.1 | 73.59 | 78.59 | 5 | 0
2025 | SPP_N_2_ENT | SPP_N | ENT | Internal | Summer | B2 | 25 | 1800 | 0 | 73.59 | 75.69 | 5 | 0
2025 | SPP_N_2_ENT | SPP_N | ENT | Internal | Summer | B3 | 75 | 1800 | 0 | 73.59 | 70.61 | 5 | 0
2025 | SPP_N_2_ENT | SPP_N | ENT | Internal | Summer | B4 | 100 | 1800 | 0 | 71.53 | 69.11 | 5 | 0
2025 | SPP_N_2_ENT | SPP_N | ENT | Internal | Summer | B5 | 200 | 1800 | 0 | 67.65 | 69.11 | 5 | 0
2025 | SPP_N_2_ENT | SPP_N | ENT | Internal | Summer | B6 | 300 | 1800 | 0 | 59.44 | 60.45 | 5 | 0
2025 | SPP_N_2_ENT | SPP_N | ENT | Internal | Summer | B7 | 400 | 1800 | 152.77 | 46.84 | 51.84 | 5 | 0
2025 | SPP_N_2_ENT | SPP_N | ENT | Internal | Summer | B8 | 500 | 1800 | 0 | 43.36 | 45.36 | 5 | 0
2025 | SPP_N_2_ENT | SPP_N | ENT | Internal | Summer | B9 | 800 | 1800 | 0 | 43.26 | 45.04 | 5 | 0
2025 | SPP_N_2_ENT | SPP_N | ENT | Internal | Summer | B10 | 1262 | 1800 | 0 | 40.11 | 44.71 | 5 | 0
2025 | SPP_N_2_ENT | SPP_N | ENT | Internal | Winter | B16 | 25 | 1800 | 616.39 | 61.05 | 66.05 | 5 | 0
2025 | SPP_N_2_ENT | SPP_N | ENT | Internal | Winter | B17 | 100 | 1800 | 0 | 47.74 | 49.74 | 5 | 0
2025 | SPP_N_2_ENT | SPP_N | ENT | Internal | Winter | B18 | 400 | 1800 | 0 | 44.88 | 49.74 | 5 | 0
2025 | SPP_N_2_ENT | SPP_N | ENT | Internal | Winter | B19 | 700 | 1800 | 790.84 | 44.38 | 49.38 | 5 | 0
2025 | SPP_N_2_ENT | SPP_N | ENT | Internal | Winter | B20 | 935 | 1800 | 1800 | 41.67 | 47.76 | 5 | 1.08
2025 | SPP_N_2_MISO_MO-IL | SPP_N | MISO_MO-IL | Internal | Shoulder | B11 | 25 | 2000 | 0 | 70.09 | 63.1 | 5 | 0
2025 | SPP_N_2_MISO_MO-IL | SPP_N | MISO_MO-IL | Internal | Shoulder | B12 | 200 | 2000 | 0 | 47.6 | 49.7 | 5 | 0
2025 | SPP_N_2_MISO_MO-IL | SPP_N | MISO_MO-IL | Internal | Shoulder | B13 | 600 | 2000 | 0 | 45.56 | 44.83 | 5 | 0
2025 | SPP_N_2_MISO_MO-IL | SPP_N | MISO_MO-IL | Internal | Shoulder | B14 | 900 | 2000 | 0 | 44.5 | 43.95 | 5 | 0
2025 | SPP_N_2_MISO_MO-IL | SPP_N | MISO_MO-IL | Internal | Shoulder | B15 | 1203 | 2000 | 0 | 40.85 | 41.45 | 5 | 0
2025 | SPP_N_2_MISO_MO-IL | SPP_N | MISO_MO-IL | Internal | Summer | B1 | 10 | 2000 | 0 | 73.59 | 73.42 | 5 | 0
2025 | SPP_N_2_MISO_MO-IL | SPP_N | MISO_MO-IL | Internal | Summer | B2 | 25 | 2000 | 0 | 73.59 | 71.22 | 5 | 0
2025 | SPP_N_2_MISO_MO-IL | SPP_N | MISO_MO-IL | Internal | Summer | B3 | 75 | 2000 | 0 | 73.59 | 68.9 | 5 | 0
2025 | SPP_N_2_MISO_MO-IL | SPP_N | MISO_MO-IL | Internal | Summer | B4 | 100 | 2000 | 0 | 71.53 | 68.9 | 5 | 0
2025 | SPP_N_2_MISO_MO-IL | SPP_N | MISO_MO-IL | Internal | Summer | B5 | 200 | 2000 | 0 | 67.65 | 65.35 | 5 | 0
2025 | SPP_N_2_MISO_MO-IL | SPP_N | MISO_MO-IL | Internal | Summer | B6 | 300 | 2000 | 0 | 59.44 | 52.45 | 5 | 0
2025 | SPP_N_2_MISO_MO-IL | SPP_N | MISO_MO-IL | Internal | Summer | B7 | 400 | 2000 | 0 | 46.84 | 43.84 | 5 | 0
2025 | SPP_N_2_MISO_MO-IL | SPP_N | MISO_MO-IL | Internal | Summer | B8 | 500 | 2000 | 0 | 43.36 | 41.13 | 5 | 0
2025 | SPP_N_2_MISO_MO-IL | SPP_N | MISO_MO-IL | Internal | Summer | B9 | 800 | 2000 | 0 | 43.26 | 40.45 | 5 | 0
2025 | SPP_N_2_MISO_MO-IL | SPP_N | MISO_MO-IL | Internal | Summer | B10 | 1262 | 2000 | 0 | 40.11 | 37.15 | 5 | 0
2025 | SPP_N_2_MISO_MO-IL | SPP_N | MISO_MO-IL | Internal | Winter | B16 | 25 | 2000 | 0 | 61.05 | 58.21 | 5 | 0
2025 | SPP_N_2_MISO_MO-IL | SPP_N | MISO_MO-IL | Internal | Winter | B17 | 100 | 2000 | 0 | 47.74 | 50.89 | 5 | 0
2025 | SPP_N_2_MISO_MO-IL | SPP_N | MISO_MO-IL | Internal | Winter | B18 | 400 | 2000 | 0 | 44.88 | 47.12 | 5 | 0
2025 | SPP_N_2_MISO_MO-IL | SPP_N | MISO_MO-IL | Internal | Winter | B19 | 700 | 2000 | 0 | 44.38 | 44.75 | 5 | 0
2025 | SPP_N_2_MISO_MO-IL | SPP_N | MISO_MO-IL | Internal | Winter | B20 | 935 | 2000 | 0 | 41.67 | 40.2 | 5 | 0
2025 | SPP_N_2_MISO_W | SPP_N | MISO_W | Internal | Shoulder | B11 | 25 | 750 | 0 | 70.09 | 63.09 | 5 | 0
2025 | SPP_N_2_MISO_W | SPP_N | MISO_W | Internal | Shoulder | B12 | 200 | 750 | 0 | 47.6 | 49.68 | 5 | 0
2025 | SPP_N_2_MISO_W | SPP_N | MISO_W | Internal | Shoulder | B13 | 600 | 750 | 0 | 45.56 | 44.82 | 5 | 0
2025 | SPP_N_2_MISO_W | SPP_N | MISO_W | Internal | Shoulder | B14 | 900 | 750 | 0 | 44.5 | 43.95 | 5 | 0
2025 | SPP_N_2_MISO_W | SPP_N | MISO_W | Internal | Shoulder | B15 | 1203 | 750 | 0 | 40.85 | 41.46 | 5 | 0
2025 | SPP_N_2_MISO_W | SPP_N | MISO_W | Internal | Summer | B1 | 10 | 750 | 0 | 73.59 | 73.4 | 5 | 0
2025 | SPP_N_2_MISO_W | SPP_N | MISO_W | Internal | Summer | B2 | 25 | 750 | 0 | 73.59 | 71.21 | 5 | 0
2025 | SPP_N_2_MISO_W | SPP_N | MISO_W | Internal | Summer | B3 | 75 | 750 | 0 | 73.59 | 70.2 | 5 | 0
2025 | SPP_N_2_MISO_W | SPP_N | MISO_W | Internal | Summer | B4 | 100 | 750 | 0 | 71.53 | 70.12 | 5 | 0
2025 | SPP_N_2_MISO_W | SPP_N | MISO_W | Internal | Summer | B5 | 200 | 750 | 0 | 67.65 | 65.35 | 5 | 0
2025 | SPP_N_2_MISO_W | SPP_N | MISO_W | Internal | Summer | B6 | 300 | 750 | 0 | 59.44 | 52.44 | 5 | 0
2025 | SPP_N_2_MISO_W | SPP_N | MISO_W | Internal | Summer | B7 | 400 | 750 | 0 | 46.84 | 43.83 | 5 | 0
2025 | SPP_N_2_MISO_W | SPP_N | MISO_W | Internal | Summer | B8 | 500 | 750 | 0 | 43.36 | 41.12 | 5 | 0
2025 | SPP_N_2_MISO_W | SPP_N | MISO_W | Internal | Summer | B9 | 800 | 750 | 0 | 43.26 | 40.44 | 5 | 0
2025 | SPP_N_2_MISO_W | SPP_N | MISO_W | Internal | Summer | B10 | 1262 | 750 | 0 | 40.11 | 37.14 | 5 | 0
2025 | SPP_N_2_MISO_W | SPP_N | MISO_W | Internal | Winter | B16 | 25 | 750 | 0 | 61.05 | 58.19 | 5 | 0
2025 | SPP_N_2_MISO_W | SPP_N | MISO_W | Internal | Winter | B17 | 100 | 750 | 0 | 47.74 | 50.88 | 5 | 0
2025 | SPP_N_2_MISO_W | SPP_N | MISO_W | Internal | Winter | B18 | 400 | 750 | 0 | 44.88 | 47.13 | 5 | 0
2025 | SPP_N_2_MISO_W | SPP_N | MISO_W | Internal | Winter | B19 | 700 | 750 | 0 | 44.38 | 44.76 | 5 | 0
2025 | SPP_N_2_MISO_W | SPP_N | MISO_W | Internal | Winter | B20 | 935 | 750 | 0 | 41.67 | 40.18 | 5 | 0
2025 | SPP_N_2_NE | SPP_N | NE | Internal | Shoulder | B11 | 25 | 330 | 0 | 70.09 | 66.22 | 0.01 | 0
2025 | SPP_N_2_NE | SPP_N | NE | Internal | Shoulder | B12 | 200 | 330 | 0.04 | 47.6 | 47.59 | 0.01 | 0
2025 | SPP_N_2_NE | SPP_N | NE | Internal | Shoulder | B13 | 600 | 330 | 0.01 | 45.56 | 45.55 | 0.01 | 0
2025 | SPP_N_2_NE | SPP_N | NE | Internal | Shoulder | B14 | 900 | 330 | 0 | 44.5 | 44.49 | 0.01 | 0
2025 | SPP_N_2_NE | SPP_N | NE | Internal | Shoulder | B15 | 1203 | 330 | 0 | 40.85 | 40.84 | 0.01 | 0
2025 | SPP_N_2_NE | SPP_N | NE | Internal | Summer | B1 | 10 | 330 | 0.1 | 73.59 | 73.4 | 0.01 | 0
2025 | SPP_N_2_NE | SPP_N | NE | Internal | Summer | B2 | 25 | 330 | 0 | 73.59 | 72.42 | 0.01 | 0
2025 | SPP_N_2_NE | SPP_N | NE | Internal | Summer | B3 | 75 | 330 | 0 | 73.59 | 72.42 | 0.01 | 0
2025 | SPP_N_2_NE | SPP_N | NE | Internal | Summer | B4 | 100 | 330 | 0 | 71.53 | 70.98 | 0.01 | 0
2025 | SPP_N_2_NE | SPP_N | NE | Internal | Summer | B5 | 200 | 330 | 0.04 | 67.65 | 67.64 | 0.01 | 0
2025 | SPP_N_2_NE | SPP_N | NE | Internal | Summer | B6 | 300 | 330 | 0.03 | 59.44 | 59.43 | 0.01 | 0
2025 | SPP_N_2_NE | SPP_N | NE | Internal | Summer | B7 | 400 | 330 | 0.02 | 46.84 | 46.83 | 0.01 | 0
2025 | SPP_N_2_NE | SPP_N | NE | Internal | Summer | B8 | 500 | 330 | 0 | 43.36 | 43.25 | 0.01 | 0
2025 | SPP_N_2_NE | SPP_N | NE | Internal | Summer | B9 | 800 | 330 | 0 | 43.26 | 43.25 | 0.01 | 0
2025 | SPP_N_2_NE | SPP_N | NE | Internal | Summer | B10 | 1262 | 330 | 0 | 40.11 | 37.69 | 0.01 | 0
2025 | SPP_N_2_NE | SPP_N | NE | Internal | Winter | B16 | 25 | 330 | 0 | 61.05 | 58.19 | 0.01 | 0
2025 | SPP_N_2_NE | SPP_N | NE | Internal | Winter | B17 | 100 | 330 | 0.08 | 47.74 | 47.73 | 0.01 | 0
2025 | SPP_N_2_NE | SPP_N | NE | Internal | Winter | B18 | 400 | 330 | 0.02 | 44.88 | 44.87 | 0.01 | 0
2025 | SPP_N_2_NE | SPP_N | NE | Internal | Winter | B19 | 700 | 330 | 0.01 | 44.38 | 44.37 | 0.01 | 0
2025 | SPP_N_2_NE | SPP_N | NE | Internal | Winter | B20 | 935 | 330 | 0 | 41.67 | 41.66 | 0.01 | 0
2025 | SPP_N_2_SPP_S | SPP_N | SPP_S | Internal | Shoulder | B11 | 25 | 4000 | 0 | 70.09 | 60.35 | 0.01 | 0
2025 | SPP_N_2_SPP_S | SPP_N | SPP_S | Internal | Shoulder | B12 | 200 | 4000 | 0 | 47.6 | 44.88 | 0.01 | 0
2025 | SPP_N_2_SPP_S | SPP_N | SPP_S | Internal | Shoulder | B13 | 600 | 4000 | 0 | 45.56 | 44.78 | 0.01 | 0
2025 | SPP_N_2_SPP_S | SPP_N | SPP_S | Internal | Shoulder | B14 | 900 | 4000 | 0 | 44.5 | 44.49 | 0.01 | 0
2025 | SPP_N_2_SPP_S | SPP_N | SPP_S | Internal | Shoulder | B15 | 1203 | 4000 | 0.01 | 40.85 | 40.85 | 0.01 | 0
2025 | SPP_N_2_SPP_S | SPP_N | SPP_S | Internal | Summer | B1 | 10 | 4000 | 0 | 73.59 | 55.86 | 0.01 | 0
2025 | SPP_N_2_SPP_S | SPP_N | SPP_S | Internal | Summer | B2 | 25 | 4000 | 0 | 73.59 | 62.49 | 0.01 | 0
2025 | SPP_N_2_SPP_S | SPP_N | SPP_S | Internal | Summer | B3 | 75 | 4000 | 0 | 73.59 | 63.01 | 0.01 | 0
2025 | SPP_N_2_SPP_S | SPP_N | SPP_S | Internal | Summer | B4 | 100 | 4000 | 0 | 71.53 | 62.49 | 0.01 | 0
2025 | SPP_N_2_SPP_S | SPP_N | SPP_S | Internal | Summer | B5 | 200 | 4000 | 0 | 67.65 | 62.49 | 0.01 | 0
2025 | SPP_N_2_SPP_S | SPP_N | SPP_S | Internal | Summer | B6 | 300 | 4000 | 0 | 59.44 | 58.53 | 0.01 | 0
2025 | SPP_N_2_SPP_S | SPP_N | SPP_S | Internal | Summer | B7 | 400 | 4000 | 0.02 | 46.84 | 46.83 | 0.01 | 0
2025 | SPP_N_2_SPP_S | SPP_N | SPP_S | Internal | Summer | B8 | 500 | 4000 | 263.15 | 43.36 | 43.37 | 0.01 | 0
2025 | SPP_N_2_SPP_S | SPP_N | SPP_S | Internal | Summer | B9 | 800 | 4000 | 1628.23 | 43.26 | 43.27 | 0.01 | 0
2025 | SPP_N_2_SPP_S | SPP_N | SPP_S | Internal | Summer | B10 | 1262 | 4000 | 3194.37 | 40.11 | 40.12 | 0.01 | 0
2025 | SPP_N_2_SPP_S | SPP_N | SPP_S | Internal | Winter | B16 | 25 | 4000 | 0 | 61.05 | 47.83 | 0.01 | 0
2025 | SPP_N_2_SPP_S | SPP_N | SPP_S | Internal | Winter | B17 | 100 | 4000 | 0.08 | 47.74 | 47.73 | 0.01 | 0
2025 | SPP_N_2_SPP_S | SPP_N | SPP_S | Internal | Winter | B18 | 400 | 4000 | 111.62 | 44.88 | 44.89 | 0.01 | 0
2025 | SPP_N_2_SPP_S | SPP_N | SPP_S | Internal | Winter | B19 | 700 | 4000 | 0.02 | 44.38 | 44.38 | 0.01 | 0
2025 | SPP_N_2_SPP_S | SPP_N | SPP_S | Internal | Winter | B20 | 935 | 4000 | 360.18 | 41.67 | 41.69 | 0.01 | 0
2025 | SPP_S_2_ENT | SPP_S | ENT | Internal | Shoulder | B11 | 25 | 850 | 849.99 | 60.35 | 66.61 | 5 | 1.26
2025 | SPP_S_2_ENT | SPP_S | ENT | Internal | Shoulder | B12 | 200 | 850 | 0 | 44.88 | 46.83 | 5 | 0
2025 | SPP_S_2_ENT | SPP_S | ENT | Internal | Shoulder | B13 | 600 | 850 | 0 | 44.78 | 46.83 | 5 | 0
2025 | SPP_S_2_ENT | SPP_S | ENT | Internal | Shoulder | B14 | 900 | 850 | 0 | 44.49 | 46.83 | 5 | 0
2025 | SPP_S_2_ENT | SPP_S | ENT | Internal | Shoulder | B15 | 1203 | 850 | 273.8 | 40.85 | 45.85 | 5 | 0
2025 | SPP_S_2_ENT | SPP_S | ENT | Internal | Summer | B1 | 10 | 850 | 850 | 55.86 | 78.59 | 5 | 17.73
2025 | SPP_S_2_ENT | SPP_S | ENT | Internal | Summer | B2 | 25 | 850 | 850 | 62.49 | 75.69 | 5 | 8.2
2025 | SPP_S_2_ENT | SPP_S | ENT | Internal | Summer | B3 | 75 | 850 | 850 | 63.01 | 70.61 | 5 | 2.6
2025 | SPP_S_2_ENT | SPP_S | ENT | Internal | Summer | B4 | 100 | 850 | 850 | 62.49 | 69.11 | 5 | 1.63
2025 | SPP_S_2_ENT | SPP_S | ENT | Internal | Summer | B5 | 200 | 850 | 850 | 62.49 | 69.11 | 5 | 1.63
2025 | SPP_S_2_ENT | SPP_S | ENT | Internal | Summer | B6 | 300 | 850 | 0 | 58.53 | 60.45 | 5 | 0
2025 | SPP_S_2_ENT | SPP_S | ENT | Internal | Summer | B7 | 400 | 850 | 849.96 | 46.83 | 51.84 | 5 | 0.01
2025 | SPP_S_2_ENT | SPP_S | ENT | Internal | Summer | B8 | 500 | 850 | 0 | 43.37 | 45.36 | 5 | 0
2025 | SPP_S_2_ENT | SPP_S | ENT | Internal | Summer | B9 | 800 | 850 | 0 | 43.27 | 45.04 | 5 | 0
2025 | SPP_S_2_ENT | SPP_S | ENT | Internal | Summer | B10 | 1262 | 850 | 0 | 40.12 | 44.71 | 5 | 0
2025 | SPP_S_2_ENT | SPP_S | ENT | Internal | Winter | B16 | 25 | 850 | 850 | 47.83 | 66.05 | 5 | 13.21
2025 | SPP_S_2_ENT | SPP_S | ENT | Internal | Winter | B17 | 100 | 850 | 0 | 47.73 | 49.74 | 5 | 0
2025 | SPP_S_2_ENT | SPP_S | ENT | Internal | Winter | B18 | 400 | 850 | 0 | 44.89 | 49.74 | 5 | 0
2025 | SPP_S_2_ENT | SPP_S | ENT | Internal | Winter | B19 | 700 | 850 | 754.98 | 44.38 | 49.38 | 5 | 0
2025 | SPP_S_2_ENT | SPP_S | ENT | Internal | Winter | B20 | 935 | 850 | 850 | 41.69 | 47.76 | 5 | 1.07
2025 | SPP_S_2_SPP_N | SPP_S | SPP_N | Internal | Shoulder | B11 | 25 | 640 | 640 | 60.35 | 70.09 | 0.01 | 9.73
2025 | SPP_S_2_SPP_N | SPP_S | SPP_N | Internal | Shoulder | B12 | 200 | 640 | 640 | 44.88 | 47.6 | 0.01 | 2.71
2025 | SPP_S_2_SPP_N | SPP_S | SPP_N | Internal | Shoulder | B13 | 600 | 640 | 640 | 44.78 | 45.56 | 0.01 | 0.77
2025 | SPP_S_2_SPP_N | SPP_S | SPP_N | Internal | Shoulder | B14 | 900 | 640 | 510.39 | 44.49 | 44.5 | 0.01 | 0
2025 | SPP_S_2_SPP_N | SPP_S | SPP_N | Internal | Shoulder | B15 | 1203 | 640 | 0.01 | 40.85 | 40.85 | 0.01 | 0
2025 | SPP_S_2_SPP_N | SPP_S | SPP_N | Internal | Summer | B1 | 10 | 640 | 640 | 55.86 | 73.59 | 0.01 | 17.72
2025 | SPP_S_2_SPP_N | SPP_S | SPP_N | Internal | Summer | B2 | 25 | 640 | 640 | 62.49 | 73.59 | 0.01 | 11.09
2025 | SPP_S_2_SPP_N | SPP_S | SPP_N | Internal | Summer | B3 | 75 | 640 | 640 | 63.01 | 73.59 | 0.01 | 10.57
2025 | SPP_S_2_SPP_N | SPP_S | SPP_N | Internal | Summer | B4 | 100 | 640 | 640 | 62.49 | 71.53 | 0.01 | 9.03
2025 | SPP_S_2_SPP_N | SPP_S | SPP_N | Internal | Summer | B5 | 200 | 640 | 640 | 62.49 | 67.65 | 0.01 | 5.15
2025 | SPP_S_2_SPP_N | SPP_S | SPP_N | Internal | Summer | B6 | 300 | 640 | 640 | 58.53 | 59.44 | 0.01 | 0.9
2025 | SPP_S_2_SPP_N | SPP_S | SPP_N | Internal | Summer | B7 | 400 | 640 | 115.74 | 46.83 | 46.84 | 0.01 | 0
2025 | SPP_S_2_SPP_N | SPP_S | SPP_N | Internal | Summer | B8 | 500 | 640 | 0.02 | 43.37 | 43.36 | 0.01 | 0
2025 | SPP_S_2_SPP_N | SPP_S | SPP_N | Internal | Summer | B9 | 800 | 640 | 0.01 | 43.27 | 43.26 | 0.01 | 0
2025 | SPP_S_2_SPP_N | SPP_S | SPP_N | Internal | Summer | B10 | 1262 | 640 | 0 | 40.12 | 40.11 | 0.01 | 0
2025 | SPP_S_2_SPP_N | SPP_S | SPP_N | Internal | Winter | B16 | 25 | 640 | 640 | 47.83 | 61.05 | 0.01 | 13.2
2025 | SPP_S_2_SPP_N | SPP_S | SPP_N | Internal | Winter | B17 | 100 | 640 | 457.46 | 47.73 | 47.74 | 0.01 | 0
2025 | SPP_S_2_SPP_N | SPP_S | SPP_N | Internal | Winter | B18 | 400 | 640 | 0.02 | 44.89 | 44.88 | 0.01 | 0
2025 | SPP_S_2_SPP_N | SPP_S | SPP_N | Internal | Winter | B19 | 700 | 640 | 0.02 | 44.38 | 44.38 | 0.01 | 0
2025 | SPP_S_2_SPP_N | SPP_S | SPP_N | Internal | Winter | B20 | 935 | 640 | 0 | 41.69 | 41.67 | 0.01 | 0
2025 | TVA_2_ENT | TVA | ENT | Internal | Shoulder | B11 | 25 | 500 | 0 | 64.37 | 66.61 | 9 | 0
2025 | TVA_2_ENT | TVA | ENT | Internal | Shoulder | B12 | 200 | 500 | 0 | 48.48 | 46.83 | 9 | 0
2025 | TVA_2_ENT | TVA | ENT | Internal | Shoulder | B13 | 600 | 500 | 0 | 46.51 | 46.83 | 9 | 0
2025 | TVA_2_ENT | TVA | ENT | Internal | Shoulder | B14 | 900 | 500 | 0 | 46.51 | 46.83 | 9 | 0
2025 | TVA_2_ENT | TVA | ENT | Internal | Shoulder | B15 | 1203 | 500 | 0 | 46.5 | 45.85 | 9 | 0
2025 | TVA_2_ENT | TVA | ENT | Internal | Summer | B1 | 10 | 500 | 0 | 81.43 | 78.59 | 9 | 0
2025 | TVA_2_ENT | TVA | ENT | Internal | Summer | B2 | 25 | 500 | 0 | 79.23 | 75.69 | 9 | 0
2025 | TVA_2_ENT | TVA | ENT | Internal | Summer | B3 | 75 | 500 | 0 | 74.44 | 70.61 | 9 | 0
2025 | TVA_2_ENT | TVA | ENT | Internal | Summer | B4 | 100 | 500 | 0 | 74.13 | 69.11 | 9 | 0
2025 | TVA_2_ENT | TVA | ENT | Internal | Summer | B5 | 200 | 500 | 0 | 68.11 | 69.11 | 9 | 0
2025 | TVA_2_ENT | TVA | ENT | Internal | Summer | B6 | 300 | 500 | 255.67 | 51.45 | 60.45 | 9 | 0
2025 | TVA_2_ENT | TVA | ENT | Internal | Summer | B7 | 400 | 500 | 0 | 45.14 | 51.84 | 9 | 0
2025 | TVA_2_ENT | TVA | ENT | Internal | Summer | B8 | 500 | 500 | 0 | 45.14 | 45.36 | 9 | 0
2025 | TVA_2_ENT | TVA | ENT | Internal | Summer | B9 | 800 | 500 | 0 | 45.14 | 45.04 | 9 | 0
2025 | TVA_2_ENT | TVA | ENT | Internal | Summer | B10 | 1262 | 500 | 0 | 41.65 | 44.71 | 9 | 0
2025 | TVA_2_ENT | TVA | ENT | Internal | Winter | B16 | 25 | 500 | 0 | 66.18 | 66.05 | 9 | 0
2025 | TVA_2_ENT | TVA | ENT | Internal | Winter | B17 | 100 | 500 | 0 | 51.43 | 49.74 | 9 | 0
2025 | TVA_2_ENT | TVA | ENT | Internal | Winter | B18 | 400 | 500 | 0 | 46.32 | 49.74 | 9 | 0
2025 | TVA_2_ENT | TVA | ENT | Internal | Winter | B19 | 700 | 500 | 0 | 46.32 | 49.38 | 9 | 0
2025 | TVA_2_ENT | TVA | ENT | Internal | Winter | B20 | 935 | 500 | 0 | 46.32 | 47.76 | 9 | 0
2025 | TVA_2_MISO_MO-IL | TVA | MISO_MO-IL | Internal | Shoulder | B11 | 25 | 50 | 0 | 64.37 | 63.1 | 9 | 0
2025 | TVA_2_MISO_MO-IL | TVA | MISO_MO-IL | Internal | Shoulder | B12 | 200 | 50 | 0 | 48.48 | 49.7 | 9 | 0
2025 | TVA_2_MISO_MO-IL | TVA | MISO_MO-IL | Internal | Shoulder | B13 | 600 | 50 | 0 | 46.51 | 44.83 | 9 | 0
2025 | TVA_2_MISO_MO-IL | TVA | MISO_MO-IL | Internal | Shoulder | B14 | 900 | 50 | 0 | 46.51 | 43.95 | 9 | 0
2025 | TVA_2_MISO_MO-IL | TVA | MISO_MO-IL | Internal | Shoulder | B15 | 1203 | 50 | 0 | 46.5 | 41.45 | 9 | 0
2025 | TVA_2_MISO_MO-IL | TVA | MISO_MO-IL | Internal | Summer | B1 | 10 | 50 | 0 | 81.43 | 73.42 | 9 | 0
2025 | TVA_2_MISO_MO-IL | TVA | MISO_MO-IL | Internal | Summer | B2 | 25 | 50 | 0 | 79.23 | 71.22 | 9 | 0
2025 | TVA_2_MISO_MO-IL | TVA | MISO_MO-IL | Internal | Summer | B3 | 75 | 50 | 0 | 74.44 | 68.9 | 9 | 0
2025 | TVA_2_MISO_MO-IL | TVA | MISO_MO-IL | Internal | Summer | B4 | 100 | 50 | 0 | 74.13 | 68.9 | 9 | 0
2025 | TVA_2_MISO_MO-IL | TVA | MISO_MO-IL | Internal | Summer | B5 | 200 | 50 | 0 | 68.11 | 65.35 | 9 | 0
2025 | TVA_2_MISO_MO-IL | TVA | MISO_MO-IL | Internal | Summer | B6 | 300 | 50 | 0 | 51.45 | 52.45 | 9 | 0
2025 | TVA_2_MISO_MO-IL | TVA | MISO_MO-IL | Internal | Summer | B7 | 400 | 50 | 0 | 45.14 | 43.84 | 9 | 0
2025 | TVA_2_MISO_MO-IL | TVA | MISO_MO-IL | Internal | Summer | B8 | 500 | 50 | 0 | 45.14 | 41.13 | 9 | 0
2025 | TVA_2_MISO_MO-IL | TVA | MISO_MO-IL | Internal | Summer | B9 | 800 | 50 | 0 | 45.14 | 40.45 | 9 | 0
2025 | TVA_2_MISO_MO-IL | TVA | MISO_MO-IL | Internal | Summer | B10 | 1262 | 50 | 0 | 41.65 | 37.15 | 9 | 0
2025 | TVA_2_MISO_MO-IL | TVA | MISO_MO-IL | Internal | Winter | B16 | 25 | 50 | 0 | 66.18 | 58.21 | 9 | 0
2025 | TVA_2_MISO_MO-IL | TVA | MISO_MO-IL | Internal | Winter | B17 | 100 | 50 | 0 | 51.43 | 50.89 | 9 | 0
2025 | TVA_2_MISO_MO-IL | TVA | MISO_MO-IL | Internal | Winter | B18 | 400 | 50 | 0 | 46.32 | 47.12 | 9 | 0
2025 | TVA_2_MISO_MO-IL | TVA | MISO_MO-IL | Internal | Winter | B19 | 700 | 50 | 0 | 46.32 | 44.75 | 9 | 0
2025 | TVA_2_MISO_MO-IL | TVA | MISO_MO-IL | Internal | Winter | B20 | 935 | 50 | 0 | 46.32 | 40.2 | 9 | 0
2025 | TVA_2_NonRTO_Midwest | TVA | NonRTO_Midwest | Internal | Shoulder | B11 | 25 | 100 | 0 | 64.37 | 71.11 | 9 | 0
2025 | TVA_2_NonRTO_Midwest | TVA | NonRTO_Midwest | Internal | Shoulder | B12 | 200 | 100 | 100 | 48.48 | 58.93 | 9 | 1.45
2025 | TVA_2_NonRTO_Midwest | TVA | NonRTO_Midwest | Internal | Shoulder | B13 | 600 | 100 | 0 | 46.51 | 52.84 | 9 | 0
2025 | TVA_2_NonRTO_Midwest | TVA | NonRTO_Midwest | Internal | Shoulder | B14 | 900 | 100 | 0 | 46.51 | 44.98 | 9 | 0
2025 | TVA_2_NonRTO_Midwest | TVA | NonRTO_Midwest | Internal | Shoulder | B15 | 1203 | 100 | 0 | 46.5 | 38.53 | 9 | 0
2025 | TVA_2_NonRTO_Midwest | TVA | NonRTO_Midwest | Internal | Summer | B1 | 10 | 100 | 0 | 81.43 | 75.82 | 9 | 0
2025 | TVA_2_NonRTO_Midwest | TVA | NonRTO_Midwest | Internal | Summer | B2 | 25 | 100 | 0 | 79.23 | 75.82 | 9 | 0
2025 | TVA_2_NonRTO_Midwest | TVA | NonRTO_Midwest | Internal | Summer | B3 | 75 | 100 | 0 | 74.44 | 75.82 | 9 | 0
2025 | TVA_2_NonRTO_Midwest | TVA | NonRTO_Midwest | Internal | Summer | B4 | 100 | 100 | 0 | 74.13 | 75.82 | 9 | 0
2025 | TVA_2_NonRTO_Midwest | TVA | NonRTO_Midwest | Internal | Summer | B5 | 200 | 100 | 0 | 68.11 | 73.35 | 9 | 0
2025 | TVA_2_NonRTO_Midwest | TVA | NonRTO_Midwest | Internal | Summer | B6 | 300 | 100 | 0.05 | 51.45 | 60.44 | 9 | 0
2025 | TVA_2_NonRTO_Midwest | TVA | NonRTO_Midwest | Internal | Summer | B7 | 400 | 100 | 0 | 45.14 | 45.13 | 9 | 0
2025 | TVA_2_NonRTO_Midwest | TVA | NonRTO_Midwest | Internal | Summer | B8 | 500 | 100 | 0 | 45.14 | 43.93 | 9 | 0
2025 | TVA_2_NonRTO_Midwest | TVA | NonRTO_Midwest | Internal | Summer | B9 | 800 | 100 | 0 | 45.14 | 38.62 | 9 | 0
2025 | TVA_2_NonRTO_Midwest | TVA | NonRTO_Midwest | Internal | Summer | B10 | 1262 | 100 | 0 | 41.65 | 36.47 | 9 | 0
2025 | TVA_2_NonRTO_Midwest | TVA | NonRTO_Midwest | Internal | Winter | B16 | 25 | 100 | 0 | 66.18 | 66.22 | 9 | 0
2025 | TVA_2_NonRTO_Midwest | TVA | NonRTO_Midwest | Internal | Winter | B17 | 100 | 100 | 100 | 51.43 | 61.26 | 9 | 0.83
2025 | TVA_2_NonRTO_Midwest | TVA | NonRTO_Midwest | Internal | Winter | B18 | 400 | 100 | 0 | 46.32 | 55.13 | 9 | 0
2025 | TVA_2_NonRTO_Midwest | TVA | NonRTO_Midwest | Internal | Winter | B19 | 700 | 100 | 0 | 46.32 | 45.13 | 9 | 0
2025 | TVA_2_NonRTO_Midwest | TVA | NonRTO_Midwest | Internal | Winter | B20 | 935 | 100 | 0 | 46.32 | 38.53 | 9 | 0
2025 | TVA_2_PJM_ROR | TVA | PJM_ROR | Internal | Shoulder | B11 | 25 | 500 | 0 | 64.37 | 59.87 | 9 | 0
2025 | TVA_2_PJM_ROR | TVA | PJM_ROR | Internal | Shoulder | B12 | 200 | 500 | 0 | 48.48 | 51.68 | 9 | 0
2025 | TVA_2_PJM_ROR | TVA | PJM_ROR | Internal | Shoulder | B13 | 600 | 500 | 0 | 46.51 | 46.82 | 9 | 0
2025 | TVA_2_PJM_ROR | TVA | PJM_ROR | Internal | Shoulder | B14 | 900 | 500 | 0 | 46.51 | 44.45 | 9 | 0
2025 | TVA_2_PJM_ROR | TVA | PJM_ROR | Internal | Shoulder | B15 | 1203 | 500 | 0 | 46.5 | 41.88 | 9 | 0
2025 | TVA_2_PJM_ROR | TVA | PJM_ROR | Internal | Summer | B1 | 10 | 500 | 0 | 81.43 | 75.42 | 9 | 0
2025 | TVA_2_PJM_ROR | TVA | PJM_ROR | Internal | Summer | B2 | 25 | 500 | 0 | 79.23 | 72.92 | 9 | 0
2025 | TVA_2_PJM_ROR | TVA | PJM_ROR | Internal | Summer | B3 | 75 | 500 | 0 | 74.44 | 68.43 | 9 | 0
2025 | TVA_2_PJM_ROR | TVA | PJM_ROR | Internal | Summer | B4 | 100 | 500 | 0 | 74.13 | 68.12 | 9 | 0
2025 | TVA_2_PJM_ROR | TVA | PJM_ROR | Internal | Summer | B5 | 200 | 500 | 0 | 68.11 | 63.35 | 9 | 0
2025 | TVA_2_PJM_ROR | TVA | PJM_ROR | Internal | Summer | B6 | 300 | 500 | 0 | 51.45 | 53.68 | 9 | 0
2025 | TVA_2_PJM_ROR | TVA | PJM_ROR | Internal | Summer | B7 | 400 | 500 | 0 | 45.14 | 45.82 | 9 | 0
2025 | TVA_2_PJM_ROR | TVA | PJM_ROR | Internal | Summer | B8 | 500 | 500 | 0 | 45.14 | 42.37 | 9 | 0
2025 | TVA_2_PJM_ROR | TVA | PJM_ROR | Internal | Summer | B9 | 800 | 500 | 0 | 45.14 | 40.34 | 9 | 0
2025 | TVA_2_PJM_ROR | TVA | PJM_ROR | Internal | Summer | B10 | 1262 | 500 | 0 | 41.65 | 38.31 | 9 | 0
2025 | TVA_2_PJM_ROR | TVA | PJM_ROR | Internal | Winter | B16 | 25 | 500 | 0 | 66.18 | 60.18 | 9 | 0
2025 | TVA_2_PJM_ROR | TVA | PJM_ROR | Internal | Winter | B17 | 100 | 500 | 0 | 51.43 | 52.89 | 9 | 0
2025 | TVA_2_PJM_ROR | TVA | PJM_ROR | Internal | Winter | B18 | 400 | 500 | 0 | 46.32 | 49.12 | 9 | 0
2025 | TVA_2_PJM_ROR | TVA | PJM_ROR | Internal | Winter | B19 | 700 | 500 | 0 | 46.32 | 45.71 | 9 | 0
2025 | TVA_2_PJM_ROR | TVA | PJM_ROR | Internal | Winter | B20 | 935 | 500 | 0 | 46.32 | 40.31 | 9 | 0
2025 | TVA_2_SOCO | TVA | SOCO | Internal | Shoulder | B11 | 25 | 500 | 499.99 | 64.37 | 74.61 | 9 | 1.24
2025 | TVA_2_SOCO | TVA | SOCO | Internal | Shoulder | B12 | 200 | 500 | 0 | 48.48 | 50.05 | 9 | 0
2025 | TVA_2_SOCO | TVA | SOCO | Internal | Shoulder | B13 | 600 | 500 | 0 | 46.51 | 46.88 | 9 | 0
2025 | TVA_2_SOCO | TVA | SOCO | Internal | Shoulder | B14 | 900 | 500 | 0 | 46.51 | 46.88 | 9 | 0
2025 | TVA_2_SOCO | TVA | SOCO | Internal | Shoulder | B15 | 1203 | 500 | 0 | 46.5 | 46.88 | 9 | 0
2025 | TVA_2_SOCO | TVA | SOCO | Internal | Summer | B1 | 10 | 500 | 0 | 81.43 | 86.59 | 9 | 0
2025 | TVA_2_SOCO | TVA | SOCO | Internal | Summer | B2 | 25 | 500 | 0 | 79.23 | 78.61 | 9 | 0
2025 | TVA_2_SOCO | TVA | SOCO | Internal | Summer | B3 | 75 | 500 | 0 | 74.44 | 78.61 | 9 | 0
2025 | TVA_2_SOCO | TVA | SOCO | Internal | Summer | B4 | 100 | 500 | 0 | 74.13 | 77.11 | 9 | 0
2025 | TVA_2_SOCO | TVA | SOCO | Internal | Summer | B5 | 200 | 500 | 98.43 | 68.11 | 77.11 | 9 | 0
2025 | TVA_2_SOCO | TVA | SOCO | Internal | Summer | B6 | 300 | 500 | 500 | 51.45 | 68.45 | 9 | 8
2025 | TVA_2_SOCO | TVA | SOCO | Internal | Summer | B7 | 400 | 500 | 500 | 45.14 | 59.84 | 9 | 5.7
2025 | TVA_2_SOCO | TVA | SOCO | Internal | Summer | B8 | 500 | 500 | 0 | 45.14 | 50.99 | 9 | 0
2025 | TVA_2_SOCO | TVA | SOCO | Internal | Summer | B9 | 800 | 500 | 0 | 45.14 | 45.53 | 9 | 0
2025 | TVA_2_SOCO | TVA | SOCO | Internal | Summer | B10 | 1262 | 500 | 0 | 41.65 | 45.53 | 9 | 0
2025 | TVA_2_SOCO | TVA | SOCO | Internal | Winter | B16 | 25 | 500 | 436.06 | 66.18 | 75.18 | 9 | 0
2025 | TVA_2_SOCO | TVA | SOCO | Internal | Winter | B17 | 100 | 500 | 0 | 51.43 | 52.52 | 9 | 0
2025 | TVA_2_SOCO | TVA | SOCO | Internal | Winter | B18 | 400 | 500 | 0 | 46.32 | 49.67 | 9 | 0
2025 | TVA_2_SOCO | TVA | SOCO | Internal | Winter | B19 | 700 | 500 | 0 | 46.32 | 49.67 | 9 | 0
2025 | TVA_2_SOCO | TVA | SOCO | Internal | Winter | B20 | 935 | 500 | 0 | 46.32 | 49.67 | 9 | 0
2025 | TVA_2_VACAR | TVA | VACAR | Internal | Shoulder | B11 | 25 | 150 | 0 | 64.37 | 65.87 | 9 | 0
2025 | TVA_2_VACAR | TVA | VACAR | Internal | Shoulder | B12 | 200 | 150 | 0 | 48.48 | 53.87 | 9 | 0
2025 | TVA_2_VACAR | TVA | VACAR | Internal | Shoulder | B13 | 600 | 150 | 0 | 46.51 | 50.45 | 9 | 0
2025 | TVA_2_VACAR | TVA | VACAR | Internal | Shoulder | B14 | 900 | 150 | 0 | 46.51 | 50.45 | 9 | 0
2025 | TVA_2_VACAR | TVA | VACAR | Internal | Shoulder | B15 | 1203 | 150 | 0 | 46.5 | 46.39 | 9 | 0
2025 | TVA_2_VACAR | TVA | VACAR | Internal | Summer | B1 | 10 | 150 | 0 | 81.43 | 81.42 | 9 | 0
2025 | TVA_2_VACAR | TVA | VACAR | Internal | Summer | B2 | 25 | 150 | 0 | 79.23 | 80.6 | 9 | 0
2025 | TVA_2_VACAR | TVA | VACAR | Internal | Summer | B3 | 75 | 150 | 0 | 74.44 | 80.6 | 9 | 0
2025 | TVA_2_VACAR | TVA | VACAR | Internal | Summer | B4 | 100 | 150 | 0 | 74.13 | 78.98 | 9 | 0
2025 | TVA_2_VACAR | TVA | VACAR | Internal | Summer | B5 | 200 | 150 | 0 | 68.11 | 70.11 | 9 | 0
2025 | TVA_2_VACAR | TVA | VACAR | Internal | Summer | B6 | 300 | 150 | 150 | 51.45 | 61.45 | 9 | 1
2025 | TVA_2_VACAR | TVA | VACAR | Internal | Summer | B7 | 400 | 150 | 0 | 45.14 | 51.82 | 9 | 0
2025 | TVA_2_VACAR | TVA | VACAR | Internal | Summer | B8 | 500 | 150 | 0 | 45.14 | 48.37 | 9 | 0
2025 | TVA_2_VACAR | TVA | VACAR | Internal | Summer | B9 | 800 | 150 | 0 | 45.14 | 45.02 | 9 | 0
2025 | TVA_2_VACAR | TVA | VACAR | Internal | Summer | B10 | 1262 | 150 | 0 | 41.65 | 44.54 | 9 | 0
2025 | TVA_2_VACAR | TVA | VACAR | Internal | Winter | B16 | 25 | 150 | 0 | 66.18 | 68.18 | 9 | 0
2025 | TVA_2_VACAR | TVA | VACAR | Internal | Winter | B17 | 100 | 150 | 0 | 51.43 | 58.89 | 9 | 0
2025 | TVA_2_VACAR | TVA | VACAR | Internal | Winter | B18 | 400 | 150 | 0 | 46.32 | 50.54 | 9 | 0
2025 | TVA_2_VACAR | TVA | VACAR | Internal | Winter | B19 | 700 | 150 | 0 | 46.32 | 50.54 | 9 | 0
2025 | TVA_2_VACAR | TVA | VACAR | Internal | Winter | B20 | 935 | 150 | 0 | 46.32 | 46.31 | 9 | 0
2025 | TVA_Transmission_2_ENT | TVA_Transmission | ENT | Internal | Shoulder | B11 | 25 | 3000 | 0 | 65.75 | 66.61 | 9 | 0
2025 | TVA_Transmission_2_ENT | TVA_Transmission | ENT | Internal | Shoulder | B12 | 200 | 3000 | 0 | 52.43 | 46.83 | 9 | 0
2025 | TVA_Transmission_2_ENT | TVA_Transmission | ENT | Internal | Shoulder | B13 | 600 | 3000 | 0 | 49.05 | 46.83 | 9 | 0
2025 | TVA_Transmission_2_ENT | TVA_Transmission | ENT | Internal | Shoulder | B14 | 900 | 3000 | 0 | 48 | 46.83 | 9 | 0
2025 | TVA_Transmission_2_ENT | TVA_Transmission | ENT | Internal | Shoulder | B15 | 1203 | 3000 | 0 | 46.51 | 45.85 | 9 | 0
2025 | TVA_Transmission_2_ENT | TVA_Transmission | ENT | Internal | Summer | B1 | 10 | 3000 | 0 | 81.42 | 78.59 | 9 | 0
2025 | TVA_Transmission_2_ENT | TVA_Transmission | ENT | Internal | Summer | B2 | 25 | 3000 | 0 | 79.22 | 75.69 | 9 | 0
2025 | TVA_Transmission_2_ENT | TVA_Transmission | ENT | Internal | Summer | B3 | 75 | 3000 | 0 | 74.43 | 70.61 | 9 | 0
2025 | TVA_Transmission_2_ENT | TVA_Transmission | ENT | Internal | Summer | B4 | 100 | 3000 | 0 | 74.12 | 69.11 | 9 | 0
2025 | TVA_Transmission_2_ENT | TVA_Transmission | ENT | Internal | Summer | B5 | 200 | 3000 | 0 | 68.95 | 69.11 | 9 | 0
2025 | TVA_Transmission_2_ENT | TVA_Transmission | ENT | Internal | Summer | B6 | 300 | 3000 | 0 | 59.56 | 60.45 | 9 | 0
2025 | TVA_Transmission_2_ENT | TVA_Transmission | ENT | Internal | Summer | B7 | 400 | 3000 | 0 | 51.16 | 51.84 | 9 | 0
2025 | TVA_Transmission_2_ENT | TVA_Transmission | ENT | Internal | Summer | B8 | 500 | 3000 | 0 | 46.48 | 45.36 | 9 | 0
2025 | TVA_Transmission_2_ENT | TVA_Transmission | ENT | Internal | Summer | B9 | 800 | 3000 | 0 | 45.55 | 45.04 | 9 | 0
2025 | TVA_Transmission_2_ENT | TVA_Transmission | ENT | Internal | Summer | B10 | 1262 | 3000 | 0 | 42.54 | 44.71 | 9 | 0
2025 | TVA_Transmission_2_ENT | TVA_Transmission | ENT | Internal | Winter | B16 | 25 | 3000 | 0 | 66.18 | 66.05 | 9 | 0
2025 | TVA_Transmission_2_ENT | TVA_Transmission | ENT | Internal | Winter | B17 | 100 | 3000 | 0 | 54.96 | 49.74 | 9 | 0
2025 | TVA_Transmission_2_ENT | TVA_Transmission | ENT | Internal | Winter | B18 | 400 | 3000 | 0 | 50.61 | 49.74 | 9 | 0
2025 | TVA_Transmission_2_ENT | TVA_Transmission | ENT | Internal | Winter | B19 | 700 | 3000 | 0 | 48.48 | 49.38 | 9 | 0
2025 | TVA_Transmission_2_ENT | TVA_Transmission | ENT | Internal | Winter | B20 | 935 | 3000 | 0 | 46.31 | 47.76 | 9 | 0
2025 | TVA_Transmission_2_MISO_MO-IL | TVA_Transmission | MISO_MO-IL | Internal | Shoulder | B11 | 25 | 4000 | 0 | 65.75 | 63.1 | 9 | 0
2025 | TVA_Transmission_2_MISO_MO-IL | TVA_Transmission | MISO_MO-IL | Internal | Shoulder | B12 | 200 | 4000 | 0 | 52.43 | 49.7 | 9 | 0
2025 | TVA_Transmission_2_MISO_MO-IL | TVA_Transmission | MISO_MO-IL | Internal | Shoulder | B13 | 600 | 4000 | 0 | 49.05 | 44.83 | 9 | 0
2025 | TVA_Transmission_2_MISO_MO-IL | TVA_Transmission | MISO_MO-IL | Internal | Shoulder | B14 | 900 | 4000 | 0 | 48 | 43.95 | 9 | 0
2025 | TVA_Transmission_2_MISO_MO-IL | TVA_Transmission | MISO_MO-IL | Internal | Shoulder | B15 | 1203 | 4000 | 0 | 46.51 | 41.45 | 9 | 0
2025 | TVA_Transmission_2_MISO_MO-IL | TVA_Transmission | MISO_MO-IL | Internal | Summer | B1 | 10 | 4000 | 0 | 81.42 | 73.42 | 9 | 0
2025 | TVA_Transmission_2_MISO_MO-IL | TVA_Transmission | MISO_MO-IL | Internal | Summer | B2 | 25 | 4000 | 0 | 79.22 | 71.22 | 9 | 0
2025 | TVA_Transmission_2_MISO_MO-IL | TVA_Transmission | MISO_MO-IL | Internal | Summer | B3 | 75 | 4000 | 0 | 74.43 | 68.9 | 9 | 0
2025 | TVA_Transmission_2_MISO_MO-IL | TVA_Transmission | MISO_MO-IL | Internal | Summer | B4 | 100 | 4000 | 0 | 74.12 | 68.9 | 9 | 0
2025 | TVA_Transmission_2_MISO_MO-IL | TVA_Transmission | MISO_MO-IL | Internal | Summer | B5 | 200 | 4000 | 0 | 68.95 | 65.35 | 9 | 0
2025 | TVA_Transmission_2_MISO_MO-IL | TVA_Transmission | MISO_MO-IL | Internal | Summer | B6 | 300 | 4000 | 0 | 59.56 | 52.45 | 9 | 0
2025 | TVA_Transmission_2_MISO_MO-IL | TVA_Transmission | MISO_MO-IL | Internal | Summer | B7 | 400 | 4000 | 0 | 51.16 | 43.84 | 9 | 0
2025 | TVA_Transmission_2_MISO_MO-IL | TVA_Transmission | MISO_MO-IL | Internal | Summer | B8 | 500 | 4000 | 0 | 46.48 | 41.13 | 9 | 0
2025 | TVA_Transmission_2_MISO_MO-IL | TVA_Transmission | MISO_MO-IL | Internal | Summer | B9 | 800 | 4000 | 0 | 45.55 | 40.45 | 9 | 0
2025 | TVA_Transmission_2_MISO_MO-IL | TVA_Transmission | MISO_MO-IL | Internal | Summer | B10 | 1262 | 4000 | 0 | 42.54 | 37.15 | 9 | 0
2025 | TVA_Transmission_2_MISO_MO-IL | TVA_Transmission | MISO_MO-IL | Internal | Winter | B16 | 25 | 4000 | 0 | 66.18 | 58.21 | 9 | 0
2025 | TVA_Transmission_2_MISO_MO-IL | TVA_Transmission | MISO_MO-IL | Internal | Winter | B17 | 100 | 4000 | 0 | 54.96 | 50.89 | 9 | 0
2025 | TVA_Transmission_2_MISO_MO-IL | TVA_Transmission | MISO_MO-IL | Internal | Winter | B18 | 400 | 4000 | 0 | 50.61 | 47.12 | 9 | 0
2025 | TVA_Transmission_2_MISO_MO-IL | TVA_Transmission | MISO_MO-IL | Internal | Winter | B19 | 700 | 4000 | 0 | 48.48 | 44.75 | 9 | 0
2025 | TVA_Transmission_2_MISO_MO-IL | TVA_Transmission | MISO_MO-IL | Internal | Winter | B20 | 935 | 4000 | 0 | 46.31 | 40.2 | 9 | 0
2025 | TVA_Transmission_2_NonRTO_Midwest | TVA_Transmission | NonRTO_Midwest | Internal | Shoulder | B11 | 25 | 700 | 0 | 65.75 | 71.11 | 9 | 0
2025 | TVA_Transmission_2_NonRTO_Midwest | TVA_Transmission | NonRTO_Midwest | Internal | Shoulder | B12 | 200 | 700 | 0 | 52.43 | 58.93 | 9 | 0
2025 | TVA_Transmission_2_NonRTO_Midwest | TVA_Transmission | NonRTO_Midwest | Internal | Shoulder | B13 | 600 | 700 | 0 | 49.05 | 52.84 | 9 | 0
2025 | TVA_Transmission_2_NonRTO_Midwest | TVA_Transmission | NonRTO_Midwest | Internal | Shoulder | B14 | 900 | 700 | 0 | 48 | 44.98 | 9 | 0
2025 | TVA_Transmission_2_NonRTO_Midwest | TVA_Transmission | NonRTO_Midwest | Internal | Shoulder | B15 | 1203 | 700 | 0 | 46.51 | 38.53 | 9 | 0
2025 | TVA_Transmission_2_NonRTO_Midwest | TVA_Transmission | NonRTO_Midwest | Internal | Summer | B1 | 10 | 700 | 0 | 81.42 | 75.82 | 9 | 0
2025 | TVA_Transmission_2_NonRTO_Midwest | TVA_Transmission | NonRTO_Midwest | Internal | Summer | B2 | 25 | 700 | 0 | 79.22 | 75.82 | 9 | 0
2025 | TVA_Transmission_2_NonRTO_Midwest | TVA_Transmission | NonRTO_Midwest | Internal | Summer | B3 | 75 | 700 | 0 | 74.43 | 75.82 | 9 | 0
2025 | TVA_Transmission_2_NonRTO_Midwest | TVA_Transmission | NonRTO_Midwest | Internal | Summer | B4 | 100 | 700 | 0 | 74.12 | 75.82 | 9 | 0
2025 | TVA_Transmission_2_NonRTO_Midwest | TVA_Transmission | NonRTO_Midwest | Internal | Summer | B5 | 200 | 700 | 0 | 68.95 | 73.35 | 9 | 0
2025 | TVA_Transmission_2_NonRTO_Midwest | TVA_Transmission | NonRTO_Midwest | Internal | Summer | B6 | 300 | 700 | 0 | 59.56 | 60.44 | 9 | 0
2025 | TVA_Transmission_2_NonRTO_Midwest | TVA_Transmission | NonRTO_Midwest | Internal | Summer | B7 | 400 | 700 | 0 | 51.16 | 45.13 | 9 | 0
2025 | TVA_Transmission_2_NonRTO_Midwest | TVA_Transmission | NonRTO_Midwest | Internal | Summer | B8 | 500 | 700 | 0 | 46.48 | 43.93 | 9 | 0
2025 | TVA_Transmission_2_NonRTO_Midwest | TVA_Transmission | NonRTO_Midwest | Internal | Summer | B9 | 800 | 700 | 0 | 45.55 | 38.62 | 9 | 0
2025 | TVA_Transmission_2_NonRTO_Midwest | TVA_Transmission | NonRTO_Midwest | Internal | Summer | B10 | 1262 | 700 | 0 | 42.54 | 36.47 | 9 | 0
2025 | TVA_Transmission_2_NonRTO_Midwest | TVA_Transmission | NonRTO_Midwest | Internal | Winter | B16 | 25 | 700 | 0 | 66.18 | 66.22 | 9 | 0
2025 | TVA_Transmission_2_NonRTO_Midwest | TVA_Transmission | NonRTO_Midwest | Internal | Winter | B17 | 100 | 700 | 0 | 54.96 | 61.26 | 9 | 0
2025 | TVA_Transmission_2_NonRTO_Midwest | TVA_Transmission | NonRTO_Midwest | Internal | Winter | B18 | 400 | 700 | 0 | 50.61 | 55.13 | 9 | 0
2025 | TVA_Transmission_2_NonRTO_Midwest | TVA_Transmission | NonRTO_Midwest | Internal | Winter | B19 | 700 | 700 | 0 | 48.48 | 45.13 | 9 | 0
2025 | TVA_Transmission_2_NonRTO_Midwest | TVA_Transmission | NonRTO_Midwest | Internal | Winter | B20 | 935 | 700 | 0 | 46.31 | 38.53 | 9 | 0
2025 | TVA_Transmission_2_PJM_ROR | TVA_Transmission | PJM_ROR | Internal | Shoulder | B11 | 25 | 2000 | 0 | 65.75 | 59.87 | 9 | 0
2025 | TVA_Transmission_2_PJM_ROR | TVA_Transmission | PJM_ROR | Internal | Shoulder | B12 | 200 | 2000 | 0 | 52.43 | 51.68 | 9 | 0
2025 | TVA_Transmission_2_PJM_ROR | TVA_Transmission | PJM_ROR | Internal | Shoulder | B13 | 600 | 2000 | 0 | 49.05 | 46.82 | 9 | 0
2025 | TVA_Transmission_2_PJM_ROR | TVA_Transmission | PJM_ROR | Internal | Shoulder | B14 | 900 | 2000 | 0 | 48 | 44.45 | 9 | 0
2025 | TVA_Transmission_2_PJM_ROR | TVA_Transmission | PJM_ROR | Internal | Shoulder | B15 | 1203 | 2000 | 0 | 46.51 | 41.88 | 9 | 0
2025 | TVA_Transmission_2_PJM_ROR | TVA_Transmission | PJM_ROR | Internal | Summer | B1 | 10 | 2000 | 0 | 81.42 | 75.42 | 9 | 0
2025 | TVA_Transmission_2_PJM_ROR | TVA_Transmission | PJM_ROR | Internal | Summer | B2 | 25 | 2000 | 0 | 79.22 | 72.92 | 9 | 0
2025 | TVA_Transmission_2_PJM_ROR | TVA_Transmission | PJM_ROR | Internal | Summer | B3 | 75 | 2000 | 0 | 74.43 | 68.43 | 9 | 0
2025 | TVA_Transmission_2_PJM_ROR | TVA_Transmission | PJM_ROR | Internal | Summer | B4 | 100 | 2000 | 0 | 74.12 | 68.12 | 9 | 0
2025 | TVA_Transmission_2_PJM_ROR | TVA_Transmission | PJM_ROR | Internal | Summer | B5 | 200 | 2000 | 0 | 68.95 | 63.35 | 9 | 0
2025 | TVA_Transmission_2_PJM_ROR | TVA_Transmission | PJM_ROR | Internal | Summer | B6 | 300 | 2000 | 0 | 59.56 | 53.68 | 9 | 0
2025 | TVA_Transmission_2_PJM_ROR | TVA_Transmission | PJM_ROR | Internal | Summer | B7 | 400 | 2000 | 0 | 51.16 | 45.82 | 9 | 0
2025 | TVA_Transmission_2_PJM_ROR | TVA_Transmission | PJM_ROR | Internal | Summer | B8 | 500 | 2000 | 0 | 46.48 | 42.37 | 9 | 0
2025 | TVA_Transmission_2_PJM_ROR | TVA_Transmission | PJM_ROR | Internal | Summer | B9 | 800 | 2000 | 0 | 45.55 | 40.34 | 9 | 0
2025 | TVA_Transmission_2_PJM_ROR | TVA_Transmission | PJM_ROR | Internal | Summer | B10 | 1262 | 2000 | 0 | 42.54 | 38.31 | 9 | 0
2025 | TVA_Transmission_2_PJM_ROR | TVA_Transmission | PJM_ROR | Internal | Winter | B16 | 25 | 2000 | 0 | 66.18 | 60.18 | 9 | 0
2025 | TVA_Transmission_2_PJM_ROR | TVA_Transmission | PJM_ROR | Internal | Winter | B17 | 100 | 2000 | 0 | 54.96 | 52.89 | 9 | 0
2025 | TVA_Transmission_2_PJM_ROR | TVA_Transmission | PJM_ROR | Internal | Winter | B18 | 400 | 2000 | 0 | 50.61 | 49.12 | 9 | 0
2025 | TVA_Transmission_2_PJM_ROR | TVA_Transmission | PJM_ROR | Internal | Winter | B19 | 700 | 2000 | 0 | 48.48 | 45.71 | 9 | 0
2025 | TVA_Transmission_2_PJM_ROR | TVA_Transmission | PJM_ROR | Internal | Winter | B20 | 935 | 2000 | 0 | 46.31 | 40.31 | 9 | 0
2025 | TVA_Transmission_2_SOCO | TVA_Transmission | SOCO | Internal | Shoulder | B11 | 25 | 3200 | 0.06 | 65.75 | 74.61 | 9 | 0
2025 | TVA_Transmission_2_SOCO | TVA_Transmission | SOCO | Internal | Shoulder | B12 | 200 | 3200 | 0 | 52.43 | 50.05 | 9 | 0
2025 | TVA_Transmission_2_SOCO | TVA_Transmission | SOCO | Internal | Shoulder | B13 | 600 | 3200 | 0 | 49.05 | 46.88 | 9 | 0
2025 | TVA_Transmission_2_SOCO | TVA_Transmission | SOCO | Internal | Shoulder | B14 | 900 | 3200 | 0 | 48 | 46.88 | 9 | 0
2025 | TVA_Transmission_2_SOCO | TVA_Transmission | SOCO | Internal | Shoulder | B15 | 1203 | 3200 | 0 | 46.51 | 46.88 | 9 | 0
2025 | TVA_Transmission_2_SOCO | TVA_Transmission | SOCO | Internal | Summer | B1 | 10 | 3200 | 0 | 81.42 | 86.59 | 9 | 0
2025 | TVA_Transmission_2_SOCO | TVA_Transmission | SOCO | Internal | Summer | B2 | 25 | 3200 | 0 | 79.22 | 78.61 | 9 | 0
2025 | TVA_Transmission_2_SOCO | TVA_Transmission | SOCO | Internal | Summer | B3 | 75 | 3200 | 0 | 74.43 | 78.61 | 9 | 0
2025 | TVA_Transmission_2_SOCO | TVA_Transmission | SOCO | Internal | Summer | B4 | 100 | 3200 | 0 | 74.12 | 77.11 | 9 | 0
2025 | TVA_Transmission_2_SOCO | TVA_Transmission | SOCO | Internal | Summer | B5 | 200 | 3200 | 0 | 68.95 | 77.11 | 9 | 0
2025 | TVA_Transmission_2_SOCO | TVA_Transmission | SOCO | Internal | Summer | B6 | 300 | 3200 | 0 | 59.56 | 68.45 | 9 | 0
2025 | TVA_Transmission_2_SOCO | TVA_Transmission | SOCO | Internal | Summer | B7 | 400 | 3200 | 0 | 51.16 | 59.84 | 9 | 0
2025 | TVA_Transmission_2_SOCO | TVA_Transmission | SOCO | Internal | Summer | B8 | 500 | 3200 | 0 | 46.48 | 50.99 | 9 | 0
2025 | TVA_Transmission_2_SOCO | TVA_Transmission | SOCO | Internal | Summer | B9 | 800 | 3200 | 0 | 45.55 | 45.53 | 9 | 0
2025 | TVA_Transmission_2_SOCO | TVA_Transmission | SOCO | Internal | Summer | B10 | 1262 | 3200 | 0 | 42.54 | 45.53 | 9 | 0
2025 | TVA_Transmission_2_SOCO | TVA_Transmission | SOCO | Internal | Winter | B16 | 25 | 3200 | 380.72 | 66.18 | 75.18 | 9 | 0
2025 | TVA_Transmission_2_SOCO | TVA_Transmission | SOCO | Internal | Winter | B17 | 100 | 3200 | 0 | 54.96 | 52.52 | 9 | 0
2025 | TVA_Transmission_2_SOCO | TVA_Transmission | SOCO | Internal | Winter | B18 | 400 | 3200 | 0 | 50.61 | 49.67 | 9 | 0
2025 | TVA_Transmission_2_SOCO | TVA_Transmission | SOCO | Internal | Winter | B19 | 700 | 3200 | 0 | 48.48 | 49.67 | 9 | 0
2025 | TVA_Transmission_2_SOCO | TVA_Transmission | SOCO | Internal | Winter | B20 | 935 | 3200 | 0 | 46.31 | 49.67 | 9 | 0
2025 | TVA_Transmission_2_TVA | TVA_Transmission | TVA | Internal | Shoulder | B11 | 25 | 99999 | 0 | 65.75 | 64.37 | 0.01 | 0
2025 | TVA_Transmission_2_TVA | TVA_Transmission | TVA | Internal | Shoulder | B12 | 200 | 99999 | 0 | 52.43 | 48.48 | 0.01 | 0
2025 | TVA_Transmission_2_TVA | TVA_Transmission | TVA | Internal | Shoulder | B13 | 600 | 99999 | 0 | 49.05 | 46.51 | 0.01 | 0
2025 | TVA_Transmission_2_TVA | TVA_Transmission | TVA | Internal | Shoulder | B14 | 900 | 99999 | 0 | 48 | 46.51 | 0.01 | 0
2025 | TVA_Transmission_2_TVA | TVA_Transmission | TVA | Internal | Shoulder | B15 | 1203 | 99999 | 0 | 46.51 | 46.5 | 0.01 | 0
2025 | TVA_Transmission_2_TVA | TVA_Transmission | TVA | Internal | Summer | B1 | 10 | 99999 | 1167.26 | 81.42 | 81.43 | 0.01 | 0
2025 | TVA_Transmission_2_TVA | TVA_Transmission | TVA | Internal | Summer | B2 | 25 | 99999 | 2606.88 | 79.22 | 79.23 | 0.01 | 0
2025 | TVA_Transmission_2_TVA | TVA_Transmission | TVA | Internal | Summer | B3 | 75 | 99999 | 905.73 | 74.43 | 74.44 | 0.01 | 0
2025 | TVA_Transmission_2_TVA | TVA_Transmission | TVA | Internal | Summer | B4 | 100 | 99999 | 861.52 | 74.12 | 74.13 | 0.01 | 0
2025 | TVA_Transmission_2_TVA | TVA_Transmission | TVA | Internal | Summer | B5 | 200 | 99999 | 0 | 68.95 | 68.11 | 0.01 | 0
2025 | TVA_Transmission_2_TVA | TVA_Transmission | TVA | Internal | Summer | B6 | 300 | 99999 | 0 | 59.56 | 51.45 | 0.01 | 0
2025 | TVA_Transmission_2_TVA | TVA_Transmission | TVA | Internal | Summer | B7 | 400 | 99999 | 0 | 51.16 | 45.14 | 0.01 | 0
2025 | TVA_Transmission_2_TVA | TVA_Transmission | TVA | Internal | Summer | B8 | 500 | 99999 | 0 | 46.48 | 45.14 | 0.01 | 0
2025 | TVA_Transmission_2_TVA | TVA_Transmission | TVA | Internal | Summer | B9 | 800 | 99999 | 0 | 45.55 | 45.14 | 0.01 | 0
2025 | TVA_Transmission_2_TVA | TVA_Transmission | TVA | Internal | Summer | B10 | 1262 | 99999 | 0 | 42.54 | 41.65 | 0.01 | 0
2025 | TVA_Transmission_2_TVA | TVA_Transmission | TVA | Internal | Winter | B16 | 25 | 99999 | 0.52 | 66.18 | 66.18 | 0.01 | 0
2025 | TVA_Transmission_2_TVA | TVA_Transmission | TVA | Internal | Winter | B17 | 100 | 99999 | 0 | 54.96 | 51.43 | 0.01 | 0
2025 | TVA_Transmission_2_TVA | TVA_Transmission | TVA | Internal | Winter | B18 | 400 | 99999 | 0 | 50.61 | 46.32 | 0.01 | 0
2025 | TVA_Transmission_2_TVA | TVA_Transmission | TVA | Internal | Winter | B19 | 700 | 99999 | 0 | 48.48 | 46.32 | 0.01 | 0
2025 | TVA_Transmission_2_TVA | TVA_Transmission | TVA | Internal | Winter | B20 | 935 | 99999 | 155.53 | 46.31 | 46.32 | 0.01 | 0
2025 | TVA_Transmission_2_VACAR | TVA_Transmission | VACAR | Internal | Shoulder | B11 | 25 | 900 | 0 | 65.75 | 65.87 | 9 | 0
2025 | TVA_Transmission_2_VACAR | TVA_Transmission | VACAR | Internal | Shoulder | B12 | 200 | 900 | 0 | 52.43 | 53.87 | 9 | 0
2025 | TVA_Transmission_2_VACAR | TVA_Transmission | VACAR | Internal | Shoulder | B13 | 600 | 900 | 0 | 49.05 | 50.45 | 9 | 0
2025 | TVA_Transmission_2_VACAR | TVA_Transmission | VACAR | Internal | Shoulder | B14 | 900 | 900 | 0 | 48 | 50.45 | 9 | 0
2025 | TVA_Transmission_2_VACAR | TVA_Transmission | VACAR | Internal | Shoulder | B15 | 1203 | 900 | 0 | 46.51 | 46.39 | 9 | 0
2025 | TVA_Transmission_2_VACAR | TVA_Transmission | VACAR | Internal | Summer | B1 | 10 | 900 | 0 | 81.42 | 81.42 | 9 | 0
2025 | TVA_Transmission_2_VACAR | TVA_Transmission | VACAR | Internal | Summer | B2 | 25 | 900 | 0 | 79.22 | 80.6 | 9 | 0
2025 | TVA_Transmission_2_VACAR | TVA_Transmission | VACAR | Internal | Summer | B3 | 75 | 900 | 0 | 74.43 | 80.6 | 9 | 0
2025 | TVA_Transmission_2_VACAR | TVA_Transmission | VACAR | Internal | Summer | B4 | 100 | 900 | 0 | 74.12 | 78.98 | 9 | 0
2025 | TVA_Transmission_2_VACAR | TVA_Transmission | VACAR | Internal | Summer | B5 | 200 | 900 | 0 | 68.95 | 70.11 | 9 | 0
2025 | TVA_Transmission_2_VACAR | TVA_Transmission | VACAR | Internal | Summer | B6 | 300 | 900 | 0 | 59.56 | 61.45 | 9 | 0
2025 | TVA_Transmission_2_VACAR | TVA_Transmission | VACAR | Internal | Summer | B7 | 400 | 900 | 0 | 51.16 | 51.82 | 9 | 0
2025 | TVA_Transmission_2_VACAR | TVA_Transmission | VACAR | Internal | Summer | B8 | 500 | 900 | 0 | 46.48 | 48.37 | 9 | 0
2025 | TVA_Transmission_2_VACAR | TVA_Transmission | VACAR | Internal | Summer | B9 | 800 | 900 | 0 | 45.55 | 45.02 | 9 | 0
2025 | TVA_Transmission_2_VACAR | TVA_Transmission | VACAR | Internal | Summer | B10 | 1262 | 900 | 0 | 42.54 | 44.54 | 9 | 0
2025 | TVA_Transmission_2_VACAR | TVA_Transmission | VACAR | Internal | Winter | B16 | 25 | 900 | 0 | 66.18 | 68.18 | 9 | 0
2025 | TVA_Transmission_2_VACAR | TVA_Transmission | VACAR | Internal | Winter | B17 | 100 | 900 | 0 | 54.96 | 58.89 | 9 | 0
2025 | TVA_Transmission_2_VACAR | TVA_Transmission | VACAR | Internal | Winter | B18 | 400 | 900 | 0 | 50.61 | 50.54 | 9 | 0
2025 | TVA_Transmission_2_VACAR | TVA_Transmission | VACAR | Internal | Winter | B19 | 700 | 900 | 0 | 48.48 | 50.54 | 9 | 0
2025 | TVA_Transmission_2_VACAR | TVA_Transmission | VACAR | Internal | Winter | B20 | 935 | 900 | 0 | 46.31 | 46.31 | 9 | 0
2025 | VACAR_2_PJM_ROR | VACAR | PJM_ROR | Internal | Shoulder | B11 | 25 | 2000 | 0 | 65.87 | 59.87 | 7 | 0
2025 | VACAR_2_PJM_ROR | VACAR | PJM_ROR | Internal | Shoulder | B12 | 200 | 2000 | 0 | 53.87 | 51.68 | 7 | 0
2025 | VACAR_2_PJM_ROR | VACAR | PJM_ROR | Internal | Shoulder | B13 | 600 | 2000 | 0 | 50.45 | 46.82 | 7 | 0
2025 | VACAR_2_PJM_ROR | VACAR | PJM_ROR | Internal | Shoulder | B14 | 900 | 2000 | 0 | 50.45 | 44.45 | 7 | 0
2025 | VACAR_2_PJM_ROR | VACAR | PJM_ROR | Internal | Shoulder | B15 | 1203 | 2000 | 0 | 46.39 | 41.88 | 7 | 0
2025 | VACAR_2_PJM_ROR | VACAR | PJM_ROR | Internal | Summer | B1 | 10 | 2000 | 0 | 81.42 | 75.42 | 7 | 0
2025 | VACAR_2_PJM_ROR | VACAR | PJM_ROR | Internal | Summer | B2 | 25 | 2000 | 0 | 80.6 | 72.92 | 7 | 0
2025 | VACAR_2_PJM_ROR | VACAR | PJM_ROR | Internal | Summer | B3 | 75 | 2000 | 0 | 80.6 | 68.43 | 7 | 0
2025 | VACAR_2_PJM_ROR | VACAR | PJM_ROR | Internal | Summer | B4 | 100 | 2000 | 0 | 78.98 | 68.12 | 7 | 0
2025 | VACAR_2_PJM_ROR | VACAR | PJM_ROR | Internal | Summer | B5 | 200 | 2000 | 0 | 70.11 | 63.35 | 7 | 0
2025 | VACAR_2_PJM_ROR | VACAR | PJM_ROR | Internal | Summer | B6 | 300 | 2000 | 0 | 61.45 | 53.68 | 7 | 0
2025 | VACAR_2_PJM_ROR | VACAR | PJM_ROR | Internal | Summer | B7 | 400 | 2000 | 0 | 51.82 | 45.82 | 7 | 0
2025 | VACAR_2_PJM_ROR | VACAR | PJM_ROR | Internal | Summer | B8 | 500 | 2000 | 0 | 48.37 | 42.37 | 7 | 0
2025 | VACAR_2_PJM_ROR | VACAR | PJM_ROR | Internal | Summer | B9 | 800 | 2000 | 0 | 45.02 | 40.34 | 7 | 0
2025 | VACAR_2_PJM_ROR | VACAR | PJM_ROR | Internal | Summer | B10 | 1262 | 2000 | 0 | 44.54 | 38.31 | 7 | 0
2025 | VACAR_2_PJM_ROR | VACAR | PJM_ROR | Internal | Winter | B16 | 25 | 2000 | 0 | 68.18 | 60.18 | 7 | 0
2025 | VACAR_2_PJM_ROR | VACAR | PJM_ROR | Internal | Winter | B17 | 100 | 2000 | 0 | 58.89 | 52.89 | 7 | 0
2025 | VACAR_2_PJM_ROR | VACAR | PJM_ROR | Internal | Winter | B18 | 400 | 2000 | 0 | 50.54 | 49.12 | 7 | 0
2025 | VACAR_2_PJM_ROR | VACAR | PJM_ROR | Internal | Winter | B19 | 700 | 2000 | 0 | 50.54 | 45.71 | 7 | 0
2025 | VACAR_2_PJM_ROR | VACAR | PJM_ROR | Internal | Winter | B20 | 935 | 2000 | 0 | 46.31 | 40.31 | 7 | 0
2025 | VACAR_2_SOCO | VACAR | SOCO | Internal | Shoulder | B11 | 25 | 3000 | 3000 | 65.87 | 74.61 | 7 | 1.74
2025 | VACAR_2_SOCO | VACAR | SOCO | Internal | Shoulder | B12 | 200 | 3000 | 0 | 53.87 | 50.05 | 7 | 0
2025 | VACAR_2_SOCO | VACAR | SOCO | Internal | Shoulder | B13 | 600 | 3000 | 0 | 50.45 | 46.88 | 7 | 0
2025 | VACAR_2_SOCO | VACAR | SOCO | Internal | Shoulder | B14 | 900 | 3000 | 0 | 50.45 | 46.88 | 7 | 0
2025 | VACAR_2_SOCO | VACAR | SOCO | Internal | Shoulder | B15 | 1203 | 3000 | 0 | 46.39 | 46.88 | 7 | 0
2025 | VACAR_2_SOCO | VACAR | SOCO | Internal | Summer | B1 | 10 | 3000 | 0.01 | 81.42 | 86.59 | 7 | 0
2025 | VACAR_2_SOCO | VACAR | SOCO | Internal | Summer | B2 | 25 | 3000 | 0 | 80.6 | 78.61 | 7 | 0
2025 | VACAR_2_SOCO | VACAR | SOCO | Internal | Summer | B3 | 75 | 3000 | 0 | 80.6 | 78.61 | 7 | 0
2025 | VACAR_2_SOCO | VACAR | SOCO | Internal | Summer | B4 | 100 | 3000 | 0 | 78.98 | 77.11 | 7 | 0
2025 | VACAR_2_SOCO | VACAR | SOCO | Internal | Summer | B5 | 200 | 3000 | 1452.78 | 70.11 | 77.11 | 7 | 0
2025 | VACAR_2_SOCO | VACAR | SOCO | Internal | Summer | B6 | 300 | 3000 | 1318.88 | 61.45 | 68.45 | 7 | 0
2025 | VACAR_2_SOCO | VACAR | SOCO | Internal | Summer | B7 | 400 | 3000 | 3000 | 51.82 | 59.84 | 7 | 1.02
2025 | VACAR_2_SOCO | VACAR | SOCO | Internal | Summer | B8 | 500 | 3000 | 0 | 48.37 | 50.99 | 7 | 0
2025 | VACAR_2_SOCO | VACAR | SOCO | Internal | Summer | B9 | 800 | 3000 | 0 | 45.02 | 45.53 | 7 | 0
2025 | VACAR_2_SOCO | VACAR | SOCO | Internal | Summer | B10 | 1262 | 3000 | 0 | 44.54 | 45.53 | 7 | 0
2025 | VACAR_2_SOCO | VACAR | SOCO | Internal | Winter | B16 | 25 | 3000 | 28.57 | 68.18 | 75.18 | 7 | 0
2025 | VACAR_2_SOCO | VACAR | SOCO | Internal | Winter | B17 | 100 | 3000 | 0 | 58.89 | 52.52 | 7 | 0
2025 | VACAR_2_SOCO | VACAR | SOCO | Internal | Winter | B18 | 400 | 3000 | 0 | 50.54 | 49.67 | 7 | 0
2025 | VACAR_2_SOCO | VACAR | SOCO | Internal | Winter | B19 | 700 | 3000 | 0 | 50.54 | 49.67 | 7 | 0
2025 | VACAR_2_SOCO | VACAR | SOCO | Internal | Winter | B20 | 935 | 3000 | 0 | 46.31 | 49.67 | 7 | 0
2025 | VACAR_2_TVA_Transmission | VACAR | TVA_Transmission | Internal | Shoulder | B11 | 25 | 900 | 0 | 65.87 | 65.75 | 7 | 0
2025 | VACAR_2_TVA_Transmission | VACAR | TVA_Transmission | Internal | Shoulder | B12 | 200 | 900 | 0 | 53.87 | 52.43 | 7 | 0
2025 | VACAR_2_TVA_Transmission | VACAR | TVA_Transmission | Internal | Shoulder | B13 | 600 | 900 | 0 | 50.45 | 49.05 | 7 | 0
2025 | VACAR_2_TVA_Transmission | VACAR | TVA_Transmission | Internal | Shoulder | B14 | 900 | 900 | 0 | 50.45 | 48 | 7 | 0
2025 | VACAR_2_TVA_Transmission | VACAR | TVA_Transmission | Internal | Shoulder | B15 | 1203 | 900 | 0 | 46.39 | 46.51 | 7 | 0
2025 | VACAR_2_TVA_Transmission | VACAR | TVA_Transmission | Internal | Summer | B1 | 10 | 900 | 0 | 81.42 | 81.42 | 7 | 0
2025 | VACAR_2_TVA_Transmission | VACAR | TVA_Transmission | Internal | Summer | B2 | 25 | 900 | 0 | 80.6 | 79.22 | 7 | 0
2025 | VACAR_2_TVA_Transmission | VACAR | TVA_Transmission | Internal | Summer | B3 | 75 | 900 | 0 | 80.6 | 74.43 | 7 | 0
2025 | VACAR_2_TVA_Transmission | VACAR | TVA_Transmission | Internal | Summer | B4 | 100 | 900 | 0 | 78.98 | 74.12 | 7 | 0
2025 | VACAR_2_TVA_Transmission | VACAR | TVA_Transmission | Internal | Summer | B5 | 200 | 900 | 0 | 70.11 | 68.95 | 7 | 0
2025 | VACAR_2_TVA_Transmission | VACAR | TVA_Transmission | Internal | Summer | B6 | 300 | 900 | 0 | 61.45 | 59.56 | 7 | 0
2025 | VACAR_2_TVA_Transmission | VACAR | TVA_Transmission | Internal | Summer | B7 | 400 | 900 | 0 | 51.82 | 51.16 | 7 | 0
2025 | VACAR_2_TVA_Transmission | VACAR | TVA_Transmission | Internal | Summer | B8 | 500 | 900 | 0 | 48.37 | 46.48 | 7 | 0
2025 | VACAR_2_TVA_Transmission | VACAR | TVA_Transmission | Internal | Summer | B9 | 800 | 900 | 0 | 45.02 | 45.55 | 7 | 0
2025 | VACAR_2_TVA_Transmission | VACAR | TVA_Transmission | Internal | Summer | B10 | 1262 | 900 | 0 | 44.54 | 42.54 | 7 | 0
2025 | VACAR_2_TVA_Transmission | VACAR | TVA_Transmission | Internal | Winter | B16 | 25 | 900 | 0 | 68.18 | 66.18 | 7 | 0
2025 | VACAR_2_TVA_Transmission | VACAR | TVA_Transmission | Internal | Winter | B17 | 100 | 900 | 0 | 58.89 | 54.96 | 7 | 0
2025 | VACAR_2_TVA_Transmission | VACAR | TVA_Transmission | Internal | Winter | B18 | 400 | 900 | 0 | 50.54 | 50.61 | 7 | 0
2025 | VACAR_2_TVA_Transmission | VACAR | TVA_Transmission | Internal | Winter | B19 | 700 | 900 | 0 | 50.54 | 48.48 | 7 | 0
2025 | VACAR_2_TVA_Transmission | VACAR | TVA_Transmission | Internal | Winter | B20 | 935 | 900 | 0 | 46.31 | 46.31 | 7 | 0
2030 | ENT_2_MISO_MO-IL | ENT | MISO_MO-IL | Internal | Shoulder | B11 | 25 | 2260 | 0 | 71.44 | 67.04 | 8 | 0
2030 | ENT_2_MISO_MO-IL | ENT | MISO_MO-IL | Internal | Shoulder | B12 | 200 | 2260 | 0 | 50.17 | 52.21 | 8 | 0
2030 | ENT_2_MISO_MO-IL | ENT | MISO_MO-IL | Internal | Shoulder | B13 | 600 | 2260 | 0 | 50.17 | 48.1 | 8 | 0
2030 | ENT_2_MISO_MO-IL | ENT | MISO_MO-IL | Internal | Shoulder | B14 | 900 | 2260 | 0 | 49.81 | 45.74 | 8 | 0
2030 | ENT_2_MISO_MO-IL | ENT | MISO_MO-IL | Internal | Shoulder | B15 | 1203 | 2260 | 0 | 48.17 | 41.54 | 8 | 0
2030 | ENT_2_MISO_MO-IL | ENT | MISO_MO-IL | Internal | Summer | B1 | 10 | 2260 | 0 | 80.73 | 78.54 | 8 | 0
2030 | ENT_2_MISO_MO-IL | ENT | MISO_MO-IL | Internal | Summer | B2 | 25 | 2260 | 0 | 80.73 | 76 | 8 | 0
2030 | ENT_2_MISO_MO-IL | ENT | MISO_MO-IL | Internal | Summer | B3 | 75 | 2260 | 0 | 75.67 | 75 | 8 | 0
2030 | ENT_2_MISO_MO-IL | ENT | MISO_MO-IL | Internal | Summer | B4 | 100 | 2260 | 0 | 74.07 | 72.49 | 8 | 0
2030 | ENT_2_MISO_MO-IL | ENT | MISO_MO-IL | Internal | Summer | B5 | 200 | 2260 | 0 | 74.07 | 70.66 | 8 | 0
2030 | ENT_2_MISO_MO-IL | ENT | MISO_MO-IL | Internal | Summer | B6 | 300 | 2260 | 0 | 63.12 | 55.12 | 8 | 0
2030 | ENT_2_MISO_MO-IL | ENT | MISO_MO-IL | Internal | Summer | B7 | 400 | 2260 | 0 | 53.99 | 45.99 | 8 | 0
2030 | ENT_2_MISO_MO-IL | ENT | MISO_MO-IL | Internal | Summer | B8 | 500 | 2260 | 0 | 48.58 | 42.82 | 8 | 0
2030 | ENT_2_MISO_MO-IL | ENT | MISO_MO-IL | Internal | Summer | B9 | 800 | 2260 | 0 | 48.23 | 41.74 | 8 | 0
2030 | ENT_2_MISO_MO-IL | ENT | MISO_MO-IL | Internal | Summer | B10 | 1262 | 2260 | 0 | 46.65 | 38.65 | 8 | 0
2030 | ENT_2_MISO_MO-IL | ENT | MISO_MO-IL | Internal | Winter | B16 | 25 | 2260 | 0 | 67.07 | 61.04 | 8 | 0
2030 | ENT_2_MISO_MO-IL | ENT | MISO_MO-IL | Internal | Winter | B17 | 100 | 2260 | 0 | 53.3 | 50.93 | 8 | 0
2030 | ENT_2_MISO_MO-IL | ENT | MISO_MO-IL | Internal | Winter | B18 | 400 | 2260 | 0 | 53.3 | 49.35 | 8 | 0
2030 | ENT_2_MISO_MO-IL | ENT | MISO_MO-IL | Internal | Winter | B19 | 700 | 2260 | 0 | 52.92 | 46.86 | 8 | 0
2030 | ENT_2_MISO_MO-IL | ENT | MISO_MO-IL | Internal | Winter | B20 | 935 | 2260 | 0 | 48.96 | 40.96 | 8 | 0
2030 | ENT_2_SOCO | ENT | SOCO | Internal | Shoulder | B11 | 25 | 2000 | 1464.39 | 71.44 | 79.44 | 8 | 0
2030 | ENT_2_SOCO | ENT | SOCO | Internal | Shoulder | B12 | 200 | 2000 | 0 | 50.17 | 51.92 | 8 | 0
2030 | ENT_2_SOCO | ENT | SOCO | Internal | Shoulder | B13 | 600 | 2000 | 0 | 50.17 | 50.12 | 8 | 0
2030 | ENT_2_SOCO | ENT | SOCO | Internal | Shoulder | B14 | 900 | 2000 | 0 | 49.81 | 50.12 | 8 | 0
2030 | ENT_2_SOCO | ENT | SOCO | Internal | Shoulder | B15 | 1203 | 2000 | 0 | 48.17 | 50.12 | 8 | 0
2030 | ENT_2_SOCO | ENT | SOCO | Internal | Summer | B1 | 10 | 2000 | 1643.91 | 80.73 | 88.73 | 8 | 0
2030 | ENT_2_SOCO | ENT | SOCO | Internal | Summer | B2 | 25 | 2000 | 0 | 80.73 | 83.67 | 8 | 0
2030 | ENT_2_SOCO | ENT | SOCO | Internal | Summer | B3 | 75 | 2000 | 739.41 | 75.67 | 83.67 | 8 | 0
2030 | ENT_2_SOCO | ENT | SOCO | Internal | Summer | B4 | 100 | 2000 | 621.94 | 74.07 | 82.07 | 8 | 0
2030 | ENT_2_SOCO | ENT | SOCO | Internal | Summer | B5 | 200 | 2000 | 1730.2 | 74.07 | 82.07 | 8 | 0
2030 | ENT_2_SOCO | ENT | SOCO | Internal | Summer | B6 | 300 | 2000 | 36.67 | 63.12 | 71.12 | 8 | 0
2030 | ENT_2_SOCO | ENT | SOCO | Internal | Summer | B7 | 400 | 2000 | 256.2 | 53.99 | 61.99 | 8 | 0
2030 | ENT_2_SOCO | ENT | SOCO | Internal | Summer | B8 | 500 | 2000 | 0 | 48.58 | 50.38 | 8 | 0
2030 | ENT_2_SOCO | ENT | SOCO | Internal | Summer | B9 | 800 | 2000 | 0 | 48.23 | 48.64 | 8 | 0
2030 | ENT_2_SOCO | ENT | SOCO | Internal | Summer | B10 | 1262 | 2000 | 0 | 46.65 | 48.64 | 8 | 0
2030 | ENT_2_SOCO | ENT | SOCO | Internal | Winter | B16 | 25 | 2000 | 2000 | 67.07 | 78.04 | 8 | 2.98
2030 | ENT_2_SOCO | ENT | SOCO | Internal | Winter | B17 | 100 | 2000 | 0 | 53.3 | 55.01 | 8 | 0
2030 | ENT_2_SOCO | ENT | SOCO | Internal | Winter | B18 | 400 | 2000 | 0 | 53.3 | 53.17 | 8 | 0
2030 | ENT_2_SOCO | ENT | SOCO | Internal | Winter | B19 | 700 | 2000 | 0 | 52.92 | 53.17 | 8 | 0
2030 | ENT_2_SOCO | ENT | SOCO | Internal | Winter | B20 | 935 | 2000 | 0 | 48.96 | 52.42 | 8 | 0
2030 | ENT_2_SPP_N | ENT | SPP_N | Internal | Shoulder | B11 | 25 | 1300 | 0 | 71.44 | 74.03 | 8 | 0
2030 | ENT_2_SPP_N | ENT | SPP_N | Internal | Shoulder | B12 | 200 | 1300 | 0 | 50.17 | 50.4 | 8 | 0
2030 | ENT_2_SPP_N | ENT | SPP_N | Internal | Shoulder | B13 | 600 | 1300 | 0 | 50.17 | 49.38 | 8 | 0
2030 | ENT_2_SPP_N | ENT | SPP_N | Internal | Shoulder | B14 | 900 | 1300 | 0 | 49.81 | 48.62 | 8 | 0
2030 | ENT_2_SPP_N | ENT | SPP_N | Internal | Shoulder | B15 | 1203 | 1300 | 0 | 48.17 | 43.17 | 8 | 0
2030 | ENT_2_SPP_N | ENT | SPP_N | Internal | Summer | B1 | 10 | 1300 | 0 | 80.73 | 79.41 | 8 | 0
2030 | ENT_2_SPP_N | ENT | SPP_N | Internal | Summer | B2 | 25 | 1300 | 0 | 80.73 | 79.41 | 8 | 0
2030 | ENT_2_SPP_N | ENT | SPP_N | Internal | Summer | B3 | 75 | 1300 | 0 | 75.67 | 79.41 | 8 | 0
2030 | ENT_2_SPP_N | ENT | SPP_N | Internal | Summer | B4 | 100 | 1300 | 0 | 74.07 | 77.03 | 8 | 0
2030 | ENT_2_SPP_N | ENT | SPP_N | Internal | Summer | B5 | 200 | 1300 | 0 | 74.07 | 77.03 | 8 | 0
2030 | ENT_2_SPP_N | ENT | SPP_N | Internal | Summer | B6 | 300 | 1300 | 0 | 63.12 | 62.1 | 8 | 0
2030 | ENT_2_SPP_N | ENT | SPP_N | Internal | Summer | B7 | 400 | 1300 | 0 | 53.99 | 49.91 | 8 | 0
2030 | ENT_2_SPP_N | ENT | SPP_N | Internal | Summer | B8 | 500 | 1300 | 0 | 48.58 | 46.47 | 8 | 0
2030 | ENT_2_SPP_N | ENT | SPP_N | Internal | Summer | B9 | 800 | 1300 | 0 | 48.23 | 46.35 | 8 | 0
2030 | ENT_2_SPP_N | ENT | SPP_N | Internal | Summer | B10 | 1262 | 1300 | 0 | 46.65 | 41.94 | 8 | 0
2030 | ENT_2_SPP_N | ENT | SPP_N | Internal | Winter | B16 | 25 | 1300 | 0 | 67.07 | 62.07 | 8 | 0
2030 | ENT_2_SPP_N | ENT | SPP_N | Internal | Winter | B17 | 100 | 1300 | 0 | 53.3 | 52.34 | 8 | 0
2030 | ENT_2_SPP_N | ENT | SPP_N | Internal | Winter | B18 | 400 | 1300 | 0 | 53.3 | 51.2 | 8 | 0
2030 | ENT_2_SPP_N | ENT | SPP_N | Internal | Winter | B19 | 700 | 1300 | 0 | 52.92 | 47.92 | 8 | 0
2030 | ENT_2_SPP_N | ENT | SPP_N | Internal | Winter | B20 | 935 | 1300 | 0 | 48.96 | 43.25 | 8 | 0
2030 | ENT_2_SPP_S | ENT | SPP_S | Internal | Shoulder | B11 | 25 | 1300 | 0 | 71.44 | 66.44 | 8 | 0
2030 | ENT_2_SPP_S | ENT | SPP_S | Internal | Shoulder | B12 | 200 | 1300 | 0 | 50.17 | 48.09 | 8 | 0
2030 | ENT_2_SPP_S | ENT | SPP_S | Internal | Shoulder | B13 | 600 | 1300 | 0 | 50.17 | 47.98 | 8 | 0
2030 | ENT_2_SPP_S | ENT | SPP_S | Internal | Shoulder | B14 | 900 | 1300 | 0 | 49.81 | 47.98 | 8 | 0
2030 | ENT_2_SPP_S | ENT | SPP_S | Internal | Shoulder | B15 | 1203 | 1300 | 0 | 48.17 | 43.17 | 8 | 0
2030 | ENT_2_SPP_S | ENT | SPP_S | Internal | Summer | B1 | 10 | 1300 | 0 | 80.73 | 63.1 | 8 | 0
2030 | ENT_2_SPP_S | ENT | SPP_S | Internal | Summer | B2 | 25 | 1300 | 0 | 80.73 | 67.02 | 8 | 0
2030 | ENT_2_SPP_S | ENT | SPP_S | Internal | Summer | B3 | 75 | 1300 | 0 | 75.67 | 67.59 | 8 | 0
2030 | ENT_2_SPP_S | ENT | SPP_S | Internal | Summer | B4 | 100 | 1300 | 0 | 74.07 | 67.02 | 8 | 0
2030 | ENT_2_SPP_S | ENT | SPP_S | Internal | Summer | B5 | 200 | 1300 | 0 | 74.07 | 67.02 | 8 | 0
2030 | ENT_2_SPP_S | ENT | SPP_S | Internal | Summer | B6 | 300 | 1300 | 0 | 63.12 | 62.12 | 8 | 0
2030 | ENT_2_SPP_S | ENT | SPP_S | Internal | Summer | B7 | 400 | 1300 | 0 | 53.99 | 48.99 | 8 | 0
2030 | ENT_2_SPP_S | ENT | SPP_S | Internal | Summer | B8 | 500 | 1300 | 0 | 48.58 | 46.46 | 8 | 0
2030 | ENT_2_SPP_S | ENT | SPP_S | Internal | Summer | B9 | 800 | 1300 | 0 | 48.23 | 46.36 | 8 | 0
2030 | ENT_2_SPP_S | ENT | SPP_S | Internal | Summer | B10 | 1262 | 1300 | 0 | 46.65 | 41.95 | 8 | 0
2030 | ENT_2_SPP_S | ENT | SPP_S | Internal | Winter | B16 | 25 | 1300 | 0 | 67.07 | 51.3 | 8 | 0
2030 | ENT_2_SPP_S | ENT | SPP_S | Internal | Winter | B17 | 100 | 1300 | 0 | 53.3 | 51.18 | 8 | 0
2030 | ENT_2_SPP_S | ENT | SPP_S | Internal | Winter | B18 | 400 | 1300 | 0 | 53.3 | 51.18 | 8 | 0
2030 | ENT_2_SPP_S | ENT | SPP_S | Internal | Winter | B19 | 700 | 1300 | 0 | 52.92 | 47.04 | 8 | 0
2030 | ENT_2_SPP_S | ENT | SPP_S | Internal | Winter | B20 | 935 | 1300 | 0 | 48.96 | 43.24 | 8 | 0
2030 | ENT_2_TVA_Transmission | ENT | TVA_Transmission | Internal | Shoulder | B11 | 25 | 2100 | 0 | 71.44 | 70.76 | 8 | 0
2030 | ENT_2_TVA_Transmission | ENT | TVA_Transmission | Internal | Shoulder | B12 | 200 | 2100 | 0 | 50.17 | 56.19 | 8 | 0
2030 | ENT_2_TVA_Transmission | ENT | TVA_Transmission | Internal | Shoulder | B13 | 600 | 2100 | 0 | 50.17 | 52.33 | 8 | 0
2030 | ENT_2_TVA_Transmission | ENT | TVA_Transmission | Internal | Shoulder | B14 | 900 | 2100 | 0 | 49.81 | 50.66 | 8 | 0
2030 | ENT_2_TVA_Transmission | ENT | TVA_Transmission | Internal | Shoulder | B15 | 1203 | 2100 | 0 | 48.17 | 49.54 | 8 | 0
2030 | ENT_2_TVA_Transmission | ENT | TVA_Transmission | Internal | Summer | B1 | 10 | 2100 | 0.01 | 80.73 | 86.54 | 8 | 0
2030 | ENT_2_TVA_Transmission | ENT | TVA_Transmission | Internal | Summer | B2 | 25 | 2100 | 0 | 80.73 | 84 | 8 | 0
2030 | ENT_2_TVA_Transmission | ENT | TVA_Transmission | Internal | Summer | B3 | 75 | 2100 | 0 | 75.67 | 79.8 | 8 | 0
2030 | ENT_2_TVA_Transmission | ENT | TVA_Transmission | Internal | Summer | B4 | 100 | 2100 | 0 | 74.07 | 78.62 | 8 | 0
2030 | ENT_2_TVA_Transmission | ENT | TVA_Transmission | Internal | Summer | B5 | 200 | 2100 | 0 | 74.07 | 74.68 | 8 | 0
2030 | ENT_2_TVA_Transmission | ENT | TVA_Transmission | Internal | Summer | B6 | 300 | 2100 | 0 | 63.12 | 62.17 | 8 | 0
2030 | ENT_2_TVA_Transmission | ENT | TVA_Transmission | Internal | Summer | B7 | 400 | 2100 | 0 | 53.99 | 53.29 | 8 | 0
2030 | ENT_2_TVA_Transmission | ENT | TVA_Transmission | Internal | Summer | B8 | 500 | 2100 | 0 | 48.58 | 49 | 8 | 0
2030 | ENT_2_TVA_Transmission | ENT | TVA_Transmission | Internal | Summer | B9 | 800 | 2100 | 0 | 48.23 | 48.64 | 8 | 0
2030 | ENT_2_TVA_Transmission | ENT | TVA_Transmission | Internal | Summer | B10 | 1262 | 2100 | 0 | 46.65 | 44.72 | 8 | 0
2030 | ENT_2_TVA_Transmission | ENT | TVA_Transmission | Internal | Winter | B16 | 25 | 2100 | 0 | 67.07 | 69.04 | 8 | 0
2030 | ENT_2_TVA_Transmission | ENT | TVA_Transmission | Internal | Winter | B17 | 100 | 2100 | 0 | 53.3 | 58.14 | 8 | 0
2030 | ENT_2_TVA_Transmission | ENT | TVA_Transmission | Internal | Winter | B18 | 400 | 2100 | 0 | 53.3 | 53.9 | 8 | 0
2030 | ENT_2_TVA_Transmission | ENT | TVA_Transmission | Internal | Winter | B19 | 700 | 2100 | 0 | 52.92 | 51.84 | 8 | 0
2030 | ENT_2_TVA_Transmission | ENT | TVA_Transmission | Internal | Winter | B20 | 935 | 2100 | 0 | 48.96 | 48.21 | 8 | 0
2030 | FRCC_2_SOCO | FRCC | SOCO | Internal | Shoulder | B11 | 25 | 900 | 0 | 89.44 | 79.44 | 8 | 0
2030 | FRCC_2_SOCO | FRCC | SOCO | Internal | Shoulder | B12 | 200 | 900 | 0 | 61.92 | 51.92 | 8 | 0
2030 | FRCC_2_SOCO | FRCC | SOCO | Internal | Shoulder | B13 | 600 | 900 | 0 | 57.72 | 50.12 | 8 | 0
2030 | FRCC_2_SOCO | FRCC | SOCO | Internal | Shoulder | B14 | 900 | 900 | 0 | 55.34 | 50.12 | 8 | 0
2030 | FRCC_2_SOCO | FRCC | SOCO | Internal | Shoulder | B15 | 1203 | 900 | 0 | 55.34 | 50.12 | 8 | 0
2030 | FRCC_2_SOCO | FRCC | SOCO | Internal | Summer | B1 | 10 | 900 | 0 | 98.73 | 88.73 | 8 | 0
2030 | FRCC_2_SOCO | FRCC | SOCO | Internal | Summer | B2 | 25 | 900 | 0 | 89.81 | 83.67 | 8 | 0
2030 | FRCC_2_SOCO | FRCC | SOCO | Internal | Summer | B3 | 75 | 900 | 0 | 89.81 | 83.67 | 8 | 0
2030 | FRCC_2_SOCO | FRCC | SOCO | Internal | Summer | B4 | 100 | 900 | 0 | 89.81 | 82.07 | 8 | 0
2030 | FRCC_2_SOCO | FRCC | SOCO | Internal | Summer | B5 | 200 | 900 | 0 | 89.81 | 82.07 | 8 | 0
2030 | FRCC_2_SOCO | FRCC | SOCO | Internal | Summer | B6 | 300 | 900 | 0 | 77.12 | 71.12 | 8 | 0
2030 | FRCC_2_SOCO | FRCC | SOCO | Internal | Summer | B7 | 400 | 900 | 0 | 71.99 | 61.99 | 8 | 0
2030 | FRCC_2_SOCO | FRCC | SOCO | Internal | Summer | B8 | 500 | 900 | 0 | 56.82 | 50.38 | 8 | 0
2030 | FRCC_2_SOCO | FRCC | SOCO | Internal | Summer | B9 | 800 | 900 | 0 | 54.47 | 48.64 | 8 | 0
2030 | FRCC_2_SOCO | FRCC | SOCO | Internal | Summer | B10 | 1262 | 900 | 0 | 54.47 | 48.64 | 8 | 0
2030 | FRCC_2_SOCO | FRCC | SOCO | Internal | Winter | B16 | 25 | 900 | 0 | 88.04 | 78.04 | 8 | 0
2030 | FRCC_2_SOCO | FRCC | SOCO | Internal | Winter | B17 | 100 | 900 | 0 | 65.01 | 55.01 | 8 | 0
2030 | FRCC_2_SOCO | FRCC | SOCO | Internal | Winter | B18 | 400 | 900 | 0 | 59.4 | 53.17 | 8 | 0
2030 | FRCC_2_SOCO | FRCC | SOCO | Internal | Winter | B19 | 700 | 900 | 0 | 57.89 | 53.17 | 8 | 0
2030 | FRCC_2_SOCO | FRCC | SOCO | Internal | Winter | B20 | 935 | 900 | 0 | 57.89 | 52.42 | 8 | 0
2030 | HQ_NEISO_2_NEISO | HQ_NEISO | NEISO | Internal | Shoulder | B11 | 25 | 99999 | 2920 | 44.15 | 44.17 | 0.01 | 0
2030 | HQ_NEISO_2_NEISO | HQ_NEISO | NEISO | Internal | Shoulder | B12 | 200 | 99999 | 2920 | 44.15 | 44.17 | 0.01 | 0
2030 | HQ_NEISO_2_NEISO | HQ_NEISO | NEISO | Internal | Shoulder | B13 | 600 | 99999 | 2920 | 44.15 | 44.17 | 0.01 | 0
2030 | HQ_NEISO_2_NEISO | HQ_NEISO | NEISO | Internal | Shoulder | B14 | 900 | 99999 | 2920 | 44.15 | 44.17 | 0.01 | 0
2030 | HQ_NEISO_2_NEISO | HQ_NEISO | NEISO | Internal | Shoulder | B15 | 1203 | 99999 | 1143.24 | 44.15 | 44.17 | 0.01 | 0
2030 | HQ_NEISO_2_NEISO | HQ_NEISO | NEISO | Internal | Summer | B1 | 10 | 99999 | 2920 | 75.54 | 75.55 | 0.01 | 0
2030 | HQ_NEISO_2_NEISO | HQ_NEISO | NEISO | Internal | Summer | B2 | 25 | 99999 | 2920 | 67.51 | 67.52 | 0.01 | 0
2030 | HQ_NEISO_2_NEISO | HQ_NEISO | NEISO | Internal | Summer | B3 | 75 | 99999 | 2920 | 62.75 | 62.76 | 0.01 | 0
2030 | HQ_NEISO_2_NEISO | HQ_NEISO | NEISO | Internal | Summer | B4 | 100 | 99999 | 2920 | 56.79 | 56.8 | 0.01 | 0
2030 | HQ_NEISO_2_NEISO | HQ_NEISO | NEISO | Internal | Summer | B5 | 200 | 99999 | 2920 | 40.81 | 40.82 | 0.01 | 0
2030 | HQ_NEISO_2_NEISO | HQ_NEISO | NEISO | Internal | Summer | B6 | 300 | 99999 | 2920 | 40.81 | 40.82 | 0.01 | 0
2030 | HQ_NEISO_2_NEISO | HQ_NEISO | NEISO | Internal | Summer | B7 | 400 | 99999 | 2920 | 40.81 | 40.82 | 0.01 | 0
2030 | HQ_NEISO_2_NEISO | HQ_NEISO | NEISO | Internal | Summer | B8 | 500 | 99999 | 2920 | 40.81 | 40.82 | 0.01 | 0
2030 | HQ_NEISO_2_NEISO | HQ_NEISO | NEISO | Internal | Summer | B9 | 800 | 99999 | 2920 | 40.81 | 40.82 | 0.01 | 0
2030 | HQ_NEISO_2_NEISO | HQ_NEISO | NEISO | Internal | Summer | B10 | 1262 | 99999 | 795.94 | 40.81 | 40.82 | 0.01 | 0
2030 | HQ_NEISO_2_NEISO | HQ_NEISO | NEISO | Internal | Winter | B16 | 25 | 99999 | 2920 | 54.5 | 54.51 | 0.01 | 0
2030 | HQ_NEISO_2_NEISO | HQ_NEISO | NEISO | Internal | Winter | B17 | 100 | 99999 | 2920 | 54.5 | 54.51 | 0.01 | 0
2030 | HQ_NEISO_2_NEISO | HQ_NEISO | NEISO | Internal | Winter | B18 | 400 | 99999 | 2920 | 54.5 | 54.51 | 0.01 | 0
2030 | HQ_NEISO_2_NEISO | HQ_NEISO | NEISO | Internal | Winter | B19 | 700 | 99999 | 2920 | 54.5 | 54.51 | 0.01 | 0
2030 | HQ_NEISO_2_NEISO | HQ_NEISO | NEISO | Internal | Winter | B20 | 935 | 99999 | 1233.58 | 54.5 | 54.51 | 0.01 | 0
2030 | HQ_NY_2_NYISO_A-F | HQ_NY | NYISO_A-F | Internal | Shoulder | B11 | 25 | 99999 | 1000 | 51.79 | 51.8 | 0.01 | 0
2030 | HQ_NY_2_NYISO_A-F | HQ_NY | NYISO_A-F | Internal | Shoulder | B12 | 200 | 99999 | 1000 | 49.36 | 49.37 | 0.01 | 0
2030 | HQ_NY_2_NYISO_A-F | HQ_NY | NYISO_A-F | Internal | Shoulder | B13 | 600 | 99999 | 1000 | 47.2 | 47.21 | 0.01 | 0
2030 | HQ_NY_2_NYISO_A-F | HQ_NY | NYISO_A-F | Internal | Shoulder | B14 | 900 | 99999 | 1000 | 47.15 | 47.17 | 0.01 | 0
2030 | HQ_NY_2_NYISO_A-F | HQ_NY | NYISO_A-F | Internal | Shoulder | B15 | 1203 | 99999 | 188.69 | 47.15 | 47.17 | 0.01 | 0
2030 | HQ_NY_2_NYISO_A-F | HQ_NY | NYISO_A-F | Internal | Summer | B1 | 10 | 99999 | 1000 | 72.54 | 72.55 | 0.01 | 0
2030 | HQ_NY_2_NYISO_A-F | HQ_NY | NYISO_A-F | Internal | Summer | B2 | 25 | 99999 | 1000 | 70 | 70.01 | 0.01 | 0
2030 | HQ_NY_2_NYISO_A-F | HQ_NY | NYISO_A-F | Internal | Summer | B3 | 75 | 99999 | 1000 | 65.75 | 65.76 | 0.01 | 0
2030 | HQ_NY_2_NYISO_A-F | HQ_NY | NYISO_A-F | Internal | Summer | B4 | 100 | 99999 | 1000 | 61.86 | 61.87 | 0.01 | 0
2030 | HQ_NY_2_NYISO_A-F | HQ_NY | NYISO_A-F | Internal | Summer | B5 | 200 | 99999 | 1000 | 54.53 | 54.54 | 0.01 | 0
2030 | HQ_NY_2_NYISO_A-F | HQ_NY | NYISO_A-F | Internal | Summer | B6 | 300 | 99999 | 1000 | 52.15 | 52.17 | 0.01 | 0
2030 | HQ_NY_2_NYISO_A-F | HQ_NY | NYISO_A-F | Internal | Summer | B7 | 400 | 99999 | 1000 | 47.06 | 47.07 | 0.01 | 0
2030 | HQ_NY_2_NYISO_A-F | HQ_NY | NYISO_A-F | Internal | Summer | B8 | 500 | 99999 | 1000 | 45.87 | 45.88 | 0.01 | 0
2030 | HQ_NY_2_NYISO_A-F | HQ_NY | NYISO_A-F | Internal | Summer | B9 | 800 | 99999 | 1000 | 44.61 | 44.62 | 0.01 | 0
2030 | HQ_NY_2_NYISO_A-F | HQ_NY | NYISO_A-F | Internal | Summer | B10 | 1262 | 99999 | 30.11 | 44.61 | 44.62 | 0.01 | 0
2030 | HQ_NY_2_NYISO_A-F | HQ_NY | NYISO_A-F | Internal | Winter | B16 | 25 | 99999 | 1000 | 55.05 | 55.06 | 0.01 | 0
2030 | HQ_NY_2_NYISO_A-F | HQ_NY | NYISO_A-F | Internal | Winter | B17 | 100 | 99999 | 1000 | 51.59 | 51.6 | 0.01 | 0
2030 | HQ_NY_2_NYISO_A-F | HQ_NY | NYISO_A-F | Internal | Winter | B18 | 400 | 99999 | 1000 | 51.5 | 51.51 | 0.01 | 0
2030 | HQ_NY_2_NYISO_A-F | HQ_NY | NYISO_A-F | Internal | Winter | B19 | 700 | 99999 | 1000 | 51.5 | 51.51 | 0.01 | 0
2030 | HQ_NY_2_NYISO_A-F | HQ_NY | NYISO_A-F | Internal | Winter | B20 | 935 | 99999 | 229.95 | 51.5 | 51.51 | 0.01 | 0
2030 | HQ_IESO_2_IESO | HQ_IESO | IESO | Internal | Shoulder | B11 | 25 | 99999 | 400 | 42.48 | 42.49 | 0.01 | 0
2030 | HQ_IESO_2_IESO | HQ_IESO | IESO | Internal | Shoulder | B12 | 200 | 99999 | 400 | 42.36 | 42.37 | 0.01 | 0
2030 | HQ_IESO_2_IESO | HQ_IESO | IESO | Internal | Shoulder | B13 | 600 | 99999 | 400 | 40.15 | 40.17 | 0.01 | 0
2030 | HQ_IESO_2_IESO | HQ_IESO | IESO | Internal | Shoulder | B14 | 900 | 99999 | 400 | 40.15 | 40.17 | 0.01 | 0
2030 | HQ_IESO_2_IESO | HQ_IESO | IESO | Internal | Shoulder | B15 | 1203 | 99999 | 75.48 | 40.15 | 40.17 | 0.01 | 0
2030 | HQ_IESO_2_IESO | HQ_IESO | IESO | Internal | Summer | B1 | 10 | 99999 | 400 | 71.53 | 71.54 | 0.01 | 0
2030 | HQ_IESO_2_IESO | HQ_IESO | IESO | Internal | Summer | B2 | 25 | 99999 | 400 | 69.78 | 69.8 | 0.01 | 0
2030 | HQ_IESO_2_IESO | HQ_IESO | IESO | Internal | Summer | B3 | 75 | 99999 | 400 | 58.75 | 58.76 | 0.01 | 0
2030 | HQ_IESO_2_IESO | HQ_IESO | IESO | Internal | Summer | B4 | 100 | 99999 | 400 | 54.86 | 54.87 | 0.01 | 0
2030 | HQ_IESO_2_IESO | HQ_IESO | IESO | Internal | Summer | B5 | 200 | 99999 | 400 | 47.53 | 47.54 | 0.01 | 0
2030 | HQ_IESO_2_IESO | HQ_IESO | IESO | Internal | Summer | B6 | 300 | 99999 | 400 | 45.15 | 45.17 | 0.01 | 0
2030 | HQ_IESO_2_IESO | HQ_IESO | IESO | Internal | Summer | B7 | 400 | 99999 | 400 | 40.06 | 40.07 | 0.01 | 0
2030 | HQ_IESO_2_IESO | HQ_IESO | IESO | Internal | Summer | B8 | 500 | 99999 | 400 | 37.61 | 37.62 | 0.01 | 0
2030 | HQ_IESO_2_IESO | HQ_IESO | IESO | Internal | Summer | B9 | 800 | 99999 | 400 | 37.61 | 37.62 | 0.01 | 0
2030 | HQ_IESO_2_IESO | HQ_IESO | IESO | Internal | Summer | B10 | 1262 | 99999 | 12.04 | 37.61 | 37.62 | 0.01 | 0
2030 | HQ_IESO_2_IESO | HQ_IESO | IESO | Internal | Winter | B16 | 25 | 99999 | 400 | 48.05 | 48.06 | 0.01 | 0
2030 | HQ_IESO_2_IESO | HQ_IESO | IESO | Internal | Winter | B17 | 100 | 99999 | 400 | 44.59 | 44.6 | 0.01 | 0
2030 | HQ_IESO_2_IESO | HQ_IESO | IESO | Internal | Winter | B18 | 400 | 99999 | 400 | 44.5 | 44.51 | 0.01 | 0
2030 | HQ_IESO_2_IESO | HQ_IESO | IESO | Internal | Winter | B19 | 700 | 99999 | 400 | 44.5 | 44.51 | 0.01 | 0
2030 | HQ_IESO_2_IESO | HQ_IESO | IESO | Internal | Winter | B20 | 935 | 99999 | 91.98 | 44.5 | 44.51 | 0.01 | 0
2030 | IESO_2_MAPP_CA | IESO | MAPP_CA | Internal | Shoulder | B11 | 25 | 262 | 262 | 42.49 | 54.4 | 7 | 4.9
2030 | IESO_2_MAPP_CA | IESO | MAPP_CA | Internal | Shoulder | B12 | 200 | 262 | 262 | 42.37 | 50.38 | 7 | 1
2030 | IESO_2_MAPP_CA | IESO | MAPP_CA | Internal | Shoulder | B13 | 600 | 262 | 262 | 40.17 | 48.07 | 7 | 0.91
2030 | IESO_2_MAPP_CA | IESO | MAPP_CA | Internal | Shoulder | B14 | 900 | 262 | 262 | 40.17 | 47.28 | 7 | 0.11
2030 | IESO_2_MAPP_CA | IESO | MAPP_CA | Internal | Shoulder | B15 | 1203 | 262 | 262 | 40.17 | 47.28 | 7 | 0.11
2030 | IESO_2_MAPP_CA | IESO | MAPP_CA | Internal | Summer | B1 | 10 | 262 | 0 | 71.54 | 75.19 | 7 | 0
2030 | IESO_2_MAPP_CA | IESO | MAPP_CA | Internal | Summer | B2 | 25 | 262 | 0.01 | 69.8 | 75.98 | 7 | 0
2030 | IESO_2_MAPP_CA | IESO | MAPP_CA | Internal | Summer | B3 | 75 | 262 | 262 | 58.76 | 75 | 7 | 9.23
2030 | IESO_2_MAPP_CA | IESO | MAPP_CA | Internal | Summer | B4 | 100 | 262 | 262 | 54.87 | 72.47 | 7 | 10.6
2030 | IESO_2_MAPP_CA | IESO | MAPP_CA | Internal | Summer | B5 | 200 | 262 | 262 | 47.54 | 62.09 | 7 | 7.55
2030 | IESO_2_MAPP_CA | IESO | MAPP_CA | Internal | Summer | B6 | 300 | 262 | 66.11 | 45.17 | 52.17 | 7 | 0
2030 | IESO_2_MAPP_CA | IESO | MAPP_CA | Internal | Summer | B7 | 400 | 262 | 0 | 40.07 | 45.97 | 7 | 0
2030 | IESO_2_MAPP_CA | IESO | MAPP_CA | Internal | Summer | B8 | 500 | 262 | 0 | 37.62 | 42.79 | 7 | 0
2030 | IESO_2_MAPP_CA | IESO | MAPP_CA | Internal | Summer | B9 | 800 | 262 | 0 | 37.62 | 42.79 | 7 | 0
2030 | IESO_2_MAPP_CA | IESO | MAPP_CA | Internal | Summer | B10 | 1262 | 262 | 0 | 37.62 | 42.79 | 7 | 0
2030 | IESO_2_MAPP_CA | IESO | MAPP_CA | Internal | Winter | B16 | 25 | 262 | 224.25 | 48.06 | 55.06 | 7 | 0
2030 | IESO_2_MAPP_CA | IESO | MAPP_CA | Internal | Winter | B17 | 100 | 262 | 0 | 44.6 | 50.93 | 7 | 0
2030 | IESO_2_MAPP_CA | IESO | MAPP_CA | Internal | Winter | B18 | 400 | 262 | 0 | 44.51 | 50.93 | 7 | 0
2030 | IESO_2_MAPP_CA | IESO | MAPP_CA | Internal | Winter | B19 | 700 | 262 | 0 | 44.51 | 50.93 | 7 | 0
2030 | IESO_2_MAPP_CA | IESO | MAPP_CA | Internal | Winter | B20 | 935 | 262 | 0 | 44.51 | 50.93 | 7 | 0
2030 | IESO_2_MISO_MI | IESO | MISO_MI | Internal | Shoulder | B11 | 25 | 1840 | 1840 | 42.49 | 66.89 | 7 | 17.4
2030 | IESO_2_MISO_MI | IESO | MISO_MI | Internal | Shoulder | B12 | 200 | 1840 | 1840 | 42.37 | 55.53 | 7 | 6.16
2030 | IESO_2_MISO_MI | IESO | MISO_MI | Internal | Shoulder | B13 | 600 | 1840 | 1840 | 40.17 | 48.3 | 7 | 1.13
2030 | IESO_2_MISO_MI | IESO | MISO_MI | Internal | Shoulder | B14 | 900 | 1840 | 470.75 | 40.17 | 47.17 | 7 | 0
2030 | IESO_2_MISO_MI | IESO | MISO_MI | Internal | Shoulder | B15 | 1203 | 1840 | 0 | 40.17 | 43.88 | 7 | 0
2030 | IESO_2_MISO_MI | IESO | MISO_MI | Internal | Summer | B1 | 10 | 1840 | 569.42 | 71.54 | 78.54 | 7 | 0
2030 | IESO_2_MISO_MI | IESO | MISO_MI | Internal | Summer | B2 | 25 | 1840 | 1166.23 | 69.8 | 76.8 | 7 | 0
2030 | IESO_2_MISO_MI | IESO | MISO_MI | Internal | Summer | B3 | 75 | 1840 | 1840 | 58.76 | 75 | 7 | 9.23
2030 | IESO_2_MISO_MI | IESO | MISO_MI | Internal | Summer | B4 | 100 | 1840 | 1840 | 54.87 | 71.56 | 7 | 9.7
2030 | IESO_2_MISO_MI | IESO | MISO_MI | Internal | Summer | B5 | 200 | 1840 | 1840 | 47.54 | 70.66 | 7 | 16.12
2030 | IESO_2_MISO_MI | IESO | MISO_MI | Internal | Summer | B6 | 300 | 1840 | 1840 | 45.17 | 55.12 | 7 | 2.95
2030 | IESO_2_MISO_MI | IESO | MISO_MI | Internal | Summer | B7 | 400 | 1840 | 203.99 | 40.07 | 47.07 | 7 | 0
2030 | IESO_2_MISO_MI | IESO | MISO_MI | Internal | Summer | B8 | 500 | 1840 | 0 | 37.62 | 44.12 | 7 | 0
2030 | IESO_2_MISO_MI | IESO | MISO_MI | Internal | Summer | B9 | 800 | 1840 | 0 | 37.62 | 43.54 | 7 | 0
2030 | IESO_2_MISO_MI | IESO | MISO_MI | Internal | Summer | B10 | 1262 | 1840 | 0 | 37.62 | 39.56 | 7 | 0
2030 | IESO_2_MISO_MI | IESO | MISO_MI | Internal | Winter | B16 | 25 | 1840 | 1840 | 48.06 | 65.05 | 7 | 9.99
2030 | IESO_2_MISO_MI | IESO | MISO_MI | Internal | Winter | B17 | 100 | 1840 | 1840 | 44.6 | 58.29 | 7 | 6.69
2030 | IESO_2_MISO_MI | IESO | MISO_MI | Internal | Winter | B18 | 400 | 1840 | 370.98 | 44.51 | 51.51 | 7 | 0
2030 | IESO_2_MISO_MI | IESO | MISO_MI | Internal | Winter | B19 | 700 | 1840 | 0 | 44.51 | 48.27 | 7 | 0
2030 | IESO_2_MISO_MI | IESO | MISO_MI | Internal | Winter | B20 | 935 | 1840 | 0 | 44.51 | 41.94 | 7 | 0
2030 | IESO_2_MISO_W | IESO | MISO_W | Internal | Shoulder | B11 | 25 | 140 | 140 | 42.49 | 67.03 | 7 | 17.54
2030 | IESO_2_MISO_W | IESO | MISO_W | Internal | Shoulder | B12 | 200 | 140 | 140 | 42.37 | 50.39 | 7 | 1.01
2030 | IESO_2_MISO_W | IESO | MISO_W | Internal | Shoulder | B13 | 600 | 140 | 140 | 40.17 | 48.09 | 7 | 0.92
2030 | IESO_2_MISO_W | IESO | MISO_W | Internal | Shoulder | B14 | 900 | 140 | 0 | 40.17 | 45.72 | 7 | 0
2030 | IESO_2_MISO_W | IESO | MISO_W | Internal | Shoulder | B15 | 1203 | 140 | 0 | 40.17 | 41.4 | 7 | 0
2030 | IESO_2_MISO_W | IESO | MISO_W | Internal | Summer | B1 | 10 | 140 | 1.58 | 71.54 | 78.53 | 7 | 0
2030 | IESO_2_MISO_W | IESO | MISO_W | Internal | Summer | B2 | 25 | 140 | 0.01 | 69.8 | 75.99 | 7 | 0
2030 | IESO_2_MISO_W | IESO | MISO_W | Internal | Summer | B3 | 75 | 140 | 140 | 58.76 | 75.01 | 7 | 9.24
2030 | IESO_2_MISO_W | IESO | MISO_W | Internal | Summer | B4 | 100 | 140 | 140 | 54.87 | 72.48 | 7 | 10.61
2030 | IESO_2_MISO_W | IESO | MISO_W | Internal | Summer | B5 | 200 | 140 | 140 | 47.54 | 70.65 | 7 | 16.11
2030 | IESO_2_MISO_W | IESO | MISO_W | Internal | Summer | B6 | 300 | 140 | 140 | 45.17 | 55.1 | 7 | 2.94
2030 | IESO_2_MISO_W | IESO | MISO_W | Internal | Summer | B7 | 400 | 140 | 0 | 40.07 | 45.98 | 7 | 0
2030 | IESO_2_MISO_W | IESO | MISO_W | Internal | Summer | B8 | 500 | 140 | 0 | 37.62 | 42.81 | 7 | 0
2030 | IESO_2_MISO_W | IESO | MISO_W | Internal | Summer | B9 | 800 | 140 | 0 | 37.62 | 41.72 | 7 | 0
2030 | IESO_2_MISO_W | IESO | MISO_W | Internal | Summer | B10 | 1262 | 140 | 0 | 37.62 | 36.13 | 7 | 0
2030 | IESO_2_MISO_W | IESO | MISO_W | Internal | Winter | B16 | 25 | 140 | 139.38 | 48.06 | 55.07 | 7 | 0.01
2030 | IESO_2_MISO_W | IESO | MISO_W | Internal | Winter | B17 | 100 | 140 | 0 | 44.6 | 50.92 | 7 | 0
2030 | IESO_2_MISO_W | IESO | MISO_W | Internal | Winter | B18 | 400 | 140 | 0 | 44.51 | 49.34 | 7 | 0
2030 | IESO_2_MISO_W | IESO | MISO_W | Internal | Winter | B19 | 700 | 140 | 0 | 44.51 | 46.85 | 7 | 0
2030 | IESO_2_MISO_W | IESO | MISO_W | Internal | Winter | B20 | 935 | 140 | 0 | 44.51 | 40.7 | 7 | 0
2030 | IESO_2_NYISO_A-F | IESO | NYISO_A-F | Internal | Shoulder | B11 | 25 | 1725 | 1725 | 42.49 | 51.8 | 7 | 2.31
2030 | IESO_2_NYISO_A-F | IESO | NYISO_A-F | Internal | Shoulder | B12 | 200 | 1725 | 1251.34 | 42.37 | 49.37 | 7 | 0
2030 | IESO_2_NYISO_A-F | IESO | NYISO_A-F | Internal | Shoulder | B13 | 600 | 1725 | 1724.99 | 40.17 | 47.21 | 7 | 0.05
2030 | IESO_2_NYISO_A-F | IESO | NYISO_A-F | Internal | Shoulder | B14 | 900 | 1725 | 1674.14 | 40.17 | 47.17 | 7 | 0
2030 | IESO_2_NYISO_A-F | IESO | NYISO_A-F | Internal | Shoulder | B15 | 1203 | 1725 | 1276.25 | 40.17 | 47.17 | 7 | 0
2030 | IESO_2_NYISO_A-F | IESO | NYISO_A-F | Internal | Summer | B1 | 10 | 1725 | 0 | 71.54 | 72.55 | 7 | 0
2030 | IESO_2_NYISO_A-F | IESO | NYISO_A-F | Internal | Summer | B2 | 25 | 1725 | 0 | 69.8 | 70.01 | 7 | 0
2030 | IESO_2_NYISO_A-F | IESO | NYISO_A-F | Internal | Summer | B3 | 75 | 1725 | 32.22 | 58.76 | 65.76 | 7 | 0
2030 | IESO_2_NYISO_A-F | IESO | NYISO_A-F | Internal | Summer | B4 | 100 | 1725 | 950.8 | 54.87 | 61.87 | 7 | 0
2030 | IESO_2_NYISO_A-F | IESO | NYISO_A-F | Internal | Summer | B5 | 200 | 1725 | 1544.37 | 47.54 | 54.54 | 7 | 0
2030 | IESO_2_NYISO_A-F | IESO | NYISO_A-F | Internal | Summer | B6 | 300 | 1725 | 321.44 | 45.17 | 52.17 | 7 | 0
2030 | IESO_2_NYISO_A-F | IESO | NYISO_A-F | Internal | Summer | B7 | 400 | 1725 | 1055.12 | 40.07 | 47.07 | 7 | 0
2030 | IESO_2_NYISO_A-F | IESO | NYISO_A-F | Internal | Summer | B8 | 500 | 1725 | 1725 | 37.62 | 45.88 | 7 | 1.26
2030 | IESO_2_NYISO_A-F | IESO | NYISO_A-F | Internal | Summer | B9 | 800 | 1725 | 608.42 | 37.62 | 44.62 | 7 | 0
2030 | IESO_2_NYISO_A-F | IESO | NYISO_A-F | Internal | Summer | B10 | 1262 | 1725 | 216.52 | 37.62 | 44.62 | 7 | 0
2030 | IESO_2_NYISO_A-F | IESO | NYISO_A-F | Internal | Winter | B16 | 25 | 1725 | 245.22 | 48.06 | 55.06 | 7 | 0
2030 | IESO_2_NYISO_A-F | IESO | NYISO_A-F | Internal | Winter | B17 | 100 | 1725 | 903.35 | 44.6 | 51.6 | 7 | 0
2030 | IESO_2_NYISO_A-F | IESO | NYISO_A-F | Internal | Winter | B18 | 400 | 1725 | 1263.61 | 44.51 | 51.51 | 7 | 0
2030 | IESO_2_NYISO_A-F | IESO | NYISO_A-F | Internal | Winter | B19 | 700 | 1725 | 938.51 | 44.51 | 51.51 | 7 | 0
2030 | IESO_2_NYISO_A-F | IESO | NYISO_A-F | Internal | Winter | B20 | 935 | 1725 | 534.19 | 44.51 | 51.51 | 7 | 0
2030 | MAPP_CA_2_IESO | MAPP_CA | IESO | Internal | Shoulder | B11 | 25 | 330 | 0 | 54.4 | 42.49 | 8 | 0
2030 | MAPP_CA_2_IESO | MAPP_CA | IESO | Internal | Shoulder | B12 | 200 | 330 | 0 | 50.38 | 42.37 | 8 | 0
2030 | MAPP_CA_2_IESO | MAPP_CA | IESO | Internal | Shoulder | B13 | 600 | 330 | 0 | 48.07 | 40.17 | 8 | 0
2030 | MAPP_CA_2_IESO | MAPP_CA | IESO | Internal | Shoulder | B14 | 900 | 330 | 0 | 47.28 | 40.17 | 8 | 0
2030 | MAPP_CA_2_IESO | MAPP_CA | IESO | Internal | Shoulder | B15 | 1203 | 330 | 0 | 47.28 | 40.17 | 8 | 0
2030 | MAPP_CA_2_IESO | MAPP_CA | IESO | Internal | Summer | B1 | 10 | 330 | 0 | 75.19 | 71.54 | 8 | 0
2030 | MAPP_CA_2_IESO | MAPP_CA | IESO | Internal | Summer | B2 | 25 | 330 | 0 | 75.98 | 69.8 | 8 | 0
2030 | MAPP_CA_2_IESO | MAPP_CA | IESO | Internal | Summer | B3 | 75 | 330 | 0 | 75 | 58.76 | 8 | 0
2030 | MAPP_CA_2_IESO | MAPP_CA | IESO | Internal | Summer | B4 | 100 | 330 | 0 | 72.47 | 54.87 | 8 | 0
2030 | MAPP_CA_2_IESO | MAPP_CA | IESO | Internal | Summer | B5 | 200 | 330 | 0 | 62.09 | 47.54 | 8 | 0
2030 | MAPP_CA_2_IESO | MAPP_CA | IESO | Internal | Summer | B6 | 300 | 330 | 0 | 52.17 | 45.17 | 8 | 0
2030 | MAPP_CA_2_IESO | MAPP_CA | IESO | Internal | Summer | B7 | 400 | 330 | 0 | 45.97 | 40.07 | 8 | 0
2030 | MAPP_CA_2_IESO | MAPP_CA | IESO | Internal | Summer | B8 | 500 | 330 | 0 | 42.79 | 37.62 | 8 | 0
2030 | MAPP_CA_2_IESO | MAPP_CA | IESO | Internal | Summer | B9 | 800 | 330 | 0 | 42.79 | 37.62 | 8 | 0
2030 | MAPP_CA_2_IESO | MAPP_CA | IESO | Internal | Summer | B10 | 1262 | 330 | 0 | 42.79 | 37.62 | 8 | 0
2030 | MAPP_CA_2_IESO | MAPP_CA | IESO | Internal | Winter | B16 | 25 | 330 | 0 | 55.06 | 48.06 | 8 | 0
2030 | MAPP_CA_2_IESO | MAPP_CA | IESO | Internal | Winter | B17 | 100 | 330 | 0 | 50.93 | 44.6 | 8 | 0
2030 | MAPP_CA_2_IESO | MAPP_CA | IESO | Internal | Winter | B18 | 400 | 330 | 0 | 50.93 | 44.51 | 8 | 0
2030 | MAPP_CA_2_IESO | MAPP_CA | IESO | Internal | Winter | B19 | 700 | 330 | 0 | 50.93 | 44.51 | 8 | 0
2030 | MAPP_CA_2_IESO | MAPP_CA | IESO | Internal | Winter | B20 | 935 | 330 | 0 | 50.93 | 44.51 | 8 | 0
2030 | MAPP_CA_2_MAPP_US | MAPP_CA | MAPP_US | Internal | Shoulder | B11 | 25 | 372 | 286.36 | 54.4 | 61.4 | 7 | 0
2030 | MAPP_CA_2_MAPP_US | MAPP_CA | MAPP_US | Internal | Shoulder | B12 | 200 | 372 | 0 | 50.38 | 43.39 | 7 | 0
2030 | MAPP_CA_2_MAPP_US | MAPP_CA | MAPP_US | Internal | Shoulder | B13 | 600 | 372 | 0 | 48.07 | 42.37 | 7 | 0
2030 | MAPP_CA_2_MAPP_US | MAPP_CA | MAPP_US | Internal | Shoulder | B14 | 900 | 372 | 0 | 47.28 | 42.37 | 7 | 0
2030 | MAPP_CA_2_MAPP_US | MAPP_CA | MAPP_US | Internal | Shoulder | B15 | 1203 | 372 | 0 | 47.28 | 38.18 | 7 | 0
2030 | MAPP_CA_2_MAPP_US | MAPP_CA | MAPP_US | Internal | Summer | B1 | 10 | 372 | 0 | 75.19 | 72.4 | 7 | 0
2030 | MAPP_CA_2_MAPP_US | MAPP_CA | MAPP_US | Internal | Summer | B2 | 25 | 372 | 0 | 75.98 | 71.44 | 7 | 0
2030 | MAPP_CA_2_MAPP_US | MAPP_CA | MAPP_US | Internal | Summer | B3 | 75 | 372 | 0 | 75 | 71.44 | 7 | 0
2030 | MAPP_CA_2_MAPP_US | MAPP_CA | MAPP_US | Internal | Summer | B4 | 100 | 372 | 0 | 72.47 | 70.02 | 7 | 0
2030 | MAPP_CA_2_MAPP_US | MAPP_CA | MAPP_US | Internal | Summer | B5 | 200 | 372 | 59.77 | 62.09 | 69.09 | 7 | 0
2030 | MAPP_CA_2_MAPP_US | MAPP_CA | MAPP_US | Internal | Summer | B6 | 300 | 372 | 0 | 52.17 | 55.09 | 7 | 0
2030 | MAPP_CA_2_MAPP_US | MAPP_CA | MAPP_US | Internal | Summer | B7 | 400 | 372 | 0 | 45.97 | 42.9 | 7 | 0
2030 | MAPP_CA_2_MAPP_US | MAPP_CA | MAPP_US | Internal | Summer | B8 | 500 | 372 | 0 | 42.79 | 39.33 | 7 | 0
2030 | MAPP_CA_2_MAPP_US | MAPP_CA | MAPP_US | Internal | Summer | B9 | 800 | 372 | 0 | 42.79 | 39.33 | 7 | 0
2030 | MAPP_CA_2_MAPP_US | MAPP_CA | MAPP_US | Internal | Summer | B10 | 1262 | 372 | 0 | 42.79 | 29.63 | 7 | 0
2030 | MAPP_CA_2_MAPP_US | MAPP_CA | MAPP_US | Internal | Winter | B16 | 25 | 372 | 0 | 55.06 | 50.91 | 7 | 0
2030 | MAPP_CA_2_MAPP_US | MAPP_CA | MAPP_US | Internal | Winter | B17 | 100 | 372 | 0 | 50.93 | 45.33 | 7 | 0
2030 | MAPP_CA_2_MAPP_US | MAPP_CA | MAPP_US | Internal | Winter | B18 | 400 | 372 | 0 | 50.93 | 44.18 | 7 | 0
2030 | MAPP_CA_2_MAPP_US | MAPP_CA | MAPP_US | Internal | Winter | B19 | 700 | 372 | 0 | 50.93 | 44.18 | 7 | 0
2030 | MAPP_CA_2_MAPP_US | MAPP_CA | MAPP_US | Internal | Winter | B20 | 935 | 372 | 0 | 50.93 | 36.24 | 7 | 0
2030 | MAPP_CA_2_MISO_W | MAPP_CA | MISO_W | Internal | Shoulder | B11 | 25 | 1970 | 1970 | 54.4 | 67.03 | 0.01 | 12.62
2030 | MAPP_CA_2_MISO_W | MAPP_CA | MISO_W | Internal | Shoulder | B12 | 200 | 1970 | 1029.13 | 50.38 | 50.39 | 0.01 | 0
2030 | MAPP_CA_2_MISO_W | MAPP_CA | MISO_W | Internal | Shoulder | B13 | 600 | 1970 | 966.15 | 48.07 | 48.09 | 0.01 | 0
2030 | MAPP_CA_2_MISO_W | MAPP_CA | MISO_W | Internal | Shoulder | B14 | 900 | 1970 | 0 | 47.28 | 45.72 | 0.01 | 0
2030 | MAPP_CA_2_MISO_W | MAPP_CA | MISO_W | Internal | Shoulder | B15 | 1203 | 1970 | 0 | 47.28 | 41.4 | 0.01 | 0
2030 | MAPP_CA_2_MISO_W | MAPP_CA | MISO_W | Internal | Summer | B1 | 10 | 1970 | 1969.99 | 75.19 | 78.53 | 0.01 | 3.33
2030 | MAPP_CA_2_MISO_W | MAPP_CA | MISO_W | Internal | Summer | B2 | 25 | 1970 | 1891.74 | 75.98 | 75.99 | 0.01 | 0
2030 | MAPP_CA_2_MISO_W | MAPP_CA | MISO_W | Internal | Summer | B3 | 75 | 1970 | 1848.63 | 75 | 75.01 | 0.01 | 0
2030 | MAPP_CA_2_MISO_W | MAPP_CA | MISO_W | Internal | Summer | B4 | 100 | 1970 | 1950.13 | 72.47 | 72.48 | 0.01 | 0
2030 | MAPP_CA_2_MISO_W | MAPP_CA | MISO_W | Internal | Summer | B5 | 200 | 1970 | 1970 | 62.09 | 70.65 | 0.01 | 8.55
2030 | MAPP_CA_2_MISO_W | MAPP_CA | MISO_W | Internal | Summer | B6 | 300 | 1970 | 1970 | 52.17 | 55.1 | 0.01 | 2.93
2030 | MAPP_CA_2_MISO_W | MAPP_CA | MISO_W | Internal | Summer | B7 | 400 | 1970 | 955.24 | 45.97 | 45.98 | 0.01 | 0
2030 | MAPP_CA_2_MISO_W | MAPP_CA | MISO_W | Internal | Summer | B8 | 500 | 1970 | 573.52 | 42.79 | 42.81 | 0.01 | 0
2030 | MAPP_CA_2_MISO_W | MAPP_CA | MISO_W | Internal | Summer | B9 | 800 | 1970 | 0 | 42.79 | 41.72 | 0.01 | 0
2030 | MAPP_CA_2_MISO_W | MAPP_CA | MISO_W | Internal | Summer | B10 | 1262 | 1970 | 0 | 42.79 | 36.13 | 0.01 | 0
2030 | MAPP_CA_2_MISO_W | MAPP_CA | MISO_W | Internal | Winter | B16 | 25 | 1970 | 546.63 | 55.06 | 55.07 | 0.01 | 0
2030 | MAPP_CA_2_MISO_W | MAPP_CA | MISO_W | Internal | Winter | B17 | 100 | 1970 | 0.1 | 50.93 | 50.92 | 0.01 | 0
2030 | MAPP_CA_2_MISO_W | MAPP_CA | MISO_W | Internal | Winter | B18 | 400 | 1970 | 0 | 50.93 | 49.34 | 0.01 | 0
2030 | MAPP_CA_2_MISO_W | MAPP_CA | MISO_W | Internal | Winter | B19 | 700 | 1970 | 0 | 50.93 | 46.85 | 0.01 | 0
2030 | MAPP_CA_2_MISO_W | MAPP_CA | MISO_W | Internal | Winter | B20 | 935 | 1970 | 0 | 50.93 | 40.7 | 0.01 | 0
2030 | MAPP_US_2_MAPP_CA | MAPP_US | MAPP_CA | Internal | Shoulder | B11 | 25 | 165 | 0 | 61.4 | 54.4 | 7 | 0
2030 | MAPP_US_2_MAPP_CA | MAPP_US | MAPP_CA | Internal | Shoulder | B12 | 200 | 165 | 0.1 | 43.39 | 50.38 | 7 | 0
2030 | MAPP_US_2_MAPP_CA | MAPP_US | MAPP_CA | Internal | Shoulder | B13 | 600 | 165 | 0 | 42.37 | 48.07 | 7 | 0
2030 | MAPP_US_2_MAPP_CA | MAPP_US | MAPP_CA | Internal | Shoulder | B14 | 900 | 165 | 0 | 42.37 | 47.28 | 7 | 0
2030 | MAPP_US_2_MAPP_CA | MAPP_US | MAPP_CA | Internal | Shoulder | B15 | 1203 | 165 | 165 | 38.18 | 47.28 | 7 | 2.1
2030 | MAPP_US_2_MAPP_CA | MAPP_US | MAPP_CA | Internal | Summer | B1 | 10 | 165 | 0 | 72.4 | 75.19 | 7 | 0
2030 | MAPP_US_2_MAPP_CA | MAPP_US | MAPP_CA | Internal | Summer | B2 | 25 | 165 | 0 | 71.44 | 75.98 | 7 | 0
2030 | MAPP_US_2_MAPP_CA | MAPP_US | MAPP_CA | Internal | Summer | B3 | 75 | 165 | 0 | 71.44 | 75 | 7 | 0
2030 | MAPP_US_2_MAPP_CA | MAPP_US | MAPP_CA | Internal | Summer | B4 | 100 | 165 | 0 | 70.02 | 72.47 | 7 | 0
2030 | MAPP_US_2_MAPP_CA | MAPP_US | MAPP_CA | Internal | Summer | B5 | 200 | 165 | 0 | 69.09 | 62.09 | 7 | 0
2030 | MAPP_US_2_MAPP_CA | MAPP_US | MAPP_CA | Internal | Summer | B6 | 300 | 165 | 0 | 55.09 | 52.17 | 7 | 0
2030 | MAPP_US_2_MAPP_CA | MAPP_US | MAPP_CA | Internal | Summer | B7 | 400 | 165 | 0 | 42.9 | 45.97 | 7 | 0
2030 | MAPP_US_2_MAPP_CA | MAPP_US | MAPP_CA | Internal | Summer | B8 | 500 | 165 | 0 | 39.33 | 42.79 | 7 | 0
2030 | MAPP_US_2_MAPP_CA | MAPP_US | MAPP_CA | Internal | Summer | B9 | 800 | 165 | 0 | 39.33 | 42.79 | 7 | 0
2030 | MAPP_US_2_MAPP_CA | MAPP_US | MAPP_CA | Internal | Summer | B10 | 1262 | 165 | 165 | 29.63 | 42.79 | 7 | 6.16
2030 | MAPP_US_2_MAPP_CA | MAPP_US | MAPP_CA | Internal | Winter | B16 | 25 | 165 | 0 | 50.91 | 55.06 | 7 | 0
2030 | MAPP_US_2_MAPP_CA | MAPP_US | MAPP_CA | Internal | Winter | B17 | 100 | 165 | 0 | 45.33 | 50.93 | 7 | 0
2030 | MAPP_US_2_MAPP_CA | MAPP_US | MAPP_CA | Internal | Winter | B18 | 400 | 165 | 0 | 44.18 | 50.93 | 7 | 0
2030 | MAPP_US_2_MAPP_CA | MAPP_US | MAPP_CA | Internal | Winter | B19 | 700 | 165 | 0 | 44.18 | 50.93 | 7 | 0
2030 | MAPP_US_2_MAPP_CA | MAPP_US | MAPP_CA | Internal | Winter | B20 | 935 | 165 | 165 | 36.24 | 50.93 | 7 | 7.69
2030 | MAPP_US_2_MISO_W | MAPP_US | MISO_W | Internal | Shoulder | B11 | 25 | 2635 | 0 | 61.4 | 67.03 | 7 | 0
2030 | MAPP_US_2_MISO_W | MAPP_US | MISO_W | Internal | Shoulder | B12 | 200 | 2635 | 438.14 | 43.39 | 50.39 | 7 | 0
2030 | MAPP_US_2_MISO_W | MAPP_US | MISO_W | Internal | Shoulder | B13 | 600 | 2635 | 0 | 42.37 | 48.09 | 7 | 0
2030 | MAPP_US_2_MISO_W | MAPP_US | MISO_W | Internal | Shoulder | B14 | 900 | 2635 | 0 | 42.37 | 45.72 | 7 | 0
2030 | MAPP_US_2_MISO_W | MAPP_US | MISO_W | Internal | Shoulder | B15 | 1203 | 2635 | 0 | 38.18 | 41.4 | 7 | 0
2030 | MAPP_US_2_MISO_W | MAPP_US | MISO_W | Internal | Summer | B1 | 10 | 2635 | 0.03 | 72.4 | 78.53 | 7 | 0
2030 | MAPP_US_2_MISO_W | MAPP_US | MISO_W | Internal | Summer | B2 | 25 | 2635 | 0 | 71.44 | 75.99 | 7 | 0
2030 | MAPP_US_2_MISO_W | MAPP_US | MISO_W | Internal | Summer | B3 | 75 | 2635 | 0 | 71.44 | 75.01 | 7 | 0
2030 | MAPP_US_2_MISO_W | MAPP_US | MISO_W | Internal | Summer | B4 | 100 | 2635 | 0 | 70.02 | 72.48 | 7 | 0
2030 | MAPP_US_2_MISO_W | MAPP_US | MISO_W | Internal | Summer | B5 | 200 | 2635 | 0 | 69.09 | 70.65 | 7 | 0
2030 | MAPP_US_2_MISO_W | MAPP_US | MISO_W | Internal | Summer | B6 | 300 | 2635 | 0 | 55.09 | 55.1 | 7 | 0
2030 | MAPP_US_2_MISO_W | MAPP_US | MISO_W | Internal | Summer | B7 | 400 | 2635 | 0 | 42.9 | 45.98 | 7 | 0
2030 | MAPP_US_2_MISO_W | MAPP_US | MISO_W | Internal | Summer | B8 | 500 | 2635 | 0 | 39.33 | 42.81 | 7 | 0
2030 | MAPP_US_2_MISO_W | MAPP_US | MISO_W | Internal | Summer | B9 | 800 | 2635 | 0 | 39.33 | 41.72 | 7 | 0
2030 | MAPP_US_2_MISO_W | MAPP_US | MISO_W | Internal | Summer | B10 | 1262 | 2635 | 0 | 29.63 | 36.13 | 7 | 0
2030 | MAPP_US_2_MISO_W | MAPP_US | MISO_W | Internal | Winter | B16 | 25 | 2635 | 0 | 50.91 | 55.07 | 7 | 0
2030 | MAPP_US_2_MISO_W | MAPP_US | MISO_W | Internal | Winter | B17 | 100 | 2635 | 0 | 45.33 | 50.92 | 7 | 0
2030 | MAPP_US_2_MISO_W | MAPP_US | MISO_W | Internal | Winter | B18 | 400 | 2635 | 0 | 44.18 | 49.34 | 7 | 0
2030 | MAPP_US_2_MISO_W | MAPP_US | MISO_W | Internal | Winter | B19 | 700 | 2635 | 0 | 44.18 | 46.85 | 7 | 0
2030 | MAPP_US_2_MISO_W | MAPP_US | MISO_W | Internal | Winter | B20 | 935 | 2635 | 0 | 36.24 | 40.7 | 7 | 0
2030 | MAPP_US_2_NE | MAPP_US | NE | Internal | Shoulder | B11 | 25 | 2000 | 1700.96 | 61.4 | 68.4 | 7 | 0
2030 | MAPP_US_2_NE | MAPP_US | NE | Internal | Shoulder | B12 | 200 | 2000 | 483.1 | 43.39 | 50.39 | 7 | 0
2030 | MAPP_US_2_NE | MAPP_US | NE | Internal | Shoulder | B13 | 600 | 2000 | 690.95 | 42.37 | 49.37 | 7 | 0
2030 | MAPP_US_2_NE | MAPP_US | NE | Internal | Shoulder | B14 | 900 | 2000 | 0 | 42.37 | 48.61 | 7 | 0
2030 | MAPP_US_2_NE | MAPP_US | NE | Internal | Shoulder | B15 | 1203 | 2000 | 0 | 38.18 | 43.16 | 7 | 0
2030 | MAPP_US_2_NE | MAPP_US | NE | Internal | Summer | B1 | 10 | 2000 | 941.41 | 72.4 | 79.4 | 7 | 0
2030 | MAPP_US_2_NE | MAPP_US | NE | Internal | Summer | B2 | 25 | 2000 | 1178.89 | 71.44 | 78.44 | 7 | 0
2030 | MAPP_US_2_NE | MAPP_US | NE | Internal | Summer | B3 | 75 | 2000 | 1137.5 | 71.44 | 78.44 | 7 | 0
2030 | MAPP_US_2_NE | MAPP_US | NE | Internal | Summer | B4 | 100 | 2000 | 1429.14 | 70.02 | 77.02 | 7 | 0
2030 | MAPP_US_2_NE | MAPP_US | NE | Internal | Summer | B5 | 200 | 2000 | 1608.66 | 69.09 | 76.09 | 7 | 0
2030 | MAPP_US_2_NE | MAPP_US | NE | Internal | Summer | B6 | 300 | 2000 | 1265.1 | 55.09 | 62.09 | 7 | 0
2030 | MAPP_US_2_NE | MAPP_US | NE | Internal | Summer | B7 | 400 | 2000 | 1194.63 | 42.9 | 49.9 | 7 | 0
2030 | MAPP_US_2_NE | MAPP_US | NE | Internal | Summer | B8 | 500 | 2000 | 1487.59 | 39.33 | 46.33 | 7 | 0
2030 | MAPP_US_2_NE | MAPP_US | NE | Internal | Summer | B9 | 800 | 2000 | 995.91 | 39.33 | 46.33 | 7 | 0
2030 | MAPP_US_2_NE | MAPP_US | NE | Internal | Summer | B10 | 1262 | 2000 | 478.04 | 29.63 | 36.63 | 7 | 0
2030 | MAPP_US_2_NE | MAPP_US | NE | Internal | Winter | B16 | 25 | 2000 | 1344.01 | 50.91 | 57.91 | 7 | 0
2030 | MAPP_US_2_NE | MAPP_US | NE | Internal | Winter | B17 | 100 | 2000 | 818.38 | 45.33 | 52.33 | 7 | 0
2030 | MAPP_US_2_NE | MAPP_US | NE | Internal | Winter | B18 | 400 | 2000 | 355.79 | 44.18 | 51.18 | 7 | 0
2030 | MAPP_US_2_NE | MAPP_US | NE | Internal | Winter | B19 | 700 | 2000 | 0 | 44.18 | 47.91 | 7 | 0
2030 | MAPP_US_2_NE | MAPP_US | NE | Internal | Winter | B20 | 935 | 2000 | 145.61 | 36.24 | 43.24 | 7 | 0
2030 | MARITIMES_2_NEISO | MARITIMES | NEISO | Internal | Shoulder | B11 | 25 | 99999 | 1400 | 44.15 | 44.17 | 0.01 | 0
2030 | MARITIMES_2_NEISO | MARITIMES | NEISO | Internal | Shoulder | B12 | 200 | 99999 | 1400 | 44.15 | 44.17 | 0.01 | 0
2030 | MARITIMES_2_NEISO | MARITIMES | NEISO | Internal | Shoulder | B13 | 600 | 99999 | 1400 | 44.15 | 44.17 | 0.01 | 0
2030 | MARITIMES_2_NEISO | MARITIMES | NEISO | Internal | Shoulder | B14 | 900 | 99999 | 1400 | 44.15 | 44.17 | 0.01 | 0
2030 | MARITIMES_2_NEISO | MARITIMES | NEISO | Internal | Shoulder | B15 | 1203 | 99999 | 426.43 | 44.15 | 44.17 | 0.01 | 0
2030 | MARITIMES_2_NEISO | MARITIMES | NEISO | Internal | Summer | B1 | 10 | 99999 | 1400 | 75.54 | 75.55 | 0.01 | 0
2030 | MARITIMES_2_NEISO | MARITIMES | NEISO | Internal | Summer | B2 | 25 | 99999 | 1400 | 67.51 | 67.52 | 0.01 | 0
2030 | MARITIMES_2_NEISO | MARITIMES | NEISO | Internal | Summer | B3 | 75 | 99999 | 1400 | 62.75 | 62.76 | 0.01 | 0
2030 | MARITIMES_2_NEISO | MARITIMES | NEISO | Internal | Summer | B4 | 100 | 99999 | 1400 | 56.79 | 56.8 | 0.01 | 0
2030 | MARITIMES_2_NEISO | MARITIMES | NEISO | Internal | Summer | B5 | 200 | 99999 | 1400 | 40.81 | 40.82 | 0.01 | 0
2030 | MARITIMES_2_NEISO | MARITIMES | NEISO | Internal | Summer | B6 | 300 | 99999 | 1400 | 40.81 | 40.82 | 0.01 | 0
2030 | MARITIMES_2_NEISO | MARITIMES | NEISO | Internal | Summer | B7 | 400 | 99999 | 1400 | 40.81 | 40.82 | 0.01 | 0
2030 | MARITIMES_2_NEISO | MARITIMES | NEISO | Internal | Summer | B8 | 500 | 99999 | 1400 | 40.81 | 40.82 | 0.01 | 0
2030 | MARITIMES_2_NEISO | MARITIMES | NEISO | Internal | Summer | B9 | 800 | 99999 | 1400 | 40.81 | 40.82 | 0.01 | 0
2030 | MARITIMES_2_NEISO | MARITIMES | NEISO | Internal | Summer | B10 | 1262 | 99999 | 236.13 | 40.81 | 40.82 | 0.01 | 0
2030 | MARITIMES_2_NEISO | MARITIMES | NEISO | Internal | Winter | B16 | 25 | 99999 | 1400 | 54.5 | 54.51 | 0.01 | 0
2030 | MARITIMES_2_NEISO | MARITIMES | NEISO | Internal | Winter | B17 | 100 | 99999 | 1400 | 54.5 | 54.51 | 0.01 | 0
2030 | MARITIMES_2_NEISO | MARITIMES | NEISO | Internal | Winter | B18 | 400 | 99999 | 1400 | 54.5 | 54.51 | 0.01 | 0
2030 | MARITIMES_2_NEISO | MARITIMES | NEISO | Internal | Winter | B19 | 700 | 99999 | 1400 | 54.5 | 54.51 | 0.01 | 0
2030 | MARITIMES_2_NEISO | MARITIMES | NEISO | Internal | Winter | B20 | 935 | 99999 | 475.94 | 54.5 | 54.51 | 0.01 | 0
2030 | MISO_IN_2_MISO_MI | MISO_IN | MISO_MI | Internal | Shoulder | B11 | 25 | 5000 | 0.06 | 67.04 | 66.89 | 0.01 | 0
2030 | MISO_IN_2_MISO_MI | MISO_IN | MISO_MI | Internal | Shoulder | B12 | 200 | 5000 | 668.61 | 55.52 | 55.53 | 0.01 | 0
2030 | MISO_IN_2_MISO_MI | MISO_IN | MISO_MI | Internal | Shoulder | B13 | 600 | 5000 | 841.07 | 48.29 | 48.3 | 0.01 | 0
2030 | MISO_IN_2_MISO_MI | MISO_IN | MISO_MI | Internal | Shoulder | B14 | 900 | 5000 | 2287.14 | 47.15 | 47.17 | 0.01 | 0
2030 | MISO_IN_2_MISO_MI | MISO_IN | MISO_MI | Internal | Shoulder | B15 | 1203 | 5000 | 2307.22 | 43.86 | 43.88 | 0.01 | 0
2030 | MISO_IN_2_MISO_MI | MISO_IN | MISO_MI | Internal | Summer | B1 | 10 | 5000 | 1.2 | 78.55 | 78.54 | 0.01 | 0
2030 | MISO_IN_2_MISO_MI | MISO_IN | MISO_MI | Internal | Summer | B2 | 25 | 5000 | 0.39 | 76.81 | 76.8 | 0.01 | 0
2030 | MISO_IN_2_MISO_MI | MISO_IN | MISO_MI | Internal | Summer | B3 | 75 | 5000 | 0.14 | 75.01 | 75 | 0.01 | 0
2030 | MISO_IN_2_MISO_MI | MISO_IN | MISO_MI | Internal | Summer | B4 | 100 | 5000 | 0 | 72.48 | 71.56 | 0.01 | 0
2030 | MISO_IN_2_MISO_MI | MISO_IN | MISO_MI | Internal | Summer | B5 | 200 | 5000 | 0.05 | 70.68 | 70.66 | 0.01 | 0
2030 | MISO_IN_2_MISO_MI | MISO_IN | MISO_MI | Internal | Summer | B6 | 300 | 5000 | 0.03 | 55.13 | 55.12 | 0.01 | 0
2030 | MISO_IN_2_MISO_MI | MISO_IN | MISO_MI | Internal | Summer | B7 | 400 | 5000 | 3123.57 | 47.06 | 47.07 | 0.01 | 0
2030 | MISO_IN_2_MISO_MI | MISO_IN | MISO_MI | Internal | Summer | B8 | 500 | 5000 | 3352.93 | 44.11 | 44.12 | 0.01 | 0
2030 | MISO_IN_2_MISO_MI | MISO_IN | MISO_MI | Internal | Summer | B9 | 800 | 5000 | 3422.15 | 43.53 | 43.54 | 0.01 | 0
2030 | MISO_IN_2_MISO_MI | MISO_IN | MISO_MI | Internal | Summer | B10 | 1262 | 5000 | 3084.83 | 39.55 | 39.56 | 0.01 | 0
2030 | MISO_IN_2_MISO_MI | MISO_IN | MISO_MI | Internal | Winter | B16 | 25 | 5000 | 0.39 | 65.06 | 65.05 | 0.01 | 0
2030 | MISO_IN_2_MISO_MI | MISO_IN | MISO_MI | Internal | Winter | B17 | 100 | 5000 | 0.11 | 58.3 | 58.29 | 0.01 | 0
2030 | MISO_IN_2_MISO_MI | MISO_IN | MISO_MI | Internal | Winter | B18 | 400 | 5000 | 1785.57 | 51.5 | 51.51 | 0.01 | 0
2030 | MISO_IN_2_MISO_MI | MISO_IN | MISO_MI | Internal | Winter | B19 | 700 | 5000 | 1981.23 | 48.25 | 48.27 | 0.01 | 0
2030 | MISO_IN_2_MISO_MI | MISO_IN | MISO_MI | Internal | Winter | B20 | 935 | 5000 | 1493.66 | 41.93 | 41.94 | 0.01 | 0
2030 | MISO_IN_2_MISO_MO-IL | MISO_IN | MISO_MO-IL | Internal | Shoulder | B11 | 25 | 5000 | 0.72 | 67.04 | 67.04 | 0.01 | 0
2030 | MISO_IN_2_MISO_MO-IL | MISO_IN | MISO_MO-IL | Internal | Shoulder | B12 | 200 | 5000 | 0 | 55.52 | 52.21 | 0.01 | 0
2030 | MISO_IN_2_MISO_MO-IL | MISO_IN | MISO_MO-IL | Internal | Shoulder | B13 | 600 | 5000 | 0 | 48.29 | 48.1 | 0.01 | 0
2030 | MISO_IN_2_MISO_MO-IL | MISO_IN | MISO_MO-IL | Internal | Shoulder | B14 | 900 | 5000 | 0 | 47.15 | 45.74 | 0.01 | 0
2030 | MISO_IN_2_MISO_MO-IL | MISO_IN | MISO_MO-IL | Internal | Shoulder | B15 | 1203 | 5000 | 0 | 43.86 | 41.54 | 0.01 | 0
2030 | MISO_IN_2_MISO_MO-IL | MISO_IN | MISO_MO-IL | Internal | Summer | B1 | 10 | 5000 | 0.96 | 78.55 | 78.54 | 0.01 | 0
2030 | MISO_IN_2_MISO_MO-IL | MISO_IN | MISO_MO-IL | Internal | Summer | B2 | 25 | 5000 | 0.01 | 76.81 | 76 | 0.01 | 0
2030 | MISO_IN_2_MISO_MO-IL | MISO_IN | MISO_MO-IL | Internal | Summer | B3 | 75 | 5000 | 0.14 | 75.01 | 75 | 0.01 | 0
2030 | MISO_IN_2_MISO_MO-IL | MISO_IN | MISO_MO-IL | Internal | Summer | B4 | 100 | 5000 | 123.81 | 72.48 | 72.49 | 0.01 | 0
2030 | MISO_IN_2_MISO_MO-IL | MISO_IN | MISO_MO-IL | Internal | Summer | B5 | 200 | 5000 | 0.05 | 70.68 | 70.66 | 0.01 | 0
2030 | MISO_IN_2_MISO_MO-IL | MISO_IN | MISO_MO-IL | Internal | Summer | B6 | 300 | 5000 | 0.03 | 55.13 | 55.12 | 0.01 | 0
2030 | MISO_IN_2_MISO_MO-IL | MISO_IN | MISO_MO-IL | Internal | Summer | B7 | 400 | 5000 | 0 | 47.06 | 45.99 | 0.01 | 0
2030 | MISO_IN_2_MISO_MO-IL | MISO_IN | MISO_MO-IL | Internal | Summer | B8 | 500 | 5000 | 0 | 44.11 | 42.82 | 0.01 | 0
2030 | MISO_IN_2_MISO_MO-IL | MISO_IN | MISO_MO-IL | Internal | Summer | B9 | 800 | 5000 | 0 | 43.53 | 41.74 | 0.01 | 0
2030 | MISO_IN_2_MISO_MO-IL | MISO_IN | MISO_MO-IL | Internal | Summer | B10 | 1262 | 5000 | 0 | 39.55 | 38.65 | 0.01 | 0
2030 | MISO_IN_2_MISO_MO-IL | MISO_IN | MISO_MO-IL | Internal | Winter | B16 | 25 | 5000 | 0 | 65.06 | 61.04 | 0.01 | 0
2030 | MISO_IN_2_MISO_MO-IL | MISO_IN | MISO_MO-IL | Internal | Winter | B17 | 100 | 5000 | 0 | 58.3 | 50.93 | 0.01 | 0
2030 | MISO_IN_2_MISO_MO-IL | MISO_IN | MISO_MO-IL | Internal | Winter | B18 | 400 | 5000 | 0 | 51.5 | 49.35 | 0.01 | 0
2030 | MISO_IN_2_MISO_MO-IL | MISO_IN | MISO_MO-IL | Internal | Winter | B19 | 700 | 5000 | 0 | 48.25 | 46.86 | 0.01 | 0
2030 | MISO_IN_2_MISO_MO-IL | MISO_IN | MISO_MO-IL | Internal | Winter | B20 | 935 | 5000 | 0 | 41.93 | 40.96 | 0.01 | 0
2030 | MISO_IN_2_NonRTO_Midwest | MISO_IN | NonRTO_Midwest | Internal | Shoulder | B11 | 25 | 4800 | 1193.53 | 67.04 | 75.04 | 8 | 0
2030 | MISO_IN_2_NonRTO_Midwest | MISO_IN | NonRTO_Midwest | Internal | Shoulder | B12 | 200 | 4800 | 612.71 | 55.52 | 63.52 | 8 | 0
2030 | MISO_IN_2_NonRTO_Midwest | MISO_IN | NonRTO_Midwest | Internal | Shoulder | B13 | 600 | 4800 | 88.88 | 48.29 | 56.29 | 8 | 0
2030 | MISO_IN_2_NonRTO_Midwest | MISO_IN | NonRTO_Midwest | Internal | Shoulder | B14 | 900 | 4800 | 0 | 47.15 | 45.63 | 8 | 0
2030 | MISO_IN_2_NonRTO_Midwest | MISO_IN | NonRTO_Midwest | Internal | Shoulder | B15 | 1203 | 4800 | 0 | 43.86 | 41.54 | 8 | 0
2030 | MISO_IN_2_NonRTO_Midwest | MISO_IN | NonRTO_Midwest | Internal | Summer | B1 | 10 | 4800 | 0 | 78.55 | 80.48 | 8 | 0
2030 | MISO_IN_2_NonRTO_Midwest | MISO_IN | NonRTO_Midwest | Internal | Summer | B2 | 25 | 4800 | 0 | 76.81 | 80.48 | 8 | 0
2030 | MISO_IN_2_NonRTO_Midwest | MISO_IN | NonRTO_Midwest | Internal | Summer | B3 | 75 | 4800 | 0 | 75.01 | 80.48 | 8 | 0
2030 | MISO_IN_2_NonRTO_Midwest | MISO_IN | NonRTO_Midwest | Internal | Summer | B4 | 100 | 4800 | 310.03 | 72.48 | 80.48 | 8 | 0
2030 | MISO_IN_2_NonRTO_Midwest | MISO_IN | NonRTO_Midwest | Internal | Summer | B5 | 200 | 4800 | 920.71 | 70.68 | 78.68 | 8 | 0
2030 | MISO_IN_2_NonRTO_Midwest | MISO_IN | NonRTO_Midwest | Internal | Summer | B6 | 300 | 4800 | 595.04 | 55.13 | 63.13 | 8 | 0
2030 | MISO_IN_2_NonRTO_Midwest | MISO_IN | NonRTO_Midwest | Internal | Summer | B7 | 400 | 4800 | 0 | 47.06 | 46.54 | 8 | 0
2030 | MISO_IN_2_NonRTO_Midwest | MISO_IN | NonRTO_Midwest | Internal | Summer | B8 | 500 | 4800 | 0 | 44.11 | 44.49 | 8 | 0
2030 | MISO_IN_2_NonRTO_Midwest | MISO_IN | NonRTO_Midwest | Internal | Summer | B9 | 800 | 4800 | 0 | 43.53 | 44.13 | 8 | 0
2030 | MISO_IN_2_NonRTO_Midwest | MISO_IN | NonRTO_Midwest | Internal | Summer | B10 | 1262 | 4800 | 0 | 39.55 | 37.29 | 8 | 0
2030 | MISO_IN_2_NonRTO_Midwest | MISO_IN | NonRTO_Midwest | Internal | Winter | B16 | 25 | 4800 | 2412.06 | 65.06 | 73.06 | 8 | 0
2030 | MISO_IN_2_NonRTO_Midwest | MISO_IN | NonRTO_Midwest | Internal | Winter | B17 | 100 | 4800 | 1167.67 | 58.3 | 66.3 | 8 | 0
2030 | MISO_IN_2_NonRTO_Midwest | MISO_IN | NonRTO_Midwest | Internal | Winter | B18 | 400 | 4800 | 197.96 | 51.5 | 59.5 | 8 | 0
2030 | MISO_IN_2_NonRTO_Midwest | MISO_IN | NonRTO_Midwest | Internal | Winter | B19 | 700 | 4800 | 0 | 48.25 | 47.11 | 8 | 0
2030 | MISO_IN_2_NonRTO_Midwest | MISO_IN | NonRTO_Midwest | Internal | Winter | B20 | 935 | 4800 | 0 | 41.93 | 40.21 | 8 | 0
2030 | MISO_IN_2_PJM_ROR | MISO_IN | PJM_ROR | Internal | Shoulder | B11 | 25 | 992 | 0 | 67.04 | 65.04 | 2 | 0
2030 | MISO_IN_2_PJM_ROR | MISO_IN | PJM_ROR | Internal | Shoulder | B12 | 200 | 992 | 0 | 55.52 | 55.97 | 2 | 0
2030 | MISO_IN_2_PJM_ROR | MISO_IN | PJM_ROR | Internal | Shoulder | B13 | 600 | 992 | 628.16 | 48.29 | 50.29 | 2 | 0
2030 | MISO_IN_2_PJM_ROR | MISO_IN | PJM_ROR | Internal | Shoulder | B14 | 900 | 992 | 0 | 47.15 | 47.74 | 2 | 0
2030 | MISO_IN_2_PJM_ROR | MISO_IN | PJM_ROR | Internal | Shoulder | B15 | 1203 | 992 | 0 | 43.86 | 43.69 | 2 | 0
2030 | MISO_IN_2_PJM_ROR | MISO_IN | PJM_ROR | Internal | Summer | B1 | 10 | 992 | 1.8 | 78.55 | 80.54 | 2 | 0
2030 | MISO_IN_2_PJM_ROR | MISO_IN | PJM_ROR | Internal | Summer | B2 | 25 | 992 | 0.01 | 76.81 | 78 | 2 | 0
2030 | MISO_IN_2_PJM_ROR | MISO_IN | PJM_ROR | Internal | Summer | B3 | 75 | 992 | 0 | 75.01 | 73.8 | 2 | 0
2030 | MISO_IN_2_PJM_ROR | MISO_IN | PJM_ROR | Internal | Summer | B4 | 100 | 992 | 0 | 72.48 | 72.62 | 2 | 0
2030 | MISO_IN_2_PJM_ROR | MISO_IN | PJM_ROR | Internal | Summer | B5 | 200 | 992 | 0 | 70.68 | 68.68 | 2 | 0
2030 | MISO_IN_2_PJM_ROR | MISO_IN | PJM_ROR | Internal | Summer | B6 | 300 | 992 | 0 | 55.13 | 56.23 | 2 | 0
2030 | MISO_IN_2_PJM_ROR | MISO_IN | PJM_ROR | Internal | Summer | B7 | 400 | 992 | 0 | 47.06 | 47.98 | 2 | 0
2030 | MISO_IN_2_PJM_ROR | MISO_IN | PJM_ROR | Internal | Summer | B8 | 500 | 992 | 0 | 44.11 | 44.82 | 2 | 0
2030 | MISO_IN_2_PJM_ROR | MISO_IN | PJM_ROR | Internal | Summer | B9 | 800 | 992 | 0 | 43.53 | 43.74 | 2 | 0
2030 | MISO_IN_2_PJM_ROR | MISO_IN | PJM_ROR | Internal | Summer | B10 | 1262 | 992 | 0 | 39.55 | 40.39 | 2 | 0
2030 | MISO_IN_2_PJM_ROR | MISO_IN | PJM_ROR | Internal | Winter | B16 | 25 | 992 | 0 | 65.06 | 63.05 | 2 | 0
2030 | MISO_IN_2_PJM_ROR | MISO_IN | PJM_ROR | Internal | Winter | B17 | 100 | 992 | 0 | 58.3 | 57.26 | 2 | 0
2030 | MISO_IN_2_PJM_ROR | MISO_IN | PJM_ROR | Internal | Winter | B18 | 400 | 992 | 0 | 51.5 | 51.35 | 2 | 0
2030 | MISO_IN_2_PJM_ROR | MISO_IN | PJM_ROR | Internal | Winter | B19 | 700 | 992 | 0 | 48.25 | 48.86 | 2 | 0
2030 | MISO_IN_2_PJM_ROR | MISO_IN | PJM_ROR | Internal | Winter | B20 | 935 | 992 | 0 | 41.93 | 42.96 | 2 | 0
2030 | MISO_MI_2_IESO | MISO_MI | IESO | Internal | Shoulder | B11 | 25 | 1580 | 0 | 66.89 | 42.49 | 8 | 0
2030 | MISO_MI_2_IESO | MISO_MI | IESO | Internal | Shoulder | B12 | 200 | 1580 | 0 | 55.53 | 42.37 | 8 | 0
2030 | MISO_MI_2_IESO | MISO_MI | IESO | Internal | Shoulder | B13 | 600 | 1580 | 0 | 48.3 | 40.17 | 8 | 0
2030 | MISO_MI_2_IESO | MISO_MI | IESO | Internal | Shoulder | B14 | 900 | 1580 | 0 | 47.17 | 40.17 | 8 | 0
2030 | MISO_MI_2_IESO | MISO_MI | IESO | Internal | Shoulder | B15 | 1203 | 1580 | 0 | 43.88 | 40.17 | 8 | 0
2030 | MISO_MI_2_IESO | MISO_MI | IESO | Internal | Summer | B1 | 10 | 1580 | 0 | 78.54 | 71.54 | 8 | 0
2030 | MISO_MI_2_IESO | MISO_MI | IESO | Internal | Summer | B2 | 25 | 1580 | 0 | 76.8 | 69.8 | 8 | 0
2030 | MISO_MI_2_IESO | MISO_MI | IESO | Internal | Summer | B3 | 75 | 1580 | 0 | 75 | 58.76 | 8 | 0
2030 | MISO_MI_2_IESO | MISO_MI | IESO | Internal | Summer | B4 | 100 | 1580 | 0 | 71.56 | 54.87 | 8 | 0
2030 | MISO_MI_2_IESO | MISO_MI | IESO | Internal | Summer | B5 | 200 | 1580 | 0 | 70.66 | 47.54 | 8 | 0
2030 | MISO_MI_2_IESO | MISO_MI | IESO | Internal | Summer | B6 | 300 | 1580 | 0 | 55.12 | 45.17 | 8 | 0
2030 | MISO_MI_2_IESO | MISO_MI | IESO | Internal | Summer | B7 | 400 | 1580 | 0 | 47.07 | 40.07 | 8 | 0
2030 | MISO_MI_2_IESO | MISO_MI | IESO | Internal | Summer | B8 | 500 | 1580 | 0 | 44.12 | 37.62 | 8 | 0
2030 | MISO_MI_2_IESO | MISO_MI | IESO | Internal | Summer | B9 | 800 | 1580 | 0 | 43.54 | 37.62 | 8 | 0
2030 | MISO_MI_2_IESO | MISO_MI | IESO | Internal | Summer | B10 | 1262 | 1580 | 0 | 39.56 | 37.62 | 8 | 0
2030 | MISO_MI_2_IESO | MISO_MI | IESO | Internal | Winter | B16 | 25 | 1580 | 0 | 65.05 | 48.06 | 8 | 0
2030 | MISO_MI_2_IESO | MISO_MI | IESO | Internal | Winter | B17 | 100 | 1580 | 0 | 58.29 | 44.6 | 8 | 0
2030 | MISO_MI_2_IESO | MISO_MI | IESO | Internal | Winter | B18 | 400 | 1580 | 0 | 51.51 | 44.51 | 8 | 0
2030 | MISO_MI_2_IESO | MISO_MI | IESO | Internal | Winter | B19 | 700 | 1580 | 0 | 48.27 | 44.51 | 8 | 0
2030 | MISO_MI_2_IESO | MISO_MI | IESO | Internal | Winter | B20 | 935 | 1580 | 0 | 41.94 | 44.51 | 8 | 0
2030 | MISO_MI_2_MISO_IN | MISO_MI | MISO_IN | Internal | Shoulder | B11 | 25 | 2045 | 2044.93 | 66.89 | 67.04 | 0.01 | 0.14
2030 | MISO_MI_2_MISO_IN | MISO_MI | MISO_IN | Internal | Shoulder | B12 | 200 | 2045 | 0.05 | 55.53 | 55.52 | 0.01 | 0
2030 | MISO_MI_2_MISO_IN | MISO_MI | MISO_IN | Internal | Shoulder | B13 | 600 | 2045 | 0.02 | 48.3 | 48.29 | 0.01 | 0
2030 | MISO_MI_2_MISO_IN | MISO_MI | MISO_IN | Internal | Shoulder | B14 | 900 | 2045 | 0.01 | 47.17 | 47.15 | 0.01 | 0
2030 | MISO_MI_2_MISO_IN | MISO_MI | MISO_IN | Internal | Shoulder | B15 | 1203 | 2045 | 0 | 43.88 | 43.86 | 0.01 | 0
2030 | MISO_MI_2_MISO_IN | MISO_MI | MISO_IN | Internal | Summer | B1 | 10 | 2045 | 119.03 | 78.54 | 78.55 | 0.01 | 0
2030 | MISO_MI_2_MISO_IN | MISO_MI | MISO_IN | Internal | Summer | B2 | 25 | 2045 | 1411.07 | 76.8 | 76.81 | 0.01 | 0
2030 | MISO_MI_2_MISO_IN | MISO_MI | MISO_IN | Internal | Summer | B3 | 75 | 2045 | 1247.56 | 75 | 75.01 | 0.01 | 0
2030 | MISO_MI_2_MISO_IN | MISO_MI | MISO_IN | Internal | Summer | B4 | 100 | 2045 | 2045 | 71.56 | 72.48 | 0.01 | 0.91
2030 | MISO_MI_2_MISO_IN | MISO_MI | MISO_IN | Internal | Summer | B5 | 200 | 2045 | 854.74 | 70.66 | 70.68 | 0.01 | 0
2030 | MISO_MI_2_MISO_IN | MISO_MI | MISO_IN | Internal | Summer | B6 | 300 | 2045 | 350.18 | 55.12 | 55.13 | 0.01 | 0
2030 | MISO_MI_2_MISO_IN | MISO_MI | MISO_IN | Internal | Summer | B7 | 400 | 2045 | 0.03 | 47.07 | 47.06 | 0.01 | 0
2030 | MISO_MI_2_MISO_IN | MISO_MI | MISO_IN | Internal | Summer | B8 | 500 | 2045 | 0.02 | 44.12 | 44.11 | 0.01 | 0
2030 | MISO_MI_2_MISO_IN | MISO_MI | MISO_IN | Internal | Summer | B9 | 800 | 2045 | 0.01 | 43.54 | 43.53 | 0.01 | 0
2030 | MISO_MI_2_MISO_IN | MISO_MI | MISO_IN | Internal | Summer | B10 | 1262 | 2045 | 0 | 39.56 | 39.55 | 0.01 | 0
2030 | MISO_MI_2_MISO_IN | MISO_MI | MISO_IN | Internal | Winter | B16 | 25 | 2045 | 1334.5 | 65.05 | 65.06 | 0.01 | 0
2030 | MISO_MI_2_MISO_IN | MISO_MI | MISO_IN | Internal | Winter | B17 | 100 | 2045 | 65.27 | 58.29 | 58.3 | 0.01 | 0
2030 | MISO_MI_2_MISO_IN | MISO_MI | MISO_IN | Internal | Winter | B18 | 400 | 2045 | 0.03 | 51.51 | 51.5 | 0.01 | 0
2030 | MISO_MI_2_MISO_IN | MISO_MI | MISO_IN | Internal | Winter | B19 | 700 | 2045 | 0.01 | 48.27 | 48.25 | 0.01 | 0
2030 | MISO_MI_2_MISO_IN | MISO_MI | MISO_IN | Internal | Winter | B20 | 935 | 2045 | 0.01 | 41.94 | 41.93 | 0.01 | 0
2030 | MISO_MI_2_MISO_WUMS | MISO_MI | MISO_WUMS | Internal | Shoulder | B11 | 25 | 117 | 116.92 | 66.89 | 67.02 | 0.01 | 0.11
2030 | MISO_MI_2_MISO_WUMS | MISO_MI | MISO_WUMS | Internal | Shoulder | B12 | 200 | 117 | 0 | 55.53 | 50.4 | 0.01 | 0
2030 | MISO_MI_2_MISO_WUMS | MISO_MI | MISO_WUMS | Internal | Shoulder | B13 | 600 | 117 | 0 | 48.3 | 48.1 | 0.01 | 0
2030 | MISO_MI_2_MISO_WUMS | MISO_MI | MISO_WUMS | Internal | Shoulder | B14 | 900 | 117 | 0 | 47.17 | 45.74 | 0.01 | 0
2030 | MISO_MI_2_MISO_WUMS | MISO_MI | MISO_WUMS | Internal | Shoulder | B15 | 1203 | 117 | 0 | 43.88 | 41.69 | 0.01 | 0
2030 | MISO_MI_2_MISO_WUMS | MISO_MI | MISO_WUMS | Internal | Summer | B1 | 10 | 117 | 0 | 78.54 | 71.9 | 0.01 | 0
2030 | MISO_MI_2_MISO_WUMS | MISO_MI | MISO_WUMS | Internal | Summer | B2 | 25 | 117 | 0 | 76.8 | 71.9 | 0.01 | 0
2030 | MISO_MI_2_MISO_WUMS | MISO_MI | MISO_WUMS | Internal | Summer | B3 | 75 | 117 | 0 | 75 | 71.9 | 0.01 | 0
2030 | MISO_MI_2_MISO_WUMS | MISO_MI | MISO_WUMS | Internal | Summer | B4 | 100 | 117 | 116.99 | 71.56 | 71.9 | 0.01 | 0.33
2030 | MISO_MI_2_MISO_WUMS | MISO_MI | MISO_WUMS | Internal | Summer | B5 | 200 | 117 | 0.03 | 70.66 | 70.64 | 0.01 | 0
2030 | MISO_MI_2_MISO_WUMS | MISO_MI | MISO_WUMS | Internal | Summer | B6 | 300 | 117 | 0 | 55.12 | 54.23 | 0.01 | 0
2030 | MISO_MI_2_MISO_WUMS | MISO_MI | MISO_WUMS | Internal | Summer | B7 | 400 | 117 | 0 | 47.07 | 45.98 | 0.01 | 0
2030 | MISO_MI_2_MISO_WUMS | MISO_MI | MISO_WUMS | Internal | Summer | B8 | 500 | 117 | 0 | 44.12 | 42.82 | 0.01 | 0
2030 | MISO_MI_2_MISO_WUMS | MISO_MI | MISO_WUMS | Internal | Summer | B9 | 800 | 117 | 0 | 43.54 | 41.74 | 0.01 | 0
2030 | MISO_MI_2_MISO_WUMS | MISO_MI | MISO_WUMS | Internal | Summer | B10 | 1262 | 117 | 0 | 39.56 | 39.55 | 0.01 | 0
2030 | MISO_MI_2_MISO_WUMS | MISO_MI | MISO_WUMS | Internal | Winter | B16 | 25 | 117 | 0 | 65.05 | 55.08 | 0.01 | 0
2030 | MISO_MI_2_MISO_WUMS | MISO_MI | MISO_WUMS | Internal | Winter | B17 | 100 | 117 | 0 | 58.29 | 50.93 | 0.01 | 0
2030 | MISO_MI_2_MISO_WUMS | MISO_MI | MISO_WUMS | Internal | Winter | B18 | 400 | 117 | 0 | 51.51 | 49.35 | 0.01 | 0
2030 | MISO_MI_2_MISO_WUMS | MISO_MI | MISO_WUMS | Internal | Winter | B19 | 700 | 117 | 0 | 48.27 | 46.86 | 0.01 | 0
2030 | MISO_MI_2_MISO_WUMS | MISO_MI | MISO_WUMS | Internal | Winter | B20 | 935 | 117 | 0.01 | 41.94 | 41.93 | 0.01 | 0
2030 | MISO_MI_2_PJM_ROR | MISO_MI | PJM_ROR | Internal | Shoulder | B11 | 25 | 1424 | 0 | 66.89 | 65.04 | 2 | 0
2030 | MISO_MI_2_PJM_ROR | MISO_MI | PJM_ROR | Internal | Shoulder | B12 | 200 | 1424 | 0 | 55.53 | 55.97 | 2 | 0
2030 | MISO_MI_2_PJM_ROR | MISO_MI | PJM_ROR | Internal | Shoulder | B13 | 600 | 1424 | 0.03 | 48.3 | 50.29 | 2 | 0
2030 | MISO_MI_2_PJM_ROR | MISO_MI | PJM_ROR | Internal | Shoulder | B14 | 900 | 1424 | 0 | 47.17 | 47.74 | 2 | 0
2030 | MISO_MI_2_PJM_ROR | MISO_MI | PJM_ROR | Internal | Shoulder | B15 | 1203 | 1424 | 0 | 43.88 | 43.69 | 2 | 0
2030 | MISO_MI_2_PJM_ROR | MISO_MI | PJM_ROR | Internal | Summer | B1 | 10 | 1424 | 116.79 | 78.54 | 80.54 | 2 | 0
2030 | MISO_MI_2_PJM_ROR | MISO_MI | PJM_ROR | Internal | Summer | B2 | 25 | 1424 | 0.01 | 76.8 | 78 | 2 | 0
2030 | MISO_MI_2_PJM_ROR | MISO_MI | PJM_ROR | Internal | Summer | B3 | 75 | 1424 | 0 | 75 | 73.8 | 2 | 0
2030 | MISO_MI_2_PJM_ROR | MISO_MI | PJM_ROR | Internal | Summer | B4 | 100 | 1424 | 0 | 71.56 | 72.62 | 2 | 0
2030 | MISO_MI_2_PJM_ROR | MISO_MI | PJM_ROR | Internal | Summer | B5 | 200 | 1424 | 0 | 70.66 | 68.68 | 2 | 0
2030 | MISO_MI_2_PJM_ROR | MISO_MI | PJM_ROR | Internal | Summer | B6 | 300 | 1424 | 0 | 55.12 | 56.23 | 2 | 0
2030 | MISO_MI_2_PJM_ROR | MISO_MI | PJM_ROR | Internal | Summer | B7 | 400 | 1424 | 0 | 47.07 | 47.98 | 2 | 0
2030 | MISO_MI_2_PJM_ROR | MISO_MI | PJM_ROR | Internal | Summer | B8 | 500 | 1424 | 0 | 44.12 | 44.82 | 2 | 0
2030 | MISO_MI_2_PJM_ROR | MISO_MI | PJM_ROR | Internal | Summer | B9 | 800 | 1424 | 0 | 43.54 | 43.74 | 2 | 0
2030 | MISO_MI_2_PJM_ROR | MISO_MI | PJM_ROR | Internal | Summer | B10 | 1262 | 1424 | 0 | 39.56 | 40.39 | 2 | 0
2030 | MISO_MI_2_PJM_ROR | MISO_MI | PJM_ROR | Internal | Winter | B16 | 25 | 1424 | 0 | 65.05 | 63.05 | 2 | 0
2030 | MISO_MI_2_PJM_ROR | MISO_MI | PJM_ROR | Internal | Winter | B17 | 100 | 1424 | 0 | 58.29 | 57.26 | 2 | 0
2030 | MISO_MI_2_PJM_ROR | MISO_MI | PJM_ROR | Internal | Winter | B18 | 400 | 1424 | 0 | 51.51 | 51.35 | 2 | 0
2030 | MISO_MI_2_PJM_ROR | MISO_MI | PJM_ROR | Internal | Winter | B19 | 700 | 1424 | 0 | 48.27 | 48.86 | 2 | 0
2030 | MISO_MI_2_PJM_ROR | MISO_MI | PJM_ROR | Internal | Winter | B20 | 935 | 1424 | 0 | 41.94 | 42.96 | 2 | 0
2030 | MISO_MO-IL_2_ENT | MISO_MO-IL | ENT | Internal | Shoulder | B11 | 25 | 2540 | 0 | 67.04 | 71.44 | 8 | 0
2030 | MISO_MO-IL_2_ENT | MISO_MO-IL | ENT | Internal | Shoulder | B12 | 200 | 2540 | 0 | 52.21 | 50.17 | 8 | 0
2030 | MISO_MO-IL_2_ENT | MISO_MO-IL | ENT | Internal | Shoulder | B13 | 600 | 2540 | 0 | 48.1 | 50.17 | 8 | 0
2030 | MISO_MO-IL_2_ENT | MISO_MO-IL | ENT | Internal | Shoulder | B14 | 900 | 2540 | 0 | 45.74 | 49.81 | 8 | 0
2030 | MISO_MO-IL_2_ENT | MISO_MO-IL | ENT | Internal | Shoulder | B15 | 1203 | 2540 | 0 | 41.54 | 48.17 | 8 | 0
2030 | MISO_MO-IL_2_ENT | MISO_MO-IL | ENT | Internal | Summer | B1 | 10 | 2540 | 0 | 78.54 | 80.73 | 8 | 0
2030 | MISO_MO-IL_2_ENT | MISO_MO-IL | ENT | Internal | Summer | B2 | 25 | 2540 | 0 | 76 | 80.73 | 8 | 0
2030 | MISO_MO-IL_2_ENT | MISO_MO-IL | ENT | Internal | Summer | B3 | 75 | 2540 | 0 | 75 | 75.67 | 8 | 0
2030 | MISO_MO-IL_2_ENT | MISO_MO-IL | ENT | Internal | Summer | B4 | 100 | 2540 | 0 | 72.49 | 74.07 | 8 | 0
2030 | MISO_MO-IL_2_ENT | MISO_MO-IL | ENT | Internal | Summer | B5 | 200 | 2540 | 0 | 70.66 | 74.07 | 8 | 0
2030 | MISO_MO-IL_2_ENT | MISO_MO-IL | ENT | Internal | Summer | B6 | 300 | 2540 | 1050.82 | 55.12 | 63.12 | 8 | 0
2030 | MISO_MO-IL_2_ENT | MISO_MO-IL | ENT | Internal | Summer | B7 | 400 | 2540 | 113.82 | 45.99 | 53.99 | 8 | 0
2030 | MISO_MO-IL_2_ENT | MISO_MO-IL | ENT | Internal | Summer | B8 | 500 | 2540 | 0 | 42.82 | 48.58 | 8 | 0
2030 | MISO_MO-IL_2_ENT | MISO_MO-IL | ENT | Internal | Summer | B9 | 800 | 2540 | 0 | 41.74 | 48.23 | 8 | 0
2030 | MISO_MO-IL_2_ENT | MISO_MO-IL | ENT | Internal | Summer | B10 | 1262 | 2540 | 2158.98 | 38.65 | 46.65 | 8 | 0
2030 | MISO_MO-IL_2_ENT | MISO_MO-IL | ENT | Internal | Winter | B16 | 25 | 2540 | 0 | 61.04 | 67.07 | 8 | 0
2030 | MISO_MO-IL_2_ENT | MISO_MO-IL | ENT | Internal | Winter | B17 | 100 | 2540 | 0 | 50.93 | 53.3 | 8 | 0
2030 | MISO_MO-IL_2_ENT | MISO_MO-IL | ENT | Internal | Winter | B18 | 400 | 2540 | 0 | 49.35 | 53.3 | 8 | 0
2030 | MISO_MO-IL_2_ENT | MISO_MO-IL | ENT | Internal | Winter | B19 | 700 | 2540 | 0 | 46.86 | 52.92 | 8 | 0
2030 | MISO_MO-IL_2_ENT | MISO_MO-IL | ENT | Internal | Winter | B20 | 935 | 2540 | 1897.1 | 40.96 | 48.96 | 8 | 0
2030 | MISO_MO-IL_2_MISO_IN | MISO_MO-IL | MISO_IN | Internal | Shoulder | B11 | 25 | 2100 | 1 | 67.04 | 67.04 | 0.01 | 0
2030 | MISO_MO-IL_2_MISO_IN | MISO_MO-IL | MISO_IN | Internal | Shoulder | B12 | 200 | 2100 | 2100 | 52.21 | 55.52 | 0.01 | 3.29
2030 | MISO_MO-IL_2_MISO_IN | MISO_MO-IL | MISO_IN | Internal | Shoulder | B13 | 600 | 2100 | 2100 | 48.1 | 48.29 | 0.01 | 0.18
2030 | MISO_MO-IL_2_MISO_IN | MISO_MO-IL | MISO_IN | Internal | Shoulder | B14 | 900 | 2100 | 2100 | 45.74 | 47.15 | 0.01 | 1.41
2030 | MISO_MO-IL_2_MISO_IN | MISO_MO-IL | MISO_IN | Internal | Shoulder | B15 | 1203 | 2100 | 2100 | 41.54 | 43.86 | 0.01 | 2.31
2030 | MISO_MO-IL_2_MISO_IN | MISO_MO-IL | MISO_IN | Internal | Summer | B1 | 10 | 2100 | 1122.9 | 78.54 | 78.55 | 0.01 | 0
2030 | MISO_MO-IL_2_MISO_IN | MISO_MO-IL | MISO_IN | Internal | Summer | B2 | 25 | 2100 | 2099.99 | 76 | 76.81 | 0.01 | 0.8
2030 | MISO_MO-IL_2_MISO_IN | MISO_MO-IL | MISO_IN | Internal | Summer | B3 | 75 | 2100 | 1279.24 | 75 | 75.01 | 0.01 | 0
2030 | MISO_MO-IL_2_MISO_IN | MISO_MO-IL | MISO_IN | Internal | Summer | B4 | 100 | 2100 | 0.11 | 72.49 | 72.48 | 0.01 | 0
2030 | MISO_MO-IL_2_MISO_IN | MISO_MO-IL | MISO_IN | Internal | Summer | B5 | 200 | 2100 | 601.11 | 70.66 | 70.68 | 0.01 | 0
2030 | MISO_MO-IL_2_MISO_IN | MISO_MO-IL | MISO_IN | Internal | Summer | B6 | 300 | 2100 | 470.97 | 55.12 | 55.13 | 0.01 | 0
2030 | MISO_MO-IL_2_MISO_IN | MISO_MO-IL | MISO_IN | Internal | Summer | B7 | 400 | 2100 | 2100 | 45.99 | 47.06 | 0.01 | 1.05
2030 | MISO_MO-IL_2_MISO_IN | MISO_MO-IL | MISO_IN | Internal | Summer | B8 | 500 | 2100 | 2100 | 42.82 | 44.11 | 0.01 | 1.28
2030 | MISO_MO-IL_2_MISO_IN | MISO_MO-IL | MISO_IN | Internal | Summer | B9 | 800 | 2100 | 2100 | 41.74 | 43.53 | 0.01 | 1.79
2030 | MISO_MO-IL_2_MISO_IN | MISO_MO-IL | MISO_IN | Internal | Summer | B10 | 1262 | 2100 | 2100 | 38.65 | 39.55 | 0.01 | 0.89
2030 | MISO_MO-IL_2_MISO_IN | MISO_MO-IL | MISO_IN | Internal | Winter | B16 | 25 | 2100 | 2100 | 61.04 | 65.06 | 0.01 | 4
2030 | MISO_MO-IL_2_MISO_IN | MISO_MO-IL | MISO_IN | Internal | Winter | B17 | 100 | 2100 | 2100 | 50.93 | 58.3 | 0.01 | 7.36
2030 | MISO_MO-IL_2_MISO_IN | MISO_MO-IL | MISO_IN | Internal | Winter | B18 | 400 | 2100 | 2100 | 49.35 | 51.5 | 0.01 | 2.14
2030 | MISO_MO-IL_2_MISO_IN | MISO_MO-IL | MISO_IN | Internal | Winter | B19 | 700 | 2100 | 2100 | 46.86 | 48.25 | 0.01 | 1.38
2030 | MISO_MO-IL_2_MISO_IN | MISO_MO-IL | MISO_IN | Internal | Winter | B20 | 935 | 2100 | 2100 | 40.96 | 41.93 | 0.01 | 0.96
2030 | MISO_MO-IL_2_MISO_W | MISO_MO-IL | MISO_W | Internal | Shoulder | B11 | 25 | 960 | 0.39 | 67.04 | 67.03 | 0.01 | 0
2030 | MISO_MO-IL_2_MISO_W | MISO_MO-IL | MISO_W | Internal | Shoulder | B12 | 200 | 960 | 0 | 52.21 | 50.39 | 0.01 | 0
2030 | MISO_MO-IL_2_MISO_W | MISO_MO-IL | MISO_W | Internal | Shoulder | B13 | 600 | 960 | 0.02 | 48.1 | 48.09 | 0.01 | 0
2030 | MISO_MO-IL_2_MISO_W | MISO_MO-IL | MISO_W | Internal | Shoulder | B14 | 900 | 960 | 0.01 | 45.74 | 45.72 | 0.01 | 0
2030 | MISO_MO-IL_2_MISO_W | MISO_MO-IL | MISO_W | Internal | Shoulder | B15 | 1203 | 960 | 0 | 41.54 | 41.4 | 0.01 | 0
2030 | MISO_MO-IL_2_MISO_W | MISO_MO-IL | MISO_W | Internal | Summer | B1 | 10 | 960 | 0.91 | 78.54 | 78.53 | 0.01 | 0
2030 | MISO_MO-IL_2_MISO_W | MISO_MO-IL | MISO_W | Internal | Summer | B2 | 25 | 960 | 0.4 | 76 | 75.99 | 0.01 | 0
2030 | MISO_MO-IL_2_MISO_W | MISO_MO-IL | MISO_W | Internal | Summer | B3 | 75 | 960 | 143.95 | 75 | 75.01 | 0.01 | 0
2030 | MISO_MO-IL_2_MISO_W | MISO_MO-IL | MISO_W | Internal | Summer | B4 | 100 | 960 | 0.1 | 72.49 | 72.48 | 0.01 | 0
2030 | MISO_MO-IL_2_MISO_W | MISO_MO-IL | MISO_W | Internal | Summer | B5 | 200 | 960 | 0.05 | 70.66 | 70.65 | 0.01 | 0
2030 | MISO_MO-IL_2_MISO_W | MISO_MO-IL | MISO_W | Internal | Summer | B6 | 300 | 960 | 0.03 | 55.12 | 55.1 | 0.01 | 0
2030 | MISO_MO-IL_2_MISO_W | MISO_MO-IL | MISO_W | Internal | Summer | B7 | 400 | 960 | 0.03 | 45.99 | 45.98 | 0.01 | 0
2030 | MISO_MO-IL_2_MISO_W | MISO_MO-IL | MISO_W | Internal | Summer | B8 | 500 | 960 | 0.02 | 42.82 | 42.81 | 0.01 | 0
2030 | MISO_MO-IL_2_MISO_W | MISO_MO-IL | MISO_W | Internal | Summer | B9 | 800 | 960 | 0.01 | 41.74 | 41.72 | 0.01 | 0
2030 | MISO_MO-IL_2_MISO_W | MISO_MO-IL | MISO_W | Internal | Summer | B10 | 1262 | 960 | 0 | 38.65 | 36.13 | 0.01 | 0
2030 | MISO_MO-IL_2_MISO_W | MISO_MO-IL | MISO_W | Internal | Winter | B16 | 25 | 960 | 0 | 61.04 | 55.07 | 0.01 | 0
2030 | MISO_MO-IL_2_MISO_W | MISO_MO-IL | MISO_W | Internal | Winter | B17 | 100 | 960 | 0.1 | 50.93 | 50.92 | 0.01 | 0
2030 | MISO_MO-IL_2_MISO_W | MISO_MO-IL | MISO_W | Internal | Winter | B18 | 400 | 960 | 0.03 | 49.35 | 49.34 | 0.01 | 0
2030 | MISO_MO-IL_2_MISO_W | MISO_MO-IL | MISO_W | Internal | Winter | B19 | 700 | 960 | 0.01 | 46.86 | 46.85 | 0.01 | 0
2030 | MISO_MO-IL_2_MISO_W | MISO_MO-IL | MISO_W | Internal | Winter | B20 | 935 | 960 | 0 | 40.96 | 40.7 | 0.01 | 0
2030 | MISO_MO-IL_2_PJM_ROR | MISO_MO-IL | PJM_ROR | Internal | Shoulder | B11 | 25 | 1212 | 0 | 67.04 | 65.04 | 2 | 0
2030 | MISO_MO-IL_2_PJM_ROR | MISO_MO-IL | PJM_ROR | Internal | Shoulder | B12 | 200 | 1212 | 1212 | 52.21 | 55.97 | 2 | 1.76
2030 | MISO_MO-IL_2_PJM_ROR | MISO_MO-IL | PJM_ROR | Internal | Shoulder | B13 | 600 | 1212 | 1212 | 48.1 | 50.29 | 2 | 0.19
2030 | MISO_MO-IL_2_PJM_ROR | MISO_MO-IL | PJM_ROR | Internal | Shoulder | B14 | 900 | 1212 | 261.32 | 45.74 | 47.74 | 2 | 0
2030 | MISO_MO-IL_2_PJM_ROR | MISO_MO-IL | PJM_ROR | Internal | Shoulder | B15 | 1203 | 1212 | 1212 | 41.54 | 43.69 | 2 | 0.15
2030 | MISO_MO-IL_2_PJM_ROR | MISO_MO-IL | PJM_ROR | Internal | Summer | B1 | 10 | 1212 | 577.96 | 78.54 | 80.54 | 2 | 0
2030 | MISO_MO-IL_2_PJM_ROR | MISO_MO-IL | PJM_ROR | Internal | Summer | B2 | 25 | 1212 | 172.02 | 76 | 78 | 2 | 0
2030 | MISO_MO-IL_2_PJM_ROR | MISO_MO-IL | PJM_ROR | Internal | Summer | B3 | 75 | 1212 | 0 | 75 | 73.8 | 2 | 0
2030 | MISO_MO-IL_2_PJM_ROR | MISO_MO-IL | PJM_ROR | Internal | Summer | B4 | 100 | 1212 | 0 | 72.49 | 72.62 | 2 | 0
2030 | MISO_MO-IL_2_PJM_ROR | MISO_MO-IL | PJM_ROR | Internal | Summer | B5 | 200 | 1212 | 0 | 70.66 | 68.68 | 2 | 0
2030 | MISO_MO-IL_2_PJM_ROR | MISO_MO-IL | PJM_ROR | Internal | Summer | B6 | 300 | 1212 | 0 | 55.12 | 56.23 | 2 | 0
2030 | MISO_MO-IL_2_PJM_ROR | MISO_MO-IL | PJM_ROR | Internal | Summer | B7 | 400 | 1212 | 0.05 | 45.99 | 47.98 | 2 | 0
2030 | MISO_MO-IL_2_PJM_ROR | MISO_MO-IL | PJM_ROR | Internal | Summer | B8 | 500 | 1212 | 591.09 | 42.82 | 44.82 | 2 | 0
2030 | MISO_MO-IL_2_PJM_ROR | MISO_MO-IL | PJM_ROR | Internal | Summer | B9 | 800 | 1212 | 384.14 | 41.74 | 43.74 | 2 | 0
2030 | MISO_MO-IL_2_PJM_ROR | MISO_MO-IL | PJM_ROR | Internal | Summer | B10 | 1262 | 1212 | 0 | 38.65 | 40.39 | 2 | 0
2030 | MISO_MO-IL_2_PJM_ROR | MISO_MO-IL | PJM_ROR | Internal | Winter | B16 | 25 | 1212 | 1077.65 | 61.04 | 63.05 | 2 | 0
2030 | MISO_MO-IL_2_PJM_ROR | MISO_MO-IL | PJM_ROR | Internal | Winter | B17 | 100 | 1212 | 1212 | 50.93 | 57.26 | 2 | 4.33
2030 | MISO_MO-IL_2_PJM_ROR | MISO_MO-IL | PJM_ROR | Internal | Winter | B18 | 400 | 1212 | 28.23 | 49.35 | 51.35 | 2 | 0
2030 | MISO_MO-IL_2_PJM_ROR | MISO_MO-IL | PJM_ROR | Internal | Winter | B19 | 700 | 1212 | 299.05 | 46.86 | 48.86 | 2 | 0
2030 | MISO_MO-IL_2_PJM_ROR | MISO_MO-IL | PJM_ROR | Internal | Winter | B20 | 935 | 1212 | 1005.17 | 40.96 | 42.96 | 2 | 0
2030 | MISO_MO-IL_2_SPP_N | MISO_MO-IL | SPP_N | Internal | Shoulder | B11 | 25 | 2000 | 0 | 67.04 | 74.03 | 8 | 0
2030 | MISO_MO-IL_2_SPP_N | MISO_MO-IL | SPP_N | Internal | Shoulder | B12 | 200 | 2000 | 0 | 52.21 | 50.4 | 8 | 0
2030 | MISO_MO-IL_2_SPP_N | MISO_MO-IL | SPP_N | Internal | Shoulder | B13 | 600 | 2000 | 0 | 48.1 | 49.38 | 8 | 0
2030 | MISO_MO-IL_2_SPP_N | MISO_MO-IL | SPP_N | Internal | Shoulder | B14 | 900 | 2000 | 0 | 45.74 | 48.62 | 8 | 0
2030 | MISO_MO-IL_2_SPP_N | MISO_MO-IL | SPP_N | Internal | Shoulder | B15 | 1203 | 2000 | 0 | 41.54 | 43.17 | 8 | 0
2030 | MISO_MO-IL_2_SPP_N | MISO_MO-IL | SPP_N | Internal | Summer | B1 | 10 | 2000 | 0 | 78.54 | 79.41 | 8 | 0
2030 | MISO_MO-IL_2_SPP_N | MISO_MO-IL | SPP_N | Internal | Summer | B2 | 25 | 2000 | 0 | 76 | 79.41 | 8 | 0
2030 | MISO_MO-IL_2_SPP_N | MISO_MO-IL | SPP_N | Internal | Summer | B3 | 75 | 2000 | 0 | 75 | 79.41 | 8 | 0
2030 | MISO_MO-IL_2_SPP_N | MISO_MO-IL | SPP_N | Internal | Summer | B4 | 100 | 2000 | 0 | 72.49 | 77.03 | 8 | 0
2030 | MISO_MO-IL_2_SPP_N | MISO_MO-IL | SPP_N | Internal | Summer | B5 | 200 | 2000 | 0 | 70.66 | 77.03 | 8 | 0
2030 | MISO_MO-IL_2_SPP_N | MISO_MO-IL | SPP_N | Internal | Summer | B6 | 300 | 2000 | 0 | 55.12 | 62.1 | 8 | 0
2030 | MISO_MO-IL_2_SPP_N | MISO_MO-IL | SPP_N | Internal | Summer | B7 | 400 | 2000 | 0 | 45.99 | 49.91 | 8 | 0
2030 | MISO_MO-IL_2_SPP_N | MISO_MO-IL | SPP_N | Internal | Summer | B8 | 500 | 2000 | 0 | 42.82 | 46.47 | 8 | 0
2030 | MISO_MO-IL_2_SPP_N | MISO_MO-IL | SPP_N | Internal | Summer | B9 | 800 | 2000 | 0 | 41.74 | 46.35 | 8 | 0
2030 | MISO_MO-IL_2_SPP_N | MISO_MO-IL | SPP_N | Internal | Summer | B10 | 1262 | 2000 | 0 | 38.65 | 41.94 | 8 | 0
2030 | MISO_MO-IL_2_SPP_N | MISO_MO-IL | SPP_N | Internal | Winter | B16 | 25 | 2000 | 0 | 61.04 | 62.07 | 8 | 0
2030 | MISO_MO-IL_2_SPP_N | MISO_MO-IL | SPP_N | Internal | Winter | B17 | 100 | 2000 | 0 | 50.93 | 52.34 | 8 | 0
2030 | MISO_MO-IL_2_SPP_N | MISO_MO-IL | SPP_N | Internal | Winter | B18 | 400 | 2000 | 0 | 49.35 | 51.2 | 8 | 0
2030 | MISO_MO-IL_2_SPP_N | MISO_MO-IL | SPP_N | Internal | Winter | B19 | 700 | 2000 | 0 | 46.86 | 47.92 | 8 | 0
2030 | MISO_MO-IL_2_SPP_N | MISO_MO-IL | SPP_N | Internal | Winter | B20 | 935 | 2000 | 0 | 40.96 | 43.25 | 8 | 0
2030 | MISO_MO-IL_2_TVA_Transmission | MISO_MO-IL | TVA_Transmission | Internal | Shoulder | B11 | 25 | 4000 | 0 | 67.04 | 70.76 | 8 | 0
2030 | MISO_MO-IL_2_TVA_Transmission | MISO_MO-IL | TVA_Transmission | Internal | Shoulder | B12 | 200 | 4000 | 0 | 52.21 | 56.19 | 8 | 0
2030 | MISO_MO-IL_2_TVA_Transmission | MISO_MO-IL | TVA_Transmission | Internal | Shoulder | B13 | 600 | 4000 | 0 | 48.1 | 52.33 | 8 | 0
2030 | MISO_MO-IL_2_TVA_Transmission | MISO_MO-IL | TVA_Transmission | Internal | Shoulder | B14 | 900 | 4000 | 0 | 45.74 | 50.66 | 8 | 0
2030 | MISO_MO-IL_2_TVA_Transmission | MISO_MO-IL | TVA_Transmission | Internal | Shoulder | B15 | 1203 | 4000 | 1236.55 | 41.54 | 49.54 | 8 | 0
2030 | MISO_MO-IL_2_TVA_Transmission | MISO_MO-IL | TVA_Transmission | Internal | Summer | B1 | 10 | 4000 | 1506.94 | 78.54 | 86.54 | 8 | 0
2030 | MISO_MO-IL_2_TVA_Transmission | MISO_MO-IL | TVA_Transmission | Internal | Summer | B2 | 25 | 4000 | 381.87 | 76 | 84 | 8 | 0
2030 | MISO_MO-IL_2_TVA_Transmission | MISO_MO-IL | TVA_Transmission | Internal | Summer | B3 | 75 | 4000 | 0 | 75 | 79.8 | 8 | 0
2030 | MISO_MO-IL_2_TVA_Transmission | MISO_MO-IL | TVA_Transmission | Internal | Summer | B4 | 100 | 4000 | 0 | 72.49 | 78.62 | 8 | 0
2030 | MISO_MO-IL_2_TVA_Transmission | MISO_MO-IL | TVA_Transmission | Internal | Summer | B5 | 200 | 4000 | 0 | 70.66 | 74.68 | 8 | 0
2030 | MISO_MO-IL_2_TVA_Transmission | MISO_MO-IL | TVA_Transmission | Internal | Summer | B6 | 300 | 4000 | 0 | 55.12 | 62.17 | 8 | 0
2030 | MISO_MO-IL_2_TVA_Transmission | MISO_MO-IL | TVA_Transmission | Internal | Summer | B7 | 400 | 4000 | 0 | 45.99 | 53.29 | 8 | 0
2030 | MISO_MO-IL_2_TVA_Transmission | MISO_MO-IL | TVA_Transmission | Internal | Summer | B8 | 500 | 4000 | 0 | 42.82 | 49 | 8 | 0
2030 | MISO_MO-IL_2_TVA_Transmission | MISO_MO-IL | TVA_Transmission | Internal | Summer | B9 | 800 | 4000 | 0 | 41.74 | 48.64 | 8 | 0
2030 | MISO_MO-IL_2_TVA_Transmission | MISO_MO-IL | TVA_Transmission | Internal | Summer | B10 | 1262 | 4000 | 0 | 38.65 | 44.72 | 8 | 0
2030 | MISO_MO-IL_2_TVA_Transmission | MISO_MO-IL | TVA_Transmission | Internal | Winter | B16 | 25 | 4000 | 273.35 | 61.04 | 69.04 | 8 | 0
2030 | MISO_MO-IL_2_TVA_Transmission | MISO_MO-IL | TVA_Transmission | Internal | Winter | B17 | 100 | 4000 | 0 | 50.93 | 58.14 | 8 | 0
2030 | MISO_MO-IL_2_TVA_Transmission | MISO_MO-IL | TVA_Transmission | Internal | Winter | B18 | 400 | 4000 | 0 | 49.35 | 53.9 | 8 | 0
2030 | MISO_MO-IL_2_TVA_Transmission | MISO_MO-IL | TVA_Transmission | Internal | Winter | B19 | 700 | 4000 | 0 | 46.86 | 51.84 | 8 | 0
2030 | MISO_MO-IL_2_TVA_Transmission | MISO_MO-IL | TVA_Transmission | Internal | Winter | B20 | 935 | 4000 | 0 | 40.96 | 48.21 | 8 | 0
2030 | MISO_W_2_IESO | MISO_W | IESO | Internal | Shoulder | B11 | 25 | 90 | 0 | 67.03 | 42.49 | 8 | 0
2030 | MISO_W_2_IESO | MISO_W | IESO | Internal | Shoulder | B12 | 200 | 90 | 0 | 50.39 | 42.37 | 8 | 0
2030 | MISO_W_2_IESO | MISO_W | IESO | Internal | Shoulder | B13 | 600 | 90 | 0 | 48.09 | 40.17 | 8 | 0
2030 | MISO_W_2_IESO | MISO_W | IESO | Internal | Shoulder | B14 | 900 | 90 | 0 | 45.72 | 40.17 | 8 | 0
2030 | MISO_W_2_IESO | MISO_W | IESO | Internal | Shoulder | B15 | 1203 | 90 | 0 | 41.4 | 40.17 | 8 | 0
2030 | MISO_W_2_IESO | MISO_W | IESO | Internal | Summer | B1 | 10 | 90 | 0 | 78.53 | 71.54 | 8 | 0
2030 | MISO_W_2_IESO | MISO_W | IESO | Internal | Summer | B2 | 25 | 90 | 0 | 75.99 | 69.8 | 8 | 0
2030 | MISO_W_2_IESO | MISO_W | IESO | Internal | Summer | B3 | 75 | 90 | 0 | 75.01 | 58.76 | 8 | 0
2030 | MISO_W_2_IESO | MISO_W | IESO | Internal | Summer | B4 | 100 | 90 | 0 | 72.48 | 54.87 | 8 | 0
2030 | MISO_W_2_IESO | MISO_W | IESO | Internal | Summer | B5 | 200 | 90 | 0 | 70.65 | 47.54 | 8 | 0
2030 | MISO_W_2_IESO | MISO_W | IESO | Internal | Summer | B6 | 300 | 90 | 0 | 55.1 | 45.17 | 8 | 0
2030 | MISO_W_2_IESO | MISO_W | IESO | Internal | Summer | B7 | 400 | 90 | 0 | 45.98 | 40.07 | 8 | 0
2030 | MISO_W_2_IESO | MISO_W | IESO | Internal | Summer | B8 | 500 | 90 | 0 | 42.81 | 37.62 | 8 | 0
2030 | MISO_W_2_IESO | MISO_W | IESO | Internal | Summer | B9 | 800 | 90 | 0 | 41.72 | 37.62 | 8 | 0
2030 | MISO_W_2_IESO | MISO_W | IESO | Internal | Summer | B10 | 1262 | 90 | 0 | 36.13 | 37.62 | 8 | 0
2030 | MISO_W_2_IESO | MISO_W | IESO | Internal | Winter | B16 | 25 | 90 | 0 | 55.07 | 48.06 | 8 | 0
2030 | MISO_W_2_IESO | MISO_W | IESO | Internal | Winter | B17 | 100 | 90 | 0 | 50.92 | 44.6 | 8 | 0
2030 | MISO_W_2_IESO | MISO_W | IESO | Internal | Winter | B18 | 400 | 90 | 0 | 49.34 | 44.51 | 8 | 0
2030 | MISO_W_2_IESO | MISO_W | IESO | Internal | Winter | B19 | 700 | 90 | 0 | 46.85 | 44.51 | 8 | 0
2030 | MISO_W_2_IESO | MISO_W | IESO | Internal | Winter | B20 | 935 | 90 | 0 | 40.7 | 44.51 | 8 | 0
2030 | MISO_W_2_MAPP_CA | MISO_W | MAPP_CA | Internal | Shoulder | B11 | 25 | 700 | 0 | 67.03 | 54.4 | 0.01 | 0
2030 | MISO_W_2_MAPP_CA | MISO_W | MAPP_CA | Internal | Shoulder | B12 | 200 | 700 | 0.05 | 50.39 | 50.38 | 0.01 | 0
2030 | MISO_W_2_MAPP_CA | MISO_W | MAPP_CA | Internal | Shoulder | B13 | 600 | 700 | 0.02 | 48.09 | 48.07 | 0.01 | 0
2030 | MISO_W_2_MAPP_CA | MISO_W | MAPP_CA | Internal | Shoulder | B14 | 900 | 700 | 700 | 45.72 | 47.28 | 0.01 | 1.54
2030 | MISO_W_2_MAPP_CA | MISO_W | MAPP_CA | Internal | Shoulder | B15 | 1203 | 700 | 700 | 41.4 | 47.28 | 0.01 | 5.87
2030 | MISO_W_2_MAPP_CA | MISO_W | MAPP_CA | Internal | Summer | B1 | 10 | 700 | 0 | 78.53 | 75.19 | 0.01 | 0
2030 | MISO_W_2_MAPP_CA | MISO_W | MAPP_CA | Internal | Summer | B2 | 25 | 700 | 0.35 | 75.99 | 75.98 | 0.01 | 0
2030 | MISO_W_2_MAPP_CA | MISO_W | MAPP_CA | Internal | Summer | B3 | 75 | 700 | 0.13 | 75.01 | 75 | 0.01 | 0
2030 | MISO_W_2_MAPP_CA | MISO_W | MAPP_CA | Internal | Summer | B4 | 100 | 700 | 0.09 | 72.48 | 72.47 | 0.01 | 0
2030 | MISO_W_2_MAPP_CA | MISO_W | MAPP_CA | Internal | Summer | B5 | 200 | 700 | 0 | 70.65 | 62.09 | 0.01 | 0
2030 | MISO_W_2_MAPP_CA | MISO_W | MAPP_CA | Internal | Summer | B6 | 300 | 700 | 0 | 55.1 | 52.17 | 0.01 | 0
2030 | MISO_W_2_MAPP_CA | MISO_W | MAPP_CA | Internal | Summer | B7 | 400 | 700 | 0.03 | 45.98 | 45.97 | 0.01 | 0
2030 | MISO_W_2_MAPP_CA | MISO_W | MAPP_CA | Internal | Summer | B8 | 500 | 700 | 0.02 | 42.81 | 42.79 | 0.01 | 0
2030 | MISO_W_2_MAPP_CA | MISO_W | MAPP_CA | Internal | Summer | B9 | 800 | 700 | 700 | 41.72 | 42.79 | 0.01 | 1.06
2030 | MISO_W_2_MAPP_CA | MISO_W | MAPP_CA | Internal | Summer | B10 | 1262 | 700 | 700 | 36.13 | 42.79 | 0.01 | 6.65
2030 | MISO_W_2_MAPP_CA | MISO_W | MAPP_CA | Internal | Winter | B16 | 25 | 700 | 0.4 | 55.07 | 55.06 | 0.01 | 0
2030 | MISO_W_2_MAPP_CA | MISO_W | MAPP_CA | Internal | Winter | B17 | 100 | 700 | 362.13 | 50.92 | 50.93 | 0.01 | 0
2030 | MISO_W_2_MAPP_CA | MISO_W | MAPP_CA | Internal | Winter | B18 | 400 | 700 | 700 | 49.34 | 50.93 | 0.01 | 1.58
2030 | MISO_W_2_MAPP_CA | MISO_W | MAPP_CA | Internal | Winter | B19 | 700 | 700 | 700 | 46.85 | 50.93 | 0.01 | 4.06
2030 | MISO_W_2_MAPP_CA | MISO_W | MAPP_CA | Internal | Winter | B20 | 935 | 700 | 700 | 40.7 | 50.93 | 0.01 | 10.22
2030 | MISO_W_2_MAPP_US | MISO_W | MAPP_US | Internal | Shoulder | B11 | 25 | 2300 | 0 | 67.03 | 61.4 | 7 | 0
2030 | MISO_W_2_MAPP_US | MISO_W | MAPP_US | Internal | Shoulder | B12 | 200 | 2300 | 0 | 50.39 | 43.39 | 7 | 0
2030 | MISO_W_2_MAPP_US | MISO_W | MAPP_US | Internal | Shoulder | B13 | 600 | 2300 | 0 | 48.09 | 42.37 | 7 | 0
2030 | MISO_W_2_MAPP_US | MISO_W | MAPP_US | Internal | Shoulder | B14 | 900 | 2300 | 0 | 45.72 | 42.37 | 7 | 0
2030 | MISO_W_2_MAPP_US | MISO_W | MAPP_US | Internal | Shoulder | B15 | 1203 | 2300 | 0 | 41.4 | 38.18 | 7 | 0
2030 | MISO_W_2_MAPP_US | MISO_W | MAPP_US | Internal | Summer | B1 | 10 | 2300 | 0 | 78.53 | 72.4 | 7 | 0
2030 | MISO_W_2_MAPP_US | MISO_W | MAPP_US | Internal | Summer | B2 | 25 | 2300 | 0 | 75.99 | 71.44 | 7 | 0
2030 | MISO_W_2_MAPP_US | MISO_W | MAPP_US | Internal | Summer | B3 | 75 | 2300 | 0 | 75.01 | 71.44 | 7 | 0
2030 | MISO_W_2_MAPP_US | MISO_W | MAPP_US | Internal | Summer | B4 | 100 | 2300 | 0 | 72.48 | 70.02 | 7 | 0
2030 | MISO_W_2_MAPP_US | MISO_W | MAPP_US | Internal | Summer | B5 | 200 | 2300 | 0 | 70.65 | 69.09 | 7 | 0
2030 | MISO_W_2_MAPP_US | MISO_W | MAPP_US | Internal | Summer | B6 | 300 | 2300 | 0 | 55.1 | 55.09 | 7 | 0
2030 | MISO_W_2_MAPP_US | MISO_W | MAPP_US | Internal | Summer | B7 | 400 | 2300 | 0 | 45.98 | 42.9 | 7 | 0
2030 | MISO_W_2_MAPP_US | MISO_W | MAPP_US | Internal | Summer | B8 | 500 | 2300 | 0 | 42.81 | 39.33 | 7 | 0
2030 | MISO_W_2_MAPP_US | MISO_W | MAPP_US | Internal | Summer | B9 | 800 | 2300 | 0 | 41.72 | 39.33 | 7 | 0
2030 | MISO_W_2_MAPP_US | MISO_W | MAPP_US | Internal | Summer | B10 | 1262 | 2300 | 0 | 36.13 | 29.63 | 7 | 0
2030 | MISO_W_2_MAPP_US | MISO_W | MAPP_US | Internal | Winter | B16 | 25 | 2300 | 0 | 55.07 | 50.91 | 7 | 0
2030 | MISO_W_2_MAPP_US | MISO_W | MAPP_US | Internal | Winter | B17 | 100 | 2300 | 0 | 50.92 | 45.33 | 7 | 0
2030 | MISO_W_2_MAPP_US | MISO_W | MAPP_US | Internal | Winter | B18 | 400 | 2300 | 0 | 49.34 | 44.18 | 7 | 0
2030 | MISO_W_2_MAPP_US | MISO_W | MAPP_US | Internal | Winter | B19 | 700 | 2300 | 0 | 46.85 | 44.18 | 7 | 0
2030 | MISO_W_2_MAPP_US | MISO_W | MAPP_US | Internal | Winter | B20 | 935 | 2300 | 0 | 40.7 | 36.24 | 7 | 0
2030 | MISO_W_2_MISO_MO-IL | MISO_W | MISO_MO-IL | Internal | Shoulder | B11 | 25 | 3800 | 2634.01 | 67.03 | 67.04 | 0.01 | 0
2030 | MISO_W_2_MISO_MO-IL | MISO_W | MISO_MO-IL | Internal | Shoulder | B12 | 200 | 3800 | 3800 | 50.39 | 52.21 | 0.01 | 1.81
2030 | MISO_W_2_MISO_MO-IL | MISO_W | MISO_MO-IL | Internal | Shoulder | B13 | 600 | 3800 | 3380.46 | 48.09 | 48.1 | 0.01 | 0
2030 | MISO_W_2_MISO_MO-IL | MISO_W | MISO_MO-IL | Internal | Shoulder | B14 | 900 | 3800 | 2391.79 | 45.72 | 45.74 | 0.01 | 0
2030 | MISO_W_2_MISO_MO-IL | MISO_W | MISO_MO-IL | Internal | Shoulder | B15 | 1203 | 3800 | 3800 | 41.4 | 41.54 | 0.01 | 0.13
2030 | MISO_W_2_MISO_MO-IL | MISO_W | MISO_MO-IL | Internal | Summer | B1 | 10 | 3800 | 3263.66 | 78.53 | 78.54 | 0.01 | 0
2030 | MISO_W_2_MISO_MO-IL | MISO_W | MISO_MO-IL | Internal | Summer | B2 | 25 | 3800 | 2017.25 | 75.99 | 76 | 0.01 | 0
2030 | MISO_W_2_MISO_MO-IL | MISO_W | MISO_MO-IL | Internal | Summer | B3 | 75 | 3800 | 0.14 | 75.01 | 75 | 0.01 | 0
2030 | MISO_W_2_MISO_MO-IL | MISO_W | MISO_MO-IL | Internal | Summer | B4 | 100 | 3800 | 1263.82 | 72.48 | 72.49 | 0.01 | 0
2030 | MISO_W_2_MISO_MO-IL | MISO_W | MISO_MO-IL | Internal | Summer | B5 | 200 | 3800 | 1489.36 | 70.65 | 70.66 | 0.01 | 0
2030 | MISO_W_2_MISO_MO-IL | MISO_W | MISO_MO-IL | Internal | Summer | B6 | 300 | 3800 | 1241.95 | 55.1 | 55.12 | 0.01 | 0
2030 | MISO_W_2_MISO_MO-IL | MISO_W | MISO_MO-IL | Internal | Summer | B7 | 400 | 3800 | 1765.4 | 45.98 | 45.99 | 0.01 | 0
2030 | MISO_W_2_MISO_MO-IL | MISO_W | MISO_MO-IL | Internal | Summer | B8 | 500 | 3800 | 1727.14 | 42.81 | 42.82 | 0.01 | 0
2030 | MISO_W_2_MISO_MO-IL | MISO_W | MISO_MO-IL | Internal | Summer | B9 | 800 | 3800 | 1296.34 | 41.72 | 41.74 | 0.01 | 0
2030 | MISO_W_2_MISO_MO-IL | MISO_W | MISO_MO-IL | Internal | Summer | B10 | 1262 | 3800 | 3800 | 36.13 | 38.65 | 0.01 | 2.5
2030 | MISO_W_2_MISO_MO-IL | MISO_W | MISO_MO-IL | Internal | Winter | B16 | 25 | 3800 | 3800 | 55.07 | 61.04 | 0.01 | 5.96
2030 | MISO_W_2_MISO_MO-IL | MISO_W | MISO_MO-IL | Internal | Winter | B17 | 100 | 3800 | 3145.83 | 50.92 | 50.93 | 0.01 | 0
2030 | MISO_W_2_MISO_MO-IL | MISO_W | MISO_MO-IL | Internal | Winter | B18 | 400 | 3800 | 1625.2 | 49.34 | 49.35 | 0.01 | 0
2030 | MISO_W_2_MISO_MO-IL | MISO_W | MISO_MO-IL | Internal | Winter | B19 | 700 | 3800 | 1088 | 46.85 | 46.86 | 0.01 | 0
2030 | MISO_W_2_MISO_MO-IL | MISO_W | MISO_MO-IL | Internal | Winter | B20 | 935 | 3800 | 3800 | 40.7 | 40.96 | 0.01 | 0.25
2030 | MISO_W_2_MISO_WUMS | MISO_W | MISO_WUMS | Internal | Shoulder | B11 | 25 | 1629 | 0.39 | 67.03 | 67.02 | 0.01 | 0
2030 | MISO_W_2_MISO_WUMS | MISO_W | MISO_WUMS | Internal | Shoulder | B12 | 200 | 1629 | 1083.81 | 50.39 | 50.4 | 0.01 | 0
2030 | MISO_W_2_MISO_WUMS | MISO_W | MISO_WUMS | Internal | Shoulder | B13 | 600 | 1629 | 986.25 | 48.09 | 48.1 | 0.01 | 0
2030 | MISO_W_2_MISO_WUMS | MISO_W | MISO_WUMS | Internal | Shoulder | B14 | 900 | 1629 | 235.57 | 45.72 | 45.74 | 0.01 | 0
2030 | MISO_W_2_MISO_WUMS | MISO_W | MISO_WUMS | Internal | Shoulder | B15 | 1203 | 1629 | 1629 | 41.4 | 41.69 | 0.01 | 0.28
2030 | MISO_W_2_MISO_WUMS | MISO_W | MISO_WUMS | Internal | Summer | B1 | 10 | 1629 | 0 | 78.53 | 71.9 | 0.01 | 0
2030 | MISO_W_2_MISO_WUMS | MISO_W | MISO_WUMS | Internal | Summer | B2 | 25 | 1629 | 0 | 75.99 | 71.9 | 0.01 | 0
2030 | MISO_W_2_MISO_WUMS | MISO_W | MISO_WUMS | Internal | Summer | B3 | 75 | 1629 | 0 | 75.01 | 71.9 | 0.01 | 0
2030 | MISO_W_2_MISO_WUMS | MISO_W | MISO_WUMS | Internal | Summer | B4 | 100 | 1629 | 0 | 72.48 | 71.9 | 0.01 | 0
2030 | MISO_W_2_MISO_WUMS | MISO_W | MISO_WUMS | Internal | Summer | B5 | 200 | 1629 | 0.05 | 70.65 | 70.64 | 0.01 | 0
2030 | MISO_W_2_MISO_WUMS | MISO_W | MISO_WUMS | Internal | Summer | B6 | 300 | 1629 | 0 | 55.1 | 54.23 | 0.01 | 0
2030 | MISO_W_2_MISO_WUMS | MISO_W | MISO_WUMS | Internal | Summer | B7 | 400 | 1629 | 0.05 | 45.98 | 45.98 | 0.01 | 0
2030 | MISO_W_2_MISO_WUMS | MISO_W | MISO_WUMS | Internal | Summer | B8 | 500 | 1629 | 1148.97 | 42.81 | 42.82 | 0.01 | 0
2030 | MISO_W_2_MISO_WUMS | MISO_W | MISO_WUMS | Internal | Summer | B9 | 800 | 1629 | 1535.88 | 41.72 | 41.74 | 0.01 | 0
2030 | MISO_W_2_MISO_WUMS | MISO_W | MISO_WUMS | Internal | Summer | B10 | 1262 | 1629 | 1629 | 36.13 | 39.55 | 0.01 | 3.4
2030 | MISO_W_2_MISO_WUMS | MISO_W | MISO_WUMS | Internal | Winter | B16 | 25 | 1629 | 1115.56 | 55.07 | 55.08 | 0.01 | 0
2030 | MISO_W_2_MISO_WUMS | MISO_W | MISO_WUMS | Internal | Winter | B17 | 100 | 1629 | 852.99 | 50.92 | 50.93 | 0.01 | 0
2030 | MISO_W_2_MISO_WUMS | MISO_W | MISO_WUMS | Internal | Winter | B18 | 400 | 1629 | 27.34 | 49.34 | 49.35 | 0.01 | 0
2030 | MISO_W_2_MISO_WUMS | MISO_W | MISO_WUMS | Internal | Winter | B19 | 700 | 1629 | 617.27 | 46.85 | 46.86 | 0.01 | 0
2030 | MISO_W_2_MISO_WUMS | MISO_W | MISO_WUMS | Internal | Winter | B20 | 935 | 1629 | 1629 | 40.7 | 41.93 | 0.01 | 1.22
2030 | MISO_W_2_NE | MISO_W | NE | Internal | Shoulder | B11 | 25 | 2800 | 0 | 67.03 | 68.4 | 7 | 0
2030 | MISO_W_2_NE | MISO_W | NE | Internal | Shoulder | B12 | 200 | 2800 | 0 | 50.39 | 50.39 | 7 | 0
2030 | MISO_W_2_NE | MISO_W | NE | Internal | Shoulder | B13 | 600 | 2800 | 0 | 48.09 | 49.37 | 7 | 0
2030 | MISO_W_2_NE | MISO_W | NE | Internal | Shoulder | B14 | 900 | 2800 | 0 | 45.72 | 48.61 | 7 | 0
2030 | MISO_W_2_NE | MISO_W | NE | Internal | Shoulder | B15 | 1203 | 2800 | 0 | 41.4 | 43.16 | 7 | 0
2030 | MISO_W_2_NE | MISO_W | NE | Internal | Summer | B1 | 10 | 2800 | 0 | 78.53 | 79.4 | 7 | 0
2030 | MISO_W_2_NE | MISO_W | NE | Internal | Summer | B2 | 25 | 2800 | 0 | 75.99 | 78.44 | 7 | 0
2030 | MISO_W_2_NE | MISO_W | NE | Internal | Summer | B3 | 75 | 2800 | 0 | 75.01 | 78.44 | 7 | 0
2030 | MISO_W_2_NE | MISO_W | NE | Internal | Summer | B4 | 100 | 2800 | 0 | 72.48 | 77.02 | 7 | 0
2030 | MISO_W_2_NE | MISO_W | NE | Internal | Summer | B5 | 200 | 2800 | 0 | 70.65 | 76.09 | 7 | 0
2030 | MISO_W_2_NE | MISO_W | NE | Internal | Summer | B6 | 300 | 2800 | 0.07 | 55.1 | 62.09 | 7 | 0
2030 | MISO_W_2_NE | MISO_W | NE | Internal | Summer | B7 | 400 | 2800 | 0 | 45.98 | 49.9 | 7 | 0
2030 | MISO_W_2_NE | MISO_W | NE | Internal | Summer | B8 | 500 | 2800 | 0 | 42.81 | 46.33 | 7 | 0
2030 | MISO_W_2_NE | MISO_W | NE | Internal | Summer | B9 | 800 | 2800 | 0 | 41.72 | 46.33 | 7 | 0
2030 | MISO_W_2_NE | MISO_W | NE | Internal | Summer | B10 | 1262 | 2800 | 0 | 36.13 | 36.63 | 7 | 0
2030 | MISO_W_2_NE | MISO_W | NE | Internal | Winter | B16 | 25 | 2800 | 0 | 55.07 | 57.91 | 7 | 0
2030 | MISO_W_2_NE | MISO_W | NE | Internal | Winter | B17 | 100 | 2800 | 0 | 50.92 | 52.33 | 7 | 0
2030 | MISO_W_2_NE | MISO_W | NE | Internal | Winter | B18 | 400 | 2800 | 0 | 49.34 | 51.18 | 7 | 0
2030 | MISO_W_2_NE | MISO_W | NE | Internal | Winter | B19 | 700 | 2800 | 0 | 46.85 | 47.91 | 7 | 0
2030 | MISO_W_2_NE | MISO_W | NE | Internal | Winter | B20 | 935 | 2800 | 0 | 40.7 | 43.24 | 7 | 0
2030 | MISO_W_2_PJM_ROR | MISO_W | PJM_ROR | Internal | Shoulder | B11 | 25 | 773 | 0 | 67.03 | 65.04 | 2 | 0
2030 | MISO_W_2_PJM_ROR | MISO_W | PJM_ROR | Internal | Shoulder | B12 | 200 | 773 | 773 | 50.39 | 55.97 | 2 | 3.58
2030 | MISO_W_2_PJM_ROR | MISO_W | PJM_ROR | Internal | Shoulder | B13 | 600 | 773 | 773 | 48.09 | 50.29 | 2 | 0.2
2030 | MISO_W_2_PJM_ROR | MISO_W | PJM_ROR | Internal | Shoulder | B14 | 900 | 773 | 772.98 | 45.72 | 47.74 | 2 | 0.01
2030 | MISO_W_2_PJM_ROR | MISO_W | PJM_ROR | Internal | Shoulder | B15 | 1203 | 773 | 773 | 41.4 | 43.69 | 2 | 0.29
2030 | MISO_W_2_PJM_ROR | MISO_W | PJM_ROR | Internal | Summer | B1 | 10 | 773 | 771.23 | 78.53 | 80.54 | 2 | 0.01
2030 | MISO_W_2_PJM_ROR | MISO_W | PJM_ROR | Internal | Summer | B2 | 25 | 773 | 772.15 | 75.99 | 78 | 2 | 0.01
2030 | MISO_W_2_PJM_ROR | MISO_W | PJM_ROR | Internal | Summer | B3 | 75 | 773 | 0 | 75.01 | 73.8 | 2 | 0
2030 | MISO_W_2_PJM_ROR | MISO_W | PJM_ROR | Internal | Summer | B4 | 100 | 773 | 0 | 72.48 | 72.62 | 2 | 0
2030 | MISO_W_2_PJM_ROR | MISO_W | PJM_ROR | Internal | Summer | B5 | 200 | 773 | 0 | 70.65 | 68.68 | 2 | 0
2030 | MISO_W_2_PJM_ROR | MISO_W | PJM_ROR | Internal | Summer | B6 | 300 | 773 | 0 | 55.1 | 56.23 | 2 | 0
2030 | MISO_W_2_PJM_ROR | MISO_W | PJM_ROR | Internal | Summer | B7 | 400 | 773 | 103.05 | 45.98 | 47.98 | 2 | 0
2030 | MISO_W_2_PJM_ROR | MISO_W | PJM_ROR | Internal | Summer | B8 | 500 | 773 | 772.96 | 42.81 | 44.82 | 2 | 0.01
2030 | MISO_W_2_PJM_ROR | MISO_W | PJM_ROR | Internal | Summer | B9 | 800 | 773 | 772.97 | 41.72 | 43.74 | 2 | 0.01
2030 | MISO_W_2_PJM_ROR | MISO_W | PJM_ROR | Internal | Summer | B10 | 1262 | 773 | 773 | 36.13 | 40.39 | 2 | 2.26
2030 | MISO_W_2_PJM_ROR | MISO_W | PJM_ROR | Internal | Winter | B16 | 25 | 773 | 773 | 55.07 | 63.05 | 2 | 5.98
2030 | MISO_W_2_PJM_ROR | MISO_W | PJM_ROR | Internal | Winter | B17 | 100 | 773 | 773 | 50.92 | 57.26 | 2 | 4.34
2030 | MISO_W_2_PJM_ROR | MISO_W | PJM_ROR | Internal | Winter | B18 | 400 | 773 | 772.95 | 49.34 | 51.35 | 2 | 0.01
2030 | MISO_W_2_PJM_ROR | MISO_W | PJM_ROR | Internal | Winter | B19 | 700 | 773 | 772.97 | 46.85 | 48.86 | 2 | 0.01
2030 | MISO_W_2_PJM_ROR | MISO_W | PJM_ROR | Internal | Winter | B20 | 935 | 773 | 773 | 40.7 | 42.96 | 2 | 0.26
2030 | MISO_W_2_SPP_N | MISO_W | SPP_N | Internal | Shoulder | B11 | 25 | 3200 | 1112.31 | 67.03 | 74.03 | 7 | 0
2030 | MISO_W_2_SPP_N | MISO_W | SPP_N | Internal | Shoulder | B12 | 200 | 3200 | 0 | 50.39 | 50.4 | 7 | 0
2030 | MISO_W_2_SPP_N | MISO_W | SPP_N | Internal | Shoulder | B13 | 600 | 3200 | 0 | 48.09 | 49.38 | 7 | 0
2030 | MISO_W_2_SPP_N | MISO_W | SPP_N | Internal | Shoulder | B14 | 900 | 3200 | 0 | 45.72 | 48.62 | 7 | 0
2030 | MISO_W_2_SPP_N | MISO_W | SPP_N | Internal | Shoulder | B15 | 1203 | 3200 | 0 | 41.4 | 43.17 | 7 | 0
2030 | MISO_W_2_SPP_N | MISO_W | SPP_N | Internal | Summer | B1 | 10 | 3200 | 0 | 78.53 | 79.41 | 7 | 0
2030 | MISO_W_2_SPP_N | MISO_W | SPP_N | Internal | Summer | B2 | 25 | 3200 | 0 | 75.99 | 79.41 | 7 | 0
2030 | MISO_W_2_SPP_N | MISO_W | SPP_N | Internal | Summer | B3 | 75 | 3200 | 0 | 75.01 | 79.41 | 7 | 0
2030 | MISO_W_2_SPP_N | MISO_W | SPP_N | Internal | Summer | B4 | 100 | 3200 | 0 | 72.48 | 77.03 | 7 | 0
2030 | MISO_W_2_SPP_N | MISO_W | SPP_N | Internal | Summer | B5 | 200 | 3200 | 0 | 70.65 | 77.03 | 7 | 0
2030 | MISO_W_2_SPP_N | MISO_W | SPP_N | Internal | Summer | B6 | 300 | 3200 | 1805.31 | 55.1 | 62.1 | 7 | 0
2030 | MISO_W_2_SPP_N | MISO_W | SPP_N | Internal | Summer | B7 | 400 | 3200 | 0 | 45.98 | 49.91 | 7 | 0
2030 | MISO_W_2_SPP_N | MISO_W | SPP_N | Internal | Summer | B8 | 500 | 3200 | 0 | 42.81 | 46.47 | 7 | 0
2030 | MISO_W_2_SPP_N | MISO_W | SPP_N | Internal | Summer | B9 | 800 | 3200 | 0 | 41.72 | 46.35 | 7 | 0
2030 | MISO_W_2_SPP_N | MISO_W | SPP_N | Internal | Summer | B10 | 1262 | 3200 | 0 | 36.13 | 41.94 | 7 | 0
2030 | MISO_W_2_SPP_N | MISO_W | SPP_N | Internal | Winter | B16 | 25 | 3200 | 2021.65 | 55.07 | 62.07 | 7 | 0
2030 | MISO_W_2_SPP_N | MISO_W | SPP_N | Internal | Winter | B17 | 100 | 3200 | 0 | 50.92 | 52.34 | 7 | 0
2030 | MISO_W_2_SPP_N | MISO_W | SPP_N | Internal | Winter | B18 | 400 | 3200 | 0 | 49.34 | 51.2 | 7 | 0
2030 | MISO_W_2_SPP_N | MISO_W | SPP_N | Internal | Winter | B19 | 700 | 3200 | 0 | 46.85 | 47.92 | 7 | 0
2030 | MISO_W_2_SPP_N | MISO_W | SPP_N | Internal | Winter | B20 | 935 | 3200 | 0 | 40.7 | 43.25 | 7 | 0
2030 | MISO_WUMS_2_MISO_MI | MISO_WUMS | MISO_MI | Internal | Shoulder | B11 | 25 | 99 | 0.06 | 67.02 | 66.89 | 0.01 | 0
2030 | MISO_WUMS_2_MISO_MI | MISO_WUMS | MISO_MI | Internal | Shoulder | B12 | 200 | 99 | 99 | 50.4 | 55.53 | 0.01 | 5.12
2030 | MISO_WUMS_2_MISO_MI | MISO_WUMS | MISO_MI | Internal | Shoulder | B13 | 600 | 99 | 99 | 48.1 | 48.3 | 0.01 | 0.19
2030 | MISO_WUMS_2_MISO_MI | MISO_WUMS | MISO_MI | Internal | Shoulder | B14 | 900 | 99 | 99 | 45.74 | 47.17 | 0.01 | 1.42
2030 | MISO_WUMS_2_MISO_MI | MISO_WUMS | MISO_MI | Internal | Shoulder | B15 | 1203 | 99 | 99 | 41.69 | 43.88 | 0.01 | 2.17
2030 | MISO_WUMS_2_MISO_MI | MISO_WUMS | MISO_MI | Internal | Summer | B1 | 10 | 99 | 99 | 71.9 | 78.54 | 0.01 | 6.63
2030 | MISO_WUMS_2_MISO_MI | MISO_WUMS | MISO_MI | Internal | Summer | B2 | 25 | 99 | 99 | 71.9 | 76.8 | 0.01 | 4.88
2030 | MISO_WUMS_2_MISO_MI | MISO_WUMS | MISO_MI | Internal | Summer | B3 | 75 | 99 | 99 | 71.9 | 75 | 0.01 | 3.08
2030 | MISO_WUMS_2_MISO_MI | MISO_WUMS | MISO_MI | Internal | Summer | B4 | 100 | 99 | 0 | 71.9 | 71.56 | 0.01 | 0
2030 | MISO_WUMS_2_MISO_MI | MISO_WUMS | MISO_MI | Internal | Summer | B5 | 200 | 99 | 98.9 | 70.64 | 70.66 | 0.01 | 0.01
2030 | MISO_WUMS_2_MISO_MI | MISO_WUMS | MISO_MI | Internal | Summer | B6 | 300 | 99 | 99 | 54.23 | 55.12 | 0.01 | 0.87
2030 | MISO_WUMS_2_MISO_MI | MISO_WUMS | MISO_MI | Internal | Summer | B7 | 400 | 99 | 99 | 45.98 | 47.07 | 0.01 | 1.07
2030 | MISO_WUMS_2_MISO_MI | MISO_WUMS | MISO_MI | Internal | Summer | B8 | 500 | 99 | 99 | 42.82 | 44.12 | 0.01 | 1.29
2030 | MISO_WUMS_2_MISO_MI | MISO_WUMS | MISO_MI | Internal | Summer | B9 | 800 | 99 | 99 | 41.74 | 43.54 | 0.01 | 1.8
2030 | MISO_WUMS_2_MISO_MI | MISO_WUMS | MISO_MI | Internal | Summer | B10 | 1262 | 99 | 26.48 | 39.55 | 39.56 | 0.01 | 0
2030 | MISO_WUMS_2_MISO_MI | MISO_WUMS | MISO_MI | Internal | Winter | B16 | 25 | 99 | 99 | 55.08 | 65.05 | 0.01 | 9.95
2030 | MISO_WUMS_2_MISO_MI | MISO_WUMS | MISO_MI | Internal | Winter | B17 | 100 | 99 | 99 | 50.93 | 58.29 | 0.01 | 7.35
2030 | MISO_WUMS_2_MISO_MI | MISO_WUMS | MISO_MI | Internal | Winter | B18 | 400 | 99 | 99 | 49.35 | 51.51 | 0.01 | 2.15
2030 | MISO_WUMS_2_MISO_MI | MISO_WUMS | MISO_MI | Internal | Winter | B19 | 700 | 99 | 99 | 46.86 | 48.27 | 0.01 | 1.39
2030 | MISO_WUMS_2_MISO_MI | MISO_WUMS | MISO_MI | Internal | Winter | B20 | 935 | 99 | 69.98 | 41.93 | 41.94 | 0.01 | 0
2030 | MISO_WUMS_2_MISO_W | MISO_WUMS | MISO_W | Internal | Shoulder | B11 | 25 | 1137 | 556.19 | 67.02 | 67.03 | 0.01 | 0
2030 | MISO_WUMS_2_MISO_W | MISO_WUMS | MISO_W | Internal | Shoulder | B12 | 200 | 1137 | 0.05 | 50.4 | 50.39 | 0.01 | 0
2030 | MISO_WUMS_2_MISO_W | MISO_WUMS | MISO_W | Internal | Shoulder | B13 | 600 | 1137 | 0.02 | 48.1 | 48.09 | 0.01 | 0
2030 | MISO_WUMS_2_MISO_W | MISO_WUMS | MISO_W | Internal | Shoulder | B14 | 900 | 1137 | 0.01 | 45.74 | 45.72 | 0.01 | 0
2030 | MISO_WUMS_2_MISO_W | MISO_WUMS | MISO_W | Internal | Shoulder | B15 | 1203 | 1137 | 0 | 41.69 | 41.4 | 0.01 | 0
2030 | MISO_WUMS_2_MISO_W | MISO_WUMS | MISO_W | Internal | Summer | B1 | 10 | 1137 | 1137 | 71.9 | 78.53 | 0.01 | 6.62
2030 | MISO_WUMS_2_MISO_W | MISO_WUMS | MISO_W | Internal | Summer | B2 | 25 | 1137 | 1137 | 71.9 | 75.99 | 0.01 | 4.08
2030 | MISO_WUMS_2_MISO_W | MISO_WUMS | MISO_W | Internal | Summer | B3 | 75 | 1137 | 1137 | 71.9 | 75.01 | 0.01 | 3.1
2030 | MISO_WUMS_2_MISO_W | MISO_WUMS | MISO_W | Internal | Summer | B4 | 100 | 1137 | 1137 | 71.9 | 72.48 | 0.01 | 0.57
2030 | MISO_WUMS_2_MISO_W | MISO_WUMS | MISO_W | Internal | Summer | B5 | 200 | 1137 | 773.71 | 70.64 | 70.65 | 0.01 | 0
2030 | MISO_WUMS_2_MISO_W | MISO_WUMS | MISO_W | Internal | Summer | B6 | 300 | 1137 | 1137 | 54.23 | 55.1 | 0.01 | 0.86
2030 | MISO_WUMS_2_MISO_W | MISO_WUMS | MISO_W | Internal | Summer | B7 | 400 | 1137 | 0.05 | 45.98 | 45.98 | 0.01 | 0
2030 | MISO_WUMS_2_MISO_W | MISO_WUMS | MISO_W | Internal | Summer | B8 | 500 | 1137 | 0.02 | 42.82 | 42.81 | 0.01 | 0
2030 | MISO_WUMS_2_MISO_W | MISO_WUMS | MISO_W | Internal | Summer | B9 | 800 | 1137 | 0.01 | 41.74 | 41.72 | 0.01 | 0
2030 | MISO_WUMS_2_MISO_W | MISO_WUMS | MISO_W | Internal | Summer | B10 | 1262 | 1137 | 0 | 39.55 | 36.13 | 0.01 | 0
2030 | MISO_WUMS_2_MISO_W | MISO_WUMS | MISO_W | Internal | Winter | B16 | 25 | 1137 | 0.39 | 55.08 | 55.07 | 0.01 | 0
2030 | MISO_WUMS_2_MISO_W | MISO_WUMS | MISO_W | Internal | Winter | B17 | 100 | 1137 | 0.1 | 50.93 | 50.92 | 0.01 | 0
2030 | MISO_WUMS_2_MISO_W | MISO_WUMS | MISO_W | Internal | Winter | B18 | 400 | 1137 | 0.03 | 49.35 | 49.34 | 0.01 | 0
2030 | MISO_WUMS_2_MISO_W | MISO_WUMS | MISO_W | Internal | Winter | B19 | 700 | 1137 | 0.01 | 46.86 | 46.85 | 0.01 | 0
2030 | MISO_WUMS_2_MISO_W | MISO_WUMS | MISO_W | Internal | Winter | B20 | 935 | 1137 | 0 | 41.93 | 40.7 | 0.01 | 0
2030 | MISO_WUMS_2_PJM_ROR | MISO_WUMS | PJM_ROR | Internal | Shoulder | B11 | 25 | 1600 | 0 | 67.02 | 65.04 | 2 | 0
2030 | MISO_WUMS_2_PJM_ROR | MISO_WUMS | PJM_ROR | Internal | Shoulder | B12 | 200 | 1600 | 1600 | 50.4 | 55.97 | 2 | 3.57
2030 | MISO_WUMS_2_PJM_ROR | MISO_WUMS | PJM_ROR | Internal | Shoulder | B13 | 600 | 1600 | 1600 | 48.1 | 50.29 | 2 | 0.19
2030 | MISO_WUMS_2_PJM_ROR | MISO_WUMS | PJM_ROR | Internal | Shoulder | B14 | 900 | 1600 | 1075.34 | 45.74 | 47.74 | 2 | 0
2030 | MISO_WUMS_2_PJM_ROR | MISO_WUMS | PJM_ROR | Internal | Shoulder | B15 | 1203 | 1600 | 731.46 | 41.69 | 43.69 | 2 | 0
2030 | MISO_WUMS_2_PJM_ROR | MISO_WUMS | PJM_ROR | Internal | Summer | B1 | 10 | 1600 | 1600 | 71.9 | 80.54 | 2 | 6.64
2030 | MISO_WUMS_2_PJM_ROR | MISO_WUMS | PJM_ROR | Internal | Summer | B2 | 25 | 1600 | 1600 | 71.9 | 78 | 2 | 4.1
2030 | MISO_WUMS_2_PJM_ROR | MISO_WUMS | PJM_ROR | Internal | Summer | B3 | 75 | 1600 | 0.03 | 71.9 | 73.8 | 2 | 0
2030 | MISO_WUMS_2_PJM_ROR | MISO_WUMS | PJM_ROR | Internal | Summer | B4 | 100 | 1600 | 0 | 71.9 | 72.62 | 2 | 0
2030 | MISO_WUMS_2_PJM_ROR | MISO_WUMS | PJM_ROR | Internal | Summer | B5 | 200 | 1600 | 0 | 70.64 | 68.68 | 2 | 0
2030 | MISO_WUMS_2_PJM_ROR | MISO_WUMS | PJM_ROR | Internal | Summer | B6 | 300 | 1600 | 215.16 | 54.23 | 56.23 | 2 | 0
2030 | MISO_WUMS_2_PJM_ROR | MISO_WUMS | PJM_ROR | Internal | Summer | B7 | 400 | 1600 | 1236.42 | 45.98 | 47.98 | 2 | 0
2030 | MISO_WUMS_2_PJM_ROR | MISO_WUMS | PJM_ROR | Internal | Summer | B8 | 500 | 1600 | 438.93 | 42.82 | 44.82 | 2 | 0
2030 | MISO_WUMS_2_PJM_ROR | MISO_WUMS | PJM_ROR | Internal | Summer | B9 | 800 | 1600 | 75.54 | 41.74 | 43.74 | 2 | 0
2030 | MISO_WUMS_2_PJM_ROR | MISO_WUMS | PJM_ROR | Internal | Summer | B10 | 1262 | 1600 | 0 | 39.55 | 40.39 | 2 | 0
2030 | MISO_WUMS_2_PJM_ROR | MISO_WUMS | PJM_ROR | Internal | Winter | B16 | 25 | 1600 | 1600 | 55.08 | 63.05 | 2 | 5.96
2030 | MISO_WUMS_2_PJM_ROR | MISO_WUMS | PJM_ROR | Internal | Winter | B17 | 100 | 1600 | 1600 | 50.93 | 57.26 | 2 | 4.33
2030 | MISO_WUMS_2_PJM_ROR | MISO_WUMS | PJM_ROR | Internal | Winter | B18 | 400 | 1600 | 1064.34 | 49.35 | 51.35 | 2 | 0
2030 | MISO_WUMS_2_PJM_ROR | MISO_WUMS | PJM_ROR | Internal | Winter | B19 | 700 | 1600 | 343.61 | 46.86 | 48.86 | 2 | 0
2030 | MISO_WUMS_2_PJM_ROR | MISO_WUMS | PJM_ROR | Internal | Winter | B20 | 935 | 1600 | 0 | 41.93 | 42.96 | 2 | 0
2030 | NE_2_MAPP_US | NE | MAPP_US | Internal | Shoulder | B11 | 25 | 1600 | 0 | 68.4 | 61.4 | 5 | 0
2030 | NE_2_MAPP_US | NE | MAPP_US | Internal | Shoulder | B12 | 200 | 1600 | 0 | 50.39 | 43.39 | 5 | 0
2030 | NE_2_MAPP_US | NE | MAPP_US | Internal | Shoulder | B13 | 600 | 1600 | 0 | 49.37 | 42.37 | 5 | 0
2030 | NE_2_MAPP_US | NE | MAPP_US | Internal | Shoulder | B14 | 900 | 1600 | 0 | 48.61 | 42.37 | 5 | 0
2030 | NE_2_MAPP_US | NE | MAPP_US | Internal | Shoulder | B15 | 1203 | 1600 | 0 | 43.16 | 38.18 | 5 | 0
2030 | NE_2_MAPP_US | NE | MAPP_US | Internal | Summer | B1 | 10 | 1600 | 0 | 79.4 | 72.4 | 5 | 0
2030 | NE_2_MAPP_US | NE | MAPP_US | Internal | Summer | B2 | 25 | 1600 | 0 | 78.44 | 71.44 | 5 | 0
2030 | NE_2_MAPP_US | NE | MAPP_US | Internal | Summer | B3 | 75 | 1600 | 0 | 78.44 | 71.44 | 5 | 0
2030 | NE_2_MAPP_US | NE | MAPP_US | Internal | Summer | B4 | 100 | 1600 | 0 | 77.02 | 70.02 | 5 | 0
2030 | NE_2_MAPP_US | NE | MAPP_US | Internal | Summer | B5 | 200 | 1600 | 0 | 76.09 | 69.09 | 5 | 0
2030 | NE_2_MAPP_US | NE | MAPP_US | Internal | Summer | B6 | 300 | 1600 | 0 | 62.09 | 55.09 | 5 | 0
2030 | NE_2_MAPP_US | NE | MAPP_US | Internal | Summer | B7 | 400 | 1600 | 0 | 49.9 | 42.9 | 5 | 0
2030 | NE_2_MAPP_US | NE | MAPP_US | Internal | Summer | B8 | 500 | 1600 | 0 | 46.33 | 39.33 | 5 | 0
2030 | NE_2_MAPP_US | NE | MAPP_US | Internal | Summer | B9 | 800 | 1600 | 0 | 46.33 | 39.33 | 5 | 0
2030 | NE_2_MAPP_US | NE | MAPP_US | Internal | Summer | B10 | 1262 | 1600 | 0 | 36.63 | 29.63 | 5 | 0
2030 | NE_2_MAPP_US | NE | MAPP_US | Internal | Winter | B16 | 25 | 1600 | 0 | 57.91 | 50.91 | 5 | 0
2030 | NE_2_MAPP_US | NE | MAPP_US | Internal | Winter | B17 | 100 | 1600 | 0 | 52.33 | 45.33 | 5 | 0
2030 | NE_2_MAPP_US | NE | MAPP_US | Internal | Winter | B18 | 400 | 1600 | 0 | 51.18 | 44.18 | 5 | 0
2030 | NE_2_MAPP_US | NE | MAPP_US | Internal | Winter | B19 | 700 | 1600 | 0 | 47.91 | 44.18 | 5 | 0
2030 | NE_2_MAPP_US | NE | MAPP_US | Internal | Winter | B20 | 935 | 1600 | 0 | 43.24 | 36.24 | 5 | 0
2030 | NE_2_MISO_W | NE | MISO_W | Internal | Shoulder | B11 | 25 | 1600 | 0 | 68.4 | 67.03 | 5 | 0
2030 | NE_2_MISO_W | NE | MISO_W | Internal | Shoulder | B12 | 200 | 1600 | 0 | 50.39 | 50.39 | 5 | 0
2030 | NE_2_MISO_W | NE | MISO_W | Internal | Shoulder | B13 | 600 | 1600 | 0 | 49.37 | 48.09 | 5 | 0
2030 | NE_2_MISO_W | NE | MISO_W | Internal | Shoulder | B14 | 900 | 1600 | 0 | 48.61 | 45.72 | 5 | 0
2030 | NE_2_MISO_W | NE | MISO_W | Internal | Shoulder | B15 | 1203 | 1600 | 0 | 43.16 | 41.4 | 5 | 0
2030 | NE_2_MISO_W | NE | MISO_W | Internal | Summer | B1 | 10 | 1600 | 0 | 79.4 | 78.53 | 5 | 0
2030 | NE_2_MISO_W | NE | MISO_W | Internal | Summer | B2 | 25 | 1600 | 0 | 78.44 | 75.99 | 5 | 0
2030 | NE_2_MISO_W | NE | MISO_W | Internal | Summer | B3 | 75 | 1600 | 0 | 78.44 | 75.01 | 5 | 0
2030 | NE_2_MISO_W | NE | MISO_W | Internal | Summer | B4 | 100 | 1600 | 0 | 77.02 | 72.48 | 5 | 0
2030 | NE_2_MISO_W | NE | MISO_W | Internal | Summer | B5 | 200 | 1600 | 0 | 76.09 | 70.65 | 5 | 0
2030 | NE_2_MISO_W | NE | MISO_W | Internal | Summer | B6 | 300 | 1600 | 0 | 62.09 | 55.1 | 5 | 0
2030 | NE_2_MISO_W | NE | MISO_W | Internal | Summer | B7 | 400 | 1600 | 0 | 49.9 | 45.98 | 5 | 0
2030 | NE_2_MISO_W | NE | MISO_W | Internal | Summer | B8 | 500 | 1600 | 0 | 46.33 | 42.81 | 5 | 0
2030 | NE_2_MISO_W | NE | MISO_W | Internal | Summer | B9 | 800 | 1600 | 0 | 46.33 | 41.72 | 5 | 0
2030 | NE_2_MISO_W | NE | MISO_W | Internal | Summer | B10 | 1262 | 1600 | 0 | 36.63 | 36.13 | 5 | 0
2030 | NE_2_MISO_W | NE | MISO_W | Internal | Winter | B16 | 25 | 1600 | 0 | 57.91 | 55.07 | 5 | 0
2030 | NE_2_MISO_W | NE | MISO_W | Internal | Winter | B17 | 100 | 1600 | 0 | 52.33 | 50.92 | 5 | 0
2030 | NE_2_MISO_W | NE | MISO_W | Internal | Winter | B18 | 400 | 1600 | 0 | 51.18 | 49.34 | 5 | 0
2030 | NE_2_MISO_W | NE | MISO_W | Internal | Winter | B19 | 700 | 1600 | 0 | 47.91 | 46.85 | 5 | 0
2030 | NE_2_MISO_W | NE | MISO_W | Internal | Winter | B20 | 935 | 1600 | 0 | 43.24 | 40.7 | 5 | 0
2030 | NE_2_SPP_N | NE | SPP_N | Internal | Shoulder | B11 | 25 | 1800 | 1800 | 68.4 | 74.03 | 0.01 | 5.62
2030 | NE_2_SPP_N | NE | SPP_N | Internal | Shoulder | B12 | 200 | 1800 | 404.72 | 50.39 | 50.4 | 0.01 | 0
2030 | NE_2_SPP_N | NE | SPP_N | Internal | Shoulder | B13 | 600 | 1800 | 770.12 | 49.37 | 49.38 | 0.01 | 0
2030 | NE_2_SPP_N | NE | SPP_N | Internal | Shoulder | B14 | 900 | 1800 | 329.7 | 48.61 | 48.62 | 0.01 | 0
2030 | NE_2_SPP_N | NE | SPP_N | Internal | Shoulder | B15 | 1203 | 1800 | 799.45 | 43.16 | 43.17 | 0.01 | 0
2030 | NE_2_SPP_N | NE | SPP_N | Internal | Summer | B1 | 10 | 1800 | 1777.04 | 79.4 | 79.41 | 0.01 | 0
2030 | NE_2_SPP_N | NE | SPP_N | Internal | Summer | B2 | 25 | 1800 | 1799.99 | 78.44 | 79.41 | 0.01 | 0.96
2030 | NE_2_SPP_N | NE | SPP_N | Internal | Summer | B3 | 75 | 1800 | 1800 | 78.44 | 79.41 | 0.01 | 0.96
2030 | NE_2_SPP_N | NE | SPP_N | Internal | Summer | B4 | 100 | 1800 | 1552.21 | 77.02 | 77.03 | 0.01 | 0
2030 | NE_2_SPP_N | NE | SPP_N | Internal | Summer | B5 | 200 | 1800 | 1800 | 76.09 | 77.03 | 0.01 | 0.93
2030 | NE_2_SPP_N | NE | SPP_N | Internal | Summer | B6 | 300 | 1800 | 1600.87 | 62.09 | 62.1 | 0.01 | 0
2030 | NE_2_SPP_N | NE | SPP_N | Internal | Summer | B7 | 400 | 1800 | 1437.06 | 49.9 | 49.91 | 0.01 | 0
2030 | NE_2_SPP_N | NE | SPP_N | Internal | Summer | B8 | 500 | 1800 | 1800 | 46.33 | 46.47 | 0.01 | 0.13
2030 | NE_2_SPP_N | NE | SPP_N | Internal | Summer | B9 | 800 | 1800 | 1740.74 | 46.33 | 46.35 | 0.01 | 0
2030 | NE_2_SPP_N | NE | SPP_N | Internal | Summer | B10 | 1262 | 1800 | 1800 | 36.63 | 41.94 | 0.01 | 5.29
2030 | NE_2_SPP_N | NE | SPP_N | Internal | Winter | B16 | 25 | 1800 | 1800 | 57.91 | 62.07 | 0.01 | 4.15
2030 | NE_2_SPP_N | NE | SPP_N | Internal | Winter | B17 | 100 | 1800 | 1282.17 | 52.33 | 52.34 | 0.01 | 0
2030 | NE_2_SPP_N | NE | SPP_N | Internal | Winter | B18 | 400 | 1800 | 952.84 | 51.18 | 51.2 | 0.01 | 0
2030 | NE_2_SPP_N | NE | SPP_N | Internal | Winter | B19 | 700 | 1800 | 326.52 | 47.91 | 47.92 | 0.01 | 0
2030 | NE_2_SPP_N | NE | SPP_N | Internal | Winter | B20 | 935 | 1800 | 1270.55 | 43.24 | 43.25 | 0.01 | 0
2030 | NEISO_2_NYISO_A-F | NEISO | NYISO_A-F | Internal | Shoulder | B11 | 25 | 600 | 600 | 44.17 | 51.8 | 3 | 4.63
2030 | NEISO_2_NYISO_A-F | NEISO | NYISO_A-F | Internal | Shoulder | B12 | 200 | 600 | 600 | 44.17 | 49.37 | 3 | 2.21
2030 | NEISO_2_NYISO_A-F | NEISO | NYISO_A-F | Internal | Shoulder | B13 | 600 | 600 | 599.99 | 44.17 | 47.21 | 3 | 0.05
2030 | NEISO_2_NYISO_A-F | NEISO | NYISO_A-F | Internal | Shoulder | B14 | 900 | 600 | 252.32 | 44.17 | 47.17 | 3 | 0
2030 | NEISO_2_NYISO_A-F | NEISO | NYISO_A-F | Internal | Shoulder | B15 | 1203 | 600 | 36.33 | 44.17 | 47.17 | 3 | 0
2030 | NEISO_2_NYISO_A-F | NEISO | NYISO_A-F | Internal | Summer | B1 | 10 | 600 | 0 | 75.55 | 72.55 | 3 | 0
2030 | NEISO_2_NYISO_A-F | NEISO | NYISO_A-F | Internal | Summer | B2 | 25 | 600 | 0.02 | 67.52 | 70.01 | 3 | 0
2030 | NEISO_2_NYISO_A-F | NEISO | NYISO_A-F | Internal | Summer | B3 | 75 | 600 | 479.78 | 62.76 | 65.76 | 3 | 0
2030 | NEISO_2_NYISO_A-F | NEISO | NYISO_A-F | Internal | Summer | B4 | 100 | 600 | 600 | 56.8 | 61.87 | 3 | 2.07
2030 | NEISO_2_NYISO_A-F | NEISO | NYISO_A-F | Internal | Summer | B5 | 200 | 600 | 600 | 40.82 | 54.54 | 3 | 10.72
2030 | NEISO_2_NYISO_A-F | NEISO | NYISO_A-F | Internal | Summer | B6 | 300 | 600 | 600 | 40.82 | 52.17 | 3 | 8.35
2030 | NEISO_2_NYISO_A-F | NEISO | NYISO_A-F | Internal | Summer | B7 | 400 | 600 | 600 | 40.82 | 47.07 | 3 | 3.25
2030 | NEISO_2_NYISO_A-F | NEISO | NYISO_A-F | Internal | Summer | B8 | 500 | 600 | 600 | 40.82 | 45.88 | 3 | 2.07
2030 | NEISO_2_NYISO_A-F | NEISO | NYISO_A-F | Internal | Summer | B9 | 800 | 600 | 600 | 40.82 | 44.62 | 3 | 0.8
2030 | NEISO_2_NYISO_A-F | NEISO | NYISO_A-F | Internal | Summer | B10 | 1262 | 600 | 600 | 40.82 | 44.62 | 3 | 0.8
2030 | NEISO_2_NYISO_A-F | NEISO | NYISO_A-F | Internal | Winter | B16 | 25 | 600 | 0 | 54.51 | 55.06 | 3 | 0
2030 | NEISO_2_NYISO_A-F | NEISO | NYISO_A-F | Internal | Winter | B17 | 100 | 600 | 0 | 54.51 | 51.6 | 3 | 0
2030 | NEISO_2_NYISO_A-F | NEISO | NYISO_A-F | Internal | Winter | B18 | 400 | 600 | 0 | 54.51 | 51.51 | 3 | 0
2030 | NEISO_2_NYISO_A-F | NEISO | NYISO_A-F | Internal | Winter | B19 | 700 | 600 | 0 | 54.51 | 51.51 | 3 | 0
2030 | NEISO_2_NYISO_A-F | NEISO | NYISO_A-F | Internal | Winter | B20 | 935 | 600 | 0 | 54.51 | 51.51 | 3 | 0
2030 | NEISO_2_NYISO_G-I | NEISO | NYISO_G-I | Internal | Shoulder | B11 | 25 | 600 | 600 | 44.17 | 63.3 | 3 | 16.13
2030 | NEISO_2_NYISO_G-I | NEISO | NYISO_G-I | Internal | Shoulder | B12 | 200 | 600 | 600 | 44.17 | 49.39 | 3 | 2.22
2030 | NEISO_2_NYISO_G-I | NEISO | NYISO_G-I | Internal | Shoulder | B13 | 600 | 600 | 600 | 44.17 | 47.51 | 3 | 0.34
2030 | NEISO_2_NYISO_G-I | NEISO | NYISO_G-I | Internal | Shoulder | B14 | 900 | 600 | 599.98 | 44.17 | 47.18 | 3 | 0.01
2030 | NEISO_2_NYISO_G-I | NEISO | NYISO_G-I | Internal | Shoulder | B15 | 1203 | 600 | 599.98 | 44.17 | 47.18 | 3 | 0.01
2030 | NEISO_2_NYISO_G-I | NEISO | NYISO_G-I | Internal | Summer | B1 | 10 | 600 | 496.86 | 75.55 | 78.55 | 3 | 0
2030 | NEISO_2_NYISO_G-I | NEISO | NYISO_G-I | Internal | Summer | B2 | 25 | 600 | 0.73 | 67.52 | 70.51 | 3 | 0
2030 | NEISO_2_NYISO_G-I | NEISO | NYISO_G-I | Internal | Summer | B3 | 75 | 600 | 599.76 | 62.76 | 65.78 | 3 | 0.01
2030 | NEISO_2_NYISO_G-I | NEISO | NYISO_G-I | Internal | Summer | B4 | 100 | 600 | 600 | 56.8 | 61.88 | 3 | 2.08
2030 | NEISO_2_NYISO_G-I | NEISO | NYISO_G-I | Internal | Summer | B5 | 200 | 600 | 600 | 40.82 | 58.33 | 3 | 14.51
2030 | NEISO_2_NYISO_G-I | NEISO | NYISO_G-I | Internal | Summer | B6 | 300 | 600 | 600 | 40.82 | 58.33 | 3 | 14.51
2030 | NEISO_2_NYISO_G-I | NEISO | NYISO_G-I | Internal | Summer | B7 | 400 | 600 | 600 | 40.82 | 47.08 | 3 | 3.26
2030 | NEISO_2_NYISO_G-I | NEISO | NYISO_G-I | Internal | Summer | B8 | 500 | 600 | 600 | 40.82 | 45.89 | 3 | 2.08
2030 | NEISO_2_NYISO_G-I | NEISO | NYISO_G-I | Internal | Summer | B9 | 800 | 600 | 600 | 40.82 | 44.63 | 3 | 0.81
2030 | NEISO_2_NYISO_G-I | NEISO | NYISO_G-I | Internal | Summer | B10 | 1262 | 600 | 600 | 40.82 | 44.63 | 3 | 0.81
2030 | NEISO_2_NYISO_G-I | NEISO | NYISO_G-I | Internal | Winter | B16 | 25 | 600 | 600 | 54.51 | 69.07 | 3 | 11.56
2030 | NEISO_2_NYISO_G-I | NEISO | NYISO_G-I | Internal | Winter | B17 | 100 | 600 | 600 | 54.51 | 61.73 | 3 | 4.21
2030 | NEISO_2_NYISO_G-I | NEISO | NYISO_G-I | Internal | Winter | B18 | 400 | 600 | 600 | 54.51 | 58.4 | 3 | 0.88
2030 | NEISO_2_NYISO_G-I | NEISO | NYISO_G-I | Internal | Winter | B19 | 700 | 600 | 0 | 54.51 | 55.24 | 3 | 0
2030 | NEISO_2_NYISO_G-I | NEISO | NYISO_G-I | Internal | Winter | B20 | 935 | 600 | 0 | 54.51 | 54.01 | 3 | 0
2030 | NEISO_2_NYISO_J-K | NEISO | NYISO_J-K | Internal | Shoulder | B11 | 25 | 430 | 430 | 44.17 | 63.31 | 3 | 16.14
2030 | NEISO_2_NYISO_J-K | NEISO | NYISO_J-K | Internal | Shoulder | B12 | 200 | 430 | 430 | 44.17 | 49.4 | 3 | 2.23
2030 | NEISO_2_NYISO_J-K | NEISO | NYISO_J-K | Internal | Shoulder | B13 | 600 | 430 | 430 | 44.17 | 47.52 | 3 | 0.35
2030 | NEISO_2_NYISO_J-K | NEISO | NYISO_J-K | Internal | Shoulder | B14 | 900 | 430 | 429.99 | 44.17 | 47.19 | 3 | 0.02
2030 | NEISO_2_NYISO_J-K | NEISO | NYISO_J-K | Internal | Shoulder | B15 | 1203 | 430 | 429.99 | 44.17 | 47.19 | 3 | 0.02
2030 | NEISO_2_NYISO_J-K | NEISO | NYISO_J-K | Internal | Summer | B1 | 10 | 430 | 428.35 | 75.55 | 78.56 | 3 | 0.01
2030 | NEISO_2_NYISO_J-K | NEISO | NYISO_J-K | Internal | Summer | B2 | 25 | 430 | 226.65 | 67.52 | 70.52 | 3 | 0
2030 | NEISO_2_NYISO_J-K | NEISO | NYISO_J-K | Internal | Summer | B3 | 75 | 430 | 429.87 | 62.76 | 65.79 | 3 | 0.02
2030 | NEISO_2_NYISO_J-K | NEISO | NYISO_J-K | Internal | Summer | B4 | 100 | 430 | 430 | 56.8 | 61.89 | 3 | 2.09
2030 | NEISO_2_NYISO_J-K | NEISO | NYISO_J-K | Internal | Summer | B5 | 200 | 430 | 430 | 40.82 | 58.34 | 3 | 14.52
2030 | NEISO_2_NYISO_J-K | NEISO | NYISO_J-K | Internal | Summer | B6 | 300 | 430 | 430 | 40.82 | 58.34 | 3 | 14.52
2030 | NEISO_2_NYISO_J-K | NEISO | NYISO_J-K | Internal | Summer | B7 | 400 | 430 | 430 | 40.82 | 58.34 | 3 | 14.52
2030 | NEISO_2_NYISO_J-K | NEISO | NYISO_J-K | Internal | Summer | B8 | 500 | 430 | 430 | 40.82 | 45.91 | 3 | 2.09
2030 | NEISO_2_NYISO_J-K | NEISO | NYISO_J-K | Internal | Summer | B9 | 800 | 430 | 430 | 40.82 | 44.64 | 3 | 0.83
2030 | NEISO_2_NYISO_J-K | NEISO | NYISO_J-K | Internal | Summer | B10 | 1262 | 430 | 430 | 40.82 | 44.64 | 3 | 0.83
2030 | NEISO_2_NYISO_J-K | NEISO | NYISO_J-K | Internal | Winter | B16 | 25 | 430 | 430 | 54.51 | 77.86 | 3 | 20.35
2030 | NEISO_2_NYISO_J-K | NEISO | NYISO_J-K | Internal | Winter | B17 | 100 | 430 | 430 | 54.51 | 61.74 | 3 | 4.23
2030 | NEISO_2_NYISO_J-K | NEISO | NYISO_J-K | Internal | Winter | B18 | 400 | 430 | 430 | 54.51 | 60.41 | 3 | 2.9
2030 | NEISO_2_NYISO_J-K | NEISO | NYISO_J-K | Internal | Winter | B19 | 700 | 430 | 430 | 54.51 | 60.41 | 3 | 2.9
2030 | NEISO_2_NYISO_J-K | NEISO | NYISO_J-K | Internal | Winter | B20 | 935 | 430 | 0 | 54.51 | 55.03 | 3 | 0
2030 | NonRTO_Midwest_2_MISO_IN | NonRTO_Midwest | MISO_IN | Internal | Shoulder | B11 | 25 | 4450 | 0 | 75.04 | 67.04 | 8 | 0
2030 | NonRTO_Midwest_2_MISO_IN | NonRTO_Midwest | MISO_IN | Internal | Shoulder | B12 | 200 | 4450 | 0 | 63.52 | 55.52 | 8 | 0
2030 | NonRTO_Midwest_2_MISO_IN | NonRTO_Midwest | MISO_IN | Internal | Shoulder | B13 | 600 | 4450 | 0 | 56.29 | 48.29 | 8 | 0
2030 | NonRTO_Midwest_2_MISO_IN | NonRTO_Midwest | MISO_IN | Internal | Shoulder | B14 | 900 | 4450 | 0 | 45.63 | 47.15 | 8 | 0
2030 | NonRTO_Midwest_2_MISO_IN | NonRTO_Midwest | MISO_IN | Internal | Shoulder | B15 | 1203 | 4450 | 0 | 41.54 | 43.86 | 8 | 0
2030 | NonRTO_Midwest_2_MISO_IN | NonRTO_Midwest | MISO_IN | Internal | Summer | B1 | 10 | 4450 | 0 | 80.48 | 78.55 | 8 | 0
2030 | NonRTO_Midwest_2_MISO_IN | NonRTO_Midwest | MISO_IN | Internal | Summer | B2 | 25 | 4450 | 0 | 80.48 | 76.81 | 8 | 0
2030 | NonRTO_Midwest_2_MISO_IN | NonRTO_Midwest | MISO_IN | Internal | Summer | B3 | 75 | 4450 | 0 | 80.48 | 75.01 | 8 | 0
2030 | NonRTO_Midwest_2_MISO_IN | NonRTO_Midwest | MISO_IN | Internal | Summer | B4 | 100 | 4450 | 0 | 80.48 | 72.48 | 8 | 0
2030 | NonRTO_Midwest_2_MISO_IN | NonRTO_Midwest | MISO_IN | Internal | Summer | B5 | 200 | 4450 | 0 | 78.68 | 70.68 | 8 | 0
2030 | NonRTO_Midwest_2_MISO_IN | NonRTO_Midwest | MISO_IN | Internal | Summer | B6 | 300 | 4450 | 0 | 63.13 | 55.13 | 8 | 0
2030 | NonRTO_Midwest_2_MISO_IN | NonRTO_Midwest | MISO_IN | Internal | Summer | B7 | 400 | 4450 | 0 | 46.54 | 47.06 | 8 | 0
2030 | NonRTO_Midwest_2_MISO_IN | NonRTO_Midwest | MISO_IN | Internal | Summer | B8 | 500 | 4450 | 0 | 44.49 | 44.11 | 8 | 0
2030 | NonRTO_Midwest_2_MISO_IN | NonRTO_Midwest | MISO_IN | Internal | Summer | B9 | 800 | 4450 | 0 | 44.13 | 43.53 | 8 | 0
2030 | NonRTO_Midwest_2_MISO_IN | NonRTO_Midwest | MISO_IN | Internal | Summer | B10 | 1262 | 4450 | 0 | 37.29 | 39.55 | 8 | 0
2030 | NonRTO_Midwest_2_MISO_IN | NonRTO_Midwest | MISO_IN | Internal | Winter | B16 | 25 | 4450 | 0 | 73.06 | 65.06 | 8 | 0
2030 | NonRTO_Midwest_2_MISO_IN | NonRTO_Midwest | MISO_IN | Internal | Winter | B17 | 100 | 4450 | 0 | 66.3 | 58.3 | 8 | 0
2030 | NonRTO_Midwest_2_MISO_IN | NonRTO_Midwest | MISO_IN | Internal | Winter | B18 | 400 | 4450 | 0 | 59.5 | 51.5 | 8 | 0
2030 | NonRTO_Midwest_2_MISO_IN | NonRTO_Midwest | MISO_IN | Internal | Winter | B19 | 700 | 4450 | 0 | 47.11 | 48.25 | 8 | 0
2030 | NonRTO_Midwest_2_MISO_IN | NonRTO_Midwest | MISO_IN | Internal | Winter | B20 | 935 | 4450 | 0 | 40.21 | 41.93 | 8 | 0
2030 | NonRTO_Midwest_2_TVA_Transmission | NonRTO_Midwest | TVA_Transmission | Internal | Shoulder | B11 | 25 | 2400 | 0 | 75.04 | 70.76 | 8 | 0
2030 | NonRTO_Midwest_2_TVA_Transmission | NonRTO_Midwest | TVA_Transmission | Internal | Shoulder | B12 | 200 | 2400 | 0 | 63.52 | 56.19 | 8 | 0
2030 | NonRTO_Midwest_2_TVA_Transmission | NonRTO_Midwest | TVA_Transmission | Internal | Shoulder | B13 | 600 | 2400 | 0 | 56.29 | 52.33 | 8 | 0
2030 | NonRTO_Midwest_2_TVA_Transmission | NonRTO_Midwest | TVA_Transmission | Internal | Shoulder | B14 | 900 | 2400 | 0 | 45.63 | 50.66 | 8 | 0
2030 | NonRTO_Midwest_2_TVA_Transmission | NonRTO_Midwest | TVA_Transmission | Internal | Shoulder | B15 | 1203 | 2400 | 272.64 | 41.54 | 49.54 | 8 | 0
2030 | NonRTO_Midwest_2_TVA_Transmission | NonRTO_Midwest | TVA_Transmission | Internal | Summer | B1 | 10 | 2400 | 0.01 | 80.48 | 86.54 | 8 | 0
2030 | NonRTO_Midwest_2_TVA_Transmission | NonRTO_Midwest | TVA_Transmission | Internal | Summer | B2 | 25 | 2400 | 0 | 80.48 | 84 | 8 | 0
2030 | NonRTO_Midwest_2_TVA_Transmission | NonRTO_Midwest | TVA_Transmission | Internal | Summer | B3 | 75 | 2400 | 0 | 80.48 | 79.8 | 8 | 0
2030 | NonRTO_Midwest_2_TVA_Transmission | NonRTO_Midwest | TVA_Transmission | Internal | Summer | B4 | 100 | 2400 | 0 | 80.48 | 78.62 | 8 | 0
2030 | NonRTO_Midwest_2_TVA_Transmission | NonRTO_Midwest | TVA_Transmission | Internal | Summer | B5 | 200 | 2400 | 0 | 78.68 | 74.68 | 8 | 0
2030 | NonRTO_Midwest_2_TVA_Transmission | NonRTO_Midwest | TVA_Transmission | Internal | Summer | B6 | 300 | 2400 | 0 | 63.13 | 62.17 | 8 | 0
2030 | NonRTO_Midwest_2_TVA_Transmission | NonRTO_Midwest | TVA_Transmission | Internal | Summer | B7 | 400 | 2400 | 0 | 46.54 | 53.29 | 8 | 0
2030 | NonRTO_Midwest_2_TVA_Transmission | NonRTO_Midwest | TVA_Transmission | Internal | Summer | B8 | 500 | 2400 | 0 | 44.49 | 49 | 8 | 0
2030 | NonRTO_Midwest_2_TVA_Transmission | NonRTO_Midwest | TVA_Transmission | Internal | Summer | B9 | 800 | 2400 | 0 | 44.13 | 48.64 | 8 | 0
2030 | NonRTO_Midwest_2_TVA_Transmission | NonRTO_Midwest | TVA_Transmission | Internal | Summer | B10 | 1262 | 2400 | 0 | 37.29 | 44.72 | 8 | 0
2030 | NonRTO_Midwest_2_TVA_Transmission | NonRTO_Midwest | TVA_Transmission | Internal | Winter | B16 | 25 | 2400 | 0 | 73.06 | 69.04 | 8 | 0
2030 | NonRTO_Midwest_2_TVA_Transmission | NonRTO_Midwest | TVA_Transmission | Internal | Winter | B17 | 100 | 2400 | 0 | 66.3 | 58.14 | 8 | 0
2030 | NonRTO_Midwest_2_TVA_Transmission | NonRTO_Midwest | TVA_Transmission | Internal | Winter | B18 | 400 | 2400 | 0 | 59.5 | 53.9 | 8 | 0
2030 | NonRTO_Midwest_2_TVA_Transmission | NonRTO_Midwest | TVA_Transmission | Internal | Winter | B19 | 700 | 2400 | 0 | 47.11 | 51.84 | 8 | 0
2030 | NonRTO_Midwest_2_TVA_Transmission | NonRTO_Midwest | TVA_Transmission | Internal | Winter | B20 | 935 | 2400 | 366.37 | 40.21 | 48.21 | 8 | 0
2030 | NYISO_A-F_2_IESO | NYISO_A-F | IESO | Internal | Shoulder | B11 | 25 | 1600 | 0 | 51.8 | 42.49 | 7 | 0
2030 | NYISO_A-F_2_IESO | NYISO_A-F | IESO | Internal | Shoulder | B12 | 200 | 1600 | 0 | 49.37 | 42.37 | 7 | 0
2030 | NYISO_A-F_2_IESO | NYISO_A-F | IESO | Internal | Shoulder | B13 | 600 | 1600 | 0 | 47.21 | 40.17 | 7 | 0
2030 | NYISO_A-F_2_IESO | NYISO_A-F | IESO | Internal | Shoulder | B14 | 900 | 1600 | 0 | 47.17 | 40.17 | 7 | 0
2030 | NYISO_A-F_2_IESO | NYISO_A-F | IESO | Internal | Shoulder | B15 | 1203 | 1600 | 0 | 47.17 | 40.17 | 7 | 0
2030 | NYISO_A-F_2_IESO | NYISO_A-F | IESO | Internal | Summer | B1 | 10 | 1600 | 0 | 72.55 | 71.54 | 7 | 0
2030 | NYISO_A-F_2_IESO | NYISO_A-F | IESO | Internal | Summer | B2 | 25 | 1600 | 0 | 70.01 | 69.8 | 7 | 0
2030 | NYISO_A-F_2_IESO | NYISO_A-F | IESO | Internal | Summer | B3 | 75 | 1600 | 0 | 65.76 | 58.76 | 7 | 0
2030 | NYISO_A-F_2_IESO | NYISO_A-F | IESO | Internal | Summer | B4 | 100 | 1600 | 0 | 61.87 | 54.87 | 7 | 0
2030 | NYISO_A-F_2_IESO | NYISO_A-F | IESO | Internal | Summer | B5 | 200 | 1600 | 0 | 54.54 | 47.54 | 7 | 0
2030 | NYISO_A-F_2_IESO | NYISO_A-F | IESO | Internal | Summer | B6 | 300 | 1600 | 0 | 52.17 | 45.17 | 7 | 0
2030 | NYISO_A-F_2_IESO | NYISO_A-F | IESO | Internal | Summer | B7 | 400 | 1600 | 0 | 47.07 | 40.07 | 7 | 0
2030 | NYISO_A-F_2_IESO | NYISO_A-F | IESO | Internal | Summer | B8 | 500 | 1600 | 0 | 45.88 | 37.62 | 7 | 0
2030 | NYISO_A-F_2_IESO | NYISO_A-F | IESO | Internal | Summer | B9 | 800 | 1600 | 0 | 44.62 | 37.62 | 7 | 0
2030 | NYISO_A-F_2_IESO | NYISO_A-F | IESO | Internal | Summer | B10 | 1262 | 1600 | 0 | 44.62 | 37.62 | 7 | 0
2030 | NYISO_A-F_2_IESO | NYISO_A-F | IESO | Internal | Winter | B16 | 25 | 1600 | 0 | 55.06 | 48.06 | 7 | 0
2030 | NYISO_A-F_2_IESO | NYISO_A-F | IESO | Internal | Winter | B17 | 100 | 1600 | 0 | 51.6 | 44.6 | 7 | 0
2030 | NYISO_A-F_2_IESO | NYISO_A-F | IESO | Internal | Winter | B18 | 400 | 1600 | 0 | 51.51 | 44.51 | 7 | 0
2030 | NYISO_A-F_2_IESO | NYISO_A-F | IESO | Internal | Winter | B19 | 700 | 1600 | 0 | 51.51 | 44.51 | 7 | 0
2030 | NYISO_A-F_2_IESO | NYISO_A-F | IESO | Internal | Winter | B20 | 935 | 1600 | 0 | 51.51 | 44.51 | 7 | 0
2030 | NYISO_A-F_2_NEISO | NYISO_A-F | NEISO | Internal | Shoulder | B11 | 25 | 600 | 0 | 51.8 | 44.17 | 3 | 0
2030 | NYISO_A-F_2_NEISO | NYISO_A-F | NEISO | Internal | Shoulder | B12 | 200 | 600 | 0 | 49.37 | 44.17 | 3 | 0
2030 | NYISO_A-F_2_NEISO | NYISO_A-F | NEISO | Internal | Shoulder | B13 | 600 | 600 | 0 | 47.21 | 44.17 | 3 | 0
2030 | NYISO_A-F_2_NEISO | NYISO_A-F | NEISO | Internal | Shoulder | B14 | 900 | 600 | 0 | 47.17 | 44.17 | 3 | 0
2030 | NYISO_A-F_2_NEISO | NYISO_A-F | NEISO | Internal | Shoulder | B15 | 1203 | 600 | 0 | 47.17 | 44.17 | 3 | 0
2030 | NYISO_A-F_2_NEISO | NYISO_A-F | NEISO | Internal | Summer | B1 | 10 | 600 | 354.31 | 72.55 | 75.55 | 3 | 0
2030 | NYISO_A-F_2_NEISO | NYISO_A-F | NEISO | Internal | Summer | B2 | 25 | 600 | 0 | 70.01 | 67.52 | 3 | 0
2030 | NYISO_A-F_2_NEISO | NYISO_A-F | NEISO | Internal | Summer | B3 | 75 | 600 | 0 | 65.76 | 62.76 | 3 | 0
2030 | NYISO_A-F_2_NEISO | NYISO_A-F | NEISO | Internal | Summer | B4 | 100 | 600 | 0 | 61.87 | 56.8 | 3 | 0
2030 | NYISO_A-F_2_NEISO | NYISO_A-F | NEISO | Internal | Summer | B5 | 200 | 600 | 0 | 54.54 | 40.82 | 3 | 0
2030 | NYISO_A-F_2_NEISO | NYISO_A-F | NEISO | Internal | Summer | B6 | 300 | 600 | 0 | 52.17 | 40.82 | 3 | 0
2030 | NYISO_A-F_2_NEISO | NYISO_A-F | NEISO | Internal | Summer | B7 | 400 | 600 | 0 | 47.07 | 40.82 | 3 | 0
2030 | NYISO_A-F_2_NEISO | NYISO_A-F | NEISO | Internal | Summer | B8 | 500 | 600 | 0 | 45.88 | 40.82 | 3 | 0
2030 | NYISO_A-F_2_NEISO | NYISO_A-F | NEISO | Internal | Summer | B9 | 800 | 600 | 0 | 44.62 | 40.82 | 3 | 0
2030 | NYISO_A-F_2_NEISO | NYISO_A-F | NEISO | Internal | Summer | B10 | 1262 | 600 | 0 | 44.62 | 40.82 | 3 | 0
2030 | NYISO_A-F_2_NEISO | NYISO_A-F | NEISO | Internal | Winter | B16 | 25 | 600 | 0 | 55.06 | 54.51 | 3 | 0
2030 | NYISO_A-F_2_NEISO | NYISO_A-F | NEISO | Internal | Winter | B17 | 100 | 600 | 0.03 | 51.6 | 54.51 | 3 | 0
2030 | NYISO_A-F_2_NEISO | NYISO_A-F | NEISO | Internal | Winter | B18 | 400 | 600 | 361.32 | 51.51 | 54.51 | 3 | 0
2030 | NYISO_A-F_2_NEISO | NYISO_A-F | NEISO | Internal | Winter | B19 | 700 | 600 | 388.21 | 51.51 | 54.51 | 3 | 0
2030 | NYISO_A-F_2_NEISO | NYISO_A-F | NEISO | Internal | Winter | B20 | 935 | 600 | 404.35 | 51.51 | 54.51 | 3 | 0
2030 | NYISO_A-F_2_NYISO_G-I | NYISO_A-F | NYISO_G-I | Internal | Shoulder | B11 | 25 | 4250 | 4250 | 51.8 | 63.3 | 0.01 | 11.49
2030 | NYISO_A-F_2_NYISO_G-I | NYISO_A-F | NYISO_G-I | Internal | Shoulder | B12 | 200 | 4250 | 3875.41 | 49.37 | 49.39 | 0.01 | 0
2030 | NYISO_A-F_2_NYISO_G-I | NYISO_A-F | NYISO_G-I | Internal | Shoulder | B13 | 600 | 4250 | 4250 | 47.21 | 47.51 | 0.01 | 0.28
2030 | NYISO_A-F_2_NYISO_G-I | NYISO_A-F | NYISO_G-I | Internal | Shoulder | B14 | 900 | 4250 | 3686.41 | 47.17 | 47.18 | 0.01 | 0
2030 | NYISO_A-F_2_NYISO_G-I | NYISO_A-F | NYISO_G-I | Internal | Shoulder | B15 | 1203 | 4250 | 1268.13 | 47.17 | 47.18 | 0.01 | 0
2030 | NYISO_A-F_2_NYISO_G-I | NYISO_A-F | NYISO_G-I | Internal | Summer | B1 | 10 | 4250 | 4250 | 72.55 | 78.55 | 0.01 | 5.99
2030 | NYISO_A-F_2_NYISO_G-I | NYISO_A-F | NYISO_G-I | Internal | Summer | B2 | 25 | 4250 | 4249.98 | 70.01 | 70.51 | 0.01 | 0.49
2030 | NYISO_A-F_2_NYISO_G-I | NYISO_A-F | NYISO_G-I | Internal | Summer | B3 | 75 | 4250 | 3735.23 | 65.76 | 65.78 | 0.01 | 0
2030 | NYISO_A-F_2_NYISO_G-I | NYISO_A-F | NYISO_G-I | Internal | Summer | B4 | 100 | 4250 | 4238.52 | 61.87 | 61.88 | 0.01 | 0
2030 | NYISO_A-F_2_NYISO_G-I | NYISO_A-F | NYISO_G-I | Internal | Summer | B5 | 200 | 4250 | 4250 | 54.54 | 58.33 | 0.01 | 3.78
2030 | NYISO_A-F_2_NYISO_G-I | NYISO_A-F | NYISO_G-I | Internal | Summer | B6 | 300 | 4250 | 4250 | 52.17 | 58.33 | 0.01 | 6.15
2030 | NYISO_A-F_2_NYISO_G-I | NYISO_A-F | NYISO_G-I | Internal | Summer | B7 | 400 | 4250 | 4170.58 | 47.07 | 47.08 | 0.01 | 0
2030 | NYISO_A-F_2_NYISO_G-I | NYISO_A-F | NYISO_G-I | Internal | Summer | B8 | 500 | 4250 | 3855.84 | 45.88 | 45.89 | 0.01 | 0
2030 | NYISO_A-F_2_NYISO_G-I | NYISO_A-F | NYISO_G-I | Internal | Summer | B9 | 800 | 4250 | 2624.2 | 44.62 | 44.63 | 0.01 | 0
2030 | NYISO_A-F_2_NYISO_G-I | NYISO_A-F | NYISO_G-I | Internal | Summer | B10 | 1262 | 4250 | 53.21 | 44.62 | 44.63 | 0.01 | 0
2030 | NYISO_A-F_2_NYISO_G-I | NYISO_A-F | NYISO_G-I | Internal | Winter | B16 | 25 | 4250 | 4250 | 55.06 | 69.07 | 0.01 | 14
2030 | NYISO_A-F_2_NYISO_G-I | NYISO_A-F | NYISO_G-I | Internal | Winter | B17 | 100 | 4250 | 4250 | 51.6 | 61.73 | 0.01 | 10.11
2030 | NYISO_A-F_2_NYISO_G-I | NYISO_A-F | NYISO_G-I | Internal | Winter | B18 | 400 | 4250 | 4250 | 51.51 | 58.4 | 0.01 | 6.87
2030 | NYISO_A-F_2_NYISO_G-I | NYISO_A-F | NYISO_G-I | Internal | Winter | B19 | 700 | 4250 | 4250 | 51.51 | 55.24 | 0.01 | 3.72
2030 | NYISO_A-F_2_NYISO_G-I | NYISO_A-F | NYISO_G-I | Internal | Winter | B20 | 935 | 4250 | 4250 | 51.51 | 54.01 | 0.01 | 2.48
2030 | NYISO_A-F_2_PJM_ROM | NYISO_A-F | PJM_ROM | Internal | Shoulder | B11 | 25 | 1000 | 1000 | 51.8 | 65.03 | 8 | 5.23
2030 | NYISO_A-F_2_PJM_ROM | NYISO_A-F | PJM_ROM | Internal | Shoulder | B12 | 200 | 1000 | 0 | 49.37 | 55.98 | 8 | 0
2030 | NYISO_A-F_2_PJM_ROM | NYISO_A-F | PJM_ROM | Internal | Shoulder | B13 | 600 | 1000 | 0 | 47.21 | 50.3 | 8 | 0
2030 | NYISO_A-F_2_PJM_ROM | NYISO_A-F | PJM_ROM | Internal | Shoulder | B14 | 900 | 1000 | 0 | 47.17 | 47.75 | 8 | 0
2030 | NYISO_A-F_2_PJM_ROM | NYISO_A-F | PJM_ROM | Internal | Shoulder | B15 | 1203 | 1000 | 0 | 47.17 | 43.7 | 8 | 0
2030 | NYISO_A-F_2_PJM_ROM | NYISO_A-F | PJM_ROM | Internal | Summer | B1 | 10 | 1000 | 336.99 | 72.55 | 80.55 | 8 | 0
2030 | NYISO_A-F_2_PJM_ROM | NYISO_A-F | PJM_ROM | Internal | Summer | B2 | 25 | 1000 | 61.9 | 70.01 | 78.01 | 8 | 0
2030 | NYISO_A-F_2_PJM_ROM | NYISO_A-F | PJM_ROM | Internal | Summer | B3 | 75 | 1000 | 999.87 | 65.76 | 73.79 | 8 | 0.02
2030 | NYISO_A-F_2_PJM_ROM | NYISO_A-F | PJM_ROM | Internal | Summer | B4 | 100 | 1000 | 1000 | 61.87 | 72.61 | 8 | 2.74
2030 | NYISO_A-F_2_PJM_ROM | NYISO_A-F | PJM_ROM | Internal | Summer | B5 | 200 | 1000 | 1000 | 54.54 | 68.66 | 8 | 6.12
2030 | NYISO_A-F_2_PJM_ROM | NYISO_A-F | PJM_ROM | Internal | Summer | B6 | 300 | 1000 | 0 | 52.17 | 56.25 | 8 | 0
2030 | NYISO_A-F_2_PJM_ROM | NYISO_A-F | PJM_ROM | Internal | Summer | B7 | 400 | 1000 | 0 | 47.07 | 47.99 | 8 | 0
2030 | NYISO_A-F_2_PJM_ROM | NYISO_A-F | PJM_ROM | Internal | Summer | B8 | 500 | 1000 | 0 | 45.88 | 44.83 | 8 | 0
2030 | NYISO_A-F_2_PJM_ROM | NYISO_A-F | PJM_ROM | Internal | Summer | B9 | 800 | 1000 | 0 | 44.62 | 43.75 | 8 | 0
2030 | NYISO_A-F_2_PJM_ROM | NYISO_A-F | PJM_ROM | Internal | Summer | B10 | 1262 | 1000 | 0 | 44.62 | 40.4 | 8 | 0
2030 | NYISO_A-F_2_PJM_ROM | NYISO_A-F | PJM_ROM | Internal | Winter | B16 | 25 | 1000 | 255.1 | 55.06 | 63.06 | 8 | 0
2030 | NYISO_A-F_2_PJM_ROM | NYISO_A-F | PJM_ROM | Internal | Winter | B17 | 100 | 1000 | 0 | 51.6 | 57.27 | 8 | 0
2030 | NYISO_A-F_2_PJM_ROM | NYISO_A-F | PJM_ROM | Internal | Winter | B18 | 400 | 1000 | 0 | 51.51 | 52.38 | 8 | 0
2030 | NYISO_A-F_2_PJM_ROM | NYISO_A-F | PJM_ROM | Internal | Winter | B19 | 700 | 1000 | 0 | 51.51 | 49.23 | 8 | 0
2030 | NYISO_A-F_2_PJM_ROM | NYISO_A-F | PJM_ROM | Internal | Winter | B20 | 935 | 1000 | 0 | 51.51 | 45.51 | 8 | 0
2030 | NYISO_G-I_2_NEISO | NYISO_G-I | NEISO | Internal | Shoulder | B11 | 25 | 600 | 0 | 63.3 | 44.17 | 3 | 0
2030 | NYISO_G-I_2_NEISO | NYISO_G-I | NEISO | Internal | Shoulder | B12 | 200 | 600 | 0 | 49.39 | 44.17 | 3 | 0
2030 | NYISO_G-I_2_NEISO | NYISO_G-I | NEISO | Internal | Shoulder | B13 | 600 | 600 | 0 | 47.51 | 44.17 | 3 | 0
2030 | NYISO_G-I_2_NEISO | NYISO_G-I | NEISO | Internal | Shoulder | B14 | 900 | 600 | 0 | 47.18 | 44.17 | 3 | 0
2030 | NYISO_G-I_2_NEISO | NYISO_G-I | NEISO | Internal | Shoulder | B15 | 1203 | 600 | 0 | 47.18 | 44.17 | 3 | 0
2030 | NYISO_G-I_2_NEISO | NYISO_G-I | NEISO | Internal | Summer | B1 | 10 | 600 | 0 | 78.55 | 75.55 | 3 | 0
2030 | NYISO_G-I_2_NEISO | NYISO_G-I | NEISO | Internal | Summer | B2 | 25 | 600 | 0 | 70.51 | 67.52 | 3 | 0
2030 | NYISO_G-I_2_NEISO | NYISO_G-I | NEISO | Internal | Summer | B3 | 75 | 600 | 0 | 65.78 | 62.76 | 3 | 0
2030 | NYISO_G-I_2_NEISO | NYISO_G-I | NEISO | Internal | Summer | B4 | 100 | 600 | 0 | 61.88 | 56.8 | 3 | 0
2030 | NYISO_G-I_2_NEISO | NYISO_G-I | NEISO | Internal | Summer | B5 | 200 | 600 | 0 | 58.33 | 40.82 | 3 | 0
2030 | NYISO_G-I_2_NEISO | NYISO_G-I | NEISO | Internal | Summer | B6 | 300 | 600 | 0 | 58.33 | 40.82 | 3 | 0
2030 | NYISO_G-I_2_NEISO | NYISO_G-I | NEISO | Internal | Summer | B7 | 400 | 600 | 0 | 47.08 | 40.82 | 3 | 0
2030 | NYISO_G-I_2_NEISO | NYISO_G-I | NEISO | Internal | Summer | B8 | 500 | 600 | 0 | 45.89 | 40.82 | 3 | 0
2030 | NYISO_G-I_2_NEISO | NYISO_G-I | NEISO | Internal | Summer | B9 | 800 | 600 | 0 | 44.63 | 40.82 | 3 | 0
2030 | NYISO_G-I_2_NEISO | NYISO_G-I | NEISO | Internal | Summer | B10 | 1262 | 600 | 0 | 44.63 | 40.82 | 3 | 0
2030 | NYISO_G-I_2_NEISO | NYISO_G-I | NEISO | Internal | Winter | B16 | 25 | 600 | 0 | 69.07 | 54.51 | 3 | 0
2030 | NYISO_G-I_2_NEISO | NYISO_G-I | NEISO | Internal | Winter | B17 | 100 | 600 | 0 | 61.73 | 54.51 | 3 | 0
2030 | NYISO_G-I_2_NEISO | NYISO_G-I | NEISO | Internal | Winter | B18 | 400 | 600 | 0 | 58.4 | 54.51 | 3 | 0
2030 | NYISO_G-I_2_NEISO | NYISO_G-I | NEISO | Internal | Winter | B19 | 700 | 600 | 0 | 55.24 | 54.51 | 3 | 0
2030 | NYISO_G-I_2_NEISO | NYISO_G-I | NEISO | Internal | Winter | B20 | 935 | 600 | 0 | 54.01 | 54.51 | 3 | 0
2030 | NYISO_G-I_2_NYISO_A-F | NYISO_G-I | NYISO_A-F | Internal | Shoulder | B11 | 25 | 1999 | 0 | 63.3 | 51.8 | 0.01 | 0
2030 | NYISO_G-I_2_NYISO_A-F | NYISO_G-I | NYISO_A-F | Internal | Shoulder | B12 | 200 | 1999 | 0.05 | 49.39 | 49.37 | 0.01 | 0
2030 | NYISO_G-I_2_NYISO_A-F | NYISO_G-I | NYISO_A-F | Internal | Shoulder | B13 | 600 | 1999 | 0 | 47.51 | 47.21 | 0.01 | 0
2030 | NYISO_G-I_2_NYISO_A-F | NYISO_G-I | NYISO_A-F | Internal | Shoulder | B14 | 900 | 1999 | 0.01 | 47.18 | 47.17 | 0.01 | 0
2030 | NYISO_G-I_2_NYISO_A-F | NYISO_G-I | NYISO_A-F | Internal | Shoulder | B15 | 1203 | 1999 | 0 | 47.18 | 47.17 | 0.01 | 0
2030 | NYISO_G-I_2_NYISO_A-F | NYISO_G-I | NYISO_A-F | Internal | Summer | B1 | 10 | 1999 | 0 | 78.55 | 72.55 | 0.01 | 0
2030 | NYISO_G-I_2_NYISO_A-F | NYISO_G-I | NYISO_A-F | Internal | Summer | B2 | 25 | 1999 | 0.02 | 70.51 | 70.01 | 0.01 | 0
2030 | NYISO_G-I_2_NYISO_A-F | NYISO_G-I | NYISO_A-F | Internal | Summer | B3 | 75 | 1999 | 0.13 | 65.78 | 65.76 | 0.01 | 0
2030 | NYISO_G-I_2_NYISO_A-F | NYISO_G-I | NYISO_A-F | Internal | Summer | B4 | 100 | 1999 | 0.09 | 61.88 | 61.87 | 0.01 | 0
2030 | NYISO_G-I_2_NYISO_A-F | NYISO_G-I | NYISO_A-F | Internal | Summer | B5 | 200 | 1999 | 0 | 58.33 | 54.54 | 0.01 | 0
2030 | NYISO_G-I_2_NYISO_A-F | NYISO_G-I | NYISO_A-F | Internal | Summer | B6 | 300 | 1999 | 0 | 58.33 | 52.17 | 0.01 | 0
2030 | NYISO_G-I_2_NYISO_A-F | NYISO_G-I | NYISO_A-F | Internal | Summer | B7 | 400 | 1999 | 0.03 | 47.08 | 47.07 | 0.01 | 0
2030 | NYISO_G-I_2_NYISO_A-F | NYISO_G-I | NYISO_A-F | Internal | Summer | B8 | 500 | 1999 | 0.02 | 45.89 | 45.88 | 0.01 | 0
2030 | NYISO_G-I_2_NYISO_A-F | NYISO_G-I | NYISO_A-F | Internal | Summer | B9 | 800 | 1999 | 0.01 | 44.63 | 44.62 | 0.01 | 0
2030 | NYISO_G-I_2_NYISO_A-F | NYISO_G-I | NYISO_A-F | Internal | Summer | B10 | 1262 | 1999 | 0 | 44.63 | 44.62 | 0.01 | 0
2030 | NYISO_G-I_2_NYISO_A-F | NYISO_G-I | NYISO_A-F | Internal | Winter | B16 | 25 | 1999 | 0 | 69.07 | 55.06 | 0.01 | 0
2030 | NYISO_G-I_2_NYISO_A-F | NYISO_G-I | NYISO_A-F | Internal | Winter | B17 | 100 | 1999 | 0 | 61.73 | 51.6 | 0.01 | 0
2030 | NYISO_G-I_2_NYISO_A-F | NYISO_G-I | NYISO_A-F | Internal | Winter | B18 | 400 | 1999 | 0 | 58.4 | 51.51 | 0.01 | 0
2030 | NYISO_G-I_2_NYISO_A-F | NYISO_G-I | NYISO_A-F | Internal | Winter | B19 | 700 | 1999 | 0 | 55.24 | 51.51 | 0.01 | 0
2030 | NYISO_G-I_2_NYISO_A-F | NYISO_G-I | NYISO_A-F | Internal | Winter | B20 | 935 | 1999 | 0 | 54.01 | 51.51 | 0.01 | 0
2030 | NYISO_G-I_2_NYISO_J-K | NYISO_G-I | NYISO_J-K | Internal | Shoulder | B11 | 25 | 6130 | 5663.26 | 63.3 | 63.31 | 0.01 | 0
2030 | NYISO_G-I_2_NYISO_J-K | NYISO_G-I | NYISO_J-K | Internal | Shoulder | B12 | 200 | 6130 | 5346.8 | 49.39 | 49.4 | 0.01 | 0
2030 | NYISO_G-I_2_NYISO_J-K | NYISO_G-I | NYISO_J-K | Internal | Shoulder | B13 | 600 | 6130 | 5861.86 | 47.51 | 47.52 | 0.01 | 0
2030 | NYISO_G-I_2_NYISO_J-K | NYISO_G-I | NYISO_J-K | Internal | Shoulder | B14 | 900 | 6130 | 5473.6 | 47.18 | 47.19 | 0.01 | 0
2030 | NYISO_G-I_2_NYISO_J-K | NYISO_G-I | NYISO_J-K | Internal | Shoulder | B15 | 1203 | 6130 | 3544.05 | 47.18 | 47.19 | 0.01 | 0
2030 | NYISO_G-I_2_NYISO_J-K | NYISO_G-I | NYISO_J-K | Internal | Summer | B1 | 10 | 6130 | 4582.56 | 78.55 | 78.56 | 0.01 | 0
2030 | NYISO_G-I_2_NYISO_J-K | NYISO_G-I | NYISO_J-K | Internal | Summer | B2 | 25 | 6130 | 4265.26 | 70.51 | 70.52 | 0.01 | 0
2030 | NYISO_G-I_2_NYISO_J-K | NYISO_G-I | NYISO_J-K | Internal | Summer | B3 | 75 | 6130 | 3876.88 | 65.78 | 65.79 | 0.01 | 0
2030 | NYISO_G-I_2_NYISO_J-K | NYISO_G-I | NYISO_J-K | Internal | Summer | B4 | 100 | 6130 | 4110.49 | 61.88 | 61.89 | 0.01 | 0
2030 | NYISO_G-I_2_NYISO_J-K | NYISO_G-I | NYISO_J-K | Internal | Summer | B5 | 200 | 6130 | 4276.16 | 58.33 | 58.34 | 0.01 | 0
2030 | NYISO_G-I_2_NYISO_J-K | NYISO_G-I | NYISO_J-K | Internal | Summer | B6 | 300 | 6130 | 5995.96 | 58.33 | 58.34 | 0.01 | 0
2030 | NYISO_G-I_2_NYISO_J-K | NYISO_G-I | NYISO_J-K | Internal | Summer | B7 | 400 | 6130 | 6130 | 47.08 | 58.34 | 0.01 | 11.25
2030 | NYISO_G-I_2_NYISO_J-K | NYISO_G-I | NYISO_J-K | Internal | Summer | B8 | 500 | 6130 | 5970.37 | 45.89 | 45.91 | 0.01 | 0
2030 | NYISO_G-I_2_NYISO_J-K | NYISO_G-I | NYISO_J-K | Internal | Summer | B9 | 800 | 6130 | 4974.98 | 44.63 | 44.64 | 0.01 | 0
2030 | NYISO_G-I_2_NYISO_J-K | NYISO_G-I | NYISO_J-K | Internal | Summer | B10 | 1262 | 6130 | 2916.82 | 44.63 | 44.64 | 0.01 | 0
2030 | NYISO_G-I_2_NYISO_J-K | NYISO_G-I | NYISO_J-K | Internal | Winter | B16 | 25 | 6130 | 6130 | 69.07 | 77.86 | 0.01 | 8.78
2030 | NYISO_G-I_2_NYISO_J-K | NYISO_G-I | NYISO_J-K | Internal | Winter | B17 | 100 | 6130 | 6048.18 | 61.73 | 61.74 | 0.01 | 0
2030 | NYISO_G-I_2_NYISO_J-K | NYISO_G-I | NYISO_J-K | Internal | Winter | B18 | 400 | 6130 | 6130 | 58.4 | 60.41 | 0.01 | 2
2030 | NYISO_G-I_2_NYISO_J-K | NYISO_G-I | NYISO_J-K | Internal | Winter | B19 | 700 | 6130 | 6130 | 55.24 | 60.41 | 0.01 | 5.16
2030 | NYISO_G-I_2_NYISO_J-K | NYISO_G-I | NYISO_J-K | Internal | Winter | B20 | 935 | 6130 | 6130 | 54.01 | 55.03 | 0.01 | 1.01
2030 | NYISO_G-I_2_PJM_E | NYISO_G-I | PJM_E | Internal | Shoulder | B11 | 25 | 1500 | 0 | 63.3 | 65.02 | 8 | 0
2030 | NYISO_G-I_2_PJM_E | NYISO_G-I | PJM_E | Internal | Shoulder | B12 | 200 | 1500 | 0 | 49.39 | 55.97 | 8 | 0
2030 | NYISO_G-I_2_PJM_E | NYISO_G-I | PJM_E | Internal | Shoulder | B13 | 600 | 1500 | 0 | 47.51 | 50.29 | 8 | 0
2030 | NYISO_G-I_2_PJM_E | NYISO_G-I | PJM_E | Internal | Shoulder | B14 | 900 | 1500 | 0 | 47.18 | 47.74 | 8 | 0
2030 | NYISO_G-I_2_PJM_E | NYISO_G-I | PJM_E | Internal | Shoulder | B15 | 1203 | 1500 | 0 | 47.18 | 43.71 | 8 | 0
2030 | NYISO_G-I_2_PJM_E | NYISO_G-I | PJM_E | Internal | Summer | B1 | 10 | 1500 | 0 | 78.55 | 80.56 | 8 | 0
2030 | NYISO_G-I_2_PJM_E | NYISO_G-I | PJM_E | Internal | Summer | B2 | 25 | 1500 | 0.02 | 70.51 | 78.02 | 8 | 0
2030 | NYISO_G-I_2_PJM_E | NYISO_G-I | PJM_E | Internal | Summer | B3 | 75 | 1500 | 930.09 | 65.78 | 73.78 | 8 | 0
2030 | NYISO_G-I_2_PJM_E | NYISO_G-I | PJM_E | Internal | Summer | B4 | 100 | 1500 | 1500 | 61.88 | 72.59 | 8 | 2.71
2030 | NYISO_G-I_2_PJM_E | NYISO_G-I | PJM_E | Internal | Summer | B5 | 200 | 1500 | 1500 | 58.33 | 68.65 | 8 | 2.32
2030 | NYISO_G-I_2_PJM_E | NYISO_G-I | PJM_E | Internal | Summer | B6 | 300 | 1500 | 0 | 58.33 | 56.26 | 8 | 0
2030 | NYISO_G-I_2_PJM_E | NYISO_G-I | PJM_E | Internal | Summer | B7 | 400 | 1500 | 0 | 47.08 | 47.98 | 8 | 0
2030 | NYISO_G-I_2_PJM_E | NYISO_G-I | PJM_E | Internal | Summer | B8 | 500 | 1500 | 0 | 45.89 | 44.84 | 8 | 0
2030 | NYISO_G-I_2_PJM_E | NYISO_G-I | PJM_E | Internal | Summer | B9 | 800 | 1500 | 0 | 44.63 | 43.76 | 8 | 0
2030 | NYISO_G-I_2_PJM_E | NYISO_G-I | PJM_E | Internal | Summer | B10 | 1262 | 1500 | 0 | 44.63 | 40.41 | 8 | 0
2030 | NYISO_G-I_2_PJM_E | NYISO_G-I | PJM_E | Internal | Winter | B16 | 25 | 1500 | 0 | 69.07 | 63.07 | 8 | 0
2030 | NYISO_G-I_2_PJM_E | NYISO_G-I | PJM_E | Internal | Winter | B17 | 100 | 1500 | 0 | 61.73 | 57.28 | 8 | 0
2030 | NYISO_G-I_2_PJM_E | NYISO_G-I | PJM_E | Internal | Winter | B18 | 400 | 1500 | 0 | 58.4 | 52.4 | 8 | 0
2030 | NYISO_G-I_2_PJM_E | NYISO_G-I | PJM_E | Internal | Winter | B19 | 700 | 1500 | 0 | 55.24 | 49.24 | 8 | 0
2030 | NYISO_G-I_2_PJM_E | NYISO_G-I | PJM_E | Internal | Winter | B20 | 935 | 1500 | 0 | 54.01 | 45.52 | 8 | 0
2030 | NYISO_J-K_2_NEISO | NYISO_J-K | NEISO | Internal | Shoulder | B11 | 25 | 0.01 | 0 | 63.31 | 44.17 | 3 | 0.83
2030 | NYISO_J-K_2_NEISO | NYISO_J-K | NEISO | Internal | Shoulder | B12 | 200 | 0.01 | 0 | 49.4 | 44.17 | 3 | 0.13
2030 | NYISO_J-K_2_NEISO | NYISO_J-K | NEISO | Internal | Shoulder | B13 | 600 | 0.01 | 0 | 47.52 | 44.17 | 3 | 0.04
2030 | NYISO_J-K_2_NEISO | NYISO_J-K | NEISO | Internal | Shoulder | B14 | 900 | 0.01 | 0 | 47.19 | 44.17 | 3 | 0.03
2030 | NYISO_J-K_2_NEISO | NYISO_J-K | NEISO | Internal | Shoulder | B15 | 1203 | 0.01 | 0 | 47.19 | 44.17 | 3 | 0.02
2030 | NYISO_J-K_2_NEISO | NYISO_J-K | NEISO | Internal | Summer | B1 | 10 | 0.01 | 0 | 78.56 | 75.55 | 3 | 2.59
2030 | NYISO_J-K_2_NEISO | NYISO_J-K | NEISO | Internal | Summer | B2 | 25 | 0.01 | 0 | 70.52 | 67.52 | 3 | 0.84
2030 | NYISO_J-K_2_NEISO | NYISO_J-K | NEISO | Internal | Summer | B3 | 75 | 0.01 | 0 | 65.79 | 62.76 | 3 | 0.32
2030 | NYISO_J-K_2_NEISO | NYISO_J-K | NEISO | Internal | Summer | B4 | 100 | 0.01 | 0 | 61.89 | 56.8 | 3 | 0.25
2030 | NYISO_J-K_2_NEISO | NYISO_J-K | NEISO | Internal | Summer | B5 | 200 | 0.01 | 0 | 58.34 | 40.82 | 3 | 0.12
2030 | NYISO_J-K_2_NEISO | NYISO_J-K | NEISO | Internal | Summer | B6 | 300 | 0.01 | 0 | 58.34 | 40.82 | 3 | 0.08
2030 | NYISO_J-K_2_NEISO | NYISO_J-K | NEISO | Internal | Summer | B7 | 400 | 0.01 | 0 | 58.34 | 40.82 | 3 | 0.06
2030 | NYISO_J-K_2_NEISO | NYISO_J-K | NEISO | Internal | Summer | B8 | 500 | 0.01 | 0 | 45.91 | 40.82 | 3 | 0.05
2030 | NYISO_J-K_2_NEISO | NYISO_J-K | NEISO | Internal | Summer | B9 | 800 | 0.01 | 0 | 44.64 | 40.82 | 3 | 0.03
2030 | NYISO_J-K_2_NEISO | NYISO_J-K | NEISO | Internal | Summer | B10 | 1262 | 0.01 | 0 | 44.64 | 40.82 | 3 | 0.02
2030 | NYISO_J-K_2_NEISO | NYISO_J-K | NEISO | Internal | Winter | B16 | 25 | 0.01 | 0 | 77.86 | 54.51 | 3 | 0.82
2030 | NYISO_J-K_2_NEISO | NYISO_J-K | NEISO | Internal | Winter | B17 | 100 | 0.01 | 0 | 61.74 | 54.51 | 3 | 0.24
2030 | NYISO_J-K_2_NEISO | NYISO_J-K | NEISO | Internal | Winter | B18 | 400 | 0.01 | 0 | 60.41 | 54.51 | 3 | 0.06
2030 | NYISO_J-K_2_NEISO | NYISO_J-K | NEISO | Internal | Winter | B19 | 700 | 0.01 | 0 | 60.41 | 54.51 | 3 | 0.04
2030 | NYISO_J-K_2_NEISO | NYISO_J-K | NEISO | Internal | Winter | B20 | 935 | 0.01 | 0 | 55.03 | 54.51 | 3 | 0.03
2030 | NYISO_J-K_2_NYISO_G-I | NYISO_J-K | NYISO_G-I | Internal | Shoulder | B11 | 25 | 1999 | 0.39 | 63.31 | 63.3 | 0.01 | 0
2030 | NYISO_J-K_2_NYISO_G-I | NYISO_J-K | NYISO_G-I | Internal | Shoulder | B12 | 200 | 1999 | 0.05 | 49.4 | 49.39 | 0.01 | 0
2030 | NYISO_J-K_2_NYISO_G-I | NYISO_J-K | NYISO_G-I | Internal | Shoulder | B13 | 600 | 1999 | 0.02 | 47.52 | 47.51 | 0.01 | 0
2030 | NYISO_J-K_2_NYISO_G-I | NYISO_J-K | NYISO_G-I | Internal | Shoulder | B14 | 900 | 1999 | 0.01 | 47.19 | 47.18 | 0.01 | 0
2030 | NYISO_J-K_2_NYISO_G-I | NYISO_J-K | NYISO_G-I | Internal | Shoulder | B15 | 1203 | 1999 | 0 | 47.19 | 47.18 | 0.01 | 0
2030 | NYISO_J-K_2_NYISO_G-I | NYISO_J-K | NYISO_G-I | Internal | Summer | B1 | 10 | 1999 | 0.97 | 78.56 | 78.55 | 0.01 | 0
2030 | NYISO_J-K_2_NYISO_G-I | NYISO_J-K | NYISO_G-I | Internal | Summer | B2 | 25 | 1999 | 0.4 | 70.52 | 70.51 | 0.01 | 0
2030 | NYISO_J-K_2_NYISO_G-I | NYISO_J-K | NYISO_G-I | Internal | Summer | B3 | 75 | 1999 | 0.14 | 65.79 | 65.78 | 0.01 | 0
2030 | NYISO_J-K_2_NYISO_G-I | NYISO_J-K | NYISO_G-I | Internal | Summer | B4 | 100 | 1999 | 0.1 | 61.89 | 61.88 | 0.01 | 0
2030 | NYISO_J-K_2_NYISO_G-I | NYISO_J-K | NYISO_G-I | Internal | Summer | B5 | 200 | 1999 | 0.05 | 58.34 | 58.33 | 0.01 | 0
2030 | NYISO_J-K_2_NYISO_G-I | NYISO_J-K | NYISO_G-I | Internal | Summer | B6 | 300 | 1999 | 0.03 | 58.34 | 58.33 | 0.01 | 0
2030 | NYISO_J-K_2_NYISO_G-I | NYISO_J-K | NYISO_G-I | Internal | Summer | B7 | 400 | 1999 | 0 | 58.34 | 47.08 | 0.01 | 0
2030 | NYISO_J-K_2_NYISO_G-I | NYISO_J-K | NYISO_G-I | Internal | Summer | B8 | 500 | 1999 | 0.02 | 45.91 | 45.89 | 0.01 | 0
2030 | NYISO_J-K_2_NYISO_G-I | NYISO_J-K | NYISO_G-I | Internal | Summer | B9 | 800 | 1999 | 0.01 | 44.64 | 44.63 | 0.01 | 0
2030 | NYISO_J-K_2_NYISO_G-I | NYISO_J-K | NYISO_G-I | Internal | Summer | B10 | 1262 | 1999 | 0 | 44.64 | 44.63 | 0.01 | 0
2030 | NYISO_J-K_2_NYISO_G-I | NYISO_J-K | NYISO_G-I | Internal | Winter | B16 | 25 | 1999 | 0 | 77.86 | 69.07 | 0.01 | 0
2030 | NYISO_J-K_2_NYISO_G-I | NYISO_J-K | NYISO_G-I | Internal | Winter | B17 | 100 | 1999 | 0.1 | 61.74 | 61.73 | 0.01 | 0
2030 | NYISO_J-K_2_NYISO_G-I | NYISO_J-K | NYISO_G-I | Internal | Winter | B18 | 400 | 1999 | 0 | 60.41 | 58.4 | 0.01 | 0
2030 | NYISO_J-K_2_NYISO_G-I | NYISO_J-K | NYISO_G-I | Internal | Winter | B19 | 700 | 1999 | 0 | 60.41 | 55.24 | 0.01 | 0
2030 | NYISO_J-K_2_NYISO_G-I | NYISO_J-K | NYISO_G-I | Internal | Winter | B20 | 935 | 1999 | 0 | 55.03 | 54.01 | 0.01 | 0
2030 | NYISO_J-K_2_PJM_E | NYISO_J-K | PJM_E | Internal | Shoulder | B11 | 25 | 0.01 | 0 | 63.31 | 65.02 | 8 | 0.83
2030 | NYISO_J-K_2_PJM_E | NYISO_J-K | PJM_E | Internal | Shoulder | B12 | 200 | 0.01 | 0 | 49.4 | 55.97 | 8 | 0.13
2030 | NYISO_J-K_2_PJM_E | NYISO_J-K | PJM_E | Internal | Shoulder | B13 | 600 | 0.01 | 0 | 47.52 | 50.29 | 8 | 0.04
2030 | NYISO_J-K_2_PJM_E | NYISO_J-K | PJM_E | Internal | Shoulder | B14 | 900 | 0.01 | 0 | 47.19 | 47.74 | 8 | 0.03
2030 | NYISO_J-K_2_PJM_E | NYISO_J-K | PJM_E | Internal | Shoulder | B15 | 1203 | 0.01 | 0 | 47.19 | 43.71 | 8 | 0.02
2030 | NYISO_J-K_2_PJM_E | NYISO_J-K | PJM_E | Internal | Summer | B1 | 10 | 0.01 | 0 | 78.56 | 80.56 | 8 | 2.59
2030 | NYISO_J-K_2_PJM_E | NYISO_J-K | PJM_E | Internal | Summer | B2 | 25 | 0.01 | 0 | 70.52 | 78.02 | 8 | 1.35
2030 | NYISO_J-K_2_PJM_E | NYISO_J-K | PJM_E | Internal | Summer | B3 | 75 | 0.01 | 0 | 65.79 | 73.78 | 8 | 0.54
2030 | NYISO_J-K_2_PJM_E | NYISO_J-K | PJM_E | Internal | Summer | B4 | 100 | 0.01 | 0 | 61.89 | 72.59 | 8 | 2.95
2030 | NYISO_J-K_2_PJM_E | NYISO_J-K | PJM_E | Internal | Summer | B5 | 200 | 0.01 | 0 | 58.34 | 68.65 | 8 | 2.44
2030 | NYISO_J-K_2_PJM_E | NYISO_J-K | PJM_E | Internal | Summer | B6 | 300 | 0.01 | 0 | 58.34 | 56.26 | 8 | 0.08
2030 | NYISO_J-K_2_PJM_E | NYISO_J-K | PJM_E | Internal | Summer | B7 | 400 | 0.01 | 0 | 58.34 | 47.98 | 8 | 0.06
2030 | NYISO_J-K_2_PJM_E | NYISO_J-K | PJM_E | Internal | Summer | B8 | 500 | 0.01 | 0 | 45.91 | 44.84 | 8 | 0.05
2030 | NYISO_J-K_2_PJM_E | NYISO_J-K | PJM_E | Internal | Summer | B9 | 800 | 0.01 | 0 | 44.64 | 43.76 | 8 | 0.03
2030 | NYISO_J-K_2_PJM_E | NYISO_J-K | PJM_E | Internal | Summer | B10 | 1262 | 0.01 | 0 | 44.64 | 40.41 | 8 | 0.02
2030 | NYISO_J-K_2_PJM_E | NYISO_J-K | PJM_E | Internal | Winter | B16 | 25 | 0.01 | 0 | 77.86 | 63.07 | 8 | 0.83
2030 | NYISO_J-K_2_PJM_E | NYISO_J-K | PJM_E | Internal | Winter | B17 | 100 | 0.01 | 0 | 61.74 | 57.28 | 8 | 0.24
2030 | NYISO_J-K_2_PJM_E | NYISO_J-K | PJM_E | Internal | Winter | B18 | 400 | 0.01 | 0 | 60.41 | 52.4 | 8 | 0.06
2030 | NYISO_J-K_2_PJM_E | NYISO_J-K | PJM_E | Internal | Winter | B19 | 700 | 0.01 | 0 | 60.41 | 49.24 | 8 | 0.04
2030 | NYISO_J-K_2_PJM_E | NYISO_J-K | PJM_E | Internal | Winter | B20 | 935 | 0.01 | 0 | 55.03 | 45.52 | 8 | 0.03
2030 | PJM_E_2_NYISO_G-I | PJM_E | NYISO_G-I | Internal | Shoulder | B11 | 25 | 500 | 0 | 65.02 | 63.3 | 6 | 0
2030 | PJM_E_2_NYISO_G-I | PJM_E | NYISO_G-I | Internal | Shoulder | B12 | 200 | 500 | 0 | 55.97 | 49.39 | 6 | 0
2030 | PJM_E_2_NYISO_G-I | PJM_E | NYISO_G-I | Internal | Shoulder | B13 | 600 | 500 | 0 | 50.29 | 47.51 | 6 | 0
2030 | PJM_E_2_NYISO_G-I | PJM_E | NYISO_G-I | Internal | Shoulder | B14 | 900 | 500 | 0 | 47.74 | 47.18 | 6 | 0
2030 | PJM_E_2_NYISO_G-I | PJM_E | NYISO_G-I | Internal | Shoulder | B15 | 1203 | 500 | 0 | 43.71 | 47.18 | 6 | 0
2030 | PJM_E_2_NYISO_G-I | PJM_E | NYISO_G-I | Internal | Summer | B1 | 10 | 500 | 0 | 80.56 | 78.55 | 6 | 0
2030 | PJM_E_2_NYISO_G-I | PJM_E | NYISO_G-I | Internal | Summer | B2 | 25 | 500 | 0 | 78.02 | 70.51 | 6 | 0
2030 | PJM_E_2_NYISO_G-I | PJM_E | NYISO_G-I | Internal | Summer | B3 | 75 | 500 | 0 | 73.78 | 65.78 | 6 | 0
2030 | PJM_E_2_NYISO_G-I | PJM_E | NYISO_G-I | Internal | Summer | B4 | 100 | 500 | 0 | 72.59 | 61.88 | 6 | 0
2030 | PJM_E_2_NYISO_G-I | PJM_E | NYISO_G-I | Internal | Summer | B5 | 200 | 500 | 0 | 68.65 | 58.33 | 6 | 0
2030 | PJM_E_2_NYISO_G-I | PJM_E | NYISO_G-I | Internal | Summer | B6 | 300 | 500 | 0 | 56.26 | 58.33 | 6 | 0
2030 | PJM_E_2_NYISO_G-I | PJM_E | NYISO_G-I | Internal | Summer | B7 | 400 | 500 | 0 | 47.98 | 47.08 | 6 | 0
2030 | PJM_E_2_NYISO_G-I | PJM_E | NYISO_G-I | Internal | Summer | B8 | 500 | 500 | 0 | 44.84 | 45.89 | 6 | 0
2030 | PJM_E_2_NYISO_G-I | PJM_E | NYISO_G-I | Internal | Summer | B9 | 800 | 500 | 0 | 43.76 | 44.63 | 6 | 0
2030 | PJM_E_2_NYISO_G-I | PJM_E | NYISO_G-I | Internal | Summer | B10 | 1262 | 500 | 0 | 40.41 | 44.63 | 6 | 0
2030 | PJM_E_2_NYISO_G-I | PJM_E | NYISO_G-I | Internal | Winter | B16 | 25 | 500 | 226.84 | 63.07 | 69.07 | 6 | 0
2030 | PJM_E_2_NYISO_G-I | PJM_E | NYISO_G-I | Internal | Winter | B17 | 100 | 500 | 0 | 57.28 | 61.73 | 6 | 0
2030 | PJM_E_2_NYISO_G-I | PJM_E | NYISO_G-I | Internal | Winter | B18 | 400 | 500 | 22.21 | 52.4 | 58.4 | 6 | 0
2030 | PJM_E_2_NYISO_G-I | PJM_E | NYISO_G-I | Internal | Winter | B19 | 700 | 500 | 426.24 | 49.24 | 55.24 | 6 | 0
2030 | PJM_E_2_NYISO_G-I | PJM_E | NYISO_G-I | Internal | Winter | B20 | 935 | 500 | 500 | 45.52 | 54.01 | 6 | 2.48
2030 | PJM_E_2_NYISO_J-K | PJM_E | NYISO_J-K | Internal | Shoulder | B11 | 25 | 330 | 0 | 65.02 | 63.31 | 6 | 0
2030 | PJM_E_2_NYISO_J-K | PJM_E | NYISO_J-K | Internal | Shoulder | B12 | 200 | 330 | 0 | 55.97 | 49.4 | 6 | 0
2030 | PJM_E_2_NYISO_J-K | PJM_E | NYISO_J-K | Internal | Shoulder | B13 | 600 | 330 | 0 | 50.29 | 47.52 | 6 | 0
2030 | PJM_E_2_NYISO_J-K | PJM_E | NYISO_J-K | Internal | Shoulder | B14 | 900 | 330 | 0 | 47.74 | 47.19 | 6 | 0
2030 | PJM_E_2_NYISO_J-K | PJM_E | NYISO_J-K | Internal | Shoulder | B15 | 1203 | 330 | 0 | 43.71 | 47.19 | 6 | 0
2030 | PJM_E_2_NYISO_J-K | PJM_E | NYISO_J-K | Internal | Summer | B1 | 10 | 330 | 0 | 80.56 | 78.56 | 6 | 0
2030 | PJM_E_2_NYISO_J-K | PJM_E | NYISO_J-K | Internal | Summer | B2 | 25 | 330 | 0 | 78.02 | 70.52 | 6 | 0
2030 | PJM_E_2_NYISO_J-K | PJM_E | NYISO_J-K | Internal | Summer | B3 | 75 | 330 | 0 | 73.78 | 65.79 | 6 | 0
2030 | PJM_E_2_NYISO_J-K | PJM_E | NYISO_J-K | Internal | Summer | B4 | 100 | 330 | 0 | 72.59 | 61.89 | 6 | 0
2030 | PJM_E_2_NYISO_J-K | PJM_E | NYISO_J-K | Internal | Summer | B5 | 200 | 330 | 0 | 68.65 | 58.34 | 6 | 0
2030 | PJM_E_2_NYISO_J-K | PJM_E | NYISO_J-K | Internal | Summer | B6 | 300 | 330 | 0 | 56.26 | 58.34 | 6 | 0
2030 | PJM_E_2_NYISO_J-K | PJM_E | NYISO_J-K | Internal | Summer | B7 | 400 | 330 | 330 | 47.98 | 58.34 | 6 | 4.36
2030 | PJM_E_2_NYISO_J-K | PJM_E | NYISO_J-K | Internal | Summer | B8 | 500 | 330 | 0 | 44.84 | 45.91 | 6 | 0
2030 | PJM_E_2_NYISO_J-K | PJM_E | NYISO_J-K | Internal | Summer | B9 | 800 | 330 | 0 | 43.76 | 44.64 | 6 | 0
2030 | PJM_E_2_NYISO_J-K | PJM_E | NYISO_J-K | Internal | Summer | B10 | 1262 | 330 | 0 | 40.41 | 44.64 | 6 | 0
2030 | PJM_E_2_NYISO_J-K | PJM_E | NYISO_J-K | Internal | Winter | B16 | 25 | 330 | 330 | 63.07 | 77.86 | 6 | 8.79
2030 | PJM_E_2_NYISO_J-K | PJM_E | NYISO_J-K | Internal | Winter | B17 | 100 | 330 | 0 | 57.28 | 61.74 | 6 | 0
2030 | PJM_E_2_NYISO_J-K | PJM_E | NYISO_J-K | Internal | Winter | B18 | 400 | 330 | 330 | 52.4 | 60.41 | 6 | 2.01
2030 | PJM_E_2_NYISO_J-K | PJM_E | NYISO_J-K | Internal | Winter | B19 | 700 | 330 | 330 | 49.24 | 60.41 | 6 | 5.17
2030 | PJM_E_2_NYISO_J-K | PJM_E | NYISO_J-K | Internal | Winter | B20 | 935 | 330 | 330 | 45.52 | 55.03 | 6 | 3.5
2030 | PJM_E_2_PJM_ROM | PJM_E | PJM_ROM | Internal | Shoulder | B11 | 25 | 8000 | 2851.39 | 65.02 | 65.03 | 0.01 | 0
2030 | PJM_E_2_PJM_ROM | PJM_E | PJM_ROM | Internal | Shoulder | B12 | 200 | 8000 | 2057.44 | 55.97 | 55.98 | 0.01 | 0
2030 | PJM_E_2_PJM_ROM | PJM_E | PJM_ROM | Internal | Shoulder | B13 | 600 | 8000 | 41.12 | 50.29 | 50.3 | 0.01 | 0
2030 | PJM_E_2_PJM_ROM | PJM_E | PJM_ROM | Internal | Shoulder | B14 | 900 | 8000 | 223.73 | 47.74 | 47.75 | 0.01 | 0
2030 | PJM_E_2_PJM_ROM | PJM_E | PJM_ROM | Internal | Shoulder | B15 | 1203 | 8000 | 0 | 43.71 | 43.7 | 0.01 | 0
2030 | PJM_E_2_PJM_ROM | PJM_E | PJM_ROM | Internal | Summer | B1 | 10 | 8000 | 1.01 | 80.56 | 80.55 | 0.01 | 0
2030 | PJM_E_2_PJM_ROM | PJM_E | PJM_ROM | Internal | Summer | B2 | 25 | 8000 | 0.41 | 78.02 | 78.01 | 0.01 | 0
2030 | PJM_E_2_PJM_ROM | PJM_E | PJM_ROM | Internal | Summer | B3 | 75 | 8000 | 1170.91 | 73.78 | 73.79 | 0.01 | 0
2030 | PJM_E_2_PJM_ROM | PJM_E | PJM_ROM | Internal | Summer | B4 | 100 | 8000 | 3786.04 | 72.59 | 72.61 | 0.01 | 0
2030 | PJM_E_2_PJM_ROM | PJM_E | PJM_ROM | Internal | Summer | B5 | 200 | 8000 | 157.58 | 68.65 | 68.66 | 0.01 | 0
2030 | PJM_E_2_PJM_ROM | PJM_E | PJM_ROM | Internal | Summer | B6 | 300 | 8000 | 0.04 | 56.26 | 56.25 | 0.01 | 0
2030 | PJM_E_2_PJM_ROM | PJM_E | PJM_ROM | Internal | Summer | B7 | 400 | 8000 | 543.42 | 47.98 | 47.99 | 0.01 | 0
2030 | PJM_E_2_PJM_ROM | PJM_E | PJM_ROM | Internal | Summer | B8 | 500 | 8000 | 0.02 | 44.84 | 44.83 | 0.01 | 0
2030 | PJM_E_2_PJM_ROM | PJM_E | PJM_ROM | Internal | Summer | B9 | 800 | 8000 | 0.01 | 43.76 | 43.75 | 0.01 | 0
2030 | PJM_E_2_PJM_ROM | PJM_E | PJM_ROM | Internal | Summer | B10 | 1262 | 8000 | 0 | 40.41 | 40.4 | 0.01 | 0
2030 | PJM_E_2_PJM_ROM | PJM_E | PJM_ROM | Internal | Winter | B16 | 25 | 8000 | 0.42 | 63.07 | 63.06 | 0.01 | 0
2030 | PJM_E_2_PJM_ROM | PJM_E | PJM_ROM | Internal | Winter | B17 | 100 | 8000 | 0.11 | 57.28 | 57.27 | 0.01 | 0
2030 | PJM_E_2_PJM_ROM | PJM_E | PJM_ROM | Internal | Winter | B18 | 400 | 8000 | 0.03 | 52.4 | 52.38 | 0.01 | 0
2030 | PJM_E_2_PJM_ROM | PJM_E | PJM_ROM | Internal | Winter | B19 | 700 | 8000 | 0.01 | 49.24 | 49.23 | 0.01 | 0
2030 | PJM_E_2_PJM_ROM | PJM_E | PJM_ROM | Internal | Winter | B20 | 935 | 8000 | 0.01 | 45.52 | 45.51 | 0.01 | 0
2030 | PJM_ROR_2_MISO_IN | PJM_ROR | MISO_IN | Internal | Shoulder | B11 | 25 | 909 | 741.2 | 65.04 | 67.04 | 2 | 0
2030 | PJM_ROR_2_MISO_IN | PJM_ROR | MISO_IN | Internal | Shoulder | B12 | 200 | 909 | 0 | 55.97 | 55.52 | 2 | 0
2030 | PJM_ROR_2_MISO_IN | PJM_ROR | MISO_IN | Internal | Shoulder | B13 | 600 | 909 | 0 | 50.29 | 48.29 | 2 | 0
2030 | PJM_ROR_2_MISO_IN | PJM_ROR | MISO_IN | Internal | Shoulder | B14 | 900 | 909 | 0 | 47.74 | 47.15 | 2 | 0
2030 | PJM_ROR_2_MISO_IN | PJM_ROR | MISO_IN | Internal | Shoulder | B15 | 1203 | 909 | 0 | 43.69 | 43.86 | 2 | 0
2030 | PJM_ROR_2_MISO_IN | PJM_ROR | MISO_IN | Internal | Summer | B1 | 10 | 909 | 0 | 80.54 | 78.55 | 2 | 0
2030 | PJM_ROR_2_MISO_IN | PJM_ROR | MISO_IN | Internal | Summer | B2 | 25 | 909 | 0 | 78 | 76.81 | 2 | 0
2030 | PJM_ROR_2_MISO_IN | PJM_ROR | MISO_IN | Internal | Summer | B3 | 75 | 909 | 0 | 73.8 | 75.01 | 2 | 0
2030 | PJM_ROR_2_MISO_IN | PJM_ROR | MISO_IN | Internal | Summer | B4 | 100 | 909 | 0 | 72.62 | 72.48 | 2 | 0
2030 | PJM_ROR_2_MISO_IN | PJM_ROR | MISO_IN | Internal | Summer | B5 | 200 | 909 | 732.84 | 68.68 | 70.68 | 2 | 0
2030 | PJM_ROR_2_MISO_IN | PJM_ROR | MISO_IN | Internal | Summer | B6 | 300 | 909 | 0 | 56.23 | 55.13 | 2 | 0
2030 | PJM_ROR_2_MISO_IN | PJM_ROR | MISO_IN | Internal | Summer | B7 | 400 | 909 | 0 | 47.98 | 47.06 | 2 | 0
2030 | PJM_ROR_2_MISO_IN | PJM_ROR | MISO_IN | Internal | Summer | B8 | 500 | 909 | 0 | 44.82 | 44.11 | 2 | 0
2030 | PJM_ROR_2_MISO_IN | PJM_ROR | MISO_IN | Internal | Summer | B9 | 800 | 909 | 0 | 43.74 | 43.53 | 2 | 0
2030 | PJM_ROR_2_MISO_IN | PJM_ROR | MISO_IN | Internal | Summer | B10 | 1262 | 909 | 0 | 40.39 | 39.55 | 2 | 0
2030 | PJM_ROR_2_MISO_IN | PJM_ROR | MISO_IN | Internal | Winter | B16 | 25 | 909 | 908.21 | 63.05 | 65.06 | 2 | 0.01
2030 | PJM_ROR_2_MISO_IN | PJM_ROR | MISO_IN | Internal | Winter | B17 | 100 | 909 | 0 | 57.26 | 58.3 | 2 | 0
2030 | PJM_ROR_2_MISO_IN | PJM_ROR | MISO_IN | Internal | Winter | B18 | 400 | 909 | 0 | 51.35 | 51.5 | 2 | 0
2030 | PJM_ROR_2_MISO_IN | PJM_ROR | MISO_IN | Internal | Winter | B19 | 700 | 909 | 0 | 48.86 | 48.25 | 2 | 0
2030 | PJM_ROR_2_MISO_IN | PJM_ROR | MISO_IN | Internal | Winter | B20 | 935 | 909 | 0 | 42.96 | 41.93 | 2 | 0
2030 | PJM_ROR_2_MISO_MI | PJM_ROR | MISO_MI | Internal | Shoulder | B11 | 25 | 1305 | 0.06 | 65.04 | 66.89 | 2 | 0
2030 | PJM_ROR_2_MISO_MI | PJM_ROR | MISO_MI | Internal | Shoulder | B12 | 200 | 1305 | 0 | 55.97 | 55.53 | 2 | 0
2030 | PJM_ROR_2_MISO_MI | PJM_ROR | MISO_MI | Internal | Shoulder | B13 | 600 | 1305 | 0 | 50.29 | 48.3 | 2 | 0
2030 | PJM_ROR_2_MISO_MI | PJM_ROR | MISO_MI | Internal | Shoulder | B14 | 900 | 1305 | 0 | 47.74 | 47.17 | 2 | 0
2030 | PJM_ROR_2_MISO_MI | PJM_ROR | MISO_MI | Internal | Shoulder | B15 | 1203 | 1305 | 0 | 43.69 | 43.88 | 2 | 0
2030 | PJM_ROR_2_MISO_MI | PJM_ROR | MISO_MI | Internal | Summer | B1 | 10 | 1305 | 0 | 80.54 | 78.54 | 2 | 0
2030 | PJM_ROR_2_MISO_MI | PJM_ROR | MISO_MI | Internal | Summer | B2 | 25 | 1305 | 0 | 78 | 76.8 | 2 | 0
2030 | PJM_ROR_2_MISO_MI | PJM_ROR | MISO_MI | Internal | Summer | B3 | 75 | 1305 | 0 | 73.8 | 75 | 2 | 0
2030 | PJM_ROR_2_MISO_MI | PJM_ROR | MISO_MI | Internal | Summer | B4 | 100 | 1305 | 0 | 72.62 | 71.56 | 2 | 0
2030 | PJM_ROR_2_MISO_MI | PJM_ROR | MISO_MI | Internal | Summer | B5 | 200 | 1305 | 0.11 | 68.68 | 70.66 | 2 | 0
2030 | PJM_ROR_2_MISO_MI | PJM_ROR | MISO_MI | Internal | Summer | B6 | 300 | 1305 | 0 | 56.23 | 55.12 | 2 | 0
2030 | PJM_ROR_2_MISO_MI | PJM_ROR | MISO_MI | Internal | Summer | B7 | 400 | 1305 | 0 | 47.98 | 47.07 | 2 | 0
2030 | PJM_ROR_2_MISO_MI | PJM_ROR | MISO_MI | Internal | Summer | B8 | 500 | 1305 | 0 | 44.82 | 44.12 | 2 | 0
2030 | PJM_ROR_2_MISO_MI | PJM_ROR | MISO_MI | Internal | Summer | B9 | 800 | 1305 | 0 | 43.74 | 43.54 | 2 | 0
2030 | PJM_ROR_2_MISO_MI | PJM_ROR | MISO_MI | Internal | Summer | B10 | 1262 | 1305 | 0 | 40.39 | 39.56 | 2 | 0
2030 | PJM_ROR_2_MISO_MI | PJM_ROR | MISO_MI | Internal | Winter | B16 | 25 | 1305 | 242.78 | 63.05 | 65.05 | 2 | 0
2030 | PJM_ROR_2_MISO_MI | PJM_ROR | MISO_MI | Internal | Winter | B17 | 100 | 1305 | 0 | 57.26 | 58.29 | 2 | 0
2030 | PJM_ROR_2_MISO_MI | PJM_ROR | MISO_MI | Internal | Winter | B18 | 400 | 1305 | 0 | 51.35 | 51.51 | 2 | 0
2030 | PJM_ROR_2_MISO_MI | PJM_ROR | MISO_MI | Internal | Winter | B19 | 700 | 1305 | 0 | 48.86 | 48.27 | 2 | 0
2030 | PJM_ROR_2_MISO_MI | PJM_ROR | MISO_MI | Internal | Winter | B20 | 935 | 1305 | 0 | 42.96 | 41.94 | 2 | 0
2030 | PJM_ROR_2_MISO_MO-IL | PJM_ROR | MISO_MO-IL | Internal | Shoulder | B11 | 25 | 1111 | 129.41 | 65.04 | 67.04 | 2 | 0
2030 | PJM_ROR_2_MISO_MO-IL | PJM_ROR | MISO_MO-IL | Internal | Shoulder | B12 | 200 | 1111 | 0 | 55.97 | 52.21 | 2 | 0
2030 | PJM_ROR_2_MISO_MO-IL | PJM_ROR | MISO_MO-IL | Internal | Shoulder | B13 | 600 | 1111 | 0 | 50.29 | 48.1 | 2 | 0
2030 | PJM_ROR_2_MISO_MO-IL | PJM_ROR | MISO_MO-IL | Internal | Shoulder | B14 | 900 | 1111 | 0 | 47.74 | 45.74 | 2 | 0
2030 | PJM_ROR_2_MISO_MO-IL | PJM_ROR | MISO_MO-IL | Internal | Shoulder | B15 | 1203 | 1111 | 0 | 43.69 | 41.54 | 2 | 0
2030 | PJM_ROR_2_MISO_MO-IL | PJM_ROR | MISO_MO-IL | Internal | Summer | B1 | 10 | 1111 | 0 | 80.54 | 78.54 | 2 | 0
2030 | PJM_ROR_2_MISO_MO-IL | PJM_ROR | MISO_MO-IL | Internal | Summer | B2 | 25 | 1111 | 0 | 78 | 76 | 2 | 0
2030 | PJM_ROR_2_MISO_MO-IL | PJM_ROR | MISO_MO-IL | Internal | Summer | B3 | 75 | 1111 | 0 | 73.8 | 75 | 2 | 0
2030 | PJM_ROR_2_MISO_MO-IL | PJM_ROR | MISO_MO-IL | Internal | Summer | B4 | 100 | 1111 | 0 | 72.62 | 72.49 | 2 | 0
2030 | PJM_ROR_2_MISO_MO-IL | PJM_ROR | MISO_MO-IL | Internal | Summer | B5 | 200 | 1111 | 0.1 | 68.68 | 70.66 | 2 | 0
2030 | PJM_ROR_2_MISO_MO-IL | PJM_ROR | MISO_MO-IL | Internal | Summer | B6 | 300 | 1111 | 0 | 56.23 | 55.12 | 2 | 0
2030 | PJM_ROR_2_MISO_MO-IL | PJM_ROR | MISO_MO-IL | Internal | Summer | B7 | 400 | 1111 | 0 | 47.98 | 45.99 | 2 | 0
2030 | PJM_ROR_2_MISO_MO-IL | PJM_ROR | MISO_MO-IL | Internal | Summer | B8 | 500 | 1111 | 0 | 44.82 | 42.82 | 2 | 0
2030 | PJM_ROR_2_MISO_MO-IL | PJM_ROR | MISO_MO-IL | Internal | Summer | B9 | 800 | 1111 | 0 | 43.74 | 41.74 | 2 | 0
2030 | PJM_ROR_2_MISO_MO-IL | PJM_ROR | MISO_MO-IL | Internal | Summer | B10 | 1262 | 1111 | 0 | 40.39 | 38.65 | 2 | 0
2030 | PJM_ROR_2_MISO_MO-IL | PJM_ROR | MISO_MO-IL | Internal | Winter | B16 | 25 | 1111 | 0 | 63.05 | 61.04 | 2 | 0
2030 | PJM_ROR_2_MISO_MO-IL | PJM_ROR | MISO_MO-IL | Internal | Winter | B17 | 100 | 1111 | 0 | 57.26 | 50.93 | 2 | 0
2030 | PJM_ROR_2_MISO_MO-IL | PJM_ROR | MISO_MO-IL | Internal | Winter | B18 | 400 | 1111 | 0 | 51.35 | 49.35 | 2 | 0
2030 | PJM_ROR_2_MISO_MO-IL | PJM_ROR | MISO_MO-IL | Internal | Winter | B19 | 700 | 1111 | 0 | 48.86 | 46.86 | 2 | 0
2030 | PJM_ROR_2_MISO_MO-IL | PJM_ROR | MISO_MO-IL | Internal | Winter | B20 | 935 | 1111 | 0 | 42.96 | 40.96 | 2 | 0
2030 | PJM_ROR_2_MISO_W | PJM_ROR | MISO_W | Internal | Shoulder | B11 | 25 | 709 | 0.71 | 65.04 | 67.03 | 2 | 0
2030 | PJM_ROR_2_MISO_W | PJM_ROR | MISO_W | Internal | Shoulder | B12 | 200 | 709 | 0 | 55.97 | 50.39 | 2 | 0
2030 | PJM_ROR_2_MISO_W | PJM_ROR | MISO_W | Internal | Shoulder | B13 | 600 | 709 | 0 | 50.29 | 48.09 | 2 | 0
2030 | PJM_ROR_2_MISO_W | PJM_ROR | MISO_W | Internal | Shoulder | B14 | 900 | 709 | 0 | 47.74 | 45.72 | 2 | 0
2030 | PJM_ROR_2_MISO_W | PJM_ROR | MISO_W | Internal | Shoulder | B15 | 1203 | 709 | 0 | 43.69 | 41.4 | 2 | 0
2030 | PJM_ROR_2_MISO_W | PJM_ROR | MISO_W | Internal | Summer | B1 | 10 | 709 | 0 | 80.54 | 78.53 | 2 | 0
2030 | PJM_ROR_2_MISO_W | PJM_ROR | MISO_W | Internal | Summer | B2 | 25 | 709 | 0 | 78 | 75.99 | 2 | 0
2030 | PJM_ROR_2_MISO_W | PJM_ROR | MISO_W | Internal | Summer | B3 | 75 | 709 | 0 | 73.8 | 75.01 | 2 | 0
2030 | PJM_ROR_2_MISO_W | PJM_ROR | MISO_W | Internal | Summer | B4 | 100 | 709 | 0 | 72.62 | 72.48 | 2 | 0
2030 | PJM_ROR_2_MISO_W | PJM_ROR | MISO_W | Internal | Summer | B5 | 200 | 709 | 0.05 | 68.68 | 70.65 | 2 | 0
2030 | PJM_ROR_2_MISO_W | PJM_ROR | MISO_W | Internal | Summer | B6 | 300 | 709 | 0 | 56.23 | 55.1 | 2 | 0
2030 | PJM_ROR_2_MISO_W | PJM_ROR | MISO_W | Internal | Summer | B7 | 400 | 709 | 0 | 47.98 | 45.98 | 2 | 0
2030 | PJM_ROR_2_MISO_W | PJM_ROR | MISO_W | Internal | Summer | B8 | 500 | 709 | 0 | 44.82 | 42.81 | 2 | 0
2030 | PJM_ROR_2_MISO_W | PJM_ROR | MISO_W | Internal | Summer | B9 | 800 | 709 | 0 | 43.74 | 41.72 | 2 | 0
2030 | PJM_ROR_2_MISO_W | PJM_ROR | MISO_W | Internal | Summer | B10 | 1262 | 709 | 0 | 40.39 | 36.13 | 2 | 0
2030 | PJM_ROR_2_MISO_W | PJM_ROR | MISO_W | Internal | Winter | B16 | 25 | 709 | 0 | 63.05 | 55.07 | 2 | 0
2030 | PJM_ROR_2_MISO_W | PJM_ROR | MISO_W | Internal | Winter | B17 | 100 | 709 | 0 | 57.26 | 50.92 | 2 | 0
2030 | PJM_ROR_2_MISO_W | PJM_ROR | MISO_W | Internal | Winter | B18 | 400 | 709 | 0 | 51.35 | 49.34 | 2 | 0
2030 | PJM_ROR_2_MISO_W | PJM_ROR | MISO_W | Internal | Winter | B19 | 700 | 709 | 0 | 48.86 | 46.85 | 2 | 0
2030 | PJM_ROR_2_MISO_W | PJM_ROR | MISO_W | Internal | Winter | B20 | 935 | 709 | 0 | 42.96 | 40.7 | 2 | 0
2030 | PJM_ROR_2_MISO_WUMS | PJM_ROR | MISO_WUMS | Internal | Shoulder | B11 | 25 | 1467 | 0.37 | 65.04 | 67.02 | 2 | 0
2030 | PJM_ROR_2_MISO_WUMS | PJM_ROR | MISO_WUMS | Internal | Shoulder | B12 | 200 | 1467 | 0 | 55.97 | 50.4 | 2 | 0
2030 | PJM_ROR_2_MISO_WUMS | PJM_ROR | MISO_WUMS | Internal | Shoulder | B13 | 600 | 1467 | 0 | 50.29 | 48.1 | 2 | 0
2030 | PJM_ROR_2_MISO_WUMS | PJM_ROR | MISO_WUMS | Internal | Shoulder | B14 | 900 | 1467 | 0 | 47.74 | 45.74 | 2 | 0
2030 | PJM_ROR_2_MISO_WUMS | PJM_ROR | MISO_WUMS | Internal | Shoulder | B15 | 1203 | 1467 | 0 | 43.69 | 41.69 | 2 | 0
2030 | PJM_ROR_2_MISO_WUMS | PJM_ROR | MISO_WUMS | Internal | Summer | B1 | 10 | 1467 | 0 | 80.54 | 71.9 | 2 | 0
2030 | PJM_ROR_2_MISO_WUMS | PJM_ROR | MISO_WUMS | Internal | Summer | B2 | 25 | 1467 | 0 | 78 | 71.9 | 2 | 0
2030 | PJM_ROR_2_MISO_WUMS | PJM_ROR | MISO_WUMS | Internal | Summer | B3 | 75 | 1467 | 0 | 73.8 | 71.9 | 2 | 0
2030 | PJM_ROR_2_MISO_WUMS | PJM_ROR | MISO_WUMS | Internal | Summer | B4 | 100 | 1467 | 0 | 72.62 | 71.9 | 2 | 0
2030 | PJM_ROR_2_MISO_WUMS | PJM_ROR | MISO_WUMS | Internal | Summer | B5 | 200 | 1467 | 0.03 | 68.68 | 70.64 | 2 | 0
2030 | PJM_ROR_2_MISO_WUMS | PJM_ROR | MISO_WUMS | Internal | Summer | B6 | 300 | 1467 | 0 | 56.23 | 54.23 | 2 | 0
2030 | PJM_ROR_2_MISO_WUMS | PJM_ROR | MISO_WUMS | Internal | Summer | B7 | 400 | 1467 | 0 | 47.98 | 45.98 | 2 | 0
2030 | PJM_ROR_2_MISO_WUMS | PJM_ROR | MISO_WUMS | Internal | Summer | B8 | 500 | 1467 | 0 | 44.82 | 42.82 | 2 | 0
2030 | PJM_ROR_2_MISO_WUMS | PJM_ROR | MISO_WUMS | Internal | Summer | B9 | 800 | 1467 | 0 | 43.74 | 41.74 | 2 | 0
2030 | PJM_ROR_2_MISO_WUMS | PJM_ROR | MISO_WUMS | Internal | Summer | B10 | 1262 | 1467 | 0 | 40.39 | 39.55 | 2 | 0
2030 | PJM_ROR_2_MISO_WUMS | PJM_ROR | MISO_WUMS | Internal | Winter | B16 | 25 | 1467 | 0 | 63.05 | 55.08 | 2 | 0
2030 | PJM_ROR_2_MISO_WUMS | PJM_ROR | MISO_WUMS | Internal | Winter | B17 | 100 | 1467 | 0 | 57.26 | 50.93 | 2 | 0
2030 | PJM_ROR_2_MISO_WUMS | PJM_ROR | MISO_WUMS | Internal | Winter | B18 | 400 | 1467 | 0 | 51.35 | 49.35 | 2 | 0
2030 | PJM_ROR_2_MISO_WUMS | PJM_ROR | MISO_WUMS | Internal | Winter | B19 | 700 | 1467 | 0 | 48.86 | 46.86 | 2 | 0
2030 | PJM_ROR_2_MISO_WUMS | PJM_ROR | MISO_WUMS | Internal | Winter | B20 | 935 | 1467 | 0 | 42.96 | 41.93 | 2 | 0
2030 | PJM_ROR_2_PJM_ROM | PJM_ROR | PJM_ROM | Internal | Shoulder | B11 | 25 | 8000 | 0.42 | 65.04 | 65.03 | 0.01 | 0
2030 | PJM_ROR_2_PJM_ROM | PJM_ROR | PJM_ROM | Internal | Shoulder | B12 | 200 | 8000 | 1331.1 | 55.97 | 55.98 | 0.01 | 0
2030 | PJM_ROR_2_PJM_ROM | PJM_ROR | PJM_ROM | Internal | Shoulder | B13 | 600 | 8000 | 3631.77 | 50.29 | 50.3 | 0.01 | 0
2030 | PJM_ROR_2_PJM_ROM | PJM_ROR | PJM_ROM | Internal | Shoulder | B14 | 900 | 8000 | 3085.38 | 47.74 | 47.75 | 0.01 | 0
2030 | PJM_ROR_2_PJM_ROM | PJM_ROR | PJM_ROM | Internal | Shoulder | B15 | 1203 | 8000 | 5497.62 | 43.69 | 43.7 | 0.01 | 0
2030 | PJM_ROR_2_PJM_ROM | PJM_ROR | PJM_ROM | Internal | Summer | B1 | 10 | 8000 | 5187.74 | 80.54 | 80.55 | 0.01 | 0
2030 | PJM_ROR_2_PJM_ROM | PJM_ROR | PJM_ROM | Internal | Summer | B2 | 25 | 8000 | 4051.89 | 78 | 78.01 | 0.01 | 0
2030 | PJM_ROR_2_PJM_ROM | PJM_ROR | PJM_ROM | Internal | Summer | B3 | 75 | 8000 | 0.14 | 73.8 | 73.79 | 0.01 | 0
2030 | PJM_ROR_2_PJM_ROM | PJM_ROR | PJM_ROM | Internal | Summer | B4 | 100 | 8000 | 0.1 | 72.62 | 72.61 | 0.01 | 0
2030 | PJM_ROR_2_PJM_ROM | PJM_ROR | PJM_ROM | Internal | Summer | B5 | 200 | 8000 | 0.05 | 68.68 | 68.66 | 0.01 | 0
2030 | PJM_ROR_2_PJM_ROM | PJM_ROR | PJM_ROM | Internal | Summer | B6 | 300 | 8000 | 1219.02 | 56.23 | 56.25 | 0.01 | 0
2030 | PJM_ROR_2_PJM_ROM | PJM_ROR | PJM_ROM | Internal | Summer | B7 | 400 | 8000 | 2408.75 | 47.98 | 47.99 | 0.01 | 0
2030 | PJM_ROR_2_PJM_ROM | PJM_ROR | PJM_ROM | Internal | Summer | B8 | 500 | 8000 | 5285.84 | 44.82 | 44.83 | 0.01 | 0
2030 | PJM_ROR_2_PJM_ROM | PJM_ROR | PJM_ROM | Internal | Summer | B9 | 800 | 8000 | 6060.48 | 43.74 | 43.75 | 0.01 | 0
2030 | PJM_ROR_2_PJM_ROM | PJM_ROR | PJM_ROM | Internal | Summer | B10 | 1262 | 8000 | 6962.99 | 40.39 | 40.4 | 0.01 | 0
2030 | PJM_ROR_2_PJM_ROM | PJM_ROR | PJM_ROM | Internal | Winter | B16 | 25 | 8000 | 4213.53 | 63.05 | 63.06 | 0.01 | 0
2030 | PJM_ROR_2_PJM_ROM | PJM_ROR | PJM_ROM | Internal | Winter | B17 | 100 | 8000 | 4797.65 | 57.26 | 57.27 | 0.01 | 0
2030 | PJM_ROR_2_PJM_ROM | PJM_ROR | PJM_ROM | Internal | Winter | B18 | 400 | 8000 | 8000 | 51.35 | 52.38 | 0.01 | 1.02
2030 | PJM_ROR_2_PJM_ROM | PJM_ROR | PJM_ROM | Internal | Winter | B19 | 700 | 8000 | 8000 | 48.86 | 49.23 | 0.01 | 0.35
2030 | PJM_ROR_2_PJM_ROM | PJM_ROR | PJM_ROM | Internal | Winter | B20 | 935 | 8000 | 8000 | 42.96 | 45.51 | 0.01 | 2.54
2030 | PJM_ROR_2_TVA_Transmission | PJM_ROR | TVA_Transmission | Internal | Shoulder | B11 | 25 | 2500 | 0.03 | 65.04 | 70.76 | 6 | 0
2030 | PJM_ROR_2_TVA_Transmission | PJM_ROR | TVA_Transmission | Internal | Shoulder | B12 | 200 | 2500 | 0 | 55.97 | 56.19 | 6 | 0
2030 | PJM_ROR_2_TVA_Transmission | PJM_ROR | TVA_Transmission | Internal | Shoulder | B13 | 600 | 2500 | 0 | 50.29 | 52.33 | 6 | 0
2030 | PJM_ROR_2_TVA_Transmission | PJM_ROR | TVA_Transmission | Internal | Shoulder | B14 | 900 | 2500 | 0 | 47.74 | 50.66 | 6 | 0
2030 | PJM_ROR_2_TVA_Transmission | PJM_ROR | TVA_Transmission | Internal | Shoulder | B15 | 1203 | 2500 | 0 | 43.69 | 49.54 | 6 | 0
2030 | PJM_ROR_2_TVA_Transmission | PJM_ROR | TVA_Transmission | Internal | Summer | B1 | 10 | 2500 | 1041.29 | 80.54 | 86.54 | 6 | 0
2030 | PJM_ROR_2_TVA_Transmission | PJM_ROR | TVA_Transmission | Internal | Summer | B2 | 25 | 2500 | 2157.07 | 78 | 84 | 6 | 0
2030 | PJM_ROR_2_TVA_Transmission | PJM_ROR | TVA_Transmission | Internal | Summer | B3 | 75 | 2500 | 800.22 | 73.8 | 79.8 | 6 | 0
2030 | PJM_ROR_2_TVA_Transmission | PJM_ROR | TVA_Transmission | Internal | Summer | B4 | 100 | 2500 | 567.99 | 72.62 | 78.62 | 6 | 0
2030 | PJM_ROR_2_TVA_Transmission | PJM_ROR | TVA_Transmission | Internal | Summer | B5 | 200 | 2500 | 159.3 | 68.68 | 74.68 | 6 | 0
2030 | PJM_ROR_2_TVA_Transmission | PJM_ROR | TVA_Transmission | Internal | Summer | B6 | 300 | 2500 | 0.02 | 56.23 | 62.17 | 6 | 0
2030 | PJM_ROR_2_TVA_Transmission | PJM_ROR | TVA_Transmission | Internal | Summer | B7 | 400 | 2500 | 0 | 47.98 | 53.29 | 6 | 0
2030 | PJM_ROR_2_TVA_Transmission | PJM_ROR | TVA_Transmission | Internal | Summer | B8 | 500 | 2500 | 0 | 44.82 | 49 | 6 | 0
2030 | PJM_ROR_2_TVA_Transmission | PJM_ROR | TVA_Transmission | Internal | Summer | B9 | 800 | 2500 | 0 | 43.74 | 48.64 | 6 | 0
2030 | PJM_ROR_2_TVA_Transmission | PJM_ROR | TVA_Transmission | Internal | Summer | B10 | 1262 | 2500 | 0 | 40.39 | 44.72 | 6 | 0
2030 | PJM_ROR_2_TVA_Transmission | PJM_ROR | TVA_Transmission | Internal | Winter | B16 | 25 | 2500 | 96.97 | 63.05 | 69.04 | 6 | 0
2030 | PJM_ROR_2_TVA_Transmission | PJM_ROR | TVA_Transmission | Internal | Winter | B17 | 100 | 2500 | 0 | 57.26 | 58.14 | 6 | 0
2030 | PJM_ROR_2_TVA_Transmission | PJM_ROR | TVA_Transmission | Internal | Winter | B18 | 400 | 2500 | 0 | 51.35 | 53.9 | 6 | 0
2030 | PJM_ROR_2_TVA_Transmission | PJM_ROR | TVA_Transmission | Internal | Winter | B19 | 700 | 2500 | 0 | 48.86 | 51.84 | 6 | 0
2030 | PJM_ROR_2_TVA_Transmission | PJM_ROR | TVA_Transmission | Internal | Winter | B20 | 935 | 2500 | 0 | 42.96 | 48.21 | 6 | 0
2030 | PJM_ROR_2_VACAR | PJM_ROR | VACAR | Internal | Shoulder | B11 | 25 | 3000 | 2857.63 | 65.04 | 71.04 | 6 | 0
2030 | PJM_ROR_2_VACAR | PJM_ROR | VACAR | Internal | Shoulder | B12 | 200 | 3000 | 0 | 55.97 | 57.81 | 6 | 0
2030 | PJM_ROR_2_VACAR | PJM_ROR | VACAR | Internal | Shoulder | B13 | 600 | 3000 | 0 | 50.29 | 53.88 | 6 | 0
2030 | PJM_ROR_2_VACAR | PJM_ROR | VACAR | Internal | Shoulder | B14 | 900 | 3000 | 0 | 47.74 | 49.65 | 6 | 0
2030 | PJM_ROR_2_VACAR | PJM_ROR | VACAR | Internal | Shoulder | B15 | 1203 | 3000 | 0 | 43.69 | 49.45 | 6 | 0
2030 | PJM_ROR_2_VACAR | PJM_ROR | VACAR | Internal | Summer | B1 | 10 | 3000 | 1241.44 | 80.54 | 86.54 | 6 | 0
2030 | PJM_ROR_2_VACAR | PJM_ROR | VACAR | Internal | Summer | B2 | 25 | 3000 | 2999.99 | 78 | 85.75 | 6 | 1.75
2030 | PJM_ROR_2_VACAR | PJM_ROR | VACAR | Internal | Summer | B3 | 75 | 3000 | 3000 | 73.8 | 85.75 | 6 | 5.95
2030 | PJM_ROR_2_VACAR | PJM_ROR | VACAR | Internal | Summer | B4 | 100 | 3000 | 3000 | 72.62 | 83.9 | 6 | 5.28
2030 | PJM_ROR_2_VACAR | PJM_ROR | VACAR | Internal | Summer | B5 | 200 | 3000 | 3000 | 68.68 | 75.07 | 6 | 0.39
2030 | PJM_ROR_2_VACAR | PJM_ROR | VACAR | Internal | Summer | B6 | 300 | 3000 | 3000 | 56.23 | 64.12 | 6 | 1.88
2030 | PJM_ROR_2_VACAR | PJM_ROR | VACAR | Internal | Summer | B7 | 400 | 3000 | 3000 | 47.98 | 54.62 | 6 | 0.63
2030 | PJM_ROR_2_VACAR | PJM_ROR | VACAR | Internal | Summer | B8 | 500 | 3000 | 57.79 | 44.82 | 50.82 | 6 | 0
2030 | PJM_ROR_2_VACAR | PJM_ROR | VACAR | Internal | Summer | B9 | 800 | 3000 | 0 | 43.74 | 47.46 | 6 | 0
2030 | PJM_ROR_2_VACAR | PJM_ROR | VACAR | Internal | Summer | B10 | 1262 | 3000 | 3000 | 40.39 | 47.46 | 6 | 1.07
2030 | PJM_ROR_2_VACAR | PJM_ROR | VACAR | Internal | Winter | B16 | 25 | 3000 | 3000 | 63.05 | 77.08 | 6 | 8.03
2030 | PJM_ROR_2_VACAR | PJM_ROR | VACAR | Internal | Winter | B17 | 100 | 3000 | 525.16 | 57.26 | 63.26 | 6 | 0
2030 | PJM_ROR_2_VACAR | PJM_ROR | VACAR | Internal | Winter | B18 | 400 | 3000 | 0 | 51.35 | 53.9 | 6 | 0
2030 | PJM_ROR_2_VACAR | PJM_ROR | VACAR | Internal | Winter | B19 | 700 | 3000 | 0 | 48.86 | 53.9 | 6 | 0
2030 | PJM_ROR_2_VACAR | PJM_ROR | VACAR | Internal | Winter | B20 | 935 | 3000 | 1632.05 | 42.96 | 48.96 | 6 | 0
2030 | PJM_ROM_2_NYISO_A-F | PJM_ROM | NYISO_A-F | Internal | Shoulder | B11 | 25 | 2000 | 0 | 65.03 | 51.8 | 6 | 0
2030 | PJM_ROM_2_NYISO_A-F | PJM_ROM | NYISO_A-F | Internal | Shoulder | B12 | 200 | 2000 | 0 | 55.98 | 49.37 | 6 | 0
2030 | PJM_ROM_2_NYISO_A-F | PJM_ROM | NYISO_A-F | Internal | Shoulder | B13 | 600 | 2000 | 0 | 50.3 | 47.21 | 6 | 0
2030 | PJM_ROM_2_NYISO_A-F | PJM_ROM | NYISO_A-F | Internal | Shoulder | B14 | 900 | 2000 | 0 | 47.75 | 47.17 | 6 | 0
2030 | PJM_ROM_2_NYISO_A-F | PJM_ROM | NYISO_A-F | Internal | Shoulder | B15 | 1203 | 2000 | 0 | 43.7 | 47.17 | 6 | 0
2030 | PJM_ROM_2_NYISO_A-F | PJM_ROM | NYISO_A-F | Internal | Summer | B1 | 10 | 2000 | 0 | 80.55 | 72.55 | 6 | 0
2030 | PJM_ROM_2_NYISO_A-F | PJM_ROM | NYISO_A-F | Internal | Summer | B2 | 25 | 2000 | 0 | 78.01 | 70.01 | 6 | 0
2030 | PJM_ROM_2_NYISO_A-F | PJM_ROM | NYISO_A-F | Internal | Summer | B3 | 75 | 2000 | 0 | 73.79 | 65.76 | 6 | 0
2030 | PJM_ROM_2_NYISO_A-F | PJM_ROM | NYISO_A-F | Internal | Summer | B4 | 100 | 2000 | 0 | 72.61 | 61.87 | 6 | 0
2030 | PJM_ROM_2_NYISO_A-F | PJM_ROM | NYISO_A-F | Internal | Summer | B5 | 200 | 2000 | 0 | 68.66 | 54.54 | 6 | 0
2030 | PJM_ROM_2_NYISO_A-F | PJM_ROM | NYISO_A-F | Internal | Summer | B6 | 300 | 2000 | 0 | 56.25 | 52.17 | 6 | 0
2030 | PJM_ROM_2_NYISO_A-F | PJM_ROM | NYISO_A-F | Internal | Summer | B7 | 400 | 2000 | 0 | 47.99 | 47.07 | 6 | 0
2030 | PJM_ROM_2_NYISO_A-F | PJM_ROM | NYISO_A-F | Internal | Summer | B8 | 500 | 2000 | 0 | 44.83 | 45.88 | 6 | 0
2030 | PJM_ROM_2_NYISO_A-F | PJM_ROM | NYISO_A-F | Internal | Summer | B9 | 800 | 2000 | 0 | 43.75 | 44.62 | 6 | 0
2030 | PJM_ROM_2_NYISO_A-F | PJM_ROM | NYISO_A-F | Internal | Summer | B10 | 1262 | 2000 | 0 | 40.4 | 44.62 | 6 | 0
2030 | PJM_ROM_2_NYISO_A-F | PJM_ROM | NYISO_A-F | Internal | Winter | B16 | 25 | 2000 | 0 | 63.06 | 55.06 | 6 | 0
2030 | PJM_ROM_2_NYISO_A-F | PJM_ROM | NYISO_A-F | Internal | Winter | B17 | 100 | 2000 | 0 | 57.27 | 51.6 | 6 | 0
2030 | PJM_ROM_2_NYISO_A-F | PJM_ROM | NYISO_A-F | Internal | Winter | B18 | 400 | 2000 | 0 | 52.38 | 51.51 | 6 | 0
2030 | PJM_ROM_2_NYISO_A-F | PJM_ROM | NYISO_A-F | Internal | Winter | B19 | 700 | 2000 | 0 | 49.23 | 51.51 | 6 | 0
2030 | PJM_ROM_2_NYISO_A-F | PJM_ROM | NYISO_A-F | Internal | Winter | B20 | 935 | 2000 | 1245.71 | 45.51 | 51.51 | 6 | 0
2030 | PJM_ROM_2_PJM_E | PJM_ROM | PJM_E | Internal | Shoulder | B11 | 25 | 8000 | 0.41 | 65.03 | 65.02 | 0.01 | 0
2030 | PJM_ROM_2_PJM_E | PJM_ROM | PJM_E | Internal | Shoulder | B12 | 200 | 8000 | 0.05 | 55.98 | 55.97 | 0.01 | 0
2030 | PJM_ROM_2_PJM_E | PJM_ROM | PJM_E | Internal | Shoulder | B13 | 600 | 8000 | 0.02 | 50.3 | 50.29 | 0.01 | 0
2030 | PJM_ROM_2_PJM_E | PJM_ROM | PJM_E | Internal | Shoulder | B14 | 900 | 8000 | 0.01 | 47.75 | 47.74 | 0.01 | 0
2030 | PJM_ROM_2_PJM_E | PJM_ROM | PJM_E | Internal | Shoulder | B15 | 1203 | 8000 | 2518.73 | 43.7 | 43.71 | 0.01 | 0
2030 | PJM_ROM_2_PJM_E | PJM_ROM | PJM_E | Internal | Summer | B1 | 10 | 8000 | 3592.92 | 80.55 | 80.56 | 0.01 | 0
2030 | PJM_ROM_2_PJM_E | PJM_ROM | PJM_E | Internal | Summer | B2 | 25 | 8000 | 2726.52 | 78.01 | 78.02 | 0.01 | 0
2030 | PJM_ROM_2_PJM_E | PJM_ROM | PJM_E | Internal | Summer | B3 | 75 | 8000 | 0.14 | 73.79 | 73.78 | 0.01 | 0
2030 | PJM_ROM_2_PJM_E | PJM_ROM | PJM_E | Internal | Summer | B4 | 100 | 8000 | 0.1 | 72.61 | 72.59 | 0.01 | 0
2030 | PJM_ROM_2_PJM_E | PJM_ROM | PJM_E | Internal | Summer | B5 | 200 | 8000 | 0.05 | 68.66 | 68.65 | 0.01 | 0
2030 | PJM_ROM_2_PJM_E | PJM_ROM | PJM_E | Internal | Summer | B6 | 300 | 8000 | 69.97 | 56.25 | 56.26 | 0.01 | 0
2030 | PJM_ROM_2_PJM_E | PJM_ROM | PJM_E | Internal | Summer | B7 | 400 | 8000 | 0.03 | 47.99 | 47.98 | 0.01 | 0
2030 | PJM_ROM_2_PJM_E | PJM_ROM | PJM_E | Internal | Summer | B8 | 500 | 8000 | 2936.45 | 44.83 | 44.84 | 0.01 | 0
2030 | PJM_ROM_2_PJM_E | PJM_ROM | PJM_E | Internal | Summer | B9 | 800 | 8000 | 2794.76 | 43.75 | 43.76 | 0.01 | 0
2030 | PJM_ROM_2_PJM_E | PJM_ROM | PJM_E | Internal | Summer | B10 | 1262 | 8000 | 4179.47 | 40.4 | 40.41 | 0.01 | 0
2030 | PJM_ROM_2_PJM_E | PJM_ROM | PJM_E | Internal | Winter | B16 | 25 | 8000 | 1908.01 | 63.06 | 63.07 | 0.01 | 0
2030 | PJM_ROM_2_PJM_E | PJM_ROM | PJM_E | Internal | Winter | B17 | 100 | 8000 | 1628.7 | 57.27 | 57.28 | 0.01 | 0
2030 | PJM_ROM_2_PJM_E | PJM_ROM | PJM_E | Internal | Winter | B18 | 400 | 8000 | 4717.05 | 52.38 | 52.4 | 0.01 | 0
2030 | PJM_ROM_2_PJM_E | PJM_ROM | PJM_E | Internal | Winter | B19 | 700 | 8000 | 4358.56 | 49.23 | 49.24 | 0.01 | 0
2030 | PJM_ROM_2_PJM_E | PJM_ROM | PJM_E | Internal | Winter | B20 | 935 | 8000 | 4513.03 | 45.51 | 45.52 | 0.01 | 0
2030 | PJM_ROM_2_PJM_ROR | PJM_ROM | PJM_ROR | Internal | Shoulder | B11 | 25 | 8000 | 1698.92 | 65.03 | 65.04 | 0.01 | 0
2030 | PJM_ROM_2_PJM_ROR | PJM_ROM | PJM_ROR | Internal | Shoulder | B12 | 200 | 8000 | 0.05 | 55.98 | 55.97 | 0.01 | 0
2030 | PJM_ROM_2_PJM_ROR | PJM_ROM | PJM_ROR | Internal | Shoulder | B13 | 600 | 8000 | 0.02 | 50.3 | 50.29 | 0.01 | 0
2030 | PJM_ROM_2_PJM_ROR | PJM_ROM | PJM_ROR | Internal | Shoulder | B14 | 900 | 8000 | 0.01 | 47.75 | 47.74 | 0.01 | 0
2030 | PJM_ROM_2_PJM_ROR | PJM_ROM | PJM_ROR | Internal | Shoulder | B15 | 1203 | 8000 | 0 | 43.7 | 43.69 | 0.01 | 0
2030 | PJM_ROM_2_PJM_ROR | PJM_ROM | PJM_ROR | Internal | Summer | B1 | 10 | 8000 | 1 | 80.55 | 80.54 | 0.01 | 0
2030 | PJM_ROM_2_PJM_ROR | PJM_ROM | PJM_ROR | Internal | Summer | B2 | 25 | 8000 | 0.41 | 78.01 | 78 | 0.01 | 0
2030 | PJM_ROM_2_PJM_ROR | PJM_ROM | PJM_ROR | Internal | Summer | B3 | 75 | 8000 | 1160.07 | 73.79 | 73.8 | 0.01 | 0
2030 | PJM_ROM_2_PJM_ROR | PJM_ROM | PJM_ROR | Internal | Summer | B4 | 100 | 8000 | 5035.27 | 72.61 | 72.62 | 0.01 | 0
2030 | PJM_ROM_2_PJM_ROR | PJM_ROM | PJM_ROR | Internal | Summer | B5 | 200 | 8000 | 2116.75 | 68.66 | 68.68 | 0.01 | 0
2030 | PJM_ROM_2_PJM_ROR | PJM_ROM | PJM_ROR | Internal | Summer | B6 | 300 | 8000 | 0.04 | 56.25 | 56.23 | 0.01 | 0
2030 | PJM_ROM_2_PJM_ROR | PJM_ROM | PJM_ROR | Internal | Summer | B7 | 400 | 8000 | 0.03 | 47.99 | 47.98 | 0.01 | 0
2030 | PJM_ROM_2_PJM_ROR | PJM_ROM | PJM_ROR | Internal | Summer | B8 | 500 | 8000 | 0.02 | 44.83 | 44.82 | 0.01 | 0
2030 | PJM_ROM_2_PJM_ROR | PJM_ROM | PJM_ROR | Internal | Summer | B9 | 800 | 8000 | 0.01 | 43.75 | 43.74 | 0.01 | 0
2030 | PJM_ROM_2_PJM_ROR | PJM_ROM | PJM_ROR | Internal | Summer | B10 | 1262 | 8000 | 0 | 40.4 | 40.39 | 0.01 | 0
2030 | PJM_ROM_2_PJM_ROR | PJM_ROM | PJM_ROR | Internal | Winter | B16 | 25 | 8000 | 0.41 | 63.06 | 63.05 | 0.01 | 0
2030 | PJM_ROM_2_PJM_ROR | PJM_ROM | PJM_ROR | Internal | Winter | B17 | 100 | 8000 | 0.1 | 57.27 | 57.26 | 0.01 | 0
2030 | PJM_ROM_2_PJM_ROR | PJM_ROM | PJM_ROR | Internal | Winter | B18 | 400 | 8000 | 0 | 52.38 | 51.35 | 0.01 | 0
2030 | PJM_ROM_2_PJM_ROR | PJM_ROM | PJM_ROR | Internal | Winter | B19 | 700 | 8000 | 0 | 49.23 | 48.86 | 0.01 | 0
2030 | PJM_ROM_2_PJM_ROR | PJM_ROM | PJM_ROR | Internal | Winter | B20 | 935 | 8000 | 0 | 45.51 | 42.96 | 0.01 | 0
2030 | SOCO_2_ENT | SOCO | ENT | Internal | Shoulder | B11 | 25 | 2400 | 0 | 79.44 | 71.44 | 10 | 0
2030 | SOCO_2_ENT | SOCO | ENT | Internal | Shoulder | B12 | 200 | 2400 | 0 | 51.92 | 50.17 | 10 | 0
2030 | SOCO_2_ENT | SOCO | ENT | Internal | Shoulder | B13 | 600 | 2400 | 0 | 50.12 | 50.17 | 10 | 0
2030 | SOCO_2_ENT | SOCO | ENT | Internal | Shoulder | B14 | 900 | 2400 | 0 | 50.12 | 49.81 | 10 | 0
2030 | SOCO_2_ENT | SOCO | ENT | Internal | Shoulder | B15 | 1203 | 2400 | 0 | 50.12 | 48.17 | 10 | 0
2030 | SOCO_2_ENT | SOCO | ENT | Internal | Summer | B1 | 10 | 2400 | 0 | 88.73 | 80.73 | 10 | 0
2030 | SOCO_2_ENT | SOCO | ENT | Internal | Summer | B2 | 25 | 2400 | 0 | 83.67 | 80.73 | 10 | 0
2030 | SOCO_2_ENT | SOCO | ENT | Internal | Summer | B3 | 75 | 2400 | 0 | 83.67 | 75.67 | 10 | 0
2030 | SOCO_2_ENT | SOCO | ENT | Internal | Summer | B4 | 100 | 2400 | 0 | 82.07 | 74.07 | 10 | 0
2030 | SOCO_2_ENT | SOCO | ENT | Internal | Summer | B5 | 200 | 2400 | 0 | 82.07 | 74.07 | 10 | 0
2030 | SOCO_2_ENT | SOCO | ENT | Internal | Summer | B6 | 300 | 2400 | 0 | 71.12 | 63.12 | 10 | 0
2030 | SOCO_2_ENT | SOCO | ENT | Internal | Summer | B7 | 400 | 2400 | 0 | 61.99 | 53.99 | 10 | 0
2030 | SOCO_2_ENT | SOCO | ENT | Internal | Summer | B8 | 500 | 2400 | 0 | 50.38 | 48.58 | 10 | 0
2030 | SOCO_2_ENT | SOCO | ENT | Internal | Summer | B9 | 800 | 2400 | 0 | 48.64 | 48.23 | 10 | 0
2030 | SOCO_2_ENT | SOCO | ENT | Internal | Summer | B10 | 1262 | 2400 | 0 | 48.64 | 46.65 | 10 | 0
2030 | SOCO_2_ENT | SOCO | ENT | Internal | Winter | B16 | 25 | 2400 | 0 | 78.04 | 67.07 | 10 | 0
2030 | SOCO_2_ENT | SOCO | ENT | Internal | Winter | B17 | 100 | 2400 | 0 | 55.01 | 53.3 | 10 | 0
2030 | SOCO_2_ENT | SOCO | ENT | Internal | Winter | B18 | 400 | 2400 | 0 | 53.17 | 53.3 | 10 | 0
2030 | SOCO_2_ENT | SOCO | ENT | Internal | Winter | B19 | 700 | 2400 | 0 | 53.17 | 52.92 | 10 | 0
2030 | SOCO_2_ENT | SOCO | ENT | Internal | Winter | B20 | 935 | 2400 | 0 | 52.42 | 48.96 | 10 | 0
2030 | SOCO_2_FRCC | SOCO | FRCC | Internal | Shoulder | B11 | 25 | 3700 | 2389.73 | 79.44 | 89.44 | 10 | 0
2030 | SOCO_2_FRCC | SOCO | FRCC | Internal | Shoulder | B12 | 200 | 3700 | 497.08 | 51.92 | 61.92 | 10 | 0
2030 | SOCO_2_FRCC | SOCO | FRCC | Internal | Shoulder | B13 | 600 | 3700 | 0 | 50.12 | 57.72 | 10 | 0
2030 | SOCO_2_FRCC | SOCO | FRCC | Internal | Shoulder | B14 | 900 | 3700 | 0 | 50.12 | 55.34 | 10 | 0
2030 | SOCO_2_FRCC | SOCO | FRCC | Internal | Shoulder | B15 | 1203 | 3700 | 0 | 50.12 | 55.34 | 10 | 0
2030 | SOCO_2_FRCC | SOCO | FRCC | Internal | Summer | B1 | 10 | 3700 | 905.34 | 88.73 | 98.73 | 10 | 0
2030 | SOCO_2_FRCC | SOCO | FRCC | Internal | Summer | B2 | 25 | 3700 | 0 | 83.67 | 89.81 | 10 | 0
2030 | SOCO_2_FRCC | SOCO | FRCC | Internal | Summer | B3 | 75 | 3700 | 0 | 83.67 | 89.81 | 10 | 0
2030 | SOCO_2_FRCC | SOCO | FRCC | Internal | Summer | B4 | 100 | 3700 | 0 | 82.07 | 89.81 | 10 | 0
2030 | SOCO_2_FRCC | SOCO | FRCC | Internal | Summer | B5 | 200 | 3700 | 0 | 82.07 | 89.81 | 10 | 0
2030 | SOCO_2_FRCC | SOCO | FRCC | Internal | Summer | B6 | 300 | 3700 | 0 | 71.12 | 77.12 | 10 | 0
2030 | SOCO_2_FRCC | SOCO | FRCC | Internal | Summer | B7 | 400 | 3700 | 1418.46 | 61.99 | 71.99 | 10 | 0
2030 | SOCO_2_FRCC | SOCO | FRCC | Internal | Summer | B8 | 500 | 3700 | 0 | 50.38 | 56.82 | 10 | 0
2030 | SOCO_2_FRCC | SOCO | FRCC | Internal | Summer | B9 | 800 | 3700 | 0 | 48.64 | 54.47 | 10 | 0
2030 | SOCO_2_FRCC | SOCO | FRCC | Internal | Summer | B10 | 1262 | 3700 | 0 | 48.64 | 54.47 | 10 | 0
2030 | SOCO_2_FRCC | SOCO | FRCC | Internal | Winter | B16 | 25 | 3700 | 804.28 | 78.04 | 88.04 | 10 | 0
2030 | SOCO_2_FRCC | SOCO | FRCC | Internal | Winter | B17 | 100 | 3700 | 91.87 | 55.01 | 65.01 | 10 | 0
2030 | SOCO_2_FRCC | SOCO | FRCC | Internal | Winter | B18 | 400 | 3700 | 0 | 53.17 | 59.4 | 10 | 0
2030 | SOCO_2_FRCC | SOCO | FRCC | Internal | Winter | B19 | 700 | 3700 | 0 | 53.17 | 57.89 | 10 | 0
2030 | SOCO_2_FRCC | SOCO | FRCC | Internal | Winter | B20 | 935 | 3700 | 0 | 52.42 | 57.89 | 10 | 0
2030 | SOCO_2_TVA_Transmission | SOCO | TVA_Transmission | Internal | Shoulder | B11 | 25 | 2600 | 0 | 79.44 | 70.76 | 10 | 0
2030 | SOCO_2_TVA_Transmission | SOCO | TVA_Transmission | Internal | Shoulder | B12 | 200 | 2600 | 0 | 51.92 | 56.19 | 10 | 0
2030 | SOCO_2_TVA_Transmission | SOCO | TVA_Transmission | Internal | Shoulder | B13 | 600 | 2600 | 0 | 50.12 | 52.33 | 10 | 0
2030 | SOCO_2_TVA_Transmission | SOCO | TVA_Transmission | Internal | Shoulder | B14 | 900 | 2600 | 0 | 50.12 | 50.66 | 10 | 0
2030 | SOCO_2_TVA_Transmission | SOCO | TVA_Transmission | Internal | Shoulder | B15 | 1203 | 2600 | 0 | 50.12 | 49.54 | 10 | 0
2030 | SOCO_2_TVA_Transmission | SOCO | TVA_Transmission | Internal | Summer | B1 | 10 | 2600 | 0 | 88.73 | 86.54 | 10 | 0
2030 | SOCO_2_TVA_Transmission | SOCO | TVA_Transmission | Internal | Summer | B2 | 25 | 2600 | 0 | 83.67 | 84 | 10 | 0
2030 | SOCO_2_TVA_Transmission | SOCO | TVA_Transmission | Internal | Summer | B3 | 75 | 2600 | 0 | 83.67 | 79.8 | 10 | 0
2030 | SOCO_2_TVA_Transmission | SOCO | TVA_Transmission | Internal | Summer | B4 | 100 | 2600 | 0 | 82.07 | 78.62 | 10 | 0
2030 | SOCO_2_TVA_Transmission | SOCO | TVA_Transmission | Internal | Summer | B5 | 200 | 2600 | 0 | 82.07 | 74.68 | 10 | 0
2030 | SOCO_2_TVA_Transmission | SOCO | TVA_Transmission | Internal | Summer | B6 | 300 | 2600 | 0 | 71.12 | 62.17 | 10 | 0
2030 | SOCO_2_TVA_Transmission | SOCO | TVA_Transmission | Internal | Summer | B7 | 400 | 2600 | 0 | 61.99 | 53.29 | 10 | 0
2030 | SOCO_2_TVA_Transmission | SOCO | TVA_Transmission | Internal | Summer | B8 | 500 | 2600 | 0 | 50.38 | 49 | 10 | 0
2030 | SOCO_2_TVA_Transmission | SOCO | TVA_Transmission | Internal | Summer | B9 | 800 | 2600 | 0 | 48.64 | 48.64 | 10 | 0
2030 | SOCO_2_TVA_Transmission | SOCO | TVA_Transmission | Internal | Summer | B10 | 1262 | 2600 | 0 | 48.64 | 44.72 | 10 | 0
2030 | SOCO_2_TVA_Transmission | SOCO | TVA_Transmission | Internal | Winter | B16 | 25 | 2600 | 0 | 78.04 | 69.04 | 10 | 0
2030 | SOCO_2_TVA_Transmission | SOCO | TVA_Transmission | Internal | Winter | B17 | 100 | 2600 | 0 | 55.01 | 58.14 | 10 | 0
2030 | SOCO_2_TVA_Transmission | SOCO | TVA_Transmission | Internal | Winter | B18 | 400 | 2600 | 0 | 53.17 | 53.9 | 10 | 0
2030 | SOCO_2_TVA_Transmission | SOCO | TVA_Transmission | Internal | Winter | B19 | 700 | 2600 | 0 | 53.17 | 51.84 | 10 | 0
2030 | SOCO_2_TVA_Transmission | SOCO | TVA_Transmission | Internal | Winter | B20 | 935 | 2600 | 0 | 52.42 | 48.21 | 10 | 0
2030 | SOCO_2_VACAR | SOCO | VACAR | Internal | Shoulder | B11 | 25 | 2000 | 0 | 79.44 | 71.04 | 10 | 0
2030 | SOCO_2_VACAR | SOCO | VACAR | Internal | Shoulder | B12 | 200 | 2000 | 0 | 51.92 | 57.81 | 10 | 0
2030 | SOCO_2_VACAR | SOCO | VACAR | Internal | Shoulder | B13 | 600 | 2000 | 0 | 50.12 | 53.88 | 10 | 0
2030 | SOCO_2_VACAR | SOCO | VACAR | Internal | Shoulder | B14 | 900 | 2000 | 0 | 50.12 | 49.65 | 10 | 0
2030 | SOCO_2_VACAR | SOCO | VACAR | Internal | Shoulder | B15 | 1203 | 2000 | 0 | 50.12 | 49.45 | 10 | 0
2030 | SOCO_2_VACAR | SOCO | VACAR | Internal | Summer | B1 | 10 | 2000 | 0 | 88.73 | 86.54 | 10 | 0
2030 | SOCO_2_VACAR | SOCO | VACAR | Internal | Summer | B2 | 25 | 2000 | 0 | 83.67 | 85.75 | 10 | 0
2030 | SOCO_2_VACAR | SOCO | VACAR | Internal | Summer | B3 | 75 | 2000 | 0 | 83.67 | 85.75 | 10 | 0
2030 | SOCO_2_VACAR | SOCO | VACAR | Internal | Summer | B4 | 100 | 2000 | 0 | 82.07 | 83.9 | 10 | 0
2030 | SOCO_2_VACAR | SOCO | VACAR | Internal | Summer | B5 | 200 | 2000 | 0 | 82.07 | 75.07 | 10 | 0
2030 | SOCO_2_VACAR | SOCO | VACAR | Internal | Summer | B6 | 300 | 2000 | 0 | 71.12 | 64.12 | 10 | 0
2030 | SOCO_2_VACAR | SOCO | VACAR | Internal | Summer | B7 | 400 | 2000 | 0 | 61.99 | 54.62 | 10 | 0
2030 | SOCO_2_VACAR | SOCO | VACAR | Internal | Summer | B8 | 500 | 2000 | 0 | 50.38 | 50.82 | 10 | 0
2030 | SOCO_2_VACAR | SOCO | VACAR | Internal | Summer | B9 | 800 | 2000 | 0 | 48.64 | 47.46 | 10 | 0
2030 | SOCO_2_VACAR | SOCO | VACAR | Internal | Summer | B10 | 1262 | 2000 | 0 | 48.64 | 47.46 | 10 | 0
2030 | SOCO_2_VACAR | SOCO | VACAR | Internal | Winter | B16 | 25 | 2000 | 0 | 78.04 | 77.08 | 10 | 0
2030 | SOCO_2_VACAR | SOCO | VACAR | Internal | Winter | B17 | 100 | 2000 | 0 | 55.01 | 63.26 | 10 | 0
2030 | SOCO_2_VACAR | SOCO | VACAR | Internal | Winter | B18 | 400 | 2000 | 0 | 53.17 | 53.9 | 10 | 0
2030 | SOCO_2_VACAR | SOCO | VACAR | Internal | Winter | B19 | 700 | 2000 | 0 | 53.17 | 53.9 | 10 | 0
2030 | SOCO_2_VACAR | SOCO | VACAR | Internal | Winter | B20 | 935 | 2000 | 0 | 52.42 | 48.96 | 10 | 0
2030 | SPP_N_2_ENT | SPP_N | ENT | Internal | Shoulder | B11 | 25 | 1800 | 0 | 74.03 | 71.44 | 5 | 0
2030 | SPP_N_2_ENT | SPP_N | ENT | Internal | Shoulder | B12 | 200 | 1800 | 0 | 50.4 | 50.17 | 5 | 0
2030 | SPP_N_2_ENT | SPP_N | ENT | Internal | Shoulder | B13 | 600 | 1800 | 0 | 49.38 | 50.17 | 5 | 0
2030 | SPP_N_2_ENT | SPP_N | ENT | Internal | Shoulder | B14 | 900 | 1800 | 0 | 48.62 | 49.81 | 5 | 0
2030 | SPP_N_2_ENT | SPP_N | ENT | Internal | Shoulder | B15 | 1203 | 1800 | 199.47 | 43.17 | 48.17 | 5 | 0
2030 | SPP_N_2_ENT | SPP_N | ENT | Internal | Summer | B1 | 10 | 1800 | 0 | 79.41 | 80.73 | 5 | 0
2030 | SPP_N_2_ENT | SPP_N | ENT | Internal | Summer | B2 | 25 | 1800 | 0 | 79.41 | 80.73 | 5 | 0
2030 | SPP_N_2_ENT | SPP_N | ENT | Internal | Summer | B3 | 75 | 1800 | 0 | 79.41 | 75.67 | 5 | 0
2030 | SPP_N_2_ENT | SPP_N | ENT | Internal | Summer | B4 | 100 | 1800 | 0 | 77.03 | 74.07 | 5 | 0
2030 | SPP_N_2_ENT | SPP_N | ENT | Internal | Summer | B5 | 200 | 1800 | 0 | 77.03 | 74.07 | 5 | 0
2030 | SPP_N_2_ENT | SPP_N | ENT | Internal | Summer | B6 | 300 | 1800 | 0 | 62.1 | 63.12 | 5 | 0
2030 | SPP_N_2_ENT | SPP_N | ENT | Internal | Summer | B7 | 400 | 1800 | 0 | 49.91 | 53.99 | 5 | 0
2030 | SPP_N_2_ENT | SPP_N | ENT | Internal | Summer | B8 | 500 | 1800 | 0 | 46.47 | 48.58 | 5 | 0
2030 | SPP_N_2_ENT | SPP_N | ENT | Internal | Summer | B9 | 800 | 1800 | 0 | 46.35 | 48.23 | 5 | 0
2030 | SPP_N_2_ENT | SPP_N | ENT | Internal | Summer | B10 | 1262 | 1800 | 0 | 41.94 | 46.65 | 5 | 0
2030 | SPP_N_2_ENT | SPP_N | ENT | Internal | Winter | B16 | 25 | 1800 | 1752.66 | 62.07 | 67.07 | 5 | 0
2030 | SPP_N_2_ENT | SPP_N | ENT | Internal | Winter | B17 | 100 | 1800 | 0 | 52.34 | 53.3 | 5 | 0
2030 | SPP_N_2_ENT | SPP_N | ENT | Internal | Winter | B18 | 400 | 1800 | 0 | 51.2 | 53.3 | 5 | 0
2030 | SPP_N_2_ENT | SPP_N | ENT | Internal | Winter | B19 | 700 | 1800 | 9.71 | 47.92 | 52.92 | 5 | 0
2030 | SPP_N_2_ENT | SPP_N | ENT | Internal | Winter | B20 | 935 | 1800 | 1800 | 43.25 | 48.96 | 5 | 0.7
2030 | SPP_N_2_MISO_MO-IL | SPP_N | MISO_MO-IL | Internal | Shoulder | B11 | 25 | 2000 | 0 | 74.03 | 67.04 | 5 | 0
2030 | SPP_N_2_MISO_MO-IL | SPP_N | MISO_MO-IL | Internal | Shoulder | B12 | 200 | 2000 | 0 | 50.4 | 52.21 | 5 | 0
2030 | SPP_N_2_MISO_MO-IL | SPP_N | MISO_MO-IL | Internal | Shoulder | B13 | 600 | 2000 | 0 | 49.38 | 48.1 | 5 | 0
2030 | SPP_N_2_MISO_MO-IL | SPP_N | MISO_MO-IL | Internal | Shoulder | B14 | 900 | 2000 | 0 | 48.62 | 45.74 | 5 | 0
2030 | SPP_N_2_MISO_MO-IL | SPP_N | MISO_MO-IL | Internal | Shoulder | B15 | 1203 | 2000 | 0 | 43.17 | 41.54 | 5 | 0
2030 | SPP_N_2_MISO_MO-IL | SPP_N | MISO_MO-IL | Internal | Summer | B1 | 10 | 2000 | 0 | 79.41 | 78.54 | 5 | 0
2030 | SPP_N_2_MISO_MO-IL | SPP_N | MISO_MO-IL | Internal | Summer | B2 | 25 | 2000 | 0 | 79.41 | 76 | 5 | 0
2030 | SPP_N_2_MISO_MO-IL | SPP_N | MISO_MO-IL | Internal | Summer | B3 | 75 | 2000 | 0 | 79.41 | 75 | 5 | 0
2030 | SPP_N_2_MISO_MO-IL | SPP_N | MISO_MO-IL | Internal | Summer | B4 | 100 | 2000 | 0 | 77.03 | 72.49 | 5 | 0
2030 | SPP_N_2_MISO_MO-IL | SPP_N | MISO_MO-IL | Internal | Summer | B5 | 200 | 2000 | 0 | 77.03 | 70.66 | 5 | 0
2030 | SPP_N_2_MISO_MO-IL | SPP_N | MISO_MO-IL | Internal | Summer | B6 | 300 | 2000 | 0 | 62.1 | 55.12 | 5 | 0
2030 | SPP_N_2_MISO_MO-IL | SPP_N | MISO_MO-IL | Internal | Summer | B7 | 400 | 2000 | 0 | 49.91 | 45.99 | 5 | 0
2030 | SPP_N_2_MISO_MO-IL | SPP_N | MISO_MO-IL | Internal | Summer | B8 | 500 | 2000 | 0 | 46.47 | 42.82 | 5 | 0
2030 | SPP_N_2_MISO_MO-IL | SPP_N | MISO_MO-IL | Internal | Summer | B9 | 800 | 2000 | 0 | 46.35 | 41.74 | 5 | 0
2030 | SPP_N_2_MISO_MO-IL | SPP_N | MISO_MO-IL | Internal | Summer | B10 | 1262 | 2000 | 0 | 41.94 | 38.65 | 5 | 0
2030 | SPP_N_2_MISO_MO-IL | SPP_N | MISO_MO-IL | Internal | Winter | B16 | 25 | 2000 | 0 | 62.07 | 61.04 | 5 | 0
2030 | SPP_N_2_MISO_MO-IL | SPP_N | MISO_MO-IL | Internal | Winter | B17 | 100 | 2000 | 0 | 52.34 | 50.93 | 5 | 0
2030 | SPP_N_2_MISO_MO-IL | SPP_N | MISO_MO-IL | Internal | Winter | B18 | 400 | 2000 | 0 | 51.2 | 49.35 | 5 | 0
2030 | SPP_N_2_MISO_MO-IL | SPP_N | MISO_MO-IL | Internal | Winter | B19 | 700 | 2000 | 0 | 47.92 | 46.86 | 5 | 0
2030 | SPP_N_2_MISO_MO-IL | SPP_N | MISO_MO-IL | Internal | Winter | B20 | 935 | 2000 | 0 | 43.25 | 40.96 | 5 | 0
2030 | SPP_N_2_MISO_W | SPP_N | MISO_W | Internal | Shoulder | B11 | 25 | 750 | 0 | 74.03 | 67.03 | 5 | 0
2030 | SPP_N_2_MISO_W | SPP_N | MISO_W | Internal | Shoulder | B12 | 200 | 750 | 0 | 50.4 | 50.39 | 5 | 0
2030 | SPP_N_2_MISO_W | SPP_N | MISO_W | Internal | Shoulder | B13 | 600 | 750 | 0 | 49.38 | 48.09 | 5 | 0
2030 | SPP_N_2_MISO_W | SPP_N | MISO_W | Internal | Shoulder | B14 | 900 | 750 | 0 | 48.62 | 45.72 | 5 | 0
2030 | SPP_N_2_MISO_W | SPP_N | MISO_W | Internal | Shoulder | B15 | 1203 | 750 | 0 | 43.17 | 41.4 | 5 | 0
2030 | SPP_N_2_MISO_W | SPP_N | MISO_W | Internal | Summer | B1 | 10 | 750 | 0 | 79.41 | 78.53 | 5 | 0
2030 | SPP_N_2_MISO_W | SPP_N | MISO_W | Internal | Summer | B2 | 25 | 750 | 0 | 79.41 | 75.99 | 5 | 0
2030 | SPP_N_2_MISO_W | SPP_N | MISO_W | Internal | Summer | B3 | 75 | 750 | 0 | 79.41 | 75.01 | 5 | 0
2030 | SPP_N_2_MISO_W | SPP_N | MISO_W | Internal | Summer | B4 | 100 | 750 | 0 | 77.03 | 72.48 | 5 | 0
2030 | SPP_N_2_MISO_W | SPP_N | MISO_W | Internal | Summer | B5 | 200 | 750 | 0 | 77.03 | 70.65 | 5 | 0
2030 | SPP_N_2_MISO_W | SPP_N | MISO_W | Internal | Summer | B6 | 300 | 750 | 0 | 62.1 | 55.1 | 5 | 0
2030 | SPP_N_2_MISO_W | SPP_N | MISO_W | Internal | Summer | B7 | 400 | 750 | 0 | 49.91 | 45.98 | 5 | 0
2030 | SPP_N_2_MISO_W | SPP_N | MISO_W | Internal | Summer | B8 | 500 | 750 | 0 | 46.47 | 42.81 | 5 | 0
2030 | SPP_N_2_MISO_W | SPP_N | MISO_W | Internal | Summer | B9 | 800 | 750 | 0 | 46.35 | 41.72 | 5 | 0
2030 | SPP_N_2_MISO_W | SPP_N | MISO_W | Internal | Summer | B10 | 1262 | 750 | 0 | 41.94 | 36.13 | 5 | 0
2030 | SPP_N_2_MISO_W | SPP_N | MISO_W | Internal | Winter | B16 | 25 | 750 | 0 | 62.07 | 55.07 | 5 | 0
2030 | SPP_N_2_MISO_W | SPP_N | MISO_W | Internal | Winter | B17 | 100 | 750 | 0 | 52.34 | 50.92 | 5 | 0
2030 | SPP_N_2_MISO_W | SPP_N | MISO_W | Internal | Winter | B18 | 400 | 750 | 0 | 51.2 | 49.34 | 5 | 0
2030 | SPP_N_2_MISO_W | SPP_N | MISO_W | Internal | Winter | B19 | 700 | 750 | 0 | 47.92 | 46.85 | 5 | 0
2030 | SPP_N_2_MISO_W | SPP_N | MISO_W | Internal | Winter | B20 | 935 | 750 | 0 | 43.25 | 40.7 | 5 | 0
2030 | SPP_N_2_NE | SPP_N | NE | Internal | Shoulder | B11 | 25 | 330 | 0 | 74.03 | 68.4 | 0.01 | 0
2030 | SPP_N_2_NE | SPP_N | NE | Internal | Shoulder | B12 | 200 | 330 | 0.05 | 50.4 | 50.39 | 0.01 | 0
2030 | SPP_N_2_NE | SPP_N | NE | Internal | Shoulder | B13 | 600 | 330 | 0.02 | 49.38 | 49.37 | 0.01 | 0
2030 | SPP_N_2_NE | SPP_N | NE | Internal | Shoulder | B14 | 900 | 330 | 0.01 | 48.62 | 48.61 | 0.01 | 0
2030 | SPP_N_2_NE | SPP_N | NE | Internal | Shoulder | B15 | 1203 | 330 | 0 | 43.17 | 43.16 | 0.01 | 0
2030 | SPP_N_2_NE | SPP_N | NE | Internal | Summer | B1 | 10 | 330 | 0.72 | 79.41 | 79.4 | 0.01 | 0
2030 | SPP_N_2_NE | SPP_N | NE | Internal | Summer | B2 | 25 | 330 | 0.01 | 79.41 | 78.44 | 0.01 | 0
2030 | SPP_N_2_NE | SPP_N | NE | Internal | Summer | B3 | 75 | 330 | 0 | 79.41 | 78.44 | 0.01 | 0
2030 | SPP_N_2_NE | SPP_N | NE | Internal | Summer | B4 | 100 | 330 | 0.1 | 77.03 | 77.02 | 0.01 | 0
2030 | SPP_N_2_NE | SPP_N | NE | Internal | Summer | B5 | 200 | 330 | 0 | 77.03 | 76.09 | 0.01 | 0
2030 | SPP_N_2_NE | SPP_N | NE | Internal | Summer | B6 | 300 | 330 | 0.03 | 62.1 | 62.09 | 0.01 | 0
2030 | SPP_N_2_NE | SPP_N | NE | Internal | Summer | B7 | 400 | 330 | 0.03 | 49.91 | 49.9 | 0.01 | 0
2030 | SPP_N_2_NE | SPP_N | NE | Internal | Summer | B8 | 500 | 330 | 0 | 46.47 | 46.33 | 0.01 | 0
2030 | SPP_N_2_NE | SPP_N | NE | Internal | Summer | B9 | 800 | 330 | 0.01 | 46.35 | 46.33 | 0.01 | 0
2030 | SPP_N_2_NE | SPP_N | NE | Internal | Summer | B10 | 1262 | 330 | 0 | 41.94 | 36.63 | 0.01 | 0
2030 | SPP_N_2_NE | SPP_N | NE | Internal | Winter | B16 | 25 | 330 | 0 | 62.07 | 57.91 | 0.01 | 0
2030 | SPP_N_2_NE | SPP_N | NE | Internal | Winter | B17 | 100 | 330 | 0.1 | 52.34 | 52.33 | 0.01 | 0
2030 | SPP_N_2_NE | SPP_N | NE | Internal | Winter | B18 | 400 | 330 | 0.03 | 51.2 | 51.18 | 0.01 | 0
2030 | SPP_N_2_NE | SPP_N | NE | Internal | Winter | B19 | 700 | 330 | 0.01 | 47.92 | 47.91 | 0.01 | 0
2030 | SPP_N_2_NE | SPP_N | NE | Internal | Winter | B20 | 935 | 330 | 0.01 | 43.25 | 43.24 | 0.01 | 0
2030 | SPP_N_2_SPP_S | SPP_N | SPP_S | Internal | Shoulder | B11 | 25 | 4000 | 0 | 74.03 | 66.44 | 0.01 | 0
2030 | SPP_N_2_SPP_S | SPP_N | SPP_S | Internal | Shoulder | B12 | 200 | 4000 | 0 | 50.4 | 48.09 | 0.01 | 0
2030 | SPP_N_2_SPP_S | SPP_N | SPP_S | Internal | Shoulder | B13 | 600 | 4000 | 0 | 49.38 | 47.98 | 0.01 | 0
2030 | SPP_N_2_SPP_S | SPP_N | SPP_S | Internal | Shoulder | B14 | 900 | 4000 | 0 | 48.62 | 47.98 | 0.01 | 0
2030 | SPP_N_2_SPP_S | SPP_N | SPP_S | Internal | Shoulder | B15 | 1203 | 4000 | 0.02 | 43.17 | 43.17 | 0.01 | 0
2030 | SPP_N_2_SPP_S | SPP_N | SPP_S | Internal | Summer | B1 | 10 | 4000 | 0 | 79.41 | 63.1 | 0.01 | 0
2030 | SPP_N_2_SPP_S | SPP_N | SPP_S | Internal | Summer | B2 | 25 | 4000 | 0 | 79.41 | 67.02 | 0.01 | 0
2030 | SPP_N_2_SPP_S | SPP_N | SPP_S | Internal | Summer | B3 | 75 | 4000 | 0 | 79.41 | 67.59 | 0.01 | 0
2030 | SPP_N_2_SPP_S | SPP_N | SPP_S | Internal | Summer | B4 | 100 | 4000 | 0 | 77.03 | 67.02 | 0.01 | 0
2030 | SPP_N_2_SPP_S | SPP_N | SPP_S | Internal | Summer | B5 | 200 | 4000 | 0 | 77.03 | 67.02 | 0.01 | 0
2030 | SPP_N_2_SPP_S | SPP_N | SPP_S | Internal | Summer | B6 | 300 | 4000 | 475.86 | 62.1 | 62.12 | 0.01 | 0
2030 | SPP_N_2_SPP_S | SPP_N | SPP_S | Internal | Summer | B7 | 400 | 4000 | 0 | 49.91 | 48.99 | 0.01 | 0
2030 | SPP_N_2_SPP_S | SPP_N | SPP_S | Internal | Summer | B8 | 500 | 4000 | 0.02 | 46.47 | 46.46 | 0.01 | 0
2030 | SPP_N_2_SPP_S | SPP_N | SPP_S | Internal | Summer | B9 | 800 | 4000 | 1311.9 | 46.35 | 46.36 | 0.01 | 0
2030 | SPP_N_2_SPP_S | SPP_N | SPP_S | Internal | Summer | B10 | 1262 | 4000 | 2199.8 | 41.94 | 41.95 | 0.01 | 0
2030 | SPP_N_2_SPP_S | SPP_N | SPP_S | Internal | Winter | B16 | 25 | 4000 | 0 | 62.07 | 51.3 | 0.01 | 0
2030 | SPP_N_2_SPP_S | SPP_N | SPP_S | Internal | Winter | B17 | 100 | 4000 | 0 | 52.34 | 51.18 | 0.01 | 0
2030 | SPP_N_2_SPP_S | SPP_N | SPP_S | Internal | Winter | B18 | 400 | 4000 | 0.03 | 51.2 | 51.18 | 0.01 | 0
2030 | SPP_N_2_SPP_S | SPP_N | SPP_S | Internal | Winter | B19 | 700 | 4000 | 0 | 47.92 | 47.04 | 0.01 | 0
2030 | SPP_N_2_SPP_S | SPP_N | SPP_S | Internal | Winter | B20 | 935 | 4000 | 0.01 | 43.25 | 43.24 | 0.01 | 0
2030 | SPP_S_2_ENT | SPP_S | ENT | Internal | Shoulder | B11 | 25 | 850 | 479.85 | 66.44 | 71.44 | 5 | 0
2030 | SPP_S_2_ENT | SPP_S | ENT | Internal | Shoulder | B12 | 200 | 850 | 0 | 48.09 | 50.17 | 5 | 0
2030 | SPP_S_2_ENT | SPP_S | ENT | Internal | Shoulder | B13 | 600 | 850 | 0 | 47.98 | 50.17 | 5 | 0
2030 | SPP_S_2_ENT | SPP_S | ENT | Internal | Shoulder | B14 | 900 | 850 | 0 | 47.98 | 49.81 | 5 | 0
2030 | SPP_S_2_ENT | SPP_S | ENT | Internal | Shoulder | B15 | 1203 | 850 | 584.25 | 43.17 | 48.17 | 5 | 0
2030 | SPP_S_2_ENT | SPP_S | ENT | Internal | Summer | B1 | 10 | 850 | 850 | 63.1 | 80.73 | 5 | 12.64
2030 | SPP_S_2_ENT | SPP_S | ENT | Internal | Summer | B2 | 25 | 850 | 850 | 67.02 | 80.73 | 5 | 8.71
2030 | SPP_S_2_ENT | SPP_S | ENT | Internal | Summer | B3 | 75 | 850 | 850 | 67.59 | 75.67 | 5 | 3.08
2030 | SPP_S_2_ENT | SPP_S | ENT | Internal | Summer | B4 | 100 | 850 | 850 | 67.02 | 74.07 | 5 | 2.05
2030 | SPP_S_2_ENT | SPP_S | ENT | Internal | Summer | B5 | 200 | 850 | 850 | 67.02 | 74.07 | 5 | 2.05
2030 | SPP_S_2_ENT | SPP_S | ENT | Internal | Summer | B6 | 300 | 850 | 0 | 62.12 | 63.12 | 5 | 0
2030 | SPP_S_2_ENT | SPP_S | ENT | Internal | Summer | B7 | 400 | 850 | 151.52 | 48.99 | 53.99 | 5 | 0
2030 | SPP_S_2_ENT | SPP_S | ENT | Internal | Summer | B8 | 500 | 850 | 0 | 46.46 | 48.58 | 5 | 0
2030 | SPP_S_2_ENT | SPP_S | ENT | Internal | Summer | B9 | 800 | 850 | 0 | 46.36 | 48.23 | 5 | 0
2030 | SPP_S_2_ENT | SPP_S | ENT | Internal | Summer | B10 | 1262 | 850 | 0 | 41.95 | 46.65 | 5 | 0
2030 | SPP_S_2_ENT | SPP_S | ENT | Internal | Winter | B16 | 25 | 850 | 850 | 51.3 | 67.07 | 5 | 10.77
2030 | SPP_S_2_ENT | SPP_S | ENT | Internal | Winter | B17 | 100 | 850 | 0 | 51.18 | 53.3 | 5 | 0
2030 | SPP_S_2_ENT | SPP_S | ENT | Internal | Winter | B18 | 400 | 850 | 0 | 51.18 | 53.3 | 5 | 0
2030 | SPP_S_2_ENT | SPP_S | ENT | Internal | Winter | B19 | 700 | 850 | 850 | 47.04 | 52.92 | 5 | 0.88
2030 | SPP_S_2_ENT | SPP_S | ENT | Internal | Winter | B20 | 935 | 850 | 850 | 43.24 | 48.96 | 5 | 0.71
2030 | SPP_S_2_SPP_N | SPP_S | SPP_N | Internal | Shoulder | B11 | 25 | 640 | 640 | 66.44 | 74.03 | 0.01 | 7.58
2030 | SPP_S_2_SPP_N | SPP_S | SPP_N | Internal | Shoulder | B12 | 200 | 640 | 640 | 48.09 | 50.4 | 0.01 | 2.3
2030 | SPP_S_2_SPP_N | SPP_S | SPP_N | Internal | Shoulder | B13 | 600 | 640 | 640 | 47.98 | 49.38 | 0.01 | 1.39
2030 | SPP_S_2_SPP_N | SPP_S | SPP_N | Internal | Shoulder | B14 | 900 | 640 | 640 | 47.98 | 48.62 | 0.01 | 0.63
2030 | SPP_S_2_SPP_N | SPP_S | SPP_N | Internal | Shoulder | B15 | 1203 | 640 | 0.02 | 43.17 | 43.17 | 0.01 | 0
2030 | SPP_S_2_SPP_N | SPP_S | SPP_N | Internal | Summer | B1 | 10 | 640 | 640 | 63.1 | 79.41 | 0.01 | 16.3
2030 | SPP_S_2_SPP_N | SPP_S | SPP_N | Internal | Summer | B2 | 25 | 640 | 640 | 67.02 | 79.41 | 0.01 | 12.38
2030 | SPP_S_2_SPP_N | SPP_S | SPP_N | Internal | Summer | B3 | 75 | 640 | 640 | 67.59 | 79.41 | 0.01 | 11.81
2030 | SPP_S_2_SPP_N | SPP_S | SPP_N | Internal | Summer | B4 | 100 | 640 | 640 | 67.02 | 77.03 | 0.01 | 9.99
2030 | SPP_S_2_SPP_N | SPP_S | SPP_N | Internal | Summer | B5 | 200 | 640 | 640 | 67.02 | 77.03 | 0.01 | 9.99
2030 | SPP_S_2_SPP_N | SPP_S | SPP_N | Internal | Summer | B6 | 300 | 640 | 0.03 | 62.12 | 62.1 | 0.01 | 0
2030 | SPP_S_2_SPP_N | SPP_S | SPP_N | Internal | Summer | B7 | 400 | 640 | 640 | 48.99 | 49.91 | 0.01 | 0.9
2030 | SPP_S_2_SPP_N | SPP_S | SPP_N | Internal | Summer | B8 | 500 | 640 | 205.99 | 46.46 | 46.47 | 0.01 | 0
2030 | SPP_S_2_SPP_N | SPP_S | SPP_N | Internal | Summer | B9 | 800 | 640 | 0.01 | 46.36 | 46.35 | 0.01 | 0
2030 | SPP_S_2_SPP_N | SPP_S | SPP_N | Internal | Summer | B10 | 1262 | 640 | 0 | 41.95 | 41.94 | 0.01 | 0
2030 | SPP_S_2_SPP_N | SPP_S | SPP_N | Internal | Winter | B16 | 25 | 640 | 640 | 51.3 | 62.07 | 0.01 | 10.76
2030 | SPP_S_2_SPP_N | SPP_S | SPP_N | Internal | Winter | B17 | 100 | 640 | 640 | 51.18 | 52.34 | 0.01 | 1.15
2030 | SPP_S_2_SPP_N | SPP_S | SPP_N | Internal | Winter | B18 | 400 | 640 | 470.74 | 51.18 | 51.2 | 0.01 | 0
2030 | SPP_S_2_SPP_N | SPP_S | SPP_N | Internal | Winter | B19 | 700 | 640 | 640 | 47.04 | 47.92 | 0.01 | 0.87
2030 | SPP_S_2_SPP_N | SPP_S | SPP_N | Internal | Winter | B20 | 935 | 640 | 629.07 | 43.24 | 43.25 | 0.01 | 0
2030 | TVA_2_ENT | TVA | ENT | Internal | Shoulder | B11 | 25 | 500 | 0 | 68.44 | 71.44 | 9 | 0
2030 | TVA_2_ENT | TVA | ENT | Internal | Shoulder | B12 | 200 | 500 | 0 | 51.68 | 50.17 | 9 | 0
2030 | TVA_2_ENT | TVA | ENT | Internal | Shoulder | B13 | 600 | 500 | 0 | 49.55 | 50.17 | 9 | 0
2030 | TVA_2_ENT | TVA | ENT | Internal | Shoulder | B14 | 900 | 500 | 0 | 49.55 | 49.81 | 9 | 0
2030 | TVA_2_ENT | TVA | ENT | Internal | Shoulder | B15 | 1203 | 500 | 0 | 49.55 | 48.17 | 9 | 0
2030 | TVA_2_ENT | TVA | ENT | Internal | Summer | B1 | 10 | 500 | 0 | 86.55 | 80.73 | 9 | 0
2030 | TVA_2_ENT | TVA | ENT | Internal | Summer | B2 | 25 | 500 | 0 | 84.01 | 80.73 | 9 | 0
2030 | TVA_2_ENT | TVA | ENT | Internal | Summer | B3 | 75 | 500 | 0 | 79.81 | 75.67 | 9 | 0
2030 | TVA_2_ENT | TVA | ENT | Internal | Summer | B4 | 100 | 500 | 0 | 78.63 | 74.07 | 9 | 0
2030 | TVA_2_ENT | TVA | ENT | Internal | Summer | B5 | 200 | 500 | 0 | 74.69 | 74.07 | 9 | 0
2030 | TVA_2_ENT | TVA | ENT | Internal | Summer | B6 | 300 | 500 | 0.07 | 54.13 | 63.12 | 9 | 0
2030 | TVA_2_ENT | TVA | ENT | Internal | Summer | B7 | 400 | 500 | 0 | 48.14 | 53.99 | 9 | 0
2030 | TVA_2_ENT | TVA | ENT | Internal | Summer | B8 | 500 | 500 | 0 | 48.14 | 48.58 | 9 | 0
2030 | TVA_2_ENT | TVA | ENT | Internal | Summer | B9 | 800 | 500 | 0 | 48.14 | 48.23 | 9 | 0
2030 | TVA_2_ENT | TVA | ENT | Internal | Summer | B10 | 1262 | 500 | 0 | 44.33 | 46.65 | 9 | 0
2030 | TVA_2_ENT | TVA | ENT | Internal | Winter | B16 | 25 | 500 | 0 | 69.06 | 67.07 | 9 | 0
2030 | TVA_2_ENT | TVA | ENT | Internal | Winter | B17 | 100 | 500 | 0 | 54.75 | 53.3 | 9 | 0
2030 | TVA_2_ENT | TVA | ENT | Internal | Winter | B18 | 400 | 500 | 0 | 50.37 | 53.3 | 9 | 0
2030 | TVA_2_ENT | TVA | ENT | Internal | Winter | B19 | 700 | 500 | 0 | 50.37 | 52.92 | 9 | 0
2030 | TVA_2_ENT | TVA | ENT | Internal | Winter | B20 | 935 | 500 | 0 | 48.22 | 48.96 | 9 | 0
2030 | TVA_2_MISO_MO-IL | TVA | MISO_MO-IL | Internal | Shoulder | B11 | 25 | 50 | 0 | 68.44 | 67.04 | 9 | 0
2030 | TVA_2_MISO_MO-IL | TVA | MISO_MO-IL | Internal | Shoulder | B12 | 200 | 50 | 0 | 51.68 | 52.21 | 9 | 0
2030 | TVA_2_MISO_MO-IL | TVA | MISO_MO-IL | Internal | Shoulder | B13 | 600 | 50 | 0 | 49.55 | 48.1 | 9 | 0
2030 | TVA_2_MISO_MO-IL | TVA | MISO_MO-IL | Internal | Shoulder | B14 | 900 | 50 | 0 | 49.55 | 45.74 | 9 | 0
2030 | TVA_2_MISO_MO-IL | TVA | MISO_MO-IL | Internal | Shoulder | B15 | 1203 | 50 | 0 | 49.55 | 41.54 | 9 | 0
2030 | TVA_2_MISO_MO-IL | TVA | MISO_MO-IL | Internal | Summer | B1 | 10 | 50 | 0 | 86.55 | 78.54 | 9 | 0
2030 | TVA_2_MISO_MO-IL | TVA | MISO_MO-IL | Internal | Summer | B2 | 25 | 50 | 0 | 84.01 | 76 | 9 | 0
2030 | TVA_2_MISO_MO-IL | TVA | MISO_MO-IL | Internal | Summer | B3 | 75 | 50 | 0 | 79.81 | 75 | 9 | 0
2030 | TVA_2_MISO_MO-IL | TVA | MISO_MO-IL | Internal | Summer | B4 | 100 | 50 | 0 | 78.63 | 72.49 | 9 | 0
2030 | TVA_2_MISO_MO-IL | TVA | MISO_MO-IL | Internal | Summer | B5 | 200 | 50 | 0 | 74.69 | 70.66 | 9 | 0
2030 | TVA_2_MISO_MO-IL | TVA | MISO_MO-IL | Internal | Summer | B6 | 300 | 50 | 0 | 54.13 | 55.12 | 9 | 0
2030 | TVA_2_MISO_MO-IL | TVA | MISO_MO-IL | Internal | Summer | B7 | 400 | 50 | 0 | 48.14 | 45.99 | 9 | 0
2030 | TVA_2_MISO_MO-IL | TVA | MISO_MO-IL | Internal | Summer | B8 | 500 | 50 | 0 | 48.14 | 42.82 | 9 | 0
2030 | TVA_2_MISO_MO-IL | TVA | MISO_MO-IL | Internal | Summer | B9 | 800 | 50 | 0 | 48.14 | 41.74 | 9 | 0
2030 | TVA_2_MISO_MO-IL | TVA | MISO_MO-IL | Internal | Summer | B10 | 1262 | 50 | 0 | 44.33 | 38.65 | 9 | 0
2030 | TVA_2_MISO_MO-IL | TVA | MISO_MO-IL | Internal | Winter | B16 | 25 | 50 | 0 | 69.06 | 61.04 | 9 | 0
2030 | TVA_2_MISO_MO-IL | TVA | MISO_MO-IL | Internal | Winter | B17 | 100 | 50 | 0 | 54.75 | 50.93 | 9 | 0
2030 | TVA_2_MISO_MO-IL | TVA | MISO_MO-IL | Internal | Winter | B18 | 400 | 50 | 0 | 50.37 | 49.35 | 9 | 0
2030 | TVA_2_MISO_MO-IL | TVA | MISO_MO-IL | Internal | Winter | B19 | 700 | 50 | 0 | 50.37 | 46.86 | 9 | 0
2030 | TVA_2_MISO_MO-IL | TVA | MISO_MO-IL | Internal | Winter | B20 | 935 | 50 | 0 | 48.22 | 40.96 | 9 | 0
2030 | TVA_2_NonRTO_Midwest | TVA | NonRTO_Midwest | Internal | Shoulder | B11 | 25 | 100 | 0 | 68.44 | 75.04 | 9 | 0
2030 | TVA_2_NonRTO_Midwest | TVA | NonRTO_Midwest | Internal | Shoulder | B12 | 200 | 100 | 100 | 51.68 | 63.52 | 9 | 2.84
2030 | TVA_2_NonRTO_Midwest | TVA | NonRTO_Midwest | Internal | Shoulder | B13 | 600 | 100 | 0 | 49.55 | 56.29 | 9 | 0
2030 | TVA_2_NonRTO_Midwest | TVA | NonRTO_Midwest | Internal | Shoulder | B14 | 900 | 100 | 0 | 49.55 | 45.63 | 9 | 0
2030 | TVA_2_NonRTO_Midwest | TVA | NonRTO_Midwest | Internal | Shoulder | B15 | 1203 | 100 | 0 | 49.55 | 41.54 | 9 | 0
2030 | TVA_2_NonRTO_Midwest | TVA | NonRTO_Midwest | Internal | Summer | B1 | 10 | 100 | 0 | 86.55 | 80.48 | 9 | 0
2030 | TVA_2_NonRTO_Midwest | TVA | NonRTO_Midwest | Internal | Summer | B2 | 25 | 100 | 0 | 84.01 | 80.48 | 9 | 0
2030 | TVA_2_NonRTO_Midwest | TVA | NonRTO_Midwest | Internal | Summer | B3 | 75 | 100 | 0 | 79.81 | 80.48 | 9 | 0
2030 | TVA_2_NonRTO_Midwest | TVA | NonRTO_Midwest | Internal | Summer | B4 | 100 | 100 | 0 | 78.63 | 80.48 | 9 | 0
2030 | TVA_2_NonRTO_Midwest | TVA | NonRTO_Midwest | Internal | Summer | B5 | 200 | 100 | 0 | 74.69 | 78.68 | 9 | 0
2030 | TVA_2_NonRTO_Midwest | TVA | NonRTO_Midwest | Internal | Summer | B6 | 300 | 100 | 61.01 | 54.13 | 63.13 | 9 | 0
2030 | TVA_2_NonRTO_Midwest | TVA | NonRTO_Midwest | Internal | Summer | B7 | 400 | 100 | 0 | 48.14 | 46.54 | 9 | 0
2030 | TVA_2_NonRTO_Midwest | TVA | NonRTO_Midwest | Internal | Summer | B8 | 500 | 100 | 0 | 48.14 | 44.49 | 9 | 0
2030 | TVA_2_NonRTO_Midwest | TVA | NonRTO_Midwest | Internal | Summer | B9 | 800 | 100 | 0 | 48.14 | 44.13 | 9 | 0
2030 | TVA_2_NonRTO_Midwest | TVA | NonRTO_Midwest | Internal | Summer | B10 | 1262 | 100 | 0 | 44.33 | 37.29 | 9 | 0
2030 | TVA_2_NonRTO_Midwest | TVA | NonRTO_Midwest | Internal | Winter | B16 | 25 | 100 | 0 | 69.06 | 73.06 | 9 | 0
2030 | TVA_2_NonRTO_Midwest | TVA | NonRTO_Midwest | Internal | Winter | B17 | 100 | 100 | 100 | 54.75 | 66.3 | 9 | 2.55
2030 | TVA_2_NonRTO_Midwest | TVA | NonRTO_Midwest | Internal | Winter | B18 | 400 | 100 | 100 | 50.37 | 59.5 | 9 | 0.13
2030 | TVA_2_NonRTO_Midwest | TVA | NonRTO_Midwest | Internal | Winter | B19 | 700 | 100 | 0 | 50.37 | 47.11 | 9 | 0
2030 | TVA_2_NonRTO_Midwest | TVA | NonRTO_Midwest | Internal | Winter | B20 | 935 | 100 | 0 | 48.22 | 40.21 | 9 | 0
2030 | TVA_2_PJM_ROR | TVA | PJM_ROR | Internal | Shoulder | B11 | 25 | 500 | 0 | 68.44 | 65.04 | 9 | 0
2030 | TVA_2_PJM_ROR | TVA | PJM_ROR | Internal | Shoulder | B12 | 200 | 500 | 0 | 51.68 | 55.97 | 9 | 0
2030 | TVA_2_PJM_ROR | TVA | PJM_ROR | Internal | Shoulder | B13 | 600 | 500 | 0 | 49.55 | 50.29 | 9 | 0
2030 | TVA_2_PJM_ROR | TVA | PJM_ROR | Internal | Shoulder | B14 | 900 | 500 | 0 | 49.55 | 47.74 | 9 | 0
2030 | TVA_2_PJM_ROR | TVA | PJM_ROR | Internal | Shoulder | B15 | 1203 | 500 | 0 | 49.55 | 43.69 | 9 | 0
2030 | TVA_2_PJM_ROR | TVA | PJM_ROR | Internal | Summer | B1 | 10 | 500 | 0 | 86.55 | 80.54 | 9 | 0
2030 | TVA_2_PJM_ROR | TVA | PJM_ROR | Internal | Summer | B2 | 25 | 500 | 0 | 84.01 | 78 | 9 | 0
2030 | TVA_2_PJM_ROR | TVA | PJM_ROR | Internal | Summer | B3 | 75 | 500 | 0 | 79.81 | 73.8 | 9 | 0
2030 | TVA_2_PJM_ROR | TVA | PJM_ROR | Internal | Summer | B4 | 100 | 500 | 0 | 78.63 | 72.62 | 9 | 0
2030 | TVA_2_PJM_ROR | TVA | PJM_ROR | Internal | Summer | B5 | 200 | 500 | 0 | 74.69 | 68.68 | 9 | 0
2030 | TVA_2_PJM_ROR | TVA | PJM_ROR | Internal | Summer | B6 | 300 | 500 | 0 | 54.13 | 56.23 | 9 | 0
2030 | TVA_2_PJM_ROR | TVA | PJM_ROR | Internal | Summer | B7 | 400 | 500 | 0 | 48.14 | 47.98 | 9 | 0
2030 | TVA_2_PJM_ROR | TVA | PJM_ROR | Internal | Summer | B8 | 500 | 500 | 0 | 48.14 | 44.82 | 9 | 0
2030 | TVA_2_PJM_ROR | TVA | PJM_ROR | Internal | Summer | B9 | 800 | 500 | 0 | 48.14 | 43.74 | 9 | 0
2030 | TVA_2_PJM_ROR | TVA | PJM_ROR | Internal | Summer | B10 | 1262 | 500 | 0 | 44.33 | 40.39 | 9 | 0
2030 | TVA_2_PJM_ROR | TVA | PJM_ROR | Internal | Winter | B16 | 25 | 500 | 0 | 69.06 | 63.05 | 9 | 0
2030 | TVA_2_PJM_ROR | TVA | PJM_ROR | Internal | Winter | B17 | 100 | 500 | 0 | 54.75 | 57.26 | 9 | 0
2030 | TVA_2_PJM_ROR | TVA | PJM_ROR | Internal | Winter | B18 | 400 | 500 | 0 | 50.37 | 51.35 | 9 | 0
2030 | TVA_2_PJM_ROR | TVA | PJM_ROR | Internal | Winter | B19 | 700 | 500 | 0 | 50.37 | 48.86 | 9 | 0
2030 | TVA_2_PJM_ROR | TVA | PJM_ROR | Internal | Winter | B20 | 935 | 500 | 0 | 48.22 | 42.96 | 9 | 0
2030 | TVA_2_SOCO | TVA | SOCO | Internal | Shoulder | B11 | 25 | 500 | 500 | 68.44 | 79.44 | 9 | 1.99
2030 | TVA_2_SOCO | TVA | SOCO | Internal | Shoulder | B12 | 200 | 500 | 0 | 51.68 | 51.92 | 9 | 0
2030 | TVA_2_SOCO | TVA | SOCO | Internal | Shoulder | B13 | 600 | 500 | 0 | 49.55 | 50.12 | 9 | 0
2030 | TVA_2_SOCO | TVA | SOCO | Internal | Shoulder | B14 | 900 | 500 | 0 | 49.55 | 50.12 | 9 | 0
2030 | TVA_2_SOCO | TVA | SOCO | Internal | Shoulder | B15 | 1203 | 500 | 0 | 49.55 | 50.12 | 9 | 0
2030 | TVA_2_SOCO | TVA | SOCO | Internal | Summer | B1 | 10 | 500 | 0 | 86.55 | 88.73 | 9 | 0
2030 | TVA_2_SOCO | TVA | SOCO | Internal | Summer | B2 | 25 | 500 | 0 | 84.01 | 83.67 | 9 | 0
2030 | TVA_2_SOCO | TVA | SOCO | Internal | Summer | B3 | 75 | 500 | 0 | 79.81 | 83.67 | 9 | 0
2030 | TVA_2_SOCO | TVA | SOCO | Internal | Summer | B4 | 100 | 500 | 0 | 78.63 | 82.07 | 9 | 0
2030 | TVA_2_SOCO | TVA | SOCO | Internal | Summer | B5 | 200 | 500 | 0 | 74.69 | 82.07 | 9 | 0
2030 | TVA_2_SOCO | TVA | SOCO | Internal | Summer | B6 | 300 | 500 | 500 | 54.13 | 71.12 | 9 | 7.99
2030 | TVA_2_SOCO | TVA | SOCO | Internal | Summer | B7 | 400 | 500 | 500 | 48.14 | 61.99 | 9 | 4.85
2030 | TVA_2_SOCO | TVA | SOCO | Internal | Summer | B8 | 500 | 500 | 0 | 48.14 | 50.38 | 9 | 0
2030 | TVA_2_SOCO | TVA | SOCO | Internal | Summer | B9 | 800 | 500 | 0 | 48.14 | 48.64 | 9 | 0
2030 | TVA_2_SOCO | TVA | SOCO | Internal | Summer | B10 | 1262 | 500 | 0 | 44.33 | 48.64 | 9 | 0
2030 | TVA_2_SOCO | TVA | SOCO | Internal | Winter | B16 | 25 | 500 | 0.85 | 69.06 | 78.04 | 9 | 0
2030 | TVA_2_SOCO | TVA | SOCO | Internal | Winter | B17 | 100 | 500 | 0 | 54.75 | 55.01 | 9 | 0
2030 | TVA_2_SOCO | TVA | SOCO | Internal | Winter | B18 | 400 | 500 | 0 | 50.37 | 53.17 | 9 | 0
2030 | TVA_2_SOCO | TVA | SOCO | Internal | Winter | B19 | 700 | 500 | 0 | 50.37 | 53.17 | 9 | 0
2030 | TVA_2_SOCO | TVA | SOCO | Internal | Winter | B20 | 935 | 500 | 0 | 48.22 | 52.42 | 9 | 0
2030 | TVA_2_VACAR | TVA | VACAR | Internal | Shoulder | B11 | 25 | 150 | 0 | 68.44 | 71.04 | 9 | 0
2030 | TVA_2_VACAR | TVA | VACAR | Internal | Shoulder | B12 | 200 | 150 | 0 | 51.68 | 57.81 | 9 | 0
2030 | TVA_2_VACAR | TVA | VACAR | Internal | Shoulder | B13 | 600 | 150 | 0 | 49.55 | 53.88 | 9 | 0
2030 | TVA_2_VACAR | TVA | VACAR | Internal | Shoulder | B14 | 900 | 150 | 0 | 49.55 | 49.65 | 9 | 0
2030 | TVA_2_VACAR | TVA | VACAR | Internal | Shoulder | B15 | 1203 | 150 | 0 | 49.55 | 49.45 | 9 | 0
2030 | TVA_2_VACAR | TVA | VACAR | Internal | Summer | B1 | 10 | 150 | 0 | 86.55 | 86.54 | 9 | 0
2030 | TVA_2_VACAR | TVA | VACAR | Internal | Summer | B2 | 25 | 150 | 0 | 84.01 | 85.75 | 9 | 0
2030 | TVA_2_VACAR | TVA | VACAR | Internal | Summer | B3 | 75 | 150 | 0 | 79.81 | 85.75 | 9 | 0
2030 | TVA_2_VACAR | TVA | VACAR | Internal | Summer | B4 | 100 | 150 | 0 | 78.63 | 83.9 | 9 | 0
2030 | TVA_2_VACAR | TVA | VACAR | Internal | Summer | B5 | 200 | 150 | 0 | 74.69 | 75.07 | 9 | 0
2030 | TVA_2_VACAR | TVA | VACAR | Internal | Summer | B6 | 300 | 150 | 150 | 54.13 | 64.12 | 9 | 0.99
2030 | TVA_2_VACAR | TVA | VACAR | Internal | Summer | B7 | 400 | 150 | 0 | 48.14 | 54.62 | 9 | 0
2030 | TVA_2_VACAR | TVA | VACAR | Internal | Summer | B8 | 500 | 150 | 0 | 48.14 | 50.82 | 9 | 0
2030 | TVA_2_VACAR | TVA | VACAR | Internal | Summer | B9 | 800 | 150 | 0 | 48.14 | 47.46 | 9 | 0
2030 | TVA_2_VACAR | TVA | VACAR | Internal | Summer | B10 | 1262 | 150 | 0 | 44.33 | 47.46 | 9 | 0
2030 | TVA_2_VACAR | TVA | VACAR | Internal | Winter | B16 | 25 | 150 | 0 | 69.06 | 77.08 | 9 | 0
2030 | TVA_2_VACAR | TVA | VACAR | Internal | Winter | B17 | 100 | 150 | 0 | 54.75 | 63.26 | 9 | 0
2030 | TVA_2_VACAR | TVA | VACAR | Internal | Winter | B18 | 400 | 150 | 0 | 50.37 | 53.9 | 9 | 0
2030 | TVA_2_VACAR | TVA | VACAR | Internal | Winter | B19 | 700 | 150 | 0 | 50.37 | 53.9 | 9 | 0
2030 | TVA_2_VACAR | TVA | VACAR | Internal | Winter | B20 | 935 | 150 | 0 | 48.22 | 48.96 | 9 | 0
2030 | TVA_Transmission_2_ENT | TVA_Transmission | ENT | Internal | Shoulder | B11 | 25 | 3000 | 0 | 70.76 | 71.44 | 9 | 0
2030 | TVA_Transmission_2_ENT | TVA_Transmission | ENT | Internal | Shoulder | B12 | 200 | 3000 | 0 | 56.19 | 50.17 | 9 | 0
2030 | TVA_Transmission_2_ENT | TVA_Transmission | ENT | Internal | Shoulder | B13 | 600 | 3000 | 0 | 52.33 | 50.17 | 9 | 0
2030 | TVA_Transmission_2_ENT | TVA_Transmission | ENT | Internal | Shoulder | B14 | 900 | 3000 | 0 | 50.66 | 49.81 | 9 | 0
2030 | TVA_Transmission_2_ENT | TVA_Transmission | ENT | Internal | Shoulder | B15 | 1203 | 3000 | 0 | 49.54 | 48.17 | 9 | 0
2030 | TVA_Transmission_2_ENT | TVA_Transmission | ENT | Internal | Summer | B1 | 10 | 3000 | 0 | 86.54 | 80.73 | 9 | 0
2030 | TVA_Transmission_2_ENT | TVA_Transmission | ENT | Internal | Summer | B2 | 25 | 3000 | 0 | 84 | 80.73 | 9 | 0
2030 | TVA_Transmission_2_ENT | TVA_Transmission | ENT | Internal | Summer | B3 | 75 | 3000 | 0 | 79.8 | 75.67 | 9 | 0
2030 | TVA_Transmission_2_ENT | TVA_Transmission | ENT | Internal | Summer | B4 | 100 | 3000 | 0 | 78.62 | 74.07 | 9 | 0
2030 | TVA_Transmission_2_ENT | TVA_Transmission | ENT | Internal | Summer | B5 | 200 | 3000 | 0 | 74.68 | 74.07 | 9 | 0
2030 | TVA_Transmission_2_ENT | TVA_Transmission | ENT | Internal | Summer | B6 | 300 | 3000 | 0 | 62.17 | 63.12 | 9 | 0
2030 | TVA_Transmission_2_ENT | TVA_Transmission | ENT | Internal | Summer | B7 | 400 | 3000 | 0 | 53.29 | 53.99 | 9 | 0
2030 | TVA_Transmission_2_ENT | TVA_Transmission | ENT | Internal | Summer | B8 | 500 | 3000 | 0 | 49 | 48.58 | 9 | 0
2030 | TVA_Transmission_2_ENT | TVA_Transmission | ENT | Internal | Summer | B9 | 800 | 3000 | 0 | 48.64 | 48.23 | 9 | 0
2030 | TVA_Transmission_2_ENT | TVA_Transmission | ENT | Internal | Summer | B10 | 1262 | 3000 | 0 | 44.72 | 46.65 | 9 | 0
2030 | TVA_Transmission_2_ENT | TVA_Transmission | ENT | Internal | Winter | B16 | 25 | 3000 | 0 | 69.04 | 67.07 | 9 | 0
2030 | TVA_Transmission_2_ENT | TVA_Transmission | ENT | Internal | Winter | B17 | 100 | 3000 | 0 | 58.14 | 53.3 | 9 | 0
2030 | TVA_Transmission_2_ENT | TVA_Transmission | ENT | Internal | Winter | B18 | 400 | 3000 | 0 | 53.9 | 53.3 | 9 | 0
2030 | TVA_Transmission_2_ENT | TVA_Transmission | ENT | Internal | Winter | B19 | 700 | 3000 | 0 | 51.84 | 52.92 | 9 | 0
2030 | TVA_Transmission_2_ENT | TVA_Transmission | ENT | Internal | Winter | B20 | 935 | 3000 | 0 | 48.21 | 48.96 | 9 | 0
2030 | TVA_Transmission_2_MISO_MO-IL | TVA_Transmission | MISO_MO-IL | Internal | Shoulder | B11 | 25 | 4000 | 0 | 70.76 | 67.04 | 9 | 0
2030 | TVA_Transmission_2_MISO_MO-IL | TVA_Transmission | MISO_MO-IL | Internal | Shoulder | B12 | 200 | 4000 | 0 | 56.19 | 52.21 | 9 | 0
2030 | TVA_Transmission_2_MISO_MO-IL | TVA_Transmission | MISO_MO-IL | Internal | Shoulder | B13 | 600 | 4000 | 0 | 52.33 | 48.1 | 9 | 0
2030 | TVA_Transmission_2_MISO_MO-IL | TVA_Transmission | MISO_MO-IL | Internal | Shoulder | B14 | 900 | 4000 | 0 | 50.66 | 45.74 | 9 | 0
2030 | TVA_Transmission_2_MISO_MO-IL | TVA_Transmission | MISO_MO-IL | Internal | Shoulder | B15 | 1203 | 4000 | 0 | 49.54 | 41.54 | 9 | 0
2030 | TVA_Transmission_2_MISO_MO-IL | TVA_Transmission | MISO_MO-IL | Internal | Summer | B1 | 10 | 4000 | 0 | 86.54 | 78.54 | 9 | 0
2030 | TVA_Transmission_2_MISO_MO-IL | TVA_Transmission | MISO_MO-IL | Internal | Summer | B2 | 25 | 4000 | 0 | 84 | 76 | 9 | 0
2030 | TVA_Transmission_2_MISO_MO-IL | TVA_Transmission | MISO_MO-IL | Internal | Summer | B3 | 75 | 4000 | 0 | 79.8 | 75 | 9 | 0
2030 | TVA_Transmission_2_MISO_MO-IL | TVA_Transmission | MISO_MO-IL | Internal | Summer | B4 | 100 | 4000 | 0 | 78.62 | 72.49 | 9 | 0
2030 | TVA_Transmission_2_MISO_MO-IL | TVA_Transmission | MISO_MO-IL | Internal | Summer | B5 | 200 | 4000 | 0 | 74.68 | 70.66 | 9 | 0
2030 | TVA_Transmission_2_MISO_MO-IL | TVA_Transmission | MISO_MO-IL | Internal | Summer | B6 | 300 | 4000 | 0 | 62.17 | 55.12 | 9 | 0
2030 | TVA_Transmission_2_MISO_MO-IL | TVA_Transmission | MISO_MO-IL | Internal | Summer | B7 | 400 | 4000 | 0 | 53.29 | 45.99 | 9 | 0
2030 | TVA_Transmission_2_MISO_MO-IL | TVA_Transmission | MISO_MO-IL | Internal | Summer | B8 | 500 | 4000 | 0 | 49 | 42.82 | 9 | 0
2030 | TVA_Transmission_2_MISO_MO-IL | TVA_Transmission | MISO_MO-IL | Internal | Summer | B9 | 800 | 4000 | 0 | 48.64 | 41.74 | 9 | 0
2030 | TVA_Transmission_2_MISO_MO-IL | TVA_Transmission | MISO_MO-IL | Internal | Summer | B10 | 1262 | 4000 | 0 | 44.72 | 38.65 | 9 | 0
2030 | TVA_Transmission_2_MISO_MO-IL | TVA_Transmission | MISO_MO-IL | Internal | Winter | B16 | 25 | 4000 | 0 | 69.04 | 61.04 | 9 | 0
2030 | TVA_Transmission_2_MISO_MO-IL | TVA_Transmission | MISO_MO-IL | Internal | Winter | B17 | 100 | 4000 | 0 | 58.14 | 50.93 | 9 | 0
2030 | TVA_Transmission_2_MISO_MO-IL | TVA_Transmission | MISO_MO-IL | Internal | Winter | B18 | 400 | 4000 | 0 | 53.9 | 49.35 | 9 | 0
2030 | TVA_Transmission_2_MISO_MO-IL | TVA_Transmission | MISO_MO-IL | Internal | Winter | B19 | 700 | 4000 | 0 | 51.84 | 46.86 | 9 | 0
2030 | TVA_Transmission_2_MISO_MO-IL | TVA_Transmission | MISO_MO-IL | Internal | Winter | B20 | 935 | 4000 | 0 | 48.21 | 40.96 | 9 | 0
2030 | TVA_Transmission_2_NonRTO_Midwest | TVA_Transmission | NonRTO_Midwest | Internal | Shoulder | B11 | 25 | 700 | 0 | 70.76 | 75.04 | 9 | 0
2030 | TVA_Transmission_2_NonRTO_Midwest | TVA_Transmission | NonRTO_Midwest | Internal | Shoulder | B12 | 200 | 700 | 0 | 56.19 | 63.52 | 9 | 0
2030 | TVA_Transmission_2_NonRTO_Midwest | TVA_Transmission | NonRTO_Midwest | Internal | Shoulder | B13 | 600 | 700 | 0 | 52.33 | 56.29 | 9 | 0
2030 | TVA_Transmission_2_NonRTO_Midwest | TVA_Transmission | NonRTO_Midwest | Internal | Shoulder | B14 | 900 | 700 | 0 | 50.66 | 45.63 | 9 | 0
2030 | TVA_Transmission_2_NonRTO_Midwest | TVA_Transmission | NonRTO_Midwest | Internal | Shoulder | B15 | 1203 | 700 | 0 | 49.54 | 41.54 | 9 | 0
2030 | TVA_Transmission_2_NonRTO_Midwest | TVA_Transmission | NonRTO_Midwest | Internal | Summer | B1 | 10 | 700 | 0 | 86.54 | 80.48 | 9 | 0
2030 | TVA_Transmission_2_NonRTO_Midwest | TVA_Transmission | NonRTO_Midwest | Internal | Summer | B2 | 25 | 700 | 0 | 84 | 80.48 | 9 | 0
2030 | TVA_Transmission_2_NonRTO_Midwest | TVA_Transmission | NonRTO_Midwest | Internal | Summer | B3 | 75 | 700 | 0 | 79.8 | 80.48 | 9 | 0
2030 | TVA_Transmission_2_NonRTO_Midwest | TVA_Transmission | NonRTO_Midwest | Internal | Summer | B4 | 100 | 700 | 0 | 78.62 | 80.48 | 9 | 0
2030 | TVA_Transmission_2_NonRTO_Midwest | TVA_Transmission | NonRTO_Midwest | Internal | Summer | B5 | 200 | 700 | 0 | 74.68 | 78.68 | 9 | 0
2030 | TVA_Transmission_2_NonRTO_Midwest | TVA_Transmission | NonRTO_Midwest | Internal | Summer | B6 | 300 | 700 | 0 | 62.17 | 63.13 | 9 | 0
2030 | TVA_Transmission_2_NonRTO_Midwest | TVA_Transmission | NonRTO_Midwest | Internal | Summer | B7 | 400 | 700 | 0 | 53.29 | 46.54 | 9 | 0
2030 | TVA_Transmission_2_NonRTO_Midwest | TVA_Transmission | NonRTO_Midwest | Internal | Summer | B8 | 500 | 700 | 0 | 49 | 44.49 | 9 | 0
2030 | TVA_Transmission_2_NonRTO_Midwest | TVA_Transmission | NonRTO_Midwest | Internal | Summer | B9 | 800 | 700 | 0 | 48.64 | 44.13 | 9 | 0
2030 | TVA_Transmission_2_NonRTO_Midwest | TVA_Transmission | NonRTO_Midwest | Internal | Summer | B10 | 1262 | 700 | 0 | 44.72 | 37.29 | 9 | 0
2030 | TVA_Transmission_2_NonRTO_Midwest | TVA_Transmission | NonRTO_Midwest | Internal | Winter | B16 | 25 | 700 | 0 | 69.04 | 73.06 | 9 | 0
2030 | TVA_Transmission_2_NonRTO_Midwest | TVA_Transmission | NonRTO_Midwest | Internal | Winter | B17 | 100 | 700 | 0 | 58.14 | 66.3 | 9 | 0
2030 | TVA_Transmission_2_NonRTO_Midwest | TVA_Transmission | NonRTO_Midwest | Internal | Winter | B18 | 400 | 700 | 0 | 53.9 | 59.5 | 9 | 0
2030 | TVA_Transmission_2_NonRTO_Midwest | TVA_Transmission | NonRTO_Midwest | Internal | Winter | B19 | 700 | 700 | 0 | 51.84 | 47.11 | 9 | 0
2030 | TVA_Transmission_2_NonRTO_Midwest | TVA_Transmission | NonRTO_Midwest | Internal | Winter | B20 | 935 | 700 | 0 | 48.21 | 40.21 | 9 | 0
2030 | TVA_Transmission_2_PJM_ROR | TVA_Transmission | PJM_ROR | Internal | Shoulder | B11 | 25 | 2000 | 0 | 70.76 | 65.04 | 9 | 0
2030 | TVA_Transmission_2_PJM_ROR | TVA_Transmission | PJM_ROR | Internal | Shoulder | B12 | 200 | 2000 | 0 | 56.19 | 55.97 | 9 | 0
2030 | TVA_Transmission_2_PJM_ROR | TVA_Transmission | PJM_ROR | Internal | Shoulder | B13 | 600 | 2000 | 0 | 52.33 | 50.29 | 9 | 0
2030 | TVA_Transmission_2_PJM_ROR | TVA_Transmission | PJM_ROR | Internal | Shoulder | B14 | 900 | 2000 | 0 | 50.66 | 47.74 | 9 | 0
2030 | TVA_Transmission_2_PJM_ROR | TVA_Transmission | PJM_ROR | Internal | Shoulder | B15 | 1203 | 2000 | 0 | 49.54 | 43.69 | 9 | 0
2030 | TVA_Transmission_2_PJM_ROR | TVA_Transmission | PJM_ROR | Internal | Summer | B1 | 10 | 2000 | 0 | 86.54 | 80.54 | 9 | 0
2030 | TVA_Transmission_2_PJM_ROR | TVA_Transmission | PJM_ROR | Internal | Summer | B2 | 25 | 2000 | 0 | 84 | 78 | 9 | 0
2030 | TVA_Transmission_2_PJM_ROR | TVA_Transmission | PJM_ROR | Internal | Summer | B3 | 75 | 2000 | 0 | 79.8 | 73.8 | 9 | 0
2030 | TVA_Transmission_2_PJM_ROR | TVA_Transmission | PJM_ROR | Internal | Summer | B4 | 100 | 2000 | 0 | 78.62 | 72.62 | 9 | 0
2030 | TVA_Transmission_2_PJM_ROR | TVA_Transmission | PJM_ROR | Internal | Summer | B5 | 200 | 2000 | 0 | 74.68 | 68.68 | 9 | 0
2030 | TVA_Transmission_2_PJM_ROR | TVA_Transmission | PJM_ROR | Internal | Summer | B6 | 300 | 2000 | 0 | 62.17 | 56.23 | 9 | 0
2030 | TVA_Transmission_2_PJM_ROR | TVA_Transmission | PJM_ROR | Internal | Summer | B7 | 400 | 2000 | 0 | 53.29 | 47.98 | 9 | 0
2030 | TVA_Transmission_2_PJM_ROR | TVA_Transmission | PJM_ROR | Internal | Summer | B8 | 500 | 2000 | 0 | 49 | 44.82 | 9 | 0
2030 | TVA_Transmission_2_PJM_ROR | TVA_Transmission | PJM_ROR | Internal | Summer | B9 | 800 | 2000 | 0 | 48.64 | 43.74 | 9 | 0
2030 | TVA_Transmission_2_PJM_ROR | TVA_Transmission | PJM_ROR | Internal | Summer | B10 | 1262 | 2000 | 0 | 44.72 | 40.39 | 9 | 0
2030 | TVA_Transmission_2_PJM_ROR | TVA_Transmission | PJM_ROR | Internal | Winter | B16 | 25 | 2000 | 0 | 69.04 | 63.05 | 9 | 0
2030 | TVA_Transmission_2_PJM_ROR | TVA_Transmission | PJM_ROR | Internal | Winter | B17 | 100 | 2000 | 0 | 58.14 | 57.26 | 9 | 0
2030 | TVA_Transmission_2_PJM_ROR | TVA_Transmission | PJM_ROR | Internal | Winter | B18 | 400 | 2000 | 0 | 53.9 | 51.35 | 9 | 0
2030 | TVA_Transmission_2_PJM_ROR | TVA_Transmission | PJM_ROR | Internal | Winter | B19 | 700 | 2000 | 0 | 51.84 | 48.86 | 9 | 0
2030 | TVA_Transmission_2_PJM_ROR | TVA_Transmission | PJM_ROR | Internal | Winter | B20 | 935 | 2000 | 0 | 48.21 | 42.96 | 9 | 0
2030 | TVA_Transmission_2_SOCO | TVA_Transmission | SOCO | Internal | Shoulder | B11 | 25 | 3200 | 0.03 | 70.76 | 79.44 | 9 | 0
2030 | TVA_Transmission_2_SOCO | TVA_Transmission | SOCO | Internal | Shoulder | B12 | 200 | 3200 | 0 | 56.19 | 51.92 | 9 | 0
2030 | TVA_Transmission_2_SOCO | TVA_Transmission | SOCO | Internal | Shoulder | B13 | 600 | 3200 | 0 | 52.33 | 50.12 | 9 | 0
2030 | TVA_Transmission_2_SOCO | TVA_Transmission | SOCO | Internal | Shoulder | B14 | 900 | 3200 | 0 | 50.66 | 50.12 | 9 | 0
2030 | TVA_Transmission_2_SOCO | TVA_Transmission | SOCO | Internal | Shoulder | B15 | 1203 | 3200 | 0 | 49.54 | 50.12 | 9 | 0
2030 | TVA_Transmission_2_SOCO | TVA_Transmission | SOCO | Internal | Summer | B1 | 10 | 3200 | 0 | 86.54 | 88.73 | 9 | 0
2030 | TVA_Transmission_2_SOCO | TVA_Transmission | SOCO | Internal | Summer | B2 | 25 | 3200 | 0 | 84 | 83.67 | 9 | 0
2030 | TVA_Transmission_2_SOCO | TVA_Transmission | SOCO | Internal | Summer | B3 | 75 | 3200 | 0 | 79.8 | 83.67 | 9 | 0
2030 | TVA_Transmission_2_SOCO | TVA_Transmission | SOCO | Internal | Summer | B4 | 100 | 3200 | 0 | 78.62 | 82.07 | 9 | 0
2030 | TVA_Transmission_2_SOCO | TVA_Transmission | SOCO | Internal | Summer | B5 | 200 | 3200 | 0 | 74.68 | 82.07 | 9 | 0
2030 | TVA_Transmission_2_SOCO | TVA_Transmission | SOCO | Internal | Summer | B6 | 300 | 3200 | 0.02 | 62.17 | 71.12 | 9 | 0
2030 | TVA_Transmission_2_SOCO | TVA_Transmission | SOCO | Internal | Summer | B7 | 400 | 3200 | 0 | 53.29 | 61.99 | 9 | 0
2030 | TVA_Transmission_2_SOCO | TVA_Transmission | SOCO | Internal | Summer | B8 | 500 | 3200 | 0 | 49 | 50.38 | 9 | 0
2030 | TVA_Transmission_2_SOCO | TVA_Transmission | SOCO | Internal | Summer | B9 | 800 | 3200 | 0 | 48.64 | 48.64 | 9 | 0
2030 | TVA_Transmission_2_SOCO | TVA_Transmission | SOCO | Internal | Summer | B10 | 1262 | 3200 | 0 | 44.72 | 48.64 | 9 | 0
2030 | TVA_Transmission_2_SOCO | TVA_Transmission | SOCO | Internal | Winter | B16 | 25 | 3200 | 343.2 | 69.04 | 78.04 | 9 | 0
2030 | TVA_Transmission_2_SOCO | TVA_Transmission | SOCO | Internal | Winter | B17 | 100 | 3200 | 0 | 58.14 | 55.01 | 9 | 0
2030 | TVA_Transmission_2_SOCO | TVA_Transmission | SOCO | Internal | Winter | B18 | 400 | 3200 | 0 | 53.9 | 53.17 | 9 | 0
2030 | TVA_Transmission_2_SOCO | TVA_Transmission | SOCO | Internal | Winter | B19 | 700 | 3200 | 0 | 51.84 | 53.17 | 9 | 0
2030 | TVA_Transmission_2_SOCO | TVA_Transmission | SOCO | Internal | Winter | B20 | 935 | 3200 | 0 | 48.21 | 52.42 | 9 | 0
2030 | TVA_Transmission_2_TVA | TVA_Transmission | TVA | Internal | Shoulder | B11 | 25 | 99999 | 0 | 70.76 | 68.44 | 0.01 | 0
2030 | TVA_Transmission_2_TVA | TVA_Transmission | TVA | Internal | Shoulder | B12 | 200 | 99999 | 0 | 56.19 | 51.68 | 0.01 | 0
2030 | TVA_Transmission_2_TVA | TVA_Transmission | TVA | Internal | Shoulder | B13 | 600 | 99999 | 0 | 52.33 | 49.55 | 0.01 | 0
2030 | TVA_Transmission_2_TVA | TVA_Transmission | TVA | Internal | Shoulder | B14 | 900 | 99999 | 0 | 50.66 | 49.55 | 0.01 | 0
2030 | TVA_Transmission_2_TVA | TVA_Transmission | TVA | Internal | Shoulder | B15 | 1203 | 99999 | 1509.18 | 49.54 | 49.55 | 0.01 | 0
2030 | TVA_Transmission_2_TVA | TVA_Transmission | TVA | Internal | Summer | B1 | 10 | 99999 | 2548.25 | 86.54 | 86.55 | 0.01 | 0
2030 | TVA_Transmission_2_TVA | TVA_Transmission | TVA | Internal | Summer | B2 | 25 | 99999 | 2538.94 | 84 | 84.01 | 0.01 | 0
2030 | TVA_Transmission_2_TVA | TVA_Transmission | TVA | Internal | Summer | B3 | 75 | 99999 | 800.22 | 79.8 | 79.81 | 0.01 | 0
2030 | TVA_Transmission_2_TVA | TVA_Transmission | TVA | Internal | Summer | B4 | 100 | 99999 | 568 | 78.62 | 78.63 | 0.01 | 0
2030 | TVA_Transmission_2_TVA | TVA_Transmission | TVA | Internal | Summer | B5 | 200 | 99999 | 159.3 | 74.68 | 74.69 | 0.01 | 0
2030 | TVA_Transmission_2_TVA | TVA_Transmission | TVA | Internal | Summer | B6 | 300 | 99999 | 0 | 62.17 | 54.13 | 0.01 | 0
2030 | TVA_Transmission_2_TVA | TVA_Transmission | TVA | Internal | Summer | B7 | 400 | 99999 | 0 | 53.29 | 48.14 | 0.01 | 0
2030 | TVA_Transmission_2_TVA | TVA_Transmission | TVA | Internal | Summer | B8 | 500 | 99999 | 0 | 49 | 48.14 | 0.01 | 0
2030 | TVA_Transmission_2_TVA | TVA_Transmission | TVA | Internal | Summer | B9 | 800 | 99999 | 0 | 48.64 | 48.14 | 0.01 | 0
2030 | TVA_Transmission_2_TVA | TVA_Transmission | TVA | Internal | Summer | B10 | 1262 | 99999 | 0 | 44.72 | 44.33 | 0.01 | 0
2030 | TVA_Transmission_2_TVA | TVA_Transmission | TVA | Internal | Winter | B16 | 25 | 99999 | 27.11 | 69.04 | 69.06 | 0.01 | 0
2030 | TVA_Transmission_2_TVA | TVA_Transmission | TVA | Internal | Winter | B17 | 100 | 99999 | 0 | 58.14 | 54.75 | 0.01 | 0
2030 | TVA_Transmission_2_TVA | TVA_Transmission | TVA | Internal | Winter | B18 | 400 | 99999 | 0 | 53.9 | 50.37 | 0.01 | 0
2030 | TVA_Transmission_2_TVA | TVA_Transmission | TVA | Internal | Winter | B19 | 700 | 99999 | 0 | 51.84 | 50.37 | 0.01 | 0
2030 | TVA_Transmission_2_TVA | TVA_Transmission | TVA | Internal | Winter | B20 | 935 | 99999 | 366.37 | 48.21 | 48.22 | 0.01 | 0
2030 | TVA_Transmission_2_VACAR | TVA_Transmission | VACAR | Internal | Shoulder | B11 | 25 | 900 | 0 | 70.76 | 71.04 | 9 | 0
2030 | TVA_Transmission_2_VACAR | TVA_Transmission | VACAR | Internal | Shoulder | B12 | 200 | 900 | 0 | 56.19 | 57.81 | 9 | 0
2030 | TVA_Transmission_2_VACAR | TVA_Transmission | VACAR | Internal | Shoulder | B13 | 600 | 900 | 0 | 52.33 | 53.88 | 9 | 0
2030 | TVA_Transmission_2_VACAR | TVA_Transmission | VACAR | Internal | Shoulder | B14 | 900 | 900 | 0 | 50.66 | 49.65 | 9 | 0
2030 | TVA_Transmission_2_VACAR | TVA_Transmission | VACAR | Internal | Shoulder | B15 | 1203 | 900 | 0 | 49.54 | 49.45 | 9 | 0
2030 | TVA_Transmission_2_VACAR | TVA_Transmission | VACAR | Internal | Summer | B1 | 10 | 900 | 0 | 86.54 | 86.54 | 9 | 0
2030 | TVA_Transmission_2_VACAR | TVA_Transmission | VACAR | Internal | Summer | B2 | 25 | 900 | 0 | 84 | 85.75 | 9 | 0
2030 | TVA_Transmission_2_VACAR | TVA_Transmission | VACAR | Internal | Summer | B3 | 75 | 900 | 0 | 79.8 | 85.75 | 9 | 0
2030 | TVA_Transmission_2_VACAR | TVA_Transmission | VACAR | Internal | Summer | B4 | 100 | 900 | 0 | 78.62 | 83.9 | 9 | 0
2030 | TVA_Transmission_2_VACAR | TVA_Transmission | VACAR | Internal | Summer | B5 | 200 | 900 | 0 | 74.68 | 75.07 | 9 | 0
2030 | TVA_Transmission_2_VACAR | TVA_Transmission | VACAR | Internal | Summer | B6 | 300 | 900 | 0 | 62.17 | 64.12 | 9 | 0
2030 | TVA_Transmission_2_VACAR | TVA_Transmission | VACAR | Internal | Summer | B7 | 400 | 900 | 0 | 53.29 | 54.62 | 9 | 0
2030 | TVA_Transmission_2_VACAR | TVA_Transmission | VACAR | Internal | Summer | B8 | 500 | 900 | 0 | 49 | 50.82 | 9 | 0
2030 | TVA_Transmission_2_VACAR | TVA_Transmission | VACAR | Internal | Summer | B9 | 800 | 900 | 0 | 48.64 | 47.46 | 9 | 0
2030 | TVA_Transmission_2_VACAR | TVA_Transmission | VACAR | Internal | Summer | B10 | 1262 | 900 | 0 | 44.72 | 47.46 | 9 | 0
2030 | TVA_Transmission_2_VACAR | TVA_Transmission | VACAR | Internal | Winter | B16 | 25 | 900 | 0 | 69.04 | 77.08 | 9 | 0
2030 | TVA_Transmission_2_VACAR | TVA_Transmission | VACAR | Internal | Winter | B17 | 100 | 900 | 0 | 58.14 | 63.26 | 9 | 0
2030 | TVA_Transmission_2_VACAR | TVA_Transmission | VACAR | Internal | Winter | B18 | 400 | 900 | 0 | 53.9 | 53.9 | 9 | 0
2030 | TVA_Transmission_2_VACAR | TVA_Transmission | VACAR | Internal | Winter | B19 | 700 | 900 | 0 | 51.84 | 53.9 | 9 | 0
2030 | TVA_Transmission_2_VACAR | TVA_Transmission | VACAR | Internal | Winter | B20 | 935 | 900 | 0 | 48.21 | 48.96 | 9 | 0
2030 | VACAR_2_PJM_ROR | VACAR | PJM_ROR | Internal | Shoulder | B11 | 25 | 2000 | 0 | 71.04 | 65.04 | 7 | 0
2030 | VACAR_2_PJM_ROR | VACAR | PJM_ROR | Internal | Shoulder | B12 | 200 | 2000 | 0 | 57.81 | 55.97 | 7 | 0
2030 | VACAR_2_PJM_ROR | VACAR | PJM_ROR | Internal | Shoulder | B13 | 600 | 2000 | 0 | 53.88 | 50.29 | 7 | 0
2030 | VACAR_2_PJM_ROR | VACAR | PJM_ROR | Internal | Shoulder | B14 | 900 | 2000 | 0 | 49.65 | 47.74 | 7 | 0
2030 | VACAR_2_PJM_ROR | VACAR | PJM_ROR | Internal | Shoulder | B15 | 1203 | 2000 | 0 | 49.45 | 43.69 | 7 | 0
2030 | VACAR_2_PJM_ROR | VACAR | PJM_ROR | Internal | Summer | B1 | 10 | 2000 | 0 | 86.54 | 80.54 | 7 | 0
2030 | VACAR_2_PJM_ROR | VACAR | PJM_ROR | Internal | Summer | B2 | 25 | 2000 | 0 | 85.75 | 78 | 7 | 0
2030 | VACAR_2_PJM_ROR | VACAR | PJM_ROR | Internal | Summer | B3 | 75 | 2000 | 0 | 85.75 | 73.8 | 7 | 0
2030 | VACAR_2_PJM_ROR | VACAR | PJM_ROR | Internal | Summer | B4 | 100 | 2000 | 0 | 83.9 | 72.62 | 7 | 0
2030 | VACAR_2_PJM_ROR | VACAR | PJM_ROR | Internal | Summer | B5 | 200 | 2000 | 0 | 75.07 | 68.68 | 7 | 0
2030 | VACAR_2_PJM_ROR | VACAR | PJM_ROR | Internal | Summer | B6 | 300 | 2000 | 0 | 64.12 | 56.23 | 7 | 0
2030 | VACAR_2_PJM_ROR | VACAR | PJM_ROR | Internal | Summer | B7 | 400 | 2000 | 0 | 54.62 | 47.98 | 7 | 0
2030 | VACAR_2_PJM_ROR | VACAR | PJM_ROR | Internal | Summer | B8 | 500 | 2000 | 0 | 50.82 | 44.82 | 7 | 0
2030 | VACAR_2_PJM_ROR | VACAR | PJM_ROR | Internal | Summer | B9 | 800 | 2000 | 0 | 47.46 | 43.74 | 7 | 0
2030 | VACAR_2_PJM_ROR | VACAR | PJM_ROR | Internal | Summer | B10 | 1262 | 2000 | 0 | 47.46 | 40.39 | 7 | 0
2030 | VACAR_2_PJM_ROR | VACAR | PJM_ROR | Internal | Winter | B16 | 25 | 2000 | 0 | 77.08 | 63.05 | 7 | 0
2030 | VACAR_2_PJM_ROR | VACAR | PJM_ROR | Internal | Winter | B17 | 100 | 2000 | 0 | 63.26 | 57.26 | 7 | 0
2030 | VACAR_2_PJM_ROR | VACAR | PJM_ROR | Internal | Winter | B18 | 400 | 2000 | 0 | 53.9 | 51.35 | 7 | 0
2030 | VACAR_2_PJM_ROR | VACAR | PJM_ROR | Internal | Winter | B19 | 700 | 2000 | 0 | 53.9 | 48.86 | 7 | 0
2030 | VACAR_2_PJM_ROR | VACAR | PJM_ROR | Internal | Winter | B20 | 935 | 2000 | 0 | 48.96 | 42.96 | 7 | 0
2030 | VACAR_2_SOCO | VACAR | SOCO | Internal | Shoulder | B11 | 25 | 3000 | 2999.99 | 71.04 | 79.44 | 7 | 1.39
2030 | VACAR_2_SOCO | VACAR | SOCO | Internal | Shoulder | B12 | 200 | 3000 | 0 | 57.81 | 51.92 | 7 | 0
2030 | VACAR_2_SOCO | VACAR | SOCO | Internal | Shoulder | B13 | 600 | 3000 | 0 | 53.88 | 50.12 | 7 | 0
2030 | VACAR_2_SOCO | VACAR | SOCO | Internal | Shoulder | B14 | 900 | 3000 | 0 | 49.65 | 50.12 | 7 | 0
2030 | VACAR_2_SOCO | VACAR | SOCO | Internal | Shoulder | B15 | 1203 | 3000 | 0 | 49.45 | 50.12 | 7 | 0
2030 | VACAR_2_SOCO | VACAR | SOCO | Internal | Summer | B1 | 10 | 3000 | 0 | 86.54 | 88.73 | 7 | 0
2030 | VACAR_2_SOCO | VACAR | SOCO | Internal | Summer | B2 | 25 | 3000 | 0 | 85.75 | 83.67 | 7 | 0
2030 | VACAR_2_SOCO | VACAR | SOCO | Internal | Summer | B3 | 75 | 3000 | 0 | 85.75 | 83.67 | 7 | 0
2030 | VACAR_2_SOCO | VACAR | SOCO | Internal | Summer | B4 | 100 | 3000 | 0 | 83.9 | 82.07 | 7 | 0
2030 | VACAR_2_SOCO | VACAR | SOCO | Internal | Summer | B5 | 200 | 3000 | 1331.44 | 75.07 | 82.07 | 7 | 0
2030 | VACAR_2_SOCO | VACAR | SOCO | Internal | Summer | B6 | 300 | 3000 | 1328.72 | 64.12 | 71.12 | 7 | 0
2030 | VACAR_2_SOCO | VACAR | SOCO | Internal | Summer | B7 | 400 | 3000 | 3000 | 54.62 | 61.99 | 7 | 0.38
2030 | VACAR_2_SOCO | VACAR | SOCO | Internal | Summer | B8 | 500 | 3000 | 0 | 50.82 | 50.38 | 7 | 0
2030 | VACAR_2_SOCO | VACAR | SOCO | Internal | Summer | B9 | 800 | 3000 | 0 | 47.46 | 48.64 | 7 | 0
2030 | VACAR_2_SOCO | VACAR | SOCO | Internal | Summer | B10 | 1262 | 3000 | 0 | 47.46 | 48.64 | 7 | 0
2030 | VACAR_2_SOCO | VACAR | SOCO | Internal | Winter | B16 | 25 | 3000 | 0 | 77.08 | 78.04 | 7 | 0
2030 | VACAR_2_SOCO | VACAR | SOCO | Internal | Winter | B17 | 100 | 3000 | 0 | 63.26 | 55.01 | 7 | 0
2030 | VACAR_2_SOCO | VACAR | SOCO | Internal | Winter | B18 | 400 | 3000 | 0 | 53.9 | 53.17 | 7 | 0
2030 | VACAR_2_SOCO | VACAR | SOCO | Internal | Winter | B19 | 700 | 3000 | 0 | 53.9 | 53.17 | 7 | 0
2030 | VACAR_2_SOCO | VACAR | SOCO | Internal | Winter | B20 | 935 | 3000 | 0 | 48.96 | 52.42 | 7 | 0
2030 | VACAR_2_TVA_Transmission | VACAR | TVA_Transmission | Internal | Shoulder | B11 | 25 | 900 | 0 | 71.04 | 70.76 | 7 | 0
2030 | VACAR_2_TVA_Transmission | VACAR | TVA_Transmission | Internal | Shoulder | B12 | 200 | 900 | 0 | 57.81 | 56.19 | 7 | 0
2030 | VACAR_2_TVA_Transmission | VACAR | TVA_Transmission | Internal | Shoulder | B13 | 600 | 900 | 0 | 53.88 | 52.33 | 7 | 0
2030 | VACAR_2_TVA_Transmission | VACAR | TVA_Transmission | Internal | Shoulder | B14 | 900 | 900 | 0 | 49.65 | 50.66 | 7 | 0
2030 | VACAR_2_TVA_Transmission | VACAR | TVA_Transmission | Internal | Shoulder | B15 | 1203 | 900 | 0 | 49.45 | 49.54 | 7 | 0
2030 | VACAR_2_TVA_Transmission | VACAR | TVA_Transmission | Internal | Summer | B1 | 10 | 900 | 0 | 86.54 | 86.54 | 7 | 0
2030 | VACAR_2_TVA_Transmission | VACAR | TVA_Transmission | Internal | Summer | B2 | 25 | 900 | 0 | 85.75 | 84 | 7 | 0
2030 | VACAR_2_TVA_Transmission | VACAR | TVA_Transmission | Internal | Summer | B3 | 75 | 900 | 0 | 85.75 | 79.8 | 7 | 0
2030 | VACAR_2_TVA_Transmission | VACAR | TVA_Transmission | Internal | Summer | B4 | 100 | 900 | 0 | 83.9 | 78.62 | 7 | 0
2030 | VACAR_2_TVA_Transmission | VACAR | TVA_Transmission | Internal | Summer | B5 | 200 | 900 | 0 | 75.07 | 74.68 | 7 | 0
2030 | VACAR_2_TVA_Transmission | VACAR | TVA_Transmission | Internal | Summer | B6 | 300 | 900 | 0 | 64.12 | 62.17 | 7 | 0
2030 | VACAR_2_TVA_Transmission | VACAR | TVA_Transmission | Internal | Summer | B7 | 400 | 900 | 0 | 54.62 | 53.29 | 7 | 0
2030 | VACAR_2_TVA_Transmission | VACAR | TVA_Transmission | Internal | Summer | B8 | 500 | 900 | 0 | 50.82 | 49 | 7 | 0
2030 | VACAR_2_TVA_Transmission | VACAR | TVA_Transmission | Internal | Summer | B9 | 800 | 900 | 0 | 47.46 | 48.64 | 7 | 0
2030 | VACAR_2_TVA_Transmission | VACAR | TVA_Transmission | Internal | Summer | B10 | 1262 | 900 | 0 | 47.46 | 44.72 | 7 | 0
2030 | VACAR_2_TVA_Transmission | VACAR | TVA_Transmission | Internal | Winter | B16 | 25 | 900 | 0 | 77.08 | 69.04 | 7 | 0
2030 | VACAR_2_TVA_Transmission | VACAR | TVA_Transmission | Internal | Winter | B17 | 100 | 900 | 0 | 63.26 | 58.14 | 7 | 0
2030 | VACAR_2_TVA_Transmission | VACAR | TVA_Transmission | Internal | Winter | B18 | 400 | 900 | 0 | 53.9 | 53.9 | 7 | 0
2030 | VACAR_2_TVA_Transmission | VACAR | TVA_Transmission | Internal | Winter | B19 | 700 | 900 | 0 | 53.9 | 51.84 | 7 | 0
2030 | VACAR_2_TVA_Transmission | VACAR | TVA_Transmission | Internal | Winter | B20 | 935 | 900 | 0 | 48.96 | 48.21 | 7 | 0
2035 | ENT_2_MISO_MO-IL | ENT | MISO_MO-IL | Internal | Shoulder | B11 | 25 | 2260 | 0 | 79.02 | 73.38 | 8 | 0
2035 | ENT_2_MISO_MO-IL | ENT | MISO_MO-IL | Internal | Shoulder | B12 | 200 | 2260 | 0 | 55.85 | 57.5 | 8 | 0
2035 | ENT_2_MISO_MO-IL | ENT | MISO_MO-IL | Internal | Shoulder | B13 | 600 | 2260 | 0 | 55.85 | 52.28 | 8 | 0
2035 | ENT_2_MISO_MO-IL | ENT | MISO_MO-IL | Internal | Shoulder | B14 | 900 | 2260 | 0 | 55.45 | 49.48 | 8 | 0
2035 | ENT_2_MISO_MO-IL | ENT | MISO_MO-IL | Internal | Shoulder | B15 | 1203 | 2260 | 0 | 53.61 | 44.56 | 8 | 0
2035 | ENT_2_MISO_MO-IL | ENT | MISO_MO-IL | Internal | Summer | B1 | 10 | 2260 | 0 | 89.32 | 87.83 | 8 | 0
2035 | ENT_2_MISO_MO-IL | ENT | MISO_MO-IL | Internal | Summer | B2 | 25 | 2260 | 0 | 88.02 | 84.53 | 8 | 0
2035 | ENT_2_MISO_MO-IL | ENT | MISO_MO-IL | Internal | Summer | B3 | 75 | 2260 | 0 | 84.69 | 83.78 | 8 | 0
2035 | ENT_2_MISO_MO-IL | ENT | MISO_MO-IL | Internal | Summer | B4 | 100 | 2260 | 0 | 82.9 | 80.94 | 8 | 0
2035 | ENT_2_MISO_MO-IL | ENT | MISO_MO-IL | Internal | Summer | B5 | 200 | 2260 | 0 | 82.9 | 77.99 | 8 | 0
2035 | ENT_2_MISO_MO-IL | ENT | MISO_MO-IL | Internal | Summer | B6 | 300 | 2260 | 0 | 71.9 | 63.9 | 8 | 0
2035 | ENT_2_MISO_MO-IL | ENT | MISO_MO-IL | Internal | Summer | B7 | 400 | 2260 | 0 | 58.17 | 51.48 | 8 | 0
2035 | ENT_2_MISO_MO-IL | ENT | MISO_MO-IL | Internal | Summer | B8 | 500 | 2260 | 0 | 54.07 | 46.8 | 8 | 0
2035 | ENT_2_MISO_MO-IL | ENT | MISO_MO-IL | Internal | Summer | B9 | 800 | 2260 | 0 | 52.61 | 44.61 | 8 | 0
2035 | ENT_2_MISO_MO-IL | ENT | MISO_MO-IL | Internal | Summer | B10 | 1262 | 2260 | 0 | 50.89 | 41.23 | 8 | 0
2035 | ENT_2_MISO_MO-IL | ENT | MISO_MO-IL | Internal | Winter | B16 | 25 | 2260 | 0 | 71.84 | 63.84 | 8 | 0
2035 | ENT_2_MISO_MO-IL | ENT | MISO_MO-IL | Internal | Winter | B17 | 100 | 2260 | 0 | 59.42 | 52.73 | 8 | 0
2035 | ENT_2_MISO_MO-IL | ENT | MISO_MO-IL | Internal | Winter | B18 | 400 | 2260 | 0 | 59.42 | 55.36 | 8 | 0
2035 | ENT_2_MISO_MO-IL | ENT | MISO_MO-IL | Internal | Winter | B19 | 700 | 2260 | 0 | 58.99 | 51.4 | 8 | 0
2035 | ENT_2_MISO_MO-IL | ENT | MISO_MO-IL | Internal | Winter | B20 | 935 | 2260 | 0 | 52.27 | 43.27 | 8 | 0
2035 | ENT_2_SOCO | ENT | SOCO | Internal | Shoulder | B11 | 25 | 2000 | 0.02 | 79.02 | 86.37 | 8 | 0
2035 | ENT_2_SOCO | ENT | SOCO | Internal | Shoulder | B12 | 200 | 2000 | 0 | 55.85 | 56 | 8 | 0
2035 | ENT_2_SOCO | ENT | SOCO | Internal | Shoulder | B13 | 600 | 2000 | 0 | 55.85 | 55.72 | 8 | 0
2035 | ENT_2_SOCO | ENT | SOCO | Internal | Shoulder | B14 | 900 | 2000 | 0 | 55.45 | 55.72 | 8 | 0
2035 | ENT_2_SOCO | ENT | SOCO | Internal | Shoulder | B15 | 1203 | 2000 | 0 | 53.61 | 55.72 | 8 | 0
2035 | ENT_2_SOCO | ENT | SOCO | Internal | Summer | B1 | 10 | 2000 | 1479.07 | 89.32 | 97.32 | 8 | 0
2035 | ENT_2_SOCO | ENT | SOCO | Internal | Summer | B2 | 25 | 2000 | 0 | 88.02 | 92.69 | 8 | 0
2035 | ENT_2_SOCO | ENT | SOCO | Internal | Summer | B3 | 75 | 2000 | 610.23 | 84.69 | 92.69 | 8 | 0
2035 | ENT_2_SOCO | ENT | SOCO | Internal | Summer | B4 | 100 | 2000 | 692.16 | 82.9 | 90.9 | 8 | 0
2035 | ENT_2_SOCO | ENT | SOCO | Internal | Summer | B5 | 200 | 2000 | 1830.1 | 82.9 | 90.9 | 8 | 0
2035 | ENT_2_SOCO | ENT | SOCO | Internal | Summer | B6 | 300 | 2000 | 0 | 71.9 | 77.67 | 8 | 0
2035 | ENT_2_SOCO | ENT | SOCO | Internal | Summer | B7 | 400 | 2000 | 166.26 | 58.17 | 66.17 | 8 | 0
2035 | ENT_2_SOCO | ENT | SOCO | Internal | Summer | B8 | 500 | 2000 | 0 | 54.07 | 56.13 | 8 | 0
2035 | ENT_2_SOCO | ENT | SOCO | Internal | Summer | B9 | 800 | 2000 | 0 | 52.61 | 54.18 | 8 | 0
2035 | ENT_2_SOCO | ENT | SOCO | Internal | Summer | B10 | 1262 | 2000 | 0 | 50.89 | 54.18 | 8 | 0
2035 | ENT_2_SOCO | ENT | SOCO | Internal | Winter | B16 | 25 | 2000 | 1999.99 | 71.84 | 80.73 | 8 | 0.89
2035 | ENT_2_SOCO | ENT | SOCO | Internal | Winter | B17 | 100 | 2000 | 0 | 59.42 | 59.73 | 8 | 0
2035 | ENT_2_SOCO | ENT | SOCO | Internal | Winter | B18 | 400 | 2000 | 0 | 59.42 | 59.07 | 8 | 0
2035 | ENT_2_SOCO | ENT | SOCO | Internal | Winter | B19 | 700 | 2000 | 0 | 58.99 | 59.07 | 8 | 0
2035 | ENT_2_SOCO | ENT | SOCO | Internal | Winter | B20 | 935 | 2000 | 0 | 52.27 | 54.09 | 8 | 0
2035 | ENT_2_SPP_N | ENT | SPP_N | Internal | Shoulder | B11 | 25 | 1300 | 0 | 79.02 | 80.37 | 8 | 0
2035 | ENT_2_SPP_N | ENT | SPP_N | Internal | Shoulder | B12 | 200 | 1300 | 0 | 55.85 | 56.06 | 8 | 0
2035 | ENT_2_SPP_N | ENT | SPP_N | Internal | Shoulder | B13 | 600 | 1300 | 0 | 55.85 | 55.18 | 8 | 0
2035 | ENT_2_SPP_N | ENT | SPP_N | Internal | Shoulder | B14 | 900 | 1300 | 0 | 55.45 | 55.18 | 8 | 0
2035 | ENT_2_SPP_N | ENT | SPP_N | Internal | Shoulder | B15 | 1203 | 1300 | 0 | 53.61 | 45.76 | 8 | 0
2035 | ENT_2_SPP_N | ENT | SPP_N | Internal | Summer | B1 | 10 | 1300 | 0 | 89.32 | 88.32 | 8 | 0
2035 | ENT_2_SPP_N | ENT | SPP_N | Internal | Summer | B2 | 25 | 1300 | 0 | 88.02 | 87.55 | 8 | 0
2035 | ENT_2_SPP_N | ENT | SPP_N | Internal | Summer | B3 | 75 | 1300 | 0 | 84.69 | 85.65 | 8 | 0
2035 | ENT_2_SPP_N | ENT | SPP_N | Internal | Summer | B4 | 100 | 1300 | 0 | 82.9 | 85.45 | 8 | 0
2035 | ENT_2_SPP_N | ENT | SPP_N | Internal | Summer | B5 | 200 | 1300 | 0 | 82.9 | 84.98 | 8 | 0
2035 | ENT_2_SPP_N | ENT | SPP_N | Internal | Summer | B6 | 300 | 1300 | 0 | 71.9 | 71.66 | 8 | 0
2035 | ENT_2_SPP_N | ENT | SPP_N | Internal | Summer | B7 | 400 | 1300 | 0 | 58.17 | 58.47 | 8 | 0
2035 | ENT_2_SPP_N | ENT | SPP_N | Internal | Summer | B8 | 500 | 1300 | 0 | 54.07 | 53.4 | 8 | 0
2035 | ENT_2_SPP_N | ENT | SPP_N | Internal | Summer | B9 | 800 | 1300 | 0 | 52.61 | 51.6 | 8 | 0
2035 | ENT_2_SPP_N | ENT | SPP_N | Internal | Summer | B10 | 1262 | 1300 | 0 | 50.89 | 45.88 | 8 | 0
2035 | ENT_2_SPP_N | ENT | SPP_N | Internal | Winter | B16 | 25 | 1300 | 0 | 71.84 | 64.9 | 8 | 0
2035 | ENT_2_SPP_N | ENT | SPP_N | Internal | Winter | B17 | 100 | 1300 | 0 | 59.42 | 58.94 | 8 | 0
2035 | ENT_2_SPP_N | ENT | SPP_N | Internal | Winter | B18 | 400 | 1300 | 0 | 59.42 | 57.01 | 8 | 0
2035 | ENT_2_SPP_N | ENT | SPP_N | Internal | Winter | B19 | 700 | 1300 | 0 | 58.99 | 56.37 | 8 | 0
2035 | ENT_2_SPP_N | ENT | SPP_N | Internal | Winter | B20 | 935 | 1300 | 0 | 52.27 | 44.53 | 8 | 0
2035 | ENT_2_SPP_S | ENT | SPP_S | Internal | Shoulder | B11 | 25 | 1300 | 0 | 79.02 | 74.02 | 8 | 0
2035 | ENT_2_SPP_S | ENT | SPP_S | Internal | Shoulder | B12 | 200 | 1300 | 0 | 55.85 | 53.52 | 8 | 0
2035 | ENT_2_SPP_S | ENT | SPP_S | Internal | Shoulder | B13 | 600 | 1300 | 0 | 55.85 | 53.52 | 8 | 0
2035 | ENT_2_SPP_S | ENT | SPP_S | Internal | Shoulder | B14 | 900 | 1300 | 0 | 55.45 | 53.4 | 8 | 0
2035 | ENT_2_SPP_S | ENT | SPP_S | Internal | Shoulder | B15 | 1203 | 1300 | 0 | 53.61 | 45.75 | 8 | 0
2035 | ENT_2_SPP_S | ENT | SPP_S | Internal | Summer | B1 | 10 | 1300 | 0 | 89.32 | 73.57 | 8 | 0
2035 | ENT_2_SPP_S | ENT | SPP_S | Internal | Summer | B2 | 25 | 1300 | 0 | 88.02 | 74.74 | 8 | 0
2035 | ENT_2_SPP_S | ENT | SPP_S | Internal | Summer | B3 | 75 | 1300 | 0 | 84.69 | 79.69 | 8 | 0
2035 | ENT_2_SPP_S | ENT | SPP_S | Internal | Summer | B4 | 100 | 1300 | 0 | 82.9 | 74.74 | 8 | 0
2035 | ENT_2_SPP_S | ENT | SPP_S | Internal | Summer | B5 | 200 | 1300 | 0 | 82.9 | 74.74 | 8 | 0
2035 | ENT_2_SPP_S | ENT | SPP_S | Internal | Summer | B6 | 300 | 1300 | 0 | 71.9 | 71.67 | 8 | 0
2035 | ENT_2_SPP_S | ENT | SPP_S | Internal | Summer | B7 | 400 | 1300 | 0 | 58.17 | 55.89 | 8 | 0
2035 | ENT_2_SPP_S | ENT | SPP_S | Internal | Summer | B8 | 500 | 1300 | 0 | 54.07 | 53.39 | 8 | 0
2035 | ENT_2_SPP_S | ENT | SPP_S | Internal | Summer | B9 | 800 | 1300 | 0 | 52.61 | 51.61 | 8 | 0
2035 | ENT_2_SPP_S | ENT | SPP_S | Internal | Summer | B10 | 1262 | 1300 | 0 | 50.89 | 45.89 | 8 | 0
2035 | ENT_2_SPP_S | ENT | SPP_S | Internal | Winter | B16 | 25 | 1300 | 0 | 71.84 | 57.13 | 8 | 0
2035 | ENT_2_SPP_S | ENT | SPP_S | Internal | Winter | B17 | 100 | 1300 | 0 | 59.42 | 57 | 8 | 0
2035 | ENT_2_SPP_S | ENT | SPP_S | Internal | Winter | B18 | 400 | 1300 | 0 | 59.42 | 57 | 8 | 0
2035 | ENT_2_SPP_S | ENT | SPP_S | Internal | Winter | B19 | 700 | 1300 | 0 | 58.99 | 53.99 | 8 | 0
2035 | ENT_2_SPP_S | ENT | SPP_S | Internal | Winter | B20 | 935 | 1300 | 0 | 52.27 | 44.52 | 8 | 0
2035 | ENT_2_TVA_Transmission | ENT | TVA_Transmission | Internal | Shoulder | B11 | 25 | 2100 | 0 | 79.02 | 77.37 | 8 | 0
2035 | ENT_2_TVA_Transmission | ENT | TVA_Transmission | Internal | Shoulder | B12 | 200 | 2100 | 0 | 55.85 | 61.79 | 8 | 0
2035 | ENT_2_TVA_Transmission | ENT | TVA_Transmission | Internal | Shoulder | B13 | 600 | 2100 | 0 | 55.85 | 56.55 | 8 | 0
2035 | ENT_2_TVA_Transmission | ENT | TVA_Transmission | Internal | Shoulder | B14 | 900 | 2100 | 0 | 55.45 | 55.7 | 8 | 0
2035 | ENT_2_TVA_Transmission | ENT | TVA_Transmission | Internal | Shoulder | B15 | 1203 | 2100 | 0 | 53.61 | 52.56 | 8 | 0
2035 | ENT_2_TVA_Transmission | ENT | TVA_Transmission | Internal | Summer | B1 | 10 | 2100 | 0.02 | 89.32 | 95.83 | 8 | 0
2035 | ENT_2_TVA_Transmission | ENT | TVA_Transmission | Internal | Summer | B2 | 25 | 2100 | 0 | 88.02 | 92.52 | 8 | 0
2035 | ENT_2_TVA_Transmission | ENT | TVA_Transmission | Internal | Summer | B3 | 75 | 2100 | 0 | 84.69 | 87.8 | 8 | 0
2035 | ENT_2_TVA_Transmission | ENT | TVA_Transmission | Internal | Summer | B4 | 100 | 2100 | 0 | 82.9 | 85.93 | 8 | 0
2035 | ENT_2_TVA_Transmission | ENT | TVA_Transmission | Internal | Summer | B5 | 200 | 2100 | 0 | 82.9 | 81.95 | 8 | 0
2035 | ENT_2_TVA_Transmission | ENT | TVA_Transmission | Internal | Summer | B6 | 300 | 2100 | 0 | 71.9 | 68.67 | 8 | 0
2035 | ENT_2_TVA_Transmission | ENT | TVA_Transmission | Internal | Summer | B7 | 400 | 2100 | 0 | 58.17 | 57.22 | 8 | 0
2035 | ENT_2_TVA_Transmission | ENT | TVA_Transmission | Internal | Summer | B8 | 500 | 2100 | 0 | 54.07 | 53.96 | 8 | 0
2035 | ENT_2_TVA_Transmission | ENT | TVA_Transmission | Internal | Summer | B9 | 800 | 2100 | 0 | 52.61 | 50.29 | 8 | 0
2035 | ENT_2_TVA_Transmission | ENT | TVA_Transmission | Internal | Summer | B10 | 1262 | 2100 | 0 | 50.89 | 46.31 | 8 | 0
2035 | ENT_2_TVA_Transmission | ENT | TVA_Transmission | Internal | Winter | B16 | 25 | 2100 | 0 | 71.84 | 71.84 | 8 | 0
2035 | ENT_2_TVA_Transmission | ENT | TVA_Transmission | Internal | Winter | B17 | 100 | 2100 | 0 | 59.42 | 60.73 | 8 | 0
2035 | ENT_2_TVA_Transmission | ENT | TVA_Transmission | Internal | Winter | B18 | 400 | 2100 | 0 | 59.42 | 59.35 | 8 | 0
2035 | ENT_2_TVA_Transmission | ENT | TVA_Transmission | Internal | Winter | B19 | 700 | 2100 | 0 | 58.99 | 57.05 | 8 | 0
2035 | ENT_2_TVA_Transmission | ENT | TVA_Transmission | Internal | Winter | B20 | 935 | 2100 | 0 | 52.27 | 51.27 | 8 | 0
2035 | FRCC_2_SOCO | FRCC | SOCO | Internal | Shoulder | B11 | 25 | 900 | 0 | 96.37 | 86.37 | 8 | 0
2035 | FRCC_2_SOCO | FRCC | SOCO | Internal | Shoulder | B12 | 200 | 900 | 0 | 63.63 | 56 | 8 | 0
2035 | FRCC_2_SOCO | FRCC | SOCO | Internal | Shoulder | B13 | 600 | 900 | 0 | 62.25 | 55.72 | 8 | 0
2035 | FRCC_2_SOCO | FRCC | SOCO | Internal | Shoulder | B14 | 900 | 900 | 0 | 60.99 | 55.72 | 8 | 0
2035 | FRCC_2_SOCO | FRCC | SOCO | Internal | Shoulder | B15 | 1203 | 900 | 0 | 60.99 | 55.72 | 8 | 0
2035 | FRCC_2_SOCO | FRCC | SOCO | Internal | Summer | B1 | 10 | 900 | 0 | 107.32 | 97.32 | 8 | 0
2035 | FRCC_2_SOCO | FRCC | SOCO | Internal | Summer | B2 | 25 | 900 | 0 | 98.45 | 92.69 | 8 | 0
2035 | FRCC_2_SOCO | FRCC | SOCO | Internal | Summer | B3 | 75 | 900 | 0 | 98.45 | 92.69 | 8 | 0
2035 | FRCC_2_SOCO | FRCC | SOCO | Internal | Summer | B4 | 100 | 900 | 0 | 98.45 | 90.9 | 8 | 0
2035 | FRCC_2_SOCO | FRCC | SOCO | Internal | Summer | B5 | 200 | 900 | 0 | 96.43 | 90.9 | 8 | 0
2035 | FRCC_2_SOCO | FRCC | SOCO | Internal | Summer | B6 | 300 | 900 | 0 | 85.04 | 77.67 | 8 | 0
2035 | FRCC_2_SOCO | FRCC | SOCO | Internal | Summer | B7 | 400 | 900 | 0 | 76.17 | 66.17 | 8 | 0
2035 | FRCC_2_SOCO | FRCC | SOCO | Internal | Summer | B8 | 500 | 900 | 0 | 62.59 | 56.13 | 8 | 0
2035 | FRCC_2_SOCO | FRCC | SOCO | Internal | Summer | B9 | 800 | 900 | 0 | 59.99 | 54.18 | 8 | 0
2035 | FRCC_2_SOCO | FRCC | SOCO | Internal | Summer | B10 | 1262 | 900 | 0 | 59.99 | 54.18 | 8 | 0
2035 | FRCC_2_SOCO | FRCC | SOCO | Internal | Winter | B16 | 25 | 900 | 0 | 90.73 | 80.73 | 8 | 0
2035 | FRCC_2_SOCO | FRCC | SOCO | Internal | Winter | B17 | 100 | 900 | 0 | 66.58 | 59.73 | 8 | 0
2035 | FRCC_2_SOCO | FRCC | SOCO | Internal | Winter | B18 | 400 | 900 | 0 | 63.81 | 59.07 | 8 | 0
2035 | FRCC_2_SOCO | FRCC | SOCO | Internal | Winter | B19 | 700 | 900 | 0 | 63.81 | 59.07 | 8 | 0
2035 | FRCC_2_SOCO | FRCC | SOCO | Internal | Winter | B20 | 935 | 900 | 0 | 63.81 | 54.09 | 8 | 0
2035 | HQ_NEISO_2_NEISO | HQ_NEISO | NEISO | Internal | Shoulder | B11 | 25 | 99999 | 2920 | 46.3 | 46.31 | 0.01 | 0
2035 | HQ_NEISO_2_NEISO | HQ_NEISO | NEISO | Internal | Shoulder | B12 | 200 | 99999 | 2920 | 46.3 | 46.31 | 0.01 | 0
2035 | HQ_NEISO_2_NEISO | HQ_NEISO | NEISO | Internal | Shoulder | B13 | 600 | 99999 | 2920 | 46.3 | 46.31 | 0.01 | 0
2035 | HQ_NEISO_2_NEISO | HQ_NEISO | NEISO | Internal | Shoulder | B14 | 900 | 99999 | 2920 | 46.3 | 46.31 | 0.01 | 0
2035 | HQ_NEISO_2_NEISO | HQ_NEISO | NEISO | Internal | Shoulder | B15 | 1203 | 99999 | 1143.24 | 46.3 | 46.31 | 0.01 | 0
2035 | HQ_NEISO_2_NEISO | HQ_NEISO | NEISO | Internal | Summer | B1 | 10 | 99999 | 2920.01 | 86.94 | 86.95 | 0.01 | 0
2035 | HQ_NEISO_2_NEISO | HQ_NEISO | NEISO | Internal | Summer | B2 | 25 | 99999 | 2920 | 75.55 | 75.56 | 0.01 | 0
2035 | HQ_NEISO_2_NEISO | HQ_NEISO | NEISO | Internal | Summer | B3 | 75 | 99999 | 2920 | 68.37 | 68.39 | 0.01 | 0
2035 | HQ_NEISO_2_NEISO | HQ_NEISO | NEISO | Internal | Summer | B4 | 100 | 99999 | 2920 | 59.39 | 59.4 | 0.01 | 0
2035 | HQ_NEISO_2_NEISO | HQ_NEISO | NEISO | Internal | Summer | B5 | 200 | 99999 | 2920 | 47.44 | 47.45 | 0.01 | 0
2035 | HQ_NEISO_2_NEISO | HQ_NEISO | NEISO | Internal | Summer | B6 | 300 | 99999 | 2920 | 42.76 | 42.77 | 0.01 | 0
2035 | HQ_NEISO_2_NEISO | HQ_NEISO | NEISO | Internal | Summer | B7 | 400 | 99999 | 2920 | 42.76 | 42.77 | 0.01 | 0
2035 | HQ_NEISO_2_NEISO | HQ_NEISO | NEISO | Internal | Summer | B8 | 500 | 99999 | 2920 | 42.76 | 42.77 | 0.01 | 0
2035 | HQ_NEISO_2_NEISO | HQ_NEISO | NEISO | Internal | Summer | B9 | 800 | 99999 | 2920 | 42.76 | 42.77 | 0.01 | 0
2035 | HQ_NEISO_2_NEISO | HQ_NEISO | NEISO | Internal | Summer | B10 | 1262 | 99999 | 795.94 | 42.76 | 42.77 | 0.01 | 0
2035 | HQ_NEISO_2_NEISO | HQ_NEISO | NEISO | Internal | Winter | B16 | 25 | 99999 | 2920 | 57.21 | 57.22 | 0.01 | 0
2035 | HQ_NEISO_2_NEISO | HQ_NEISO | NEISO | Internal | Winter | B17 | 100 | 99999 | 2920 | 57.21 | 57.22 | 0.01 | 0
2035 | HQ_NEISO_2_NEISO | HQ_NEISO | NEISO | Internal | Winter | B18 | 400 | 99999 | 2920 | 57.21 | 57.22 | 0.01 | 0
2035 | HQ_NEISO_2_NEISO | HQ_NEISO | NEISO | Internal | Winter | B19 | 700 | 99999 | 2920 | 57.21 | 57.22 | 0.01 | 0
2035 | HQ_NEISO_2_NEISO | HQ_NEISO | NEISO | Internal | Winter | B20 | 935 | 99999 | 1233.58 | 57.21 | 57.22 | 0.01 | 0
2035 | HQ_NY_2_NYISO_A-F | HQ_NY | NYISO_A-F | Internal | Shoulder | B11 | 25 | 99999 | 1000 | 59.05 | 59.06 | 0.01 | 0
2035 | HQ_NY_2_NYISO_A-F | HQ_NY | NYISO_A-F | Internal | Shoulder | B12 | 200 | 99999 | 1000 | 54.48 | 54.49 | 0.01 | 0
2035 | HQ_NY_2_NYISO_A-F | HQ_NY | NYISO_A-F | Internal | Shoulder | B13 | 600 | 99999 | 1000 | 49.97 | 49.99 | 0.01 | 0
2035 | HQ_NY_2_NYISO_A-F | HQ_NY | NYISO_A-F | Internal | Shoulder | B14 | 900 | 99999 | 1000 | 49.64 | 49.65 | 0.01 | 0
2035 | HQ_NY_2_NYISO_A-F | HQ_NY | NYISO_A-F | Internal | Shoulder | B15 | 1203 | 99999 | 188.69 | 49.3 | 49.31 | 0.01 | 0
2035 | HQ_NY_2_NYISO_A-F | HQ_NY | NYISO_A-F | Internal | Summer | B1 | 10 | 99999 | 1000 | 83.94 | 83.95 | 0.01 | 0
2035 | HQ_NY_2_NYISO_A-F | HQ_NY | NYISO_A-F | Internal | Summer | B2 | 25 | 99999 | 1000 | 78.52 | 78.53 | 0.01 | 0
2035 | HQ_NY_2_NYISO_A-F | HQ_NY | NYISO_A-F | Internal | Summer | B3 | 75 | 99999 | 1000 | 71.37 | 71.39 | 0.01 | 0
2035 | HQ_NY_2_NYISO_A-F | HQ_NY | NYISO_A-F | Internal | Summer | B4 | 100 | 99999 | 1000 | 64.79 | 64.8 | 0.01 | 0
2035 | HQ_NY_2_NYISO_A-F | HQ_NY | NYISO_A-F | Internal | Summer | B5 | 200 | 99999 | 1000 | 61.33 | 61.34 | 0.01 | 0
2035 | HQ_NY_2_NYISO_A-F | HQ_NY | NYISO_A-F | Internal | Summer | B6 | 300 | 99999 | 1000 | 54.67 | 54.68 | 0.01 | 0
2035 | HQ_NY_2_NYISO_A-F | HQ_NY | NYISO_A-F | Internal | Summer | B7 | 400 | 99999 | 1000 | 51.5 | 51.51 | 0.01 | 0
2035 | HQ_NY_2_NYISO_A-F | HQ_NY | NYISO_A-F | Internal | Summer | B8 | 500 | 99999 | 1000 | 48.34 | 48.35 | 0.01 | 0
2035 | HQ_NY_2_NYISO_A-F | HQ_NY | NYISO_A-F | Internal | Summer | B9 | 800 | 99999 | 1000 | 46.49 | 46.51 | 0.01 | 0
2035 | HQ_NY_2_NYISO_A-F | HQ_NY | NYISO_A-F | Internal | Summer | B10 | 1262 | 99999 | 30.11 | 46.49 | 46.51 | 0.01 | 0
2035 | HQ_NY_2_NYISO_A-F | HQ_NY | NYISO_A-F | Internal | Winter | B16 | 25 | 99999 | 1000 | 60.21 | 60.22 | 0.01 | 0
2035 | HQ_NY_2_NYISO_A-F | HQ_NY | NYISO_A-F | Internal | Winter | B17 | 100 | 99999 | 1000 | 57.87 | 57.89 | 0.01 | 0
2035 | HQ_NY_2_NYISO_A-F | HQ_NY | NYISO_A-F | Internal | Winter | B18 | 400 | 99999 | 1000 | 57.46 | 57.47 | 0.01 | 0
2035 | HQ_NY_2_NYISO_A-F | HQ_NY | NYISO_A-F | Internal | Winter | B19 | 700 | 99999 | 1000 | 57.46 | 57.47 | 0.01 | 0
2035 | HQ_NY_2_NYISO_A-F | HQ_NY | NYISO_A-F | Internal | Winter | B20 | 935 | 99999 | 229.95 | 57.46 | 57.47 | 0.01 | 0
2035 | HQ_IESO_2_IESO | HQ_IESO | IESO | Internal | Shoulder | B11 | 25 | 99999 | 400 | 48.5 | 48.51 | 0.01 | 0
2035 | HQ_IESO_2_IESO | HQ_IESO | IESO | Internal | Shoulder | B12 | 200 | 99999 | 400 | 48.5 | 48.51 | 0.01 | 0
2035 | HQ_IESO_2_IESO | HQ_IESO | IESO | Internal | Shoulder | B13 | 600 | 99999 | 400 | 46.45 | 46.46 | 0.01 | 0
2035 | HQ_IESO_2_IESO | HQ_IESO | IESO | Internal | Shoulder | B14 | 900 | 99999 | 400 | 46.45 | 46.46 | 0.01 | 0
2035 | HQ_IESO_2_IESO | HQ_IESO | IESO | Internal | Shoulder | B15 | 1203 | 99999 | 75.48 | 46.45 | 46.46 | 0.01 | 0
2035 | HQ_IESO_2_IESO | HQ_IESO | IESO | Internal | Summer | B1 | 10 | 99999 | 400 | 80.85 | 80.86 | 0.01 | 0
2035 | HQ_IESO_2_IESO | HQ_IESO | IESO | Internal | Summer | B2 | 25 | 99999 | 400 | 78.37 | 78.38 | 0.01 | 0
2035 | HQ_IESO_2_IESO | HQ_IESO | IESO | Internal | Summer | B3 | 75 | 99999 | 400 | 76.79 | 76.8 | 0.01 | 0
2035 | HQ_IESO_2_IESO | HQ_IESO | IESO | Internal | Summer | B4 | 100 | 99999 | 400 | 71.79 | 71.8 | 0.01 | 0
2035 | HQ_IESO_2_IESO | HQ_IESO | IESO | Internal | Summer | B5 | 200 | 99999 | 400 | 54.33 | 54.34 | 0.01 | 0
2035 | HQ_IESO_2_IESO | HQ_IESO | IESO | Internal | Summer | B6 | 300 | 99999 | 400 | 47.67 | 47.68 | 0.01 | 0
2035 | HQ_IESO_2_IESO | HQ_IESO | IESO | Internal | Summer | B7 | 400 | 99999 | 400 | 44.5 | 44.51 | 0.01 | 0
2035 | HQ_IESO_2_IESO | HQ_IESO | IESO | Internal | Summer | B8 | 500 | 99999 | 400 | 43.9 | 43.92 | 0.01 | 0
2035 | HQ_IESO_2_IESO | HQ_IESO | IESO | Internal | Summer | B9 | 800 | 99999 | 400 | 43.9 | 43.92 | 0.01 | 0
2035 | HQ_IESO_2_IESO | HQ_IESO | IESO | Internal | Summer | B10 | 1262 | 99999 | 12.04 | 43.9 | 43.92 | 0.01 | 0
2035 | HQ_IESO_2_IESO | HQ_IESO | IESO | Internal | Winter | B16 | 25 | 99999 | 400 | 53.21 | 53.22 | 0.01 | 0
2035 | HQ_IESO_2_IESO | HQ_IESO | IESO | Internal | Winter | B17 | 100 | 99999 | 400 | 50.87 | 50.89 | 0.01 | 0
2035 | HQ_IESO_2_IESO | HQ_IESO | IESO | Internal | Winter | B18 | 400 | 99999 | 400 | 50.46 | 50.47 | 0.01 | 0
2035 | HQ_IESO_2_IESO | HQ_IESO | IESO | Internal | Winter | B19 | 700 | 99999 | 400 | 50.46 | 50.47 | 0.01 | 0
2035 | HQ_IESO_2_IESO | HQ_IESO | IESO | Internal | Winter | B20 | 935 | 99999 | 91.98 | 50.46 | 50.47 | 0.01 | 0
2035 | IESO_2_MAPP_CA | IESO | MAPP_CA | Internal | Shoulder | B11 | 25 | 262 | 262 | 48.51 | 62.07 | 7 | 6.55
2035 | IESO_2_MAPP_CA | IESO | MAPP_CA | Internal | Shoulder | B12 | 200 | 262 | 184.7 | 48.51 | 55.51 | 7 | 0
2035 | IESO_2_MAPP_CA | IESO | MAPP_CA | Internal | Shoulder | B13 | 600 | 262 | 0 | 46.46 | 52.26 | 7 | 0
2035 | IESO_2_MAPP_CA | IESO | MAPP_CA | Internal | Shoulder | B14 | 900 | 262 | 0 | 46.46 | 52.22 | 7 | 0
2035 | IESO_2_MAPP_CA | IESO | MAPP_CA | Internal | Shoulder | B15 | 1203 | 262 | 0 | 46.46 | 52.22 | 7 | 0
2035 | IESO_2_MAPP_CA | IESO | MAPP_CA | Internal | Summer | B1 | 10 | 262 | 0 | 80.86 | 83.62 | 7 | 0
2035 | IESO_2_MAPP_CA | IESO | MAPP_CA | Internal | Summer | B2 | 25 | 262 | 0 | 78.38 | 83.62 | 7 | 0
2035 | IESO_2_MAPP_CA | IESO | MAPP_CA | Internal | Summer | B3 | 75 | 262 | 0.15 | 76.8 | 83.78 | 7 | 0
2035 | IESO_2_MAPP_CA | IESO | MAPP_CA | Internal | Summer | B4 | 100 | 262 | 262 | 71.8 | 80.92 | 7 | 2.12
2035 | IESO_2_MAPP_CA | IESO | MAPP_CA | Internal | Summer | B5 | 200 | 262 | 262 | 54.34 | 77.97 | 7 | 16.62
2035 | IESO_2_MAPP_CA | IESO | MAPP_CA | Internal | Summer | B6 | 300 | 262 | 262 | 47.68 | 56.01 | 7 | 1.33
2035 | IESO_2_MAPP_CA | IESO | MAPP_CA | Internal | Summer | B7 | 400 | 262 | 0.02 | 44.51 | 51.46 | 7 | 0
2035 | IESO_2_MAPP_CA | IESO | MAPP_CA | Internal | Summer | B8 | 500 | 262 | 0 | 43.92 | 47.29 | 7 | 0
2035 | IESO_2_MAPP_CA | IESO | MAPP_CA | Internal | Summer | B9 | 800 | 262 | 0 | 43.92 | 47.29 | 7 | 0
2035 | IESO_2_MAPP_CA | IESO | MAPP_CA | Internal | Summer | B10 | 1262 | 262 | 0 | 43.92 | 47.29 | 7 | 0
2035 | IESO_2_MAPP_CA | IESO | MAPP_CA | Internal | Winter | B16 | 25 | 262 | 0 | 53.22 | 57.89 | 7 | 0
2035 | IESO_2_MAPP_CA | IESO | MAPP_CA | Internal | Winter | B17 | 100 | 262 | 0 | 50.89 | 56.31 | 7 | 0
2035 | IESO_2_MAPP_CA | IESO | MAPP_CA | Internal | Winter | B18 | 400 | 262 | 0 | 50.47 | 56.31 | 7 | 0
2035 | IESO_2_MAPP_CA | IESO | MAPP_CA | Internal | Winter | B19 | 700 | 262 | 0 | 50.47 | 56.31 | 7 | 0
2035 | IESO_2_MAPP_CA | IESO | MAPP_CA | Internal | Winter | B20 | 935 | 262 | 0 | 50.47 | 56.31 | 7 | 0
2035 | IESO_2_MISO_MI | IESO | MISO_MI | Internal | Shoulder | B11 | 25 | 1840 | 1840 | 48.51 | 73.37 | 7 | 17.85
2035 | IESO_2_MISO_MI | IESO | MISO_MI | Internal | Shoulder | B12 | 200 | 1840 | 1840 | 48.51 | 61.5 | 7 | 5.99
2035 | IESO_2_MISO_MI | IESO | MISO_MI | Internal | Shoulder | B13 | 600 | 1840 | 1840 | 46.46 | 53.89 | 7 | 0.43
2035 | IESO_2_MISO_MI | IESO | MISO_MI | Internal | Shoulder | B14 | 900 | 1840 | 471.5 | 46.46 | 53.46 | 7 | 0
2035 | IESO_2_MISO_MI | IESO | MISO_MI | Internal | Shoulder | B15 | 1203 | 1840 | 0 | 46.46 | 46.69 | 7 | 0
2035 | IESO_2_MISO_MI | IESO | MISO_MI | Internal | Summer | B1 | 10 | 1840 | 588.56 | 80.86 | 87.86 | 7 | 0
2035 | IESO_2_MISO_MI | IESO | MISO_MI | Internal | Summer | B2 | 25 | 1840 | 928.7 | 78.38 | 85.38 | 7 | 0
2035 | IESO_2_MISO_MI | IESO | MISO_MI | Internal | Summer | B3 | 75 | 1840 | 1184.53 | 76.8 | 83.8 | 7 | 0
2035 | IESO_2_MISO_MI | IESO | MISO_MI | Internal | Summer | B4 | 100 | 1840 | 1840 | 71.8 | 80.92 | 7 | 2.12
2035 | IESO_2_MISO_MI | IESO | MISO_MI | Internal | Summer | B5 | 200 | 1840 | 1840 | 54.34 | 77.98 | 7 | 16.63
2035 | IESO_2_MISO_MI | IESO | MISO_MI | Internal | Summer | B6 | 300 | 1840 | 1840 | 47.68 | 63.88 | 7 | 9.2
2035 | IESO_2_MISO_MI | IESO | MISO_MI | Internal | Summer | B7 | 400 | 1840 | 1124.33 | 44.51 | 51.51 | 7 | 0
2035 | IESO_2_MISO_MI | IESO | MISO_MI | Internal | Summer | B8 | 500 | 1840 | 0 | 43.92 | 49.36 | 7 | 0
2035 | IESO_2_MISO_MI | IESO | MISO_MI | Internal | Summer | B9 | 800 | 1840 | 0 | 43.92 | 45.17 | 7 | 0
2035 | IESO_2_MISO_MI | IESO | MISO_MI | Internal | Summer | B10 | 1262 | 1840 | 0 | 43.92 | 45.17 | 7 | 0
2035 | IESO_2_MISO_MI | IESO | MISO_MI | Internal | Winter | B16 | 25 | 1840 | 1840 | 53.22 | 70.9 | 7 | 10.67
2035 | IESO_2_MISO_MI | IESO | MISO_MI | Internal | Winter | B17 | 100 | 1840 | 1840 | 50.89 | 62.16 | 7 | 4.27
2035 | IESO_2_MISO_MI | IESO | MISO_MI | Internal | Winter | B18 | 400 | 1840 | 0 | 50.47 | 55.39 | 7 | 0
2035 | IESO_2_MISO_MI | IESO | MISO_MI | Internal | Winter | B19 | 700 | 1840 | 0 | 50.47 | 52.58 | 7 | 0
2035 | IESO_2_MISO_MI | IESO | MISO_MI | Internal | Winter | B20 | 935 | 1840 | 0 | 50.47 | 48.07 | 7 | 0
2035 | IESO_2_MISO_W | IESO | MISO_W | Internal | Shoulder | B11 | 25 | 140 | 140 | 48.51 | 73.37 | 7 | 17.85
2035 | IESO_2_MISO_W | IESO | MISO_W | Internal | Shoulder | B12 | 200 | 140 | 139.88 | 48.51 | 55.53 | 7 | 0.01
2035 | IESO_2_MISO_W | IESO | MISO_W | Internal | Shoulder | B13 | 600 | 140 | 0 | 46.46 | 52.27 | 7 | 0
2035 | IESO_2_MISO_W | IESO | MISO_W | Internal | Shoulder | B14 | 900 | 140 | 0 | 46.46 | 49.46 | 7 | 0
2035 | IESO_2_MISO_W | IESO | MISO_W | Internal | Shoulder | B15 | 1203 | 140 | 0 | 46.46 | 38.76 | 7 | 0
2035 | IESO_2_MISO_W | IESO | MISO_W | Internal | Summer | B1 | 10 | 140 | 0.73 | 80.86 | 87.82 | 7 | 0
2035 | IESO_2_MISO_W | IESO | MISO_W | Internal | Summer | B2 | 25 | 140 | 0.01 | 78.38 | 84.52 | 7 | 0
2035 | IESO_2_MISO_W | IESO | MISO_W | Internal | Summer | B3 | 75 | 140 | 0.31 | 76.8 | 83.79 | 7 | 0
2035 | IESO_2_MISO_W | IESO | MISO_W | Internal | Summer | B4 | 100 | 140 | 140 | 71.8 | 80.93 | 7 | 2.13
2035 | IESO_2_MISO_W | IESO | MISO_W | Internal | Summer | B5 | 200 | 140 | 140 | 54.34 | 77.98 | 7 | 16.63
2035 | IESO_2_MISO_W | IESO | MISO_W | Internal | Summer | B6 | 300 | 140 | 140 | 47.68 | 64.66 | 7 | 9.98
2035 | IESO_2_MISO_W | IESO | MISO_W | Internal | Summer | B7 | 400 | 140 | 0.02 | 44.51 | 51.47 | 7 | 0
2035 | IESO_2_MISO_W | IESO | MISO_W | Internal | Summer | B8 | 500 | 140 | 0 | 43.92 | 46.79 | 7 | 0
2035 | IESO_2_MISO_W | IESO | MISO_W | Internal | Summer | B9 | 800 | 140 | 0 | 43.92 | 44.6 | 7 | 0
2035 | IESO_2_MISO_W | IESO | MISO_W | Internal | Summer | B10 | 1262 | 140 | 0 | 43.92 | 38.88 | 7 | 0
2035 | IESO_2_MISO_W | IESO | MISO_W | Internal | Winter | B16 | 25 | 140 | 0 | 53.22 | 57.9 | 7 | 0
2035 | IESO_2_MISO_W | IESO | MISO_W | Internal | Winter | B17 | 100 | 140 | 0 | 50.89 | 52.72 | 7 | 0
2035 | IESO_2_MISO_W | IESO | MISO_W | Internal | Winter | B18 | 400 | 140 | 0 | 50.47 | 55.35 | 7 | 0
2035 | IESO_2_MISO_W | IESO | MISO_W | Internal | Winter | B19 | 700 | 140 | 0 | 50.47 | 51.39 | 7 | 0
2035 | IESO_2_MISO_W | IESO | MISO_W | Internal | Winter | B20 | 935 | 140 | 0 | 50.47 | 37.53 | 7 | 0
2035 | IESO_2_NYISO_A-F | IESO | NYISO_A-F | Internal | Shoulder | B11 | 25 | 1725 | 1725 | 48.51 | 59.06 | 7 | 3.55
2035 | IESO_2_NYISO_A-F | IESO | NYISO_A-F | Internal | Shoulder | B12 | 200 | 1725 | 0 | 48.51 | 54.49 | 7 | 0
2035 | IESO_2_NYISO_A-F | IESO | NYISO_A-F | Internal | Shoulder | B13 | 600 | 1725 | 0 | 46.46 | 49.99 | 7 | 0
2035 | IESO_2_NYISO_A-F | IESO | NYISO_A-F | Internal | Shoulder | B14 | 900 | 1725 | 0 | 46.46 | 49.65 | 7 | 0
2035 | IESO_2_NYISO_A-F | IESO | NYISO_A-F | Internal | Shoulder | B15 | 1203 | 1725 | 0 | 46.46 | 49.31 | 7 | 0
2035 | IESO_2_NYISO_A-F | IESO | NYISO_A-F | Internal | Summer | B1 | 10 | 1725 | 0.01 | 80.86 | 83.95 | 7 | 0
2035 | IESO_2_NYISO_A-F | IESO | NYISO_A-F | Internal | Summer | B2 | 25 | 1725 | 0 | 78.38 | 78.53 | 7 | 0
2035 | IESO_2_NYISO_A-F | IESO | NYISO_A-F | Internal | Summer | B3 | 75 | 1725 | 0 | 76.8 | 71.39 | 7 | 0
2035 | IESO_2_NYISO_A-F | IESO | NYISO_A-F | Internal | Summer | B4 | 100 | 1725 | 0 | 71.8 | 64.8 | 7 | 0
2035 | IESO_2_NYISO_A-F | IESO | NYISO_A-F | Internal | Summer | B5 | 200 | 1725 | 522.5 | 54.34 | 61.34 | 7 | 0
2035 | IESO_2_NYISO_A-F | IESO | NYISO_A-F | Internal | Summer | B6 | 300 | 1725 | 250.68 | 47.68 | 54.68 | 7 | 0
2035 | IESO_2_NYISO_A-F | IESO | NYISO_A-F | Internal | Summer | B7 | 400 | 1725 | 343.71 | 44.51 | 51.51 | 7 | 0
2035 | IESO_2_NYISO_A-F | IESO | NYISO_A-F | Internal | Summer | B8 | 500 | 1725 | 0 | 43.92 | 48.35 | 7 | 0
2035 | IESO_2_NYISO_A-F | IESO | NYISO_A-F | Internal | Summer | B9 | 800 | 1725 | 0 | 43.92 | 46.51 | 7 | 0
2035 | IESO_2_NYISO_A-F | IESO | NYISO_A-F | Internal | Summer | B10 | 1262 | 1725 | 0 | 43.92 | 46.51 | 7 | 0
2035 | IESO_2_NYISO_A-F | IESO | NYISO_A-F | Internal | Winter | B16 | 25 | 1725 | 1141.77 | 53.22 | 60.22 | 7 | 0
2035 | IESO_2_NYISO_A-F | IESO | NYISO_A-F | Internal | Winter | B17 | 100 | 1725 | 280.95 | 50.89 | 57.89 | 7 | 0
2035 | IESO_2_NYISO_A-F | IESO | NYISO_A-F | Internal | Winter | B18 | 400 | 1725 | 383.75 | 50.47 | 57.47 | 7 | 0
2035 | IESO_2_NYISO_A-F | IESO | NYISO_A-F | Internal | Winter | B19 | 700 | 1725 | 113.93 | 50.47 | 57.47 | 7 | 0
2035 | IESO_2_NYISO_A-F | IESO | NYISO_A-F | Internal | Winter | B20 | 935 | 1725 | 77.44 | 50.47 | 57.47 | 7 | 0
2035 | MAPP_CA_2_IESO | MAPP_CA | IESO | Internal | Shoulder | B11 | 25 | 330 | 0 | 62.07 | 48.51 | 8 | 0
2035 | MAPP_CA_2_IESO | MAPP_CA | IESO | Internal | Shoulder | B12 | 200 | 330 | 0 | 55.51 | 48.51 | 8 | 0
2035 | MAPP_CA_2_IESO | MAPP_CA | IESO | Internal | Shoulder | B13 | 600 | 330 | 0 | 52.26 | 46.46 | 8 | 0
2035 | MAPP_CA_2_IESO | MAPP_CA | IESO | Internal | Shoulder | B14 | 900 | 330 | 0 | 52.22 | 46.46 | 8 | 0
2035 | MAPP_CA_2_IESO | MAPP_CA | IESO | Internal | Shoulder | B15 | 1203 | 330 | 0 | 52.22 | 46.46 | 8 | 0
2035 | MAPP_CA_2_IESO | MAPP_CA | IESO | Internal | Summer | B1 | 10 | 330 | 0 | 83.62 | 80.86 | 8 | 0
2035 | MAPP_CA_2_IESO | MAPP_CA | IESO | Internal | Summer | B2 | 25 | 330 | 0 | 83.62 | 78.38 | 8 | 0
2035 | MAPP_CA_2_IESO | MAPP_CA | IESO | Internal | Summer | B3 | 75 | 330 | 0 | 83.78 | 76.8 | 8 | 0
2035 | MAPP_CA_2_IESO | MAPP_CA | IESO | Internal | Summer | B4 | 100 | 330 | 0 | 80.92 | 71.8 | 8 | 0
2035 | MAPP_CA_2_IESO | MAPP_CA | IESO | Internal | Summer | B5 | 200 | 330 | 0 | 77.97 | 54.34 | 8 | 0
2035 | MAPP_CA_2_IESO | MAPP_CA | IESO | Internal | Summer | B6 | 300 | 330 | 0 | 56.01 | 47.68 | 8 | 0
2035 | MAPP_CA_2_IESO | MAPP_CA | IESO | Internal | Summer | B7 | 400 | 330 | 0 | 51.46 | 44.51 | 8 | 0
2035 | MAPP_CA_2_IESO | MAPP_CA | IESO | Internal | Summer | B8 | 500 | 330 | 0 | 47.29 | 43.92 | 8 | 0
2035 | MAPP_CA_2_IESO | MAPP_CA | IESO | Internal | Summer | B9 | 800 | 330 | 0 | 47.29 | 43.92 | 8 | 0
2035 | MAPP_CA_2_IESO | MAPP_CA | IESO | Internal | Summer | B10 | 1262 | 330 | 0 | 47.29 | 43.92 | 8 | 0
2035 | MAPP_CA_2_IESO | MAPP_CA | IESO | Internal | Winter | B16 | 25 | 330 | 0 | 57.89 | 53.22 | 8 | 0
2035 | MAPP_CA_2_IESO | MAPP_CA | IESO | Internal | Winter | B17 | 100 | 330 | 0 | 56.31 | 50.89 | 8 | 0
2035 | MAPP_CA_2_IESO | MAPP_CA | IESO | Internal | Winter | B18 | 400 | 330 | 0 | 56.31 | 50.47 | 8 | 0
2035 | MAPP_CA_2_IESO | MAPP_CA | IESO | Internal | Winter | B19 | 700 | 330 | 0 | 56.31 | 50.47 | 8 | 0
2035 | MAPP_CA_2_IESO | MAPP_CA | IESO | Internal | Winter | B20 | 935 | 330 | 0 | 56.31 | 50.47 | 8 | 0
2035 | MAPP_CA_2_MAPP_US | MAPP_CA | MAPP_US | Internal | Shoulder | B11 | 25 | 372 | 11.79 | 62.07 | 69.07 | 7 | 0
2035 | MAPP_CA_2_MAPP_US | MAPP_CA | MAPP_US | Internal | Shoulder | B12 | 200 | 372 | 0 | 55.51 | 49.05 | 7 | 0
2035 | MAPP_CA_2_MAPP_US | MAPP_CA | MAPP_US | Internal | Shoulder | B13 | 600 | 372 | 0 | 52.26 | 48.17 | 7 | 0
2035 | MAPP_CA_2_MAPP_US | MAPP_CA | MAPP_US | Internal | Shoulder | B14 | 900 | 372 | 0 | 52.22 | 48.17 | 7 | 0
2035 | MAPP_CA_2_MAPP_US | MAPP_CA | MAPP_US | Internal | Shoulder | B15 | 1203 | 372 | 0 | 52.22 | 38.75 | 7 | 0
2035 | MAPP_CA_2_MAPP_US | MAPP_CA | MAPP_US | Internal | Summer | B1 | 10 | 372 | 0 | 83.62 | 80.82 | 7 | 0
2035 | MAPP_CA_2_MAPP_US | MAPP_CA | MAPP_US | Internal | Summer | B2 | 25 | 372 | 0 | 83.62 | 80.53 | 7 | 0
2035 | MAPP_CA_2_MAPP_US | MAPP_CA | MAPP_US | Internal | Summer | B3 | 75 | 372 | 0 | 83.78 | 78.64 | 7 | 0
2035 | MAPP_CA_2_MAPP_US | MAPP_CA | MAPP_US | Internal | Summer | B4 | 100 | 372 | 0 | 80.92 | 78.43 | 7 | 0
2035 | MAPP_CA_2_MAPP_US | MAPP_CA | MAPP_US | Internal | Summer | B5 | 200 | 372 | 0 | 77.97 | 77.03 | 7 | 0
2035 | MAPP_CA_2_MAPP_US | MAPP_CA | MAPP_US | Internal | Summer | B6 | 300 | 372 | 37.43 | 56.01 | 63.01 | 7 | 0
2035 | MAPP_CA_2_MAPP_US | MAPP_CA | MAPP_US | Internal | Summer | B7 | 400 | 372 | 0 | 51.46 | 49.06 | 7 | 0
2035 | MAPP_CA_2_MAPP_US | MAPP_CA | MAPP_US | Internal | Summer | B8 | 500 | 372 | 0 | 47.29 | 44.59 | 7 | 0
2035 | MAPP_CA_2_MAPP_US | MAPP_CA | MAPP_US | Internal | Summer | B9 | 800 | 372 | 0 | 47.29 | 44.59 | 7 | 0
2035 | MAPP_CA_2_MAPP_US | MAPP_CA | MAPP_US | Internal | Summer | B10 | 1262 | 372 | 0 | 47.29 | 31.88 | 7 | 0
2035 | MAPP_CA_2_MAPP_US | MAPP_CA | MAPP_US | Internal | Winter | B16 | 25 | 372 | 0 | 57.89 | 55.7 | 7 | 0
2035 | MAPP_CA_2_MAPP_US | MAPP_CA | MAPP_US | Internal | Winter | B17 | 100 | 372 | 0 | 56.31 | 51.93 | 7 | 0
2035 | MAPP_CA_2_MAPP_US | MAPP_CA | MAPP_US | Internal | Winter | B18 | 400 | 372 | 0 | 56.31 | 50 | 7 | 0
2035 | MAPP_CA_2_MAPP_US | MAPP_CA | MAPP_US | Internal | Winter | B19 | 700 | 372 | 0 | 56.31 | 49.36 | 7 | 0
2035 | MAPP_CA_2_MAPP_US | MAPP_CA | MAPP_US | Internal | Winter | B20 | 935 | 372 | 0 | 56.31 | 37.49 | 7 | 0
2035 | MAPP_CA_2_MISO_W | MAPP_CA | MISO_W | Internal | Shoulder | B11 | 25 | 1970 | 1970 | 62.07 | 73.37 | 0.01 | 11.28
2035 | MAPP_CA_2_MISO_W | MAPP_CA | MISO_W | Internal | Shoulder | B12 | 200 | 1970 | 1007.89 | 55.51 | 55.53 | 0.01 | 0
2035 | MAPP_CA_2_MISO_W | MAPP_CA | MISO_W | Internal | Shoulder | B13 | 600 | 1970 | 657.96 | 52.26 | 52.27 | 0.01 | 0
2035 | MAPP_CA_2_MISO_W | MAPP_CA | MISO_W | Internal | Shoulder | B14 | 900 | 1970 | 0 | 52.22 | 49.46 | 0.01 | 0
2035 | MAPP_CA_2_MISO_W | MAPP_CA | MISO_W | Internal | Shoulder | B15 | 1203 | 1970 | 0 | 52.22 | 38.76 | 0.01 | 0
2035 | MAPP_CA_2_MISO_W | MAPP_CA | MISO_W | Internal | Summer | B1 | 10 | 1970 | 1969.99 | 83.62 | 87.82 | 0.01 | 4.2
2035 | MAPP_CA_2_MISO_W | MAPP_CA | MISO_W | Internal | Summer | B2 | 25 | 1970 | 1969.99 | 83.62 | 84.52 | 0.01 | 0.89
2035 | MAPP_CA_2_MISO_W | MAPP_CA | MISO_W | Internal | Summer | B3 | 75 | 1970 | 1921.73 | 83.78 | 83.79 | 0.01 | 0
2035 | MAPP_CA_2_MISO_W | MAPP_CA | MISO_W | Internal | Summer | B4 | 100 | 1970 | 1793.1 | 80.92 | 80.93 | 0.01 | 0
2035 | MAPP_CA_2_MISO_W | MAPP_CA | MISO_W | Internal | Summer | B5 | 200 | 1970 | 1875.93 | 77.97 | 77.98 | 0.01 | 0
2035 | MAPP_CA_2_MISO_W | MAPP_CA | MISO_W | Internal | Summer | B6 | 300 | 1970 | 1970 | 56.01 | 64.66 | 0.01 | 8.64
2035 | MAPP_CA_2_MISO_W | MAPP_CA | MISO_W | Internal | Summer | B7 | 400 | 1970 | 1289.36 | 51.46 | 51.47 | 0.01 | 0
2035 | MAPP_CA_2_MISO_W | MAPP_CA | MISO_W | Internal | Summer | B8 | 500 | 1970 | 0 | 47.29 | 46.79 | 0.01 | 0
2035 | MAPP_CA_2_MISO_W | MAPP_CA | MISO_W | Internal | Summer | B9 | 800 | 1970 | 0 | 47.29 | 44.6 | 0.01 | 0
2035 | MAPP_CA_2_MISO_W | MAPP_CA | MISO_W | Internal | Summer | B10 | 1262 | 1970 | 0 | 47.29 | 38.88 | 0.01 | 0
2035 | MAPP_CA_2_MISO_W | MAPP_CA | MISO_W | Internal | Winter | B16 | 25 | 1970 | 286.86 | 57.89 | 57.9 | 0.01 | 0
2035 | MAPP_CA_2_MISO_W | MAPP_CA | MISO_W | Internal | Winter | B17 | 100 | 1970 | 0 | 56.31 | 52.72 | 0.01 | 0
2035 | MAPP_CA_2_MISO_W | MAPP_CA | MISO_W | Internal | Winter | B18 | 400 | 1970 | 0 | 56.31 | 55.35 | 0.01 | 0
2035 | MAPP_CA_2_MISO_W | MAPP_CA | MISO_W | Internal | Winter | B19 | 700 | 1970 | 0 | 56.31 | 51.39 | 0.01 | 0
2035 | MAPP_CA_2_MISO_W | MAPP_CA | MISO_W | Internal | Winter | B20 | 935 | 1970 | 0 | 56.31 | 37.53 | 0.01 | 0
2035 | MAPP_US_2_MAPP_CA | MAPP_US | MAPP_CA | Internal | Shoulder | B11 | 25 | 165 | 0 | 69.07 | 62.07 | 7 | 0
2035 | MAPP_US_2_MAPP_CA | MAPP_US | MAPP_CA | Internal | Shoulder | B12 | 200 | 165 | 0 | 49.05 | 55.51 | 7 | 0
2035 | MAPP_US_2_MAPP_CA | MAPP_US | MAPP_CA | Internal | Shoulder | B13 | 600 | 165 | 0 | 48.17 | 52.26 | 7 | 0
2035 | MAPP_US_2_MAPP_CA | MAPP_US | MAPP_CA | Internal | Shoulder | B14 | 900 | 165 | 0 | 48.17 | 52.22 | 7 | 0
2035 | MAPP_US_2_MAPP_CA | MAPP_US | MAPP_CA | Internal | Shoulder | B15 | 1203 | 165 | 165 | 38.75 | 52.22 | 7 | 6.47
2035 | MAPP_US_2_MAPP_CA | MAPP_US | MAPP_CA | Internal | Summer | B1 | 10 | 165 | 0 | 80.82 | 83.62 | 7 | 0
2035 | MAPP_US_2_MAPP_CA | MAPP_US | MAPP_CA | Internal | Summer | B2 | 25 | 165 | 0 | 80.53 | 83.62 | 7 | 0
2035 | MAPP_US_2_MAPP_CA | MAPP_US | MAPP_CA | Internal | Summer | B3 | 75 | 165 | 0 | 78.64 | 83.78 | 7 | 0
2035 | MAPP_US_2_MAPP_CA | MAPP_US | MAPP_CA | Internal | Summer | B4 | 100 | 165 | 0 | 78.43 | 80.92 | 7 | 0
2035 | MAPP_US_2_MAPP_CA | MAPP_US | MAPP_CA | Internal | Summer | B5 | 200 | 165 | 0 | 77.03 | 77.97 | 7 | 0
2035 | MAPP_US_2_MAPP_CA | MAPP_US | MAPP_CA | Internal | Summer | B6 | 300 | 165 | 0 | 63.01 | 56.01 | 7 | 0
2035 | MAPP_US_2_MAPP_CA | MAPP_US | MAPP_CA | Internal | Summer | B7 | 400 | 165 | 0 | 49.06 | 51.46 | 7 | 0
2035 | MAPP_US_2_MAPP_CA | MAPP_US | MAPP_CA | Internal | Summer | B8 | 500 | 165 | 0 | 44.59 | 47.29 | 7 | 0
2035 | MAPP_US_2_MAPP_CA | MAPP_US | MAPP_CA | Internal | Summer | B9 | 800 | 165 | 0 | 44.59 | 47.29 | 7 | 0
2035 | MAPP_US_2_MAPP_CA | MAPP_US | MAPP_CA | Internal | Summer | B10 | 1262 | 165 | 165 | 31.88 | 47.29 | 7 | 8.41
2035 | MAPP_US_2_MAPP_CA | MAPP_US | MAPP_CA | Internal | Winter | B16 | 25 | 165 | 0 | 55.7 | 57.89 | 7 | 0
2035 | MAPP_US_2_MAPP_CA | MAPP_US | MAPP_CA | Internal | Winter | B17 | 100 | 165 | 0 | 51.93 | 56.31 | 7 | 0
2035 | MAPP_US_2_MAPP_CA | MAPP_US | MAPP_CA | Internal | Winter | B18 | 400 | 165 | 0 | 50 | 56.31 | 7 | 0
2035 | MAPP_US_2_MAPP_CA | MAPP_US | MAPP_CA | Internal | Winter | B19 | 700 | 165 | 0 | 49.36 | 56.31 | 7 | 0
2035 | MAPP_US_2_MAPP_CA | MAPP_US | MAPP_CA | Internal | Winter | B20 | 935 | 165 | 165 | 37.49 | 56.31 | 7 | 11.82
2035 | MAPP_US_2_MISO_W | MAPP_US | MISO_W | Internal | Shoulder | B11 | 25 | 2635 | 0 | 69.07 | 73.37 | 7 | 0
2035 | MAPP_US_2_MISO_W | MAPP_US | MISO_W | Internal | Shoulder | B12 | 200 | 2635 | 0 | 49.05 | 55.53 | 7 | 0
2035 | MAPP_US_2_MISO_W | MAPP_US | MISO_W | Internal | Shoulder | B13 | 600 | 2635 | 0 | 48.17 | 52.27 | 7 | 0
2035 | MAPP_US_2_MISO_W | MAPP_US | MISO_W | Internal | Shoulder | B14 | 900 | 2635 | 0 | 48.17 | 49.46 | 7 | 0
2035 | MAPP_US_2_MISO_W | MAPP_US | MISO_W | Internal | Shoulder | B15 | 1203 | 2635 | 0 | 38.75 | 38.76 | 7 | 0
2035 | MAPP_US_2_MISO_W | MAPP_US | MISO_W | Internal | Summer | B1 | 10 | 2635 | 233.79 | 80.82 | 87.82 | 7 | 0
2035 | MAPP_US_2_MISO_W | MAPP_US | MISO_W | Internal | Summer | B2 | 25 | 2635 | 0 | 80.53 | 84.52 | 7 | 0
2035 | MAPP_US_2_MISO_W | MAPP_US | MISO_W | Internal | Summer | B3 | 75 | 2635 | 0 | 78.64 | 83.79 | 7 | 0
2035 | MAPP_US_2_MISO_W | MAPP_US | MISO_W | Internal | Summer | B4 | 100 | 2635 | 0 | 78.43 | 80.93 | 7 | 0
2035 | MAPP_US_2_MISO_W | MAPP_US | MISO_W | Internal | Summer | B5 | 200 | 2635 | 0 | 77.03 | 77.98 | 7 | 0
2035 | MAPP_US_2_MISO_W | MAPP_US | MISO_W | Internal | Summer | B6 | 300 | 2635 | 0 | 63.01 | 64.66 | 7 | 0
2035 | MAPP_US_2_MISO_W | MAPP_US | MISO_W | Internal | Summer | B7 | 400 | 2635 | 0 | 49.06 | 51.47 | 7 | 0
2035 | MAPP_US_2_MISO_W | MAPP_US | MISO_W | Internal | Summer | B8 | 500 | 2635 | 0 | 44.59 | 46.79 | 7 | 0
2035 | MAPP_US_2_MISO_W | MAPP_US | MISO_W | Internal | Summer | B9 | 800 | 2635 | 0 | 44.59 | 44.6 | 7 | 0
2035 | MAPP_US_2_MISO_W | MAPP_US | MISO_W | Internal | Summer | B10 | 1262 | 2635 | 360.45 | 31.88 | 38.88 | 7 | 0
2035 | MAPP_US_2_MISO_W | MAPP_US | MISO_W | Internal | Winter | B16 | 25 | 2635 | 0 | 55.7 | 57.9 | 7 | 0
2035 | MAPP_US_2_MISO_W | MAPP_US | MISO_W | Internal | Winter | B17 | 100 | 2635 | 0 | 51.93 | 52.72 | 7 | 0
2035 | MAPP_US_2_MISO_W | MAPP_US | MISO_W | Internal | Winter | B18 | 400 | 2635 | 0 | 50 | 55.35 | 7 | 0
2035 | MAPP_US_2_MISO_W | MAPP_US | MISO_W | Internal | Winter | B19 | 700 | 2635 | 0 | 49.36 | 51.39 | 7 | 0
2035 | MAPP_US_2_MISO_W | MAPP_US | MISO_W | Internal | Winter | B20 | 935 | 2635 | 0 | 37.49 | 37.53 | 7 | 0
2035 | MAPP_US_2_NE | MAPP_US | NE | Internal | Shoulder | B11 | 25 | 2000 | 1590.22 | 69.07 | 76.07 | 7 | 0
2035 | MAPP_US_2_NE | MAPP_US | NE | Internal | Shoulder | B12 | 200 | 2000 | 947.39 | 49.05 | 56.05 | 7 | 0
2035 | MAPP_US_2_NE | MAPP_US | NE | Internal | Shoulder | B13 | 600 | 2000 | 846.11 | 48.17 | 55.17 | 7 | 0
2035 | MAPP_US_2_NE | MAPP_US | NE | Internal | Shoulder | B14 | 900 | 2000 | 198.34 | 48.17 | 55.17 | 7 | 0
2035 | MAPP_US_2_NE | MAPP_US | NE | Internal | Shoulder | B15 | 1203 | 2000 | 5.49 | 38.75 | 45.75 | 7 | 0
2035 | MAPP_US_2_NE | MAPP_US | NE | Internal | Summer | B1 | 10 | 2000 | 927.38 | 80.82 | 87.82 | 7 | 0
2035 | MAPP_US_2_NE | MAPP_US | NE | Internal | Summer | B2 | 25 | 2000 | 1252.08 | 80.53 | 87.53 | 7 | 0
2035 | MAPP_US_2_NE | MAPP_US | NE | Internal | Summer | B3 | 75 | 2000 | 1014.76 | 78.64 | 85.64 | 7 | 0
2035 | MAPP_US_2_NE | MAPP_US | NE | Internal | Summer | B4 | 100 | 2000 | 1512.25 | 78.43 | 85.43 | 7 | 0
2035 | MAPP_US_2_NE | MAPP_US | NE | Internal | Summer | B5 | 200 | 2000 | 1668.76 | 77.03 | 84.03 | 7 | 0
2035 | MAPP_US_2_NE | MAPP_US | NE | Internal | Summer | B6 | 300 | 2000 | 1402.08 | 63.01 | 70.01 | 7 | 0
2035 | MAPP_US_2_NE | MAPP_US | NE | Internal | Summer | B7 | 400 | 2000 | 1510.05 | 49.06 | 56.06 | 7 | 0
2035 | MAPP_US_2_NE | MAPP_US | NE | Internal | Summer | B8 | 500 | 2000 | 1688.93 | 44.59 | 51.59 | 7 | 0
2035 | MAPP_US_2_NE | MAPP_US | NE | Internal | Summer | B9 | 800 | 2000 | 1098.58 | 44.59 | 51.59 | 7 | 0
2035 | MAPP_US_2_NE | MAPP_US | NE | Internal | Summer | B10 | 1262 | 2000 | 285.37 | 31.88 | 38.88 | 7 | 0
2035 | MAPP_US_2_NE | MAPP_US | NE | Internal | Winter | B16 | 25 | 2000 | 1420.47 | 55.7 | 62.7 | 7 | 0
2035 | MAPP_US_2_NE | MAPP_US | NE | Internal | Winter | B17 | 100 | 2000 | 1033.76 | 51.93 | 58.93 | 7 | 0
2035 | MAPP_US_2_NE | MAPP_US | NE | Internal | Winter | B18 | 400 | 2000 | 1244.53 | 50 | 57 | 7 | 0
2035 | MAPP_US_2_NE | MAPP_US | NE | Internal | Winter | B19 | 700 | 2000 | 1.49 | 49.36 | 56.36 | 7 | 0
2035 | MAPP_US_2_NE | MAPP_US | NE | Internal | Winter | B20 | 935 | 2000 | 397.64 | 37.49 | 44.49 | 7 | 0
2035 | MARITIMES_2_NEISO | MARITIMES | NEISO | Internal | Shoulder | B11 | 25 | 99999 | 1400 | 46.3 | 46.31 | 0.01 | 0
2035 | MARITIMES_2_NEISO | MARITIMES | NEISO | Internal | Shoulder | B12 | 200 | 99999 | 1400 | 46.3 | 46.31 | 0.01 | 0
2035 | MARITIMES_2_NEISO | MARITIMES | NEISO | Internal | Shoulder | B13 | 600 | 99999 | 1400 | 46.3 | 46.31 | 0.01 | 0
2035 | MARITIMES_2_NEISO | MARITIMES | NEISO | Internal | Shoulder | B14 | 900 | 99999 | 1400 | 46.3 | 46.31 | 0.01 | 0
2035 | MARITIMES_2_NEISO | MARITIMES | NEISO | Internal | Shoulder | B15 | 1203 | 99999 | 426.43 | 46.3 | 46.31 | 0.01 | 0
2035 | MARITIMES_2_NEISO | MARITIMES | NEISO | Internal | Summer | B1 | 10 | 99999 | 1400.01 | 86.94 | 86.95 | 0.01 | 0
2035 | MARITIMES_2_NEISO | MARITIMES | NEISO | Internal | Summer | B2 | 25 | 99999 | 1400 | 75.55 | 75.56 | 0.01 | 0
2035 | MARITIMES_2_NEISO | MARITIMES | NEISO | Internal | Summer | B3 | 75 | 99999 | 1400 | 68.37 | 68.39 | 0.01 | 0
2035 | MARITIMES_2_NEISO | MARITIMES | NEISO | Internal | Summer | B4 | 100 | 99999 | 1400 | 59.39 | 59.4 | 0.01 | 0
2035 | MARITIMES_2_NEISO | MARITIMES | NEISO | Internal | Summer | B5 | 200 | 99999 | 1400 | 47.44 | 47.45 | 0.01 | 0
2035 | MARITIMES_2_NEISO | MARITIMES | NEISO | Internal | Summer | B6 | 300 | 99999 | 1400 | 42.76 | 42.77 | 0.01 | 0
2035 | MARITIMES_2_NEISO | MARITIMES | NEISO | Internal | Summer | B7 | 400 | 99999 | 1400 | 42.76 | 42.77 | 0.01 | 0
2035 | MARITIMES_2_NEISO | MARITIMES | NEISO | Internal | Summer | B8 | 500 | 99999 | 1400 | 42.76 | 42.77 | 0.01 | 0
2035 | MARITIMES_2_NEISO | MARITIMES | NEISO | Internal | Summer | B9 | 800 | 99999 | 1400 | 42.76 | 42.77 | 0.01 | 0
2035 | MARITIMES_2_NEISO | MARITIMES | NEISO | Internal | Summer | B10 | 1262 | 99999 | 236.13 | 42.76 | 42.77 | 0.01 | 0
2035 | MARITIMES_2_NEISO | MARITIMES | NEISO | Internal | Winter | B16 | 25 | 99999 | 1400 | 57.21 | 57.22 | 0.01 | 0
2035 | MARITIMES_2_NEISO | MARITIMES | NEISO | Internal | Winter | B17 | 100 | 99999 | 1400 | 57.21 | 57.22 | 0.01 | 0
2035 | MARITIMES_2_NEISO | MARITIMES | NEISO | Internal | Winter | B18 | 400 | 99999 | 1400 | 57.21 | 57.22 | 0.01 | 0
2035 | MARITIMES_2_NEISO | MARITIMES | NEISO | Internal | Winter | B19 | 700 | 99999 | 1400 | 57.21 | 57.22 | 0.01 | 0
2035 | MARITIMES_2_NEISO | MARITIMES | NEISO | Internal | Winter | B20 | 935 | 99999 | 475.94 | 57.21 | 57.22 | 0.01 | 0
2035 | MISO_IN_2_MISO_MI | MISO_IN | MISO_MI | Internal | Shoulder | B11 | 25 | 5000 | 0.51 | 73.38 | 73.37 | 0.01 | 0
2035 | MISO_IN_2_MISO_MI | MISO_IN | MISO_MI | Internal | Shoulder | B12 | 200 | 5000 | 1739.86 | 61.49 | 61.5 | 0.01 | 0
2035 | MISO_IN_2_MISO_MI | MISO_IN | MISO_MI | Internal | Shoulder | B13 | 600 | 5000 | 2803.59 | 53.88 | 53.89 | 0.01 | 0
2035 | MISO_IN_2_MISO_MI | MISO_IN | MISO_MI | Internal | Shoulder | B14 | 900 | 5000 | 3325.69 | 53.45 | 53.46 | 0.01 | 0
2035 | MISO_IN_2_MISO_MI | MISO_IN | MISO_MI | Internal | Shoulder | B15 | 1203 | 5000 | 3729.09 | 46.68 | 46.69 | 0.01 | 0
2035 | MISO_IN_2_MISO_MI | MISO_IN | MISO_MI | Internal | Summer | B1 | 10 | 5000 | 1094.36 | 87.85 | 87.86 | 0.01 | 0
2035 | MISO_IN_2_MISO_MI | MISO_IN | MISO_MI | Internal | Summer | B2 | 25 | 5000 | 253.21 | 85.37 | 85.38 | 0.01 | 0
2035 | MISO_IN_2_MISO_MI | MISO_IN | MISO_MI | Internal | Summer | B3 | 75 | 5000 | 484.09 | 83.79 | 83.8 | 0.01 | 0
2035 | MISO_IN_2_MISO_MI | MISO_IN | MISO_MI | Internal | Summer | B4 | 100 | 5000 | 0.13 | 80.93 | 80.92 | 0.01 | 0
2035 | MISO_IN_2_MISO_MI | MISO_IN | MISO_MI | Internal | Summer | B5 | 200 | 5000 | 0.12 | 77.98 | 77.98 | 0.01 | 0
2035 | MISO_IN_2_MISO_MI | MISO_IN | MISO_MI | Internal | Summer | B6 | 300 | 5000 | 0.04 | 63.89 | 63.88 | 0.01 | 0
2035 | MISO_IN_2_MISO_MI | MISO_IN | MISO_MI | Internal | Summer | B7 | 400 | 5000 | 3693.92 | 51.5 | 51.51 | 0.01 | 0
2035 | MISO_IN_2_MISO_MI | MISO_IN | MISO_MI | Internal | Summer | B8 | 500 | 5000 | 5000 | 49.08 | 49.36 | 0.01 | 0.27
2035 | MISO_IN_2_MISO_MI | MISO_IN | MISO_MI | Internal | Summer | B9 | 800 | 5000 | 4690.94 | 45.16 | 45.17 | 0.01 | 0
2035 | MISO_IN_2_MISO_MI | MISO_IN | MISO_MI | Internal | Summer | B10 | 1262 | 5000 | 3906.77 | 45.16 | 45.17 | 0.01 | 0
2035 | MISO_IN_2_MISO_MI | MISO_IN | MISO_MI | Internal | Winter | B16 | 25 | 5000 | 1.15 | 70.9 | 70.9 | 0.01 | 0
2035 | MISO_IN_2_MISO_MI | MISO_IN | MISO_MI | Internal | Winter | B17 | 100 | 5000 | 2172.64 | 62.14 | 62.16 | 0.01 | 0
2035 | MISO_IN_2_MISO_MI | MISO_IN | MISO_MI | Internal | Winter | B18 | 400 | 5000 | 3884.83 | 55.37 | 55.39 | 0.01 | 0
2035 | MISO_IN_2_MISO_MI | MISO_IN | MISO_MI | Internal | Winter | B19 | 700 | 5000 | 4185.54 | 52.57 | 52.58 | 0.01 | 0
2035 | MISO_IN_2_MISO_MI | MISO_IN | MISO_MI | Internal | Winter | B20 | 935 | 5000 | 2729.42 | 48.06 | 48.07 | 0.01 | 0
2035 | MISO_IN_2_MISO_MO-IL | MISO_IN | MISO_MO-IL | Internal | Shoulder | B11 | 25 | 5000 | 1.08 | 73.38 | 73.38 | 0.01 | 0
2035 | MISO_IN_2_MISO_MO-IL | MISO_IN | MISO_MO-IL | Internal | Shoulder | B12 | 200 | 5000 | 0 | 61.49 | 57.5 | 0.01 | 0
2035 | MISO_IN_2_MISO_MO-IL | MISO_IN | MISO_MO-IL | Internal | Shoulder | B13 | 600 | 5000 | 0 | 53.88 | 52.28 | 0.01 | 0
2035 | MISO_IN_2_MISO_MO-IL | MISO_IN | MISO_MO-IL | Internal | Shoulder | B14 | 900 | 5000 | 0 | 53.45 | 49.48 | 0.01 | 0
2035 | MISO_IN_2_MISO_MO-IL | MISO_IN | MISO_MO-IL | Internal | Shoulder | B15 | 1203 | 5000 | 0 | 46.68 | 44.56 | 0.01 | 0
2035 | MISO_IN_2_MISO_MO-IL | MISO_IN | MISO_MO-IL | Internal | Summer | B1 | 10 | 5000 | 1.26 | 87.85 | 87.83 | 0.01 | 0
2035 | MISO_IN_2_MISO_MO-IL | MISO_IN | MISO_MO-IL | Internal | Summer | B2 | 25 | 5000 | 0.01 | 85.37 | 84.53 | 0.01 | 0
2035 | MISO_IN_2_MISO_MO-IL | MISO_IN | MISO_MO-IL | Internal | Summer | B3 | 75 | 5000 | 0.17 | 83.79 | 83.78 | 0.01 | 0
2035 | MISO_IN_2_MISO_MO-IL | MISO_IN | MISO_MO-IL | Internal | Summer | B4 | 100 | 5000 | 801.38 | 80.93 | 80.94 | 0.01 | 0
2035 | MISO_IN_2_MISO_MO-IL | MISO_IN | MISO_MO-IL | Internal | Summer | B5 | 200 | 5000 | 79.96 | 77.98 | 77.99 | 0.01 | 0
2035 | MISO_IN_2_MISO_MO-IL | MISO_IN | MISO_MO-IL | Internal | Summer | B6 | 300 | 5000 | 1242.02 | 63.89 | 63.9 | 0.01 | 0
2035 | MISO_IN_2_MISO_MO-IL | MISO_IN | MISO_MO-IL | Internal | Summer | B7 | 400 | 5000 | 0.03 | 51.5 | 51.48 | 0.01 | 0
2035 | MISO_IN_2_MISO_MO-IL | MISO_IN | MISO_MO-IL | Internal | Summer | B8 | 500 | 5000 | 0 | 49.08 | 46.8 | 0.01 | 0
2035 | MISO_IN_2_MISO_MO-IL | MISO_IN | MISO_MO-IL | Internal | Summer | B9 | 800 | 5000 | 0 | 45.16 | 44.61 | 0.01 | 0
2035 | MISO_IN_2_MISO_MO-IL | MISO_IN | MISO_MO-IL | Internal | Summer | B10 | 1262 | 5000 | 0 | 45.16 | 41.23 | 0.01 | 0
2035 | MISO_IN_2_MISO_MO-IL | MISO_IN | MISO_MO-IL | Internal | Winter | B16 | 25 | 5000 | 0 | 70.9 | 63.84 | 0.01 | 0
2035 | MISO_IN_2_MISO_MO-IL | MISO_IN | MISO_MO-IL | Internal | Winter | B17 | 100 | 5000 | 0 | 62.14 | 52.73 | 0.01 | 0
2035 | MISO_IN_2_MISO_MO-IL | MISO_IN | MISO_MO-IL | Internal | Winter | B18 | 400 | 5000 | 0.03 | 55.37 | 55.36 | 0.01 | 0
2035 | MISO_IN_2_MISO_MO-IL | MISO_IN | MISO_MO-IL | Internal | Winter | B19 | 700 | 5000 | 0 | 52.57 | 51.4 | 0.01 | 0
2035 | MISO_IN_2_MISO_MO-IL | MISO_IN | MISO_MO-IL | Internal | Winter | B20 | 935 | 5000 | 0 | 48.06 | 43.27 | 0.01 | 0
2035 | MISO_IN_2_NonRTO_Midwest | MISO_IN | NonRTO_Midwest | Internal | Shoulder | B11 | 25 | 4800 | 1131.7 | 73.38 | 81.38 | 8 | 0
2035 | MISO_IN_2_NonRTO_Midwest | MISO_IN | NonRTO_Midwest | Internal | Shoulder | B12 | 200 | 4800 | 539.23 | 61.49 | 69.49 | 8 | 0
2035 | MISO_IN_2_NonRTO_Midwest | MISO_IN | NonRTO_Midwest | Internal | Shoulder | B13 | 600 | 4800 | 0 | 53.88 | 58.32 | 8 | 0
2035 | MISO_IN_2_NonRTO_Midwest | MISO_IN | NonRTO_Midwest | Internal | Shoulder | B14 | 900 | 4800 | 0 | 53.45 | 50.47 | 8 | 0
2035 | MISO_IN_2_NonRTO_Midwest | MISO_IN | NonRTO_Midwest | Internal | Shoulder | B15 | 1203 | 4800 | 0 | 46.68 | 44.56 | 8 | 0
2035 | MISO_IN_2_NonRTO_Midwest | MISO_IN | NonRTO_Midwest | Internal | Summer | B1 | 10 | 4800 | 0 | 87.85 | 88.93 | 8 | 0
2035 | MISO_IN_2_NonRTO_Midwest | MISO_IN | NonRTO_Midwest | Internal | Summer | B2 | 25 | 4800 | 0 | 85.37 | 88.93 | 8 | 0
2035 | MISO_IN_2_NonRTO_Midwest | MISO_IN | NonRTO_Midwest | Internal | Summer | B3 | 75 | 4800 | 0 | 83.79 | 88.93 | 8 | 0
2035 | MISO_IN_2_NonRTO_Midwest | MISO_IN | NonRTO_Midwest | Internal | Summer | B4 | 100 | 4800 | 578.57 | 80.93 | 88.93 | 8 | 0
2035 | MISO_IN_2_NonRTO_Midwest | MISO_IN | NonRTO_Midwest | Internal | Summer | B5 | 200 | 4800 | 1229.41 | 77.98 | 85.98 | 8 | 0
2035 | MISO_IN_2_NonRTO_Midwest | MISO_IN | NonRTO_Midwest | Internal | Summer | B6 | 300 | 4800 | 672.18 | 63.89 | 71.89 | 8 | 0
2035 | MISO_IN_2_NonRTO_Midwest | MISO_IN | NonRTO_Midwest | Internal | Summer | B7 | 400 | 4800 | 0 | 51.5 | 51.88 | 8 | 0
2035 | MISO_IN_2_NonRTO_Midwest | MISO_IN | NonRTO_Midwest | Internal | Summer | B8 | 500 | 4800 | 0 | 49.08 | 48.9 | 8 | 0
2035 | MISO_IN_2_NonRTO_Midwest | MISO_IN | NonRTO_Midwest | Internal | Summer | B9 | 800 | 4800 | 0 | 45.16 | 46.34 | 8 | 0
2035 | MISO_IN_2_NonRTO_Midwest | MISO_IN | NonRTO_Midwest | Internal | Summer | B10 | 1262 | 4800 | 0 | 45.16 | 38.31 | 8 | 0
2035 | MISO_IN_2_NonRTO_Midwest | MISO_IN | NonRTO_Midwest | Internal | Winter | B16 | 25 | 4800 | 2252.72 | 70.9 | 78.9 | 8 | 0
2035 | MISO_IN_2_NonRTO_Midwest | MISO_IN | NonRTO_Midwest | Internal | Winter | B17 | 100 | 4800 | 279.96 | 62.14 | 70.14 | 8 | 0
2035 | MISO_IN_2_NonRTO_Midwest | MISO_IN | NonRTO_Midwest | Internal | Winter | B18 | 400 | 4800 | 86.31 | 55.37 | 63.37 | 8 | 0
2035 | MISO_IN_2_NonRTO_Midwest | MISO_IN | NonRTO_Midwest | Internal | Winter | B19 | 700 | 4800 | 0 | 52.57 | 51.19 | 8 | 0
2035 | MISO_IN_2_NonRTO_Midwest | MISO_IN | NonRTO_Midwest | Internal | Winter | B20 | 935 | 4800 | 0 | 48.06 | 43.27 | 8 | 0
2035 | MISO_IN_2_PJM_ROR | MISO_IN | PJM_ROR | Internal | Shoulder | B11 | 25 | 992 | 0 | 73.38 | 71.37 | 2 | 0
2035 | MISO_IN_2_PJM_ROR | MISO_IN | PJM_ROR | Internal | Shoulder | B12 | 200 | 992 | 0 | 61.49 | 59.5 | 2 | 0
2035 | MISO_IN_2_PJM_ROR | MISO_IN | PJM_ROR | Internal | Shoulder | B13 | 600 | 992 | 0 | 53.88 | 53.23 | 2 | 0
2035 | MISO_IN_2_PJM_ROR | MISO_IN | PJM_ROR | Internal | Shoulder | B14 | 900 | 992 | 0 | 53.45 | 51.46 | 2 | 0
2035 | MISO_IN_2_PJM_ROR | MISO_IN | PJM_ROR | Internal | Shoulder | B15 | 1203 | 992 | 0 | 46.68 | 46.56 | 2 | 0
2035 | MISO_IN_2_PJM_ROR | MISO_IN | PJM_ROR | Internal | Summer | B1 | 10 | 992 | 2.33 | 87.85 | 89.83 | 2 | 0
2035 | MISO_IN_2_PJM_ROR | MISO_IN | PJM_ROR | Internal | Summer | B2 | 25 | 992 | 0.01 | 85.37 | 86.52 | 2 | 0
2035 | MISO_IN_2_PJM_ROR | MISO_IN | PJM_ROR | Internal | Summer | B3 | 75 | 992 | 0 | 83.79 | 81.8 | 2 | 0
2035 | MISO_IN_2_PJM_ROR | MISO_IN | PJM_ROR | Internal | Summer | B4 | 100 | 992 | 0 | 80.93 | 79.93 | 2 | 0
2035 | MISO_IN_2_PJM_ROR | MISO_IN | PJM_ROR | Internal | Summer | B5 | 200 | 992 | 0 | 77.98 | 75.98 | 2 | 0
2035 | MISO_IN_2_PJM_ROR | MISO_IN | PJM_ROR | Internal | Summer | B6 | 300 | 992 | 0 | 63.89 | 62.67 | 2 | 0
2035 | MISO_IN_2_PJM_ROR | MISO_IN | PJM_ROR | Internal | Summer | B7 | 400 | 992 | 0 | 51.5 | 51.27 | 2 | 0
2035 | MISO_IN_2_PJM_ROR | MISO_IN | PJM_ROR | Internal | Summer | B8 | 500 | 992 | 0 | 49.08 | 48.79 | 2 | 0
2035 | MISO_IN_2_PJM_ROR | MISO_IN | PJM_ROR | Internal | Summer | B9 | 800 | 992 | 0 | 45.16 | 45.92 | 2 | 0
2035 | MISO_IN_2_PJM_ROR | MISO_IN | PJM_ROR | Internal | Summer | B10 | 1262 | 992 | 0 | 45.16 | 44.9 | 2 | 0
2035 | MISO_IN_2_PJM_ROR | MISO_IN | PJM_ROR | Internal | Winter | B16 | 25 | 992 | 169.61 | 70.9 | 72.9 | 2 | 0
2035 | MISO_IN_2_PJM_ROR | MISO_IN | PJM_ROR | Internal | Winter | B17 | 100 | 992 | 934.89 | 62.14 | 64.14 | 2 | 0
2035 | MISO_IN_2_PJM_ROR | MISO_IN | PJM_ROR | Internal | Winter | B18 | 400 | 992 | 0.06 | 55.37 | 57.36 | 2 | 0
2035 | MISO_IN_2_PJM_ROR | MISO_IN | PJM_ROR | Internal | Winter | B19 | 700 | 992 | 135.8 | 52.57 | 54.57 | 2 | 0
2035 | MISO_IN_2_PJM_ROR | MISO_IN | PJM_ROR | Internal | Winter | B20 | 935 | 992 | 991.97 | 48.06 | 50.07 | 2 | 0.01
2035 | MISO_MI_2_IESO | MISO_MI | IESO | Internal | Shoulder | B11 | 25 | 1580 | 0 | 73.37 | 48.51 | 8 | 0
2035 | MISO_MI_2_IESO | MISO_MI | IESO | Internal | Shoulder | B12 | 200 | 1580 | 0 | 61.5 | 48.51 | 8 | 0
2035 | MISO_MI_2_IESO | MISO_MI | IESO | Internal | Shoulder | B13 | 600 | 1580 | 0 | 53.89 | 46.46 | 8 | 0
2035 | MISO_MI_2_IESO | MISO_MI | IESO | Internal | Shoulder | B14 | 900 | 1580 | 0 | 53.46 | 46.46 | 8 | 0
2035 | MISO_MI_2_IESO | MISO_MI | IESO | Internal | Shoulder | B15 | 1203 | 1580 | 0 | 46.69 | 46.46 | 8 | 0
2035 | MISO_MI_2_IESO | MISO_MI | IESO | Internal | Summer | B1 | 10 | 1580 | 0 | 87.86 | 80.86 | 8 | 0
2035 | MISO_MI_2_IESO | MISO_MI | IESO | Internal | Summer | B2 | 25 | 1580 | 0 | 85.38 | 78.38 | 8 | 0
2035 | MISO_MI_2_IESO | MISO_MI | IESO | Internal | Summer | B3 | 75 | 1580 | 0 | 83.8 | 76.8 | 8 | 0
2035 | MISO_MI_2_IESO | MISO_MI | IESO | Internal | Summer | B4 | 100 | 1580 | 0 | 80.92 | 71.8 | 8 | 0
2035 | MISO_MI_2_IESO | MISO_MI | IESO | Internal | Summer | B5 | 200 | 1580 | 0 | 77.98 | 54.34 | 8 | 0
2035 | MISO_MI_2_IESO | MISO_MI | IESO | Internal | Summer | B6 | 300 | 1580 | 0 | 63.88 | 47.68 | 8 | 0
2035 | MISO_MI_2_IESO | MISO_MI | IESO | Internal | Summer | B7 | 400 | 1580 | 0 | 51.51 | 44.51 | 8 | 0
2035 | MISO_MI_2_IESO | MISO_MI | IESO | Internal | Summer | B8 | 500 | 1580 | 0 | 49.36 | 43.92 | 8 | 0
2035 | MISO_MI_2_IESO | MISO_MI | IESO | Internal | Summer | B9 | 800 | 1580 | 0 | 45.17 | 43.92 | 8 | 0
2035 | MISO_MI_2_IESO | MISO_MI | IESO | Internal | Summer | B10 | 1262 | 1580 | 0 | 45.17 | 43.92 | 8 | 0
2035 | MISO_MI_2_IESO | MISO_MI | IESO | Internal | Winter | B16 | 25 | 1580 | 0 | 70.9 | 53.22 | 8 | 0
2035 | MISO_MI_2_IESO | MISO_MI | IESO | Internal | Winter | B17 | 100 | 1580 | 0 | 62.16 | 50.89 | 8 | 0
2035 | MISO_MI_2_IESO | MISO_MI | IESO | Internal | Winter | B18 | 400 | 1580 | 0 | 55.39 | 50.47 | 8 | 0
2035 | MISO_MI_2_IESO | MISO_MI | IESO | Internal | Winter | B19 | 700 | 1580 | 0 | 52.58 | 50.47 | 8 | 0
2035 | MISO_MI_2_IESO | MISO_MI | IESO | Internal | Winter | B20 | 935 | 1580 | 0 | 48.07 | 50.47 | 8 | 0
2035 | MISO_MI_2_MISO_IN | MISO_MI | MISO_IN | Internal | Shoulder | B11 | 25 | 2045 | 844.59 | 73.37 | 73.38 | 0.01 | 0
2035 | MISO_MI_2_MISO_IN | MISO_MI | MISO_IN | Internal | Shoulder | B12 | 200 | 2045 | 0.07 | 61.5 | 61.49 | 0.01 | 0
2035 | MISO_MI_2_MISO_IN | MISO_MI | MISO_IN | Internal | Shoulder | B13 | 600 | 2045 | 0.02 | 53.89 | 53.88 | 0.01 | 0
2035 | MISO_MI_2_MISO_IN | MISO_MI | MISO_IN | Internal | Shoulder | B14 | 900 | 2045 | 0.01 | 53.46 | 53.45 | 0.01 | 0
2035 | MISO_MI_2_MISO_IN | MISO_MI | MISO_IN | Internal | Shoulder | B15 | 1203 | 2045 | 0.01 | 46.69 | 46.68 | 0.01 | 0
2035 | MISO_MI_2_MISO_IN | MISO_MI | MISO_IN | Internal | Summer | B1 | 10 | 2045 | 1.27 | 87.86 | 87.85 | 0.01 | 0
2035 | MISO_MI_2_MISO_IN | MISO_MI | MISO_IN | Internal | Summer | B2 | 25 | 2045 | 0.55 | 85.38 | 85.37 | 0.01 | 0
2035 | MISO_MI_2_MISO_IN | MISO_MI | MISO_IN | Internal | Summer | B3 | 75 | 2045 | 0.18 | 83.8 | 83.79 | 0.01 | 0
2035 | MISO_MI_2_MISO_IN | MISO_MI | MISO_IN | Internal | Summer | B4 | 100 | 2045 | 1267.52 | 80.92 | 80.93 | 0.01 | 0
2035 | MISO_MI_2_MISO_IN | MISO_MI | MISO_IN | Internal | Summer | B5 | 200 | 2045 | 0.15 | 77.98 | 77.98 | 0.01 | 0
2035 | MISO_MI_2_MISO_IN | MISO_MI | MISO_IN | Internal | Summer | B6 | 300 | 2045 | 366.07 | 63.88 | 63.89 | 0.01 | 0
2035 | MISO_MI_2_MISO_IN | MISO_MI | MISO_IN | Internal | Summer | B7 | 400 | 2045 | 0.03 | 51.51 | 51.5 | 0.01 | 0
2035 | MISO_MI_2_MISO_IN | MISO_MI | MISO_IN | Internal | Summer | B8 | 500 | 2045 | 0 | 49.36 | 49.08 | 0.01 | 0
2035 | MISO_MI_2_MISO_IN | MISO_MI | MISO_IN | Internal | Summer | B9 | 800 | 2045 | 0.02 | 45.17 | 45.16 | 0.01 | 0
2035 | MISO_MI_2_MISO_IN | MISO_MI | MISO_IN | Internal | Summer | B10 | 1262 | 2045 | 0.01 | 45.17 | 45.16 | 0.01 | 0
2035 | MISO_MI_2_MISO_IN | MISO_MI | MISO_IN | Internal | Winter | B16 | 25 | 2045 | 0.99 | 70.9 | 70.9 | 0.01 | 0
2035 | MISO_MI_2_MISO_IN | MISO_MI | MISO_IN | Internal | Winter | B17 | 100 | 2045 | 0.13 | 62.16 | 62.14 | 0.01 | 0
2035 | MISO_MI_2_MISO_IN | MISO_MI | MISO_IN | Internal | Winter | B18 | 400 | 2045 | 0.03 | 55.39 | 55.37 | 0.01 | 0
2035 | MISO_MI_2_MISO_IN | MISO_MI | MISO_IN | Internal | Winter | B19 | 700 | 2045 | 0.02 | 52.58 | 52.57 | 0.01 | 0
2035 | MISO_MI_2_MISO_IN | MISO_MI | MISO_IN | Internal | Winter | B20 | 935 | 2045 | 0.01 | 48.07 | 48.06 | 0.01 | 0
2035 | MISO_MI_2_MISO_WUMS | MISO_MI | MISO_WUMS | Internal | Shoulder | B11 | 25 | 117 | 0.87 | 73.37 | 73.37 | 0.01 | 0
2035 | MISO_MI_2_MISO_WUMS | MISO_MI | MISO_WUMS | Internal | Shoulder | B12 | 200 | 117 | 0 | 61.5 | 57.5 | 0.01 | 0
2035 | MISO_MI_2_MISO_WUMS | MISO_MI | MISO_WUMS | Internal | Shoulder | B13 | 600 | 117 | 0 | 53.89 | 52.28 | 0.01 | 0
2035 | MISO_MI_2_MISO_WUMS | MISO_MI | MISO_WUMS | Internal | Shoulder | B14 | 900 | 117 | 0 | 53.46 | 50.57 | 0.01 | 0
2035 | MISO_MI_2_MISO_WUMS | MISO_MI | MISO_WUMS | Internal | Shoulder | B15 | 1203 | 117 | 0 | 46.69 | 46.49 | 0.01 | 0
2035 | MISO_MI_2_MISO_WUMS | MISO_MI | MISO_WUMS | Internal | Summer | B1 | 10 | 117 | 0 | 87.86 | 79.65 | 0.01 | 0
2035 | MISO_MI_2_MISO_WUMS | MISO_MI | MISO_WUMS | Internal | Summer | B2 | 25 | 117 | 0 | 85.38 | 79.65 | 0.01 | 0
2035 | MISO_MI_2_MISO_WUMS | MISO_MI | MISO_WUMS | Internal | Summer | B3 | 75 | 117 | 0 | 83.8 | 79.65 | 0.01 | 0
2035 | MISO_MI_2_MISO_WUMS | MISO_MI | MISO_WUMS | Internal | Summer | B4 | 100 | 117 | 0 | 80.92 | 79.65 | 0.01 | 0
2035 | MISO_MI_2_MISO_WUMS | MISO_MI | MISO_WUMS | Internal | Summer | B5 | 200 | 117 | 0.12 | 77.98 | 77.98 | 0.01 | 0
2035 | MISO_MI_2_MISO_WUMS | MISO_MI | MISO_WUMS | Internal | Summer | B6 | 300 | 117 | 117 | 63.88 | 64.67 | 0.01 | 0.78
2035 | MISO_MI_2_MISO_WUMS | MISO_MI | MISO_WUMS | Internal | Summer | B7 | 400 | 117 | 0.01 | 51.51 | 51.46 | 0.01 | 0
2035 | MISO_MI_2_MISO_WUMS | MISO_MI | MISO_WUMS | Internal | Summer | B8 | 500 | 117 | 0 | 49.36 | 48.82 | 0.01 | 0
2035 | MISO_MI_2_MISO_WUMS | MISO_MI | MISO_WUMS | Internal | Summer | B9 | 800 | 117 | 117 | 45.17 | 46.82 | 0.01 | 1.63
2035 | MISO_MI_2_MISO_WUMS | MISO_MI | MISO_WUMS | Internal | Summer | B10 | 1262 | 117 | 0 | 45.17 | 44.93 | 0.01 | 0
2035 | MISO_MI_2_MISO_WUMS | MISO_MI | MISO_WUMS | Internal | Winter | B16 | 25 | 117 | 0.84 | 70.9 | 70.9 | 0.01 | 0
2035 | MISO_MI_2_MISO_WUMS | MISO_MI | MISO_WUMS | Internal | Winter | B17 | 100 | 117 | 0.13 | 62.16 | 62.14 | 0.01 | 0
2035 | MISO_MI_2_MISO_WUMS | MISO_MI | MISO_WUMS | Internal | Winter | B18 | 400 | 117 | 0.02 | 55.39 | 55.36 | 0.01 | 0
2035 | MISO_MI_2_MISO_WUMS | MISO_MI | MISO_WUMS | Internal | Winter | B19 | 700 | 117 | 117 | 52.58 | 53.89 | 0.01 | 1.29
2035 | MISO_MI_2_MISO_WUMS | MISO_MI | MISO_WUMS | Internal | Winter | B20 | 935 | 117 | 117 | 48.07 | 49.46 | 0.01 | 1.38
2035 | MISO_MI_2_PJM_ROR | MISO_MI | PJM_ROR | Internal | Shoulder | B11 | 25 | 1424 | 0 | 73.37 | 71.37 | 2 | 0
2035 | MISO_MI_2_PJM_ROR | MISO_MI | PJM_ROR | Internal | Shoulder | B12 | 200 | 1424 | 0 | 61.5 | 59.5 | 2 | 0
2035 | MISO_MI_2_PJM_ROR | MISO_MI | PJM_ROR | Internal | Shoulder | B13 | 600 | 1424 | 0 | 53.89 | 53.23 | 2 | 0
2035 | MISO_MI_2_PJM_ROR | MISO_MI | PJM_ROR | Internal | Shoulder | B14 | 900 | 1424 | 0 | 53.46 | 51.46 | 2 | 0
2035 | MISO_MI_2_PJM_ROR | MISO_MI | PJM_ROR | Internal | Shoulder | B15 | 1203 | 1424 | 0 | 46.69 | 46.56 | 2 | 0
2035 | MISO_MI_2_PJM_ROR | MISO_MI | PJM_ROR | Internal | Summer | B1 | 10 | 1424 | 1.23 | 87.86 | 89.83 | 2 | 0
2035 | MISO_MI_2_PJM_ROR | MISO_MI | PJM_ROR | Internal | Summer | B2 | 25 | 1424 | 0.01 | 85.38 | 86.52 | 2 | 0
2035 | MISO_MI_2_PJM_ROR | MISO_MI | PJM_ROR | Internal | Summer | B3 | 75 | 1424 | 0 | 83.8 | 81.8 | 2 | 0
2035 | MISO_MI_2_PJM_ROR | MISO_MI | PJM_ROR | Internal | Summer | B4 | 100 | 1424 | 0 | 80.92 | 79.93 | 2 | 0
2035 | MISO_MI_2_PJM_ROR | MISO_MI | PJM_ROR | Internal | Summer | B5 | 200 | 1424 | 0 | 77.98 | 75.98 | 2 | 0
2035 | MISO_MI_2_PJM_ROR | MISO_MI | PJM_ROR | Internal | Summer | B6 | 300 | 1424 | 0 | 63.88 | 62.67 | 2 | 0
2035 | MISO_MI_2_PJM_ROR | MISO_MI | PJM_ROR | Internal | Summer | B7 | 400 | 1424 | 0 | 51.51 | 51.27 | 2 | 0
2035 | MISO_MI_2_PJM_ROR | MISO_MI | PJM_ROR | Internal | Summer | B8 | 500 | 1424 | 0 | 49.36 | 48.79 | 2 | 0
2035 | MISO_MI_2_PJM_ROR | MISO_MI | PJM_ROR | Internal | Summer | B9 | 800 | 1424 | 0 | 45.17 | 45.92 | 2 | 0
2035 | MISO_MI_2_PJM_ROR | MISO_MI | PJM_ROR | Internal | Summer | B10 | 1262 | 1424 | 0 | 45.17 | 44.9 | 2 | 0
2035 | MISO_MI_2_PJM_ROR | MISO_MI | PJM_ROR | Internal | Winter | B16 | 25 | 1424 | 30.78 | 70.9 | 72.9 | 2 | 0
2035 | MISO_MI_2_PJM_ROR | MISO_MI | PJM_ROR | Internal | Winter | B17 | 100 | 1424 | 0.28 | 62.16 | 64.14 | 2 | 0
2035 | MISO_MI_2_PJM_ROR | MISO_MI | PJM_ROR | Internal | Winter | B18 | 400 | 1424 | 0.03 | 55.39 | 57.36 | 2 | 0
2035 | MISO_MI_2_PJM_ROR | MISO_MI | PJM_ROR | Internal | Winter | B19 | 700 | 1424 | 0.04 | 52.58 | 54.57 | 2 | 0
2035 | MISO_MI_2_PJM_ROR | MISO_MI | PJM_ROR | Internal | Winter | B20 | 935 | 1424 | 778.19 | 48.07 | 50.07 | 2 | 0
2035 | MISO_MO-IL_2_ENT | MISO_MO-IL | ENT | Internal | Shoulder | B11 | 25 | 2540 | 0 | 73.38 | 79.02 | 8 | 0
2035 | MISO_MO-IL_2_ENT | MISO_MO-IL | ENT | Internal | Shoulder | B12 | 200 | 2540 | 0 | 57.5 | 55.85 | 8 | 0
2035 | MISO_MO-IL_2_ENT | MISO_MO-IL | ENT | Internal | Shoulder | B13 | 600 | 2540 | 0 | 52.28 | 55.85 | 8 | 0
2035 | MISO_MO-IL_2_ENT | MISO_MO-IL | ENT | Internal | Shoulder | B14 | 900 | 2540 | 0 | 49.48 | 55.45 | 8 | 0
2035 | MISO_MO-IL_2_ENT | MISO_MO-IL | ENT | Internal | Shoulder | B15 | 1203 | 2540 | 2540 | 44.56 | 53.61 | 8 | 1.05
2035 | MISO_MO-IL_2_ENT | MISO_MO-IL | ENT | Internal | Summer | B1 | 10 | 2540 | 0 | 87.83 | 89.32 | 8 | 0
2035 | MISO_MO-IL_2_ENT | MISO_MO-IL | ENT | Internal | Summer | B2 | 25 | 2540 | 0 | 84.53 | 88.02 | 8 | 0
2035 | MISO_MO-IL_2_ENT | MISO_MO-IL | ENT | Internal | Summer | B3 | 75 | 2540 | 0 | 83.78 | 84.69 | 8 | 0
2035 | MISO_MO-IL_2_ENT | MISO_MO-IL | ENT | Internal | Summer | B4 | 100 | 2540 | 0 | 80.94 | 82.9 | 8 | 0
2035 | MISO_MO-IL_2_ENT | MISO_MO-IL | ENT | Internal | Summer | B5 | 200 | 2540 | 0 | 77.99 | 82.9 | 8 | 0
2035 | MISO_MO-IL_2_ENT | MISO_MO-IL | ENT | Internal | Summer | B6 | 300 | 2540 | 341.59 | 63.9 | 71.9 | 8 | 0
2035 | MISO_MO-IL_2_ENT | MISO_MO-IL | ENT | Internal | Summer | B7 | 400 | 2540 | 0 | 51.48 | 58.17 | 8 | 0
2035 | MISO_MO-IL_2_ENT | MISO_MO-IL | ENT | Internal | Summer | B8 | 500 | 2540 | 0 | 46.8 | 54.07 | 8 | 0
2035 | MISO_MO-IL_2_ENT | MISO_MO-IL | ENT | Internal | Summer | B9 | 800 | 2540 | 1949.25 | 44.61 | 52.61 | 8 | 0
2035 | MISO_MO-IL_2_ENT | MISO_MO-IL | ENT | Internal | Summer | B10 | 1262 | 2540 | 2540 | 41.23 | 50.89 | 8 | 1.66
2035 | MISO_MO-IL_2_ENT | MISO_MO-IL | ENT | Internal | Winter | B16 | 25 | 2540 | 129.46 | 63.84 | 71.84 | 8 | 0
2035 | MISO_MO-IL_2_ENT | MISO_MO-IL | ENT | Internal | Winter | B17 | 100 | 2540 | 0 | 52.73 | 59.42 | 8 | 0
2035 | MISO_MO-IL_2_ENT | MISO_MO-IL | ENT | Internal | Winter | B18 | 400 | 2540 | 0 | 55.36 | 59.42 | 8 | 0
2035 | MISO_MO-IL_2_ENT | MISO_MO-IL | ENT | Internal | Winter | B19 | 700 | 2540 | 0 | 51.4 | 58.99 | 8 | 0
2035 | MISO_MO-IL_2_ENT | MISO_MO-IL | ENT | Internal | Winter | B20 | 935 | 2540 | 2540 | 43.27 | 52.27 | 8 | 1
2035 | MISO_MO-IL_2_MISO_IN | MISO_MO-IL | MISO_IN | Internal | Shoulder | B11 | 25 | 2100 | 0.98 | 73.38 | 73.38 | 0.01 | 0
2035 | MISO_MO-IL_2_MISO_IN | MISO_MO-IL | MISO_IN | Internal | Shoulder | B12 | 200 | 2100 | 2100 | 57.5 | 61.49 | 0.01 | 3.98
2035 | MISO_MO-IL_2_MISO_IN | MISO_MO-IL | MISO_IN | Internal | Shoulder | B13 | 600 | 2100 | 2100 | 52.28 | 53.88 | 0.01 | 1.59
2035 | MISO_MO-IL_2_MISO_IN | MISO_MO-IL | MISO_IN | Internal | Shoulder | B14 | 900 | 2100 | 2100 | 49.48 | 53.45 | 0.01 | 3.96
2035 | MISO_MO-IL_2_MISO_IN | MISO_MO-IL | MISO_IN | Internal | Shoulder | B15 | 1203 | 2100 | 2100 | 44.56 | 46.68 | 0.01 | 2.1
2035 | MISO_MO-IL_2_MISO_IN | MISO_MO-IL | MISO_IN | Internal | Summer | B1 | 10 | 2100 | 682.73 | 87.83 | 87.85 | 0.01 | 0
2035 | MISO_MO-IL_2_MISO_IN | MISO_MO-IL | MISO_IN | Internal | Summer | B2 | 25 | 2100 | 2099.99 | 84.53 | 85.37 | 0.01 | 0.83
2035 | MISO_MO-IL_2_MISO_IN | MISO_MO-IL | MISO_IN | Internal | Summer | B3 | 75 | 2100 | 1316 | 83.78 | 83.79 | 0.01 | 0
2035 | MISO_MO-IL_2_MISO_IN | MISO_MO-IL | MISO_IN | Internal | Summer | B4 | 100 | 2100 | 0.13 | 80.94 | 80.93 | 0.01 | 0
2035 | MISO_MO-IL_2_MISO_IN | MISO_MO-IL | MISO_IN | Internal | Summer | B5 | 200 | 2100 | 0.07 | 77.99 | 77.98 | 0.01 | 0
2035 | MISO_MO-IL_2_MISO_IN | MISO_MO-IL | MISO_IN | Internal | Summer | B6 | 300 | 2100 | 0.04 | 63.9 | 63.89 | 0.01 | 0
2035 | MISO_MO-IL_2_MISO_IN | MISO_MO-IL | MISO_IN | Internal | Summer | B7 | 400 | 2100 | 1165.61 | 51.48 | 51.5 | 0.01 | 0
2035 | MISO_MO-IL_2_MISO_IN | MISO_MO-IL | MISO_IN | Internal | Summer | B8 | 500 | 2100 | 2100 | 46.8 | 49.08 | 0.01 | 2.26
2035 | MISO_MO-IL_2_MISO_IN | MISO_MO-IL | MISO_IN | Internal | Summer | B9 | 800 | 2100 | 2100 | 44.61 | 45.16 | 0.01 | 0.54
2035 | MISO_MO-IL_2_MISO_IN | MISO_MO-IL | MISO_IN | Internal | Summer | B10 | 1262 | 2100 | 2100 | 41.23 | 45.16 | 0.01 | 3.92
2035 | MISO_MO-IL_2_MISO_IN | MISO_MO-IL | MISO_IN | Internal | Winter | B16 | 25 | 2100 | 2100 | 63.84 | 70.9 | 0.01 | 7.05
2035 | MISO_MO-IL_2_MISO_IN | MISO_MO-IL | MISO_IN | Internal | Winter | B17 | 100 | 2100 | 2100 | 52.73 | 62.14 | 0.01 | 9.4
2035 | MISO_MO-IL_2_MISO_IN | MISO_MO-IL | MISO_IN | Internal | Winter | B18 | 400 | 2100 | 1993.93 | 55.36 | 55.37 | 0.01 | 0
2035 | MISO_MO-IL_2_MISO_IN | MISO_MO-IL | MISO_IN | Internal | Winter | B19 | 700 | 2100 | 2100 | 51.4 | 52.57 | 0.01 | 1.16
2035 | MISO_MO-IL_2_MISO_IN | MISO_MO-IL | MISO_IN | Internal | Winter | B20 | 935 | 2100 | 2100 | 43.27 | 48.06 | 0.01 | 4.78
2035 | MISO_MO-IL_2_MISO_W | MISO_MO-IL | MISO_W | Internal | Shoulder | B11 | 25 | 960 | 0.5 | 73.38 | 73.37 | 0.01 | 0
2035 | MISO_MO-IL_2_MISO_W | MISO_MO-IL | MISO_W | Internal | Shoulder | B12 | 200 | 960 | 0 | 57.5 | 55.53 | 0.01 | 0
2035 | MISO_MO-IL_2_MISO_W | MISO_MO-IL | MISO_W | Internal | Shoulder | B13 | 600 | 960 | 0.02 | 52.28 | 52.27 | 0.01 | 0
2035 | MISO_MO-IL_2_MISO_W | MISO_MO-IL | MISO_W | Internal | Shoulder | B14 | 900 | 960 | 0.01 | 49.48 | 49.46 | 0.01 | 0
2035 | MISO_MO-IL_2_MISO_W | MISO_MO-IL | MISO_W | Internal | Shoulder | B15 | 1203 | 960 | 0 | 44.56 | 38.76 | 0.01 | 0
2035 | MISO_MO-IL_2_MISO_W | MISO_MO-IL | MISO_W | Internal | Summer | B1 | 10 | 960 | 1.16 | 87.83 | 87.82 | 0.01 | 0
2035 | MISO_MO-IL_2_MISO_W | MISO_MO-IL | MISO_W | Internal | Summer | B2 | 25 | 960 | 0.5 | 84.53 | 84.52 | 0.01 | 0
2035 | MISO_MO-IL_2_MISO_W | MISO_MO-IL | MISO_W | Internal | Summer | B3 | 75 | 960 | 428.53 | 83.78 | 83.79 | 0.01 | 0
2035 | MISO_MO-IL_2_MISO_W | MISO_MO-IL | MISO_W | Internal | Summer | B4 | 100 | 960 | 0.13 | 80.94 | 80.93 | 0.01 | 0
2035 | MISO_MO-IL_2_MISO_W | MISO_MO-IL | MISO_W | Internal | Summer | B5 | 200 | 960 | 0.07 | 77.99 | 77.98 | 0.01 | 0
2035 | MISO_MO-IL_2_MISO_W | MISO_MO-IL | MISO_W | Internal | Summer | B6 | 300 | 960 | 960 | 63.9 | 64.66 | 0.01 | 0.74
2035 | MISO_MO-IL_2_MISO_W | MISO_MO-IL | MISO_W | Internal | Summer | B7 | 400 | 960 | 0.03 | 51.48 | 51.47 | 0.01 | 0
2035 | MISO_MO-IL_2_MISO_W | MISO_MO-IL | MISO_W | Internal | Summer | B8 | 500 | 960 | 0.03 | 46.8 | 46.79 | 0.01 | 0
2035 | MISO_MO-IL_2_MISO_W | MISO_MO-IL | MISO_W | Internal | Summer | B9 | 800 | 960 | 0.02 | 44.61 | 44.6 | 0.01 | 0
2035 | MISO_MO-IL_2_MISO_W | MISO_MO-IL | MISO_W | Internal | Summer | B10 | 1262 | 960 | 0 | 41.23 | 38.88 | 0.01 | 0
2035 | MISO_MO-IL_2_MISO_W | MISO_MO-IL | MISO_W | Internal | Winter | B16 | 25 | 960 | 0 | 63.84 | 57.9 | 0.01 | 0
2035 | MISO_MO-IL_2_MISO_W | MISO_MO-IL | MISO_W | Internal | Winter | B17 | 100 | 960 | 0.12 | 52.73 | 52.72 | 0.01 | 0
2035 | MISO_MO-IL_2_MISO_W | MISO_MO-IL | MISO_W | Internal | Winter | B18 | 400 | 960 | 0.03 | 55.36 | 55.35 | 0.01 | 0
2035 | MISO_MO-IL_2_MISO_W | MISO_MO-IL | MISO_W | Internal | Winter | B19 | 700 | 960 | 0.02 | 51.4 | 51.39 | 0.01 | 0
2035 | MISO_MO-IL_2_MISO_W | MISO_MO-IL | MISO_W | Internal | Winter | B20 | 935 | 960 | 0 | 43.27 | 37.53 | 0.01 | 0
2035 | MISO_MO-IL_2_PJM_ROR | MISO_MO-IL | PJM_ROR | Internal | Shoulder | B11 | 25 | 1212 | 0 | 73.38 | 71.37 | 2 | 0
2035 | MISO_MO-IL_2_PJM_ROR | MISO_MO-IL | PJM_ROR | Internal | Shoulder | B12 | 200 | 1212 | 729.68 | 57.5 | 59.5 | 2 | 0
2035 | MISO_MO-IL_2_PJM_ROR | MISO_MO-IL | PJM_ROR | Internal | Shoulder | B13 | 600 | 1212 | 0 | 52.28 | 53.23 | 2 | 0
2035 | MISO_MO-IL_2_PJM_ROR | MISO_MO-IL | PJM_ROR | Internal | Shoulder | B14 | 900 | 1212 | 0.03 | 49.48 | 51.46 | 2 | 0
2035 | MISO_MO-IL_2_PJM_ROR | MISO_MO-IL | PJM_ROR | Internal | Shoulder | B15 | 1203 | 1212 | 160.58 | 44.56 | 46.56 | 2 | 0
2035 | MISO_MO-IL_2_PJM_ROR | MISO_MO-IL | PJM_ROR | Internal | Summer | B1 | 10 | 1212 | 642.76 | 87.83 | 89.83 | 2 | 0
2035 | MISO_MO-IL_2_PJM_ROR | MISO_MO-IL | PJM_ROR | Internal | Summer | B2 | 25 | 1212 | 0.92 | 84.53 | 86.52 | 2 | 0
2035 | MISO_MO-IL_2_PJM_ROR | MISO_MO-IL | PJM_ROR | Internal | Summer | B3 | 75 | 1212 | 0 | 83.78 | 81.8 | 2 | 0
2035 | MISO_MO-IL_2_PJM_ROR | MISO_MO-IL | PJM_ROR | Internal | Summer | B4 | 100 | 1212 | 0 | 80.94 | 79.93 | 2 | 0
2035 | MISO_MO-IL_2_PJM_ROR | MISO_MO-IL | PJM_ROR | Internal | Summer | B5 | 200 | 1212 | 0 | 77.99 | 75.98 | 2 | 0
2035 | MISO_MO-IL_2_PJM_ROR | MISO_MO-IL | PJM_ROR | Internal | Summer | B6 | 300 | 1212 | 0 | 63.9 | 62.67 | 2 | 0
2035 | MISO_MO-IL_2_PJM_ROR | MISO_MO-IL | PJM_ROR | Internal | Summer | B7 | 400 | 1212 | 0 | 51.48 | 51.27 | 2 | 0
2035 | MISO_MO-IL_2_PJM_ROR | MISO_MO-IL | PJM_ROR | Internal | Summer | B8 | 500 | 1212 | 0.05 | 46.8 | 48.79 | 2 | 0
2035 | MISO_MO-IL_2_PJM_ROR | MISO_MO-IL | PJM_ROR | Internal | Summer | B9 | 800 | 1212 | 0 | 44.61 | 45.92 | 2 | 0
2035 | MISO_MO-IL_2_PJM_ROR | MISO_MO-IL | PJM_ROR | Internal | Summer | B10 | 1262 | 1212 | 1212 | 41.23 | 44.9 | 2 | 1.68
2035 | MISO_MO-IL_2_PJM_ROR | MISO_MO-IL | PJM_ROR | Internal | Winter | B16 | 25 | 1212 | 1212 | 63.84 | 72.9 | 2 | 7.06
2035 | MISO_MO-IL_2_PJM_ROR | MISO_MO-IL | PJM_ROR | Internal | Winter | B17 | 100 | 1212 | 1212 | 52.73 | 64.14 | 2 | 9.42
2035 | MISO_MO-IL_2_PJM_ROR | MISO_MO-IL | PJM_ROR | Internal | Winter | B18 | 400 | 1212 | 955.27 | 55.36 | 57.36 | 2 | 0
2035 | MISO_MO-IL_2_PJM_ROR | MISO_MO-IL | PJM_ROR | Internal | Winter | B19 | 700 | 1212 | 1212 | 51.4 | 54.57 | 2 | 1.17
2035 | MISO_MO-IL_2_PJM_ROR | MISO_MO-IL | PJM_ROR | Internal | Winter | B20 | 935 | 1212 | 1212 | 43.27 | 50.07 | 2 | 4.8
2035 | MISO_MO-IL_2_SPP_N | MISO_MO-IL | SPP_N | Internal | Shoulder | B11 | 25 | 2000 | 0.01 | 73.38 | 80.37 | 8 | 0
2035 | MISO_MO-IL_2_SPP_N | MISO_MO-IL | SPP_N | Internal | Shoulder | B12 | 200 | 2000 | 0 | 57.5 | 56.06 | 8 | 0
2035 | MISO_MO-IL_2_SPP_N | MISO_MO-IL | SPP_N | Internal | Shoulder | B13 | 600 | 2000 | 0 | 52.28 | 55.18 | 8 | 0
2035 | MISO_MO-IL_2_SPP_N | MISO_MO-IL | SPP_N | Internal | Shoulder | B14 | 900 | 2000 | 0 | 49.48 | 55.18 | 8 | 0
2035 | MISO_MO-IL_2_SPP_N | MISO_MO-IL | SPP_N | Internal | Shoulder | B15 | 1203 | 2000 | 0 | 44.56 | 45.76 | 8 | 0
2035 | MISO_MO-IL_2_SPP_N | MISO_MO-IL | SPP_N | Internal | Summer | B1 | 10 | 2000 | 0 | 87.83 | 88.32 | 8 | 0
2035 | MISO_MO-IL_2_SPP_N | MISO_MO-IL | SPP_N | Internal | Summer | B2 | 25 | 2000 | 0 | 84.53 | 87.55 | 8 | 0
2035 | MISO_MO-IL_2_SPP_N | MISO_MO-IL | SPP_N | Internal | Summer | B3 | 75 | 2000 | 0 | 83.78 | 85.65 | 8 | 0
2035 | MISO_MO-IL_2_SPP_N | MISO_MO-IL | SPP_N | Internal | Summer | B4 | 100 | 2000 | 0 | 80.94 | 85.45 | 8 | 0
2035 | MISO_MO-IL_2_SPP_N | MISO_MO-IL | SPP_N | Internal | Summer | B5 | 200 | 2000 | 0 | 77.99 | 84.98 | 8 | 0
2035 | MISO_MO-IL_2_SPP_N | MISO_MO-IL | SPP_N | Internal | Summer | B6 | 300 | 2000 | 0 | 63.9 | 71.66 | 8 | 0
2035 | MISO_MO-IL_2_SPP_N | MISO_MO-IL | SPP_N | Internal | Summer | B7 | 400 | 2000 | 0 | 51.48 | 58.47 | 8 | 0
2035 | MISO_MO-IL_2_SPP_N | MISO_MO-IL | SPP_N | Internal | Summer | B8 | 500 | 2000 | 0 | 46.8 | 53.4 | 8 | 0
2035 | MISO_MO-IL_2_SPP_N | MISO_MO-IL | SPP_N | Internal | Summer | B9 | 800 | 2000 | 0 | 44.61 | 51.6 | 8 | 0
2035 | MISO_MO-IL_2_SPP_N | MISO_MO-IL | SPP_N | Internal | Summer | B10 | 1262 | 2000 | 0 | 41.23 | 45.88 | 8 | 0
2035 | MISO_MO-IL_2_SPP_N | MISO_MO-IL | SPP_N | Internal | Winter | B16 | 25 | 2000 | 0 | 63.84 | 64.9 | 8 | 0
2035 | MISO_MO-IL_2_SPP_N | MISO_MO-IL | SPP_N | Internal | Winter | B17 | 100 | 2000 | 0 | 52.73 | 58.94 | 8 | 0
2035 | MISO_MO-IL_2_SPP_N | MISO_MO-IL | SPP_N | Internal | Winter | B18 | 400 | 2000 | 0 | 55.36 | 57.01 | 8 | 0
2035 | MISO_MO-IL_2_SPP_N | MISO_MO-IL | SPP_N | Internal | Winter | B19 | 700 | 2000 | 0 | 51.4 | 56.37 | 8 | 0
2035 | MISO_MO-IL_2_SPP_N | MISO_MO-IL | SPP_N | Internal | Winter | B20 | 935 | 2000 | 0 | 43.27 | 44.53 | 8 | 0
2035 | MISO_MO-IL_2_TVA_Transmission | MISO_MO-IL | TVA_Transmission | Internal | Shoulder | B11 | 25 | 4000 | 0 | 73.38 | 77.37 | 8 | 0
2035 | MISO_MO-IL_2_TVA_Transmission | MISO_MO-IL | TVA_Transmission | Internal | Shoulder | B12 | 200 | 4000 | 0 | 57.5 | 61.79 | 8 | 0
2035 | MISO_MO-IL_2_TVA_Transmission | MISO_MO-IL | TVA_Transmission | Internal | Shoulder | B13 | 600 | 4000 | 0 | 52.28 | 56.55 | 8 | 0
2035 | MISO_MO-IL_2_TVA_Transmission | MISO_MO-IL | TVA_Transmission | Internal | Shoulder | B14 | 900 | 4000 | 0 | 49.48 | 55.7 | 8 | 0
2035 | MISO_MO-IL_2_TVA_Transmission | MISO_MO-IL | TVA_Transmission | Internal | Shoulder | B15 | 1203 | 4000 | 168.19 | 44.56 | 52.56 | 8 | 0
2035 | MISO_MO-IL_2_TVA_Transmission | MISO_MO-IL | TVA_Transmission | Internal | Summer | B1 | 10 | 4000 | 1690.88 | 87.83 | 95.83 | 8 | 0
2035 | MISO_MO-IL_2_TVA_Transmission | MISO_MO-IL | TVA_Transmission | Internal | Summer | B2 | 25 | 4000 | 1.09 | 84.53 | 92.52 | 8 | 0
2035 | MISO_MO-IL_2_TVA_Transmission | MISO_MO-IL | TVA_Transmission | Internal | Summer | B3 | 75 | 4000 | 0 | 83.78 | 87.8 | 8 | 0
2035 | MISO_MO-IL_2_TVA_Transmission | MISO_MO-IL | TVA_Transmission | Internal | Summer | B4 | 100 | 4000 | 0 | 80.94 | 85.93 | 8 | 0
2035 | MISO_MO-IL_2_TVA_Transmission | MISO_MO-IL | TVA_Transmission | Internal | Summer | B5 | 200 | 4000 | 0 | 77.99 | 81.95 | 8 | 0
2035 | MISO_MO-IL_2_TVA_Transmission | MISO_MO-IL | TVA_Transmission | Internal | Summer | B6 | 300 | 4000 | 0 | 63.9 | 68.67 | 8 | 0
2035 | MISO_MO-IL_2_TVA_Transmission | MISO_MO-IL | TVA_Transmission | Internal | Summer | B7 | 400 | 4000 | 0 | 51.48 | 57.22 | 8 | 0
2035 | MISO_MO-IL_2_TVA_Transmission | MISO_MO-IL | TVA_Transmission | Internal | Summer | B8 | 500 | 4000 | 0 | 46.8 | 53.96 | 8 | 0
2035 | MISO_MO-IL_2_TVA_Transmission | MISO_MO-IL | TVA_Transmission | Internal | Summer | B9 | 800 | 4000 | 0 | 44.61 | 50.29 | 8 | 0
2035 | MISO_MO-IL_2_TVA_Transmission | MISO_MO-IL | TVA_Transmission | Internal | Summer | B10 | 1262 | 4000 | 0 | 41.23 | 46.31 | 8 | 0
2035 | MISO_MO-IL_2_TVA_Transmission | MISO_MO-IL | TVA_Transmission | Internal | Winter | B16 | 25 | 4000 | 1664.03 | 63.84 | 71.84 | 8 | 0
2035 | MISO_MO-IL_2_TVA_Transmission | MISO_MO-IL | TVA_Transmission | Internal | Winter | B17 | 100 | 4000 | 1453.69 | 52.73 | 60.73 | 8 | 0
2035 | MISO_MO-IL_2_TVA_Transmission | MISO_MO-IL | TVA_Transmission | Internal | Winter | B18 | 400 | 4000 | 0 | 55.36 | 59.35 | 8 | 0
2035 | MISO_MO-IL_2_TVA_Transmission | MISO_MO-IL | TVA_Transmission | Internal | Winter | B19 | 700 | 4000 | 0 | 51.4 | 57.05 | 8 | 0
2035 | MISO_MO-IL_2_TVA_Transmission | MISO_MO-IL | TVA_Transmission | Internal | Winter | B20 | 935 | 4000 | 1996.01 | 43.27 | 51.27 | 8 | 0
2035 | MISO_W_2_IESO | MISO_W | IESO | Internal | Shoulder | B11 | 25 | 90 | 0 | 73.37 | 48.51 | 8 | 0
2035 | MISO_W_2_IESO | MISO_W | IESO | Internal | Shoulder | B12 | 200 | 90 | 0 | 55.53 | 48.51 | 8 | 0
2035 | MISO_W_2_IESO | MISO_W | IESO | Internal | Shoulder | B13 | 600 | 90 | 0 | 52.27 | 46.46 | 8 | 0
2035 | MISO_W_2_IESO | MISO_W | IESO | Internal | Shoulder | B14 | 900 | 90 | 0 | 49.46 | 46.46 | 8 | 0
2035 | MISO_W_2_IESO | MISO_W | IESO | Internal | Shoulder | B15 | 1203 | 90 | 0 | 38.76 | 46.46 | 8 | 0
2035 | MISO_W_2_IESO | MISO_W | IESO | Internal | Summer | B1 | 10 | 90 | 0 | 87.82 | 80.86 | 8 | 0
2035 | MISO_W_2_IESO | MISO_W | IESO | Internal | Summer | B2 | 25 | 90 | 0 | 84.52 | 78.38 | 8 | 0
2035 | MISO_W_2_IESO | MISO_W | IESO | Internal | Summer | B3 | 75 | 90 | 0 | 83.79 | 76.8 | 8 | 0
2035 | MISO_W_2_IESO | MISO_W | IESO | Internal | Summer | B4 | 100 | 90 | 0 | 80.93 | 71.8 | 8 | 0
2035 | MISO_W_2_IESO | MISO_W | IESO | Internal | Summer | B5 | 200 | 90 | 0 | 77.98 | 54.34 | 8 | 0
2035 | MISO_W_2_IESO | MISO_W | IESO | Internal | Summer | B6 | 300 | 90 | 0 | 64.66 | 47.68 | 8 | 0
2035 | MISO_W_2_IESO | MISO_W | IESO | Internal | Summer | B7 | 400 | 90 | 0 | 51.47 | 44.51 | 8 | 0
2035 | MISO_W_2_IESO | MISO_W | IESO | Internal | Summer | B8 | 500 | 90 | 0 | 46.79 | 43.92 | 8 | 0
2035 | MISO_W_2_IESO | MISO_W | IESO | Internal | Summer | B9 | 800 | 90 | 0 | 44.6 | 43.92 | 8 | 0
2035 | MISO_W_2_IESO | MISO_W | IESO | Internal | Summer | B10 | 1262 | 90 | 0 | 38.88 | 43.92 | 8 | 0
2035 | MISO_W_2_IESO | MISO_W | IESO | Internal | Winter | B16 | 25 | 90 | 0 | 57.9 | 53.22 | 8 | 0
2035 | MISO_W_2_IESO | MISO_W | IESO | Internal | Winter | B17 | 100 | 90 | 0 | 52.72 | 50.89 | 8 | 0
2035 | MISO_W_2_IESO | MISO_W | IESO | Internal | Winter | B18 | 400 | 90 | 0 | 55.35 | 50.47 | 8 | 0
2035 | MISO_W_2_IESO | MISO_W | IESO | Internal | Winter | B19 | 700 | 90 | 0 | 51.39 | 50.47 | 8 | 0
2035 | MISO_W_2_IESO | MISO_W | IESO | Internal | Winter | B20 | 935 | 90 | 90 | 37.53 | 50.47 | 8 | 4.94
2035 | MISO_W_2_MAPP_CA | MISO_W | MAPP_CA | Internal | Shoulder | B11 | 25 | 700 | 0 | 73.37 | 62.07 | 0.01 | 0
2035 | MISO_W_2_MAPP_CA | MISO_W | MAPP_CA | Internal | Shoulder | B12 | 200 | 700 | 0.06 | 55.53 | 55.51 | 0.01 | 0
2035 | MISO_W_2_MAPP_CA | MISO_W | MAPP_CA | Internal | Shoulder | B13 | 600 | 700 | 0.02 | 52.27 | 52.26 | 0.01 | 0
2035 | MISO_W_2_MAPP_CA | MISO_W | MAPP_CA | Internal | Shoulder | B14 | 900 | 700 | 700 | 49.46 | 52.22 | 0.01 | 2.74
2035 | MISO_W_2_MAPP_CA | MISO_W | MAPP_CA | Internal | Shoulder | B15 | 1203 | 700 | 700 | 38.76 | 52.22 | 0.01 | 13.45
2035 | MISO_W_2_MAPP_CA | MISO_W | MAPP_CA | Internal | Summer | B1 | 10 | 700 | 0 | 87.82 | 83.62 | 0.01 | 0
2035 | MISO_W_2_MAPP_CA | MISO_W | MAPP_CA | Internal | Summer | B2 | 25 | 700 | 0.01 | 84.52 | 83.62 | 0.01 | 0
2035 | MISO_W_2_MAPP_CA | MISO_W | MAPP_CA | Internal | Summer | B3 | 75 | 700 | 0.15 | 83.79 | 83.78 | 0.01 | 0
2035 | MISO_W_2_MAPP_CA | MISO_W | MAPP_CA | Internal | Summer | B4 | 100 | 700 | 0.12 | 80.93 | 80.92 | 0.01 | 0
2035 | MISO_W_2_MAPP_CA | MISO_W | MAPP_CA | Internal | Summer | B5 | 200 | 700 | 0.06 | 77.98 | 77.97 | 0.01 | 0
2035 | MISO_W_2_MAPP_CA | MISO_W | MAPP_CA | Internal | Summer | B6 | 300 | 700 | 0 | 64.66 | 56.01 | 0.01 | 0
2035 | MISO_W_2_MAPP_CA | MISO_W | MAPP_CA | Internal | Summer | B7 | 400 | 700 | 0.03 | 51.47 | 51.46 | 0.01 | 0
2035 | MISO_W_2_MAPP_CA | MISO_W | MAPP_CA | Internal | Summer | B8 | 500 | 700 | 700 | 46.79 | 47.29 | 0.01 | 0.49
2035 | MISO_W_2_MAPP_CA | MISO_W | MAPP_CA | Internal | Summer | B9 | 800 | 700 | 700 | 44.6 | 47.29 | 0.01 | 2.68
2035 | MISO_W_2_MAPP_CA | MISO_W | MAPP_CA | Internal | Summer | B10 | 1262 | 700 | 700 | 38.88 | 47.29 | 0.01 | 8.4
2035 | MISO_W_2_MAPP_CA | MISO_W | MAPP_CA | Internal | Winter | B16 | 25 | 700 | 0.52 | 57.9 | 57.89 | 0.01 | 0
2035 | MISO_W_2_MAPP_CA | MISO_W | MAPP_CA | Internal | Winter | B17 | 100 | 700 | 700 | 52.72 | 56.31 | 0.01 | 3.58
2035 | MISO_W_2_MAPP_CA | MISO_W | MAPP_CA | Internal | Winter | B18 | 400 | 700 | 700 | 55.35 | 56.31 | 0.01 | 0.95
2035 | MISO_W_2_MAPP_CA | MISO_W | MAPP_CA | Internal | Winter | B19 | 700 | 700 | 700 | 51.39 | 56.31 | 0.01 | 4.91
2035 | MISO_W_2_MAPP_CA | MISO_W | MAPP_CA | Internal | Winter | B20 | 935 | 700 | 700 | 37.53 | 56.31 | 0.01 | 18.77
2035 | MISO_W_2_MAPP_US | MISO_W | MAPP_US | Internal | Shoulder | B11 | 25 | 2300 | 0 | 73.37 | 69.07 | 7 | 0
2035 | MISO_W_2_MAPP_US | MISO_W | MAPP_US | Internal | Shoulder | B12 | 200 | 2300 | 0 | 55.53 | 49.05 | 7 | 0
2035 | MISO_W_2_MAPP_US | MISO_W | MAPP_US | Internal | Shoulder | B13 | 600 | 2300 | 0 | 52.27 | 48.17 | 7 | 0
2035 | MISO_W_2_MAPP_US | MISO_W | MAPP_US | Internal | Shoulder | B14 | 900 | 2300 | 0 | 49.46 | 48.17 | 7 | 0
2035 | MISO_W_2_MAPP_US | MISO_W | MAPP_US | Internal | Shoulder | B15 | 1203 | 2300 | 0 | 38.76 | 38.75 | 7 | 0
2035 | MISO_W_2_MAPP_US | MISO_W | MAPP_US | Internal | Summer | B1 | 10 | 2300 | 0 | 87.82 | 80.82 | 7 | 0
2035 | MISO_W_2_MAPP_US | MISO_W | MAPP_US | Internal | Summer | B2 | 25 | 2300 | 0 | 84.52 | 80.53 | 7 | 0
2035 | MISO_W_2_MAPP_US | MISO_W | MAPP_US | Internal | Summer | B3 | 75 | 2300 | 0 | 83.79 | 78.64 | 7 | 0
2035 | MISO_W_2_MAPP_US | MISO_W | MAPP_US | Internal | Summer | B4 | 100 | 2300 | 0 | 80.93 | 78.43 | 7 | 0
2035 | MISO_W_2_MAPP_US | MISO_W | MAPP_US | Internal | Summer | B5 | 200 | 2300 | 0 | 77.98 | 77.03 | 7 | 0
2035 | MISO_W_2_MAPP_US | MISO_W | MAPP_US | Internal | Summer | B6 | 300 | 2300 | 0 | 64.66 | 63.01 | 7 | 0
2035 | MISO_W_2_MAPP_US | MISO_W | MAPP_US | Internal | Summer | B7 | 400 | 2300 | 0 | 51.47 | 49.06 | 7 | 0
2035 | MISO_W_2_MAPP_US | MISO_W | MAPP_US | Internal | Summer | B8 | 500 | 2300 | 0 | 46.79 | 44.59 | 7 | 0
2035 | MISO_W_2_MAPP_US | MISO_W | MAPP_US | Internal | Summer | B9 | 800 | 2300 | 0 | 44.6 | 44.59 | 7 | 0
2035 | MISO_W_2_MAPP_US | MISO_W | MAPP_US | Internal | Summer | B10 | 1262 | 2300 | 0 | 38.88 | 31.88 | 7 | 0
2035 | MISO_W_2_MAPP_US | MISO_W | MAPP_US | Internal | Winter | B16 | 25 | 2300 | 0 | 57.9 | 55.7 | 7 | 0
2035 | MISO_W_2_MAPP_US | MISO_W | MAPP_US | Internal | Winter | B17 | 100 | 2300 | 0 | 52.72 | 51.93 | 7 | 0
2035 | MISO_W_2_MAPP_US | MISO_W | MAPP_US | Internal | Winter | B18 | 400 | 2300 | 0 | 55.35 | 50 | 7 | 0
2035 | MISO_W_2_MAPP_US | MISO_W | MAPP_US | Internal | Winter | B19 | 700 | 2300 | 0 | 51.39 | 49.36 | 7 | 0
2035 | MISO_W_2_MAPP_US | MISO_W | MAPP_US | Internal | Winter | B20 | 935 | 2300 | 0 | 37.53 | 37.49 | 7 | 0
2035 | MISO_W_2_MISO_MO-IL | MISO_W | MISO_MO-IL | Internal | Shoulder | B11 | 25 | 3800 | 1970.13 | 73.37 | 73.38 | 0.01 | 0
2035 | MISO_W_2_MISO_MO-IL | MISO_W | MISO_MO-IL | Internal | Shoulder | B12 | 200 | 3800 | 3800 | 55.53 | 57.5 | 0.01 | 1.96
2035 | MISO_W_2_MISO_MO-IL | MISO_W | MISO_MO-IL | Internal | Shoulder | B13 | 600 | 3800 | 3336.92 | 52.27 | 52.28 | 0.01 | 0
2035 | MISO_W_2_MISO_MO-IL | MISO_W | MISO_MO-IL | Internal | Shoulder | B14 | 900 | 3800 | 2610.97 | 49.46 | 49.48 | 0.01 | 0
2035 | MISO_W_2_MISO_MO-IL | MISO_W | MISO_MO-IL | Internal | Shoulder | B15 | 1203 | 3800 | 3800 | 38.76 | 44.56 | 0.01 | 5.79
2035 | MISO_W_2_MISO_MO-IL | MISO_W | MISO_MO-IL | Internal | Summer | B1 | 10 | 3800 | 3088.69 | 87.82 | 87.83 | 0.01 | 0
2035 | MISO_W_2_MISO_MO-IL | MISO_W | MISO_MO-IL | Internal | Summer | B2 | 25 | 3800 | 1645.87 | 84.52 | 84.53 | 0.01 | 0
2035 | MISO_W_2_MISO_MO-IL | MISO_W | MISO_MO-IL | Internal | Summer | B3 | 75 | 3800 | 0.17 | 83.79 | 83.78 | 0.01 | 0
2035 | MISO_W_2_MISO_MO-IL | MISO_W | MISO_MO-IL | Internal | Summer | B4 | 100 | 3800 | 940.27 | 80.93 | 80.94 | 0.01 | 0
2035 | MISO_W_2_MISO_MO-IL | MISO_W | MISO_MO-IL | Internal | Summer | B5 | 200 | 3800 | 9.43 | 77.98 | 77.99 | 0.01 | 0
2035 | MISO_W_2_MISO_MO-IL | MISO_W | MISO_MO-IL | Internal | Summer | B6 | 300 | 3800 | 0 | 64.66 | 63.9 | 0.01 | 0
2035 | MISO_W_2_MISO_MO-IL | MISO_W | MISO_MO-IL | Internal | Summer | B7 | 400 | 3800 | 876.44 | 51.47 | 51.48 | 0.01 | 0
2035 | MISO_W_2_MISO_MO-IL | MISO_W | MISO_MO-IL | Internal | Summer | B8 | 500 | 3800 | 1203.5 | 46.79 | 46.8 | 0.01 | 0
2035 | MISO_W_2_MISO_MO-IL | MISO_W | MISO_MO-IL | Internal | Summer | B9 | 800 | 3800 | 1743.3 | 44.6 | 44.61 | 0.01 | 0
2035 | MISO_W_2_MISO_MO-IL | MISO_W | MISO_MO-IL | Internal | Summer | B10 | 1262 | 3800 | 3800 | 38.88 | 41.23 | 0.01 | 2.34
2035 | MISO_W_2_MISO_MO-IL | MISO_W | MISO_MO-IL | Internal | Winter | B16 | 25 | 3800 | 3800 | 57.9 | 63.84 | 0.01 | 5.92
2035 | MISO_W_2_MISO_MO-IL | MISO_W | MISO_MO-IL | Internal | Winter | B17 | 100 | 3800 | 3679.38 | 52.72 | 52.73 | 0.01 | 0
2035 | MISO_W_2_MISO_MO-IL | MISO_W | MISO_MO-IL | Internal | Winter | B18 | 400 | 3800 | 1072.66 | 55.35 | 55.36 | 0.01 | 0
2035 | MISO_W_2_MISO_MO-IL | MISO_W | MISO_MO-IL | Internal | Winter | B19 | 700 | 3800 | 609.41 | 51.39 | 51.4 | 0.01 | 0
2035 | MISO_W_2_MISO_MO-IL | MISO_W | MISO_MO-IL | Internal | Winter | B20 | 935 | 3800 | 3800 | 37.53 | 43.27 | 0.01 | 5.72
2035 | MISO_W_2_MISO_WUMS | MISO_W | MISO_WUMS | Internal | Shoulder | B11 | 25 | 1629 | 0.99 | 73.37 | 73.37 | 0.01 | 0
2035 | MISO_W_2_MISO_WUMS | MISO_W | MISO_WUMS | Internal | Shoulder | B12 | 200 | 1629 | 1629 | 55.53 | 57.5 | 0.01 | 1.96
2035 | MISO_W_2_MISO_WUMS | MISO_W | MISO_WUMS | Internal | Shoulder | B13 | 600 | 1629 | 626.5 | 52.27 | 52.28 | 0.01 | 0
2035 | MISO_W_2_MISO_WUMS | MISO_W | MISO_WUMS | Internal | Shoulder | B14 | 900 | 1629 | 1629 | 49.46 | 50.57 | 0.01 | 1.09
2035 | MISO_W_2_MISO_WUMS | MISO_W | MISO_WUMS | Internal | Shoulder | B15 | 1203 | 1629 | 1629 | 38.76 | 46.49 | 0.01 | 7.72
2035 | MISO_W_2_MISO_WUMS | MISO_W | MISO_WUMS | Internal | Summer | B1 | 10 | 1629 | 0 | 87.82 | 79.65 | 0.01 | 0
2035 | MISO_W_2_MISO_WUMS | MISO_W | MISO_WUMS | Internal | Summer | B2 | 25 | 1629 | 0 | 84.52 | 79.65 | 0.01 | 0
2035 | MISO_W_2_MISO_WUMS | MISO_W | MISO_WUMS | Internal | Summer | B3 | 75 | 1629 | 0 | 83.79 | 79.65 | 0.01 | 0
2035 | MISO_W_2_MISO_WUMS | MISO_W | MISO_WUMS | Internal | Summer | B4 | 100 | 1629 | 0 | 80.93 | 79.65 | 0.01 | 0
2035 | MISO_W_2_MISO_WUMS | MISO_W | MISO_WUMS | Internal | Summer | B5 | 200 | 1629 | 0.12 | 77.98 | 77.98 | 0.01 | 0
2035 | MISO_W_2_MISO_WUMS | MISO_W | MISO_WUMS | Internal | Summer | B6 | 300 | 1629 | 43.76 | 64.66 | 64.67 | 0.01 | 0
2035 | MISO_W_2_MISO_WUMS | MISO_W | MISO_WUMS | Internal | Summer | B7 | 400 | 1629 | 0.03 | 51.47 | 51.46 | 0.01 | 0
2035 | MISO_W_2_MISO_WUMS | MISO_W | MISO_WUMS | Internal | Summer | B8 | 500 | 1629 | 1629 | 46.79 | 48.82 | 0.01 | 2.02
2035 | MISO_W_2_MISO_WUMS | MISO_W | MISO_WUMS | Internal | Summer | B9 | 800 | 1629 | 1629 | 44.6 | 46.82 | 0.01 | 2.21
2035 | MISO_W_2_MISO_WUMS | MISO_W | MISO_WUMS | Internal | Summer | B10 | 1262 | 1629 | 1629 | 38.88 | 44.93 | 0.01 | 6.04
2035 | MISO_W_2_MISO_WUMS | MISO_W | MISO_WUMS | Internal | Winter | B16 | 25 | 1629 | 1629 | 57.9 | 70.9 | 0.01 | 12.98
2035 | MISO_W_2_MISO_WUMS | MISO_W | MISO_WUMS | Internal | Winter | B17 | 100 | 1629 | 1629 | 52.72 | 62.14 | 0.01 | 9.42
2035 | MISO_W_2_MISO_WUMS | MISO_W | MISO_WUMS | Internal | Winter | B18 | 400 | 1629 | 1359.64 | 55.35 | 55.36 | 0.01 | 0
2035 | MISO_W_2_MISO_WUMS | MISO_W | MISO_WUMS | Internal | Winter | B19 | 700 | 1629 | 1629 | 51.39 | 53.89 | 0.01 | 2.49
2035 | MISO_W_2_MISO_WUMS | MISO_W | MISO_WUMS | Internal | Winter | B20 | 935 | 1629 | 1629 | 37.53 | 49.46 | 0.01 | 11.91
2035 | MISO_W_2_NE | MISO_W | NE | Internal | Shoulder | B11 | 25 | 2800 | 0 | 73.37 | 76.07 | 7 | 0
2035 | MISO_W_2_NE | MISO_W | NE | Internal | Shoulder | B12 | 200 | 2800 | 0 | 55.53 | 56.05 | 7 | 0
2035 | MISO_W_2_NE | MISO_W | NE | Internal | Shoulder | B13 | 600 | 2800 | 0 | 52.27 | 55.17 | 7 | 0
2035 | MISO_W_2_NE | MISO_W | NE | Internal | Shoulder | B14 | 900 | 2800 | 0 | 49.46 | 55.17 | 7 | 0
2035 | MISO_W_2_NE | MISO_W | NE | Internal | Shoulder | B15 | 1203 | 2800 | 0.02 | 38.76 | 45.75 | 7 | 0
2035 | MISO_W_2_NE | MISO_W | NE | Internal | Summer | B1 | 10 | 2800 | 0 | 87.82 | 87.82 | 7 | 0
2035 | MISO_W_2_NE | MISO_W | NE | Internal | Summer | B2 | 25 | 2800 | 0 | 84.52 | 87.53 | 7 | 0
2035 | MISO_W_2_NE | MISO_W | NE | Internal | Summer | B3 | 75 | 2800 | 0 | 83.79 | 85.64 | 7 | 0
2035 | MISO_W_2_NE | MISO_W | NE | Internal | Summer | B4 | 100 | 2800 | 0 | 80.93 | 85.43 | 7 | 0
2035 | MISO_W_2_NE | MISO_W | NE | Internal | Summer | B5 | 200 | 2800 | 0 | 77.98 | 84.03 | 7 | 0
2035 | MISO_W_2_NE | MISO_W | NE | Internal | Summer | B6 | 300 | 2800 | 0 | 64.66 | 70.01 | 7 | 0
2035 | MISO_W_2_NE | MISO_W | NE | Internal | Summer | B7 | 400 | 2800 | 0 | 51.47 | 56.06 | 7 | 0
2035 | MISO_W_2_NE | MISO_W | NE | Internal | Summer | B8 | 500 | 2800 | 0 | 46.79 | 51.59 | 7 | 0
2035 | MISO_W_2_NE | MISO_W | NE | Internal | Summer | B9 | 800 | 2800 | 0.03 | 44.6 | 51.59 | 7 | 0
2035 | MISO_W_2_NE | MISO_W | NE | Internal | Summer | B10 | 1262 | 2800 | 0 | 38.88 | 38.88 | 7 | 0
2035 | MISO_W_2_NE | MISO_W | NE | Internal | Winter | B16 | 25 | 2800 | 0 | 57.9 | 62.7 | 7 | 0
2035 | MISO_W_2_NE | MISO_W | NE | Internal | Winter | B17 | 100 | 2800 | 0 | 52.72 | 58.93 | 7 | 0
2035 | MISO_W_2_NE | MISO_W | NE | Internal | Winter | B18 | 400 | 2800 | 0 | 55.35 | 57 | 7 | 0
2035 | MISO_W_2_NE | MISO_W | NE | Internal | Winter | B19 | 700 | 2800 | 0 | 51.39 | 56.36 | 7 | 0
2035 | MISO_W_2_NE | MISO_W | NE | Internal | Winter | B20 | 935 | 2800 | 0 | 37.53 | 44.49 | 7 | 0
2035 | MISO_W_2_PJM_ROR | MISO_W | PJM_ROR | Internal | Shoulder | B11 | 25 | 773 | 0 | 73.37 | 71.37 | 2 | 0
2035 | MISO_W_2_PJM_ROR | MISO_W | PJM_ROR | Internal | Shoulder | B12 | 200 | 773 | 773 | 55.53 | 59.5 | 2 | 1.97
2035 | MISO_W_2_PJM_ROR | MISO_W | PJM_ROR | Internal | Shoulder | B13 | 600 | 773 | 0 | 52.27 | 53.23 | 2 | 0
2035 | MISO_W_2_PJM_ROR | MISO_W | PJM_ROR | Internal | Shoulder | B14 | 900 | 773 | 635.76 | 49.46 | 51.46 | 2 | 0
2035 | MISO_W_2_PJM_ROR | MISO_W | PJM_ROR | Internal | Shoulder | B15 | 1203 | 773 | 773 | 38.76 | 46.56 | 2 | 5.8
2035 | MISO_W_2_PJM_ROR | MISO_W | PJM_ROR | Internal | Summer | B1 | 10 | 773 | 770.73 | 87.82 | 89.83 | 2 | 0.01
2035 | MISO_W_2_PJM_ROR | MISO_W | PJM_ROR | Internal | Summer | B2 | 25 | 773 | 337.49 | 84.52 | 86.52 | 2 | 0
2035 | MISO_W_2_PJM_ROR | MISO_W | PJM_ROR | Internal | Summer | B3 | 75 | 773 | 0 | 83.79 | 81.8 | 2 | 0
2035 | MISO_W_2_PJM_ROR | MISO_W | PJM_ROR | Internal | Summer | B4 | 100 | 773 | 0 | 80.93 | 79.93 | 2 | 0
2035 | MISO_W_2_PJM_ROR | MISO_W | PJM_ROR | Internal | Summer | B5 | 200 | 773 | 0 | 77.98 | 75.98 | 2 | 0
2035 | MISO_W_2_PJM_ROR | MISO_W | PJM_ROR | Internal | Summer | B6 | 300 | 773 | 0 | 64.66 | 62.67 | 2 | 0
2035 | MISO_W_2_PJM_ROR | MISO_W | PJM_ROR | Internal | Summer | B7 | 400 | 773 | 0 | 51.47 | 51.27 | 2 | 0
2035 | MISO_W_2_PJM_ROR | MISO_W | PJM_ROR | Internal | Summer | B8 | 500 | 773 | 108.13 | 46.79 | 48.79 | 2 | 0
2035 | MISO_W_2_PJM_ROR | MISO_W | PJM_ROR | Internal | Summer | B9 | 800 | 773 | 0 | 44.6 | 45.92 | 2 | 0
2035 | MISO_W_2_PJM_ROR | MISO_W | PJM_ROR | Internal | Summer | B10 | 1262 | 773 | 773 | 38.88 | 44.9 | 2 | 4.03
2035 | MISO_W_2_PJM_ROR | MISO_W | PJM_ROR | Internal | Winter | B16 | 25 | 773 | 773 | 57.9 | 72.9 | 2 | 13
2035 | MISO_W_2_PJM_ROR | MISO_W | PJM_ROR | Internal | Winter | B17 | 100 | 773 | 773 | 52.72 | 64.14 | 2 | 9.43
2035 | MISO_W_2_PJM_ROR | MISO_W | PJM_ROR | Internal | Winter | B18 | 400 | 773 | 772.93 | 55.35 | 57.36 | 2 | 0.01
2035 | MISO_W_2_PJM_ROR | MISO_W | PJM_ROR | Internal | Winter | B19 | 700 | 773 | 773 | 51.39 | 54.57 | 2 | 1.18
2035 | MISO_W_2_PJM_ROR | MISO_W | PJM_ROR | Internal | Winter | B20 | 935 | 773 | 773 | 37.53 | 50.07 | 2 | 10.54
2035 | MISO_W_2_SPP_N | MISO_W | SPP_N | Internal | Shoulder | B11 | 25 | 3200 | 1754.44 | 73.37 | 80.37 | 7 | 0
2035 | MISO_W_2_SPP_N | MISO_W | SPP_N | Internal | Shoulder | B12 | 200 | 3200 | 0 | 55.53 | 56.06 | 7 | 0
2035 | MISO_W_2_SPP_N | MISO_W | SPP_N | Internal | Shoulder | B13 | 600 | 3200 | 0 | 52.27 | 55.18 | 7 | 0
2035 | MISO_W_2_SPP_N | MISO_W | SPP_N | Internal | Shoulder | B14 | 900 | 3200 | 0 | 49.46 | 55.18 | 7 | 0
2035 | MISO_W_2_SPP_N | MISO_W | SPP_N | Internal | Shoulder | B15 | 1203 | 3200 | 1173.17 | 38.76 | 45.76 | 7 | 0
2035 | MISO_W_2_SPP_N | MISO_W | SPP_N | Internal | Summer | B1 | 10 | 3200 | 0 | 87.82 | 88.32 | 7 | 0
2035 | MISO_W_2_SPP_N | MISO_W | SPP_N | Internal | Summer | B2 | 25 | 3200 | 0 | 84.52 | 87.55 | 7 | 0
2035 | MISO_W_2_SPP_N | MISO_W | SPP_N | Internal | Summer | B3 | 75 | 3200 | 0 | 83.79 | 85.65 | 7 | 0
2035 | MISO_W_2_SPP_N | MISO_W | SPP_N | Internal | Summer | B4 | 100 | 3200 | 0 | 80.93 | 85.45 | 7 | 0
2035 | MISO_W_2_SPP_N | MISO_W | SPP_N | Internal | Summer | B5 | 200 | 3200 | 992.69 | 77.98 | 84.98 | 7 | 0
2035 | MISO_W_2_SPP_N | MISO_W | SPP_N | Internal | Summer | B6 | 300 | 3200 | 2235.71 | 64.66 | 71.66 | 7 | 0
2035 | MISO_W_2_SPP_N | MISO_W | SPP_N | Internal | Summer | B7 | 400 | 3200 | 284.96 | 51.47 | 58.47 | 7 | 0
2035 | MISO_W_2_SPP_N | MISO_W | SPP_N | Internal | Summer | B8 | 500 | 3200 | 0 | 46.79 | 53.4 | 7 | 0
2035 | MISO_W_2_SPP_N | MISO_W | SPP_N | Internal | Summer | B9 | 800 | 3200 | 864.93 | 44.6 | 51.6 | 7 | 0
2035 | MISO_W_2_SPP_N | MISO_W | SPP_N | Internal | Summer | B10 | 1262 | 3200 | 2144.35 | 38.88 | 45.88 | 7 | 0
2035 | MISO_W_2_SPP_N | MISO_W | SPP_N | Internal | Winter | B16 | 25 | 3200 | 2686.38 | 57.9 | 64.9 | 7 | 0
2035 | MISO_W_2_SPP_N | MISO_W | SPP_N | Internal | Winter | B17 | 100 | 3200 | 0 | 52.72 | 58.94 | 7 | 0
2035 | MISO_W_2_SPP_N | MISO_W | SPP_N | Internal | Winter | B18 | 400 | 3200 | 0 | 55.35 | 57.01 | 7 | 0
2035 | MISO_W_2_SPP_N | MISO_W | SPP_N | Internal | Winter | B19 | 700 | 3200 | 0 | 51.39 | 56.37 | 7 | 0
2035 | MISO_W_2_SPP_N | MISO_W | SPP_N | Internal | Winter | B20 | 935 | 3200 | 124.18 | 37.53 | 44.53 | 7 | 0
2035 | MISO_WUMS_2_MISO_MI | MISO_WUMS | MISO_MI | Internal | Shoulder | B11 | 25 | 99 | 0.85 | 73.37 | 73.37 | 0.01 | 0
2035 | MISO_WUMS_2_MISO_MI | MISO_WUMS | MISO_MI | Internal | Shoulder | B12 | 200 | 99 | 99 | 57.5 | 61.5 | 0.01 | 3.99
2035 | MISO_WUMS_2_MISO_MI | MISO_WUMS | MISO_MI | Internal | Shoulder | B13 | 600 | 99 | 99 | 52.28 | 53.89 | 0.01 | 1.6
2035 | MISO_WUMS_2_MISO_MI | MISO_WUMS | MISO_MI | Internal | Shoulder | B14 | 900 | 99 | 99 | 50.57 | 53.46 | 0.01 | 2.88
2035 | MISO_WUMS_2_MISO_MI | MISO_WUMS | MISO_MI | Internal | Shoulder | B15 | 1203 | 99 | 99 | 46.49 | 46.69 | 0.01 | 0.18
2035 | MISO_WUMS_2_MISO_MI | MISO_WUMS | MISO_MI | Internal | Summer | B1 | 10 | 99 | 99 | 79.65 | 87.86 | 0.01 | 8.2
2035 | MISO_WUMS_2_MISO_MI | MISO_WUMS | MISO_MI | Internal | Summer | B2 | 25 | 99 | 99 | 79.65 | 85.38 | 0.01 | 5.72
2035 | MISO_WUMS_2_MISO_MI | MISO_WUMS | MISO_MI | Internal | Summer | B3 | 75 | 99 | 99 | 79.65 | 83.8 | 0.01 | 4.14
2035 | MISO_WUMS_2_MISO_MI | MISO_WUMS | MISO_MI | Internal | Summer | B4 | 100 | 99 | 99 | 79.65 | 80.92 | 0.01 | 1.25
2035 | MISO_WUMS_2_MISO_MI | MISO_WUMS | MISO_MI | Internal | Summer | B5 | 200 | 99 | 0.12 | 77.98 | 77.98 | 0.01 | 0
2035 | MISO_WUMS_2_MISO_MI | MISO_WUMS | MISO_MI | Internal | Summer | B6 | 300 | 99 | 0 | 64.67 | 63.88 | 0.01 | 0
2035 | MISO_WUMS_2_MISO_MI | MISO_WUMS | MISO_MI | Internal | Summer | B7 | 400 | 99 | 98.98 | 51.46 | 51.51 | 0.01 | 0.04
2035 | MISO_WUMS_2_MISO_MI | MISO_WUMS | MISO_MI | Internal | Summer | B8 | 500 | 99 | 99 | 48.82 | 49.36 | 0.01 | 0.52
2035 | MISO_WUMS_2_MISO_MI | MISO_WUMS | MISO_MI | Internal | Summer | B9 | 800 | 99 | 0 | 46.82 | 45.17 | 0.01 | 0
2035 | MISO_WUMS_2_MISO_MI | MISO_WUMS | MISO_MI | Internal | Summer | B10 | 1262 | 99 | 99 | 44.93 | 45.17 | 0.01 | 0.23
2035 | MISO_WUMS_2_MISO_MI | MISO_WUMS | MISO_MI | Internal | Winter | B16 | 25 | 99 | 0.92 | 70.9 | 70.9 | 0.01 | 0
2035 | MISO_WUMS_2_MISO_MI | MISO_WUMS | MISO_MI | Internal | Winter | B17 | 100 | 99 | 32.58 | 62.14 | 62.16 | 0.01 | 0
2035 | MISO_WUMS_2_MISO_MI | MISO_WUMS | MISO_MI | Internal | Winter | B18 | 400 | 99 | 98.94 | 55.36 | 55.39 | 0.01 | 0.01
2035 | MISO_WUMS_2_MISO_MI | MISO_WUMS | MISO_MI | Internal | Winter | B19 | 700 | 99 | 0 | 53.89 | 52.58 | 0.01 | 0
2035 | MISO_WUMS_2_MISO_MI | MISO_WUMS | MISO_MI | Internal | Winter | B20 | 935 | 99 | 0 | 49.46 | 48.07 | 0.01 | 0
2035 | MISO_WUMS_2_MISO_W | MISO_WUMS | MISO_W | Internal | Shoulder | B11 | 25 | 1137 | 1 | 73.37 | 73.37 | 0.01 | 0
2035 | MISO_WUMS_2_MISO_W | MISO_WUMS | MISO_W | Internal | Shoulder | B12 | 200 | 1137 | 0 | 57.5 | 55.53 | 0.01 | 0
2035 | MISO_WUMS_2_MISO_W | MISO_WUMS | MISO_W | Internal | Shoulder | B13 | 600 | 1137 | 0.02 | 52.28 | 52.27 | 0.01 | 0
2035 | MISO_WUMS_2_MISO_W | MISO_WUMS | MISO_W | Internal | Shoulder | B14 | 900 | 1137 | 0 | 50.57 | 49.46 | 0.01 | 0
2035 | MISO_WUMS_2_MISO_W | MISO_WUMS | MISO_W | Internal | Shoulder | B15 | 1203 | 1137 | 0 | 46.49 | 38.76 | 0.01 | 0
2035 | MISO_WUMS_2_MISO_W | MISO_WUMS | MISO_W | Internal | Summer | B1 | 10 | 1137 | 1137 | 79.65 | 87.82 | 0.01 | 8.16
2035 | MISO_WUMS_2_MISO_W | MISO_WUMS | MISO_W | Internal | Summer | B2 | 25 | 1137 | 1137 | 79.65 | 84.52 | 0.01 | 4.86
2035 | MISO_WUMS_2_MISO_W | MISO_WUMS | MISO_W | Internal | Summer | B3 | 75 | 1137 | 1137 | 79.65 | 83.79 | 0.01 | 4.13
2035 | MISO_WUMS_2_MISO_W | MISO_WUMS | MISO_W | Internal | Summer | B4 | 100 | 1137 | 1137 | 79.65 | 80.93 | 0.01 | 1.27
2035 | MISO_WUMS_2_MISO_W | MISO_WUMS | MISO_W | Internal | Summer | B5 | 200 | 1137 | 0.17 | 77.98 | 77.98 | 0.01 | 0
2035 | MISO_WUMS_2_MISO_W | MISO_WUMS | MISO_W | Internal | Summer | B6 | 300 | 1137 | 0.05 | 64.67 | 64.66 | 0.01 | 0
2035 | MISO_WUMS_2_MISO_W | MISO_WUMS | MISO_W | Internal | Summer | B7 | 400 | 1137 | 57.25 | 51.46 | 51.47 | 0.01 | 0
2035 | MISO_WUMS_2_MISO_W | MISO_WUMS | MISO_W | Internal | Summer | B8 | 500 | 1137 | 0 | 48.82 | 46.79 | 0.01 | 0
2035 | MISO_WUMS_2_MISO_W | MISO_WUMS | MISO_W | Internal | Summer | B9 | 800 | 1137 | 0 | 46.82 | 44.6 | 0.01 | 0
2035 | MISO_WUMS_2_MISO_W | MISO_WUMS | MISO_W | Internal | Summer | B10 | 1262 | 1137 | 0 | 44.93 | 38.88 | 0.01 | 0
2035 | MISO_WUMS_2_MISO_W | MISO_WUMS | MISO_W | Internal | Winter | B16 | 25 | 1137 | 0 | 70.9 | 57.9 | 0.01 | 0
2035 | MISO_WUMS_2_MISO_W | MISO_WUMS | MISO_W | Internal | Winter | B17 | 100 | 1137 | 0 | 62.14 | 52.72 | 0.01 | 0
2035 | MISO_WUMS_2_MISO_W | MISO_WUMS | MISO_W | Internal | Winter | B18 | 400 | 1137 | 0.03 | 55.36 | 55.35 | 0.01 | 0
2035 | MISO_WUMS_2_MISO_W | MISO_WUMS | MISO_W | Internal | Winter | B19 | 700 | 1137 | 0 | 53.89 | 51.39 | 0.01 | 0
2035 | MISO_WUMS_2_MISO_W | MISO_WUMS | MISO_W | Internal | Winter | B20 | 935 | 1137 | 0 | 49.46 | 37.53 | 0.01 | 0
2035 | MISO_WUMS_2_PJM_ROR | MISO_WUMS | PJM_ROR | Internal | Shoulder | B11 | 25 | 1600 | 0 | 73.37 | 71.37 | 2 | 0
2035 | MISO_WUMS_2_PJM_ROR | MISO_WUMS | PJM_ROR | Internal | Shoulder | B12 | 200 | 1600 | 895.9 | 57.5 | 59.5 | 2 | 0
2035 | MISO_WUMS_2_PJM_ROR | MISO_WUMS | PJM_ROR | Internal | Shoulder | B13 | 600 | 1600 | 0 | 52.28 | 53.23 | 2 | 0
2035 | MISO_WUMS_2_PJM_ROR | MISO_WUMS | PJM_ROR | Internal | Shoulder | B14 | 900 | 1600 | 0 | 50.57 | 51.46 | 2 | 0
2035 | MISO_WUMS_2_PJM_ROR | MISO_WUMS | PJM_ROR | Internal | Shoulder | B15 | 1203 | 1600 | 0 | 46.49 | 46.56 | 2 | 0
2035 | MISO_WUMS_2_PJM_ROR | MISO_WUMS | PJM_ROR | Internal | Summer | B1 | 10 | 1600 | 1600 | 79.65 | 89.83 | 2 | 8.18
2035 | MISO_WUMS_2_PJM_ROR | MISO_WUMS | PJM_ROR | Internal | Summer | B2 | 25 | 1600 | 1600 | 79.65 | 86.52 | 2 | 4.87
2035 | MISO_WUMS_2_PJM_ROR | MISO_WUMS | PJM_ROR | Internal | Summer | B3 | 75 | 1600 | 1599.97 | 79.65 | 81.8 | 2 | 0.15
2035 | MISO_WUMS_2_PJM_ROR | MISO_WUMS | PJM_ROR | Internal | Summer | B4 | 100 | 1600 | 0 | 79.65 | 79.93 | 2 | 0
2035 | MISO_WUMS_2_PJM_ROR | MISO_WUMS | PJM_ROR | Internal | Summer | B5 | 200 | 1600 | 0 | 77.98 | 75.98 | 2 | 0
2035 | MISO_WUMS_2_PJM_ROR | MISO_WUMS | PJM_ROR | Internal | Summer | B6 | 300 | 1600 | 0 | 64.67 | 62.67 | 2 | 0
2035 | MISO_WUMS_2_PJM_ROR | MISO_WUMS | PJM_ROR | Internal | Summer | B7 | 400 | 1600 | 0 | 51.46 | 51.27 | 2 | 0
2035 | MISO_WUMS_2_PJM_ROR | MISO_WUMS | PJM_ROR | Internal | Summer | B8 | 500 | 1600 | 0 | 48.82 | 48.79 | 2 | 0
2035 | MISO_WUMS_2_PJM_ROR | MISO_WUMS | PJM_ROR | Internal | Summer | B9 | 800 | 1600 | 0 | 46.82 | 45.92 | 2 | 0
2035 | MISO_WUMS_2_PJM_ROR | MISO_WUMS | PJM_ROR | Internal | Summer | B10 | 1262 | 1600 | 0 | 44.93 | 44.9 | 2 | 0
2035 | MISO_WUMS_2_PJM_ROR | MISO_WUMS | PJM_ROR | Internal | Winter | B16 | 25 | 1600 | 388.04 | 70.9 | 72.9 | 2 | 0
2035 | MISO_WUMS_2_PJM_ROR | MISO_WUMS | PJM_ROR | Internal | Winter | B17 | 100 | 1600 | 748.99 | 62.14 | 64.14 | 2 | 0
2035 | MISO_WUMS_2_PJM_ROR | MISO_WUMS | PJM_ROR | Internal | Winter | B18 | 400 | 1600 | 598.86 | 55.36 | 57.36 | 2 | 0
2035 | MISO_WUMS_2_PJM_ROR | MISO_WUMS | PJM_ROR | Internal | Winter | B19 | 700 | 1600 | 0 | 53.89 | 54.57 | 2 | 0
2035 | MISO_WUMS_2_PJM_ROR | MISO_WUMS | PJM_ROR | Internal | Winter | B20 | 935 | 1600 | 0 | 49.46 | 50.07 | 2 | 0
2035 | NE_2_MAPP_US | NE | MAPP_US | Internal | Shoulder | B11 | 25 | 1600 | 0 | 76.07 | 69.07 | 5 | 0
2035 | NE_2_MAPP_US | NE | MAPP_US | Internal | Shoulder | B12 | 200 | 1600 | 0 | 56.05 | 49.05 | 5 | 0
2035 | NE_2_MAPP_US | NE | MAPP_US | Internal | Shoulder | B13 | 600 | 1600 | 0 | 55.17 | 48.17 | 5 | 0
2035 | NE_2_MAPP_US | NE | MAPP_US | Internal | Shoulder | B14 | 900 | 1600 | 0 | 55.17 | 48.17 | 5 | 0
2035 | NE_2_MAPP_US | NE | MAPP_US | Internal | Shoulder | B15 | 1203 | 1600 | 0 | 45.75 | 38.75 | 5 | 0
2035 | NE_2_MAPP_US | NE | MAPP_US | Internal | Summer | B1 | 10 | 1600 | 0 | 87.82 | 80.82 | 5 | 0
2035 | NE_2_MAPP_US | NE | MAPP_US | Internal | Summer | B2 | 25 | 1600 | 0 | 87.53 | 80.53 | 5 | 0
2035 | NE_2_MAPP_US | NE | MAPP_US | Internal | Summer | B3 | 75 | 1600 | 0 | 85.64 | 78.64 | 5 | 0
2035 | NE_2_MAPP_US | NE | MAPP_US | Internal | Summer | B4 | 100 | 1600 | 0 | 85.43 | 78.43 | 5 | 0
2035 | NE_2_MAPP_US | NE | MAPP_US | Internal | Summer | B5 | 200 | 1600 | 0 | 84.03 | 77.03 | 5 | 0
2035 | NE_2_MAPP_US | NE | MAPP_US | Internal | Summer | B6 | 300 | 1600 | 0 | 70.01 | 63.01 | 5 | 0
2035 | NE_2_MAPP_US | NE | MAPP_US | Internal | Summer | B7 | 400 | 1600 | 0 | 56.06 | 49.06 | 5 | 0
2035 | NE_2_MAPP_US | NE | MAPP_US | Internal | Summer | B8 | 500 | 1600 | 0 | 51.59 | 44.59 | 5 | 0
2035 | NE_2_MAPP_US | NE | MAPP_US | Internal | Summer | B9 | 800 | 1600 | 0 | 51.59 | 44.59 | 5 | 0
2035 | NE_2_MAPP_US | NE | MAPP_US | Internal | Summer | B10 | 1262 | 1600 | 0 | 38.88 | 31.88 | 5 | 0
2035 | NE_2_MAPP_US | NE | MAPP_US | Internal | Winter | B16 | 25 | 1600 | 0 | 62.7 | 55.7 | 5 | 0
2035 | NE_2_MAPP_US | NE | MAPP_US | Internal | Winter | B17 | 100 | 1600 | 0 | 58.93 | 51.93 | 5 | 0
2035 | NE_2_MAPP_US | NE | MAPP_US | Internal | Winter | B18 | 400 | 1600 | 0 | 57 | 50 | 5 | 0
2035 | NE_2_MAPP_US | NE | MAPP_US | Internal | Winter | B19 | 700 | 1600 | 0 | 56.36 | 49.36 | 5 | 0
2035 | NE_2_MAPP_US | NE | MAPP_US | Internal | Winter | B20 | 935 | 1600 | 0 | 44.49 | 37.49 | 5 | 0
2035 | NE_2_MISO_W | NE | MISO_W | Internal | Shoulder | B11 | 25 | 1600 | 0 | 76.07 | 73.37 | 5 | 0
2035 | NE_2_MISO_W | NE | MISO_W | Internal | Shoulder | B12 | 200 | 1600 | 0 | 56.05 | 55.53 | 5 | 0
2035 | NE_2_MISO_W | NE | MISO_W | Internal | Shoulder | B13 | 600 | 1600 | 0 | 55.17 | 52.27 | 5 | 0
2035 | NE_2_MISO_W | NE | MISO_W | Internal | Shoulder | B14 | 900 | 1600 | 0 | 55.17 | 49.46 | 5 | 0
2035 | NE_2_MISO_W | NE | MISO_W | Internal | Shoulder | B15 | 1203 | 1600 | 0 | 45.75 | 38.76 | 5 | 0
2035 | NE_2_MISO_W | NE | MISO_W | Internal | Summer | B1 | 10 | 1600 | 0 | 87.82 | 87.82 | 5 | 0
2035 | NE_2_MISO_W | NE | MISO_W | Internal | Summer | B2 | 25 | 1600 | 0 | 87.53 | 84.52 | 5 | 0
2035 | NE_2_MISO_W | NE | MISO_W | Internal | Summer | B3 | 75 | 1600 | 0 | 85.64 | 83.79 | 5 | 0
2035 | NE_2_MISO_W | NE | MISO_W | Internal | Summer | B4 | 100 | 1600 | 0 | 85.43 | 80.93 | 5 | 0
2035 | NE_2_MISO_W | NE | MISO_W | Internal | Summer | B5 | 200 | 1600 | 0 | 84.03 | 77.98 | 5 | 0
2035 | NE_2_MISO_W | NE | MISO_W | Internal | Summer | B6 | 300 | 1600 | 0 | 70.01 | 64.66 | 5 | 0
2035 | NE_2_MISO_W | NE | MISO_W | Internal | Summer | B7 | 400 | 1600 | 0 | 56.06 | 51.47 | 5 | 0
2035 | NE_2_MISO_W | NE | MISO_W | Internal | Summer | B8 | 500 | 1600 | 0 | 51.59 | 46.79 | 5 | 0
2035 | NE_2_MISO_W | NE | MISO_W | Internal | Summer | B9 | 800 | 1600 | 0 | 51.59 | 44.6 | 5 | 0
2035 | NE_2_MISO_W | NE | MISO_W | Internal | Summer | B10 | 1262 | 1600 | 0 | 38.88 | 38.88 | 5 | 0
2035 | NE_2_MISO_W | NE | MISO_W | Internal | Winter | B16 | 25 | 1600 | 0 | 62.7 | 57.9 | 5 | 0
2035 | NE_2_MISO_W | NE | MISO_W | Internal | Winter | B17 | 100 | 1600 | 0 | 58.93 | 52.72 | 5 | 0
2035 | NE_2_MISO_W | NE | MISO_W | Internal | Winter | B18 | 400 | 1600 | 0 | 57 | 55.35 | 5 | 0
2035 | NE_2_MISO_W | NE | MISO_W | Internal | Winter | B19 | 700 | 1600 | 0 | 56.36 | 51.39 | 5 | 0
2035 | NE_2_MISO_W | NE | MISO_W | Internal | Winter | B20 | 935 | 1600 | 0 | 44.49 | 37.53 | 5 | 0
2035 | NE_2_SPP_N | NE | SPP_N | Internal | Shoulder | B11 | 25 | 1800 | 1800 | 76.07 | 80.37 | 0.01 | 4.29
2035 | NE_2_SPP_N | NE | SPP_N | Internal | Shoulder | B12 | 200 | 1800 | 997.1 | 56.05 | 56.06 | 0.01 | 0
2035 | NE_2_SPP_N | NE | SPP_N | Internal | Shoulder | B13 | 600 | 1800 | 1034.73 | 55.17 | 55.18 | 0.01 | 0
2035 | NE_2_SPP_N | NE | SPP_N | Internal | Shoulder | B14 | 900 | 1800 | 689.17 | 55.17 | 55.18 | 0.01 | 0
2035 | NE_2_SPP_N | NE | SPP_N | Internal | Shoulder | B15 | 1203 | 1800 | 972.89 | 45.75 | 45.76 | 0.01 | 0
2035 | NE_2_SPP_N | NE | SPP_N | Internal | Summer | B1 | 10 | 1800 | 1799.93 | 87.82 | 88.32 | 0.01 | 0.49
2035 | NE_2_SPP_N | NE | SPP_N | Internal | Summer | B2 | 25 | 1800 | 1403.56 | 87.53 | 87.55 | 0.01 | 0
2035 | NE_2_SPP_N | NE | SPP_N | Internal | Summer | B3 | 75 | 1800 | 638.67 | 85.64 | 85.65 | 0.01 | 0
2035 | NE_2_SPP_N | NE | SPP_N | Internal | Summer | B4 | 100 | 1800 | 1427.52 | 85.43 | 85.45 | 0.01 | 0
2035 | NE_2_SPP_N | NE | SPP_N | Internal | Summer | B5 | 200 | 1800 | 1800 | 84.03 | 84.98 | 0.01 | 0.93
2035 | NE_2_SPP_N | NE | SPP_N | Internal | Summer | B6 | 300 | 1800 | 1800 | 70.01 | 71.66 | 0.01 | 1.64
2035 | NE_2_SPP_N | NE | SPP_N | Internal | Summer | B7 | 400 | 1800 | 1800 | 56.06 | 58.47 | 0.01 | 2.4
2035 | NE_2_SPP_N | NE | SPP_N | Internal | Summer | B8 | 500 | 1800 | 1800 | 51.59 | 53.4 | 0.01 | 1.8
2035 | NE_2_SPP_N | NE | SPP_N | Internal | Summer | B9 | 800 | 1800 | 1772.87 | 51.59 | 51.6 | 0.01 | 0
2035 | NE_2_SPP_N | NE | SPP_N | Internal | Summer | B10 | 1262 | 1800 | 1800 | 38.88 | 45.88 | 0.01 | 6.99
2035 | NE_2_SPP_N | NE | SPP_N | Internal | Winter | B16 | 25 | 1800 | 1799.99 | 62.7 | 64.9 | 0.01 | 2.19
2035 | NE_2_SPP_N | NE | SPP_N | Internal | Winter | B17 | 100 | 1800 | 1465.43 | 58.93 | 58.94 | 0.01 | 0
2035 | NE_2_SPP_N | NE | SPP_N | Internal | Winter | B18 | 400 | 1800 | 1781.77 | 57 | 57.01 | 0.01 | 0
2035 | NE_2_SPP_N | NE | SPP_N | Internal | Winter | B19 | 700 | 1800 | 585.81 | 56.36 | 56.37 | 0.01 | 0
2035 | NE_2_SPP_N | NE | SPP_N | Internal | Winter | B20 | 935 | 1800 | 1799.99 | 44.49 | 44.53 | 0.01 | 0.03
2035 | NEISO_2_NYISO_A-F | NEISO | NYISO_A-F | Internal | Shoulder | B11 | 25 | 600 | 600 | 46.31 | 59.06 | 3 | 9.75
2035 | NEISO_2_NYISO_A-F | NEISO | NYISO_A-F | Internal | Shoulder | B12 | 200 | 600 | 600 | 46.31 | 54.49 | 3 | 5.18
2035 | NEISO_2_NYISO_A-F | NEISO | NYISO_A-F | Internal | Shoulder | B13 | 600 | 600 | 600 | 46.31 | 49.99 | 3 | 0.67
2035 | NEISO_2_NYISO_A-F | NEISO | NYISO_A-F | Internal | Shoulder | B14 | 900 | 600 | 600 | 46.31 | 49.65 | 3 | 0.34
2035 | NEISO_2_NYISO_A-F | NEISO | NYISO_A-F | Internal | Shoulder | B15 | 1203 | 600 | 485.24 | 46.31 | 49.31 | 3 | 0
2035 | NEISO_2_NYISO_A-F | NEISO | NYISO_A-F | Internal | Summer | B1 | 10 | 600 | 0 | 86.95 | 83.95 | 3 | 0
2035 | NEISO_2_NYISO_A-F | NEISO | NYISO_A-F | Internal | Summer | B2 | 25 | 600 | 0.49 | 75.56 | 78.53 | 3 | 0
2035 | NEISO_2_NYISO_A-F | NEISO | NYISO_A-F | Internal | Summer | B3 | 75 | 600 | 228.71 | 68.39 | 71.39 | 3 | 0
2035 | NEISO_2_NYISO_A-F | NEISO | NYISO_A-F | Internal | Summer | B4 | 100 | 600 | 600 | 59.4 | 64.8 | 3 | 2.39
2035 | NEISO_2_NYISO_A-F | NEISO | NYISO_A-F | Internal | Summer | B5 | 200 | 600 | 600 | 47.45 | 61.34 | 3 | 10.89
2035 | NEISO_2_NYISO_A-F | NEISO | NYISO_A-F | Internal | Summer | B6 | 300 | 600 | 600 | 42.77 | 54.68 | 3 | 8.91
2035 | NEISO_2_NYISO_A-F | NEISO | NYISO_A-F | Internal | Summer | B7 | 400 | 600 | 600 | 42.77 | 51.51 | 3 | 5.74
2035 | NEISO_2_NYISO_A-F | NEISO | NYISO_A-F | Internal | Summer | B8 | 500 | 600 | 600 | 42.77 | 48.35 | 3 | 2.58
2035 | NEISO_2_NYISO_A-F | NEISO | NYISO_A-F | Internal | Summer | B9 | 800 | 600 | 600 | 42.77 | 46.51 | 3 | 0.73
2035 | NEISO_2_NYISO_A-F | NEISO | NYISO_A-F | Internal | Summer | B10 | 1262 | 600 | 600 | 42.77 | 46.51 | 3 | 0.73
2035 | NEISO_2_NYISO_A-F | NEISO | NYISO_A-F | Internal | Winter | B16 | 25 | 600 | 339.6 | 57.22 | 60.22 | 3 | 0
2035 | NEISO_2_NYISO_A-F | NEISO | NYISO_A-F | Internal | Winter | B17 | 100 | 600 | 0 | 57.22 | 57.89 | 3 | 0
2035 | NEISO_2_NYISO_A-F | NEISO | NYISO_A-F | Internal | Winter | B18 | 400 | 600 | 0 | 57.22 | 57.47 | 3 | 0
2035 | NEISO_2_NYISO_A-F | NEISO | NYISO_A-F | Internal | Winter | B19 | 700 | 600 | 0 | 57.22 | 57.47 | 3 | 0
2035 | NEISO_2_NYISO_A-F | NEISO | NYISO_A-F | Internal | Winter | B20 | 935 | 600 | 0 | 57.22 | 57.47 | 3 | 0
2035 | NEISO_2_NYISO_G-I | NEISO | NYISO_G-I | Internal | Shoulder | B11 | 25 | 600 | 600 | 46.31 | 63.34 | 3 | 14.03
2035 | NEISO_2_NYISO_G-I | NEISO | NYISO_G-I | Internal | Shoulder | B12 | 200 | 600 | 600 | 46.31 | 54.5 | 3 | 5.19
2035 | NEISO_2_NYISO_G-I | NEISO | NYISO_G-I | Internal | Shoulder | B13 | 600 | 600 | 600 | 46.31 | 50 | 3 | 0.69
2035 | NEISO_2_NYISO_G-I | NEISO | NYISO_G-I | Internal | Shoulder | B14 | 900 | 600 | 600 | 46.31 | 49.67 | 3 | 0.35
2035 | NEISO_2_NYISO_G-I | NEISO | NYISO_G-I | Internal | Shoulder | B15 | 1203 | 600 | 597.78 | 46.31 | 49.31 | 3 | 0
2035 | NEISO_2_NYISO_G-I | NEISO | NYISO_G-I | Internal | Summer | B1 | 10 | 600 | 2.09 | 86.95 | 89.94 | 3 | 0
2035 | NEISO_2_NYISO_G-I | NEISO | NYISO_G-I | Internal | Summer | B2 | 25 | 600 | 0.96 | 75.56 | 78.55 | 3 | 0
2035 | NEISO_2_NYISO_G-I | NEISO | NYISO_G-I | Internal | Summer | B3 | 75 | 600 | 599.67 | 68.39 | 71.4 | 3 | 0.01
2035 | NEISO_2_NYISO_G-I | NEISO | NYISO_G-I | Internal | Summer | B4 | 100 | 600 | 600 | 59.4 | 64.81 | 3 | 2.41
2035 | NEISO_2_NYISO_G-I | NEISO | NYISO_G-I | Internal | Summer | B5 | 200 | 600 | 600 | 47.45 | 61.36 | 3 | 10.9
2035 | NEISO_2_NYISO_G-I | NEISO | NYISO_G-I | Internal | Summer | B6 | 300 | 600 | 600 | 42.77 | 54.69 | 3 | 8.92
2035 | NEISO_2_NYISO_G-I | NEISO | NYISO_G-I | Internal | Summer | B7 | 400 | 600 | 600 | 42.77 | 51.52 | 3 | 5.75
2035 | NEISO_2_NYISO_G-I | NEISO | NYISO_G-I | Internal | Summer | B8 | 500 | 600 | 600 | 42.77 | 48.36 | 3 | 2.59
2035 | NEISO_2_NYISO_G-I | NEISO | NYISO_G-I | Internal | Summer | B9 | 800 | 600 | 600 | 42.77 | 46.52 | 3 | 0.75
2035 | NEISO_2_NYISO_G-I | NEISO | NYISO_G-I | Internal | Summer | B10 | 1262 | 600 | 600 | 42.77 | 46.49 | 3 | 0.72
2035 | NEISO_2_NYISO_G-I | NEISO | NYISO_G-I | Internal | Winter | B16 | 25 | 600 | 600 | 57.22 | 64.92 | 3 | 4.7
2035 | NEISO_2_NYISO_G-I | NEISO | NYISO_G-I | Internal | Winter | B17 | 100 | 600 | 81.03 | 57.22 | 60.22 | 3 | 0
2035 | NEISO_2_NYISO_G-I | NEISO | NYISO_G-I | Internal | Winter | B18 | 400 | 600 | 0 | 57.22 | 58.21 | 3 | 0
2035 | NEISO_2_NYISO_G-I | NEISO | NYISO_G-I | Internal | Winter | B19 | 700 | 600 | 0 | 57.22 | 57.48 | 3 | 0
2035 | NEISO_2_NYISO_G-I | NEISO | NYISO_G-I | Internal | Winter | B20 | 935 | 600 | 0 | 57.22 | 57.48 | 3 | 0
2035 | NEISO_2_NYISO_J-K | NEISO | NYISO_J-K | Internal | Shoulder | B11 | 25 | 430 | 430 | 46.31 | 66.67 | 3 | 17.36
2035 | NEISO_2_NYISO_J-K | NEISO | NYISO_J-K | Internal | Shoulder | B12 | 200 | 430 | 430 | 46.31 | 54.51 | 3 | 5.2
2035 | NEISO_2_NYISO_J-K | NEISO | NYISO_J-K | Internal | Shoulder | B13 | 600 | 430 | 430 | 46.31 | 50.01 | 3 | 0.7
2035 | NEISO_2_NYISO_J-K | NEISO | NYISO_J-K | Internal | Shoulder | B14 | 900 | 430 | 430 | 46.31 | 49.68 | 3 | 0.37
2035 | NEISO_2_NYISO_J-K | NEISO | NYISO_J-K | Internal | Shoulder | B15 | 1203 | 430 | 429.98 | 46.31 | 49.32 | 3 | 0.01
2035 | NEISO_2_NYISO_J-K | NEISO | NYISO_J-K | Internal | Summer | B1 | 10 | 430 | 181.76 | 86.95 | 89.95 | 3 | 0
2035 | NEISO_2_NYISO_J-K | NEISO | NYISO_J-K | Internal | Summer | B2 | 25 | 430 | 344.57 | 75.56 | 78.56 | 3 | 0
2035 | NEISO_2_NYISO_J-K | NEISO | NYISO_J-K | Internal | Summer | B3 | 75 | 430 | 429.83 | 68.39 | 71.41 | 3 | 0.02
2035 | NEISO_2_NYISO_J-K | NEISO | NYISO_J-K | Internal | Summer | B4 | 100 | 430 | 430 | 59.4 | 64.82 | 3 | 2.42
2035 | NEISO_2_NYISO_J-K | NEISO | NYISO_J-K | Internal | Summer | B5 | 200 | 430 | 430 | 47.45 | 61.37 | 3 | 10.91
2035 | NEISO_2_NYISO_J-K | NEISO | NYISO_J-K | Internal | Summer | B6 | 300 | 430 | 430 | 42.77 | 61.37 | 3 | 15.6
2035 | NEISO_2_NYISO_J-K | NEISO | NYISO_J-K | Internal | Summer | B7 | 400 | 430 | 430 | 42.77 | 61.37 | 3 | 15.6
2035 | NEISO_2_NYISO_J-K | NEISO | NYISO_J-K | Internal | Summer | B8 | 500 | 430 | 430 | 42.77 | 61.37 | 3 | 15.6
2035 | NEISO_2_NYISO_J-K | NEISO | NYISO_J-K | Internal | Summer | B9 | 800 | 430 | 430 | 42.77 | 46.53 | 3 | 0.76
2035 | NEISO_2_NYISO_J-K | NEISO | NYISO_J-K | Internal | Summer | B10 | 1262 | 430 | 430 | 42.77 | 46.51 | 3 | 0.73
2035 | NEISO_2_NYISO_J-K | NEISO | NYISO_J-K | Internal | Winter | B16 | 25 | 430 | 430 | 57.22 | 85.06 | 3 | 24.84
2035 | NEISO_2_NYISO_J-K | NEISO | NYISO_J-K | Internal | Winter | B17 | 100 | 430 | 430 | 57.22 | 67.99 | 3 | 7.77
2035 | NEISO_2_NYISO_J-K | NEISO | NYISO_J-K | Internal | Winter | B18 | 400 | 430 | 430 | 57.22 | 63.63 | 3 | 3.41
2035 | NEISO_2_NYISO_J-K | NEISO | NYISO_J-K | Internal | Winter | B19 | 700 | 430 | 430 | 57.22 | 63.63 | 3 | 3.41
2035 | NEISO_2_NYISO_J-K | NEISO | NYISO_J-K | Internal | Winter | B20 | 935 | 430 | 0 | 57.22 | 59.79 | 3 | 0
2035 | NonRTO_Midwest_2_MISO_IN | NonRTO_Midwest | MISO_IN | Internal | Shoulder | B11 | 25 | 4450 | 0 | 81.38 | 73.38 | 8 | 0
2035 | NonRTO_Midwest_2_MISO_IN | NonRTO_Midwest | MISO_IN | Internal | Shoulder | B12 | 200 | 4450 | 0 | 69.49 | 61.49 | 8 | 0
2035 | NonRTO_Midwest_2_MISO_IN | NonRTO_Midwest | MISO_IN | Internal | Shoulder | B13 | 600 | 4450 | 0 | 58.32 | 53.88 | 8 | 0
2035 | NonRTO_Midwest_2_MISO_IN | NonRTO_Midwest | MISO_IN | Internal | Shoulder | B14 | 900 | 4450 | 0 | 50.47 | 53.45 | 8 | 0
2035 | NonRTO_Midwest_2_MISO_IN | NonRTO_Midwest | MISO_IN | Internal | Shoulder | B15 | 1203 | 4450 | 0 | 44.56 | 46.68 | 8 | 0
2035 | NonRTO_Midwest_2_MISO_IN | NonRTO_Midwest | MISO_IN | Internal | Summer | B1 | 10 | 4450 | 0 | 88.93 | 87.85 | 8 | 0
2035 | NonRTO_Midwest_2_MISO_IN | NonRTO_Midwest | MISO_IN | Internal | Summer | B2 | 25 | 4450 | 0 | 88.93 | 85.37 | 8 | 0
2035 | NonRTO_Midwest_2_MISO_IN | NonRTO_Midwest | MISO_IN | Internal | Summer | B3 | 75 | 4450 | 0 | 88.93 | 83.79 | 8 | 0
2035 | NonRTO_Midwest_2_MISO_IN | NonRTO_Midwest | MISO_IN | Internal | Summer | B4 | 100 | 4450 | 0 | 88.93 | 80.93 | 8 | 0
2035 | NonRTO_Midwest_2_MISO_IN | NonRTO_Midwest | MISO_IN | Internal | Summer | B5 | 200 | 4450 | 0 | 85.98 | 77.98 | 8 | 0
2035 | NonRTO_Midwest_2_MISO_IN | NonRTO_Midwest | MISO_IN | Internal | Summer | B6 | 300 | 4450 | 0 | 71.89 | 63.89 | 8 | 0
2035 | NonRTO_Midwest_2_MISO_IN | NonRTO_Midwest | MISO_IN | Internal | Summer | B7 | 400 | 4450 | 0 | 51.88 | 51.5 | 8 | 0
2035 | NonRTO_Midwest_2_MISO_IN | NonRTO_Midwest | MISO_IN | Internal | Summer | B8 | 500 | 4450 | 0 | 48.9 | 49.08 | 8 | 0
2035 | NonRTO_Midwest_2_MISO_IN | NonRTO_Midwest | MISO_IN | Internal | Summer | B9 | 800 | 4450 | 0 | 46.34 | 45.16 | 8 | 0
2035 | NonRTO_Midwest_2_MISO_IN | NonRTO_Midwest | MISO_IN | Internal | Summer | B10 | 1262 | 4450 | 0 | 38.31 | 45.16 | 8 | 0
2035 | NonRTO_Midwest_2_MISO_IN | NonRTO_Midwest | MISO_IN | Internal | Winter | B16 | 25 | 4450 | 0 | 78.9 | 70.9 | 8 | 0
2035 | NonRTO_Midwest_2_MISO_IN | NonRTO_Midwest | MISO_IN | Internal | Winter | B17 | 100 | 4450 | 0 | 70.14 | 62.14 | 8 | 0
2035 | NonRTO_Midwest_2_MISO_IN | NonRTO_Midwest | MISO_IN | Internal | Winter | B18 | 400 | 4450 | 0 | 63.37 | 55.37 | 8 | 0
2035 | NonRTO_Midwest_2_MISO_IN | NonRTO_Midwest | MISO_IN | Internal | Winter | B19 | 700 | 4450 | 0 | 51.19 | 52.57 | 8 | 0
2035 | NonRTO_Midwest_2_MISO_IN | NonRTO_Midwest | MISO_IN | Internal | Winter | B20 | 935 | 4450 | 0 | 43.27 | 48.06 | 8 | 0
2035 | NonRTO_Midwest_2_TVA_Transmission | NonRTO_Midwest | TVA_Transmission | Internal | Shoulder | B11 | 25 | 2400 | 0 | 81.38 | 77.37 | 8 | 0
2035 | NonRTO_Midwest_2_TVA_Transmission | NonRTO_Midwest | TVA_Transmission | Internal | Shoulder | B12 | 200 | 2400 | 0 | 69.49 | 61.79 | 8 | 0
2035 | NonRTO_Midwest_2_TVA_Transmission | NonRTO_Midwest | TVA_Transmission | Internal | Shoulder | B13 | 600 | 2400 | 0 | 58.32 | 56.55 | 8 | 0
2035 | NonRTO_Midwest_2_TVA_Transmission | NonRTO_Midwest | TVA_Transmission | Internal | Shoulder | B14 | 900 | 2400 | 0 | 50.47 | 55.7 | 8 | 0
2035 | NonRTO_Midwest_2_TVA_Transmission | NonRTO_Midwest | TVA_Transmission | Internal | Shoulder | B15 | 1203 | 2400 | 71.89 | 44.56 | 52.56 | 8 | 0
2035 | NonRTO_Midwest_2_TVA_Transmission | NonRTO_Midwest | TVA_Transmission | Internal | Summer | B1 | 10 | 2400 | 0.03 | 88.93 | 95.83 | 8 | 0
2035 | NonRTO_Midwest_2_TVA_Transmission | NonRTO_Midwest | TVA_Transmission | Internal | Summer | B2 | 25 | 2400 | 0 | 88.93 | 92.52 | 8 | 0
2035 | NonRTO_Midwest_2_TVA_Transmission | NonRTO_Midwest | TVA_Transmission | Internal | Summer | B3 | 75 | 2400 | 0 | 88.93 | 87.8 | 8 | 0
2035 | NonRTO_Midwest_2_TVA_Transmission | NonRTO_Midwest | TVA_Transmission | Internal | Summer | B4 | 100 | 2400 | 0 | 88.93 | 85.93 | 8 | 0
2035 | NonRTO_Midwest_2_TVA_Transmission | NonRTO_Midwest | TVA_Transmission | Internal | Summer | B5 | 200 | 2400 | 0 | 85.98 | 81.95 | 8 | 0
2035 | NonRTO_Midwest_2_TVA_Transmission | NonRTO_Midwest | TVA_Transmission | Internal | Summer | B6 | 300 | 2400 | 0 | 71.89 | 68.67 | 8 | 0
2035 | NonRTO_Midwest_2_TVA_Transmission | NonRTO_Midwest | TVA_Transmission | Internal | Summer | B7 | 400 | 2400 | 0 | 51.88 | 57.22 | 8 | 0
2035 | NonRTO_Midwest_2_TVA_Transmission | NonRTO_Midwest | TVA_Transmission | Internal | Summer | B8 | 500 | 2400 | 0 | 48.9 | 53.96 | 8 | 0
2035 | NonRTO_Midwest_2_TVA_Transmission | NonRTO_Midwest | TVA_Transmission | Internal | Summer | B9 | 800 | 2400 | 0 | 46.34 | 50.29 | 8 | 0
2035 | NonRTO_Midwest_2_TVA_Transmission | NonRTO_Midwest | TVA_Transmission | Internal | Summer | B10 | 1262 | 2400 | 246.24 | 38.31 | 46.31 | 8 | 0
2035 | NonRTO_Midwest_2_TVA_Transmission | NonRTO_Midwest | TVA_Transmission | Internal | Winter | B16 | 25 | 2400 | 0 | 78.9 | 71.84 | 8 | 0
2035 | NonRTO_Midwest_2_TVA_Transmission | NonRTO_Midwest | TVA_Transmission | Internal | Winter | B17 | 100 | 2400 | 0 | 70.14 | 60.73 | 8 | 0
2035 | NonRTO_Midwest_2_TVA_Transmission | NonRTO_Midwest | TVA_Transmission | Internal | Winter | B18 | 400 | 2400 | 0 | 63.37 | 59.35 | 8 | 0
2035 | NonRTO_Midwest_2_TVA_Transmission | NonRTO_Midwest | TVA_Transmission | Internal | Winter | B19 | 700 | 2400 | 0 | 51.19 | 57.05 | 8 | 0
2035 | NonRTO_Midwest_2_TVA_Transmission | NonRTO_Midwest | TVA_Transmission | Internal | Winter | B20 | 935 | 2400 | 392.15 | 43.27 | 51.27 | 8 | 0
2035 | NYISO_A-F_2_IESO | NYISO_A-F | IESO | Internal | Shoulder | B11 | 25 | 1600 | 0 | 59.06 | 48.51 | 7 | 0
2035 | NYISO_A-F_2_IESO | NYISO_A-F | IESO | Internal | Shoulder | B12 | 200 | 1600 | 0 | 54.49 | 48.51 | 7 | 0
2035 | NYISO_A-F_2_IESO | NYISO_A-F | IESO | Internal | Shoulder | B13 | 600 | 1600 | 0 | 49.99 | 46.46 | 7 | 0
2035 | NYISO_A-F_2_IESO | NYISO_A-F | IESO | Internal | Shoulder | B14 | 900 | 1600 | 0 | 49.65 | 46.46 | 7 | 0
2035 | NYISO_A-F_2_IESO | NYISO_A-F | IESO | Internal | Shoulder | B15 | 1203 | 1600 | 0 | 49.31 | 46.46 | 7 | 0
2035 | NYISO_A-F_2_IESO | NYISO_A-F | IESO | Internal | Summer | B1 | 10 | 1600 | 0 | 83.95 | 80.86 | 7 | 0
2035 | NYISO_A-F_2_IESO | NYISO_A-F | IESO | Internal | Summer | B2 | 25 | 1600 | 0 | 78.53 | 78.38 | 7 | 0
2035 | NYISO_A-F_2_IESO | NYISO_A-F | IESO | Internal | Summer | B3 | 75 | 1600 | 0 | 71.39 | 76.8 | 7 | 0
2035 | NYISO_A-F_2_IESO | NYISO_A-F | IESO | Internal | Summer | B4 | 100 | 1600 | 95.39 | 64.8 | 71.8 | 7 | 0
2035 | NYISO_A-F_2_IESO | NYISO_A-F | IESO | Internal | Summer | B5 | 200 | 1600 | 0 | 61.34 | 54.34 | 7 | 0
2035 | NYISO_A-F_2_IESO | NYISO_A-F | IESO | Internal | Summer | B6 | 300 | 1600 | 0 | 54.68 | 47.68 | 7 | 0
2035 | NYISO_A-F_2_IESO | NYISO_A-F | IESO | Internal | Summer | B7 | 400 | 1600 | 0 | 51.51 | 44.51 | 7 | 0
2035 | NYISO_A-F_2_IESO | NYISO_A-F | IESO | Internal | Summer | B8 | 500 | 1600 | 0 | 48.35 | 43.92 | 7 | 0
2035 | NYISO_A-F_2_IESO | NYISO_A-F | IESO | Internal | Summer | B9 | 800 | 1600 | 0 | 46.51 | 43.92 | 7 | 0
2035 | NYISO_A-F_2_IESO | NYISO_A-F | IESO | Internal | Summer | B10 | 1262 | 1600 | 0 | 46.51 | 43.92 | 7 | 0
2035 | NYISO_A-F_2_IESO | NYISO_A-F | IESO | Internal | Winter | B16 | 25 | 1600 | 0 | 60.22 | 53.22 | 7 | 0
2035 | NYISO_A-F_2_IESO | NYISO_A-F | IESO | Internal | Winter | B17 | 100 | 1600 | 0 | 57.89 | 50.89 | 7 | 0
2035 | NYISO_A-F_2_IESO | NYISO_A-F | IESO | Internal | Winter | B18 | 400 | 1600 | 0 | 57.47 | 50.47 | 7 | 0
2035 | NYISO_A-F_2_IESO | NYISO_A-F | IESO | Internal | Winter | B19 | 700 | 1600 | 0 | 57.47 | 50.47 | 7 | 0
2035 | NYISO_A-F_2_IESO | NYISO_A-F | IESO | Internal | Winter | B20 | 935 | 1600 | 0 | 57.47 | 50.47 | 7 | 0
2035 | NYISO_A-F_2_NEISO | NYISO_A-F | NEISO | Internal | Shoulder | B11 | 25 | 600 | 0 | 59.06 | 46.31 | 3 | 0
2035 | NYISO_A-F_2_NEISO | NYISO_A-F | NEISO | Internal | Shoulder | B12 | 200 | 600 | 0 | 54.49 | 46.31 | 3 | 0
2035 | NYISO_A-F_2_NEISO | NYISO_A-F | NEISO | Internal | Shoulder | B13 | 600 | 600 | 0 | 49.99 | 46.31 | 3 | 0
2035 | NYISO_A-F_2_NEISO | NYISO_A-F | NEISO | Internal | Shoulder | B14 | 900 | 600 | 0 | 49.65 | 46.31 | 3 | 0
2035 | NYISO_A-F_2_NEISO | NYISO_A-F | NEISO | Internal | Shoulder | B15 | 1203 | 600 | 0 | 49.31 | 46.31 | 3 | 0
2035 | NYISO_A-F_2_NEISO | NYISO_A-F | NEISO | Internal | Summer | B1 | 10 | 600 | 294.34 | 83.95 | 86.95 | 3 | 0
2035 | NYISO_A-F_2_NEISO | NYISO_A-F | NEISO | Internal | Summer | B2 | 25 | 600 | 0 | 78.53 | 75.56 | 3 | 0
2035 | NYISO_A-F_2_NEISO | NYISO_A-F | NEISO | Internal | Summer | B3 | 75 | 600 | 0 | 71.39 | 68.39 | 3 | 0
2035 | NYISO_A-F_2_NEISO | NYISO_A-F | NEISO | Internal | Summer | B4 | 100 | 600 | 0 | 64.8 | 59.4 | 3 | 0
2035 | NYISO_A-F_2_NEISO | NYISO_A-F | NEISO | Internal | Summer | B5 | 200 | 600 | 0 | 61.34 | 47.45 | 3 | 0
2035 | NYISO_A-F_2_NEISO | NYISO_A-F | NEISO | Internal | Summer | B6 | 300 | 600 | 0 | 54.68 | 42.77 | 3 | 0
2035 | NYISO_A-F_2_NEISO | NYISO_A-F | NEISO | Internal | Summer | B7 | 400 | 600 | 0 | 51.51 | 42.77 | 3 | 0
2035 | NYISO_A-F_2_NEISO | NYISO_A-F | NEISO | Internal | Summer | B8 | 500 | 600 | 0 | 48.35 | 42.77 | 3 | 0
2035 | NYISO_A-F_2_NEISO | NYISO_A-F | NEISO | Internal | Summer | B9 | 800 | 600 | 0 | 46.51 | 42.77 | 3 | 0
2035 | NYISO_A-F_2_NEISO | NYISO_A-F | NEISO | Internal | Summer | B10 | 1262 | 600 | 0 | 46.51 | 42.77 | 3 | 0
2035 | NYISO_A-F_2_NEISO | NYISO_A-F | NEISO | Internal | Winter | B16 | 25 | 600 | 0 | 60.22 | 57.22 | 3 | 0
2035 | NYISO_A-F_2_NEISO | NYISO_A-F | NEISO | Internal | Winter | B17 | 100 | 600 | 0 | 57.89 | 57.22 | 3 | 0
2035 | NYISO_A-F_2_NEISO | NYISO_A-F | NEISO | Internal | Winter | B18 | 400 | 600 | 0 | 57.47 | 57.22 | 3 | 0
2035 | NYISO_A-F_2_NEISO | NYISO_A-F | NEISO | Internal | Winter | B19 | 700 | 600 | 0 | 57.47 | 57.22 | 3 | 0
2035 | NYISO_A-F_2_NEISO | NYISO_A-F | NEISO | Internal | Winter | B20 | 935 | 600 | 0 | 57.47 | 57.22 | 3 | 0
2035 | NYISO_A-F_2_NYISO_G-I | NYISO_A-F | NYISO_G-I | Internal | Shoulder | B11 | 25 | 4250 | 4250 | 59.06 | 63.34 | 0.01 | 4.27
2035 | NYISO_A-F_2_NYISO_G-I | NYISO_A-F | NYISO_G-I | Internal | Shoulder | B12 | 200 | 4250 | 2981.36 | 54.49 | 54.5 | 0.01 | 0
2035 | NYISO_A-F_2_NYISO_G-I | NYISO_A-F | NYISO_G-I | Internal | Shoulder | B13 | 600 | 4250 | 2699.03 | 49.99 | 50 | 0.01 | 0
2035 | NYISO_A-F_2_NYISO_G-I | NYISO_A-F | NYISO_G-I | Internal | Shoulder | B14 | 900 | 4250 | 2523.64 | 49.65 | 49.67 | 0.01 | 0
2035 | NYISO_A-F_2_NYISO_G-I | NYISO_A-F | NYISO_G-I | Internal | Shoulder | B15 | 1203 | 4250 | 0.03 | 49.31 | 49.31 | 0.01 | 0
2035 | NYISO_A-F_2_NYISO_G-I | NYISO_A-F | NYISO_G-I | Internal | Summer | B1 | 10 | 4250 | 4250 | 83.95 | 89.94 | 0.01 | 5.98
2035 | NYISO_A-F_2_NYISO_G-I | NYISO_A-F | NYISO_G-I | Internal | Summer | B2 | 25 | 4250 | 3526.07 | 78.53 | 78.55 | 0.01 | 0
2035 | NYISO_A-F_2_NYISO_G-I | NYISO_A-F | NYISO_G-I | Internal | Summer | B3 | 75 | 4250 | 2817.68 | 71.39 | 71.4 | 0.01 | 0
2035 | NYISO_A-F_2_NYISO_G-I | NYISO_A-F | NYISO_G-I | Internal | Summer | B4 | 100 | 4250 | 3457.48 | 64.8 | 64.81 | 0.01 | 0
2035 | NYISO_A-F_2_NYISO_G-I | NYISO_A-F | NYISO_G-I | Internal | Summer | B5 | 200 | 4250 | 3084.64 | 61.34 | 61.36 | 0.01 | 0
2035 | NYISO_A-F_2_NYISO_G-I | NYISO_A-F | NYISO_G-I | Internal | Summer | B6 | 300 | 4250 | 3282.14 | 54.68 | 54.69 | 0.01 | 0
2035 | NYISO_A-F_2_NYISO_G-I | NYISO_A-F | NYISO_G-I | Internal | Summer | B7 | 400 | 4250 | 2815.31 | 51.51 | 51.52 | 0.01 | 0
2035 | NYISO_A-F_2_NYISO_G-I | NYISO_A-F | NYISO_G-I | Internal | Summer | B8 | 500 | 4250 | 2652.75 | 48.35 | 48.36 | 0.01 | 0
2035 | NYISO_A-F_2_NYISO_G-I | NYISO_A-F | NYISO_G-I | Internal | Summer | B9 | 800 | 4250 | 1713.32 | 46.51 | 46.52 | 0.01 | 0
2035 | NYISO_A-F_2_NYISO_G-I | NYISO_A-F | NYISO_G-I | Internal | Summer | B10 | 1262 | 4250 | 0.01 | 46.51 | 46.49 | 0.01 | 0
2035 | NYISO_A-F_2_NYISO_G-I | NYISO_A-F | NYISO_G-I | Internal | Winter | B16 | 25 | 4250 | 4250 | 60.22 | 64.92 | 0.01 | 4.69
2035 | NYISO_A-F_2_NYISO_G-I | NYISO_A-F | NYISO_G-I | Internal | Winter | B17 | 100 | 4250 | 4250 | 57.89 | 60.22 | 0.01 | 2.32
2035 | NYISO_A-F_2_NYISO_G-I | NYISO_A-F | NYISO_G-I | Internal | Winter | B18 | 400 | 4250 | 4250 | 57.47 | 58.21 | 0.01 | 0.73
2035 | NYISO_A-F_2_NYISO_G-I | NYISO_A-F | NYISO_G-I | Internal | Winter | B19 | 700 | 4250 | 4045.5 | 57.47 | 57.48 | 0.01 | 0
2035 | NYISO_A-F_2_NYISO_G-I | NYISO_A-F | NYISO_G-I | Internal | Winter | B20 | 935 | 4250 | 3367.56 | 57.47 | 57.48 | 0.01 | 0
2035 | NYISO_A-F_2_PJM_ROM | NYISO_A-F | PJM_ROM | Internal | Shoulder | B11 | 25 | 1000 | 1000 | 59.06 | 71.35 | 8 | 4.29
2035 | NYISO_A-F_2_PJM_ROM | NYISO_A-F | PJM_ROM | Internal | Shoulder | B12 | 200 | 1000 | 0 | 54.49 | 59.51 | 8 | 0
2035 | NYISO_A-F_2_PJM_ROM | NYISO_A-F | PJM_ROM | Internal | Shoulder | B13 | 600 | 1000 | 0 | 49.99 | 53.24 | 8 | 0
2035 | NYISO_A-F_2_PJM_ROM | NYISO_A-F | PJM_ROM | Internal | Shoulder | B14 | 900 | 1000 | 0 | 49.65 | 51.48 | 8 | 0
2035 | NYISO_A-F_2_PJM_ROM | NYISO_A-F | PJM_ROM | Internal | Shoulder | B15 | 1203 | 1000 | 0 | 49.31 | 46.58 | 8 | 0
2035 | NYISO_A-F_2_PJM_ROM | NYISO_A-F | PJM_ROM | Internal | Summer | B1 | 10 | 1000 | 0.01 | 83.95 | 89.85 | 8 | 0
2035 | NYISO_A-F_2_PJM_ROM | NYISO_A-F | PJM_ROM | Internal | Summer | B2 | 25 | 1000 | 203.99 | 78.53 | 86.53 | 8 | 0
2035 | NYISO_A-F_2_PJM_ROM | NYISO_A-F | PJM_ROM | Internal | Summer | B3 | 75 | 1000 | 1000 | 71.39 | 81.79 | 8 | 2.4
2035 | NYISO_A-F_2_PJM_ROM | NYISO_A-F | PJM_ROM | Internal | Summer | B4 | 100 | 1000 | 1000 | 64.8 | 79.92 | 8 | 7.13
2035 | NYISO_A-F_2_PJM_ROM | NYISO_A-F | PJM_ROM | Internal | Summer | B5 | 200 | 1000 | 1000 | 61.34 | 75.97 | 8 | 6.62
2035 | NYISO_A-F_2_PJM_ROM | NYISO_A-F | PJM_ROM | Internal | Summer | B6 | 300 | 1000 | 263.86 | 54.68 | 62.68 | 8 | 0
2035 | NYISO_A-F_2_PJM_ROM | NYISO_A-F | PJM_ROM | Internal | Summer | B7 | 400 | 1000 | 0 | 51.51 | 51.28 | 8 | 0
2035 | NYISO_A-F_2_PJM_ROM | NYISO_A-F | PJM_ROM | Internal | Summer | B8 | 500 | 1000 | 0 | 48.35 | 48.8 | 8 | 0
2035 | NYISO_A-F_2_PJM_ROM | NYISO_A-F | PJM_ROM | Internal | Summer | B9 | 800 | 1000 | 0 | 46.51 | 45.93 | 8 | 0
2035 | NYISO_A-F_2_PJM_ROM | NYISO_A-F | PJM_ROM | Internal | Summer | B10 | 1262 | 1000 | 0 | 46.51 | 44.92 | 8 | 0
2035 | NYISO_A-F_2_PJM_ROM | NYISO_A-F | PJM_ROM | Internal | Winter | B16 | 25 | 1000 | 1000 | 60.22 | 72.91 | 8 | 4.69
2035 | NYISO_A-F_2_PJM_ROM | NYISO_A-F | PJM_ROM | Internal | Winter | B17 | 100 | 1000 | 0 | 57.89 | 64.16 | 8 | 0
2035 | NYISO_A-F_2_PJM_ROM | NYISO_A-F | PJM_ROM | Internal | Winter | B18 | 400 | 1000 | 0 | 57.47 | 57.37 | 8 | 0
2035 | NYISO_A-F_2_PJM_ROM | NYISO_A-F | PJM_ROM | Internal | Winter | B19 | 700 | 1000 | 0 | 57.47 | 56.29 | 8 | 0
2035 | NYISO_A-F_2_PJM_ROM | NYISO_A-F | PJM_ROM | Internal | Winter | B20 | 935 | 1000 | 0 | 57.47 | 51.47 | 8 | 0
2035 | NYISO_G-I_2_NEISO | NYISO_G-I | NEISO | Internal | Shoulder | B11 | 25 | 600 | 0 | 63.34 | 46.31 | 3 | 0
2035 | NYISO_G-I_2_NEISO | NYISO_G-I | NEISO | Internal | Shoulder | B12 | 200 | 600 | 0 | 54.5 | 46.31 | 3 | 0
2035 | NYISO_G-I_2_NEISO | NYISO_G-I | NEISO | Internal | Shoulder | B13 | 600 | 600 | 0 | 50 | 46.31 | 3 | 0
2035 | NYISO_G-I_2_NEISO | NYISO_G-I | NEISO | Internal | Shoulder | B14 | 900 | 600 | 0 | 49.67 | 46.31 | 3 | 0
2035 | NYISO_G-I_2_NEISO | NYISO_G-I | NEISO | Internal | Shoulder | B15 | 1203 | 600 | 0 | 49.31 | 46.31 | 3 | 0
2035 | NYISO_G-I_2_NEISO | NYISO_G-I | NEISO | Internal | Summer | B1 | 10 | 600 | 0 | 89.94 | 86.95 | 3 | 0
2035 | NYISO_G-I_2_NEISO | NYISO_G-I | NEISO | Internal | Summer | B2 | 25 | 600 | 0 | 78.55 | 75.56 | 3 | 0
2035 | NYISO_G-I_2_NEISO | NYISO_G-I | NEISO | Internal | Summer | B3 | 75 | 600 | 0 | 71.4 | 68.39 | 3 | 0
2035 | NYISO_G-I_2_NEISO | NYISO_G-I | NEISO | Internal | Summer | B4 | 100 | 600 | 0 | 64.81 | 59.4 | 3 | 0
2035 | NYISO_G-I_2_NEISO | NYISO_G-I | NEISO | Internal | Summer | B5 | 200 | 600 | 0 | 61.36 | 47.45 | 3 | 0
2035 | NYISO_G-I_2_NEISO | NYISO_G-I | NEISO | Internal | Summer | B6 | 300 | 600 | 0 | 54.69 | 42.77 | 3 | 0
2035 | NYISO_G-I_2_NEISO | NYISO_G-I | NEISO | Internal | Summer | B7 | 400 | 600 | 0 | 51.52 | 42.77 | 3 | 0
2035 | NYISO_G-I_2_NEISO | NYISO_G-I | NEISO | Internal | Summer | B8 | 500 | 600 | 0 | 48.36 | 42.77 | 3 | 0
2035 | NYISO_G-I_2_NEISO | NYISO_G-I | NEISO | Internal | Summer | B9 | 800 | 600 | 0 | 46.52 | 42.77 | 3 | 0
2035 | NYISO_G-I_2_NEISO | NYISO_G-I | NEISO | Internal | Summer | B10 | 1262 | 600 | 0 | 46.49 | 42.77 | 3 | 0
2035 | NYISO_G-I_2_NEISO | NYISO_G-I | NEISO | Internal | Winter | B16 | 25 | 600 | 0 | 64.92 | 57.22 | 3 | 0
2035 | NYISO_G-I_2_NEISO | NYISO_G-I | NEISO | Internal | Winter | B17 | 100 | 600 | 0 | 60.22 | 57.22 | 3 | 0
2035 | NYISO_G-I_2_NEISO | NYISO_G-I | NEISO | Internal | Winter | B18 | 400 | 600 | 0 | 58.21 | 57.22 | 3 | 0
2035 | NYISO_G-I_2_NEISO | NYISO_G-I | NEISO | Internal | Winter | B19 | 700 | 600 | 0 | 57.48 | 57.22 | 3 | 0
2035 | NYISO_G-I_2_NEISO | NYISO_G-I | NEISO | Internal | Winter | B20 | 935 | 600 | 0 | 57.48 | 57.22 | 3 | 0
2035 | NYISO_G-I_2_NYISO_A-F | NYISO_G-I | NYISO_A-F | Internal | Shoulder | B11 | 25 | 1999 | 0 | 63.34 | 59.06 | 0.01 | 0
2035 | NYISO_G-I_2_NYISO_A-F | NYISO_G-I | NYISO_A-F | Internal | Shoulder | B12 | 200 | 1999 | 0.07 | 54.5 | 54.49 | 0.01 | 0
2035 | NYISO_G-I_2_NYISO_A-F | NYISO_G-I | NYISO_A-F | Internal | Shoulder | B13 | 600 | 1999 | 0.02 | 50 | 49.99 | 0.01 | 0
2035 | NYISO_G-I_2_NYISO_A-F | NYISO_G-I | NYISO_A-F | Internal | Shoulder | B14 | 900 | 1999 | 0.01 | 49.67 | 49.65 | 0.01 | 0
2035 | NYISO_G-I_2_NYISO_A-F | NYISO_G-I | NYISO_A-F | Internal | Shoulder | B15 | 1203 | 1999 | 0.02 | 49.31 | 49.31 | 0.01 | 0
2035 | NYISO_G-I_2_NYISO_A-F | NYISO_G-I | NYISO_A-F | Internal | Summer | B1 | 10 | 1999 | 0 | 89.94 | 83.95 | 0.01 | 0
2035 | NYISO_G-I_2_NYISO_A-F | NYISO_G-I | NYISO_A-F | Internal | Summer | B2 | 25 | 1999 | 0.5 | 78.55 | 78.53 | 0.01 | 0
2035 | NYISO_G-I_2_NYISO_A-F | NYISO_G-I | NYISO_A-F | Internal | Summer | B3 | 75 | 1999 | 0.17 | 71.4 | 71.39 | 0.01 | 0
2035 | NYISO_G-I_2_NYISO_A-F | NYISO_G-I | NYISO_A-F | Internal | Summer | B4 | 100 | 1999 | 0.13 | 64.81 | 64.8 | 0.01 | 0
2035 | NYISO_G-I_2_NYISO_A-F | NYISO_G-I | NYISO_A-F | Internal | Summer | B5 | 200 | 1999 | 0.07 | 61.36 | 61.34 | 0.01 | 0
2035 | NYISO_G-I_2_NYISO_A-F | NYISO_G-I | NYISO_A-F | Internal | Summer | B6 | 300 | 1999 | 0.04 | 54.69 | 54.68 | 0.01 | 0
2035 | NYISO_G-I_2_NYISO_A-F | NYISO_G-I | NYISO_A-F | Internal | Summer | B7 | 400 | 1999 | 0.03 | 51.52 | 51.51 | 0.01 | 0
2035 | NYISO_G-I_2_NYISO_A-F | NYISO_G-I | NYISO_A-F | Internal | Summer | B8 | 500 | 1999 | 0.03 | 48.36 | 48.35 | 0.01 | 0
2035 | NYISO_G-I_2_NYISO_A-F | NYISO_G-I | NYISO_A-F | Internal | Summer | B9 | 800 | 1999 | 0.02 | 46.52 | 46.51 | 0.01 | 0
2035 | NYISO_G-I_2_NYISO_A-F | NYISO_G-I | NYISO_A-F | Internal | Summer | B10 | 1262 | 1999 | 972.12 | 46.49 | 46.51 | 0.01 | 0
2035 | NYISO_G-I_2_NYISO_A-F | NYISO_G-I | NYISO_A-F | Internal | Winter | B16 | 25 | 1999 | 0 | 64.92 | 60.22 | 0.01 | 0
2035 | NYISO_G-I_2_NYISO_A-F | NYISO_G-I | NYISO_A-F | Internal | Winter | B17 | 100 | 1999 | 0 | 60.22 | 57.89 | 0.01 | 0
2035 | NYISO_G-I_2_NYISO_A-F | NYISO_G-I | NYISO_A-F | Internal | Winter | B18 | 400 | 1999 | 0 | 58.21 | 57.47 | 0.01 | 0
2035 | NYISO_G-I_2_NYISO_A-F | NYISO_G-I | NYISO_A-F | Internal | Winter | B19 | 700 | 1999 | 0.02 | 57.48 | 57.47 | 0.01 | 0
2035 | NYISO_G-I_2_NYISO_A-F | NYISO_G-I | NYISO_A-F | Internal | Winter | B20 | 935 | 1999 | 0.01 | 57.48 | 57.47 | 0.01 | 0
2035 | NYISO_G-I_2_NYISO_J-K | NYISO_G-I | NYISO_J-K | Internal | Shoulder | B11 | 25 | 6130 | 6130 | 63.34 | 66.67 | 0.01 | 3.32
2035 | NYISO_G-I_2_NYISO_J-K | NYISO_G-I | NYISO_J-K | Internal | Shoulder | B12 | 200 | 6130 | 6090.3 | 54.5 | 54.51 | 0.01 | 0
2035 | NYISO_G-I_2_NYISO_J-K | NYISO_G-I | NYISO_J-K | Internal | Shoulder | B13 | 600 | 6130 | 5936.7 | 50 | 50.01 | 0.01 | 0
2035 | NYISO_G-I_2_NYISO_J-K | NYISO_G-I | NYISO_J-K | Internal | Shoulder | B14 | 900 | 6130 | 5944.29 | 49.67 | 49.68 | 0.01 | 0
2035 | NYISO_G-I_2_NYISO_J-K | NYISO_G-I | NYISO_J-K | Internal | Shoulder | B15 | 1203 | 6130 | 3928.35 | 49.31 | 49.32 | 0.01 | 0
2035 | NYISO_G-I_2_NYISO_J-K | NYISO_G-I | NYISO_J-K | Internal | Summer | B1 | 10 | 6130 | 5376.68 | 89.94 | 89.95 | 0.01 | 0
2035 | NYISO_G-I_2_NYISO_J-K | NYISO_G-I | NYISO_J-K | Internal | Summer | B2 | 25 | 6130 | 4671.57 | 78.55 | 78.56 | 0.01 | 0
2035 | NYISO_G-I_2_NYISO_J-K | NYISO_G-I | NYISO_J-K | Internal | Summer | B3 | 75 | 6130 | 3705.98 | 71.4 | 71.41 | 0.01 | 0
2035 | NYISO_G-I_2_NYISO_J-K | NYISO_G-I | NYISO_J-K | Internal | Summer | B4 | 100 | 6130 | 4659.2 | 64.81 | 64.82 | 0.01 | 0
2035 | NYISO_G-I_2_NYISO_J-K | NYISO_G-I | NYISO_J-K | Internal | Summer | B5 | 200 | 6130 | 4447.13 | 61.36 | 61.37 | 0.01 | 0
2035 | NYISO_G-I_2_NYISO_J-K | NYISO_G-I | NYISO_J-K | Internal | Summer | B6 | 300 | 6130 | 6130 | 54.69 | 61.37 | 0.01 | 6.66
2035 | NYISO_G-I_2_NYISO_J-K | NYISO_G-I | NYISO_J-K | Internal | Summer | B7 | 400 | 6130 | 6130 | 51.52 | 61.37 | 0.01 | 9.84
2035 | NYISO_G-I_2_NYISO_J-K | NYISO_G-I | NYISO_J-K | Internal | Summer | B8 | 500 | 6130 | 6130 | 48.36 | 61.37 | 0.01 | 12.99
2035 | NYISO_G-I_2_NYISO_J-K | NYISO_G-I | NYISO_J-K | Internal | Summer | B9 | 800 | 6130 | 5436.97 | 46.52 | 46.53 | 0.01 | 0
2035 | NYISO_G-I_2_NYISO_J-K | NYISO_G-I | NYISO_J-K | Internal | Summer | B10 | 1262 | 6130 | 3286.65 | 46.49 | 46.51 | 0.01 | 0
2035 | NYISO_G-I_2_NYISO_J-K | NYISO_G-I | NYISO_J-K | Internal | Winter | B16 | 25 | 6130 | 6130 | 64.92 | 85.06 | 0.01 | 20.13
2035 | NYISO_G-I_2_NYISO_J-K | NYISO_G-I | NYISO_J-K | Internal | Winter | B17 | 100 | 6130 | 6130 | 60.22 | 67.99 | 0.01 | 7.76
2035 | NYISO_G-I_2_NYISO_J-K | NYISO_G-I | NYISO_J-K | Internal | Winter | B18 | 400 | 6130 | 6130 | 58.21 | 63.63 | 0.01 | 5.41
2035 | NYISO_G-I_2_NYISO_J-K | NYISO_G-I | NYISO_J-K | Internal | Winter | B19 | 700 | 6130 | 6130 | 57.48 | 63.63 | 0.01 | 6.14
2035 | NYISO_G-I_2_NYISO_J-K | NYISO_G-I | NYISO_J-K | Internal | Winter | B20 | 935 | 6130 | 6130 | 57.48 | 59.79 | 0.01 | 2.29
2035 | NYISO_G-I_2_PJM_E | NYISO_G-I | PJM_E | Internal | Shoulder | B11 | 25 | 1500 | 1153 | 63.34 | 71.34 | 8 | 0
2035 | NYISO_G-I_2_PJM_E | NYISO_G-I | PJM_E | Internal | Shoulder | B12 | 200 | 1500 | 0 | 54.5 | 59.52 | 8 | 0
2035 | NYISO_G-I_2_PJM_E | NYISO_G-I | PJM_E | Internal | Shoulder | B13 | 600 | 1500 | 0 | 50 | 53.23 | 8 | 0
2035 | NYISO_G-I_2_PJM_E | NYISO_G-I | PJM_E | Internal | Shoulder | B14 | 900 | 1500 | 0 | 49.67 | 51.49 | 8 | 0
2035 | NYISO_G-I_2_PJM_E | NYISO_G-I | PJM_E | Internal | Shoulder | B15 | 1203 | 1500 | 0 | 49.31 | 46.59 | 8 | 0
2035 | NYISO_G-I_2_PJM_E | NYISO_G-I | PJM_E | Internal | Summer | B1 | 10 | 1500 | 0 | 89.94 | 89.86 | 8 | 0
2035 | NYISO_G-I_2_PJM_E | NYISO_G-I | PJM_E | Internal | Summer | B2 | 25 | 1500 | 166.37 | 78.55 | 86.55 | 8 | 0
2035 | NYISO_G-I_2_PJM_E | NYISO_G-I | PJM_E | Internal | Summer | B3 | 75 | 1500 | 1500 | 71.4 | 81.8 | 8 | 2.4
2035 | NYISO_G-I_2_PJM_E | NYISO_G-I | PJM_E | Internal | Summer | B4 | 100 | 1500 | 1500 | 64.81 | 79.91 | 8 | 7.1
2035 | NYISO_G-I_2_PJM_E | NYISO_G-I | PJM_E | Internal | Summer | B5 | 200 | 1500 | 1500 | 61.36 | 75.95 | 8 | 6.6
2035 | NYISO_G-I_2_PJM_E | NYISO_G-I | PJM_E | Internal | Summer | B6 | 300 | 1500 | 243.88 | 54.69 | 62.69 | 8 | 0
2035 | NYISO_G-I_2_PJM_E | NYISO_G-I | PJM_E | Internal | Summer | B7 | 400 | 1500 | 0 | 51.52 | 51.3 | 8 | 0
2035 | NYISO_G-I_2_PJM_E | NYISO_G-I | PJM_E | Internal | Summer | B8 | 500 | 1500 | 0 | 48.36 | 48.81 | 8 | 0
2035 | NYISO_G-I_2_PJM_E | NYISO_G-I | PJM_E | Internal | Summer | B9 | 800 | 1500 | 0 | 46.52 | 45.94 | 8 | 0
2035 | NYISO_G-I_2_PJM_E | NYISO_G-I | PJM_E | Internal | Summer | B10 | 1262 | 1500 | 0 | 46.49 | 44.93 | 8 | 0
2035 | NYISO_G-I_2_PJM_E | NYISO_G-I | PJM_E | Internal | Winter | B16 | 25 | 1500 | 380.32 | 64.92 | 72.92 | 8 | 0
2035 | NYISO_G-I_2_PJM_E | NYISO_G-I | PJM_E | Internal | Winter | B17 | 100 | 1500 | 0 | 60.22 | 64.17 | 8 | 0
2035 | NYISO_G-I_2_PJM_E | NYISO_G-I | PJM_E | Internal | Winter | B18 | 400 | 1500 | 0 | 58.21 | 57.39 | 8 | 0
2035 | NYISO_G-I_2_PJM_E | NYISO_G-I | PJM_E | Internal | Winter | B19 | 700 | 1500 | 0 | 57.48 | 56.3 | 8 | 0
2035 | NYISO_G-I_2_PJM_E | NYISO_G-I | PJM_E | Internal | Winter | B20 | 935 | 1500 | 0 | 57.48 | 51.48 | 8 | 0
2035 | NYISO_J-K_2_NEISO | NYISO_J-K | NEISO | Internal | Shoulder | B11 | 25 | 0.01 | 0 | 66.67 | 46.31 | 3 | 1.06
2035 | NYISO_J-K_2_NEISO | NYISO_J-K | NEISO | Internal | Shoulder | B12 | 200 | 0.01 | 0 | 54.51 | 46.31 | 3 | 0.16
2035 | NYISO_J-K_2_NEISO | NYISO_J-K | NEISO | Internal | Shoulder | B13 | 600 | 0.01 | 0 | 50.01 | 46.31 | 3 | 0.06
2035 | NYISO_J-K_2_NEISO | NYISO_J-K | NEISO | Internal | Shoulder | B14 | 900 | 0.01 | 0 | 49.68 | 46.31 | 3 | 0.04
2035 | NYISO_J-K_2_NEISO | NYISO_J-K | NEISO | Internal | Shoulder | B15 | 1203 | 0.01 | 0 | 49.32 | 46.31 | 3 | 0.03
2035 | NYISO_J-K_2_NEISO | NYISO_J-K | NEISO | Internal | Summer | B1 | 10 | 0.01 | 0 | 89.95 | 86.95 | 3 | 3.47
2035 | NYISO_J-K_2_NEISO | NYISO_J-K | NEISO | Internal | Summer | B2 | 25 | 0.01 | 0 | 78.56 | 75.56 | 3 | 1.12
2035 | NYISO_J-K_2_NEISO | NYISO_J-K | NEISO | Internal | Summer | B3 | 75 | 0.01 | 0 | 71.41 | 68.39 | 3 | 0.41
2035 | NYISO_J-K_2_NEISO | NYISO_J-K | NEISO | Internal | Summer | B4 | 100 | 0.01 | 0 | 64.82 | 59.4 | 3 | 0.32
2035 | NYISO_J-K_2_NEISO | NYISO_J-K | NEISO | Internal | Summer | B5 | 200 | 0.01 | 0 | 61.37 | 47.45 | 3 | 0.16
2035 | NYISO_J-K_2_NEISO | NYISO_J-K | NEISO | Internal | Summer | B6 | 300 | 0.01 | 0 | 61.37 | 42.77 | 3 | 0.1
2035 | NYISO_J-K_2_NEISO | NYISO_J-K | NEISO | Internal | Summer | B7 | 400 | 0.01 | 0 | 61.37 | 42.77 | 3 | 0.08
2035 | NYISO_J-K_2_NEISO | NYISO_J-K | NEISO | Internal | Summer | B8 | 500 | 0.01 | 0 | 61.37 | 42.77 | 3 | 0.06
2035 | NYISO_J-K_2_NEISO | NYISO_J-K | NEISO | Internal | Summer | B9 | 800 | 0.01 | 0 | 46.53 | 42.77 | 3 | 0.04
2035 | NYISO_J-K_2_NEISO | NYISO_J-K | NEISO | Internal | Summer | B10 | 1262 | 0.01 | 0 | 46.51 | 42.77 | 3 | 0.03
2035 | NYISO_J-K_2_NEISO | NYISO_J-K | NEISO | Internal | Winter | B16 | 25 | 0.01 | 0 | 85.06 | 57.22 | 3 | 1.05
2035 | NYISO_J-K_2_NEISO | NYISO_J-K | NEISO | Internal | Winter | B17 | 100 | 0.01 | 0 | 67.99 | 57.22 | 3 | 0.31
2035 | NYISO_J-K_2_NEISO | NYISO_J-K | NEISO | Internal | Winter | B18 | 400 | 0.01 | 0 | 63.63 | 57.22 | 3 | 0.08
2035 | NYISO_J-K_2_NEISO | NYISO_J-K | NEISO | Internal | Winter | B19 | 700 | 0.01 | 0 | 63.63 | 57.22 | 3 | 0.05
2035 | NYISO_J-K_2_NEISO | NYISO_J-K | NEISO | Internal | Winter | B20 | 935 | 0.01 | 0 | 59.79 | 57.22 | 3 | 0.04
2035 | NYISO_J-K_2_NYISO_G-I | NYISO_J-K | NYISO_G-I | Internal | Shoulder | B11 | 25 | 1999 | 0 | 66.67 | 63.34 | 0.01 | 0
2035 | NYISO_J-K_2_NYISO_G-I | NYISO_J-K | NYISO_G-I | Internal | Shoulder | B12 | 200 | 1999 | 0.06 | 54.51 | 54.5 | 0.01 | 0
2035 | NYISO_J-K_2_NYISO_G-I | NYISO_J-K | NYISO_G-I | Internal | Shoulder | B13 | 600 | 1999 | 0.02 | 50.01 | 50 | 0.01 | 0
2035 | NYISO_J-K_2_NYISO_G-I | NYISO_J-K | NYISO_G-I | Internal | Shoulder | B14 | 900 | 1999 | 0.01 | 49.68 | 49.67 | 0.01 | 0
2035 | NYISO_J-K_2_NYISO_G-I | NYISO_J-K | NYISO_G-I | Internal | Shoulder | B15 | 1203 | 1999 | 0.01 | 49.32 | 49.31 | 0.01 | 0
2035 | NYISO_J-K_2_NYISO_G-I | NYISO_J-K | NYISO_G-I | Internal | Summer | B1 | 10 | 1999 | 1.18 | 89.95 | 89.94 | 0.01 | 0
2035 | NYISO_J-K_2_NYISO_G-I | NYISO_J-K | NYISO_G-I | Internal | Summer | B2 | 25 | 1999 | 0.5 | 78.56 | 78.55 | 0.01 | 0
2035 | NYISO_J-K_2_NYISO_G-I | NYISO_J-K | NYISO_G-I | Internal | Summer | B3 | 75 | 1999 | 0.17 | 71.41 | 71.4 | 0.01 | 0
2035 | NYISO_J-K_2_NYISO_G-I | NYISO_J-K | NYISO_G-I | Internal | Summer | B4 | 100 | 1999 | 0.13 | 64.82 | 64.81 | 0.01 | 0
2035 | NYISO_J-K_2_NYISO_G-I | NYISO_J-K | NYISO_G-I | Internal | Summer | B5 | 200 | 1999 | 0.07 | 61.37 | 61.36 | 0.01 | 0
2035 | NYISO_J-K_2_NYISO_G-I | NYISO_J-K | NYISO_G-I | Internal | Summer | B6 | 300 | 1999 | 0 | 61.37 | 54.69 | 0.01 | 0
2035 | NYISO_J-K_2_NYISO_G-I | NYISO_J-K | NYISO_G-I | Internal | Summer | B7 | 400 | 1999 | 0 | 61.37 | 51.52 | 0.01 | 0
2035 | NYISO_J-K_2_NYISO_G-I | NYISO_J-K | NYISO_G-I | Internal | Summer | B8 | 500 | 1999 | 0 | 61.37 | 48.36 | 0.01 | 0
2035 | NYISO_J-K_2_NYISO_G-I | NYISO_J-K | NYISO_G-I | Internal | Summer | B9 | 800 | 1999 | 0.02 | 46.53 | 46.52 | 0.01 | 0
2035 | NYISO_J-K_2_NYISO_G-I | NYISO_J-K | NYISO_G-I | Internal | Summer | B10 | 1262 | 1999 | 0.01 | 46.51 | 46.49 | 0.01 | 0
2035 | NYISO_J-K_2_NYISO_G-I | NYISO_J-K | NYISO_G-I | Internal | Winter | B16 | 25 | 1999 | 0 | 85.06 | 64.92 | 0.01 | 0
2035 | NYISO_J-K_2_NYISO_G-I | NYISO_J-K | NYISO_G-I | Internal | Winter | B17 | 100 | 1999 | 0 | 67.99 | 60.22 | 0.01 | 0
2035 | NYISO_J-K_2_NYISO_G-I | NYISO_J-K | NYISO_G-I | Internal | Winter | B18 | 400 | 1999 | 0 | 63.63 | 58.21 | 0.01 | 0
2035 | NYISO_J-K_2_NYISO_G-I | NYISO_J-K | NYISO_G-I | Internal | Winter | B19 | 700 | 1999 | 0 | 63.63 | 57.48 | 0.01 | 0
2035 | NYISO_J-K_2_NYISO_G-I | NYISO_J-K | NYISO_G-I | Internal | Winter | B20 | 935 | 1999 | 0 | 59.79 | 57.48 | 0.01 | 0
2035 | NYISO_J-K_2_PJM_E | NYISO_J-K | PJM_E | Internal | Shoulder | B11 | 25 | 0.01 | 0 | 66.67 | 71.34 | 8 | 1.29
2035 | NYISO_J-K_2_PJM_E | NYISO_J-K | PJM_E | Internal | Shoulder | B12 | 200 | 0.01 | 0 | 54.51 | 59.52 | 8 | 0.17
2035 | NYISO_J-K_2_PJM_E | NYISO_J-K | PJM_E | Internal | Shoulder | B13 | 600 | 0.01 | 0 | 50.01 | 53.23 | 8 | 0.06
2035 | NYISO_J-K_2_PJM_E | NYISO_J-K | PJM_E | Internal | Shoulder | B14 | 900 | 0.01 | 0 | 49.68 | 51.49 | 8 | 0.04
2035 | NYISO_J-K_2_PJM_E | NYISO_J-K | PJM_E | Internal | Shoulder | B15 | 1203 | 0.01 | 0 | 49.32 | 46.59 | 8 | 0.03
2035 | NYISO_J-K_2_PJM_E | NYISO_J-K | PJM_E | Internal | Summer | B1 | 10 | 0.01 | 0 | 89.95 | 89.86 | 8 | 3.26
2035 | NYISO_J-K_2_PJM_E | NYISO_J-K | PJM_E | Internal | Summer | B2 | 25 | 0.01 | 0 | 78.56 | 86.55 | 8 | 1.97
2035 | NYISO_J-K_2_PJM_E | NYISO_J-K | PJM_E | Internal | Summer | B3 | 75 | 0.01 | 0 | 71.41 | 81.8 | 8 | 2.8
2035 | NYISO_J-K_2_PJM_E | NYISO_J-K | PJM_E | Internal | Summer | B4 | 100 | 0.01 | 0 | 64.82 | 79.91 | 8 | 7.41
2035 | NYISO_J-K_2_PJM_E | NYISO_J-K | PJM_E | Internal | Summer | B5 | 200 | 0.01 | 0 | 61.37 | 75.95 | 8 | 6.75
2035 | NYISO_J-K_2_PJM_E | NYISO_J-K | PJM_E | Internal | Summer | B6 | 300 | 0.01 | 0 | 61.37 | 62.69 | 8 | 0.11
2035 | NYISO_J-K_2_PJM_E | NYISO_J-K | PJM_E | Internal | Summer | B7 | 400 | 0.01 | 0 | 61.37 | 51.3 | 8 | 0.08
2035 | NYISO_J-K_2_PJM_E | NYISO_J-K | PJM_E | Internal | Summer | B8 | 500 | 0.01 | 0 | 61.37 | 48.81 | 8 | 0.06
2035 | NYISO_J-K_2_PJM_E | NYISO_J-K | PJM_E | Internal | Summer | B9 | 800 | 0.01 | 0 | 46.53 | 45.94 | 8 | 0.04
2035 | NYISO_J-K_2_PJM_E | NYISO_J-K | PJM_E | Internal | Summer | B10 | 1262 | 0.01 | 0 | 46.51 | 44.93 | 8 | 0.03
2035 | NYISO_J-K_2_PJM_E | NYISO_J-K | PJM_E | Internal | Winter | B16 | 25 | 0.01 | 0 | 85.06 | 72.92 | 8 | 1.06
2035 | NYISO_J-K_2_PJM_E | NYISO_J-K | PJM_E | Internal | Winter | B17 | 100 | 0.01 | 0 | 67.99 | 64.17 | 8 | 0.31
2035 | NYISO_J-K_2_PJM_E | NYISO_J-K | PJM_E | Internal | Winter | B18 | 400 | 0.01 | 0 | 63.63 | 57.39 | 8 | 0.08
2035 | NYISO_J-K_2_PJM_E | NYISO_J-K | PJM_E | Internal | Winter | B19 | 700 | 0.01 | 0 | 63.63 | 56.3 | 8 | 0.05
2035 | NYISO_J-K_2_PJM_E | NYISO_J-K | PJM_E | Internal | Winter | B20 | 935 | 0.01 | 0 | 59.79 | 51.48 | 8 | 0.03
2035 | PJM_E_2_NYISO_G-I | PJM_E | NYISO_G-I | Internal | Shoulder | B11 | 25 | 500 | 0 | 71.34 | 63.34 | 6 | 0
2035 | PJM_E_2_NYISO_G-I | PJM_E | NYISO_G-I | Internal | Shoulder | B12 | 200 | 500 | 0 | 59.52 | 54.5 | 6 | 0
2035 | PJM_E_2_NYISO_G-I | PJM_E | NYISO_G-I | Internal | Shoulder | B13 | 600 | 500 | 0 | 53.23 | 50 | 6 | 0
2035 | PJM_E_2_NYISO_G-I | PJM_E | NYISO_G-I | Internal | Shoulder | B14 | 900 | 500 | 0 | 51.49 | 49.67 | 6 | 0
2035 | PJM_E_2_NYISO_G-I | PJM_E | NYISO_G-I | Internal | Shoulder | B15 | 1203 | 500 | 0 | 46.59 | 49.31 | 6 | 0
2035 | PJM_E_2_NYISO_G-I | PJM_E | NYISO_G-I | Internal | Summer | B1 | 10 | 500 | 0 | 89.86 | 89.94 | 6 | 0
2035 | PJM_E_2_NYISO_G-I | PJM_E | NYISO_G-I | Internal | Summer | B2 | 25 | 500 | 0 | 86.55 | 78.55 | 6 | 0
2035 | PJM_E_2_NYISO_G-I | PJM_E | NYISO_G-I | Internal | Summer | B3 | 75 | 500 | 0 | 81.8 | 71.4 | 6 | 0
2035 | PJM_E_2_NYISO_G-I | PJM_E | NYISO_G-I | Internal | Summer | B4 | 100 | 500 | 0 | 79.91 | 64.81 | 6 | 0
2035 | PJM_E_2_NYISO_G-I | PJM_E | NYISO_G-I | Internal | Summer | B5 | 200 | 500 | 0 | 75.95 | 61.36 | 6 | 0
2035 | PJM_E_2_NYISO_G-I | PJM_E | NYISO_G-I | Internal | Summer | B6 | 300 | 500 | 0 | 62.69 | 54.69 | 6 | 0
2035 | PJM_E_2_NYISO_G-I | PJM_E | NYISO_G-I | Internal | Summer | B7 | 400 | 500 | 0 | 51.3 | 51.52 | 6 | 0
2035 | PJM_E_2_NYISO_G-I | PJM_E | NYISO_G-I | Internal | Summer | B8 | 500 | 500 | 0 | 48.81 | 48.36 | 6 | 0
2035 | PJM_E_2_NYISO_G-I | PJM_E | NYISO_G-I | Internal | Summer | B9 | 800 | 500 | 0 | 45.94 | 46.52 | 6 | 0
2035 | PJM_E_2_NYISO_G-I | PJM_E | NYISO_G-I | Internal | Summer | B10 | 1262 | 500 | 0 | 44.93 | 46.49 | 6 | 0
2035 | PJM_E_2_NYISO_G-I | PJM_E | NYISO_G-I | Internal | Winter | B16 | 25 | 500 | 0 | 72.92 | 64.92 | 6 | 0
2035 | PJM_E_2_NYISO_G-I | PJM_E | NYISO_G-I | Internal | Winter | B17 | 100 | 500 | 0 | 64.17 | 60.22 | 6 | 0
2035 | PJM_E_2_NYISO_G-I | PJM_E | NYISO_G-I | Internal | Winter | B18 | 400 | 500 | 0 | 57.39 | 58.21 | 6 | 0
2035 | PJM_E_2_NYISO_G-I | PJM_E | NYISO_G-I | Internal | Winter | B19 | 700 | 500 | 0 | 56.3 | 57.48 | 6 | 0
2035 | PJM_E_2_NYISO_G-I | PJM_E | NYISO_G-I | Internal | Winter | B20 | 935 | 500 | 189.03 | 51.48 | 57.48 | 6 | 0
2035 | PJM_E_2_NYISO_J-K | PJM_E | NYISO_J-K | Internal | Shoulder | B11 | 25 | 330 | 0 | 71.34 | 66.67 | 6 | 0
2035 | PJM_E_2_NYISO_J-K | PJM_E | NYISO_J-K | Internal | Shoulder | B12 | 200 | 330 | 0 | 59.52 | 54.51 | 6 | 0
2035 | PJM_E_2_NYISO_J-K | PJM_E | NYISO_J-K | Internal | Shoulder | B13 | 600 | 330 | 0 | 53.23 | 50.01 | 6 | 0
2035 | PJM_E_2_NYISO_J-K | PJM_E | NYISO_J-K | Internal | Shoulder | B14 | 900 | 330 | 0 | 51.49 | 49.68 | 6 | 0
2035 | PJM_E_2_NYISO_J-K | PJM_E | NYISO_J-K | Internal | Shoulder | B15 | 1203 | 330 | 0 | 46.59 | 49.32 | 6 | 0
2035 | PJM_E_2_NYISO_J-K | PJM_E | NYISO_J-K | Internal | Summer | B1 | 10 | 330 | 0 | 89.86 | 89.95 | 6 | 0
2035 | PJM_E_2_NYISO_J-K | PJM_E | NYISO_J-K | Internal | Summer | B2 | 25 | 330 | 0 | 86.55 | 78.56 | 6 | 0
2035 | PJM_E_2_NYISO_J-K | PJM_E | NYISO_J-K | Internal | Summer | B3 | 75 | 330 | 0 | 81.8 | 71.41 | 6 | 0
2035 | PJM_E_2_NYISO_J-K | PJM_E | NYISO_J-K | Internal | Summer | B4 | 100 | 330 | 0 | 79.91 | 64.82 | 6 | 0
2035 | PJM_E_2_NYISO_J-K | PJM_E | NYISO_J-K | Internal | Summer | B5 | 200 | 330 | 0 | 75.95 | 61.37 | 6 | 0
2035 | PJM_E_2_NYISO_J-K | PJM_E | NYISO_J-K | Internal | Summer | B6 | 300 | 330 | 0 | 62.69 | 61.37 | 6 | 0
2035 | PJM_E_2_NYISO_J-K | PJM_E | NYISO_J-K | Internal | Summer | B7 | 400 | 330 | 330 | 51.3 | 61.37 | 6 | 4.07
2035 | PJM_E_2_NYISO_J-K | PJM_E | NYISO_J-K | Internal | Summer | B8 | 500 | 330 | 330 | 48.81 | 61.37 | 6 | 6.56
2035 | PJM_E_2_NYISO_J-K | PJM_E | NYISO_J-K | Internal | Summer | B9 | 800 | 330 | 0 | 45.94 | 46.53 | 6 | 0
2035 | PJM_E_2_NYISO_J-K | PJM_E | NYISO_J-K | Internal | Summer | B10 | 1262 | 330 | 0 | 44.93 | 46.51 | 6 | 0
2035 | PJM_E_2_NYISO_J-K | PJM_E | NYISO_J-K | Internal | Winter | B16 | 25 | 330 | 330 | 72.92 | 85.06 | 6 | 6.14
2035 | PJM_E_2_NYISO_J-K | PJM_E | NYISO_J-K | Internal | Winter | B17 | 100 | 330 | 0 | 64.17 | 67.99 | 6 | 0
2035 | PJM_E_2_NYISO_J-K | PJM_E | NYISO_J-K | Internal | Winter | B18 | 400 | 330 | 330 | 57.39 | 63.63 | 6 | 0.25
2035 | PJM_E_2_NYISO_J-K | PJM_E | NYISO_J-K | Internal | Winter | B19 | 700 | 330 | 330 | 56.3 | 63.63 | 6 | 1.33
2035 | PJM_E_2_NYISO_J-K | PJM_E | NYISO_J-K | Internal | Winter | B20 | 935 | 330 | 330 | 51.48 | 59.79 | 6 | 2.3
2035 | PJM_E_2_PJM_ROM | PJM_E | PJM_ROM | Internal | Shoulder | B11 | 25 | 8000 | 1797.37 | 71.34 | 71.35 | 0.01 | 0
2035 | PJM_E_2_PJM_ROM | PJM_E | PJM_ROM | Internal | Shoulder | B12 | 200 | 8000 | 0.07 | 59.52 | 59.51 | 0.01 | 0
2035 | PJM_E_2_PJM_ROM | PJM_E | PJM_ROM | Internal | Shoulder | B13 | 600 | 8000 | 713.18 | 53.23 | 53.24 | 0.01 | 0
2035 | PJM_E_2_PJM_ROM | PJM_E | PJM_ROM | Internal | Shoulder | B14 | 900 | 8000 | 0.02 | 51.49 | 51.48 | 0.01 | 0
2035 | PJM_E_2_PJM_ROM | PJM_E | PJM_ROM | Internal | Shoulder | B15 | 1203 | 8000 | 0.01 | 46.59 | 46.58 | 0.01 | 0
2035 | PJM_E_2_PJM_ROM | PJM_E | PJM_ROM | Internal | Summer | B1 | 10 | 8000 | 1.25 | 89.86 | 89.85 | 0.01 | 0
2035 | PJM_E_2_PJM_ROM | PJM_E | PJM_ROM | Internal | Summer | B2 | 25 | 8000 | 0.52 | 86.55 | 86.53 | 0.01 | 0
2035 | PJM_E_2_PJM_ROM | PJM_E | PJM_ROM | Internal | Summer | B3 | 75 | 8000 | 0.18 | 81.8 | 81.79 | 0.01 | 0
2035 | PJM_E_2_PJM_ROM | PJM_E | PJM_ROM | Internal | Summer | B4 | 100 | 8000 | 1839.97 | 79.91 | 79.92 | 0.01 | 0
2035 | PJM_E_2_PJM_ROM | PJM_E | PJM_ROM | Internal | Summer | B5 | 200 | 8000 | 281.22 | 75.95 | 75.97 | 0.01 | 0
2035 | PJM_E_2_PJM_ROM | PJM_E | PJM_ROM | Internal | Summer | B6 | 300 | 8000 | 0.04 | 62.69 | 62.68 | 0.01 | 0
2035 | PJM_E_2_PJM_ROM | PJM_E | PJM_ROM | Internal | Summer | B7 | 400 | 8000 | 0.03 | 51.3 | 51.28 | 0.01 | 0
2035 | PJM_E_2_PJM_ROM | PJM_E | PJM_ROM | Internal | Summer | B8 | 500 | 8000 | 0.03 | 48.81 | 48.8 | 0.01 | 0
2035 | PJM_E_2_PJM_ROM | PJM_E | PJM_ROM | Internal | Summer | B9 | 800 | 8000 | 0.02 | 45.94 | 45.93 | 0.01 | 0
2035 | PJM_E_2_PJM_ROM | PJM_E | PJM_ROM | Internal | Summer | B10 | 1262 | 8000 | 0.01 | 44.93 | 44.92 | 0.01 | 0
2035 | PJM_E_2_PJM_ROM | PJM_E | PJM_ROM | Internal | Winter | B16 | 25 | 8000 | 0.52 | 72.92 | 72.91 | 0.01 | 0
2035 | PJM_E_2_PJM_ROM | PJM_E | PJM_ROM | Internal | Winter | B17 | 100 | 8000 | 0.13 | 64.17 | 64.16 | 0.01 | 0
2035 | PJM_E_2_PJM_ROM | PJM_E | PJM_ROM | Internal | Winter | B18 | 400 | 8000 | 0.03 | 57.39 | 57.37 | 0.01 | 0
2035 | PJM_E_2_PJM_ROM | PJM_E | PJM_ROM | Internal | Winter | B19 | 700 | 8000 | 0.02 | 56.3 | 56.29 | 0.01 | 0
2035 | PJM_E_2_PJM_ROM | PJM_E | PJM_ROM | Internal | Winter | B20 | 935 | 8000 | 0.01 | 51.48 | 51.47 | 0.01 | 0
2035 | PJM_ROR_2_MISO_IN | PJM_ROR | MISO_IN | Internal | Shoulder | B11 | 25 | 909 | 907.99 | 71.37 | 73.38 | 2 | 0.01
2035 | PJM_ROR_2_MISO_IN | PJM_ROR | MISO_IN | Internal | Shoulder | B12 | 200 | 909 | 0.13 | 59.5 | 61.49 | 2 | 0
2035 | PJM_ROR_2_MISO_IN | PJM_ROR | MISO_IN | Internal | Shoulder | B13 | 600 | 909 | 0 | 53.23 | 53.88 | 2 | 0
2035 | PJM_ROR_2_MISO_IN | PJM_ROR | MISO_IN | Internal | Shoulder | B14 | 900 | 909 | 0.03 | 51.46 | 53.45 | 2 | 0
2035 | PJM_ROR_2_MISO_IN | PJM_ROR | MISO_IN | Internal | Shoulder | B15 | 1203 | 909 | 0 | 46.56 | 46.68 | 2 | 0
2035 | PJM_ROR_2_MISO_IN | PJM_ROR | MISO_IN | Internal | Summer | B1 | 10 | 909 | 0 | 89.83 | 87.85 | 2 | 0
2035 | PJM_ROR_2_MISO_IN | PJM_ROR | MISO_IN | Internal | Summer | B2 | 25 | 909 | 0 | 86.52 | 85.37 | 2 | 0
2035 | PJM_ROR_2_MISO_IN | PJM_ROR | MISO_IN | Internal | Summer | B3 | 75 | 909 | 0.31 | 81.8 | 83.79 | 2 | 0
2035 | PJM_ROR_2_MISO_IN | PJM_ROR | MISO_IN | Internal | Summer | B4 | 100 | 909 | 0 | 79.93 | 80.93 | 2 | 0
2035 | PJM_ROR_2_MISO_IN | PJM_ROR | MISO_IN | Internal | Summer | B5 | 200 | 909 | 835.15 | 75.98 | 77.98 | 2 | 0
2035 | PJM_ROR_2_MISO_IN | PJM_ROR | MISO_IN | Internal | Summer | B6 | 300 | 909 | 0 | 62.67 | 63.89 | 2 | 0
2035 | PJM_ROR_2_MISO_IN | PJM_ROR | MISO_IN | Internal | Summer | B7 | 400 | 909 | 0 | 51.27 | 51.5 | 2 | 0
2035 | PJM_ROR_2_MISO_IN | PJM_ROR | MISO_IN | Internal | Summer | B8 | 500 | 909 | 0 | 48.79 | 49.08 | 2 | 0
2035 | PJM_ROR_2_MISO_IN | PJM_ROR | MISO_IN | Internal | Summer | B9 | 800 | 909 | 0 | 45.92 | 45.16 | 2 | 0
2035 | PJM_ROR_2_MISO_IN | PJM_ROR | MISO_IN | Internal | Summer | B10 | 1262 | 909 | 0 | 44.9 | 45.16 | 2 | 0
2035 | PJM_ROR_2_MISO_IN | PJM_ROR | MISO_IN | Internal | Winter | B16 | 25 | 909 | 0 | 72.9 | 70.9 | 2 | 0
2035 | PJM_ROR_2_MISO_IN | PJM_ROR | MISO_IN | Internal | Winter | B17 | 100 | 909 | 0 | 64.14 | 62.14 | 2 | 0
2035 | PJM_ROR_2_MISO_IN | PJM_ROR | MISO_IN | Internal | Winter | B18 | 400 | 909 | 0 | 57.36 | 55.37 | 2 | 0
2035 | PJM_ROR_2_MISO_IN | PJM_ROR | MISO_IN | Internal | Winter | B19 | 700 | 909 | 0 | 54.57 | 52.57 | 2 | 0
2035 | PJM_ROR_2_MISO_IN | PJM_ROR | MISO_IN | Internal | Winter | B20 | 935 | 909 | 0 | 50.07 | 48.06 | 2 | 0
2035 | PJM_ROR_2_MISO_MI | PJM_ROR | MISO_MI | Internal | Shoulder | B11 | 25 | 1305 | 295.36 | 71.37 | 73.37 | 2 | 0
2035 | PJM_ROR_2_MISO_MI | PJM_ROR | MISO_MI | Internal | Shoulder | B12 | 200 | 1305 | 1063.56 | 59.5 | 61.5 | 2 | 0
2035 | PJM_ROR_2_MISO_MI | PJM_ROR | MISO_MI | Internal | Shoulder | B13 | 600 | 1305 | 0 | 53.23 | 53.89 | 2 | 0
2035 | PJM_ROR_2_MISO_MI | PJM_ROR | MISO_MI | Internal | Shoulder | B14 | 900 | 1305 | 465.39 | 51.46 | 53.46 | 2 | 0
2035 | PJM_ROR_2_MISO_MI | PJM_ROR | MISO_MI | Internal | Shoulder | B15 | 1203 | 1305 | 0 | 46.56 | 46.69 | 2 | 0
2035 | PJM_ROR_2_MISO_MI | PJM_ROR | MISO_MI | Internal | Summer | B1 | 10 | 1305 | 0 | 89.83 | 87.86 | 2 | 0
2035 | PJM_ROR_2_MISO_MI | PJM_ROR | MISO_MI | Internal | Summer | B2 | 25 | 1305 | 0 | 86.52 | 85.38 | 2 | 0
2035 | PJM_ROR_2_MISO_MI | PJM_ROR | MISO_MI | Internal | Summer | B3 | 75 | 1305 | 174.49 | 81.8 | 83.8 | 2 | 0
2035 | PJM_ROR_2_MISO_MI | PJM_ROR | MISO_MI | Internal | Summer | B4 | 100 | 1305 | 0 | 79.93 | 80.92 | 2 | 0
2035 | PJM_ROR_2_MISO_MI | PJM_ROR | MISO_MI | Internal | Summer | B5 | 200 | 1305 | 408.5 | 75.98 | 77.98 | 2 | 0
2035 | PJM_ROR_2_MISO_MI | PJM_ROR | MISO_MI | Internal | Summer | B6 | 300 | 1305 | 0 | 62.67 | 63.88 | 2 | 0
2035 | PJM_ROR_2_MISO_MI | PJM_ROR | MISO_MI | Internal | Summer | B7 | 400 | 1305 | 0 | 51.27 | 51.51 | 2 | 0
2035 | PJM_ROR_2_MISO_MI | PJM_ROR | MISO_MI | Internal | Summer | B8 | 500 | 1305 | 0 | 48.79 | 49.36 | 2 | 0
2035 | PJM_ROR_2_MISO_MI | PJM_ROR | MISO_MI | Internal | Summer | B9 | 800 | 1305 | 0 | 45.92 | 45.17 | 2 | 0
2035 | PJM_ROR_2_MISO_MI | PJM_ROR | MISO_MI | Internal | Summer | B10 | 1262 | 1305 | 0 | 44.9 | 45.17 | 2 | 0
2035 | PJM_ROR_2_MISO_MI | PJM_ROR | MISO_MI | Internal | Winter | B16 | 25 | 1305 | 0 | 72.9 | 70.9 | 2 | 0
2035 | PJM_ROR_2_MISO_MI | PJM_ROR | MISO_MI | Internal | Winter | B17 | 100 | 1305 | 0 | 64.14 | 62.16 | 2 | 0
2035 | PJM_ROR_2_MISO_MI | PJM_ROR | MISO_MI | Internal | Winter | B18 | 400 | 1305 | 0 | 57.36 | 55.39 | 2 | 0
2035 | PJM_ROR_2_MISO_MI | PJM_ROR | MISO_MI | Internal | Winter | B19 | 700 | 1305 | 0 | 54.57 | 52.58 | 2 | 0
2035 | PJM_ROR_2_MISO_MI | PJM_ROR | MISO_MI | Internal | Winter | B20 | 935 | 1305 | 0 | 50.07 | 48.07 | 2 | 0
2035 | PJM_ROR_2_MISO_MO-IL | PJM_ROR | MISO_MO-IL | Internal | Shoulder | B11 | 25 | 1111 | 1110.02 | 71.37 | 73.38 | 2 | 0.01
2035 | PJM_ROR_2_MISO_MO-IL | PJM_ROR | MISO_MO-IL | Internal | Shoulder | B12 | 200 | 1111 | 0 | 59.5 | 57.5 | 2 | 0
2035 | PJM_ROR_2_MISO_MO-IL | PJM_ROR | MISO_MO-IL | Internal | Shoulder | B13 | 600 | 1111 | 0 | 53.23 | 52.28 | 2 | 0
2035 | PJM_ROR_2_MISO_MO-IL | PJM_ROR | MISO_MO-IL | Internal | Shoulder | B14 | 900 | 1111 | 0 | 51.46 | 49.48 | 2 | 0
2035 | PJM_ROR_2_MISO_MO-IL | PJM_ROR | MISO_MO-IL | Internal | Shoulder | B15 | 1203 | 1111 | 0 | 46.56 | 44.56 | 2 | 0
2035 | PJM_ROR_2_MISO_MO-IL | PJM_ROR | MISO_MO-IL | Internal | Summer | B1 | 10 | 1111 | 0 | 89.83 | 87.83 | 2 | 0
2035 | PJM_ROR_2_MISO_MO-IL | PJM_ROR | MISO_MO-IL | Internal | Summer | B2 | 25 | 1111 | 0 | 86.52 | 84.53 | 2 | 0
2035 | PJM_ROR_2_MISO_MO-IL | PJM_ROR | MISO_MO-IL | Internal | Summer | B3 | 75 | 1111 | 0.16 | 81.8 | 83.78 | 2 | 0
2035 | PJM_ROR_2_MISO_MO-IL | PJM_ROR | MISO_MO-IL | Internal | Summer | B4 | 100 | 1111 | 0 | 79.93 | 80.94 | 2 | 0
2035 | PJM_ROR_2_MISO_MO-IL | PJM_ROR | MISO_MO-IL | Internal | Summer | B5 | 200 | 1111 | 1110.87 | 75.98 | 77.99 | 2 | 0.01
2035 | PJM_ROR_2_MISO_MO-IL | PJM_ROR | MISO_MO-IL | Internal | Summer | B6 | 300 | 1111 | 0 | 62.67 | 63.9 | 2 | 0
2035 | PJM_ROR_2_MISO_MO-IL | PJM_ROR | MISO_MO-IL | Internal | Summer | B7 | 400 | 1111 | 0 | 51.27 | 51.48 | 2 | 0
2035 | PJM_ROR_2_MISO_MO-IL | PJM_ROR | MISO_MO-IL | Internal | Summer | B8 | 500 | 1111 | 0 | 48.79 | 46.8 | 2 | 0
2035 | PJM_ROR_2_MISO_MO-IL | PJM_ROR | MISO_MO-IL | Internal | Summer | B9 | 800 | 1111 | 0 | 45.92 | 44.61 | 2 | 0
2035 | PJM_ROR_2_MISO_MO-IL | PJM_ROR | MISO_MO-IL | Internal | Summer | B10 | 1262 | 1111 | 0 | 44.9 | 41.23 | 2 | 0
2035 | PJM_ROR_2_MISO_MO-IL | PJM_ROR | MISO_MO-IL | Internal | Winter | B16 | 25 | 1111 | 0 | 72.9 | 63.84 | 2 | 0
2035 | PJM_ROR_2_MISO_MO-IL | PJM_ROR | MISO_MO-IL | Internal | Winter | B17 | 100 | 1111 | 0 | 64.14 | 52.73 | 2 | 0
2035 | PJM_ROR_2_MISO_MO-IL | PJM_ROR | MISO_MO-IL | Internal | Winter | B18 | 400 | 1111 | 0 | 57.36 | 55.36 | 2 | 0
2035 | PJM_ROR_2_MISO_MO-IL | PJM_ROR | MISO_MO-IL | Internal | Winter | B19 | 700 | 1111 | 0 | 54.57 | 51.4 | 2 | 0
2035 | PJM_ROR_2_MISO_MO-IL | PJM_ROR | MISO_MO-IL | Internal | Winter | B20 | 935 | 1111 | 0 | 50.07 | 43.27 | 2 | 0
2035 | PJM_ROR_2_MISO_W | PJM_ROR | MISO_W | Internal | Shoulder | B11 | 25 | 709 | 353.45 | 71.37 | 73.37 | 2 | 0
2035 | PJM_ROR_2_MISO_W | PJM_ROR | MISO_W | Internal | Shoulder | B12 | 200 | 709 | 0 | 59.5 | 55.53 | 2 | 0
2035 | PJM_ROR_2_MISO_W | PJM_ROR | MISO_W | Internal | Shoulder | B13 | 600 | 709 | 0 | 53.23 | 52.27 | 2 | 0
2035 | PJM_ROR_2_MISO_W | PJM_ROR | MISO_W | Internal | Shoulder | B14 | 900 | 709 | 0 | 51.46 | 49.46 | 2 | 0
2035 | PJM_ROR_2_MISO_W | PJM_ROR | MISO_W | Internal | Shoulder | B15 | 1203 | 709 | 0 | 46.56 | 38.76 | 2 | 0
2035 | PJM_ROR_2_MISO_W | PJM_ROR | MISO_W | Internal | Summer | B1 | 10 | 709 | 0 | 89.83 | 87.82 | 2 | 0
2035 | PJM_ROR_2_MISO_W | PJM_ROR | MISO_W | Internal | Summer | B2 | 25 | 709 | 0 | 86.52 | 84.52 | 2 | 0
2035 | PJM_ROR_2_MISO_W | PJM_ROR | MISO_W | Internal | Summer | B3 | 75 | 709 | 0.31 | 81.8 | 83.79 | 2 | 0
2035 | PJM_ROR_2_MISO_W | PJM_ROR | MISO_W | Internal | Summer | B4 | 100 | 709 | 0 | 79.93 | 80.93 | 2 | 0
2035 | PJM_ROR_2_MISO_W | PJM_ROR | MISO_W | Internal | Summer | B5 | 200 | 709 | 699.7 | 75.98 | 77.98 | 2 | 0
2035 | PJM_ROR_2_MISO_W | PJM_ROR | MISO_W | Internal | Summer | B6 | 300 | 709 | 0.09 | 62.67 | 64.66 | 2 | 0
2035 | PJM_ROR_2_MISO_W | PJM_ROR | MISO_W | Internal | Summer | B7 | 400 | 709 | 0 | 51.27 | 51.47 | 2 | 0
2035 | PJM_ROR_2_MISO_W | PJM_ROR | MISO_W | Internal | Summer | B8 | 500 | 709 | 0 | 48.79 | 46.79 | 2 | 0
2035 | PJM_ROR_2_MISO_W | PJM_ROR | MISO_W | Internal | Summer | B9 | 800 | 709 | 0 | 45.92 | 44.6 | 2 | 0
2035 | PJM_ROR_2_MISO_W | PJM_ROR | MISO_W | Internal | Summer | B10 | 1262 | 709 | 0 | 44.9 | 38.88 | 2 | 0
2035 | PJM_ROR_2_MISO_W | PJM_ROR | MISO_W | Internal | Winter | B16 | 25 | 709 | 0 | 72.9 | 57.9 | 2 | 0
2035 | PJM_ROR_2_MISO_W | PJM_ROR | MISO_W | Internal | Winter | B17 | 100 | 709 | 0 | 64.14 | 52.72 | 2 | 0
2035 | PJM_ROR_2_MISO_W | PJM_ROR | MISO_W | Internal | Winter | B18 | 400 | 709 | 0 | 57.36 | 55.35 | 2 | 0
2035 | PJM_ROR_2_MISO_W | PJM_ROR | MISO_W | Internal | Winter | B19 | 700 | 709 | 0 | 54.57 | 51.39 | 2 | 0
2035 | PJM_ROR_2_MISO_W | PJM_ROR | MISO_W | Internal | Winter | B20 | 935 | 709 | 0 | 50.07 | 37.53 | 2 | 0
2035 | PJM_ROR_2_MISO_WUMS | PJM_ROR | MISO_WUMS | Internal | Shoulder | B11 | 25 | 1467 | 816.46 | 71.37 | 73.37 | 2 | 0
2035 | PJM_ROR_2_MISO_WUMS | PJM_ROR | MISO_WUMS | Internal | Shoulder | B12 | 200 | 1467 | 0 | 59.5 | 57.5 | 2 | 0
2035 | PJM_ROR_2_MISO_WUMS | PJM_ROR | MISO_WUMS | Internal | Shoulder | B13 | 600 | 1467 | 0 | 53.23 | 52.28 | 2 | 0
2035 | PJM_ROR_2_MISO_WUMS | PJM_ROR | MISO_WUMS | Internal | Shoulder | B14 | 900 | 1467 | 0 | 51.46 | 50.57 | 2 | 0
2035 | PJM_ROR_2_MISO_WUMS | PJM_ROR | MISO_WUMS | Internal | Shoulder | B15 | 1203 | 1467 | 0 | 46.56 | 46.49 | 2 | 0
2035 | PJM_ROR_2_MISO_WUMS | PJM_ROR | MISO_WUMS | Internal | Summer | B1 | 10 | 1467 | 0 | 89.83 | 79.65 | 2 | 0
2035 | PJM_ROR_2_MISO_WUMS | PJM_ROR | MISO_WUMS | Internal | Summer | B2 | 25 | 1467 | 0 | 86.52 | 79.65 | 2 | 0
2035 | PJM_ROR_2_MISO_WUMS | PJM_ROR | MISO_WUMS | Internal | Summer | B3 | 75 | 1467 | 0 | 81.8 | 79.65 | 2 | 0
2035 | PJM_ROR_2_MISO_WUMS | PJM_ROR | MISO_WUMS | Internal | Summer | B4 | 100 | 1467 | 0 | 79.93 | 79.65 | 2 | 0
2035 | PJM_ROR_2_MISO_WUMS | PJM_ROR | MISO_WUMS | Internal | Summer | B5 | 200 | 1467 | 858.83 | 75.98 | 77.98 | 2 | 0
2035 | PJM_ROR_2_MISO_WUMS | PJM_ROR | MISO_WUMS | Internal | Summer | B6 | 300 | 1467 | 100.25 | 62.67 | 64.67 | 2 | 0
2035 | PJM_ROR_2_MISO_WUMS | PJM_ROR | MISO_WUMS | Internal | Summer | B7 | 400 | 1467 | 0 | 51.27 | 51.46 | 2 | 0
2035 | PJM_ROR_2_MISO_WUMS | PJM_ROR | MISO_WUMS | Internal | Summer | B8 | 500 | 1467 | 0 | 48.79 | 48.82 | 2 | 0
2035 | PJM_ROR_2_MISO_WUMS | PJM_ROR | MISO_WUMS | Internal | Summer | B9 | 800 | 1467 | 0 | 45.92 | 46.82 | 2 | 0
2035 | PJM_ROR_2_MISO_WUMS | PJM_ROR | MISO_WUMS | Internal | Summer | B10 | 1262 | 1467 | 0 | 44.9 | 44.93 | 2 | 0
2035 | PJM_ROR_2_MISO_WUMS | PJM_ROR | MISO_WUMS | Internal | Winter | B16 | 25 | 1467 | 0 | 72.9 | 70.9 | 2 | 0
2035 | PJM_ROR_2_MISO_WUMS | PJM_ROR | MISO_WUMS | Internal | Winter | B17 | 100 | 1467 | 0 | 64.14 | 62.14 | 2 | 0
2035 | PJM_ROR_2_MISO_WUMS | PJM_ROR | MISO_WUMS | Internal | Winter | B18 | 400 | 1467 | 0 | 57.36 | 55.36 | 2 | 0
2035 | PJM_ROR_2_MISO_WUMS | PJM_ROR | MISO_WUMS | Internal | Winter | B19 | 700 | 1467 | 0 | 54.57 | 53.89 | 2 | 0
2035 | PJM_ROR_2_MISO_WUMS | PJM_ROR | MISO_WUMS | Internal | Winter | B20 | 935 | 1467 | 0 | 50.07 | 49.46 | 2 | 0
2035 | PJM_ROR_2_PJM_ROM | PJM_ROR | PJM_ROM | Internal | Shoulder | B11 | 25 | 8000 | 0.52 | 71.37 | 71.35 | 0.01 | 0
2035 | PJM_ROR_2_PJM_ROM | PJM_ROR | PJM_ROM | Internal | Shoulder | B12 | 200 | 8000 | 2599.04 | 59.5 | 59.51 | 0.01 | 0
2035 | PJM_ROR_2_PJM_ROM | PJM_ROR | PJM_ROM | Internal | Shoulder | B13 | 600 | 8000 | 2016.77 | 53.23 | 53.24 | 0.01 | 0
2035 | PJM_ROR_2_PJM_ROM | PJM_ROR | PJM_ROM | Internal | Shoulder | B14 | 900 | 8000 | 3366.47 | 51.46 | 51.48 | 0.01 | 0
2035 | PJM_ROR_2_PJM_ROM | PJM_ROR | PJM_ROM | Internal | Shoulder | B15 | 1203 | 8000 | 4636.24 | 46.56 | 46.58 | 0.01 | 0
2035 | PJM_ROR_2_PJM_ROM | PJM_ROR | PJM_ROM | Internal | Summer | B1 | 10 | 8000 | 7110.12 | 89.83 | 89.85 | 0.01 | 0
2035 | PJM_ROR_2_PJM_ROM | PJM_ROR | PJM_ROM | Internal | Summer | B2 | 25 | 8000 | 5277.08 | 86.52 | 86.53 | 0.01 | 0
2035 | PJM_ROR_2_PJM_ROM | PJM_ROR | PJM_ROM | Internal | Summer | B3 | 75 | 8000 | 0.18 | 81.8 | 81.79 | 0.01 | 0
2035 | PJM_ROR_2_PJM_ROM | PJM_ROR | PJM_ROM | Internal | Summer | B4 | 100 | 8000 | 0.13 | 79.93 | 79.92 | 0.01 | 0
2035 | PJM_ROR_2_PJM_ROM | PJM_ROR | PJM_ROM | Internal | Summer | B5 | 200 | 8000 | 0.07 | 75.98 | 75.97 | 0.01 | 0
2035 | PJM_ROR_2_PJM_ROM | PJM_ROR | PJM_ROM | Internal | Summer | B6 | 300 | 8000 | 2660.55 | 62.67 | 62.68 | 0.01 | 0
2035 | PJM_ROR_2_PJM_ROM | PJM_ROR | PJM_ROM | Internal | Summer | B7 | 400 | 8000 | 2924.44 | 51.27 | 51.28 | 0.01 | 0
2035 | PJM_ROR_2_PJM_ROM | PJM_ROR | PJM_ROM | Internal | Summer | B8 | 500 | 8000 | 5052.87 | 48.79 | 48.8 | 0.01 | 0
2035 | PJM_ROR_2_PJM_ROM | PJM_ROR | PJM_ROM | Internal | Summer | B9 | 800 | 8000 | 7924.42 | 45.92 | 45.93 | 0.01 | 0
2035 | PJM_ROR_2_PJM_ROM | PJM_ROR | PJM_ROM | Internal | Summer | B10 | 1262 | 8000 | 3206.12 | 44.9 | 44.92 | 0.01 | 0
2035 | PJM_ROR_2_PJM_ROM | PJM_ROR | PJM_ROM | Internal | Winter | B16 | 25 | 8000 | 5188.81 | 72.9 | 72.91 | 0.01 | 0
2035 | PJM_ROR_2_PJM_ROM | PJM_ROR | PJM_ROM | Internal | Winter | B17 | 100 | 8000 | 6342.65 | 64.14 | 64.16 | 0.01 | 0
2035 | PJM_ROR_2_PJM_ROM | PJM_ROR | PJM_ROM | Internal | Winter | B18 | 400 | 8000 | 7466.19 | 57.36 | 57.37 | 0.01 | 0
2035 | PJM_ROR_2_PJM_ROM | PJM_ROR | PJM_ROM | Internal | Winter | B19 | 700 | 8000 | 8000 | 54.57 | 56.29 | 0.01 | 1.71
2035 | PJM_ROR_2_PJM_ROM | PJM_ROR | PJM_ROM | Internal | Winter | B20 | 935 | 8000 | 8000 | 50.07 | 51.47 | 0.01 | 1.39
2035 | PJM_ROR_2_TVA_Transmission | PJM_ROR | TVA_Transmission | Internal | Shoulder | B11 | 25 | 2500 | 941.6 | 71.37 | 77.37 | 6 | 0
2035 | PJM_ROR_2_TVA_Transmission | PJM_ROR | TVA_Transmission | Internal | Shoulder | B12 | 200 | 2500 | 0 | 59.5 | 61.79 | 6 | 0
2035 | PJM_ROR_2_TVA_Transmission | PJM_ROR | TVA_Transmission | Internal | Shoulder | B13 | 600 | 2500 | 0 | 53.23 | 56.55 | 6 | 0
2035 | PJM_ROR_2_TVA_Transmission | PJM_ROR | TVA_Transmission | Internal | Shoulder | B14 | 900 | 2500 | 0 | 51.46 | 55.7 | 6 | 0
2035 | PJM_ROR_2_TVA_Transmission | PJM_ROR | TVA_Transmission | Internal | Shoulder | B15 | 1203 | 2500 | 906.85 | 46.56 | 52.56 | 6 | 0
2035 | PJM_ROR_2_TVA_Transmission | PJM_ROR | TVA_Transmission | Internal | Summer | B1 | 10 | 2500 | 926 | 89.83 | 95.83 | 6 | 0
2035 | PJM_ROR_2_TVA_Transmission | PJM_ROR | TVA_Transmission | Internal | Summer | B2 | 25 | 2500 | 2451.76 | 86.52 | 92.52 | 6 | 0
2035 | PJM_ROR_2_TVA_Transmission | PJM_ROR | TVA_Transmission | Internal | Summer | B3 | 75 | 2500 | 666.55 | 81.8 | 87.8 | 6 | 0
2035 | PJM_ROR_2_TVA_Transmission | PJM_ROR | TVA_Transmission | Internal | Summer | B4 | 100 | 2500 | 1852.96 | 79.93 | 85.93 | 6 | 0
2035 | PJM_ROR_2_TVA_Transmission | PJM_ROR | TVA_Transmission | Internal | Summer | B5 | 200 | 2500 | 0.06 | 75.98 | 81.95 | 6 | 0
2035 | PJM_ROR_2_TVA_Transmission | PJM_ROR | TVA_Transmission | Internal | Summer | B6 | 300 | 2500 | 553.72 | 62.67 | 68.67 | 6 | 0
2035 | PJM_ROR_2_TVA_Transmission | PJM_ROR | TVA_Transmission | Internal | Summer | B7 | 400 | 2500 | 0.01 | 51.27 | 57.22 | 6 | 0
2035 | PJM_ROR_2_TVA_Transmission | PJM_ROR | TVA_Transmission | Internal | Summer | B8 | 500 | 2500 | 0 | 48.79 | 53.96 | 6 | 0
2035 | PJM_ROR_2_TVA_Transmission | PJM_ROR | TVA_Transmission | Internal | Summer | B9 | 800 | 2500 | 0 | 45.92 | 50.29 | 6 | 0
2035 | PJM_ROR_2_TVA_Transmission | PJM_ROR | TVA_Transmission | Internal | Summer | B10 | 1262 | 2500 | 0 | 44.9 | 46.31 | 6 | 0
2035 | PJM_ROR_2_TVA_Transmission | PJM_ROR | TVA_Transmission | Internal | Winter | B16 | 25 | 2500 | 0 | 72.9 | 71.84 | 6 | 0
2035 | PJM_ROR_2_TVA_Transmission | PJM_ROR | TVA_Transmission | Internal | Winter | B17 | 100 | 2500 | 0 | 64.14 | 60.73 | 6 | 0
2035 | PJM_ROR_2_TVA_Transmission | PJM_ROR | TVA_Transmission | Internal | Winter | B18 | 400 | 2500 | 0 | 57.36 | 59.35 | 6 | 0
2035 | PJM_ROR_2_TVA_Transmission | PJM_ROR | TVA_Transmission | Internal | Winter | B19 | 700 | 2500 | 0 | 54.57 | 57.05 | 6 | 0
2035 | PJM_ROR_2_TVA_Transmission | PJM_ROR | TVA_Transmission | Internal | Winter | B20 | 935 | 2500 | 0 | 50.07 | 51.27 | 6 | 0
2035 | PJM_ROR_2_VACAR | PJM_ROR | VACAR | Internal | Shoulder | B11 | 25 | 3000 | 2999.99 | 71.37 | 79.36 | 6 | 2
2035 | PJM_ROR_2_VACAR | PJM_ROR | VACAR | Internal | Shoulder | B12 | 200 | 3000 | 0 | 59.5 | 63.66 | 6 | 0
2035 | PJM_ROR_2_VACAR | PJM_ROR | VACAR | Internal | Shoulder | B13 | 600 | 3000 | 0 | 53.23 | 53.49 | 6 | 0
2035 | PJM_ROR_2_VACAR | PJM_ROR | VACAR | Internal | Shoulder | B14 | 900 | 3000 | 0 | 51.46 | 53.49 | 6 | 0
2035 | PJM_ROR_2_VACAR | PJM_ROR | VACAR | Internal | Shoulder | B15 | 1203 | 3000 | 3000 | 46.56 | 53.49 | 6 | 0.92
2035 | PJM_ROR_2_VACAR | PJM_ROR | VACAR | Internal | Summer | B1 | 10 | 3000 | 1301.71 | 89.83 | 95.83 | 6 | 0
2035 | PJM_ROR_2_VACAR | PJM_ROR | VACAR | Internal | Summer | B2 | 25 | 3000 | 2791.23 | 86.52 | 92.52 | 6 | 0
2035 | PJM_ROR_2_VACAR | PJM_ROR | VACAR | Internal | Summer | B3 | 75 | 3000 | 3000 | 81.8 | 92.52 | 6 | 4.72
2035 | PJM_ROR_2_VACAR | PJM_ROR | VACAR | Internal | Summer | B4 | 100 | 3000 | 3000 | 79.93 | 90.38 | 6 | 4.45
2035 | PJM_ROR_2_VACAR | PJM_ROR | VACAR | Internal | Summer | B5 | 200 | 3000 | 3000 | 75.98 | 83.9 | 6 | 1.92
2035 | PJM_ROR_2_VACAR | PJM_ROR | VACAR | Internal | Summer | B6 | 300 | 3000 | 3000 | 62.67 | 70.67 | 6 | 2
2035 | PJM_ROR_2_VACAR | PJM_ROR | VACAR | Internal | Summer | B7 | 400 | 3000 | 3000 | 51.27 | 59.17 | 6 | 1.89
2035 | PJM_ROR_2_VACAR | PJM_ROR | VACAR | Internal | Summer | B8 | 500 | 3000 | 0 | 48.79 | 53.47 | 6 | 0
2035 | PJM_ROR_2_VACAR | PJM_ROR | VACAR | Internal | Summer | B9 | 800 | 3000 | 0 | 45.92 | 51.32 | 6 | 0
2035 | PJM_ROR_2_VACAR | PJM_ROR | VACAR | Internal | Summer | B10 | 1262 | 3000 | 3000 | 44.9 | 51.32 | 6 | 0.41
2035 | PJM_ROR_2_VACAR | PJM_ROR | VACAR | Internal | Winter | B16 | 25 | 3000 | 3000 | 72.9 | 90.73 | 6 | 11.83
2035 | PJM_ROR_2_VACAR | PJM_ROR | VACAR | Internal | Winter | B17 | 100 | 3000 | 0 | 64.14 | 69.73 | 6 | 0
2035 | PJM_ROR_2_VACAR | PJM_ROR | VACAR | Internal | Winter | B18 | 400 | 3000 | 0 | 57.36 | 58.45 | 6 | 0
2035 | PJM_ROR_2_VACAR | PJM_ROR | VACAR | Internal | Winter | B19 | 700 | 3000 | 0 | 54.57 | 58.37 | 6 | 0
2035 | PJM_ROR_2_VACAR | PJM_ROR | VACAR | Internal | Winter | B20 | 935 | 3000 | 3000 | 50.07 | 58.37 | 6 | 2.3
2035 | PJM_ROM_2_NYISO_A-F | PJM_ROM | NYISO_A-F | Internal | Shoulder | B11 | 25 | 2000 | 0 | 71.35 | 59.06 | 6 | 0
2035 | PJM_ROM_2_NYISO_A-F | PJM_ROM | NYISO_A-F | Internal | Shoulder | B12 | 200 | 2000 | 0 | 59.51 | 54.49 | 6 | 0
2035 | PJM_ROM_2_NYISO_A-F | PJM_ROM | NYISO_A-F | Internal | Shoulder | B13 | 600 | 2000 | 0 | 53.24 | 49.99 | 6 | 0
2035 | PJM_ROM_2_NYISO_A-F | PJM_ROM | NYISO_A-F | Internal | Shoulder | B14 | 900 | 2000 | 0 | 51.48 | 49.65 | 6 | 0
2035 | PJM_ROM_2_NYISO_A-F | PJM_ROM | NYISO_A-F | Internal | Shoulder | B15 | 1203 | 2000 | 0 | 46.58 | 49.31 | 6 | 0
2035 | PJM_ROM_2_NYISO_A-F | PJM_ROM | NYISO_A-F | Internal | Summer | B1 | 10 | 2000 | 0 | 89.85 | 83.95 | 6 | 0
2035 | PJM_ROM_2_NYISO_A-F | PJM_ROM | NYISO_A-F | Internal | Summer | B2 | 25 | 2000 | 0 | 86.53 | 78.53 | 6 | 0
2035 | PJM_ROM_2_NYISO_A-F | PJM_ROM | NYISO_A-F | Internal | Summer | B3 | 75 | 2000 | 0 | 81.79 | 71.39 | 6 | 0
2035 | PJM_ROM_2_NYISO_A-F | PJM_ROM | NYISO_A-F | Internal | Summer | B4 | 100 | 2000 | 0 | 79.92 | 64.8 | 6 | 0
2035 | PJM_ROM_2_NYISO_A-F | PJM_ROM | NYISO_A-F | Internal | Summer | B5 | 200 | 2000 | 0 | 75.97 | 61.34 | 6 | 0
2035 | PJM_ROM_2_NYISO_A-F | PJM_ROM | NYISO_A-F | Internal | Summer | B6 | 300 | 2000 | 0 | 62.68 | 54.68 | 6 | 0
2035 | PJM_ROM_2_NYISO_A-F | PJM_ROM | NYISO_A-F | Internal | Summer | B7 | 400 | 2000 | 0 | 51.28 | 51.51 | 6 | 0
2035 | PJM_ROM_2_NYISO_A-F | PJM_ROM | NYISO_A-F | Internal | Summer | B8 | 500 | 2000 | 0 | 48.8 | 48.35 | 6 | 0
2035 | PJM_ROM_2_NYISO_A-F | PJM_ROM | NYISO_A-F | Internal | Summer | B9 | 800 | 2000 | 0 | 45.93 | 46.51 | 6 | 0
2035 | PJM_ROM_2_NYISO_A-F | PJM_ROM | NYISO_A-F | Internal | Summer | B10 | 1262 | 2000 | 0 | 44.92 | 46.51 | 6 | 0
2035 | PJM_ROM_2_NYISO_A-F | PJM_ROM | NYISO_A-F | Internal | Winter | B16 | 25 | 2000 | 0 | 72.91 | 60.22 | 6 | 0
2035 | PJM_ROM_2_NYISO_A-F | PJM_ROM | NYISO_A-F | Internal | Winter | B17 | 100 | 2000 | 0 | 64.16 | 57.89 | 6 | 0
2035 | PJM_ROM_2_NYISO_A-F | PJM_ROM | NYISO_A-F | Internal | Winter | B18 | 400 | 2000 | 0 | 57.37 | 57.47 | 6 | 0
2035 | PJM_ROM_2_NYISO_A-F | PJM_ROM | NYISO_A-F | Internal | Winter | B19 | 700 | 2000 | 0 | 56.29 | 57.47 | 6 | 0
2035 | PJM_ROM_2_NYISO_A-F | PJM_ROM | NYISO_A-F | Internal | Winter | B20 | 935 | 2000 | 343.55 | 51.47 | 57.47 | 6 | 0
2035 | PJM_ROM_2_PJM_E | PJM_ROM | PJM_E | Internal | Shoulder | B11 | 25 | 8000 | 0.53 | 71.35 | 71.34 | 0.01 | 0
2035 | PJM_ROM_2_PJM_E | PJM_ROM | PJM_E | Internal | Shoulder | B12 | 200 | 8000 | 121.55 | 59.51 | 59.52 | 0.01 | 0
2035 | PJM_ROM_2_PJM_E | PJM_ROM | PJM_E | Internal | Shoulder | B13 | 600 | 8000 | 0.02 | 53.24 | 53.23 | 0.01 | 0
2035 | PJM_ROM_2_PJM_E | PJM_ROM | PJM_E | Internal | Shoulder | B14 | 900 | 8000 | 991.53 | 51.48 | 51.49 | 0.01 | 0
2035 | PJM_ROM_2_PJM_E | PJM_ROM | PJM_E | Internal | Shoulder | B15 | 1203 | 8000 | 2697.12 | 46.58 | 46.59 | 0.01 | 0
2035 | PJM_ROM_2_PJM_E | PJM_ROM | PJM_E | Internal | Summer | B1 | 10 | 8000 | 5769.21 | 89.85 | 89.86 | 0.01 | 0
2035 | PJM_ROM_2_PJM_E | PJM_ROM | PJM_E | Internal | Summer | B2 | 25 | 8000 | 4703.15 | 86.53 | 86.55 | 0.01 | 0
2035 | PJM_ROM_2_PJM_E | PJM_ROM | PJM_E | Internal | Summer | B3 | 75 | 8000 | 300.36 | 81.79 | 81.8 | 0.01 | 0
2035 | PJM_ROM_2_PJM_E | PJM_ROM | PJM_E | Internal | Summer | B4 | 100 | 8000 | 0.13 | 79.92 | 79.91 | 0.01 | 0
2035 | PJM_ROM_2_PJM_E | PJM_ROM | PJM_E | Internal | Summer | B5 | 200 | 8000 | 0.07 | 75.97 | 75.95 | 0.01 | 0
2035 | PJM_ROM_2_PJM_E | PJM_ROM | PJM_E | Internal | Summer | B6 | 300 | 8000 | 2553.02 | 62.68 | 62.69 | 0.01 | 0
2035 | PJM_ROM_2_PJM_E | PJM_ROM | PJM_E | Internal | Summer | B7 | 400 | 8000 | 1825.46 | 51.28 | 51.3 | 0.01 | 0
2035 | PJM_ROM_2_PJM_E | PJM_ROM | PJM_E | Internal | Summer | B8 | 500 | 8000 | 3500.79 | 48.8 | 48.81 | 0.01 | 0
2035 | PJM_ROM_2_PJM_E | PJM_ROM | PJM_E | Internal | Summer | B9 | 800 | 8000 | 5504.5 | 45.93 | 45.94 | 0.01 | 0
2035 | PJM_ROM_2_PJM_E | PJM_ROM | PJM_E | Internal | Summer | B10 | 1262 | 8000 | 3035.17 | 44.92 | 44.93 | 0.01 | 0
2035 | PJM_ROM_2_PJM_E | PJM_ROM | PJM_E | Internal | Winter | B16 | 25 | 8000 | 3382.09 | 72.91 | 72.92 | 0.01 | 0
2035 | PJM_ROM_2_PJM_E | PJM_ROM | PJM_E | Internal | Winter | B17 | 100 | 8000 | 3057.86 | 64.16 | 64.17 | 0.01 | 0
2035 | PJM_ROM_2_PJM_E | PJM_ROM | PJM_E | Internal | Winter | B18 | 400 | 8000 | 4593.66 | 57.37 | 57.39 | 0.01 | 0
2035 | PJM_ROM_2_PJM_E | PJM_ROM | PJM_E | Internal | Winter | B19 | 700 | 8000 | 5913.02 | 56.29 | 56.3 | 0.01 | 0
2035 | PJM_ROM_2_PJM_E | PJM_ROM | PJM_E | Internal | Winter | B20 | 935 | 8000 | 6386.68 | 51.47 | 51.48 | 0.01 | 0
2035 | PJM_ROM_2_PJM_ROR | PJM_ROM | PJM_ROR | Internal | Shoulder | B11 | 25 | 8000 | 2587.87 | 71.35 | 71.37 | 0.01 | 0
2035 | PJM_ROM_2_PJM_ROR | PJM_ROM | PJM_ROR | Internal | Shoulder | B12 | 200 | 8000 | 0.07 | 59.51 | 59.5 | 0.01 | 0
2035 | PJM_ROM_2_PJM_ROR | PJM_ROM | PJM_ROR | Internal | Shoulder | B13 | 600 | 8000 | 0.02 | 53.24 | 53.23 | 0.01 | 0
2035 | PJM_ROM_2_PJM_ROR | PJM_ROM | PJM_ROR | Internal | Shoulder | B14 | 900 | 8000 | 0.01 | 51.48 | 51.46 | 0.01 | 0
2035 | PJM_ROM_2_PJM_ROR | PJM_ROM | PJM_ROR | Internal | Shoulder | B15 | 1203 | 8000 | 0.01 | 46.58 | 46.56 | 0.01 | 0
2035 | PJM_ROM_2_PJM_ROR | PJM_ROM | PJM_ROR | Internal | Summer | B1 | 10 | 8000 | 1.22 | 89.85 | 89.83 | 0.01 | 0
2035 | PJM_ROM_2_PJM_ROR | PJM_ROM | PJM_ROR | Internal | Summer | B2 | 25 | 8000 | 0.54 | 86.53 | 86.52 | 0.01 | 0
2035 | PJM_ROM_2_PJM_ROR | PJM_ROM | PJM_ROR | Internal | Summer | B3 | 75 | 8000 | 1744.5 | 81.79 | 81.8 | 0.01 | 0
2035 | PJM_ROM_2_PJM_ROR | PJM_ROM | PJM_ROR | Internal | Summer | B4 | 100 | 8000 | 4261.14 | 79.92 | 79.93 | 0.01 | 0
2035 | PJM_ROM_2_PJM_ROR | PJM_ROM | PJM_ROR | Internal | Summer | B5 | 200 | 8000 | 2979.11 | 75.97 | 75.98 | 0.01 | 0
2035 | PJM_ROM_2_PJM_ROR | PJM_ROM | PJM_ROR | Internal | Summer | B6 | 300 | 8000 | 0.04 | 62.68 | 62.67 | 0.01 | 0
2035 | PJM_ROM_2_PJM_ROR | PJM_ROM | PJM_ROR | Internal | Summer | B7 | 400 | 8000 | 0.03 | 51.28 | 51.27 | 0.01 | 0
2035 | PJM_ROM_2_PJM_ROR | PJM_ROM | PJM_ROR | Internal | Summer | B8 | 500 | 8000 | 0.03 | 48.8 | 48.79 | 0.01 | 0
2035 | PJM_ROM_2_PJM_ROR | PJM_ROM | PJM_ROR | Internal | Summer | B9 | 800 | 8000 | 0.02 | 45.93 | 45.92 | 0.01 | 0
2035 | PJM_ROM_2_PJM_ROR | PJM_ROM | PJM_ROR | Internal | Summer | B10 | 1262 | 8000 | 0.01 | 44.92 | 44.9 | 0.01 | 0
2035 | PJM_ROM_2_PJM_ROR | PJM_ROM | PJM_ROR | Internal | Winter | B16 | 25 | 8000 | 0.52 | 72.91 | 72.9 | 0.01 | 0
2035 | PJM_ROM_2_PJM_ROR | PJM_ROM | PJM_ROR | Internal | Winter | B17 | 100 | 8000 | 0.13 | 64.16 | 64.14 | 0.01 | 0
2035 | PJM_ROM_2_PJM_ROR | PJM_ROM | PJM_ROR | Internal | Winter | B18 | 400 | 8000 | 0.03 | 57.37 | 57.36 | 0.01 | 0
2035 | PJM_ROM_2_PJM_ROR | PJM_ROM | PJM_ROR | Internal | Winter | B19 | 700 | 8000 | 0 | 56.29 | 54.57 | 0.01 | 0
2035 | PJM_ROM_2_PJM_ROR | PJM_ROM | PJM_ROR | Internal | Winter | B20 | 935 | 8000 | 0 | 51.47 | 50.07 | 0.01 | 0
2035 | SOCO_2_ENT | SOCO | ENT | Internal | Shoulder | B11 | 25 | 2400 | 0 | 86.37 | 79.02 | 10 | 0
2035 | SOCO_2_ENT | SOCO | ENT | Internal | Shoulder | B12 | 200 | 2400 | 0 | 56 | 55.85 | 10 | 0
2035 | SOCO_2_ENT | SOCO | ENT | Internal | Shoulder | B13 | 600 | 2400 | 0 | 55.72 | 55.85 | 10 | 0
2035 | SOCO_2_ENT | SOCO | ENT | Internal | Shoulder | B14 | 900 | 2400 | 0 | 55.72 | 55.45 | 10 | 0
2035 | SOCO_2_ENT | SOCO | ENT | Internal | Shoulder | B15 | 1203 | 2400 | 0 | 55.72 | 53.61 | 10 | 0
2035 | SOCO_2_ENT | SOCO | ENT | Internal | Summer | B1 | 10 | 2400 | 0 | 97.32 | 89.32 | 10 | 0
2035 | SOCO_2_ENT | SOCO | ENT | Internal | Summer | B2 | 25 | 2400 | 0 | 92.69 | 88.02 | 10 | 0
2035 | SOCO_2_ENT | SOCO | ENT | Internal | Summer | B3 | 75 | 2400 | 0 | 92.69 | 84.69 | 10 | 0
2035 | SOCO_2_ENT | SOCO | ENT | Internal | Summer | B4 | 100 | 2400 | 0 | 90.9 | 82.9 | 10 | 0
2035 | SOCO_2_ENT | SOCO | ENT | Internal | Summer | B5 | 200 | 2400 | 0 | 90.9 | 82.9 | 10 | 0
2035 | SOCO_2_ENT | SOCO | ENT | Internal | Summer | B6 | 300 | 2400 | 0 | 77.67 | 71.9 | 10 | 0
2035 | SOCO_2_ENT | SOCO | ENT | Internal | Summer | B7 | 400 | 2400 | 0 | 66.17 | 58.17 | 10 | 0
2035 | SOCO_2_ENT | SOCO | ENT | Internal | Summer | B8 | 500 | 2400 | 0 | 56.13 | 54.07 | 10 | 0
2035 | SOCO_2_ENT | SOCO | ENT | Internal | Summer | B9 | 800 | 2400 | 0 | 54.18 | 52.61 | 10 | 0
2035 | SOCO_2_ENT | SOCO | ENT | Internal | Summer | B10 | 1262 | 2400 | 0 | 54.18 | 50.89 | 10 | 0
2035 | SOCO_2_ENT | SOCO | ENT | Internal | Winter | B16 | 25 | 2400 | 0 | 80.73 | 71.84 | 10 | 0
2035 | SOCO_2_ENT | SOCO | ENT | Internal | Winter | B17 | 100 | 2400 | 0 | 59.73 | 59.42 | 10 | 0
2035 | SOCO_2_ENT | SOCO | ENT | Internal | Winter | B18 | 400 | 2400 | 0 | 59.07 | 59.42 | 10 | 0
2035 | SOCO_2_ENT | SOCO | ENT | Internal | Winter | B19 | 700 | 2400 | 0 | 59.07 | 58.99 | 10 | 0
2035 | SOCO_2_ENT | SOCO | ENT | Internal | Winter | B20 | 935 | 2400 | 0 | 54.09 | 52.27 | 10 | 0
2035 | SOCO_2_FRCC | SOCO | FRCC | Internal | Shoulder | B11 | 25 | 3700 | 2105.44 | 86.37 | 96.37 | 10 | 0
2035 | SOCO_2_FRCC | SOCO | FRCC | Internal | Shoulder | B12 | 200 | 3700 | 0 | 56 | 63.63 | 10 | 0
2035 | SOCO_2_FRCC | SOCO | FRCC | Internal | Shoulder | B13 | 600 | 3700 | 0 | 55.72 | 62.25 | 10 | 0
2035 | SOCO_2_FRCC | SOCO | FRCC | Internal | Shoulder | B14 | 900 | 3700 | 0 | 55.72 | 60.99 | 10 | 0
2035 | SOCO_2_FRCC | SOCO | FRCC | Internal | Shoulder | B15 | 1203 | 3700 | 0 | 55.72 | 60.99 | 10 | 0
2035 | SOCO_2_FRCC | SOCO | FRCC | Internal | Summer | B1 | 10 | 3700 | 781.45 | 97.32 | 107.32 | 10 | 0
2035 | SOCO_2_FRCC | SOCO | FRCC | Internal | Summer | B2 | 25 | 3700 | 0 | 92.69 | 98.45 | 10 | 0
2035 | SOCO_2_FRCC | SOCO | FRCC | Internal | Summer | B3 | 75 | 3700 | 0 | 92.69 | 98.45 | 10 | 0
2035 | SOCO_2_FRCC | SOCO | FRCC | Internal | Summer | B4 | 100 | 3700 | 0 | 90.9 | 98.45 | 10 | 0
2035 | SOCO_2_FRCC | SOCO | FRCC | Internal | Summer | B5 | 200 | 3700 | 0 | 90.9 | 96.43 | 10 | 0
2035 | SOCO_2_FRCC | SOCO | FRCC | Internal | Summer | B6 | 300 | 3700 | 0 | 77.67 | 85.04 | 10 | 0
2035 | SOCO_2_FRCC | SOCO | FRCC | Internal | Summer | B7 | 400 | 3700 | 451.73 | 66.17 | 76.17 | 10 | 0
2035 | SOCO_2_FRCC | SOCO | FRCC | Internal | Summer | B8 | 500 | 3700 | 0 | 56.13 | 62.59 | 10 | 0
2035 | SOCO_2_FRCC | SOCO | FRCC | Internal | Summer | B9 | 800 | 3700 | 0 | 54.18 | 59.99 | 10 | 0
2035 | SOCO_2_FRCC | SOCO | FRCC | Internal | Summer | B10 | 1262 | 3700 | 0 | 54.18 | 59.99 | 10 | 0
2035 | SOCO_2_FRCC | SOCO | FRCC | Internal | Winter | B16 | 25 | 3700 | 332.49 | 80.73 | 90.73 | 10 | 0
2035 | SOCO_2_FRCC | SOCO | FRCC | Internal | Winter | B17 | 100 | 3700 | 0 | 59.73 | 66.58 | 10 | 0
2035 | SOCO_2_FRCC | SOCO | FRCC | Internal | Winter | B18 | 400 | 3700 | 0 | 59.07 | 63.81 | 10 | 0
2035 | SOCO_2_FRCC | SOCO | FRCC | Internal | Winter | B19 | 700 | 3700 | 0 | 59.07 | 63.81 | 10 | 0
2035 | SOCO_2_FRCC | SOCO | FRCC | Internal | Winter | B20 | 935 | 3700 | 0 | 54.09 | 63.81 | 10 | 0
2035 | SOCO_2_TVA_Transmission | SOCO | TVA_Transmission | Internal | Shoulder | B11 | 25 | 2600 | 0 | 86.37 | 77.37 | 10 | 0
2035 | SOCO_2_TVA_Transmission | SOCO | TVA_Transmission | Internal | Shoulder | B12 | 200 | 2600 | 0 | 56 | 61.79 | 10 | 0
2035 | SOCO_2_TVA_Transmission | SOCO | TVA_Transmission | Internal | Shoulder | B13 | 600 | 2600 | 0 | 55.72 | 56.55 | 10 | 0
2035 | SOCO_2_TVA_Transmission | SOCO | TVA_Transmission | Internal | Shoulder | B14 | 900 | 2600 | 0 | 55.72 | 55.7 | 10 | 0
2035 | SOCO_2_TVA_Transmission | SOCO | TVA_Transmission | Internal | Shoulder | B15 | 1203 | 2600 | 0 | 55.72 | 52.56 | 10 | 0
2035 | SOCO_2_TVA_Transmission | SOCO | TVA_Transmission | Internal | Summer | B1 | 10 | 2600 | 0 | 97.32 | 95.83 | 10 | 0
2035 | SOCO_2_TVA_Transmission | SOCO | TVA_Transmission | Internal | Summer | B2 | 25 | 2600 | 0 | 92.69 | 92.52 | 10 | 0
2035 | SOCO_2_TVA_Transmission | SOCO | TVA_Transmission | Internal | Summer | B3 | 75 | 2600 | 0 | 92.69 | 87.8 | 10 | 0
2035 | SOCO_2_TVA_Transmission | SOCO | TVA_Transmission | Internal | Summer | B4 | 100 | 2600 | 0 | 90.9 | 85.93 | 10 | 0
2035 | SOCO_2_TVA_Transmission | SOCO | TVA_Transmission | Internal | Summer | B5 | 200 | 2600 | 0 | 90.9 | 81.95 | 10 | 0
2035 | SOCO_2_TVA_Transmission | SOCO | TVA_Transmission | Internal | Summer | B6 | 300 | 2600 | 0 | 77.67 | 68.67 | 10 | 0
2035 | SOCO_2_TVA_Transmission | SOCO | TVA_Transmission | Internal | Summer | B7 | 400 | 2600 | 0 | 66.17 | 57.22 | 10 | 0
2035 | SOCO_2_TVA_Transmission | SOCO | TVA_Transmission | Internal | Summer | B8 | 500 | 2600 | 0 | 56.13 | 53.96 | 10 | 0
2035 | SOCO_2_TVA_Transmission | SOCO | TVA_Transmission | Internal | Summer | B9 | 800 | 2600 | 0 | 54.18 | 50.29 | 10 | 0
2035 | SOCO_2_TVA_Transmission | SOCO | TVA_Transmission | Internal | Summer | B10 | 1262 | 2600 | 0 | 54.18 | 46.31 | 10 | 0
2035 | SOCO_2_TVA_Transmission | SOCO | TVA_Transmission | Internal | Winter | B16 | 25 | 2600 | 0 | 80.73 | 71.84 | 10 | 0
2035 | SOCO_2_TVA_Transmission | SOCO | TVA_Transmission | Internal | Winter | B17 | 100 | 2600 | 0 | 59.73 | 60.73 | 10 | 0
2035 | SOCO_2_TVA_Transmission | SOCO | TVA_Transmission | Internal | Winter | B18 | 400 | 2600 | 0 | 59.07 | 59.35 | 10 | 0
2035 | SOCO_2_TVA_Transmission | SOCO | TVA_Transmission | Internal | Winter | B19 | 700 | 2600 | 0 | 59.07 | 57.05 | 10 | 0
2035 | SOCO_2_TVA_Transmission | SOCO | TVA_Transmission | Internal | Winter | B20 | 935 | 2600 | 0 | 54.09 | 51.27 | 10 | 0
2035 | SOCO_2_VACAR | SOCO | VACAR | Internal | Shoulder | B11 | 25 | 2000 | 0 | 86.37 | 79.36 | 10 | 0
2035 | SOCO_2_VACAR | SOCO | VACAR | Internal | Shoulder | B12 | 200 | 2000 | 0 | 56 | 63.66 | 10 | 0
2035 | SOCO_2_VACAR | SOCO | VACAR | Internal | Shoulder | B13 | 600 | 2000 | 0 | 55.72 | 53.49 | 10 | 0
2035 | SOCO_2_VACAR | SOCO | VACAR | Internal | Shoulder | B14 | 900 | 2000 | 0 | 55.72 | 53.49 | 10 | 0
2035 | SOCO_2_VACAR | SOCO | VACAR | Internal | Shoulder | B15 | 1203 | 2000 | 0 | 55.72 | 53.49 | 10 | 0
2035 | SOCO_2_VACAR | SOCO | VACAR | Internal | Summer | B1 | 10 | 2000 | 0 | 97.32 | 95.83 | 10 | 0
2035 | SOCO_2_VACAR | SOCO | VACAR | Internal | Summer | B2 | 25 | 2000 | 0 | 92.69 | 92.52 | 10 | 0
2035 | SOCO_2_VACAR | SOCO | VACAR | Internal | Summer | B3 | 75 | 2000 | 0 | 92.69 | 92.52 | 10 | 0
2035 | SOCO_2_VACAR | SOCO | VACAR | Internal | Summer | B4 | 100 | 2000 | 0 | 90.9 | 90.38 | 10 | 0
2035 | SOCO_2_VACAR | SOCO | VACAR | Internal | Summer | B5 | 200 | 2000 | 0 | 90.9 | 83.9 | 10 | 0
2035 | SOCO_2_VACAR | SOCO | VACAR | Internal | Summer | B6 | 300 | 2000 | 0 | 77.67 | 70.67 | 10 | 0
2035 | SOCO_2_VACAR | SOCO | VACAR | Internal | Summer | B7 | 400 | 2000 | 0 | 66.17 | 59.17 | 10 | 0
2035 | SOCO_2_VACAR | SOCO | VACAR | Internal | Summer | B8 | 500 | 2000 | 0 | 56.13 | 53.47 | 10 | 0
2035 | SOCO_2_VACAR | SOCO | VACAR | Internal | Summer | B9 | 800 | 2000 | 0 | 54.18 | 51.32 | 10 | 0
2035 | SOCO_2_VACAR | SOCO | VACAR | Internal | Summer | B10 | 1262 | 2000 | 0 | 54.18 | 51.32 | 10 | 0
2035 | SOCO_2_VACAR | SOCO | VACAR | Internal | Winter | B16 | 25 | 2000 | 380.9 | 80.73 | 90.73 | 10 | 0
2035 | SOCO_2_VACAR | SOCO | VACAR | Internal | Winter | B17 | 100 | 2000 | 1200.74 | 59.73 | 69.73 | 10 | 0
2035 | SOCO_2_VACAR | SOCO | VACAR | Internal | Winter | B18 | 400 | 2000 | 0 | 59.07 | 58.45 | 10 | 0
2035 | SOCO_2_VACAR | SOCO | VACAR | Internal | Winter | B19 | 700 | 2000 | 0 | 59.07 | 58.37 | 10 | 0
2035 | SOCO_2_VACAR | SOCO | VACAR | Internal | Winter | B20 | 935 | 2000 | 0 | 54.09 | 58.37 | 10 | 0
2035 | SPP_N_2_ENT | SPP_N | ENT | Internal | Shoulder | B11 | 25 | 1800 | 0 | 80.37 | 79.02 | 5 | 0
2035 | SPP_N_2_ENT | SPP_N | ENT | Internal | Shoulder | B12 | 200 | 1800 | 0 | 56.06 | 55.85 | 5 | 0
2035 | SPP_N_2_ENT | SPP_N | ENT | Internal | Shoulder | B13 | 600 | 1800 | 0 | 55.18 | 55.85 | 5 | 0
2035 | SPP_N_2_ENT | SPP_N | ENT | Internal | Shoulder | B14 | 900 | 1800 | 0 | 55.18 | 55.45 | 5 | 0
2035 | SPP_N_2_ENT | SPP_N | ENT | Internal | Shoulder | B15 | 1203 | 1800 | 1800 | 45.76 | 53.61 | 5 | 2.85
2035 | SPP_N_2_ENT | SPP_N | ENT | Internal | Summer | B1 | 10 | 1800 | 0 | 88.32 | 89.32 | 5 | 0
2035 | SPP_N_2_ENT | SPP_N | ENT | Internal | Summer | B2 | 25 | 1800 | 0 | 87.55 | 88.02 | 5 | 0
2035 | SPP_N_2_ENT | SPP_N | ENT | Internal | Summer | B3 | 75 | 1800 | 0 | 85.65 | 84.69 | 5 | 0
2035 | SPP_N_2_ENT | SPP_N | ENT | Internal | Summer | B4 | 100 | 1800 | 0 | 85.45 | 82.9 | 5 | 0
2035 | SPP_N_2_ENT | SPP_N | ENT | Internal | Summer | B5 | 200 | 1800 | 0 | 84.98 | 82.9 | 5 | 0
2035 | SPP_N_2_ENT | SPP_N | ENT | Internal | Summer | B6 | 300 | 1800 | 0 | 71.66 | 71.9 | 5 | 0
2035 | SPP_N_2_ENT | SPP_N | ENT | Internal | Summer | B7 | 400 | 1800 | 0 | 58.47 | 58.17 | 5 | 0
2035 | SPP_N_2_ENT | SPP_N | ENT | Internal | Summer | B8 | 500 | 1800 | 0 | 53.4 | 54.07 | 5 | 0
2035 | SPP_N_2_ENT | SPP_N | ENT | Internal | Summer | B9 | 800 | 1800 | 0 | 51.6 | 52.61 | 5 | 0
2035 | SPP_N_2_ENT | SPP_N | ENT | Internal | Summer | B10 | 1262 | 1800 | 1799.98 | 45.88 | 50.89 | 5 | 0.01
2035 | SPP_N_2_ENT | SPP_N | ENT | Internal | Winter | B16 | 25 | 1800 | 1799.99 | 64.9 | 71.84 | 5 | 1.94
2035 | SPP_N_2_ENT | SPP_N | ENT | Internal | Winter | B17 | 100 | 1800 | 0 | 58.94 | 59.42 | 5 | 0
2035 | SPP_N_2_ENT | SPP_N | ENT | Internal | Winter | B18 | 400 | 1800 | 0 | 57.01 | 59.42 | 5 | 0
2035 | SPP_N_2_ENT | SPP_N | ENT | Internal | Winter | B19 | 700 | 1800 | 0 | 56.37 | 58.99 | 5 | 0
2035 | SPP_N_2_ENT | SPP_N | ENT | Internal | Winter | B20 | 935 | 1800 | 1800 | 44.53 | 52.27 | 5 | 2.74
2035 | SPP_N_2_MISO_MO-IL | SPP_N | MISO_MO-IL | Internal | Shoulder | B11 | 25 | 2000 | 0 | 80.37 | 73.38 | 5 | 0
2035 | SPP_N_2_MISO_MO-IL | SPP_N | MISO_MO-IL | Internal | Shoulder | B12 | 200 | 2000 | 0 | 56.06 | 57.5 | 5 | 0
2035 | SPP_N_2_MISO_MO-IL | SPP_N | MISO_MO-IL | Internal | Shoulder | B13 | 600 | 2000 | 0 | 55.18 | 52.28 | 5 | 0
2035 | SPP_N_2_MISO_MO-IL | SPP_N | MISO_MO-IL | Internal | Shoulder | B14 | 900 | 2000 | 0 | 55.18 | 49.48 | 5 | 0
2035 | SPP_N_2_MISO_MO-IL | SPP_N | MISO_MO-IL | Internal | Shoulder | B15 | 1203 | 2000 | 0 | 45.76 | 44.56 | 5 | 0
2035 | SPP_N_2_MISO_MO-IL | SPP_N | MISO_MO-IL | Internal | Summer | B1 | 10 | 2000 | 0 | 88.32 | 87.83 | 5 | 0
2035 | SPP_N_2_MISO_MO-IL | SPP_N | MISO_MO-IL | Internal | Summer | B2 | 25 | 2000 | 0 | 87.55 | 84.53 | 5 | 0
2035 | SPP_N_2_MISO_MO-IL | SPP_N | MISO_MO-IL | Internal | Summer | B3 | 75 | 2000 | 0 | 85.65 | 83.78 | 5 | 0
2035 | SPP_N_2_MISO_MO-IL | SPP_N | MISO_MO-IL | Internal | Summer | B4 | 100 | 2000 | 0 | 85.45 | 80.94 | 5 | 0
2035 | SPP_N_2_MISO_MO-IL | SPP_N | MISO_MO-IL | Internal | Summer | B5 | 200 | 2000 | 0 | 84.98 | 77.99 | 5 | 0
2035 | SPP_N_2_MISO_MO-IL | SPP_N | MISO_MO-IL | Internal | Summer | B6 | 300 | 2000 | 0 | 71.66 | 63.9 | 5 | 0
2035 | SPP_N_2_MISO_MO-IL | SPP_N | MISO_MO-IL | Internal | Summer | B7 | 400 | 2000 | 0 | 58.47 | 51.48 | 5 | 0
2035 | SPP_N_2_MISO_MO-IL | SPP_N | MISO_MO-IL | Internal | Summer | B8 | 500 | 2000 | 0 | 53.4 | 46.8 | 5 | 0
2035 | SPP_N_2_MISO_MO-IL | SPP_N | MISO_MO-IL | Internal | Summer | B9 | 800 | 2000 | 0 | 51.6 | 44.61 | 5 | 0
2035 | SPP_N_2_MISO_MO-IL | SPP_N | MISO_MO-IL | Internal | Summer | B10 | 1262 | 2000 | 0 | 45.88 | 41.23 | 5 | 0
2035 | SPP_N_2_MISO_MO-IL | SPP_N | MISO_MO-IL | Internal | Winter | B16 | 25 | 2000 | 0 | 64.9 | 63.84 | 5 | 0
2035 | SPP_N_2_MISO_MO-IL | SPP_N | MISO_MO-IL | Internal | Winter | B17 | 100 | 2000 | 0 | 58.94 | 52.73 | 5 | 0
2035 | SPP_N_2_MISO_MO-IL | SPP_N | MISO_MO-IL | Internal | Winter | B18 | 400 | 2000 | 0 | 57.01 | 55.36 | 5 | 0
2035 | SPP_N_2_MISO_MO-IL | SPP_N | MISO_MO-IL | Internal | Winter | B19 | 700 | 2000 | 0 | 56.37 | 51.4 | 5 | 0
2035 | SPP_N_2_MISO_MO-IL | SPP_N | MISO_MO-IL | Internal | Winter | B20 | 935 | 2000 | 0 | 44.53 | 43.27 | 5 | 0
2035 | SPP_N_2_MISO_W | SPP_N | MISO_W | Internal | Shoulder | B11 | 25 | 750 | 0 | 80.37 | 73.37 | 5 | 0
2035 | SPP_N_2_MISO_W | SPP_N | MISO_W | Internal | Shoulder | B12 | 200 | 750 | 0 | 56.06 | 55.53 | 5 | 0
2035 | SPP_N_2_MISO_W | SPP_N | MISO_W | Internal | Shoulder | B13 | 600 | 750 | 0 | 55.18 | 52.27 | 5 | 0
2035 | SPP_N_2_MISO_W | SPP_N | MISO_W | Internal | Shoulder | B14 | 900 | 750 | 0 | 55.18 | 49.46 | 5 | 0
2035 | SPP_N_2_MISO_W | SPP_N | MISO_W | Internal | Shoulder | B15 | 1203 | 750 | 0 | 45.76 | 38.76 | 5 | 0
2035 | SPP_N_2_MISO_W | SPP_N | MISO_W | Internal | Summer | B1 | 10 | 750 | 0 | 88.32 | 87.82 | 5 | 0
2035 | SPP_N_2_MISO_W | SPP_N | MISO_W | Internal | Summer | B2 | 25 | 750 | 0 | 87.55 | 84.52 | 5 | 0
2035 | SPP_N_2_MISO_W | SPP_N | MISO_W | Internal | Summer | B3 | 75 | 750 | 0 | 85.65 | 83.79 | 5 | 0
2035 | SPP_N_2_MISO_W | SPP_N | MISO_W | Internal | Summer | B4 | 100 | 750 | 0 | 85.45 | 80.93 | 5 | 0
2035 | SPP_N_2_MISO_W | SPP_N | MISO_W | Internal | Summer | B5 | 200 | 750 | 0 | 84.98 | 77.98 | 5 | 0
2035 | SPP_N_2_MISO_W | SPP_N | MISO_W | Internal | Summer | B6 | 300 | 750 | 0 | 71.66 | 64.66 | 5 | 0
2035 | SPP_N_2_MISO_W | SPP_N | MISO_W | Internal | Summer | B7 | 400 | 750 | 0 | 58.47 | 51.47 | 5 | 0
2035 | SPP_N_2_MISO_W | SPP_N | MISO_W | Internal | Summer | B8 | 500 | 750 | 0 | 53.4 | 46.79 | 5 | 0
2035 | SPP_N_2_MISO_W | SPP_N | MISO_W | Internal | Summer | B9 | 800 | 750 | 0 | 51.6 | 44.6 | 5 | 0
2035 | SPP_N_2_MISO_W | SPP_N | MISO_W | Internal | Summer | B10 | 1262 | 750 | 0 | 45.88 | 38.88 | 5 | 0
2035 | SPP_N_2_MISO_W | SPP_N | MISO_W | Internal | Winter | B16 | 25 | 750 | 0 | 64.9 | 57.9 | 5 | 0
2035 | SPP_N_2_MISO_W | SPP_N | MISO_W | Internal | Winter | B17 | 100 | 750 | 0 | 58.94 | 52.72 | 5 | 0
2035 | SPP_N_2_MISO_W | SPP_N | MISO_W | Internal | Winter | B18 | 400 | 750 | 0 | 57.01 | 55.35 | 5 | 0
2035 | SPP_N_2_MISO_W | SPP_N | MISO_W | Internal | Winter | B19 | 700 | 750 | 0 | 56.37 | 51.39 | 5 | 0
2035 | SPP_N_2_MISO_W | SPP_N | MISO_W | Internal | Winter | B20 | 935 | 750 | 0 | 44.53 | 37.53 | 5 | 0
2035 | SPP_N_2_NE | SPP_N | NE | Internal | Shoulder | B11 | 25 | 330 | 0 | 80.37 | 76.07 | 0.01 | 0
2035 | SPP_N_2_NE | SPP_N | NE | Internal | Shoulder | B12 | 200 | 330 | 0.06 | 56.06 | 56.05 | 0.01 | 0
2035 | SPP_N_2_NE | SPP_N | NE | Internal | Shoulder | B13 | 600 | 330 | 0.02 | 55.18 | 55.17 | 0.01 | 0
2035 | SPP_N_2_NE | SPP_N | NE | Internal | Shoulder | B14 | 900 | 330 | 0.01 | 55.18 | 55.17 | 0.01 | 0
2035 | SPP_N_2_NE | SPP_N | NE | Internal | Shoulder | B15 | 1203 | 330 | 0.01 | 45.76 | 45.75 | 0.01 | 0
2035 | SPP_N_2_NE | SPP_N | NE | Internal | Summer | B1 | 10 | 330 | 0.06 | 88.32 | 87.82 | 0.01 | 0
2035 | SPP_N_2_NE | SPP_N | NE | Internal | Summer | B2 | 25 | 330 | 0.47 | 87.55 | 87.53 | 0.01 | 0
2035 | SPP_N_2_NE | SPP_N | NE | Internal | Summer | B3 | 75 | 330 | 0.17 | 85.65 | 85.64 | 0.01 | 0
2035 | SPP_N_2_NE | SPP_N | NE | Internal | Summer | B4 | 100 | 330 | 0.13 | 85.45 | 85.43 | 0.01 | 0
2035 | SPP_N_2_NE | SPP_N | NE | Internal | Summer | B5 | 200 | 330 | 0 | 84.98 | 84.03 | 0.01 | 0
2035 | SPP_N_2_NE | SPP_N | NE | Internal | Summer | B6 | 300 | 330 | 0 | 71.66 | 70.01 | 0.01 | 0
2035 | SPP_N_2_NE | SPP_N | NE | Internal | Summer | B7 | 400 | 330 | 0 | 58.47 | 56.06 | 0.01 | 0
2035 | SPP_N_2_NE | SPP_N | NE | Internal | Summer | B8 | 500 | 330 | 0 | 53.4 | 51.59 | 0.01 | 0
2035 | SPP_N_2_NE | SPP_N | NE | Internal | Summer | B9 | 800 | 330 | 0.02 | 51.6 | 51.59 | 0.01 | 0
2035 | SPP_N_2_NE | SPP_N | NE | Internal | Summer | B10 | 1262 | 330 | 0 | 45.88 | 38.88 | 0.01 | 0
2035 | SPP_N_2_NE | SPP_N | NE | Internal | Winter | B16 | 25 | 330 | 0 | 64.9 | 62.7 | 0.01 | 0
2035 | SPP_N_2_NE | SPP_N | NE | Internal | Winter | B17 | 100 | 330 | 0.13 | 58.94 | 58.93 | 0.01 | 0
2035 | SPP_N_2_NE | SPP_N | NE | Internal | Winter | B18 | 400 | 330 | 0.03 | 57.01 | 57 | 0.01 | 0
2035 | SPP_N_2_NE | SPP_N | NE | Internal | Winter | B19 | 700 | 330 | 0.02 | 56.37 | 56.36 | 0.01 | 0
2035 | SPP_N_2_NE | SPP_N | NE | Internal | Winter | B20 | 935 | 330 | 0 | 44.53 | 44.49 | 0.01 | 0
2035 | SPP_N_2_SPP_S | SPP_N | SPP_S | Internal | Shoulder | B11 | 25 | 4000 | 0 | 80.37 | 74.02 | 0.01 | 0
2035 | SPP_N_2_SPP_S | SPP_N | SPP_S | Internal | Shoulder | B12 | 200 | 4000 | 0 | 56.06 | 53.52 | 0.01 | 0
2035 | SPP_N_2_SPP_S | SPP_N | SPP_S | Internal | Shoulder | B13 | 600 | 4000 | 0 | 55.18 | 53.52 | 0.01 | 0
2035 | SPP_N_2_SPP_S | SPP_N | SPP_S | Internal | Shoulder | B14 | 900 | 4000 | 0 | 55.18 | 53.4 | 0.01 | 0
2035 | SPP_N_2_SPP_S | SPP_N | SPP_S | Internal | Shoulder | B15 | 1203 | 4000 | 0 | 45.76 | 45.75 | 0.01 | 0
2035 | SPP_N_2_SPP_S | SPP_N | SPP_S | Internal | Summer | B1 | 10 | 4000 | 0 | 88.32 | 73.57 | 0.01 | 0
2035 | SPP_N_2_SPP_S | SPP_N | SPP_S | Internal | Summer | B2 | 25 | 4000 | 0 | 87.55 | 74.74 | 0.01 | 0
2035 | SPP_N_2_SPP_S | SPP_N | SPP_S | Internal | Summer | B3 | 75 | 4000 | 0 | 85.65 | 79.69 | 0.01 | 0
2035 | SPP_N_2_SPP_S | SPP_N | SPP_S | Internal | Summer | B4 | 100 | 4000 | 0 | 85.45 | 74.74 | 0.01 | 0
2035 | SPP_N_2_SPP_S | SPP_N | SPP_S | Internal | Summer | B5 | 200 | 4000 | 0 | 84.98 | 74.74 | 0.01 | 0
2035 | SPP_N_2_SPP_S | SPP_N | SPP_S | Internal | Summer | B6 | 300 | 4000 | 409.38 | 71.66 | 71.67 | 0.01 | 0
2035 | SPP_N_2_SPP_S | SPP_N | SPP_S | Internal | Summer | B7 | 400 | 4000 | 0 | 58.47 | 55.89 | 0.01 | 0
2035 | SPP_N_2_SPP_S | SPP_N | SPP_S | Internal | Summer | B8 | 500 | 4000 | 0.03 | 53.4 | 53.39 | 0.01 | 0
2035 | SPP_N_2_SPP_S | SPP_N | SPP_S | Internal | Summer | B9 | 800 | 4000 | 1697.47 | 51.6 | 51.61 | 0.01 | 0
2035 | SPP_N_2_SPP_S | SPP_N | SPP_S | Internal | Summer | B10 | 1262 | 4000 | 2124.84 | 45.88 | 45.89 | 0.01 | 0
2035 | SPP_N_2_SPP_S | SPP_N | SPP_S | Internal | Winter | B16 | 25 | 4000 | 0 | 64.9 | 57.13 | 0.01 | 0
2035 | SPP_N_2_SPP_S | SPP_N | SPP_S | Internal | Winter | B17 | 100 | 4000 | 0 | 58.94 | 57 | 0.01 | 0
2035 | SPP_N_2_SPP_S | SPP_N | SPP_S | Internal | Winter | B18 | 400 | 4000 | 0.03 | 57.01 | 57 | 0.01 | 0
2035 | SPP_N_2_SPP_S | SPP_N | SPP_S | Internal | Winter | B19 | 700 | 4000 | 0 | 56.37 | 53.99 | 0.01 | 0
2035 | SPP_N_2_SPP_S | SPP_N | SPP_S | Internal | Winter | B20 | 935 | 4000 | 0.01 | 44.53 | 44.52 | 0.01 | 0
2035 | SPP_S_2_ENT | SPP_S | ENT | Internal | Shoulder | B11 | 25 | 850 | 297.39 | 74.02 | 79.02 | 5 | 0
2035 | SPP_S_2_ENT | SPP_S | ENT | Internal | Shoulder | B12 | 200 | 850 | 0 | 53.52 | 55.85 | 5 | 0
2035 | SPP_S_2_ENT | SPP_S | ENT | Internal | Shoulder | B13 | 600 | 850 | 0 | 53.52 | 55.85 | 5 | 0
2035 | SPP_S_2_ENT | SPP_S | ENT | Internal | Shoulder | B14 | 900 | 850 | 0 | 53.4 | 55.45 | 5 | 0
2035 | SPP_S_2_ENT | SPP_S | ENT | Internal | Shoulder | B15 | 1203 | 850 | 850 | 45.75 | 53.61 | 5 | 2.86
2035 | SPP_S_2_ENT | SPP_S | ENT | Internal | Summer | B1 | 10 | 850 | 850 | 73.57 | 89.32 | 5 | 10.76
2035 | SPP_S_2_ENT | SPP_S | ENT | Internal | Summer | B2 | 25 | 850 | 850 | 74.74 | 88.02 | 5 | 8.27
2035 | SPP_S_2_ENT | SPP_S | ENT | Internal | Summer | B3 | 75 | 850 | 652.54 | 79.69 | 84.69 | 5 | 0
2035 | SPP_S_2_ENT | SPP_S | ENT | Internal | Summer | B4 | 100 | 850 | 850 | 74.74 | 82.9 | 5 | 3.15
2035 | SPP_S_2_ENT | SPP_S | ENT | Internal | Summer | B5 | 200 | 850 | 850 | 74.74 | 82.9 | 5 | 3.15
2035 | SPP_S_2_ENT | SPP_S | ENT | Internal | Summer | B6 | 300 | 850 | 0 | 71.67 | 71.9 | 5 | 0
2035 | SPP_S_2_ENT | SPP_S | ENT | Internal | Summer | B7 | 400 | 850 | 0 | 55.89 | 58.17 | 5 | 0
2035 | SPP_S_2_ENT | SPP_S | ENT | Internal | Summer | B8 | 500 | 850 | 0 | 53.39 | 54.07 | 5 | 0
2035 | SPP_S_2_ENT | SPP_S | ENT | Internal | Summer | B9 | 800 | 850 | 0 | 51.61 | 52.61 | 5 | 0
2035 | SPP_S_2_ENT | SPP_S | ENT | Internal | Summer | B10 | 1262 | 850 | 741.68 | 45.89 | 50.89 | 5 | 0
2035 | SPP_S_2_ENT | SPP_S | ENT | Internal | Winter | B16 | 25 | 850 | 850 | 57.13 | 71.84 | 5 | 9.71
2035 | SPP_S_2_ENT | SPP_S | ENT | Internal | Winter | B17 | 100 | 850 | 0 | 57 | 59.42 | 5 | 0
2035 | SPP_S_2_ENT | SPP_S | ENT | Internal | Winter | B18 | 400 | 850 | 0 | 57 | 59.42 | 5 | 0
2035 | SPP_S_2_ENT | SPP_S | ENT | Internal | Winter | B19 | 700 | 850 | 510.5 | 53.99 | 58.99 | 5 | 0
2035 | SPP_S_2_ENT | SPP_S | ENT | Internal | Winter | B20 | 935 | 850 | 850 | 44.52 | 52.27 | 5 | 2.75
2035 | SPP_S_2_SPP_N | SPP_S | SPP_N | Internal | Shoulder | B11 | 25 | 640 | 640 | 74.02 | 80.37 | 0.01 | 6.34
2035 | SPP_S_2_SPP_N | SPP_S | SPP_N | Internal | Shoulder | B12 | 200 | 640 | 640 | 53.52 | 56.06 | 0.01 | 2.53
2035 | SPP_S_2_SPP_N | SPP_S | SPP_N | Internal | Shoulder | B13 | 600 | 640 | 640 | 53.52 | 55.18 | 0.01 | 1.65
2035 | SPP_S_2_SPP_N | SPP_S | SPP_N | Internal | Shoulder | B14 | 900 | 640 | 640 | 53.4 | 55.18 | 0.01 | 1.77
2035 | SPP_S_2_SPP_N | SPP_S | SPP_N | Internal | Shoulder | B15 | 1203 | 640 | 636.28 | 45.75 | 45.76 | 0.01 | 0
2035 | SPP_S_2_SPP_N | SPP_S | SPP_N | Internal | Summer | B1 | 10 | 640 | 640 | 73.57 | 88.32 | 0.01 | 14.74
2035 | SPP_S_2_SPP_N | SPP_S | SPP_N | Internal | Summer | B2 | 25 | 640 | 640 | 74.74 | 87.55 | 0.01 | 12.79
2035 | SPP_S_2_SPP_N | SPP_S | SPP_N | Internal | Summer | B3 | 75 | 640 | 640 | 79.69 | 85.65 | 0.01 | 5.95
2035 | SPP_S_2_SPP_N | SPP_S | SPP_N | Internal | Summer | B4 | 100 | 640 | 640 | 74.74 | 85.45 | 0.01 | 10.69
2035 | SPP_S_2_SPP_N | SPP_S | SPP_N | Internal | Summer | B5 | 200 | 640 | 640 | 74.74 | 84.98 | 0.01 | 10.22
2035 | SPP_S_2_SPP_N | SPP_S | SPP_N | Internal | Summer | B6 | 300 | 640 | 0.04 | 71.67 | 71.66 | 0.01 | 0
2035 | SPP_S_2_SPP_N | SPP_S | SPP_N | Internal | Summer | B7 | 400 | 640 | 640 | 55.89 | 58.47 | 0.01 | 2.57
2035 | SPP_S_2_SPP_N | SPP_S | SPP_N | Internal | Summer | B8 | 500 | 640 | 208.44 | 53.39 | 53.4 | 0.01 | 0
2035 | SPP_S_2_SPP_N | SPP_S | SPP_N | Internal | Summer | B9 | 800 | 640 | 0.02 | 51.61 | 51.6 | 0.01 | 0
2035 | SPP_S_2_SPP_N | SPP_S | SPP_N | Internal | Summer | B10 | 1262 | 640 | 0.01 | 45.89 | 45.88 | 0.01 | 0
2035 | SPP_S_2_SPP_N | SPP_S | SPP_N | Internal | Winter | B16 | 25 | 640 | 640 | 57.13 | 64.9 | 0.01 | 7.76
2035 | SPP_S_2_SPP_N | SPP_S | SPP_N | Internal | Winter | B17 | 100 | 640 | 640 | 57 | 58.94 | 0.01 | 1.93
2035 | SPP_S_2_SPP_N | SPP_S | SPP_N | Internal | Winter | B18 | 400 | 640 | 151.87 | 57 | 57.01 | 0.01 | 0
2035 | SPP_S_2_SPP_N | SPP_S | SPP_N | Internal | Winter | B19 | 700 | 640 | 640 | 53.99 | 56.37 | 0.01 | 2.37
2035 | SPP_S_2_SPP_N | SPP_S | SPP_N | Internal | Winter | B20 | 935 | 640 | 177.78 | 44.52 | 44.53 | 0.01 | 0
2035 | TVA_2_ENT | TVA | ENT | Internal | Shoulder | B11 | 25 | 500 | 0 | 72.48 | 79.02 | 9 | 0
2035 | TVA_2_ENT | TVA | ENT | Internal | Shoulder | B12 | 200 | 500 | 0 | 57.17 | 55.85 | 9 | 0
2035 | TVA_2_ENT | TVA | ENT | Internal | Shoulder | B13 | 600 | 500 | 0 | 55.04 | 55.85 | 9 | 0
2035 | TVA_2_ENT | TVA | ENT | Internal | Shoulder | B14 | 900 | 500 | 0 | 55.04 | 55.45 | 9 | 0
2035 | TVA_2_ENT | TVA | ENT | Internal | Shoulder | B15 | 1203 | 500 | 0 | 52.58 | 53.61 | 9 | 0
2035 | TVA_2_ENT | TVA | ENT | Internal | Summer | B1 | 10 | 500 | 0 | 95.85 | 89.32 | 9 | 0
2035 | TVA_2_ENT | TVA | ENT | Internal | Summer | B2 | 25 | 500 | 0 | 92.53 | 88.02 | 9 | 0
2035 | TVA_2_ENT | TVA | ENT | Internal | Summer | B3 | 75 | 500 | 0 | 87.81 | 84.69 | 9 | 0
2035 | TVA_2_ENT | TVA | ENT | Internal | Summer | B4 | 100 | 500 | 0 | 85.95 | 82.9 | 9 | 0
2035 | TVA_2_ENT | TVA | ENT | Internal | Summer | B5 | 200 | 500 | 0 | 81.9 | 82.9 | 9 | 0
2035 | TVA_2_ENT | TVA | ENT | Internal | Summer | B6 | 300 | 500 | 470.44 | 62.9 | 71.9 | 9 | 0
2035 | TVA_2_ENT | TVA | ENT | Internal | Summer | B7 | 400 | 500 | 0 | 53.58 | 58.17 | 9 | 0
2035 | TVA_2_ENT | TVA | ENT | Internal | Summer | B8 | 500 | 500 | 0 | 53.58 | 54.07 | 9 | 0
2035 | TVA_2_ENT | TVA | ENT | Internal | Summer | B9 | 800 | 500 | 0 | 49.18 | 52.61 | 9 | 0
2035 | TVA_2_ENT | TVA | ENT | Internal | Summer | B10 | 1262 | 500 | 0 | 46.32 | 50.89 | 9 | 0
2035 | TVA_2_ENT | TVA | ENT | Internal | Winter | B16 | 25 | 500 | 0 | 71.85 | 71.84 | 9 | 0
2035 | TVA_2_ENT | TVA | ENT | Internal | Winter | B17 | 100 | 500 | 0 | 60.74 | 59.42 | 9 | 0
2035 | TVA_2_ENT | TVA | ENT | Internal | Winter | B18 | 400 | 500 | 0 | 55.93 | 59.42 | 9 | 0
2035 | TVA_2_ENT | TVA | ENT | Internal | Winter | B19 | 700 | 500 | 0 | 55.93 | 58.99 | 9 | 0
2035 | TVA_2_ENT | TVA | ENT | Internal | Winter | B20 | 935 | 500 | 0 | 51.28 | 52.27 | 9 | 0
2035 | TVA_2_MISO_MO-IL | TVA | MISO_MO-IL | Internal | Shoulder | B11 | 25 | 50 | 0 | 72.48 | 73.38 | 9 | 0
2035 | TVA_2_MISO_MO-IL | TVA | MISO_MO-IL | Internal | Shoulder | B12 | 200 | 50 | 0 | 57.17 | 57.5 | 9 | 0
2035 | TVA_2_MISO_MO-IL | TVA | MISO_MO-IL | Internal | Shoulder | B13 | 600 | 50 | 0 | 55.04 | 52.28 | 9 | 0
2035 | TVA_2_MISO_MO-IL | TVA | MISO_MO-IL | Internal | Shoulder | B14 | 900 | 50 | 0 | 55.04 | 49.48 | 9 | 0
2035 | TVA_2_MISO_MO-IL | TVA | MISO_MO-IL | Internal | Shoulder | B15 | 1203 | 50 | 0 | 52.58 | 44.56 | 9 | 0
2035 | TVA_2_MISO_MO-IL | TVA | MISO_MO-IL | Internal | Summer | B1 | 10 | 50 | 0 | 95.85 | 87.83 | 9 | 0
2035 | TVA_2_MISO_MO-IL | TVA | MISO_MO-IL | Internal | Summer | B2 | 25 | 50 | 0 | 92.53 | 84.53 | 9 | 0
2035 | TVA_2_MISO_MO-IL | TVA | MISO_MO-IL | Internal | Summer | B3 | 75 | 50 | 0 | 87.81 | 83.78 | 9 | 0
2035 | TVA_2_MISO_MO-IL | TVA | MISO_MO-IL | Internal | Summer | B4 | 100 | 50 | 0 | 85.95 | 80.94 | 9 | 0
2035 | TVA_2_MISO_MO-IL | TVA | MISO_MO-IL | Internal | Summer | B5 | 200 | 50 | 0 | 81.9 | 77.99 | 9 | 0
2035 | TVA_2_MISO_MO-IL | TVA | MISO_MO-IL | Internal | Summer | B6 | 300 | 50 | 0 | 62.9 | 63.9 | 9 | 0
2035 | TVA_2_MISO_MO-IL | TVA | MISO_MO-IL | Internal | Summer | B7 | 400 | 50 | 0 | 53.58 | 51.48 | 9 | 0
2035 | TVA_2_MISO_MO-IL | TVA | MISO_MO-IL | Internal | Summer | B8 | 500 | 50 | 0 | 53.58 | 46.8 | 9 | 0
2035 | TVA_2_MISO_MO-IL | TVA | MISO_MO-IL | Internal | Summer | B9 | 800 | 50 | 0 | 49.18 | 44.61 | 9 | 0
2035 | TVA_2_MISO_MO-IL | TVA | MISO_MO-IL | Internal | Summer | B10 | 1262 | 50 | 0 | 46.32 | 41.23 | 9 | 0
2035 | TVA_2_MISO_MO-IL | TVA | MISO_MO-IL | Internal | Winter | B16 | 25 | 50 | 0 | 71.85 | 63.84 | 9 | 0
2035 | TVA_2_MISO_MO-IL | TVA | MISO_MO-IL | Internal | Winter | B17 | 100 | 50 | 0 | 60.74 | 52.73 | 9 | 0
2035 | TVA_2_MISO_MO-IL | TVA | MISO_MO-IL | Internal | Winter | B18 | 400 | 50 | 0 | 55.93 | 55.36 | 9 | 0
2035 | TVA_2_MISO_MO-IL | TVA | MISO_MO-IL | Internal | Winter | B19 | 700 | 50 | 0 | 55.93 | 51.4 | 9 | 0
2035 | TVA_2_MISO_MO-IL | TVA | MISO_MO-IL | Internal | Winter | B20 | 935 | 50 | 0 | 51.28 | 43.27 | 9 | 0
2035 | TVA_2_NonRTO_Midwest | TVA | NonRTO_Midwest | Internal | Shoulder | B11 | 25 | 100 | 0.12 | 72.48 | 81.38 | 9 | 0
2035 | TVA_2_NonRTO_Midwest | TVA | NonRTO_Midwest | Internal | Shoulder | B12 | 200 | 100 | 100 | 57.17 | 69.49 | 9 | 3.32
2035 | TVA_2_NonRTO_Midwest | TVA | NonRTO_Midwest | Internal | Shoulder | B13 | 600 | 100 | 0 | 55.04 | 58.32 | 9 | 0
2035 | TVA_2_NonRTO_Midwest | TVA | NonRTO_Midwest | Internal | Shoulder | B14 | 900 | 100 | 0 | 55.04 | 50.47 | 9 | 0
2035 | TVA_2_NonRTO_Midwest | TVA | NonRTO_Midwest | Internal | Shoulder | B15 | 1203 | 100 | 0 | 52.58 | 44.56 | 9 | 0
2035 | TVA_2_NonRTO_Midwest | TVA | NonRTO_Midwest | Internal | Summer | B1 | 10 | 100 | 0 | 95.85 | 88.93 | 9 | 0
2035 | TVA_2_NonRTO_Midwest | TVA | NonRTO_Midwest | Internal | Summer | B2 | 25 | 100 | 0 | 92.53 | 88.93 | 9 | 0
2035 | TVA_2_NonRTO_Midwest | TVA | NonRTO_Midwest | Internal | Summer | B3 | 75 | 100 | 0 | 87.81 | 88.93 | 9 | 0
2035 | TVA_2_NonRTO_Midwest | TVA | NonRTO_Midwest | Internal | Summer | B4 | 100 | 100 | 0 | 85.95 | 88.93 | 9 | 0
2035 | TVA_2_NonRTO_Midwest | TVA | NonRTO_Midwest | Internal | Summer | B5 | 200 | 100 | 0 | 81.9 | 85.98 | 9 | 0
2035 | TVA_2_NonRTO_Midwest | TVA | NonRTO_Midwest | Internal | Summer | B6 | 300 | 100 | 0.09 | 62.9 | 71.89 | 9 | 0
2035 | TVA_2_NonRTO_Midwest | TVA | NonRTO_Midwest | Internal | Summer | B7 | 400 | 100 | 0 | 53.58 | 51.88 | 9 | 0
2035 | TVA_2_NonRTO_Midwest | TVA | NonRTO_Midwest | Internal | Summer | B8 | 500 | 100 | 0 | 53.58 | 48.9 | 9 | 0
2035 | TVA_2_NonRTO_Midwest | TVA | NonRTO_Midwest | Internal | Summer | B9 | 800 | 100 | 0 | 49.18 | 46.34 | 9 | 0
2035 | TVA_2_NonRTO_Midwest | TVA | NonRTO_Midwest | Internal | Summer | B10 | 1262 | 100 | 0 | 46.32 | 38.31 | 9 | 0
2035 | TVA_2_NonRTO_Midwest | TVA | NonRTO_Midwest | Internal | Winter | B16 | 25 | 100 | 0 | 71.85 | 78.9 | 9 | 0
2035 | TVA_2_NonRTO_Midwest | TVA | NonRTO_Midwest | Internal | Winter | B17 | 100 | 100 | 99.99 | 60.74 | 70.14 | 9 | 0.4
2035 | TVA_2_NonRTO_Midwest | TVA | NonRTO_Midwest | Internal | Winter | B18 | 400 | 100 | 0 | 55.93 | 63.37 | 9 | 0
2035 | TVA_2_NonRTO_Midwest | TVA | NonRTO_Midwest | Internal | Winter | B19 | 700 | 100 | 0 | 55.93 | 51.19 | 9 | 0
2035 | TVA_2_NonRTO_Midwest | TVA | NonRTO_Midwest | Internal | Winter | B20 | 935 | 100 | 0 | 51.28 | 43.27 | 9 | 0
2035 | TVA_2_PJM_ROR | TVA | PJM_ROR | Internal | Shoulder | B11 | 25 | 500 | 0 | 72.48 | 71.37 | 9 | 0
2035 | TVA_2_PJM_ROR | TVA | PJM_ROR | Internal | Shoulder | B12 | 200 | 500 | 0 | 57.17 | 59.5 | 9 | 0
2035 | TVA_2_PJM_ROR | TVA | PJM_ROR | Internal | Shoulder | B13 | 600 | 500 | 0 | 55.04 | 53.23 | 9 | 0
2035 | TVA_2_PJM_ROR | TVA | PJM_ROR | Internal | Shoulder | B14 | 900 | 500 | 0 | 55.04 | 51.46 | 9 | 0
2035 | TVA_2_PJM_ROR | TVA | PJM_ROR | Internal | Shoulder | B15 | 1203 | 500 | 0 | 52.58 | 46.56 | 9 | 0
2035 | TVA_2_PJM_ROR | TVA | PJM_ROR | Internal | Summer | B1 | 10 | 500 | 0 | 95.85 | 89.83 | 9 | 0
2035 | TVA_2_PJM_ROR | TVA | PJM_ROR | Internal | Summer | B2 | 25 | 500 | 0 | 92.53 | 86.52 | 9 | 0
2035 | TVA_2_PJM_ROR | TVA | PJM_ROR | Internal | Summer | B3 | 75 | 500 | 0 | 87.81 | 81.8 | 9 | 0
2035 | TVA_2_PJM_ROR | TVA | PJM_ROR | Internal | Summer | B4 | 100 | 500 | 0 | 85.95 | 79.93 | 9 | 0
2035 | TVA_2_PJM_ROR | TVA | PJM_ROR | Internal | Summer | B5 | 200 | 500 | 0 | 81.9 | 75.98 | 9 | 0
2035 | TVA_2_PJM_ROR | TVA | PJM_ROR | Internal | Summer | B6 | 300 | 500 | 0 | 62.9 | 62.67 | 9 | 0
2035 | TVA_2_PJM_ROR | TVA | PJM_ROR | Internal | Summer | B7 | 400 | 500 | 0 | 53.58 | 51.27 | 9 | 0
2035 | TVA_2_PJM_ROR | TVA | PJM_ROR | Internal | Summer | B8 | 500 | 500 | 0 | 53.58 | 48.79 | 9 | 0
2035 | TVA_2_PJM_ROR | TVA | PJM_ROR | Internal | Summer | B9 | 800 | 500 | 0 | 49.18 | 45.92 | 9 | 0
2035 | TVA_2_PJM_ROR | TVA | PJM_ROR | Internal | Summer | B10 | 1262 | 500 | 0 | 46.32 | 44.9 | 9 | 0
2035 | TVA_2_PJM_ROR | TVA | PJM_ROR | Internal | Winter | B16 | 25 | 500 | 0 | 71.85 | 72.9 | 9 | 0
2035 | TVA_2_PJM_ROR | TVA | PJM_ROR | Internal | Winter | B17 | 100 | 500 | 0 | 60.74 | 64.14 | 9 | 0
2035 | TVA_2_PJM_ROR | TVA | PJM_ROR | Internal | Winter | B18 | 400 | 500 | 0 | 55.93 | 57.36 | 9 | 0
2035 | TVA_2_PJM_ROR | TVA | PJM_ROR | Internal | Winter | B19 | 700 | 500 | 0 | 55.93 | 54.57 | 9 | 0
2035 | TVA_2_PJM_ROR | TVA | PJM_ROR | Internal | Winter | B20 | 935 | 500 | 0 | 51.28 | 50.07 | 9 | 0
2035 | TVA_2_SOCO | TVA | SOCO | Internal | Shoulder | B11 | 25 | 500 | 500 | 72.48 | 86.37 | 9 | 4.89
2035 | TVA_2_SOCO | TVA | SOCO | Internal | Shoulder | B12 | 200 | 500 | 0 | 57.17 | 56 | 9 | 0
2035 | TVA_2_SOCO | TVA | SOCO | Internal | Shoulder | B13 | 600 | 500 | 0 | 55.04 | 55.72 | 9 | 0
2035 | TVA_2_SOCO | TVA | SOCO | Internal | Shoulder | B14 | 900 | 500 | 0 | 55.04 | 55.72 | 9 | 0
2035 | TVA_2_SOCO | TVA | SOCO | Internal | Shoulder | B15 | 1203 | 500 | 0 | 52.58 | 55.72 | 9 | 0
2035 | TVA_2_SOCO | TVA | SOCO | Internal | Summer | B1 | 10 | 500 | 0 | 95.85 | 97.32 | 9 | 0
2035 | TVA_2_SOCO | TVA | SOCO | Internal | Summer | B2 | 25 | 500 | 0 | 92.53 | 92.69 | 9 | 0
2035 | TVA_2_SOCO | TVA | SOCO | Internal | Summer | B3 | 75 | 500 | 0 | 87.81 | 92.69 | 9 | 0
2035 | TVA_2_SOCO | TVA | SOCO | Internal | Summer | B4 | 100 | 500 | 0 | 85.95 | 90.9 | 9 | 0
2035 | TVA_2_SOCO | TVA | SOCO | Internal | Summer | B5 | 200 | 500 | 40.02 | 81.9 | 90.9 | 9 | 0
2035 | TVA_2_SOCO | TVA | SOCO | Internal | Summer | B6 | 300 | 500 | 500 | 62.9 | 77.67 | 9 | 5.77
2035 | TVA_2_SOCO | TVA | SOCO | Internal | Summer | B7 | 400 | 500 | 500 | 53.58 | 66.17 | 9 | 3.59
2035 | TVA_2_SOCO | TVA | SOCO | Internal | Summer | B8 | 500 | 500 | 0 | 53.58 | 56.13 | 9 | 0
2035 | TVA_2_SOCO | TVA | SOCO | Internal | Summer | B9 | 800 | 500 | 0 | 49.18 | 54.18 | 9 | 0
2035 | TVA_2_SOCO | TVA | SOCO | Internal | Summer | B10 | 1262 | 500 | 0 | 46.32 | 54.18 | 9 | 0
2035 | TVA_2_SOCO | TVA | SOCO | Internal | Winter | B16 | 25 | 500 | 0.1 | 71.85 | 80.73 | 9 | 0
2035 | TVA_2_SOCO | TVA | SOCO | Internal | Winter | B17 | 100 | 500 | 0 | 60.74 | 59.73 | 9 | 0
2035 | TVA_2_SOCO | TVA | SOCO | Internal | Winter | B18 | 400 | 500 | 0 | 55.93 | 59.07 | 9 | 0
2035 | TVA_2_SOCO | TVA | SOCO | Internal | Winter | B19 | 700 | 500 | 0 | 55.93 | 59.07 | 9 | 0
2035 | TVA_2_SOCO | TVA | SOCO | Internal | Winter | B20 | 935 | 500 | 0 | 51.28 | 54.09 | 9 | 0
2035 | TVA_2_VACAR | TVA | VACAR | Internal | Shoulder | B11 | 25 | 150 | 0 | 72.48 | 79.36 | 9 | 0
2035 | TVA_2_VACAR | TVA | VACAR | Internal | Shoulder | B12 | 200 | 150 | 0 | 57.17 | 63.66 | 9 | 0
2035 | TVA_2_VACAR | TVA | VACAR | Internal | Shoulder | B13 | 600 | 150 | 0 | 55.04 | 53.49 | 9 | 0
2035 | TVA_2_VACAR | TVA | VACAR | Internal | Shoulder | B14 | 900 | 150 | 0 | 55.04 | 53.49 | 9 | 0
2035 | TVA_2_VACAR | TVA | VACAR | Internal | Shoulder | B15 | 1203 | 150 | 0 | 52.58 | 53.49 | 9 | 0
2035 | TVA_2_VACAR | TVA | VACAR | Internal | Summer | B1 | 10 | 150 | 0 | 95.85 | 95.83 | 9 | 0
2035 | TVA_2_VACAR | TVA | VACAR | Internal | Summer | B2 | 25 | 150 | 0 | 92.53 | 92.52 | 9 | 0
2035 | TVA_2_VACAR | TVA | VACAR | Internal | Summer | B3 | 75 | 150 | 0 | 87.81 | 92.52 | 9 | 0
2035 | TVA_2_VACAR | TVA | VACAR | Internal | Summer | B4 | 100 | 150 | 0 | 85.95 | 90.38 | 9 | 0
2035 | TVA_2_VACAR | TVA | VACAR | Internal | Summer | B5 | 200 | 150 | 0 | 81.9 | 83.9 | 9 | 0
2035 | TVA_2_VACAR | TVA | VACAR | Internal | Summer | B6 | 300 | 150 | 0 | 62.9 | 70.67 | 9 | 0
2035 | TVA_2_VACAR | TVA | VACAR | Internal | Summer | B7 | 400 | 150 | 0 | 53.58 | 59.17 | 9 | 0
2035 | TVA_2_VACAR | TVA | VACAR | Internal | Summer | B8 | 500 | 150 | 0 | 53.58 | 53.47 | 9 | 0
2035 | TVA_2_VACAR | TVA | VACAR | Internal | Summer | B9 | 800 | 150 | 0 | 49.18 | 51.32 | 9 | 0
2035 | TVA_2_VACAR | TVA | VACAR | Internal | Summer | B10 | 1262 | 150 | 0 | 46.32 | 51.32 | 9 | 0
2035 | TVA_2_VACAR | TVA | VACAR | Internal | Winter | B16 | 25 | 150 | 150 | 71.85 | 90.73 | 9 | 9.88
2035 | TVA_2_VACAR | TVA | VACAR | Internal | Winter | B17 | 100 | 150 | 0.26 | 60.74 | 69.73 | 9 | 0
2035 | TVA_2_VACAR | TVA | VACAR | Internal | Winter | B18 | 400 | 150 | 0 | 55.93 | 58.45 | 9 | 0
2035 | TVA_2_VACAR | TVA | VACAR | Internal | Winter | B19 | 700 | 150 | 0 | 55.93 | 58.37 | 9 | 0
2035 | TVA_2_VACAR | TVA | VACAR | Internal | Winter | B20 | 935 | 150 | 0 | 51.28 | 58.37 | 9 | 0
2035 | TVA_Transmission_2_ENT | TVA_Transmission | ENT | Internal | Shoulder | B11 | 25 | 3000 | 0 | 77.37 | 79.02 | 9 | 0
2035 | TVA_Transmission_2_ENT | TVA_Transmission | ENT | Internal | Shoulder | B12 | 200 | 3000 | 0 | 61.79 | 55.85 | 9 | 0
2035 | TVA_Transmission_2_ENT | TVA_Transmission | ENT | Internal | Shoulder | B13 | 600 | 3000 | 0 | 56.55 | 55.85 | 9 | 0
2035 | TVA_Transmission_2_ENT | TVA_Transmission | ENT | Internal | Shoulder | B14 | 900 | 3000 | 0 | 55.7 | 55.45 | 9 | 0
2035 | TVA_Transmission_2_ENT | TVA_Transmission | ENT | Internal | Shoulder | B15 | 1203 | 3000 | 0 | 52.56 | 53.61 | 9 | 0
2035 | TVA_Transmission_2_ENT | TVA_Transmission | ENT | Internal | Summer | B1 | 10 | 3000 | 0 | 95.83 | 89.32 | 9 | 0
2035 | TVA_Transmission_2_ENT | TVA_Transmission | ENT | Internal | Summer | B2 | 25 | 3000 | 0 | 92.52 | 88.02 | 9 | 0
2035 | TVA_Transmission_2_ENT | TVA_Transmission | ENT | Internal | Summer | B3 | 75 | 3000 | 0 | 87.8 | 84.69 | 9 | 0
2035 | TVA_Transmission_2_ENT | TVA_Transmission | ENT | Internal | Summer | B4 | 100 | 3000 | 0 | 85.93 | 82.9 | 9 | 0
2035 | TVA_Transmission_2_ENT | TVA_Transmission | ENT | Internal | Summer | B5 | 200 | 3000 | 0 | 81.95 | 82.9 | 9 | 0
2035 | TVA_Transmission_2_ENT | TVA_Transmission | ENT | Internal | Summer | B6 | 300 | 3000 | 0 | 68.67 | 71.9 | 9 | 0
2035 | TVA_Transmission_2_ENT | TVA_Transmission | ENT | Internal | Summer | B7 | 400 | 3000 | 0 | 57.22 | 58.17 | 9 | 0
2035 | TVA_Transmission_2_ENT | TVA_Transmission | ENT | Internal | Summer | B8 | 500 | 3000 | 0 | 53.96 | 54.07 | 9 | 0
2035 | TVA_Transmission_2_ENT | TVA_Transmission | ENT | Internal | Summer | B9 | 800 | 3000 | 0 | 50.29 | 52.61 | 9 | 0
2035 | TVA_Transmission_2_ENT | TVA_Transmission | ENT | Internal | Summer | B10 | 1262 | 3000 | 0 | 46.31 | 50.89 | 9 | 0
2035 | TVA_Transmission_2_ENT | TVA_Transmission | ENT | Internal | Winter | B16 | 25 | 3000 | 0 | 71.84 | 71.84 | 9 | 0
2035 | TVA_Transmission_2_ENT | TVA_Transmission | ENT | Internal | Winter | B17 | 100 | 3000 | 0 | 60.73 | 59.42 | 9 | 0
2035 | TVA_Transmission_2_ENT | TVA_Transmission | ENT | Internal | Winter | B18 | 400 | 3000 | 0 | 59.35 | 59.42 | 9 | 0
2035 | TVA_Transmission_2_ENT | TVA_Transmission | ENT | Internal | Winter | B19 | 700 | 3000 | 0 | 57.05 | 58.99 | 9 | 0
2035 | TVA_Transmission_2_ENT | TVA_Transmission | ENT | Internal | Winter | B20 | 935 | 3000 | 0 | 51.27 | 52.27 | 9 | 0
2035 | TVA_Transmission_2_MISO_MO-IL | TVA_Transmission | MISO_MO-IL | Internal | Shoulder | B11 | 25 | 4000 | 0 | 77.37 | 73.38 | 9 | 0
2035 | TVA_Transmission_2_MISO_MO-IL | TVA_Transmission | MISO_MO-IL | Internal | Shoulder | B12 | 200 | 4000 | 0 | 61.79 | 57.5 | 9 | 0
2035 | TVA_Transmission_2_MISO_MO-IL | TVA_Transmission | MISO_MO-IL | Internal | Shoulder | B13 | 600 | 4000 | 0 | 56.55 | 52.28 | 9 | 0
2035 | TVA_Transmission_2_MISO_MO-IL | TVA_Transmission | MISO_MO-IL | Internal | Shoulder | B14 | 900 | 4000 | 0 | 55.7 | 49.48 | 9 | 0
2035 | TVA_Transmission_2_MISO_MO-IL | TVA_Transmission | MISO_MO-IL | Internal | Shoulder | B15 | 1203 | 4000 | 0 | 52.56 | 44.56 | 9 | 0
2035 | TVA_Transmission_2_MISO_MO-IL | TVA_Transmission | MISO_MO-IL | Internal | Summer | B1 | 10 | 4000 | 0 | 95.83 | 87.83 | 9 | 0
2035 | TVA_Transmission_2_MISO_MO-IL | TVA_Transmission | MISO_MO-IL | Internal | Summer | B2 | 25 | 4000 | 0 | 92.52 | 84.53 | 9 | 0
2035 | TVA_Transmission_2_MISO_MO-IL | TVA_Transmission | MISO_MO-IL | Internal | Summer | B3 | 75 | 4000 | 0 | 87.8 | 83.78 | 9 | 0
2035 | TVA_Transmission_2_MISO_MO-IL | TVA_Transmission | MISO_MO-IL | Internal | Summer | B4 | 100 | 4000 | 0 | 85.93 | 80.94 | 9 | 0
2035 | TVA_Transmission_2_MISO_MO-IL | TVA_Transmission | MISO_MO-IL | Internal | Summer | B5 | 200 | 4000 | 0 | 81.95 | 77.99 | 9 | 0
2035 | TVA_Transmission_2_MISO_MO-IL | TVA_Transmission | MISO_MO-IL | Internal | Summer | B6 | 300 | 4000 | 0 | 68.67 | 63.9 | 9 | 0
2035 | TVA_Transmission_2_MISO_MO-IL | TVA_Transmission | MISO_MO-IL | Internal | Summer | B7 | 400 | 4000 | 0 | 57.22 | 51.48 | 9 | 0
2035 | TVA_Transmission_2_MISO_MO-IL | TVA_Transmission | MISO_MO-IL | Internal | Summer | B8 | 500 | 4000 | 0 | 53.96 | 46.8 | 9 | 0
2035 | TVA_Transmission_2_MISO_MO-IL | TVA_Transmission | MISO_MO-IL | Internal | Summer | B9 | 800 | 4000 | 0 | 50.29 | 44.61 | 9 | 0
2035 | TVA_Transmission_2_MISO_MO-IL | TVA_Transmission | MISO_MO-IL | Internal | Summer | B10 | 1262 | 4000 | 0 | 46.31 | 41.23 | 9 | 0
2035 | TVA_Transmission_2_MISO_MO-IL | TVA_Transmission | MISO_MO-IL | Internal | Winter | B16 | 25 | 4000 | 0 | 71.84 | 63.84 | 9 | 0
2035 | TVA_Transmission_2_MISO_MO-IL | TVA_Transmission | MISO_MO-IL | Internal | Winter | B17 | 100 | 4000 | 0 | 60.73 | 52.73 | 9 | 0
2035 | TVA_Transmission_2_MISO_MO-IL | TVA_Transmission | MISO_MO-IL | Internal | Winter | B18 | 400 | 4000 | 0 | 59.35 | 55.36 | 9 | 0
2035 | TVA_Transmission_2_MISO_MO-IL | TVA_Transmission | MISO_MO-IL | Internal | Winter | B19 | 700 | 4000 | 0 | 57.05 | 51.4 | 9 | 0
2035 | TVA_Transmission_2_MISO_MO-IL | TVA_Transmission | MISO_MO-IL | Internal | Winter | B20 | 935 | 4000 | 0 | 51.27 | 43.27 | 9 | 0
2035 | TVA_Transmission_2_NonRTO_Midwest | TVA_Transmission | NonRTO_Midwest | Internal | Shoulder | B11 | 25 | 700 | 0 | 77.37 | 81.38 | 9 | 0
2035 | TVA_Transmission_2_NonRTO_Midwest | TVA_Transmission | NonRTO_Midwest | Internal | Shoulder | B12 | 200 | 700 | 0 | 61.79 | 69.49 | 9 | 0
2035 | TVA_Transmission_2_NonRTO_Midwest | TVA_Transmission | NonRTO_Midwest | Internal | Shoulder | B13 | 600 | 700 | 0 | 56.55 | 58.32 | 9 | 0
2035 | TVA_Transmission_2_NonRTO_Midwest | TVA_Transmission | NonRTO_Midwest | Internal | Shoulder | B14 | 900 | 700 | 0 | 55.7 | 50.47 | 9 | 0
2035 | TVA_Transmission_2_NonRTO_Midwest | TVA_Transmission | NonRTO_Midwest | Internal | Shoulder | B15 | 1203 | 700 | 0 | 52.56 | 44.56 | 9 | 0
2035 | TVA_Transmission_2_NonRTO_Midwest | TVA_Transmission | NonRTO_Midwest | Internal | Summer | B1 | 10 | 700 | 0 | 95.83 | 88.93 | 9 | 0
2035 | TVA_Transmission_2_NonRTO_Midwest | TVA_Transmission | NonRTO_Midwest | Internal | Summer | B2 | 25 | 700 | 0 | 92.52 | 88.93 | 9 | 0
2035 | TVA_Transmission_2_NonRTO_Midwest | TVA_Transmission | NonRTO_Midwest | Internal | Summer | B3 | 75 | 700 | 0 | 87.8 | 88.93 | 9 | 0
2035 | TVA_Transmission_2_NonRTO_Midwest | TVA_Transmission | NonRTO_Midwest | Internal | Summer | B4 | 100 | 700 | 0 | 85.93 | 88.93 | 9 | 0
2035 | TVA_Transmission_2_NonRTO_Midwest | TVA_Transmission | NonRTO_Midwest | Internal | Summer | B5 | 200 | 700 | 0 | 81.95 | 85.98 | 9 | 0
2035 | TVA_Transmission_2_NonRTO_Midwest | TVA_Transmission | NonRTO_Midwest | Internal | Summer | B6 | 300 | 700 | 0 | 68.67 | 71.89 | 9 | 0
2035 | TVA_Transmission_2_NonRTO_Midwest | TVA_Transmission | NonRTO_Midwest | Internal | Summer | B7 | 400 | 700 | 0 | 57.22 | 51.88 | 9 | 0
2035 | TVA_Transmission_2_NonRTO_Midwest | TVA_Transmission | NonRTO_Midwest | Internal | Summer | B8 | 500 | 700 | 0 | 53.96 | 48.9 | 9 | 0
2035 | TVA_Transmission_2_NonRTO_Midwest | TVA_Transmission | NonRTO_Midwest | Internal | Summer | B9 | 800 | 700 | 0 | 50.29 | 46.34 | 9 | 0
2035 | TVA_Transmission_2_NonRTO_Midwest | TVA_Transmission | NonRTO_Midwest | Internal | Summer | B10 | 1262 | 700 | 0 | 46.31 | 38.31 | 9 | 0
2035 | TVA_Transmission_2_NonRTO_Midwest | TVA_Transmission | NonRTO_Midwest | Internal | Winter | B16 | 25 | 700 | 0 | 71.84 | 78.9 | 9 | 0
2035 | TVA_Transmission_2_NonRTO_Midwest | TVA_Transmission | NonRTO_Midwest | Internal | Winter | B17 | 100 | 700 | 699.99 | 60.73 | 70.14 | 9 | 0.42
2035 | TVA_Transmission_2_NonRTO_Midwest | TVA_Transmission | NonRTO_Midwest | Internal | Winter | B18 | 400 | 700 | 0 | 59.35 | 63.37 | 9 | 0
2035 | TVA_Transmission_2_NonRTO_Midwest | TVA_Transmission | NonRTO_Midwest | Internal | Winter | B19 | 700 | 700 | 0 | 57.05 | 51.19 | 9 | 0
2035 | TVA_Transmission_2_NonRTO_Midwest | TVA_Transmission | NonRTO_Midwest | Internal | Winter | B20 | 935 | 700 | 0 | 51.27 | 43.27 | 9 | 0
2035 | TVA_Transmission_2_PJM_ROR | TVA_Transmission | PJM_ROR | Internal | Shoulder | B11 | 25 | 2000 | 0 | 77.37 | 71.37 | 9 | 0
2035 | TVA_Transmission_2_PJM_ROR | TVA_Transmission | PJM_ROR | Internal | Shoulder | B12 | 200 | 2000 | 0 | 61.79 | 59.5 | 9 | 0
2035 | TVA_Transmission_2_PJM_ROR | TVA_Transmission | PJM_ROR | Internal | Shoulder | B13 | 600 | 2000 | 0 | 56.55 | 53.23 | 9 | 0
2035 | TVA_Transmission_2_PJM_ROR | TVA_Transmission | PJM_ROR | Internal | Shoulder | B14 | 900 | 2000 | 0 | 55.7 | 51.46 | 9 | 0
2035 | TVA_Transmission_2_PJM_ROR | TVA_Transmission | PJM_ROR | Internal | Shoulder | B15 | 1203 | 2000 | 0 | 52.56 | 46.56 | 9 | 0
2035 | TVA_Transmission_2_PJM_ROR | TVA_Transmission | PJM_ROR | Internal | Summer | B1 | 10 | 2000 | 0 | 95.83 | 89.83 | 9 | 0
2035 | TVA_Transmission_2_PJM_ROR | TVA_Transmission | PJM_ROR | Internal | Summer | B2 | 25 | 2000 | 0 | 92.52 | 86.52 | 9 | 0
2035 | TVA_Transmission_2_PJM_ROR | TVA_Transmission | PJM_ROR | Internal | Summer | B3 | 75 | 2000 | 0 | 87.8 | 81.8 | 9 | 0
2035 | TVA_Transmission_2_PJM_ROR | TVA_Transmission | PJM_ROR | Internal | Summer | B4 | 100 | 2000 | 0 | 85.93 | 79.93 | 9 | 0
2035 | TVA_Transmission_2_PJM_ROR | TVA_Transmission | PJM_ROR | Internal | Summer | B5 | 200 | 2000 | 0 | 81.95 | 75.98 | 9 | 0
2035 | TVA_Transmission_2_PJM_ROR | TVA_Transmission | PJM_ROR | Internal | Summer | B6 | 300 | 2000 | 0 | 68.67 | 62.67 | 9 | 0
2035 | TVA_Transmission_2_PJM_ROR | TVA_Transmission | PJM_ROR | Internal | Summer | B7 | 400 | 2000 | 0 | 57.22 | 51.27 | 9 | 0
2035 | TVA_Transmission_2_PJM_ROR | TVA_Transmission | PJM_ROR | Internal | Summer | B8 | 500 | 2000 | 0 | 53.96 | 48.79 | 9 | 0
2035 | TVA_Transmission_2_PJM_ROR | TVA_Transmission | PJM_ROR | Internal | Summer | B9 | 800 | 2000 | 0 | 50.29 | 45.92 | 9 | 0
2035 | TVA_Transmission_2_PJM_ROR | TVA_Transmission | PJM_ROR | Internal | Summer | B10 | 1262 | 2000 | 0 | 46.31 | 44.9 | 9 | 0
2035 | TVA_Transmission_2_PJM_ROR | TVA_Transmission | PJM_ROR | Internal | Winter | B16 | 25 | 2000 | 0 | 71.84 | 72.9 | 9 | 0
2035 | TVA_Transmission_2_PJM_ROR | TVA_Transmission | PJM_ROR | Internal | Winter | B17 | 100 | 2000 | 0 | 60.73 | 64.14 | 9 | 0
2035 | TVA_Transmission_2_PJM_ROR | TVA_Transmission | PJM_ROR | Internal | Winter | B18 | 400 | 2000 | 0 | 59.35 | 57.36 | 9 | 0
2035 | TVA_Transmission_2_PJM_ROR | TVA_Transmission | PJM_ROR | Internal | Winter | B19 | 700 | 2000 | 0 | 57.05 | 54.57 | 9 | 0
2035 | TVA_Transmission_2_PJM_ROR | TVA_Transmission | PJM_ROR | Internal | Winter | B20 | 935 | 2000 | 0 | 51.27 | 50.07 | 9 | 0
2035 | TVA_Transmission_2_SOCO | TVA_Transmission | SOCO | Internal | Shoulder | B11 | 25 | 3200 | 941.59 | 77.37 | 86.37 | 9 | 0
2035 | TVA_Transmission_2_SOCO | TVA_Transmission | SOCO | Internal | Shoulder | B12 | 200 | 3200 | 0 | 61.79 | 56 | 9 | 0
2035 | TVA_Transmission_2_SOCO | TVA_Transmission | SOCO | Internal | Shoulder | B13 | 600 | 3200 | 0 | 56.55 | 55.72 | 9 | 0
2035 | TVA_Transmission_2_SOCO | TVA_Transmission | SOCO | Internal | Shoulder | B14 | 900 | 3200 | 0 | 55.7 | 55.72 | 9 | 0
2035 | TVA_Transmission_2_SOCO | TVA_Transmission | SOCO | Internal | Shoulder | B15 | 1203 | 3200 | 0 | 52.56 | 55.72 | 9 | 0
2035 | TVA_Transmission_2_SOCO | TVA_Transmission | SOCO | Internal | Summer | B1 | 10 | 3200 | 0 | 95.83 | 97.32 | 9 | 0
2035 | TVA_Transmission_2_SOCO | TVA_Transmission | SOCO | Internal | Summer | B2 | 25 | 3200 | 0 | 92.52 | 92.69 | 9 | 0
2035 | TVA_Transmission_2_SOCO | TVA_Transmission | SOCO | Internal | Summer | B3 | 75 | 3200 | 0 | 87.8 | 92.69 | 9 | 0
2035 | TVA_Transmission_2_SOCO | TVA_Transmission | SOCO | Internal | Summer | B4 | 100 | 3200 | 0 | 85.93 | 90.9 | 9 | 0
2035 | TVA_Transmission_2_SOCO | TVA_Transmission | SOCO | Internal | Summer | B5 | 200 | 3200 | 0.03 | 81.95 | 90.9 | 9 | 0
2035 | TVA_Transmission_2_SOCO | TVA_Transmission | SOCO | Internal | Summer | B6 | 300 | 3200 | 553.72 | 68.67 | 77.67 | 9 | 0
2035 | TVA_Transmission_2_SOCO | TVA_Transmission | SOCO | Internal | Summer | B7 | 400 | 3200 | 0.01 | 57.22 | 66.17 | 9 | 0
2035 | TVA_Transmission_2_SOCO | TVA_Transmission | SOCO | Internal | Summer | B8 | 500 | 3200 | 0 | 53.96 | 56.13 | 9 | 0
2035 | TVA_Transmission_2_SOCO | TVA_Transmission | SOCO | Internal | Summer | B9 | 800 | 3200 | 0 | 50.29 | 54.18 | 9 | 0
2035 | TVA_Transmission_2_SOCO | TVA_Transmission | SOCO | Internal | Summer | B10 | 1262 | 3200 | 0 | 46.31 | 54.18 | 9 | 0
2035 | TVA_Transmission_2_SOCO | TVA_Transmission | SOCO | Internal | Winter | B16 | 25 | 3200 | 0.11 | 71.84 | 80.73 | 9 | 0
2035 | TVA_Transmission_2_SOCO | TVA_Transmission | SOCO | Internal | Winter | B17 | 100 | 3200 | 0 | 60.73 | 59.73 | 9 | 0
2035 | TVA_Transmission_2_SOCO | TVA_Transmission | SOCO | Internal | Winter | B18 | 400 | 3200 | 0 | 59.35 | 59.07 | 9 | 0
2035 | TVA_Transmission_2_SOCO | TVA_Transmission | SOCO | Internal | Winter | B19 | 700 | 3200 | 0 | 57.05 | 59.07 | 9 | 0
2035 | TVA_Transmission_2_SOCO | TVA_Transmission | SOCO | Internal | Winter | B20 | 935 | 3200 | 0 | 51.27 | 54.09 | 9 | 0
2035 | TVA_Transmission_2_TVA | TVA_Transmission | TVA | Internal | Shoulder | B11 | 25 | 99999 | 0 | 77.37 | 72.48 | 0.01 | 0
2035 | TVA_Transmission_2_TVA | TVA_Transmission | TVA | Internal | Shoulder | B12 | 200 | 99999 | 0 | 61.79 | 57.17 | 0.01 | 0
2035 | TVA_Transmission_2_TVA | TVA_Transmission | TVA | Internal | Shoulder | B13 | 600 | 99999 | 0 | 56.55 | 55.04 | 0.01 | 0
2035 | TVA_Transmission_2_TVA | TVA_Transmission | TVA | Internal | Shoulder | B14 | 900 | 99999 | 0 | 55.7 | 55.04 | 0.01 | 0
2035 | TVA_Transmission_2_TVA | TVA_Transmission | TVA | Internal | Shoulder | B15 | 1203 | 99999 | 1146.92 | 52.56 | 52.58 | 0.01 | 0
2035 | TVA_Transmission_2_TVA | TVA_Transmission | TVA | Internal | Summer | B1 | 10 | 99999 | 2616.92 | 95.83 | 95.85 | 0.01 | 0
2035 | TVA_Transmission_2_TVA | TVA_Transmission | TVA | Internal | Summer | B2 | 25 | 99999 | 2452.85 | 92.52 | 92.53 | 0.01 | 0
2035 | TVA_Transmission_2_TVA | TVA_Transmission | TVA | Internal | Summer | B3 | 75 | 99999 | 666.55 | 87.8 | 87.81 | 0.01 | 0
2035 | TVA_Transmission_2_TVA | TVA_Transmission | TVA | Internal | Summer | B4 | 100 | 99999 | 1852.96 | 85.93 | 85.95 | 0.01 | 0
2035 | TVA_Transmission_2_TVA | TVA_Transmission | TVA | Internal | Summer | B5 | 200 | 99999 | 0.03 | 81.95 | 81.9 | 0.01 | 0
2035 | TVA_Transmission_2_TVA | TVA_Transmission | TVA | Internal | Summer | B6 | 300 | 99999 | 0 | 68.67 | 62.9 | 0.01 | 0
2035 | TVA_Transmission_2_TVA | TVA_Transmission | TVA | Internal | Summer | B7 | 400 | 99999 | 0 | 57.22 | 53.58 | 0.01 | 0
2035 | TVA_Transmission_2_TVA | TVA_Transmission | TVA | Internal | Summer | B8 | 500 | 99999 | 0 | 53.96 | 53.58 | 0.01 | 0
2035 | TVA_Transmission_2_TVA | TVA_Transmission | TVA | Internal | Summer | B9 | 800 | 99999 | 0 | 50.29 | 49.18 | 0.01 | 0
2035 | TVA_Transmission_2_TVA | TVA_Transmission | TVA | Internal | Summer | B10 | 1262 | 99999 | 246.24 | 46.31 | 46.32 | 0.01 | 0
2035 | TVA_Transmission_2_TVA | TVA_Transmission | TVA | Internal | Winter | B16 | 25 | 99999 | 763.91 | 71.84 | 71.85 | 0.01 | 0
2035 | TVA_Transmission_2_TVA | TVA_Transmission | TVA | Internal | Winter | B17 | 100 | 99999 | 76.67 | 60.73 | 60.74 | 0.01 | 0
2035 | TVA_Transmission_2_TVA | TVA_Transmission | TVA | Internal | Winter | B18 | 400 | 99999 | 0 | 59.35 | 55.93 | 0.01 | 0
2035 | TVA_Transmission_2_TVA | TVA_Transmission | TVA | Internal | Winter | B19 | 700 | 99999 | 0 | 57.05 | 55.93 | 0.01 | 0
2035 | TVA_Transmission_2_TVA | TVA_Transmission | TVA | Internal | Winter | B20 | 935 | 99999 | 2388.16 | 51.27 | 51.28 | 0.01 | 0
2035 | TVA_Transmission_2_VACAR | TVA_Transmission | VACAR | Internal | Shoulder | B11 | 25 | 900 | 0 | 77.37 | 79.36 | 9 | 0
2035 | TVA_Transmission_2_VACAR | TVA_Transmission | VACAR | Internal | Shoulder | B12 | 200 | 900 | 0 | 61.79 | 63.66 | 9 | 0
2035 | TVA_Transmission_2_VACAR | TVA_Transmission | VACAR | Internal | Shoulder | B13 | 600 | 900 | 0 | 56.55 | 53.49 | 9 | 0
2035 | TVA_Transmission_2_VACAR | TVA_Transmission | VACAR | Internal | Shoulder | B14 | 900 | 900 | 0 | 55.7 | 53.49 | 9 | 0
2035 | TVA_Transmission_2_VACAR | TVA_Transmission | VACAR | Internal | Shoulder | B15 | 1203 | 900 | 0 | 52.56 | 53.49 | 9 | 0
2035 | TVA_Transmission_2_VACAR | TVA_Transmission | VACAR | Internal | Summer | B1 | 10 | 900 | 0 | 95.83 | 95.83 | 9 | 0
2035 | TVA_Transmission_2_VACAR | TVA_Transmission | VACAR | Internal | Summer | B2 | 25 | 900 | 0 | 92.52 | 92.52 | 9 | 0
2035 | TVA_Transmission_2_VACAR | TVA_Transmission | VACAR | Internal | Summer | B3 | 75 | 900 | 0 | 87.8 | 92.52 | 9 | 0
2035 | TVA_Transmission_2_VACAR | TVA_Transmission | VACAR | Internal | Summer | B4 | 100 | 900 | 0 | 85.93 | 90.38 | 9 | 0
2035 | TVA_Transmission_2_VACAR | TVA_Transmission | VACAR | Internal | Summer | B5 | 200 | 900 | 0 | 81.95 | 83.9 | 9 | 0
2035 | TVA_Transmission_2_VACAR | TVA_Transmission | VACAR | Internal | Summer | B6 | 300 | 900 | 0 | 68.67 | 70.67 | 9 | 0
2035 | TVA_Transmission_2_VACAR | TVA_Transmission | VACAR | Internal | Summer | B7 | 400 | 900 | 0 | 57.22 | 59.17 | 9 | 0
2035 | TVA_Transmission_2_VACAR | TVA_Transmission | VACAR | Internal | Summer | B8 | 500 | 900 | 0 | 53.96 | 53.47 | 9 | 0
2035 | TVA_Transmission_2_VACAR | TVA_Transmission | VACAR | Internal | Summer | B9 | 800 | 900 | 0 | 50.29 | 51.32 | 9 | 0
2035 | TVA_Transmission_2_VACAR | TVA_Transmission | VACAR | Internal | Summer | B10 | 1262 | 900 | 0 | 46.31 | 51.32 | 9 | 0
2035 | TVA_Transmission_2_VACAR | TVA_Transmission | VACAR | Internal | Winter | B16 | 25 | 900 | 900 | 71.84 | 90.73 | 9 | 9.89
2035 | TVA_Transmission_2_VACAR | TVA_Transmission | VACAR | Internal | Winter | B17 | 100 | 900 | 677.03 | 60.73 | 69.73 | 9 | 0
2035 | TVA_Transmission_2_VACAR | TVA_Transmission | VACAR | Internal | Winter | B18 | 400 | 900 | 0 | 59.35 | 58.45 | 9 | 0
2035 | TVA_Transmission_2_VACAR | TVA_Transmission | VACAR | Internal | Winter | B19 | 700 | 900 | 0 | 57.05 | 58.37 | 9 | 0
2035 | TVA_Transmission_2_VACAR | TVA_Transmission | VACAR | Internal | Winter | B20 | 935 | 900 | 0 | 51.27 | 58.37 | 9 | 0
2035 | VACAR_2_PJM_ROR | VACAR | PJM_ROR | Internal | Shoulder | B11 | 25 | 2000 | 0 | 79.36 | 71.37 | 7 | 0
2035 | VACAR_2_PJM_ROR | VACAR | PJM_ROR | Internal | Shoulder | B12 | 200 | 2000 | 0 | 63.66 | 59.5 | 7 | 0
2035 | VACAR_2_PJM_ROR | VACAR | PJM_ROR | Internal | Shoulder | B13 | 600 | 2000 | 0 | 53.49 | 53.23 | 7 | 0
2035 | VACAR_2_PJM_ROR | VACAR | PJM_ROR | Internal | Shoulder | B14 | 900 | 2000 | 0 | 53.49 | 51.46 | 7 | 0
2035 | VACAR_2_PJM_ROR | VACAR | PJM_ROR | Internal | Shoulder | B15 | 1203 | 2000 | 0 | 53.49 | 46.56 | 7 | 0
2035 | VACAR_2_PJM_ROR | VACAR | PJM_ROR | Internal | Summer | B1 | 10 | 2000 | 0 | 95.83 | 89.83 | 7 | 0
2035 | VACAR_2_PJM_ROR | VACAR | PJM_ROR | Internal | Summer | B2 | 25 | 2000 | 0 | 92.52 | 86.52 | 7 | 0
2035 | VACAR_2_PJM_ROR | VACAR | PJM_ROR | Internal | Summer | B3 | 75 | 2000 | 0 | 92.52 | 81.8 | 7 | 0
2035 | VACAR_2_PJM_ROR | VACAR | PJM_ROR | Internal | Summer | B4 | 100 | 2000 | 0 | 90.38 | 79.93 | 7 | 0
2035 | VACAR_2_PJM_ROR | VACAR | PJM_ROR | Internal | Summer | B5 | 200 | 2000 | 0 | 83.9 | 75.98 | 7 | 0
2035 | VACAR_2_PJM_ROR | VACAR | PJM_ROR | Internal | Summer | B6 | 300 | 2000 | 0 | 70.67 | 62.67 | 7 | 0
2035 | VACAR_2_PJM_ROR | VACAR | PJM_ROR | Internal | Summer | B7 | 400 | 2000 | 0 | 59.17 | 51.27 | 7 | 0
2035 | VACAR_2_PJM_ROR | VACAR | PJM_ROR | Internal | Summer | B8 | 500 | 2000 | 0 | 53.47 | 48.79 | 7 | 0
2035 | VACAR_2_PJM_ROR | VACAR | PJM_ROR | Internal | Summer | B9 | 800 | 2000 | 0 | 51.32 | 45.92 | 7 | 0
2035 | VACAR_2_PJM_ROR | VACAR | PJM_ROR | Internal | Summer | B10 | 1262 | 2000 | 0 | 51.32 | 44.9 | 7 | 0
2035 | VACAR_2_PJM_ROR | VACAR | PJM_ROR | Internal | Winter | B16 | 25 | 2000 | 0 | 90.73 | 72.9 | 7 | 0
2035 | VACAR_2_PJM_ROR | VACAR | PJM_ROR | Internal | Winter | B17 | 100 | 2000 | 0 | 69.73 | 64.14 | 7 | 0
2035 | VACAR_2_PJM_ROR | VACAR | PJM_ROR | Internal | Winter | B18 | 400 | 2000 | 0 | 58.45 | 57.36 | 7 | 0
2035 | VACAR_2_PJM_ROR | VACAR | PJM_ROR | Internal | Winter | B19 | 700 | 2000 | 0 | 58.37 | 54.57 | 7 | 0
2035 | VACAR_2_PJM_ROR | VACAR | PJM_ROR | Internal | Winter | B20 | 935 | 2000 | 0 | 58.37 | 50.07 | 7 | 0
2035 | VACAR_2_SOCO | VACAR | SOCO | Internal | Shoulder | B11 | 25 | 3000 | 2986.49 | 79.36 | 86.37 | 7 | 0
2035 | VACAR_2_SOCO | VACAR | SOCO | Internal | Shoulder | B12 | 200 | 3000 | 0 | 63.66 | 56 | 7 | 0
2035 | VACAR_2_SOCO | VACAR | SOCO | Internal | Shoulder | B13 | 600 | 3000 | 0 | 53.49 | 55.72 | 7 | 0
2035 | VACAR_2_SOCO | VACAR | SOCO | Internal | Shoulder | B14 | 900 | 3000 | 0 | 53.49 | 55.72 | 7 | 0
2035 | VACAR_2_SOCO | VACAR | SOCO | Internal | Shoulder | B15 | 1203 | 3000 | 0 | 53.49 | 55.72 | 7 | 0
2035 | VACAR_2_SOCO | VACAR | SOCO | Internal | Summer | B1 | 10 | 3000 | 0 | 95.83 | 97.32 | 7 | 0
2035 | VACAR_2_SOCO | VACAR | SOCO | Internal | Summer | B2 | 25 | 3000 | 0 | 92.52 | 92.69 | 7 | 0
2035 | VACAR_2_SOCO | VACAR | SOCO | Internal | Summer | B3 | 75 | 3000 | 0 | 92.52 | 92.69 | 7 | 0
2035 | VACAR_2_SOCO | VACAR | SOCO | Internal | Summer | B4 | 100 | 3000 | 0 | 90.38 | 90.9 | 7 | 0
2035 | VACAR_2_SOCO | VACAR | SOCO | Internal | Summer | B5 | 200 | 3000 | 365.88 | 83.9 | 90.9 | 7 | 0
2035 | VACAR_2_SOCO | VACAR | SOCO | Internal | Summer | B6 | 300 | 3000 | 350.74 | 70.67 | 77.67 | 7 | 0
2035 | VACAR_2_SOCO | VACAR | SOCO | Internal | Summer | B7 | 400 | 3000 | 1729.75 | 59.17 | 66.17 | 7 | 0
2035 | VACAR_2_SOCO | VACAR | SOCO | Internal | Summer | B8 | 500 | 3000 | 0 | 53.47 | 56.13 | 7 | 0
2035 | VACAR_2_SOCO | VACAR | SOCO | Internal | Summer | B9 | 800 | 3000 | 0 | 51.32 | 54.18 | 7 | 0
2035 | VACAR_2_SOCO | VACAR | SOCO | Internal | Summer | B10 | 1262 | 3000 | 0 | 51.32 | 54.18 | 7 | 0
2035 | VACAR_2_SOCO | VACAR | SOCO | Internal | Winter | B16 | 25 | 3000 | 0 | 90.73 | 80.73 | 7 | 0
2035 | VACAR_2_SOCO | VACAR | SOCO | Internal | Winter | B17 | 100 | 3000 | 0 | 69.73 | 59.73 | 7 | 0
2035 | VACAR_2_SOCO | VACAR | SOCO | Internal | Winter | B18 | 400 | 3000 | 0 | 58.45 | 59.07 | 7 | 0
2035 | VACAR_2_SOCO | VACAR | SOCO | Internal | Winter | B19 | 700 | 3000 | 0 | 58.37 | 59.07 | 7 | 0
2035 | VACAR_2_SOCO | VACAR | SOCO | Internal | Winter | B20 | 935 | 3000 | 0 | 58.37 | 54.09 | 7 | 0
2035 | VACAR_2_TVA_Transmission | VACAR | TVA_Transmission | Internal | Shoulder | B11 | 25 | 900 | 0 | 79.36 | 77.37 | 7 | 0
2035 | VACAR_2_TVA_Transmission | VACAR | TVA_Transmission | Internal | Shoulder | B12 | 200 | 900 | 0 | 63.66 | 61.79 | 7 | 0
2035 | VACAR_2_TVA_Transmission | VACAR | TVA_Transmission | Internal | Shoulder | B13 | 600 | 900 | 0 | 53.49 | 56.55 | 7 | 0
2035 | VACAR_2_TVA_Transmission | VACAR | TVA_Transmission | Internal | Shoulder | B14 | 900 | 900 | 0 | 53.49 | 55.7 | 7 | 0
2035 | VACAR_2_TVA_Transmission | VACAR | TVA_Transmission | Internal | Shoulder | B15 | 1203 | 900 | 0 | 53.49 | 52.56 | 7 | 0
2035 | VACAR_2_TVA_Transmission | VACAR | TVA_Transmission | Internal | Summer | B1 | 10 | 900 | 0 | 95.83 | 95.83 | 7 | 0
2035 | VACAR_2_TVA_Transmission | VACAR | TVA_Transmission | Internal | Summer | B2 | 25 | 900 | 0 | 92.52 | 92.52 | 7 | 0
2035 | VACAR_2_TVA_Transmission | VACAR | TVA_Transmission | Internal | Summer | B3 | 75 | 900 | 0 | 92.52 | 87.8 | 7 | 0
2035 | VACAR_2_TVA_Transmission | VACAR | TVA_Transmission | Internal | Summer | B4 | 100 | 900 | 0 | 90.38 | 85.93 | 7 | 0
2035 | VACAR_2_TVA_Transmission | VACAR | TVA_Transmission | Internal | Summer | B5 | 200 | 900 | 0 | 83.9 | 81.95 | 7 | 0
2035 | VACAR_2_TVA_Transmission | VACAR | TVA_Transmission | Internal | Summer | B6 | 300 | 900 | 0 | 70.67 | 68.67 | 7 | 0
2035 | VACAR_2_TVA_Transmission | VACAR | TVA_Transmission | Internal | Summer | B7 | 400 | 900 | 0 | 59.17 | 57.22 | 7 | 0
2035 | VACAR_2_TVA_Transmission | VACAR | TVA_Transmission | Internal | Summer | B8 | 500 | 900 | 0 | 53.47 | 53.96 | 7 | 0
2035 | VACAR_2_TVA_Transmission | VACAR | TVA_Transmission | Internal | Summer | B9 | 800 | 900 | 0 | 51.32 | 50.29 | 7 | 0
2035 | VACAR_2_TVA_Transmission | VACAR | TVA_Transmission | Internal | Summer | B10 | 1262 | 900 | 0 | 51.32 | 46.31 | 7 | 0
2035 | VACAR_2_TVA_Transmission | VACAR | TVA_Transmission | Internal | Winter | B16 | 25 | 900 | 0 | 90.73 | 71.84 | 7 | 0
2035 | VACAR_2_TVA_Transmission | VACAR | TVA_Transmission | Internal | Winter | B17 | 100 | 900 | 0 | 69.73 | 60.73 | 7 | 0
2035 | VACAR_2_TVA_Transmission | VACAR | TVA_Transmission | Internal | Winter | B18 | 400 | 900 | 0 | 58.45 | 59.35 | 7 | 0
2035 | VACAR_2_TVA_Transmission | VACAR | TVA_Transmission | Internal | Winter | B19 | 700 | 900 | 0 | 58.37 | 57.05 | 7 | 0
2035 | VACAR_2_TVA_Transmission | VACAR | TVA_Transmission | Internal | Winter | B20 | 935 | 900 | 0 | 58.37 | 51.27 | 7 | 0
2040 | ENT_2_MISO_MO-IL | ENT | MISO_MO-IL | Internal | Shoulder | B11 | 25 | 2260 | 0 | 87.77 | 82.77 | 8 | 0
2040 | ENT_2_MISO_MO-IL | ENT | MISO_MO-IL | Internal | Shoulder | B12 | 200 | 2260 | 0 | 61.96 | 61.2 | 8 | 0
2040 | ENT_2_MISO_MO-IL | ENT | MISO_MO-IL | Internal | Shoulder | B13 | 600 | 2260 | 0 | 61.96 | 58.26 | 8 | 0
2040 | ENT_2_MISO_MO-IL | ENT | MISO_MO-IL | Internal | Shoulder | B14 | 900 | 2260 | 0 | 61.51 | 54.8 | 8 | 0
2040 | ENT_2_MISO_MO-IL | ENT | MISO_MO-IL | Internal | Shoulder | B15 | 1203 | 2260 | 0 | 59.46 | 48.53 | 8 | 0
2040 | ENT_2_MISO_MO-IL | ENT | MISO_MO-IL | Internal | Summer | B1 | 10 | 2260 | 0 | 98.63 | 97.67 | 8 | 0
2040 | ENT_2_MISO_MO-IL | ENT | MISO_MO-IL | Internal | Summer | B2 | 25 | 2260 | 0 | 94.52 | 93.56 | 8 | 0
2040 | ENT_2_MISO_MO-IL | ENT | MISO_MO-IL | Internal | Summer | B3 | 75 | 2260 | 0 | 94.52 | 92.44 | 8 | 0
2040 | ENT_2_MISO_MO-IL | ENT | MISO_MO-IL | Internal | Summer | B4 | 100 | 2260 | 0 | 92.52 | 92.01 | 8 | 0
2040 | ENT_2_MISO_MO-IL | ENT | MISO_MO-IL | Internal | Summer | B5 | 200 | 2260 | 0 | 88.11 | 89.6 | 8 | 0
2040 | ENT_2_MISO_MO-IL | ENT | MISO_MO-IL | Internal | Summer | B6 | 300 | 2260 | 0 | 78.16 | 70.16 | 8 | 0
2040 | ENT_2_MISO_MO-IL | ENT | MISO_MO-IL | Internal | Summer | B7 | 400 | 2260 | 0 | 60.6 | 57.57 | 8 | 0
2040 | ENT_2_MISO_MO-IL | ENT | MISO_MO-IL | Internal | Summer | B8 | 500 | 2260 | 0 | 60 | 52.56 | 8 | 0
2040 | ENT_2_MISO_MO-IL | ENT | MISO_MO-IL | Internal | Summer | B9 | 800 | 2260 | 0 | 58.02 | 50.02 | 8 | 0
2040 | ENT_2_MISO_MO-IL | ENT | MISO_MO-IL | Internal | Summer | B10 | 1262 | 2260 | 0 | 52.76 | 42.42 | 8 | 0
2040 | ENT_2_MISO_MO-IL | ENT | MISO_MO-IL | Internal | Winter | B16 | 25 | 2260 | 0 | 76.29 | 72.36 | 8 | 0
2040 | ENT_2_MISO_MO-IL | ENT | MISO_MO-IL | Internal | Winter | B17 | 100 | 2260 | 0 | 66.07 | 59.06 | 8 | 0
2040 | ENT_2_MISO_MO-IL | ENT | MISO_MO-IL | Internal | Winter | B18 | 400 | 2260 | 0 | 66.07 | 60.83 | 8 | 0
2040 | ENT_2_MISO_MO-IL | ENT | MISO_MO-IL | Internal | Winter | B19 | 700 | 2260 | 0 | 65.29 | 58.13 | 8 | 0
2040 | ENT_2_MISO_MO-IL | ENT | MISO_MO-IL | Internal | Winter | B20 | 935 | 2260 | 0 | 57.96 | 46.05 | 8 | 0
2040 | ENT_2_SOCO | ENT | SOCO | Internal | Shoulder | B11 | 25 | 2000 | 512.63 | 87.77 | 95.77 | 8 | 0
2040 | ENT_2_SOCO | ENT | SOCO | Internal | Shoulder | B12 | 200 | 2000 | 0 | 61.96 | 61.82 | 8 | 0
2040 | ENT_2_SOCO | ENT | SOCO | Internal | Shoulder | B13 | 600 | 2000 | 0 | 61.96 | 61.82 | 8 | 0
2040 | ENT_2_SOCO | ENT | SOCO | Internal | Shoulder | B14 | 900 | 2000 | 0 | 61.51 | 61.82 | 8 | 0
2040 | ENT_2_SOCO | ENT | SOCO | Internal | Shoulder | B15 | 1203 | 2000 | 0 | 59.46 | 61.82 | 8 | 0
2040 | ENT_2_SOCO | ENT | SOCO | Internal | Summer | B1 | 10 | 2000 | 1311.96 | 98.63 | 106.63 | 8 | 0
2040 | ENT_2_SOCO | ENT | SOCO | Internal | Summer | B2 | 25 | 2000 | 39.65 | 94.52 | 102.52 | 8 | 0
2040 | ENT_2_SOCO | ENT | SOCO | Internal | Summer | B3 | 75 | 2000 | 262.9 | 94.52 | 102.52 | 8 | 0
2040 | ENT_2_SOCO | ENT | SOCO | Internal | Summer | B4 | 100 | 2000 | 986.29 | 92.52 | 100.52 | 8 | 0
2040 | ENT_2_SOCO | ENT | SOCO | Internal | Summer | B5 | 200 | 2000 | 2000 | 88.11 | 100.52 | 8 | 4.4
2040 | ENT_2_SOCO | ENT | SOCO | Internal | Summer | B6 | 300 | 2000 | 0 | 78.16 | 83.16 | 8 | 0
2040 | ENT_2_SOCO | ENT | SOCO | Internal | Summer | B7 | 400 | 2000 | 382.99 | 60.6 | 68.6 | 8 | 0
2040 | ENT_2_SOCO | ENT | SOCO | Internal | Summer | B8 | 500 | 2000 | 0 | 60 | 60.21 | 8 | 0
2040 | ENT_2_SOCO | ENT | SOCO | Internal | Summer | B9 | 800 | 2000 | 0 | 58.02 | 60.21 | 8 | 0
2040 | ENT_2_SOCO | ENT | SOCO | Internal | Summer | B10 | 1262 | 2000 | 0 | 52.76 | 55.74 | 8 | 0
2040 | ENT_2_SOCO | ENT | SOCO | Internal | Winter | B16 | 25 | 2000 | 2000 | 76.29 | 89.36 | 8 | 5.07
2040 | ENT_2_SOCO | ENT | SOCO | Internal | Winter | B17 | 100 | 2000 | 0 | 66.07 | 65.8 | 8 | 0
2040 | ENT_2_SOCO | ENT | SOCO | Internal | Winter | B18 | 400 | 2000 | 0 | 66.07 | 65.5 | 8 | 0
2040 | ENT_2_SOCO | ENT | SOCO | Internal | Winter | B19 | 700 | 2000 | 0 | 65.29 | 65.5 | 8 | 0
2040 | ENT_2_SOCO | ENT | SOCO | Internal | Winter | B20 | 935 | 2000 | 0 | 57.96 | 59.84 | 8 | 0
2040 | ENT_2_SPP_N | ENT | SPP_N | Internal | Shoulder | B11 | 25 | 1300 | 0 | 87.77 | 89.76 | 8 | 0
2040 | ENT_2_SPP_N | ENT | SPP_N | Internal | Shoulder | B12 | 200 | 1300 | 0 | 61.96 | 61.19 | 8 | 0
2040 | ENT_2_SPP_N | ENT | SPP_N | Internal | Shoulder | B13 | 600 | 1300 | 0 | 61.96 | 59.24 | 8 | 0
2040 | ENT_2_SPP_N | ENT | SPP_N | Internal | Shoulder | B14 | 900 | 1300 | 0 | 61.51 | 56.51 | 8 | 0
2040 | ENT_2_SPP_N | ENT | SPP_N | Internal | Shoulder | B15 | 1203 | 1300 | 0 | 59.46 | 47.63 | 8 | 0
2040 | ENT_2_SPP_N | ENT | SPP_N | Internal | Summer | B1 | 10 | 1300 | 0 | 98.63 | 97.14 | 8 | 0
2040 | ENT_2_SPP_N | ENT | SPP_N | Internal | Summer | B2 | 25 | 1300 | 0 | 94.52 | 94.26 | 8 | 0
2040 | ENT_2_SPP_N | ENT | SPP_N | Internal | Summer | B3 | 75 | 1300 | 0 | 94.52 | 94.26 | 8 | 0
2040 | ENT_2_SPP_N | ENT | SPP_N | Internal | Summer | B4 | 100 | 1300 | 0 | 92.52 | 94.26 | 8 | 0
2040 | ENT_2_SPP_N | ENT | SPP_N | Internal | Summer | B5 | 200 | 1300 | 0 | 88.11 | 91.71 | 8 | 0
2040 | ENT_2_SPP_N | ENT | SPP_N | Internal | Summer | B6 | 300 | 1300 | 0 | 78.16 | 77.18 | 8 | 0
2040 | ENT_2_SPP_N | ENT | SPP_N | Internal | Summer | B7 | 400 | 1300 | 0 | 60.6 | 62.07 | 8 | 0
2040 | ENT_2_SPP_N | ENT | SPP_N | Internal | Summer | B8 | 500 | 1300 | 0 | 60 | 57.42 | 8 | 0
2040 | ENT_2_SPP_N | ENT | SPP_N | Internal | Summer | B9 | 800 | 1300 | 0 | 58.02 | 57.01 | 8 | 0
2040 | ENT_2_SPP_N | ENT | SPP_N | Internal | Summer | B10 | 1262 | 1300 | 0 | 52.76 | 46.38 | 8 | 0
2040 | ENT_2_SPP_N | ENT | SPP_N | Internal | Winter | B16 | 25 | 1300 | 0 | 76.29 | 71.29 | 8 | 0
2040 | ENT_2_SPP_N | ENT | SPP_N | Internal | Winter | B17 | 100 | 1300 | 0 | 66.07 | 63.29 | 8 | 0
2040 | ENT_2_SPP_N | ENT | SPP_N | Internal | Winter | B18 | 400 | 1300 | 0 | 66.07 | 61.07 | 8 | 0
2040 | ENT_2_SPP_N | ENT | SPP_N | Internal | Winter | B19 | 700 | 1300 | 0 | 65.29 | 60.29 | 8 | 0
2040 | ENT_2_SPP_N | ENT | SPP_N | Internal | Winter | B20 | 935 | 1300 | 0 | 57.96 | 44.87 | 8 | 0
2040 | ENT_2_SPP_S | ENT | SPP_S | Internal | Shoulder | B11 | 25 | 1300 | 0 | 87.77 | 85.97 | 8 | 0
2040 | ENT_2_SPP_S | ENT | SPP_S | Internal | Shoulder | B12 | 200 | 1300 | 0 | 61.96 | 59.39 | 8 | 0
2040 | ENT_2_SPP_S | ENT | SPP_S | Internal | Shoulder | B13 | 600 | 1300 | 0 | 61.96 | 59.25 | 8 | 0
2040 | ENT_2_SPP_S | ENT | SPP_S | Internal | Shoulder | B14 | 900 | 1300 | 0 | 61.51 | 56.51 | 8 | 0
2040 | ENT_2_SPP_S | ENT | SPP_S | Internal | Shoulder | B15 | 1203 | 1300 | 0 | 59.46 | 47.64 | 8 | 0
2040 | ENT_2_SPP_S | ENT | SPP_S | Internal | Summer | B1 | 10 | 1300 | 0 | 98.63 | 83.11 | 8 | 0
2040 | ENT_2_SPP_S | ENT | SPP_S | Internal | Summer | B2 | 25 | 1300 | 0 | 94.52 | 83.82 | 8 | 0
2040 | ENT_2_SPP_S | ENT | SPP_S | Internal | Summer | B3 | 75 | 1300 | 0 | 94.52 | 92.39 | 8 | 0
2040 | ENT_2_SPP_S | ENT | SPP_S | Internal | Summer | B4 | 100 | 1300 | 0 | 92.52 | 83.82 | 8 | 0
2040 | ENT_2_SPP_S | ENT | SPP_S | Internal | Summer | B5 | 200 | 1300 | 0 | 88.11 | 83.11 | 8 | 0
2040 | ENT_2_SPP_S | ENT | SPP_S | Internal | Summer | B6 | 300 | 1300 | 0 | 78.16 | 77.19 | 8 | 0
2040 | ENT_2_SPP_S | ENT | SPP_S | Internal | Summer | B7 | 400 | 1300 | 0 | 60.6 | 62.08 | 8 | 0
2040 | ENT_2_SPP_S | ENT | SPP_S | Internal | Summer | B8 | 500 | 1300 | 0 | 60 | 57.43 | 8 | 0
2040 | ENT_2_SPP_S | ENT | SPP_S | Internal | Summer | B9 | 800 | 1300 | 0 | 58.02 | 57.3 | 8 | 0
2040 | ENT_2_SPP_S | ENT | SPP_S | Internal | Summer | B10 | 1262 | 1300 | 0 | 52.76 | 46.39 | 8 | 0
2040 | ENT_2_SPP_S | ENT | SPP_S | Internal | Winter | B16 | 25 | 1300 | 0 | 76.29 | 63.42 | 8 | 0
2040 | ENT_2_SPP_S | ENT | SPP_S | Internal | Winter | B17 | 100 | 1300 | 0 | 66.07 | 63.27 | 8 | 0
2040 | ENT_2_SPP_S | ENT | SPP_S | Internal | Winter | B18 | 400 | 1300 | 0 | 66.07 | 61.09 | 8 | 0
2040 | ENT_2_SPP_S | ENT | SPP_S | Internal | Winter | B19 | 700 | 1300 | 0 | 65.29 | 60.29 | 8 | 0
2040 | ENT_2_SPP_S | ENT | SPP_S | Internal | Winter | B20 | 935 | 1300 | 0 | 57.96 | 44.88 | 8 | 0
2040 | ENT_2_TVA_Transmission | ENT | TVA_Transmission | Internal | Shoulder | B11 | 25 | 2100 | 0 | 87.77 | 86.77 | 8 | 0
2040 | ENT_2_TVA_Transmission | ENT | TVA_Transmission | Internal | Shoulder | B12 | 200 | 2100 | 0 | 61.96 | 66.04 | 8 | 0
2040 | ENT_2_TVA_Transmission | ENT | TVA_Transmission | Internal | Shoulder | B13 | 600 | 2100 | 0 | 61.96 | 61.95 | 8 | 0
2040 | ENT_2_TVA_Transmission | ENT | TVA_Transmission | Internal | Shoulder | B14 | 900 | 2100 | 0 | 61.51 | 61.31 | 8 | 0
2040 | ENT_2_TVA_Transmission | ENT | TVA_Transmission | Internal | Shoulder | B15 | 1203 | 2100 | 0 | 59.46 | 55.76 | 8 | 0
2040 | ENT_2_TVA_Transmission | ENT | TVA_Transmission | Internal | Summer | B1 | 10 | 2100 | 0.04 | 98.63 | 105.67 | 8 | 0
2040 | ENT_2_TVA_Transmission | ENT | TVA_Transmission | Internal | Summer | B2 | 25 | 2100 | 0.02 | 94.52 | 101.56 | 8 | 0
2040 | ENT_2_TVA_Transmission | ENT | TVA_Transmission | Internal | Summer | B3 | 75 | 2100 | 0 | 94.52 | 96.44 | 8 | 0
2040 | ENT_2_TVA_Transmission | ENT | TVA_Transmission | Internal | Summer | B4 | 100 | 2100 | 0 | 92.52 | 95.92 | 8 | 0
2040 | ENT_2_TVA_Transmission | ENT | TVA_Transmission | Internal | Summer | B5 | 200 | 2100 | 0 | 88.11 | 92.87 | 8 | 0
2040 | ENT_2_TVA_Transmission | ENT | TVA_Transmission | Internal | Summer | B6 | 300 | 2100 | 0 | 78.16 | 74.16 | 8 | 0
2040 | ENT_2_TVA_Transmission | ENT | TVA_Transmission | Internal | Summer | B7 | 400 | 2100 | 0 | 60.6 | 60.79 | 8 | 0
2040 | ENT_2_TVA_Transmission | ENT | TVA_Transmission | Internal | Summer | B8 | 500 | 2100 | 0 | 60 | 59.34 | 8 | 0
2040 | ENT_2_TVA_Transmission | ENT | TVA_Transmission | Internal | Summer | B9 | 800 | 2100 | 0 | 58.02 | 54.69 | 8 | 0
2040 | ENT_2_TVA_Transmission | ENT | TVA_Transmission | Internal | Summer | B10 | 1262 | 2100 | 0 | 52.76 | 48.61 | 8 | 0
2040 | ENT_2_TVA_Transmission | ENT | TVA_Transmission | Internal | Winter | B16 | 25 | 2100 | 0 | 76.29 | 80.36 | 8 | 0
2040 | ENT_2_TVA_Transmission | ENT | TVA_Transmission | Internal | Winter | B17 | 100 | 2100 | 0 | 66.07 | 67.06 | 8 | 0
2040 | ENT_2_TVA_Transmission | ENT | TVA_Transmission | Internal | Winter | B18 | 400 | 2100 | 0 | 66.07 | 64.47 | 8 | 0
2040 | ENT_2_TVA_Transmission | ENT | TVA_Transmission | Internal | Winter | B19 | 700 | 2100 | 0 | 65.29 | 63.29 | 8 | 0
2040 | ENT_2_TVA_Transmission | ENT | TVA_Transmission | Internal | Winter | B20 | 935 | 2100 | 0 | 57.96 | 54.05 | 8 | 0
2040 | FRCC_2_SOCO | FRCC | SOCO | Internal | Shoulder | B11 | 25 | 900 | 0 | 105.77 | 95.77 | 8 | 0
2040 | FRCC_2_SOCO | FRCC | SOCO | Internal | Shoulder | B12 | 200 | 900 | 0 | 69.82 | 61.82 | 8 | 0
2040 | FRCC_2_SOCO | FRCC | SOCO | Internal | Shoulder | B13 | 600 | 900 | 0 | 66.91 | 61.82 | 8 | 0
2040 | FRCC_2_SOCO | FRCC | SOCO | Internal | Shoulder | B14 | 900 | 900 | 0 | 66.91 | 61.82 | 8 | 0
2040 | FRCC_2_SOCO | FRCC | SOCO | Internal | Shoulder | B15 | 1203 | 900 | 0 | 66.91 | 61.82 | 8 | 0
2040 | FRCC_2_SOCO | FRCC | SOCO | Internal | Summer | B1 | 10 | 900 | 0 | 116.63 | 106.63 | 8 | 0
2040 | FRCC_2_SOCO | FRCC | SOCO | Internal | Summer | B2 | 25 | 900 | 0 | 107.43 | 102.52 | 8 | 0
2040 | FRCC_2_SOCO | FRCC | SOCO | Internal | Summer | B3 | 75 | 900 | 0 | 107.43 | 102.52 | 8 | 0
2040 | FRCC_2_SOCO | FRCC | SOCO | Internal | Summer | B4 | 100 | 900 | 0 | 107.43 | 100.52 | 8 | 0
2040 | FRCC_2_SOCO | FRCC | SOCO | Internal | Summer | B5 | 200 | 900 | 0 | 105.06 | 100.52 | 8 | 0
2040 | FRCC_2_SOCO | FRCC | SOCO | Internal | Summer | B6 | 300 | 900 | 0 | 93.16 | 83.16 | 8 | 0
2040 | FRCC_2_SOCO | FRCC | SOCO | Internal | Summer | B7 | 400 | 900 | 0 | 78.23 | 68.6 | 8 | 0
2040 | FRCC_2_SOCO | FRCC | SOCO | Internal | Summer | B8 | 500 | 900 | 0 | 68.59 | 60.21 | 8 | 0
2040 | FRCC_2_SOCO | FRCC | SOCO | Internal | Summer | B9 | 800 | 900 | 0 | 65.74 | 60.21 | 8 | 0
2040 | FRCC_2_SOCO | FRCC | SOCO | Internal | Summer | B10 | 1262 | 900 | 0 | 65.74 | 55.74 | 8 | 0
2040 | FRCC_2_SOCO | FRCC | SOCO | Internal | Winter | B16 | 25 | 900 | 0 | 99.36 | 89.36 | 8 | 0
2040 | FRCC_2_SOCO | FRCC | SOCO | Internal | Winter | B17 | 100 | 900 | 0 | 73.02 | 65.8 | 8 | 0
2040 | FRCC_2_SOCO | FRCC | SOCO | Internal | Winter | B18 | 400 | 900 | 0 | 69.97 | 65.5 | 8 | 0
2040 | FRCC_2_SOCO | FRCC | SOCO | Internal | Winter | B19 | 700 | 900 | 0 | 69.97 | 65.5 | 8 | 0
2040 | FRCC_2_SOCO | FRCC | SOCO | Internal | Winter | B20 | 935 | 900 | 0 | 69.33 | 59.84 | 8 | 0
2040 | HQ_NEISO_2_NEISO | HQ_NEISO | NEISO | Internal | Shoulder | B11 | 25 | 99999 | 2920 | 48.96 | 48.97 | 0.01 | 0
2040 | HQ_NEISO_2_NEISO | HQ_NEISO | NEISO | Internal | Shoulder | B12 | 200 | 99999 | 2920 | 48.96 | 48.97 | 0.01 | 0
2040 | HQ_NEISO_2_NEISO | HQ_NEISO | NEISO | Internal | Shoulder | B13 | 600 | 99999 | 2920 | 48.96 | 48.97 | 0.01 | 0
2040 | HQ_NEISO_2_NEISO | HQ_NEISO | NEISO | Internal | Shoulder | B14 | 900 | 99999 | 2920 | 48.96 | 48.97 | 0.01 | 0
2040 | HQ_NEISO_2_NEISO | HQ_NEISO | NEISO | Internal | Shoulder | B15 | 1203 | 99999 | 1143.24 | 48.96 | 48.97 | 0.01 | 0
2040 | HQ_NEISO_2_NEISO | HQ_NEISO | NEISO | Internal | Summer | B1 | 10 | 99999 | 2920.01 | 88.67 | 88.68 | 0.01 | 0
2040 | HQ_NEISO_2_NEISO | HQ_NEISO | NEISO | Internal | Summer | B2 | 25 | 99999 | 2920 | 81.63 | 81.64 | 0.01 | 0
2040 | HQ_NEISO_2_NEISO | HQ_NEISO | NEISO | Internal | Summer | B3 | 75 | 99999 | 2920 | 72.56 | 72.57 | 0.01 | 0
2040 | HQ_NEISO_2_NEISO | HQ_NEISO | NEISO | Internal | Summer | B4 | 100 | 99999 | 2920 | 65.36 | 65.37 | 0.01 | 0
2040 | HQ_NEISO_2_NEISO | HQ_NEISO | NEISO | Internal | Summer | B5 | 200 | 99999 | 2920 | 62.62 | 62.63 | 0.01 | 0
2040 | HQ_NEISO_2_NEISO | HQ_NEISO | NEISO | Internal | Summer | B6 | 300 | 99999 | 2920 | 45.18 | 45.19 | 0.01 | 0
2040 | HQ_NEISO_2_NEISO | HQ_NEISO | NEISO | Internal | Summer | B7 | 400 | 99999 | 2920 | 45.18 | 45.19 | 0.01 | 0
2040 | HQ_NEISO_2_NEISO | HQ_NEISO | NEISO | Internal | Summer | B8 | 500 | 99999 | 2920 | 45.18 | 45.19 | 0.01 | 0
2040 | HQ_NEISO_2_NEISO | HQ_NEISO | NEISO | Internal | Summer | B9 | 800 | 99999 | 2920 | 45.18 | 45.19 | 0.01 | 0
2040 | HQ_NEISO_2_NEISO | HQ_NEISO | NEISO | Internal | Summer | B10 | 1262 | 99999 | 795.94 | 45.18 | 45.19 | 0.01 | 0
2040 | HQ_NEISO_2_NEISO | HQ_NEISO | NEISO | Internal | Winter | B16 | 25 | 99999 | 2920 | 60.57 | 60.59 | 0.01 | 0
2040 | HQ_NEISO_2_NEISO | HQ_NEISO | NEISO | Internal | Winter | B17 | 100 | 99999 | 2920 | 60.57 | 60.59 | 0.01 | 0
2040 | HQ_NEISO_2_NEISO | HQ_NEISO | NEISO | Internal | Winter | B18 | 400 | 99999 | 2920 | 60.57 | 60.59 | 0.01 | 0
2040 | HQ_NEISO_2_NEISO | HQ_NEISO | NEISO | Internal | Winter | B19 | 700 | 99999 | 2920 | 60.57 | 60.59 | 0.01 | 0
2040 | HQ_NEISO_2_NEISO | HQ_NEISO | NEISO | Internal | Winter | B20 | 935 | 99999 | 1233.58 | 60.57 | 60.59 | 0.01 | 0
2040 | HQ_NY_2_NYISO_A-F | HQ_NY | NYISO_A-F | Internal | Shoulder | B11 | 25 | 99999 | 1000 | 58.48 | 58.5 | 0.01 | 0
2040 | HQ_NY_2_NYISO_A-F | HQ_NY | NYISO_A-F | Internal | Shoulder | B12 | 200 | 99999 | 1000 | 57.78 | 57.79 | 0.01 | 0
2040 | HQ_NY_2_NYISO_A-F | HQ_NY | NYISO_A-F | Internal | Shoulder | B13 | 600 | 99999 | 1000 | 52.64 | 52.65 | 0.01 | 0
2040 | HQ_NY_2_NYISO_A-F | HQ_NY | NYISO_A-F | Internal | Shoulder | B14 | 900 | 99999 | 1000 | 52.21 | 52.22 | 0.01 | 0
2040 | HQ_NY_2_NYISO_A-F | HQ_NY | NYISO_A-F | Internal | Shoulder | B15 | 1203 | 99999 | 188.69 | 51.97 | 51.98 | 0.01 | 0
2040 | HQ_NY_2_NYISO_A-F | HQ_NY | NYISO_A-F | Internal | Summer | B1 | 10 | 99999 | 1000.06 | 91.65 | 91.66 | 0.01 | 0
2040 | HQ_NY_2_NYISO_A-F | HQ_NY | NYISO_A-F | Internal | Summer | B2 | 25 | 99999 | 1000 | 84.61 | 84.63 | 0.01 | 0
2040 | HQ_NY_2_NYISO_A-F | HQ_NY | NYISO_A-F | Internal | Summer | B3 | 75 | 99999 | 1000 | 75.54 | 75.56 | 0.01 | 0
2040 | HQ_NY_2_NYISO_A-F | HQ_NY | NYISO_A-F | Internal | Summer | B4 | 100 | 99999 | 1000 | 68.36 | 68.37 | 0.01 | 0
2040 | HQ_NY_2_NYISO_A-F | HQ_NY | NYISO_A-F | Internal | Summer | B5 | 200 | 99999 | 1000 | 67.76 | 67.77 | 0.01 | 0
2040 | HQ_NY_2_NYISO_A-F | HQ_NY | NYISO_A-F | Internal | Summer | B6 | 300 | 99999 | 1000 | 60.14 | 60.15 | 0.01 | 0
2040 | HQ_NY_2_NYISO_A-F | HQ_NY | NYISO_A-F | Internal | Summer | B7 | 400 | 99999 | 1000 | 51.35 | 51.36 | 0.01 | 0
2040 | HQ_NY_2_NYISO_A-F | HQ_NY | NYISO_A-F | Internal | Summer | B8 | 500 | 99999 | 1000 | 51.35 | 51.36 | 0.01 | 0
2040 | HQ_NY_2_NYISO_A-F | HQ_NY | NYISO_A-F | Internal | Summer | B9 | 800 | 99999 | 1000 | 49.03 | 49.05 | 0.01 | 0
2040 | HQ_NY_2_NYISO_A-F | HQ_NY | NYISO_A-F | Internal | Summer | B10 | 1262 | 99999 | 30.11 | 49.03 | 49.05 | 0.01 | 0
2040 | HQ_NY_2_NYISO_A-F | HQ_NY | NYISO_A-F | Internal | Winter | B16 | 25 | 99999 | 1000 | 68.41 | 68.42 | 0.01 | 0
2040 | HQ_NY_2_NYISO_A-F | HQ_NY | NYISO_A-F | Internal | Winter | B17 | 100 | 99999 | 1000 | 62.06 | 62.07 | 0.01 | 0
2040 | HQ_NY_2_NYISO_A-F | HQ_NY | NYISO_A-F | Internal | Winter | B18 | 400 | 99999 | 1000 | 60.84 | 60.85 | 0.01 | 0
2040 | HQ_NY_2_NYISO_A-F | HQ_NY | NYISO_A-F | Internal | Winter | B19 | 700 | 99999 | 1000 | 60.84 | 60.85 | 0.01 | 0
2040 | HQ_NY_2_NYISO_A-F | HQ_NY | NYISO_A-F | Internal | Winter | B20 | 935 | 99999 | 229.95 | 60.84 | 60.85 | 0.01 | 0
2040 | HQ_IESO_2_IESO | HQ_IESO | IESO | Internal | Shoulder | B11 | 25 | 99999 | 400 | 51.48 | 51.5 | 0.01 | 0
2040 | HQ_IESO_2_IESO | HQ_IESO | IESO | Internal | Shoulder | B12 | 200 | 99999 | 400 | 51.48 | 51.5 | 0.01 | 0
2040 | HQ_IESO_2_IESO | HQ_IESO | IESO | Internal | Shoulder | B13 | 600 | 99999 | 400 | 51.17 | 51.18 | 0.01 | 0
2040 | HQ_IESO_2_IESO | HQ_IESO | IESO | Internal | Shoulder | B14 | 900 | 99999 | 400 | 51.17 | 51.18 | 0.01 | 0
2040 | HQ_IESO_2_IESO | HQ_IESO | IESO | Internal | Shoulder | B15 | 1203 | 99999 | 75.48 | 51.17 | 51.18 | 0.01 | 0
2040 | HQ_IESO_2_IESO | HQ_IESO | IESO | Internal | Summer | B1 | 10 | 99999 | 400.03 | 90.68 | 90.7 | 0.01 | 0
2040 | HQ_IESO_2_IESO | HQ_IESO | IESO | Internal | Summer | B2 | 25 | 99999 | 400 | 87.63 | 87.64 | 0.01 | 0
2040 | HQ_IESO_2_IESO | HQ_IESO | IESO | Internal | Summer | B3 | 75 | 99999 | 400 | 82.54 | 82.56 | 0.01 | 0
2040 | HQ_IESO_2_IESO | HQ_IESO | IESO | Internal | Summer | B4 | 100 | 99999 | 400 | 75.36 | 75.37 | 0.01 | 0
2040 | HQ_IESO_2_IESO | HQ_IESO | IESO | Internal | Summer | B5 | 200 | 99999 | 400 | 66.57 | 66.59 | 0.01 | 0
2040 | HQ_IESO_2_IESO | HQ_IESO | IESO | Internal | Summer | B6 | 300 | 99999 | 400 | 53.14 | 53.15 | 0.01 | 0
2040 | HQ_IESO_2_IESO | HQ_IESO | IESO | Internal | Summer | B7 | 400 | 99999 | 400 | 50.58 | 50.6 | 0.01 | 0
2040 | HQ_IESO_2_IESO | HQ_IESO | IESO | Internal | Summer | B8 | 500 | 99999 | 400 | 46.65 | 46.66 | 0.01 | 0
2040 | HQ_IESO_2_IESO | HQ_IESO | IESO | Internal | Summer | B9 | 800 | 99999 | 400 | 46.65 | 46.66 | 0.01 | 0
2040 | HQ_IESO_2_IESO | HQ_IESO | IESO | Internal | Summer | B10 | 1262 | 99999 | 12.04 | 46.65 | 46.66 | 0.01 | 0
2040 | HQ_IESO_2_IESO | HQ_IESO | IESO | Internal | Winter | B16 | 25 | 99999 | 400 | 61.41 | 61.42 | 0.01 | 0
2040 | HQ_IESO_2_IESO | HQ_IESO | IESO | Internal | Winter | B17 | 100 | 99999 | 400 | 55.06 | 55.07 | 0.01 | 0
2040 | HQ_IESO_2_IESO | HQ_IESO | IESO | Internal | Winter | B18 | 400 | 99999 | 400 | 53.84 | 53.85 | 0.01 | 0
2040 | HQ_IESO_2_IESO | HQ_IESO | IESO | Internal | Winter | B19 | 700 | 99999 | 400 | 53.84 | 53.85 | 0.01 | 0
2040 | HQ_IESO_2_IESO | HQ_IESO | IESO | Internal | Winter | B20 | 935 | 99999 | 91.98 | 53.84 | 53.85 | 0.01 | 0
2040 | IESO_2_MAPP_CA | IESO | MAPP_CA | Internal | Shoulder | B11 | 25 | 262 | 262 | 51.5 | 82.73 | 7 | 24.24
2040 | IESO_2_MAPP_CA | IESO | MAPP_CA | Internal | Shoulder | B12 | 200 | 262 | 262 | 51.5 | 61.18 | 7 | 2.68
2040 | IESO_2_MAPP_CA | IESO | MAPP_CA | Internal | Shoulder | B13 | 600 | 262 | 261.99 | 51.18 | 58.23 | 7 | 0.05
2040 | IESO_2_MAPP_CA | IESO | MAPP_CA | Internal | Shoulder | B14 | 900 | 262 | 0 | 51.18 | 56.28 | 7 | 0
2040 | IESO_2_MAPP_CA | IESO | MAPP_CA | Internal | Shoulder | B15 | 1203 | 262 | 0 | 51.18 | 56.28 | 7 | 0
2040 | IESO_2_MAPP_CA | IESO | MAPP_CA | Internal | Summer | B1 | 10 | 262 | 0 | 90.7 | 92.47 | 7 | 0
2040 | IESO_2_MAPP_CA | IESO | MAPP_CA | Internal | Summer | B2 | 25 | 262 | 0 | 87.64 | 92.47 | 7 | 0
2040 | IESO_2_MAPP_CA | IESO | MAPP_CA | Internal | Summer | B3 | 75 | 262 | 262 | 82.56 | 92.47 | 7 | 2.91
2040 | IESO_2_MAPP_CA | IESO | MAPP_CA | Internal | Summer | B4 | 100 | 262 | 262 | 75.37 | 92.01 | 7 | 9.64
2040 | IESO_2_MAPP_CA | IESO | MAPP_CA | Internal | Summer | B5 | 200 | 262 | 262 | 66.59 | 89.58 | 7 | 15.99
2040 | IESO_2_MAPP_CA | IESO | MAPP_CA | Internal | Summer | B6 | 300 | 262 | 262 | 53.15 | 70.16 | 7 | 10.01
2040 | IESO_2_MAPP_CA | IESO | MAPP_CA | Internal | Summer | B7 | 400 | 262 | 0.02 | 50.6 | 57.55 | 7 | 0
2040 | IESO_2_MAPP_CA | IESO | MAPP_CA | Internal | Summer | B8 | 500 | 262 | 0 | 46.66 | 52.56 | 7 | 0
2040 | IESO_2_MAPP_CA | IESO | MAPP_CA | Internal | Summer | B9 | 800 | 262 | 0 | 46.66 | 52.56 | 7 | 0
2040 | IESO_2_MAPP_CA | IESO | MAPP_CA | Internal | Summer | B10 | 1262 | 262 | 0 | 46.66 | 52.56 | 7 | 0
2040 | IESO_2_MAPP_CA | IESO | MAPP_CA | Internal | Winter | B16 | 25 | 262 | 0 | 61.42 | 64.3 | 7 | 0
2040 | IESO_2_MAPP_CA | IESO | MAPP_CA | Internal | Winter | B17 | 100 | 262 | 0 | 55.07 | 61.54 | 7 | 0
2040 | IESO_2_MAPP_CA | IESO | MAPP_CA | Internal | Winter | B18 | 400 | 262 | 262 | 53.85 | 61.54 | 7 | 0.69
2040 | IESO_2_MAPP_CA | IESO | MAPP_CA | Internal | Winter | B19 | 700 | 262 | 262 | 53.85 | 61.54 | 7 | 0.69
2040 | IESO_2_MAPP_CA | IESO | MAPP_CA | Internal | Winter | B20 | 935 | 262 | 262 | 53.85 | 61.54 | 7 | 0.69
2040 | IESO_2_MISO_MI | IESO | MISO_MI | Internal | Shoulder | B11 | 25 | 1840 | 1840 | 51.5 | 82.77 | 7 | 24.27
2040 | IESO_2_MISO_MI | IESO | MISO_MI | Internal | Shoulder | B12 | 200 | 1840 | 1840 | 51.5 | 65.21 | 7 | 6.72
2040 | IESO_2_MISO_MI | IESO | MISO_MI | Internal | Shoulder | B13 | 600 | 1840 | 1840 | 51.18 | 59.77 | 7 | 1.59
2040 | IESO_2_MISO_MI | IESO | MISO_MI | Internal | Shoulder | B14 | 900 | 1840 | 1162.34 | 51.18 | 58.18 | 7 | 0
2040 | IESO_2_MISO_MI | IESO | MISO_MI | Internal | Shoulder | B15 | 1203 | 1840 | 0 | 51.18 | 51.7 | 7 | 0
2040 | IESO_2_MISO_MI | IESO | MISO_MI | Internal | Summer | B1 | 10 | 1840 | 509.15 | 90.7 | 97.7 | 7 | 0
2040 | IESO_2_MISO_MI | IESO | MISO_MI | Internal | Summer | B2 | 25 | 1840 | 1014.94 | 87.64 | 94.64 | 7 | 0
2040 | IESO_2_MISO_MI | IESO | MISO_MI | Internal | Summer | B3 | 75 | 1840 | 1840 | 82.56 | 92.44 | 7 | 2.88
2040 | IESO_2_MISO_MI | IESO | MISO_MI | Internal | Summer | B4 | 100 | 1840 | 1840 | 75.37 | 91.98 | 7 | 9.61
2040 | IESO_2_MISO_MI | IESO | MISO_MI | Internal | Summer | B5 | 200 | 1840 | 1840 | 66.59 | 89.59 | 7 | 16
2040 | IESO_2_MISO_MI | IESO | MISO_MI | Internal | Summer | B6 | 300 | 1840 | 1840 | 53.15 | 70.16 | 7 | 10.01
2040 | IESO_2_MISO_MI | IESO | MISO_MI | Internal | Summer | B7 | 400 | 1840 | 868.95 | 50.6 | 57.6 | 7 | 0
2040 | IESO_2_MISO_MI | IESO | MISO_MI | Internal | Summer | B8 | 500 | 1840 | 1249.15 | 46.66 | 53.66 | 7 | 0
2040 | IESO_2_MISO_MI | IESO | MISO_MI | Internal | Summer | B9 | 800 | 1840 | 0 | 46.66 | 50.04 | 7 | 0
2040 | IESO_2_MISO_MI | IESO | MISO_MI | Internal | Summer | B10 | 1262 | 1840 | 0 | 46.66 | 49 | 7 | 0
2040 | IESO_2_MISO_MI | IESO | MISO_MI | Internal | Winter | B16 | 25 | 1840 | 1840 | 61.42 | 78.43 | 7 | 10.01
2040 | IESO_2_MISO_MI | IESO | MISO_MI | Internal | Winter | B17 | 100 | 1840 | 1840 | 55.07 | 68.07 | 7 | 6
2040 | IESO_2_MISO_MI | IESO | MISO_MI | Internal | Winter | B18 | 400 | 1840 | 978.99 | 53.85 | 60.85 | 7 | 0
2040 | IESO_2_MISO_MI | IESO | MISO_MI | Internal | Winter | B19 | 700 | 1840 | 0 | 53.85 | 59.43 | 7 | 0
2040 | IESO_2_MISO_MI | IESO | MISO_MI | Internal | Winter | B20 | 935 | 1840 | 0 | 53.85 | 53.54 | 7 | 0
2040 | IESO_2_MISO_W | IESO | MISO_W | Internal | Shoulder | B11 | 25 | 140 | 140 | 51.5 | 82.76 | 7 | 24.26
2040 | IESO_2_MISO_W | IESO | MISO_W | Internal | Shoulder | B12 | 200 | 140 | 140 | 51.5 | 61.19 | 7 | 2.69
2040 | IESO_2_MISO_W | IESO | MISO_W | Internal | Shoulder | B13 | 600 | 140 | 139.99 | 51.18 | 58.25 | 7 | 0.07
2040 | IESO_2_MISO_W | IESO | MISO_W | Internal | Shoulder | B14 | 900 | 140 | 0 | 51.18 | 54.79 | 7 | 0
2040 | IESO_2_MISO_W | IESO | MISO_W | Internal | Shoulder | B15 | 1203 | 140 | 0 | 51.18 | 40.63 | 7 | 0
2040 | IESO_2_MISO_W | IESO | MISO_W | Internal | Summer | B1 | 10 | 140 | 0.9 | 90.7 | 97.66 | 7 | 0
2040 | IESO_2_MISO_W | IESO | MISO_W | Internal | Summer | B2 | 25 | 140 | 0.01 | 87.64 | 93.54 | 7 | 0
2040 | IESO_2_MISO_W | IESO | MISO_W | Internal | Summer | B3 | 75 | 140 | 140 | 82.56 | 92.48 | 7 | 2.93
2040 | IESO_2_MISO_W | IESO | MISO_W | Internal | Summer | B4 | 100 | 140 | 140 | 75.37 | 92.02 | 7 | 9.65
2040 | IESO_2_MISO_W | IESO | MISO_W | Internal | Summer | B5 | 200 | 140 | 140 | 66.59 | 89.59 | 7 | 16
2040 | IESO_2_MISO_W | IESO | MISO_W | Internal | Summer | B6 | 300 | 140 | 140 | 53.15 | 70.18 | 7 | 10.02
2040 | IESO_2_MISO_W | IESO | MISO_W | Internal | Summer | B7 | 400 | 140 | 0.03 | 50.6 | 57.56 | 7 | 0
2040 | IESO_2_MISO_W | IESO | MISO_W | Internal | Summer | B8 | 500 | 140 | 0 | 46.66 | 52.55 | 7 | 0
2040 | IESO_2_MISO_W | IESO | MISO_W | Internal | Summer | B9 | 800 | 140 | 0 | 46.66 | 50.01 | 7 | 0
2040 | IESO_2_MISO_W | IESO | MISO_W | Internal | Summer | B10 | 1262 | 140 | 0 | 46.66 | 39.38 | 7 | 0
2040 | IESO_2_MISO_W | IESO | MISO_W | Internal | Winter | B16 | 25 | 140 | 0 | 61.42 | 64.29 | 7 | 0
2040 | IESO_2_MISO_W | IESO | MISO_W | Internal | Winter | B17 | 100 | 140 | 0 | 55.07 | 59.05 | 7 | 0
2040 | IESO_2_MISO_W | IESO | MISO_W | Internal | Winter | B18 | 400 | 140 | 0.03 | 53.85 | 60.82 | 7 | 0
2040 | IESO_2_MISO_W | IESO | MISO_W | Internal | Winter | B19 | 700 | 140 | 0 | 53.85 | 58.12 | 7 | 0
2040 | IESO_2_MISO_W | IESO | MISO_W | Internal | Winter | B20 | 935 | 140 | 0 | 53.85 | 38.77 | 7 | 0
2040 | IESO_2_NYISO_A-F | IESO | NYISO_A-F | Internal | Shoulder | B11 | 25 | 1725 | 1016.48 | 51.5 | 58.5 | 7 | 0
2040 | IESO_2_NYISO_A-F | IESO | NYISO_A-F | Internal | Shoulder | B12 | 200 | 1725 | 0 | 51.5 | 57.79 | 7 | 0
2040 | IESO_2_NYISO_A-F | IESO | NYISO_A-F | Internal | Shoulder | B13 | 600 | 1725 | 0 | 51.18 | 52.65 | 7 | 0
2040 | IESO_2_NYISO_A-F | IESO | NYISO_A-F | Internal | Shoulder | B14 | 900 | 1725 | 0 | 51.18 | 52.22 | 7 | 0
2040 | IESO_2_NYISO_A-F | IESO | NYISO_A-F | Internal | Shoulder | B15 | 1203 | 1725 | 0 | 51.18 | 51.98 | 7 | 0
2040 | IESO_2_NYISO_A-F | IESO | NYISO_A-F | Internal | Summer | B1 | 10 | 1725 | 0 | 90.7 | 91.66 | 7 | 0
2040 | IESO_2_NYISO_A-F | IESO | NYISO_A-F | Internal | Summer | B2 | 25 | 1725 | 0 | 87.64 | 84.63 | 7 | 0
2040 | IESO_2_NYISO_A-F | IESO | NYISO_A-F | Internal | Summer | B3 | 75 | 1725 | 0 | 82.56 | 75.56 | 7 | 0
2040 | IESO_2_NYISO_A-F | IESO | NYISO_A-F | Internal | Summer | B4 | 100 | 1725 | 0 | 75.37 | 68.37 | 7 | 0
2040 | IESO_2_NYISO_A-F | IESO | NYISO_A-F | Internal | Summer | B5 | 200 | 1725 | 0 | 66.59 | 67.77 | 7 | 0
2040 | IESO_2_NYISO_A-F | IESO | NYISO_A-F | Internal | Summer | B6 | 300 | 1725 | 478.82 | 53.15 | 60.15 | 7 | 0
2040 | IESO_2_NYISO_A-F | IESO | NYISO_A-F | Internal | Summer | B7 | 400 | 1725 | 0 | 50.6 | 51.36 | 7 | 0
2040 | IESO_2_NYISO_A-F | IESO | NYISO_A-F | Internal | Summer | B8 | 500 | 1725 | 0 | 46.66 | 51.36 | 7 | 0
2040 | IESO_2_NYISO_A-F | IESO | NYISO_A-F | Internal | Summer | B9 | 800 | 1725 | 0 | 46.66 | 49.05 | 7 | 0
2040 | IESO_2_NYISO_A-F | IESO | NYISO_A-F | Internal | Summer | B10 | 1262 | 1725 | 0 | 46.66 | 49.05 | 7 | 0
2040 | IESO_2_NYISO_A-F | IESO | NYISO_A-F | Internal | Winter | B16 | 25 | 1725 | 825.81 | 61.42 | 68.42 | 7 | 0
2040 | IESO_2_NYISO_A-F | IESO | NYISO_A-F | Internal | Winter | B17 | 100 | 1725 | 1399.88 | 55.07 | 62.07 | 7 | 0
2040 | IESO_2_NYISO_A-F | IESO | NYISO_A-F | Internal | Winter | B18 | 400 | 1725 | 0.55 | 53.85 | 60.85 | 7 | 0
2040 | IESO_2_NYISO_A-F | IESO | NYISO_A-F | Internal | Winter | B19 | 700 | 1725 | 0.24 | 53.85 | 60.85 | 7 | 0
2040 | IESO_2_NYISO_A-F | IESO | NYISO_A-F | Internal | Winter | B20 | 935 | 1725 | 0.18 | 53.85 | 60.85 | 7 | 0
2040 | MAPP_CA_2_IESO | MAPP_CA | IESO | Internal | Shoulder | B11 | 25 | 330 | 0 | 82.73 | 51.5 | 8 | 0
2040 | MAPP_CA_2_IESO | MAPP_CA | IESO | Internal | Shoulder | B12 | 200 | 330 | 0 | 61.18 | 51.5 | 8 | 0
2040 | MAPP_CA_2_IESO | MAPP_CA | IESO | Internal | Shoulder | B13 | 600 | 330 | 0 | 58.23 | 51.18 | 8 | 0
2040 | MAPP_CA_2_IESO | MAPP_CA | IESO | Internal | Shoulder | B14 | 900 | 330 | 0 | 56.28 | 51.18 | 8 | 0
2040 | MAPP_CA_2_IESO | MAPP_CA | IESO | Internal | Shoulder | B15 | 1203 | 330 | 0 | 56.28 | 51.18 | 8 | 0
2040 | MAPP_CA_2_IESO | MAPP_CA | IESO | Internal | Summer | B1 | 10 | 330 | 0 | 92.47 | 90.7 | 8 | 0
2040 | MAPP_CA_2_IESO | MAPP_CA | IESO | Internal | Summer | B2 | 25 | 330 | 0 | 92.47 | 87.64 | 8 | 0
2040 | MAPP_CA_2_IESO | MAPP_CA | IESO | Internal | Summer | B3 | 75 | 330 | 0 | 92.47 | 82.56 | 8 | 0
2040 | MAPP_CA_2_IESO | MAPP_CA | IESO | Internal | Summer | B4 | 100 | 330 | 0 | 92.01 | 75.37 | 8 | 0
2040 | MAPP_CA_2_IESO | MAPP_CA | IESO | Internal | Summer | B5 | 200 | 330 | 0 | 89.58 | 66.59 | 8 | 0
2040 | MAPP_CA_2_IESO | MAPP_CA | IESO | Internal | Summer | B6 | 300 | 330 | 0 | 70.16 | 53.15 | 8 | 0
2040 | MAPP_CA_2_IESO | MAPP_CA | IESO | Internal | Summer | B7 | 400 | 330 | 0 | 57.55 | 50.6 | 8 | 0
2040 | MAPP_CA_2_IESO | MAPP_CA | IESO | Internal | Summer | B8 | 500 | 330 | 0 | 52.56 | 46.66 | 8 | 0
2040 | MAPP_CA_2_IESO | MAPP_CA | IESO | Internal | Summer | B9 | 800 | 330 | 0 | 52.56 | 46.66 | 8 | 0
2040 | MAPP_CA_2_IESO | MAPP_CA | IESO | Internal | Summer | B10 | 1262 | 330 | 0 | 52.56 | 46.66 | 8 | 0
2040 | MAPP_CA_2_IESO | MAPP_CA | IESO | Internal | Winter | B16 | 25 | 330 | 0 | 64.3 | 61.42 | 8 | 0
2040 | MAPP_CA_2_IESO | MAPP_CA | IESO | Internal | Winter | B17 | 100 | 330 | 0 | 61.54 | 55.07 | 8 | 0
2040 | MAPP_CA_2_IESO | MAPP_CA | IESO | Internal | Winter | B18 | 400 | 330 | 0 | 61.54 | 53.85 | 8 | 0
2040 | MAPP_CA_2_IESO | MAPP_CA | IESO | Internal | Winter | B19 | 700 | 330 | 0 | 61.54 | 53.85 | 8 | 0
2040 | MAPP_CA_2_IESO | MAPP_CA | IESO | Internal | Winter | B20 | 935 | 330 | 0 | 61.54 | 53.85 | 8 | 0
2040 | MAPP_CA_2_MAPP_US | MAPP_CA | MAPP_US | Internal | Shoulder | B11 | 25 | 372 | 0 | 82.73 | 75.76 | 7 | 0
2040 | MAPP_CA_2_MAPP_US | MAPP_CA | MAPP_US | Internal | Shoulder | B12 | 200 | 372 | 0 | 61.18 | 54.19 | 7 | 0
2040 | MAPP_CA_2_MAPP_US | MAPP_CA | MAPP_US | Internal | Shoulder | B13 | 600 | 372 | 0 | 58.23 | 51.25 | 7 | 0
2040 | MAPP_CA_2_MAPP_US | MAPP_CA | MAPP_US | Internal | Shoulder | B14 | 900 | 372 | 0 | 56.28 | 49.5 | 7 | 0
2040 | MAPP_CA_2_MAPP_US | MAPP_CA | MAPP_US | Internal | Shoulder | B15 | 1203 | 372 | 0 | 56.28 | 40.62 | 7 | 0
2040 | MAPP_CA_2_MAPP_US | MAPP_CA | MAPP_US | Internal | Summer | B1 | 10 | 372 | 0 | 92.47 | 90.66 | 7 | 0
2040 | MAPP_CA_2_MAPP_US | MAPP_CA | MAPP_US | Internal | Summer | B2 | 25 | 372 | 0 | 92.47 | 87.25 | 7 | 0
2040 | MAPP_CA_2_MAPP_US | MAPP_CA | MAPP_US | Internal | Summer | B3 | 75 | 372 | 0 | 92.47 | 87.25 | 7 | 0
2040 | MAPP_CA_2_MAPP_US | MAPP_CA | MAPP_US | Internal | Summer | B4 | 100 | 372 | 0 | 92.01 | 85.02 | 7 | 0
2040 | MAPP_CA_2_MAPP_US | MAPP_CA | MAPP_US | Internal | Summer | B5 | 200 | 372 | 0 | 89.58 | 82.59 | 7 | 0
2040 | MAPP_CA_2_MAPP_US | MAPP_CA | MAPP_US | Internal | Summer | B6 | 300 | 372 | 0 | 70.16 | 63.18 | 7 | 0
2040 | MAPP_CA_2_MAPP_US | MAPP_CA | MAPP_US | Internal | Summer | B7 | 400 | 372 | 0 | 57.55 | 50.75 | 7 | 0
2040 | MAPP_CA_2_MAPP_US | MAPP_CA | MAPP_US | Internal | Summer | B8 | 500 | 372 | 0 | 52.56 | 45.55 | 7 | 0
2040 | MAPP_CA_2_MAPP_US | MAPP_CA | MAPP_US | Internal | Summer | B9 | 800 | 372 | 0 | 52.56 | 43.01 | 7 | 0
2040 | MAPP_CA_2_MAPP_US | MAPP_CA | MAPP_US | Internal | Summer | B10 | 1262 | 372 | 0 | 52.56 | 32.38 | 7 | 0
2040 | MAPP_CA_2_MAPP_US | MAPP_CA | MAPP_US | Internal | Winter | B16 | 25 | 372 | 0 | 64.3 | 62.34 | 7 | 0
2040 | MAPP_CA_2_MAPP_US | MAPP_CA | MAPP_US | Internal | Winter | B17 | 100 | 372 | 0 | 61.54 | 56.27 | 7 | 0
2040 | MAPP_CA_2_MAPP_US | MAPP_CA | MAPP_US | Internal | Winter | B18 | 400 | 372 | 0 | 61.54 | 54.06 | 7 | 0
2040 | MAPP_CA_2_MAPP_US | MAPP_CA | MAPP_US | Internal | Winter | B19 | 700 | 372 | 0 | 61.54 | 53.28 | 7 | 0
2040 | MAPP_CA_2_MAPP_US | MAPP_CA | MAPP_US | Internal | Winter | B20 | 935 | 372 | 0 | 61.54 | 37.3 | 7 | 0
2040 | MAPP_CA_2_MISO_W | MAPP_CA | MISO_W | Internal | Shoulder | B11 | 25 | 1970 | 1968.74 | 82.73 | 82.76 | 0.01 | 0.01
2040 | MAPP_CA_2_MISO_W | MAPP_CA | MISO_W | Internal | Shoulder | B12 | 200 | 1970 | 1050.21 | 61.18 | 61.19 | 0.01 | 0
2040 | MAPP_CA_2_MISO_W | MAPP_CA | MISO_W | Internal | Shoulder | B13 | 600 | 1970 | 889.62 | 58.23 | 58.25 | 0.01 | 0
2040 | MAPP_CA_2_MISO_W | MAPP_CA | MISO_W | Internal | Shoulder | B14 | 900 | 1970 | 0 | 56.28 | 54.79 | 0.01 | 0
2040 | MAPP_CA_2_MISO_W | MAPP_CA | MISO_W | Internal | Shoulder | B15 | 1203 | 1970 | 0 | 56.28 | 40.63 | 0.01 | 0
2040 | MAPP_CA_2_MISO_W | MAPP_CA | MISO_W | Internal | Summer | B1 | 10 | 1970 | 1969.99 | 92.47 | 97.66 | 0.01 | 5.18
2040 | MAPP_CA_2_MISO_W | MAPP_CA | MISO_W | Internal | Summer | B2 | 25 | 1970 | 1969.98 | 92.47 | 93.54 | 0.01 | 1.06
2040 | MAPP_CA_2_MISO_W | MAPP_CA | MISO_W | Internal | Summer | B3 | 75 | 1970 | 1649.07 | 92.47 | 92.48 | 0.01 | 0
2040 | MAPP_CA_2_MISO_W | MAPP_CA | MISO_W | Internal | Summer | B4 | 100 | 1970 | 1654.35 | 92.01 | 92.02 | 0.01 | 0
2040 | MAPP_CA_2_MISO_W | MAPP_CA | MISO_W | Internal | Summer | B5 | 200 | 1970 | 1740.23 | 89.58 | 89.59 | 0.01 | 0
2040 | MAPP_CA_2_MISO_W | MAPP_CA | MISO_W | Internal | Summer | B6 | 300 | 1970 | 1887.73 | 70.16 | 70.18 | 0.01 | 0
2040 | MAPP_CA_2_MISO_W | MAPP_CA | MISO_W | Internal | Summer | B7 | 400 | 1970 | 1376.08 | 57.55 | 57.56 | 0.01 | 0
2040 | MAPP_CA_2_MISO_W | MAPP_CA | MISO_W | Internal | Summer | B8 | 500 | 1970 | 0.03 | 52.56 | 52.55 | 0.01 | 0
2040 | MAPP_CA_2_MISO_W | MAPP_CA | MISO_W | Internal | Summer | B9 | 800 | 1970 | 0 | 52.56 | 50.01 | 0.01 | 0
2040 | MAPP_CA_2_MISO_W | MAPP_CA | MISO_W | Internal | Summer | B10 | 1262 | 1970 | 0 | 52.56 | 39.38 | 0.01 | 0
2040 | MAPP_CA_2_MISO_W | MAPP_CA | MISO_W | Internal | Winter | B16 | 25 | 1970 | 0.64 | 64.3 | 64.29 | 0.01 | 0
2040 | MAPP_CA_2_MISO_W | MAPP_CA | MISO_W | Internal | Winter | B17 | 100 | 1970 | 0 | 61.54 | 59.05 | 0.01 | 0
2040 | MAPP_CA_2_MISO_W | MAPP_CA | MISO_W | Internal | Winter | B18 | 400 | 1970 | 0 | 61.54 | 60.82 | 0.01 | 0
2040 | MAPP_CA_2_MISO_W | MAPP_CA | MISO_W | Internal | Winter | B19 | 700 | 1970 | 0 | 61.54 | 58.12 | 0.01 | 0
2040 | MAPP_CA_2_MISO_W | MAPP_CA | MISO_W | Internal | Winter | B20 | 935 | 1970 | 0 | 61.54 | 38.77 | 0.01 | 0
2040 | MAPP_US_2_MAPP_CA | MAPP_US | MAPP_CA | Internal | Shoulder | B11 | 25 | 165 | 0.53 | 75.76 | 82.73 | 7 | 0
2040 | MAPP_US_2_MAPP_CA | MAPP_US | MAPP_CA | Internal | Shoulder | B12 | 200 | 165 | 0.16 | 54.19 | 61.18 | 7 | 0
2040 | MAPP_US_2_MAPP_CA | MAPP_US | MAPP_CA | Internal | Shoulder | B13 | 600 | 165 | 0.05 | 51.25 | 58.23 | 7 | 0
2040 | MAPP_US_2_MAPP_CA | MAPP_US | MAPP_CA | Internal | Shoulder | B14 | 900 | 165 | 0 | 49.5 | 56.28 | 7 | 0
2040 | MAPP_US_2_MAPP_CA | MAPP_US | MAPP_CA | Internal | Shoulder | B15 | 1203 | 165 | 165 | 40.62 | 56.28 | 7 | 8.67
2040 | MAPP_US_2_MAPP_CA | MAPP_US | MAPP_CA | Internal | Summer | B1 | 10 | 165 | 0 | 90.66 | 92.47 | 7 | 0
2040 | MAPP_US_2_MAPP_CA | MAPP_US | MAPP_CA | Internal | Summer | B2 | 25 | 165 | 0 | 87.25 | 92.47 | 7 | 0
2040 | MAPP_US_2_MAPP_CA | MAPP_US | MAPP_CA | Internal | Summer | B3 | 75 | 165 | 0 | 87.25 | 92.47 | 7 | 0
2040 | MAPP_US_2_MAPP_CA | MAPP_US | MAPP_CA | Internal | Summer | B4 | 100 | 165 | 0.27 | 85.02 | 92.01 | 7 | 0
2040 | MAPP_US_2_MAPP_CA | MAPP_US | MAPP_CA | Internal | Summer | B5 | 200 | 165 | 0.15 | 82.59 | 89.58 | 7 | 0
2040 | MAPP_US_2_MAPP_CA | MAPP_US | MAPP_CA | Internal | Summer | B6 | 300 | 165 | 0.1 | 63.18 | 70.16 | 7 | 0
2040 | MAPP_US_2_MAPP_CA | MAPP_US | MAPP_CA | Internal | Summer | B7 | 400 | 165 | 0 | 50.75 | 57.55 | 7 | 0
2040 | MAPP_US_2_MAPP_CA | MAPP_US | MAPP_CA | Internal | Summer | B8 | 500 | 165 | 164.93 | 45.55 | 52.56 | 7 | 0.01
2040 | MAPP_US_2_MAPP_CA | MAPP_US | MAPP_CA | Internal | Summer | B9 | 800 | 165 | 165 | 43.01 | 52.56 | 7 | 2.55
2040 | MAPP_US_2_MAPP_CA | MAPP_US | MAPP_CA | Internal | Summer | B10 | 1262 | 165 | 165 | 32.38 | 52.56 | 7 | 13.18
2040 | MAPP_US_2_MAPP_CA | MAPP_US | MAPP_CA | Internal | Winter | B16 | 25 | 165 | 0 | 62.34 | 64.3 | 7 | 0
2040 | MAPP_US_2_MAPP_CA | MAPP_US | MAPP_CA | Internal | Winter | B17 | 100 | 165 | 0 | 56.27 | 61.54 | 7 | 0
2040 | MAPP_US_2_MAPP_CA | MAPP_US | MAPP_CA | Internal | Winter | B18 | 400 | 165 | 165 | 54.06 | 61.54 | 7 | 0.48
2040 | MAPP_US_2_MAPP_CA | MAPP_US | MAPP_CA | Internal | Winter | B19 | 700 | 165 | 165 | 53.28 | 61.54 | 7 | 1.26
2040 | MAPP_US_2_MAPP_CA | MAPP_US | MAPP_CA | Internal | Winter | B20 | 935 | 165 | 165 | 37.3 | 61.54 | 7 | 17.24
2040 | MAPP_US_2_MISO_W | MAPP_US | MISO_W | Internal | Shoulder | B11 | 25 | 2635 | 834.06 | 75.76 | 82.76 | 7 | 0
2040 | MAPP_US_2_MISO_W | MAPP_US | MISO_W | Internal | Shoulder | B12 | 200 | 2635 | 1072.75 | 54.19 | 61.19 | 7 | 0
2040 | MAPP_US_2_MISO_W | MAPP_US | MISO_W | Internal | Shoulder | B13 | 600 | 2635 | 239.75 | 51.25 | 58.25 | 7 | 0
2040 | MAPP_US_2_MISO_W | MAPP_US | MISO_W | Internal | Shoulder | B14 | 900 | 2635 | 0 | 49.5 | 54.79 | 7 | 0
2040 | MAPP_US_2_MISO_W | MAPP_US | MISO_W | Internal | Shoulder | B15 | 1203 | 2635 | 0 | 40.62 | 40.63 | 7 | 0
2040 | MAPP_US_2_MISO_W | MAPP_US | MISO_W | Internal | Summer | B1 | 10 | 2635 | 1233.73 | 90.66 | 97.66 | 7 | 0
2040 | MAPP_US_2_MISO_W | MAPP_US | MISO_W | Internal | Summer | B2 | 25 | 2635 | 0.02 | 87.25 | 93.54 | 7 | 0
2040 | MAPP_US_2_MISO_W | MAPP_US | MISO_W | Internal | Summer | B3 | 75 | 2635 | 0 | 87.25 | 92.48 | 7 | 0
2040 | MAPP_US_2_MISO_W | MAPP_US | MISO_W | Internal | Summer | B4 | 100 | 2635 | 42.18 | 85.02 | 92.02 | 7 | 0
2040 | MAPP_US_2_MISO_W | MAPP_US | MISO_W | Internal | Summer | B5 | 200 | 2635 | 206.93 | 82.59 | 89.59 | 7 | 0
2040 | MAPP_US_2_MISO_W | MAPP_US | MISO_W | Internal | Summer | B6 | 300 | 2635 | 116.07 | 63.18 | 70.18 | 7 | 0
2040 | MAPP_US_2_MISO_W | MAPP_US | MISO_W | Internal | Summer | B7 | 400 | 2635 | 0 | 50.75 | 57.56 | 7 | 0
2040 | MAPP_US_2_MISO_W | MAPP_US | MISO_W | Internal | Summer | B8 | 500 | 2635 | 472.52 | 45.55 | 52.55 | 7 | 0
2040 | MAPP_US_2_MISO_W | MAPP_US | MISO_W | Internal | Summer | B9 | 800 | 2635 | 671.9 | 43.01 | 50.01 | 7 | 0
2040 | MAPP_US_2_MISO_W | MAPP_US | MISO_W | Internal | Summer | B10 | 1262 | 2635 | 959.86 | 32.38 | 39.38 | 7 | 0
2040 | MAPP_US_2_MISO_W | MAPP_US | MISO_W | Internal | Winter | B16 | 25 | 2635 | 0 | 62.34 | 64.29 | 7 | 0
2040 | MAPP_US_2_MISO_W | MAPP_US | MISO_W | Internal | Winter | B17 | 100 | 2635 | 0 | 56.27 | 59.05 | 7 | 0
2040 | MAPP_US_2_MISO_W | MAPP_US | MISO_W | Internal | Winter | B18 | 400 | 2635 | 0 | 54.06 | 60.82 | 7 | 0
2040 | MAPP_US_2_MISO_W | MAPP_US | MISO_W | Internal | Winter | B19 | 700 | 2635 | 0 | 53.28 | 58.12 | 7 | 0
2040 | MAPP_US_2_MISO_W | MAPP_US | MISO_W | Internal | Winter | B20 | 935 | 2635 | 0 | 37.3 | 38.77 | 7 | 0
2040 | MAPP_US_2_NE | MAPP_US | NE | Internal | Shoulder | B11 | 25 | 2000 | 984.24 | 75.76 | 82.76 | 7 | 0
2040 | MAPP_US_2_NE | MAPP_US | NE | Internal | Shoulder | B12 | 200 | 2000 | 0.38 | 54.19 | 61.18 | 7 | 0
2040 | MAPP_US_2_NE | MAPP_US | NE | Internal | Shoulder | B13 | 600 | 2000 | 957.14 | 51.25 | 58.25 | 7 | 0
2040 | MAPP_US_2_NE | MAPP_US | NE | Internal | Shoulder | B14 | 900 | 2000 | 188.48 | 49.5 | 56.5 | 7 | 0
2040 | MAPP_US_2_NE | MAPP_US | NE | Internal | Shoulder | B15 | 1203 | 2000 | 165.31 | 40.62 | 47.62 | 7 | 0
2040 | MAPP_US_2_NE | MAPP_US | NE | Internal | Summer | B1 | 10 | 2000 | 0.08 | 90.66 | 97.13 | 7 | 0
2040 | MAPP_US_2_NE | MAPP_US | NE | Internal | Summer | B2 | 25 | 2000 | 1328.13 | 87.25 | 94.25 | 7 | 0
2040 | MAPP_US_2_NE | MAPP_US | NE | Internal | Summer | B3 | 75 | 2000 | 1283.41 | 87.25 | 94.25 | 7 | 0
2040 | MAPP_US_2_NE | MAPP_US | NE | Internal | Summer | B4 | 100 | 2000 | 1537.04 | 85.02 | 92.02 | 7 | 0
2040 | MAPP_US_2_NE | MAPP_US | NE | Internal | Summer | B5 | 200 | 2000 | 1312.52 | 82.59 | 89.59 | 7 | 0
2040 | MAPP_US_2_NE | MAPP_US | NE | Internal | Summer | B6 | 300 | 2000 | 1345.4 | 63.18 | 70.18 | 7 | 0
2040 | MAPP_US_2_NE | MAPP_US | NE | Internal | Summer | B7 | 400 | 2000 | 1430.03 | 50.75 | 57.75 | 7 | 0
2040 | MAPP_US_2_NE | MAPP_US | NE | Internal | Summer | B8 | 500 | 2000 | 1240.68 | 45.55 | 52.55 | 7 | 0
2040 | MAPP_US_2_NE | MAPP_US | NE | Internal | Summer | B9 | 800 | 2000 | 580.96 | 43.01 | 50.01 | 7 | 0
2040 | MAPP_US_2_NE | MAPP_US | NE | Internal | Summer | B10 | 1262 | 2000 | 52.38 | 32.38 | 39.38 | 7 | 0
2040 | MAPP_US_2_NE | MAPP_US | NE | Internal | Winter | B16 | 25 | 2000 | 1519.36 | 62.34 | 69.34 | 7 | 0
2040 | MAPP_US_2_NE | MAPP_US | NE | Internal | Winter | B17 | 100 | 2000 | 1048.81 | 56.27 | 63.27 | 7 | 0
2040 | MAPP_US_2_NE | MAPP_US | NE | Internal | Winter | B18 | 400 | 2000 | 1095 | 54.06 | 61.06 | 7 | 0
2040 | MAPP_US_2_NE | MAPP_US | NE | Internal | Winter | B19 | 700 | 2000 | 0.4 | 53.28 | 60.28 | 7 | 0
2040 | MAPP_US_2_NE | MAPP_US | NE | Internal | Winter | B20 | 935 | 2000 | 450.79 | 37.3 | 44.3 | 7 | 0
2040 | MARITIMES_2_NEISO | MARITIMES | NEISO | Internal | Shoulder | B11 | 25 | 99999 | 1400 | 48.96 | 48.97 | 0.01 | 0
2040 | MARITIMES_2_NEISO | MARITIMES | NEISO | Internal | Shoulder | B12 | 200 | 99999 | 1400 | 48.96 | 48.97 | 0.01 | 0
2040 | MARITIMES_2_NEISO | MARITIMES | NEISO | Internal | Shoulder | B13 | 600 | 99999 | 1400 | 48.96 | 48.97 | 0.01 | 0
2040 | MARITIMES_2_NEISO | MARITIMES | NEISO | Internal | Shoulder | B14 | 900 | 99999 | 1400 | 48.96 | 48.97 | 0.01 | 0
2040 | MARITIMES_2_NEISO | MARITIMES | NEISO | Internal | Shoulder | B15 | 1203 | 99999 | 426.43 | 48.96 | 48.97 | 0.01 | 0
2040 | MARITIMES_2_NEISO | MARITIMES | NEISO | Internal | Summer | B1 | 10 | 99999 | 1400.01 | 88.67 | 88.68 | 0.01 | 0
2040 | MARITIMES_2_NEISO | MARITIMES | NEISO | Internal | Summer | B2 | 25 | 99999 | 1400 | 81.63 | 81.64 | 0.01 | 0
2040 | MARITIMES_2_NEISO | MARITIMES | NEISO | Internal | Summer | B3 | 75 | 99999 | 1400 | 72.56 | 72.57 | 0.01 | 0
2040 | MARITIMES_2_NEISO | MARITIMES | NEISO | Internal | Summer | B4 | 100 | 99999 | 1400 | 65.36 | 65.37 | 0.01 | 0
2040 | MARITIMES_2_NEISO | MARITIMES | NEISO | Internal | Summer | B5 | 200 | 99999 | 1400 | 62.62 | 62.63 | 0.01 | 0
2040 | MARITIMES_2_NEISO | MARITIMES | NEISO | Internal | Summer | B6 | 300 | 99999 | 1400 | 45.18 | 45.19 | 0.01 | 0
2040 | MARITIMES_2_NEISO | MARITIMES | NEISO | Internal | Summer | B7 | 400 | 99999 | 1400 | 45.18 | 45.19 | 0.01 | 0
2040 | MARITIMES_2_NEISO | MARITIMES | NEISO | Internal | Summer | B8 | 500 | 99999 | 1400 | 45.18 | 45.19 | 0.01 | 0
2040 | MARITIMES_2_NEISO | MARITIMES | NEISO | Internal | Summer | B9 | 800 | 99999 | 1400 | 45.18 | 45.19 | 0.01 | 0
2040 | MARITIMES_2_NEISO | MARITIMES | NEISO | Internal | Summer | B10 | 1262 | 99999 | 236.13 | 45.18 | 45.19 | 0.01 | 0
2040 | MARITIMES_2_NEISO | MARITIMES | NEISO | Internal | Winter | B16 | 25 | 99999 | 1400 | 60.57 | 60.59 | 0.01 | 0
2040 | MARITIMES_2_NEISO | MARITIMES | NEISO | Internal | Winter | B17 | 100 | 99999 | 1400 | 60.57 | 60.59 | 0.01 | 0
2040 | MARITIMES_2_NEISO | MARITIMES | NEISO | Internal | Winter | B18 | 400 | 99999 | 1400 | 60.57 | 60.59 | 0.01 | 0
2040 | MARITIMES_2_NEISO | MARITIMES | NEISO | Internal | Winter | B19 | 700 | 99999 | 1400 | 60.57 | 60.59 | 0.01 | 0
2040 | MARITIMES_2_NEISO | MARITIMES | NEISO | Internal | Winter | B20 | 935 | 99999 | 475.94 | 60.57 | 60.59 | 0.01 | 0
2040 | MISO_IN_2_MISO_MI | MISO_IN | MISO_MI | Internal | Shoulder | B11 | 25 | 5000 | 0.67 | 82.78 | 82.77 | 0.01 | 0
2040 | MISO_IN_2_MISO_MI | MISO_IN | MISO_MI | Internal | Shoulder | B12 | 200 | 5000 | 1928.66 | 65.2 | 65.21 | 0.01 | 0
2040 | MISO_IN_2_MISO_MI | MISO_IN | MISO_MI | Internal | Shoulder | B13 | 600 | 5000 | 3017.88 | 59.76 | 59.77 | 0.01 | 0
2040 | MISO_IN_2_MISO_MI | MISO_IN | MISO_MI | Internal | Shoulder | B14 | 900 | 5000 | 3565.71 | 58.17 | 58.18 | 0.01 | 0
2040 | MISO_IN_2_MISO_MI | MISO_IN | MISO_MI | Internal | Shoulder | B15 | 1203 | 5000 | 4147.14 | 51.69 | 51.7 | 0.01 | 0
2040 | MISO_IN_2_MISO_MI | MISO_IN | MISO_MI | Internal | Summer | B1 | 10 | 5000 | 2025.33 | 97.68 | 97.7 | 0.01 | 0
2040 | MISO_IN_2_MISO_MI | MISO_IN | MISO_MI | Internal | Summer | B2 | 25 | 5000 | 2802.47 | 94.63 | 94.64 | 0.01 | 0
2040 | MISO_IN_2_MISO_MI | MISO_IN | MISO_MI | Internal | Summer | B3 | 75 | 5000 | 0.42 | 92.44 | 92.44 | 0.01 | 0
2040 | MISO_IN_2_MISO_MI | MISO_IN | MISO_MI | Internal | Summer | B4 | 100 | 5000 | 0.17 | 91.99 | 91.98 | 0.01 | 0
2040 | MISO_IN_2_MISO_MI | MISO_IN | MISO_MI | Internal | Summer | B5 | 200 | 5000 | 0.17 | 89.59 | 89.59 | 0.01 | 0
2040 | MISO_IN_2_MISO_MI | MISO_IN | MISO_MI | Internal | Summer | B6 | 300 | 5000 | 73.82 | 70.15 | 70.16 | 0.01 | 0
2040 | MISO_IN_2_MISO_MI | MISO_IN | MISO_MI | Internal | Summer | B7 | 400 | 5000 | 4403.56 | 57.58 | 57.6 | 0.01 | 0
2040 | MISO_IN_2_MISO_MI | MISO_IN | MISO_MI | Internal | Summer | B8 | 500 | 5000 | 5000 | 52.57 | 53.66 | 0.01 | 1.08
2040 | MISO_IN_2_MISO_MI | MISO_IN | MISO_MI | Internal | Summer | B9 | 800 | 5000 | 4953.19 | 50.03 | 50.04 | 0.01 | 0
2040 | MISO_IN_2_MISO_MI | MISO_IN | MISO_MI | Internal | Summer | B10 | 1262 | 5000 | 4574.08 | 48.99 | 49 | 0.01 | 0
2040 | MISO_IN_2_MISO_MI | MISO_IN | MISO_MI | Internal | Winter | B16 | 25 | 5000 | 214.96 | 78.42 | 78.43 | 0.01 | 0
2040 | MISO_IN_2_MISO_MI | MISO_IN | MISO_MI | Internal | Winter | B17 | 100 | 5000 | 2563.41 | 68.06 | 68.07 | 0.01 | 0
2040 | MISO_IN_2_MISO_MI | MISO_IN | MISO_MI | Internal | Winter | B18 | 400 | 5000 | 3425.85 | 60.84 | 60.85 | 0.01 | 0
2040 | MISO_IN_2_MISO_MI | MISO_IN | MISO_MI | Internal | Winter | B19 | 700 | 5000 | 4422.02 | 59.42 | 59.43 | 0.01 | 0
2040 | MISO_IN_2_MISO_MI | MISO_IN | MISO_MI | Internal | Winter | B20 | 935 | 5000 | 2429.29 | 53.53 | 53.54 | 0.01 | 0
2040 | MISO_IN_2_MISO_MO-IL | MISO_IN | MISO_MO-IL | Internal | Shoulder | B11 | 25 | 5000 | 0.7 | 82.78 | 82.77 | 0.01 | 0
2040 | MISO_IN_2_MISO_MO-IL | MISO_IN | MISO_MO-IL | Internal | Shoulder | B12 | 200 | 5000 | 0 | 65.2 | 61.2 | 0.01 | 0
2040 | MISO_IN_2_MISO_MO-IL | MISO_IN | MISO_MO-IL | Internal | Shoulder | B13 | 600 | 5000 | 0 | 59.76 | 58.26 | 0.01 | 0
2040 | MISO_IN_2_MISO_MO-IL | MISO_IN | MISO_MO-IL | Internal | Shoulder | B14 | 900 | 5000 | 0 | 58.17 | 54.8 | 0.01 | 0
2040 | MISO_IN_2_MISO_MO-IL | MISO_IN | MISO_MO-IL | Internal | Shoulder | B15 | 1203 | 5000 | 0 | 51.69 | 48.53 | 0.01 | 0
2040 | MISO_IN_2_MISO_MO-IL | MISO_IN | MISO_MO-IL | Internal | Summer | B1 | 10 | 5000 | 1.41 | 97.68 | 97.67 | 0.01 | 0
2040 | MISO_IN_2_MISO_MO-IL | MISO_IN | MISO_MO-IL | Internal | Summer | B2 | 25 | 5000 | 0.02 | 94.63 | 93.56 | 0.01 | 0
2040 | MISO_IN_2_MISO_MO-IL | MISO_IN | MISO_MO-IL | Internal | Summer | B3 | 75 | 5000 | 0.4 | 92.44 | 92.44 | 0.01 | 0
2040 | MISO_IN_2_MISO_MO-IL | MISO_IN | MISO_MO-IL | Internal | Summer | B4 | 100 | 5000 | 708.5 | 91.99 | 92.01 | 0.01 | 0
2040 | MISO_IN_2_MISO_MO-IL | MISO_IN | MISO_MO-IL | Internal | Summer | B5 | 200 | 5000 | 12.51 | 89.59 | 89.6 | 0.01 | 0
2040 | MISO_IN_2_MISO_MO-IL | MISO_IN | MISO_MO-IL | Internal | Summer | B6 | 300 | 5000 | 966.91 | 70.15 | 70.16 | 0.01 | 0
2040 | MISO_IN_2_MISO_MO-IL | MISO_IN | MISO_MO-IL | Internal | Summer | B7 | 400 | 5000 | 0.04 | 57.58 | 57.57 | 0.01 | 0
2040 | MISO_IN_2_MISO_MO-IL | MISO_IN | MISO_MO-IL | Internal | Summer | B8 | 500 | 5000 | 0.03 | 52.57 | 52.56 | 0.01 | 0
2040 | MISO_IN_2_MISO_MO-IL | MISO_IN | MISO_MO-IL | Internal | Summer | B9 | 800 | 5000 | 0.02 | 50.03 | 50.02 | 0.01 | 0
2040 | MISO_IN_2_MISO_MO-IL | MISO_IN | MISO_MO-IL | Internal | Summer | B10 | 1262 | 5000 | 0 | 48.99 | 42.42 | 0.01 | 0
2040 | MISO_IN_2_MISO_MO-IL | MISO_IN | MISO_MO-IL | Internal | Winter | B16 | 25 | 5000 | 0 | 78.42 | 72.36 | 0.01 | 0
2040 | MISO_IN_2_MISO_MO-IL | MISO_IN | MISO_MO-IL | Internal | Winter | B17 | 100 | 5000 | 0 | 68.06 | 59.06 | 0.01 | 0
2040 | MISO_IN_2_MISO_MO-IL | MISO_IN | MISO_MO-IL | Internal | Winter | B18 | 400 | 5000 | 0.04 | 60.84 | 60.83 | 0.01 | 0
2040 | MISO_IN_2_MISO_MO-IL | MISO_IN | MISO_MO-IL | Internal | Winter | B19 | 700 | 5000 | 0 | 59.42 | 58.13 | 0.01 | 0
2040 | MISO_IN_2_MISO_MO-IL | MISO_IN | MISO_MO-IL | Internal | Winter | B20 | 935 | 5000 | 0 | 53.53 | 46.05 | 0.01 | 0
2040 | MISO_IN_2_NonRTO_Midwest | MISO_IN | NonRTO_Midwest | Internal | Shoulder | B11 | 25 | 4800 | 1059.64 | 82.78 | 90.78 | 8 | 0
2040 | MISO_IN_2_NonRTO_Midwest | MISO_IN | NonRTO_Midwest | Internal | Shoulder | B12 | 200 | 4800 | 555.02 | 65.2 | 73.2 | 8 | 0
2040 | MISO_IN_2_NonRTO_Midwest | MISO_IN | NonRTO_Midwest | Internal | Shoulder | B13 | 600 | 4800 | 0 | 59.76 | 62.56 | 8 | 0
2040 | MISO_IN_2_NonRTO_Midwest | MISO_IN | NonRTO_Midwest | Internal | Shoulder | B14 | 900 | 4800 | 0 | 58.17 | 55.58 | 8 | 0
2040 | MISO_IN_2_NonRTO_Midwest | MISO_IN | NonRTO_Midwest | Internal | Shoulder | B15 | 1203 | 4800 | 0 | 51.69 | 47.76 | 8 | 0
2040 | MISO_IN_2_NonRTO_Midwest | MISO_IN | NonRTO_Midwest | Internal | Summer | B1 | 10 | 4800 | 0 | 97.68 | 97.9 | 8 | 0
2040 | MISO_IN_2_NonRTO_Midwest | MISO_IN | NonRTO_Midwest | Internal | Summer | B2 | 25 | 4800 | 0 | 94.63 | 97.9 | 8 | 0
2040 | MISO_IN_2_NonRTO_Midwest | MISO_IN | NonRTO_Midwest | Internal | Summer | B3 | 75 | 4800 | 0 | 92.44 | 97.9 | 8 | 0
2040 | MISO_IN_2_NonRTO_Midwest | MISO_IN | NonRTO_Midwest | Internal | Summer | B4 | 100 | 4800 | 0 | 91.99 | 97.9 | 8 | 0
2040 | MISO_IN_2_NonRTO_Midwest | MISO_IN | NonRTO_Midwest | Internal | Summer | B5 | 200 | 4800 | 913.49 | 89.59 | 97.59 | 8 | 0
2040 | MISO_IN_2_NonRTO_Midwest | MISO_IN | NonRTO_Midwest | Internal | Summer | B6 | 300 | 4800 | 588.89 | 70.15 | 78.15 | 8 | 0
2040 | MISO_IN_2_NonRTO_Midwest | MISO_IN | NonRTO_Midwest | Internal | Summer | B7 | 400 | 4800 | 0 | 57.58 | 57.67 | 8 | 0
2040 | MISO_IN_2_NonRTO_Midwest | MISO_IN | NonRTO_Midwest | Internal | Summer | B8 | 500 | 4800 | 0 | 52.57 | 53.96 | 8 | 0
2040 | MISO_IN_2_NonRTO_Midwest | MISO_IN | NonRTO_Midwest | Internal | Summer | B9 | 800 | 4800 | 0 | 50.03 | 47.21 | 8 | 0
2040 | MISO_IN_2_NonRTO_Midwest | MISO_IN | NonRTO_Midwest | Internal | Summer | B10 | 1262 | 4800 | 0 | 48.99 | 40.99 | 8 | 0
2040 | MISO_IN_2_NonRTO_Midwest | MISO_IN | NonRTO_Midwest | Internal | Winter | B16 | 25 | 4800 | 2220.03 | 78.42 | 86.42 | 8 | 0
2040 | MISO_IN_2_NonRTO_Midwest | MISO_IN | NonRTO_Midwest | Internal | Winter | B17 | 100 | 4800 | 475.18 | 68.06 | 76.06 | 8 | 0
2040 | MISO_IN_2_NonRTO_Midwest | MISO_IN | NonRTO_Midwest | Internal | Winter | B18 | 400 | 4800 | 0 | 60.84 | 62.61 | 8 | 0
2040 | MISO_IN_2_NonRTO_Midwest | MISO_IN | NonRTO_Midwest | Internal | Winter | B19 | 700 | 4800 | 0 | 59.42 | 59.41 | 8 | 0
2040 | MISO_IN_2_NonRTO_Midwest | MISO_IN | NonRTO_Midwest | Internal | Winter | B20 | 935 | 4800 | 0 | 53.53 | 46.05 | 8 | 0
2040 | MISO_IN_2_PJM_ROR | MISO_IN | PJM_ROR | Internal | Shoulder | B11 | 25 | 992 | 0 | 82.78 | 80.77 | 2 | 0
2040 | MISO_IN_2_PJM_ROR | MISO_IN | PJM_ROR | Internal | Shoulder | B12 | 200 | 992 | 0 | 65.2 | 63.2 | 2 | 0
2040 | MISO_IN_2_PJM_ROR | MISO_IN | PJM_ROR | Internal | Shoulder | B13 | 600 | 992 | 0 | 59.76 | 57.77 | 2 | 0
2040 | MISO_IN_2_PJM_ROR | MISO_IN | PJM_ROR | Internal | Shoulder | B14 | 900 | 992 | 0 | 58.17 | 56.26 | 2 | 0
2040 | MISO_IN_2_PJM_ROR | MISO_IN | PJM_ROR | Internal | Shoulder | B15 | 1203 | 992 | 0 | 51.69 | 51.58 | 2 | 0
2040 | MISO_IN_2_PJM_ROR | MISO_IN | PJM_ROR | Internal | Summer | B1 | 10 | 992 | 2.73 | 97.68 | 99.67 | 2 | 0
2040 | MISO_IN_2_PJM_ROR | MISO_IN | PJM_ROR | Internal | Summer | B2 | 25 | 992 | 0 | 94.63 | 92.64 | 2 | 0
2040 | MISO_IN_2_PJM_ROR | MISO_IN | PJM_ROR | Internal | Summer | B3 | 75 | 992 | 0 | 92.44 | 90.44 | 2 | 0
2040 | MISO_IN_2_PJM_ROR | MISO_IN | PJM_ROR | Internal | Summer | B4 | 100 | 992 | 0 | 91.99 | 90.44 | 2 | 0
2040 | MISO_IN_2_PJM_ROR | MISO_IN | PJM_ROR | Internal | Summer | B5 | 200 | 992 | 0 | 89.59 | 87.59 | 2 | 0
2040 | MISO_IN_2_PJM_ROR | MISO_IN | PJM_ROR | Internal | Summer | B6 | 300 | 992 | 0 | 70.15 | 68.16 | 2 | 0
2040 | MISO_IN_2_PJM_ROR | MISO_IN | PJM_ROR | Internal | Summer | B7 | 400 | 992 | 0 | 57.58 | 55.6 | 2 | 0
2040 | MISO_IN_2_PJM_ROR | MISO_IN | PJM_ROR | Internal | Summer | B8 | 500 | 992 | 0 | 52.57 | 53.37 | 2 | 0
2040 | MISO_IN_2_PJM_ROR | MISO_IN | PJM_ROR | Internal | Summer | B9 | 800 | 992 | 0 | 50.03 | 49.78 | 2 | 0
2040 | MISO_IN_2_PJM_ROR | MISO_IN | PJM_ROR | Internal | Summer | B10 | 1262 | 992 | 0 | 48.99 | 49.34 | 2 | 0
2040 | MISO_IN_2_PJM_ROR | MISO_IN | PJM_ROR | Internal | Winter | B16 | 25 | 992 | 0 | 78.42 | 76.43 | 2 | 0
2040 | MISO_IN_2_PJM_ROR | MISO_IN | PJM_ROR | Internal | Winter | B17 | 100 | 992 | 392.65 | 68.06 | 70.06 | 2 | 0
2040 | MISO_IN_2_PJM_ROR | MISO_IN | PJM_ROR | Internal | Winter | B18 | 400 | 992 | 0.08 | 60.84 | 62.83 | 2 | 0
2040 | MISO_IN_2_PJM_ROR | MISO_IN | PJM_ROR | Internal | Winter | B19 | 700 | 992 | 0 | 59.42 | 60.13 | 2 | 0
2040 | MISO_IN_2_PJM_ROR | MISO_IN | PJM_ROR | Internal | Winter | B20 | 935 | 992 | 991.96 | 53.53 | 55.54 | 2 | 0.01
2040 | MISO_MI_2_IESO | MISO_MI | IESO | Internal | Shoulder | B11 | 25 | 1580 | 0 | 82.77 | 51.5 | 8 | 0
2040 | MISO_MI_2_IESO | MISO_MI | IESO | Internal | Shoulder | B12 | 200 | 1580 | 0 | 65.21 | 51.5 | 8 | 0
2040 | MISO_MI_2_IESO | MISO_MI | IESO | Internal | Shoulder | B13 | 600 | 1580 | 0 | 59.77 | 51.18 | 8 | 0
2040 | MISO_MI_2_IESO | MISO_MI | IESO | Internal | Shoulder | B14 | 900 | 1580 | 0 | 58.18 | 51.18 | 8 | 0
2040 | MISO_MI_2_IESO | MISO_MI | IESO | Internal | Shoulder | B15 | 1203 | 1580 | 0 | 51.7 | 51.18 | 8 | 0
2040 | MISO_MI_2_IESO | MISO_MI | IESO | Internal | Summer | B1 | 10 | 1580 | 0 | 97.7 | 90.7 | 8 | 0
2040 | MISO_MI_2_IESO | MISO_MI | IESO | Internal | Summer | B2 | 25 | 1580 | 0 | 94.64 | 87.64 | 8 | 0
2040 | MISO_MI_2_IESO | MISO_MI | IESO | Internal | Summer | B3 | 75 | 1580 | 0 | 92.44 | 82.56 | 8 | 0
2040 | MISO_MI_2_IESO | MISO_MI | IESO | Internal | Summer | B4 | 100 | 1580 | 0 | 91.98 | 75.37 | 8 | 0
2040 | MISO_MI_2_IESO | MISO_MI | IESO | Internal | Summer | B5 | 200 | 1580 | 0 | 89.59 | 66.59 | 8 | 0
2040 | MISO_MI_2_IESO | MISO_MI | IESO | Internal | Summer | B6 | 300 | 1580 | 0 | 70.16 | 53.15 | 8 | 0
2040 | MISO_MI_2_IESO | MISO_MI | IESO | Internal | Summer | B7 | 400 | 1580 | 0 | 57.6 | 50.6 | 8 | 0
2040 | MISO_MI_2_IESO | MISO_MI | IESO | Internal | Summer | B8 | 500 | 1580 | 0 | 53.66 | 46.66 | 8 | 0
2040 | MISO_MI_2_IESO | MISO_MI | IESO | Internal | Summer | B9 | 800 | 1580 | 0 | 50.04 | 46.66 | 8 | 0
2040 | MISO_MI_2_IESO | MISO_MI | IESO | Internal | Summer | B10 | 1262 | 1580 | 0 | 49 | 46.66 | 8 | 0
2040 | MISO_MI_2_IESO | MISO_MI | IESO | Internal | Winter | B16 | 25 | 1580 | 0 | 78.43 | 61.42 | 8 | 0
2040 | MISO_MI_2_IESO | MISO_MI | IESO | Internal | Winter | B17 | 100 | 1580 | 0 | 68.07 | 55.07 | 8 | 0
2040 | MISO_MI_2_IESO | MISO_MI | IESO | Internal | Winter | B18 | 400 | 1580 | 0 | 60.85 | 53.85 | 8 | 0
2040 | MISO_MI_2_IESO | MISO_MI | IESO | Internal | Winter | B19 | 700 | 1580 | 0 | 59.43 | 53.85 | 8 | 0
2040 | MISO_MI_2_IESO | MISO_MI | IESO | Internal | Winter | B20 | 935 | 1580 | 0 | 53.54 | 53.85 | 8 | 0
2040 | MISO_MI_2_MISO_IN | MISO_MI | MISO_IN | Internal | Shoulder | B11 | 25 | 2045 | 416.83 | 82.77 | 82.78 | 0.01 | 0
2040 | MISO_MI_2_MISO_IN | MISO_MI | MISO_IN | Internal | Shoulder | B12 | 200 | 2045 | 0.08 | 65.21 | 65.2 | 0.01 | 0
2040 | MISO_MI_2_MISO_IN | MISO_MI | MISO_IN | Internal | Shoulder | B13 | 600 | 2045 | 0.03 | 59.77 | 59.76 | 0.01 | 0
2040 | MISO_MI_2_MISO_IN | MISO_MI | MISO_IN | Internal | Shoulder | B14 | 900 | 2045 | 0.02 | 58.18 | 58.17 | 0.01 | 0
2040 | MISO_MI_2_MISO_IN | MISO_MI | MISO_IN | Internal | Shoulder | B15 | 1203 | 2045 | 0.01 | 51.7 | 51.69 | 0.01 | 0
2040 | MISO_MI_2_MISO_IN | MISO_MI | MISO_IN | Internal | Summer | B1 | 10 | 2045 | 1.58 | 97.7 | 97.68 | 0.01 | 0
2040 | MISO_MI_2_MISO_IN | MISO_MI | MISO_IN | Internal | Summer | B2 | 25 | 2045 | 0.65 | 94.64 | 94.63 | 0.01 | 0
2040 | MISO_MI_2_MISO_IN | MISO_MI | MISO_IN | Internal | Summer | B3 | 75 | 2045 | 0.47 | 92.44 | 92.44 | 0.01 | 0
2040 | MISO_MI_2_MISO_IN | MISO_MI | MISO_IN | Internal | Summer | B4 | 100 | 2045 | 566.75 | 91.98 | 91.99 | 0.01 | 0
2040 | MISO_MI_2_MISO_IN | MISO_MI | MISO_IN | Internal | Summer | B5 | 200 | 2045 | 0.16 | 89.59 | 89.59 | 0.01 | 0
2040 | MISO_MI_2_MISO_IN | MISO_MI | MISO_IN | Internal | Summer | B6 | 300 | 2045 | 0.06 | 70.16 | 70.15 | 0.01 | 0
2040 | MISO_MI_2_MISO_IN | MISO_MI | MISO_IN | Internal | Summer | B7 | 400 | 2045 | 0.04 | 57.6 | 57.58 | 0.01 | 0
2040 | MISO_MI_2_MISO_IN | MISO_MI | MISO_IN | Internal | Summer | B8 | 500 | 2045 | 0 | 53.66 | 52.57 | 0.01 | 0
2040 | MISO_MI_2_MISO_IN | MISO_MI | MISO_IN | Internal | Summer | B9 | 800 | 2045 | 0.02 | 50.04 | 50.03 | 0.01 | 0
2040 | MISO_MI_2_MISO_IN | MISO_MI | MISO_IN | Internal | Summer | B10 | 1262 | 2045 | 0.01 | 49 | 48.99 | 0.01 | 0
2040 | MISO_MI_2_MISO_IN | MISO_MI | MISO_IN | Internal | Winter | B16 | 25 | 2045 | 0.69 | 78.43 | 78.42 | 0.01 | 0
2040 | MISO_MI_2_MISO_IN | MISO_MI | MISO_IN | Internal | Winter | B17 | 100 | 2045 | 0.17 | 68.07 | 68.06 | 0.01 | 0
2040 | MISO_MI_2_MISO_IN | MISO_MI | MISO_IN | Internal | Winter | B18 | 400 | 2045 | 0.04 | 60.85 | 60.84 | 0.01 | 0
2040 | MISO_MI_2_MISO_IN | MISO_MI | MISO_IN | Internal | Winter | B19 | 700 | 2045 | 0.02 | 59.43 | 59.42 | 0.01 | 0
2040 | MISO_MI_2_MISO_IN | MISO_MI | MISO_IN | Internal | Winter | B20 | 935 | 2045 | 0.02 | 53.54 | 53.53 | 0.01 | 0
2040 | MISO_MI_2_MISO_WUMS | MISO_MI | MISO_WUMS | Internal | Shoulder | B11 | 25 | 117 | 1.09 | 82.77 | 82.77 | 0.01 | 0
2040 | MISO_MI_2_MISO_WUMS | MISO_MI | MISO_WUMS | Internal | Shoulder | B12 | 200 | 117 | 0 | 65.21 | 61.2 | 0.01 | 0
2040 | MISO_MI_2_MISO_WUMS | MISO_MI | MISO_WUMS | Internal | Shoulder | B13 | 600 | 117 | 0 | 59.77 | 58.26 | 0.01 | 0
2040 | MISO_MI_2_MISO_WUMS | MISO_MI | MISO_WUMS | Internal | Shoulder | B14 | 900 | 117 | 0 | 58.18 | 56.38 | 0.01 | 0
2040 | MISO_MI_2_MISO_WUMS | MISO_MI | MISO_WUMS | Internal | Shoulder | B15 | 1203 | 117 | 0.01 | 51.7 | 51.69 | 0.01 | 0
2040 | MISO_MI_2_MISO_WUMS | MISO_MI | MISO_WUMS | Internal | Summer | B1 | 10 | 117 | 0 | 97.7 | 87.99 | 0.01 | 0
2040 | MISO_MI_2_MISO_WUMS | MISO_MI | MISO_WUMS | Internal | Summer | B2 | 25 | 117 | 0 | 94.64 | 87.99 | 0.01 | 0
2040 | MISO_MI_2_MISO_WUMS | MISO_MI | MISO_WUMS | Internal | Summer | B3 | 75 | 117 | 0 | 92.44 | 87.99 | 0.01 | 0
2040 | MISO_MI_2_MISO_WUMS | MISO_MI | MISO_WUMS | Internal | Summer | B4 | 100 | 117 | 0 | 91.98 | 87.99 | 0.01 | 0
2040 | MISO_MI_2_MISO_WUMS | MISO_MI | MISO_WUMS | Internal | Summer | B5 | 200 | 117 | 0 | 89.59 | 87.99 | 0.01 | 0
2040 | MISO_MI_2_MISO_WUMS | MISO_MI | MISO_WUMS | Internal | Summer | B6 | 300 | 117 | 0.11 | 70.16 | 70.16 | 0.01 | 0
2040 | MISO_MI_2_MISO_WUMS | MISO_MI | MISO_WUMS | Internal | Summer | B7 | 400 | 117 | 0.03 | 57.6 | 57.57 | 0.01 | 0
2040 | MISO_MI_2_MISO_WUMS | MISO_MI | MISO_WUMS | Internal | Summer | B8 | 500 | 117 | 117 | 53.66 | 54.38 | 0.01 | 0.7
2040 | MISO_MI_2_MISO_WUMS | MISO_MI | MISO_WUMS | Internal | Summer | B9 | 800 | 117 | 0.02 | 50.04 | 50.03 | 0.01 | 0
2040 | MISO_MI_2_MISO_WUMS | MISO_MI | MISO_WUMS | Internal | Summer | B10 | 1262 | 117 | 117 | 49 | 49.9 | 0.01 | 0.89
2040 | MISO_MI_2_MISO_WUMS | MISO_MI | MISO_WUMS | Internal | Winter | B16 | 25 | 117 | 0.5 | 78.43 | 78.42 | 0.01 | 0
2040 | MISO_MI_2_MISO_WUMS | MISO_MI | MISO_WUMS | Internal | Winter | B17 | 100 | 117 | 0.16 | 68.07 | 68.06 | 0.01 | 0
2040 | MISO_MI_2_MISO_WUMS | MISO_MI | MISO_WUMS | Internal | Winter | B18 | 400 | 117 | 0.03 | 60.85 | 60.83 | 0.01 | 0
2040 | MISO_MI_2_MISO_WUMS | MISO_MI | MISO_WUMS | Internal | Winter | B19 | 700 | 117 | 117 | 59.43 | 60.12 | 0.01 | 0.68
2040 | MISO_MI_2_MISO_WUMS | MISO_MI | MISO_WUMS | Internal | Winter | B20 | 935 | 117 | 117 | 53.54 | 55.03 | 0.01 | 1.48
2040 | MISO_MI_2_PJM_ROR | MISO_MI | PJM_ROR | Internal | Shoulder | B11 | 25 | 1424 | 0 | 82.77 | 80.77 | 2 | 0
2040 | MISO_MI_2_PJM_ROR | MISO_MI | PJM_ROR | Internal | Shoulder | B12 | 200 | 1424 | 0 | 65.21 | 63.2 | 2 | 0
2040 | MISO_MI_2_PJM_ROR | MISO_MI | PJM_ROR | Internal | Shoulder | B13 | 600 | 1424 | 0 | 59.77 | 57.77 | 2 | 0
2040 | MISO_MI_2_PJM_ROR | MISO_MI | PJM_ROR | Internal | Shoulder | B14 | 900 | 1424 | 0 | 58.18 | 56.26 | 2 | 0
2040 | MISO_MI_2_PJM_ROR | MISO_MI | PJM_ROR | Internal | Shoulder | B15 | 1203 | 1424 | 0 | 51.7 | 51.58 | 2 | 0
2040 | MISO_MI_2_PJM_ROR | MISO_MI | PJM_ROR | Internal | Summer | B1 | 10 | 1424 | 1.38 | 97.7 | 99.67 | 2 | 0
2040 | MISO_MI_2_PJM_ROR | MISO_MI | PJM_ROR | Internal | Summer | B2 | 25 | 1424 | 0 | 94.64 | 92.64 | 2 | 0
2040 | MISO_MI_2_PJM_ROR | MISO_MI | PJM_ROR | Internal | Summer | B3 | 75 | 1424 | 0 | 92.44 | 90.44 | 2 | 0
2040 | MISO_MI_2_PJM_ROR | MISO_MI | PJM_ROR | Internal | Summer | B4 | 100 | 1424 | 0 | 91.98 | 90.44 | 2 | 0
2040 | MISO_MI_2_PJM_ROR | MISO_MI | PJM_ROR | Internal | Summer | B5 | 200 | 1424 | 0 | 89.59 | 87.59 | 2 | 0
2040 | MISO_MI_2_PJM_ROR | MISO_MI | PJM_ROR | Internal | Summer | B6 | 300 | 1424 | 0 | 70.16 | 68.16 | 2 | 0
2040 | MISO_MI_2_PJM_ROR | MISO_MI | PJM_ROR | Internal | Summer | B7 | 400 | 1424 | 0 | 57.6 | 55.6 | 2 | 0
2040 | MISO_MI_2_PJM_ROR | MISO_MI | PJM_ROR | Internal | Summer | B8 | 500 | 1424 | 0 | 53.66 | 53.37 | 2 | 0
2040 | MISO_MI_2_PJM_ROR | MISO_MI | PJM_ROR | Internal | Summer | B9 | 800 | 1424 | 0 | 50.04 | 49.78 | 2 | 0
2040 | MISO_MI_2_PJM_ROR | MISO_MI | PJM_ROR | Internal | Summer | B10 | 1262 | 1424 | 0 | 49 | 49.34 | 2 | 0
2040 | MISO_MI_2_PJM_ROR | MISO_MI | PJM_ROR | Internal | Winter | B16 | 25 | 1424 | 0 | 78.43 | 76.43 | 2 | 0
2040 | MISO_MI_2_PJM_ROR | MISO_MI | PJM_ROR | Internal | Winter | B17 | 100 | 1424 | 0.32 | 68.07 | 70.06 | 2 | 0
2040 | MISO_MI_2_PJM_ROR | MISO_MI | PJM_ROR | Internal | Winter | B18 | 400 | 1424 | 0.04 | 60.85 | 62.83 | 2 | 0
2040 | MISO_MI_2_PJM_ROR | MISO_MI | PJM_ROR | Internal | Winter | B19 | 700 | 1424 | 0 | 59.43 | 60.13 | 2 | 0
2040 | MISO_MI_2_PJM_ROR | MISO_MI | PJM_ROR | Internal | Winter | B20 | 935 | 1424 | 94 | 53.54 | 55.54 | 2 | 0
2040 | MISO_MO-IL_2_ENT | MISO_MO-IL | ENT | Internal | Shoulder | B11 | 25 | 2540 | 0 | 82.77 | 87.77 | 8 | 0
2040 | MISO_MO-IL_2_ENT | MISO_MO-IL | ENT | Internal | Shoulder | B12 | 200 | 2540 | 0 | 61.2 | 61.96 | 8 | 0
2040 | MISO_MO-IL_2_ENT | MISO_MO-IL | ENT | Internal | Shoulder | B13 | 600 | 2540 | 0 | 58.26 | 61.96 | 8 | 0
2040 | MISO_MO-IL_2_ENT | MISO_MO-IL | ENT | Internal | Shoulder | B14 | 900 | 2540 | 0 | 54.8 | 61.51 | 8 | 0
2040 | MISO_MO-IL_2_ENT | MISO_MO-IL | ENT | Internal | Shoulder | B15 | 1203 | 2540 | 2540 | 48.53 | 59.46 | 8 | 2.93
2040 | MISO_MO-IL_2_ENT | MISO_MO-IL | ENT | Internal | Summer | B1 | 10 | 2540 | 0 | 97.67 | 98.63 | 8 | 0
2040 | MISO_MO-IL_2_ENT | MISO_MO-IL | ENT | Internal | Summer | B2 | 25 | 2540 | 0 | 93.56 | 94.52 | 8 | 0
2040 | MISO_MO-IL_2_ENT | MISO_MO-IL | ENT | Internal | Summer | B3 | 75 | 2540 | 0 | 92.44 | 94.52 | 8 | 0
2040 | MISO_MO-IL_2_ENT | MISO_MO-IL | ENT | Internal | Summer | B4 | 100 | 2540 | 0 | 92.01 | 92.52 | 8 | 0
2040 | MISO_MO-IL_2_ENT | MISO_MO-IL | ENT | Internal | Summer | B5 | 200 | 2540 | 0 | 89.6 | 88.11 | 8 | 0
2040 | MISO_MO-IL_2_ENT | MISO_MO-IL | ENT | Internal | Summer | B6 | 300 | 2540 | 128.36 | 70.16 | 78.16 | 8 | 0
2040 | MISO_MO-IL_2_ENT | MISO_MO-IL | ENT | Internal | Summer | B7 | 400 | 2540 | 0 | 57.57 | 60.6 | 8 | 0
2040 | MISO_MO-IL_2_ENT | MISO_MO-IL | ENT | Internal | Summer | B8 | 500 | 2540 | 0 | 52.56 | 60 | 8 | 0
2040 | MISO_MO-IL_2_ENT | MISO_MO-IL | ENT | Internal | Summer | B9 | 800 | 2540 | 1618.28 | 50.02 | 58.02 | 8 | 0
2040 | MISO_MO-IL_2_ENT | MISO_MO-IL | ENT | Internal | Summer | B10 | 1262 | 2540 | 2540 | 42.42 | 52.76 | 8 | 2.35
2040 | MISO_MO-IL_2_ENT | MISO_MO-IL | ENT | Internal | Winter | B16 | 25 | 2540 | 0 | 72.36 | 76.29 | 8 | 0
2040 | MISO_MO-IL_2_ENT | MISO_MO-IL | ENT | Internal | Winter | B17 | 100 | 2540 | 0 | 59.06 | 66.07 | 8 | 0
2040 | MISO_MO-IL_2_ENT | MISO_MO-IL | ENT | Internal | Winter | B18 | 400 | 2540 | 0 | 60.83 | 66.07 | 8 | 0
2040 | MISO_MO-IL_2_ENT | MISO_MO-IL | ENT | Internal | Winter | B19 | 700 | 2540 | 0 | 58.13 | 65.29 | 8 | 0
2040 | MISO_MO-IL_2_ENT | MISO_MO-IL | ENT | Internal | Winter | B20 | 935 | 2540 | 2540 | 46.05 | 57.96 | 8 | 3.92
2040 | MISO_MO-IL_2_MISO_IN | MISO_MO-IL | MISO_IN | Internal | Shoulder | B11 | 25 | 2100 | 184.71 | 82.77 | 82.78 | 0.01 | 0
2040 | MISO_MO-IL_2_MISO_IN | MISO_MO-IL | MISO_IN | Internal | Shoulder | B12 | 200 | 2100 | 2100 | 61.2 | 65.2 | 0.01 | 3.99
2040 | MISO_MO-IL_2_MISO_IN | MISO_MO-IL | MISO_IN | Internal | Shoulder | B13 | 600 | 2100 | 2100 | 58.26 | 59.76 | 0.01 | 1.49
2040 | MISO_MO-IL_2_MISO_IN | MISO_MO-IL | MISO_IN | Internal | Shoulder | B14 | 900 | 2100 | 2100 | 54.8 | 58.17 | 0.01 | 3.35
2040 | MISO_MO-IL_2_MISO_IN | MISO_MO-IL | MISO_IN | Internal | Shoulder | B15 | 1203 | 2100 | 2100 | 48.53 | 51.69 | 0.01 | 3.15
2040 | MISO_MO-IL_2_MISO_IN | MISO_MO-IL | MISO_IN | Internal | Summer | B1 | 10 | 2100 | 1658.65 | 97.67 | 97.68 | 0.01 | 0
2040 | MISO_MO-IL_2_MISO_IN | MISO_MO-IL | MISO_IN | Internal | Summer | B2 | 25 | 2100 | 2099.98 | 93.56 | 94.63 | 0.01 | 1.06
2040 | MISO_MO-IL_2_MISO_IN | MISO_MO-IL | MISO_IN | Internal | Summer | B3 | 75 | 2100 | 0.53 | 92.44 | 92.44 | 0.01 | 0
2040 | MISO_MO-IL_2_MISO_IN | MISO_MO-IL | MISO_IN | Internal | Summer | B4 | 100 | 2100 | 0.17 | 92.01 | 91.99 | 0.01 | 0
2040 | MISO_MO-IL_2_MISO_IN | MISO_MO-IL | MISO_IN | Internal | Summer | B5 | 200 | 2100 | 0.09 | 89.6 | 89.59 | 0.01 | 0
2040 | MISO_MO-IL_2_MISO_IN | MISO_MO-IL | MISO_IN | Internal | Summer | B6 | 300 | 2100 | 0.06 | 70.16 | 70.15 | 0.01 | 0
2040 | MISO_MO-IL_2_MISO_IN | MISO_MO-IL | MISO_IN | Internal | Summer | B7 | 400 | 2100 | 1754.14 | 57.57 | 57.58 | 0.01 | 0
2040 | MISO_MO-IL_2_MISO_IN | MISO_MO-IL | MISO_IN | Internal | Summer | B8 | 500 | 2100 | 2091.43 | 52.56 | 52.57 | 0.01 | 0
2040 | MISO_MO-IL_2_MISO_IN | MISO_MO-IL | MISO_IN | Internal | Summer | B9 | 800 | 2100 | 1435.38 | 50.02 | 50.03 | 0.01 | 0
2040 | MISO_MO-IL_2_MISO_IN | MISO_MO-IL | MISO_IN | Internal | Summer | B10 | 1262 | 2100 | 2100 | 42.42 | 48.99 | 0.01 | 6.55
2040 | MISO_MO-IL_2_MISO_IN | MISO_MO-IL | MISO_IN | Internal | Winter | B16 | 25 | 2100 | 2100 | 72.36 | 78.42 | 0.01 | 6.05
2040 | MISO_MO-IL_2_MISO_IN | MISO_MO-IL | MISO_IN | Internal | Winter | B17 | 100 | 2100 | 2100 | 59.06 | 68.06 | 0.01 | 8.99
2040 | MISO_MO-IL_2_MISO_IN | MISO_MO-IL | MISO_IN | Internal | Winter | B18 | 400 | 2100 | 1377.42 | 60.83 | 60.84 | 0.01 | 0
2040 | MISO_MO-IL_2_MISO_IN | MISO_MO-IL | MISO_IN | Internal | Winter | B19 | 700 | 2100 | 2100 | 58.13 | 59.42 | 0.01 | 1.28
2040 | MISO_MO-IL_2_MISO_IN | MISO_MO-IL | MISO_IN | Internal | Winter | B20 | 935 | 2100 | 2100 | 46.05 | 53.53 | 0.01 | 7.47
2040 | MISO_MO-IL_2_MISO_W | MISO_MO-IL | MISO_W | Internal | Shoulder | B11 | 25 | 960 | 0.64 | 82.77 | 82.76 | 0.01 | 0
2040 | MISO_MO-IL_2_MISO_W | MISO_MO-IL | MISO_W | Internal | Shoulder | B12 | 200 | 960 | 0.08 | 61.2 | 61.19 | 0.01 | 0
2040 | MISO_MO-IL_2_MISO_W | MISO_MO-IL | MISO_W | Internal | Shoulder | B13 | 600 | 960 | 0.03 | 58.26 | 58.25 | 0.01 | 0
2040 | MISO_MO-IL_2_MISO_W | MISO_MO-IL | MISO_W | Internal | Shoulder | B14 | 900 | 960 | 0.02 | 54.8 | 54.79 | 0.01 | 0
2040 | MISO_MO-IL_2_MISO_W | MISO_MO-IL | MISO_W | Internal | Shoulder | B15 | 1203 | 960 | 0 | 48.53 | 40.63 | 0.01 | 0
2040 | MISO_MO-IL_2_MISO_W | MISO_MO-IL | MISO_W | Internal | Summer | B1 | 10 | 960 | 1.47 | 97.67 | 97.66 | 0.01 | 0
2040 | MISO_MO-IL_2_MISO_W | MISO_MO-IL | MISO_W | Internal | Summer | B2 | 25 | 960 | 0.64 | 93.56 | 93.54 | 0.01 | 0
2040 | MISO_MO-IL_2_MISO_W | MISO_MO-IL | MISO_W | Internal | Summer | B3 | 75 | 960 | 959.83 | 92.44 | 92.48 | 0.01 | 0.03
2040 | MISO_MO-IL_2_MISO_W | MISO_MO-IL | MISO_W | Internal | Summer | B4 | 100 | 960 | 209.75 | 92.01 | 92.02 | 0.01 | 0
2040 | MISO_MO-IL_2_MISO_W | MISO_MO-IL | MISO_W | Internal | Summer | B5 | 200 | 960 | 0.08 | 89.6 | 89.59 | 0.01 | 0
2040 | MISO_MO-IL_2_MISO_W | MISO_MO-IL | MISO_W | Internal | Summer | B6 | 300 | 960 | 847.76 | 70.16 | 70.18 | 0.01 | 0
2040 | MISO_MO-IL_2_MISO_W | MISO_MO-IL | MISO_W | Internal | Summer | B7 | 400 | 960 | 0.04 | 57.57 | 57.56 | 0.01 | 0
2040 | MISO_MO-IL_2_MISO_W | MISO_MO-IL | MISO_W | Internal | Summer | B8 | 500 | 960 | 0.03 | 52.56 | 52.55 | 0.01 | 0
2040 | MISO_MO-IL_2_MISO_W | MISO_MO-IL | MISO_W | Internal | Summer | B9 | 800 | 960 | 0.02 | 50.02 | 50.01 | 0.01 | 0
2040 | MISO_MO-IL_2_MISO_W | MISO_MO-IL | MISO_W | Internal | Summer | B10 | 1262 | 960 | 0 | 42.42 | 39.38 | 0.01 | 0
2040 | MISO_MO-IL_2_MISO_W | MISO_MO-IL | MISO_W | Internal | Winter | B16 | 25 | 960 | 0 | 72.36 | 64.29 | 0.01 | 0
2040 | MISO_MO-IL_2_MISO_W | MISO_MO-IL | MISO_W | Internal | Winter | B17 | 100 | 960 | 0.15 | 59.06 | 59.05 | 0.01 | 0
2040 | MISO_MO-IL_2_MISO_W | MISO_MO-IL | MISO_W | Internal | Winter | B18 | 400 | 960 | 0.04 | 60.83 | 60.82 | 0.01 | 0
2040 | MISO_MO-IL_2_MISO_W | MISO_MO-IL | MISO_W | Internal | Winter | B19 | 700 | 960 | 0.02 | 58.13 | 58.12 | 0.01 | 0
2040 | MISO_MO-IL_2_MISO_W | MISO_MO-IL | MISO_W | Internal | Winter | B20 | 935 | 960 | 0 | 46.05 | 38.77 | 0.01 | 0
2040 | MISO_MO-IL_2_PJM_ROR | MISO_MO-IL | PJM_ROR | Internal | Shoulder | B11 | 25 | 1212 | 0 | 82.77 | 80.77 | 2 | 0
2040 | MISO_MO-IL_2_PJM_ROR | MISO_MO-IL | PJM_ROR | Internal | Shoulder | B12 | 200 | 1212 | 884.66 | 61.2 | 63.2 | 2 | 0
2040 | MISO_MO-IL_2_PJM_ROR | MISO_MO-IL | PJM_ROR | Internal | Shoulder | B13 | 600 | 1212 | 0 | 58.26 | 57.77 | 2 | 0
2040 | MISO_MO-IL_2_PJM_ROR | MISO_MO-IL | PJM_ROR | Internal | Shoulder | B14 | 900 | 1212 | 0 | 54.8 | 56.26 | 2 | 0
2040 | MISO_MO-IL_2_PJM_ROR | MISO_MO-IL | PJM_ROR | Internal | Shoulder | B15 | 1203 | 1212 | 1212 | 48.53 | 51.58 | 2 | 1.05
2040 | MISO_MO-IL_2_PJM_ROR | MISO_MO-IL | PJM_ROR | Internal | Summer | B1 | 10 | 1212 | 322.15 | 97.67 | 99.67 | 2 | 0
2040 | MISO_MO-IL_2_PJM_ROR | MISO_MO-IL | PJM_ROR | Internal | Summer | B2 | 25 | 1212 | 0 | 93.56 | 92.64 | 2 | 0
2040 | MISO_MO-IL_2_PJM_ROR | MISO_MO-IL | PJM_ROR | Internal | Summer | B3 | 75 | 1212 | 0 | 92.44 | 90.44 | 2 | 0
2040 | MISO_MO-IL_2_PJM_ROR | MISO_MO-IL | PJM_ROR | Internal | Summer | B4 | 100 | 1212 | 0 | 92.01 | 90.44 | 2 | 0
2040 | MISO_MO-IL_2_PJM_ROR | MISO_MO-IL | PJM_ROR | Internal | Summer | B5 | 200 | 1212 | 0 | 89.6 | 87.59 | 2 | 0
2040 | MISO_MO-IL_2_PJM_ROR | MISO_MO-IL | PJM_ROR | Internal | Summer | B6 | 300 | 1212 | 0 | 70.16 | 68.16 | 2 | 0
2040 | MISO_MO-IL_2_PJM_ROR | MISO_MO-IL | PJM_ROR | Internal | Summer | B7 | 400 | 1212 | 0 | 57.57 | 55.6 | 2 | 0
2040 | MISO_MO-IL_2_PJM_ROR | MISO_MO-IL | PJM_ROR | Internal | Summer | B8 | 500 | 1212 | 0 | 52.56 | 53.37 | 2 | 0
2040 | MISO_MO-IL_2_PJM_ROR | MISO_MO-IL | PJM_ROR | Internal | Summer | B9 | 800 | 1212 | 0 | 50.02 | 49.78 | 2 | 0
2040 | MISO_MO-IL_2_PJM_ROR | MISO_MO-IL | PJM_ROR | Internal | Summer | B10 | 1262 | 1212 | 1212 | 42.42 | 49.34 | 2 | 4.92
2040 | MISO_MO-IL_2_PJM_ROR | MISO_MO-IL | PJM_ROR | Internal | Winter | B16 | 25 | 1212 | 1211.99 | 72.36 | 76.43 | 2 | 2.07
2040 | MISO_MO-IL_2_PJM_ROR | MISO_MO-IL | PJM_ROR | Internal | Winter | B17 | 100 | 1212 | 1212 | 59.06 | 70.06 | 2 | 9
2040 | MISO_MO-IL_2_PJM_ROR | MISO_MO-IL | PJM_ROR | Internal | Winter | B18 | 400 | 1212 | 782.23 | 60.83 | 62.83 | 2 | 0
2040 | MISO_MO-IL_2_PJM_ROR | MISO_MO-IL | PJM_ROR | Internal | Winter | B19 | 700 | 1212 | 518.21 | 58.13 | 60.13 | 2 | 0
2040 | MISO_MO-IL_2_PJM_ROR | MISO_MO-IL | PJM_ROR | Internal | Winter | B20 | 935 | 1212 | 1212 | 46.05 | 55.54 | 2 | 7.5
2040 | MISO_MO-IL_2_SPP_N | MISO_MO-IL | SPP_N | Internal | Shoulder | B11 | 25 | 2000 | 0.02 | 82.77 | 89.76 | 8 | 0
2040 | MISO_MO-IL_2_SPP_N | MISO_MO-IL | SPP_N | Internal | Shoulder | B12 | 200 | 2000 | 0 | 61.2 | 61.19 | 8 | 0
2040 | MISO_MO-IL_2_SPP_N | MISO_MO-IL | SPP_N | Internal | Shoulder | B13 | 600 | 2000 | 0 | 58.26 | 59.24 | 8 | 0
2040 | MISO_MO-IL_2_SPP_N | MISO_MO-IL | SPP_N | Internal | Shoulder | B14 | 900 | 2000 | 0 | 54.8 | 56.51 | 8 | 0
2040 | MISO_MO-IL_2_SPP_N | MISO_MO-IL | SPP_N | Internal | Shoulder | B15 | 1203 | 2000 | 0 | 48.53 | 47.63 | 8 | 0
2040 | MISO_MO-IL_2_SPP_N | MISO_MO-IL | SPP_N | Internal | Summer | B1 | 10 | 2000 | 0 | 97.67 | 97.14 | 8 | 0
2040 | MISO_MO-IL_2_SPP_N | MISO_MO-IL | SPP_N | Internal | Summer | B2 | 25 | 2000 | 0 | 93.56 | 94.26 | 8 | 0
2040 | MISO_MO-IL_2_SPP_N | MISO_MO-IL | SPP_N | Internal | Summer | B3 | 75 | 2000 | 0 | 92.44 | 94.26 | 8 | 0
2040 | MISO_MO-IL_2_SPP_N | MISO_MO-IL | SPP_N | Internal | Summer | B4 | 100 | 2000 | 0 | 92.01 | 94.26 | 8 | 0
2040 | MISO_MO-IL_2_SPP_N | MISO_MO-IL | SPP_N | Internal | Summer | B5 | 200 | 2000 | 0 | 89.6 | 91.71 | 8 | 0
2040 | MISO_MO-IL_2_SPP_N | MISO_MO-IL | SPP_N | Internal | Summer | B6 | 300 | 2000 | 0 | 70.16 | 77.18 | 8 | 0
2040 | MISO_MO-IL_2_SPP_N | MISO_MO-IL | SPP_N | Internal | Summer | B7 | 400 | 2000 | 0 | 57.57 | 62.07 | 8 | 0
2040 | MISO_MO-IL_2_SPP_N | MISO_MO-IL | SPP_N | Internal | Summer | B8 | 500 | 2000 | 0 | 52.56 | 57.42 | 8 | 0
2040 | MISO_MO-IL_2_SPP_N | MISO_MO-IL | SPP_N | Internal | Summer | B9 | 800 | 2000 | 0 | 50.02 | 57.01 | 8 | 0
2040 | MISO_MO-IL_2_SPP_N | MISO_MO-IL | SPP_N | Internal | Summer | B10 | 1262 | 2000 | 0 | 42.42 | 46.38 | 8 | 0
2040 | MISO_MO-IL_2_SPP_N | MISO_MO-IL | SPP_N | Internal | Winter | B16 | 25 | 2000 | 0 | 72.36 | 71.29 | 8 | 0
2040 | MISO_MO-IL_2_SPP_N | MISO_MO-IL | SPP_N | Internal | Winter | B17 | 100 | 2000 | 0 | 59.06 | 63.29 | 8 | 0
2040 | MISO_MO-IL_2_SPP_N | MISO_MO-IL | SPP_N | Internal | Winter | B18 | 400 | 2000 | 0 | 60.83 | 61.07 | 8 | 0
2040 | MISO_MO-IL_2_SPP_N | MISO_MO-IL | SPP_N | Internal | Winter | B19 | 700 | 2000 | 0 | 58.13 | 60.29 | 8 | 0
2040 | MISO_MO-IL_2_SPP_N | MISO_MO-IL | SPP_N | Internal | Winter | B20 | 935 | 2000 | 0 | 46.05 | 44.87 | 8 | 0
2040 | MISO_MO-IL_2_TVA_Transmission | MISO_MO-IL | TVA_Transmission | Internal | Shoulder | B11 | 25 | 4000 | 0 | 82.77 | 86.77 | 8 | 0
2040 | MISO_MO-IL_2_TVA_Transmission | MISO_MO-IL | TVA_Transmission | Internal | Shoulder | B12 | 200 | 4000 | 0 | 61.2 | 66.04 | 8 | 0
2040 | MISO_MO-IL_2_TVA_Transmission | MISO_MO-IL | TVA_Transmission | Internal | Shoulder | B13 | 600 | 4000 | 0 | 58.26 | 61.95 | 8 | 0
2040 | MISO_MO-IL_2_TVA_Transmission | MISO_MO-IL | TVA_Transmission | Internal | Shoulder | B14 | 900 | 4000 | 0 | 54.8 | 61.31 | 8 | 0
2040 | MISO_MO-IL_2_TVA_Transmission | MISO_MO-IL | TVA_Transmission | Internal | Shoulder | B15 | 1203 | 4000 | 0 | 48.53 | 55.76 | 8 | 0
2040 | MISO_MO-IL_2_TVA_Transmission | MISO_MO-IL | TVA_Transmission | Internal | Summer | B1 | 10 | 4000 | 560.66 | 97.67 | 105.67 | 8 | 0
2040 | MISO_MO-IL_2_TVA_Transmission | MISO_MO-IL | TVA_Transmission | Internal | Summer | B2 | 25 | 4000 | 100.9 | 93.56 | 101.56 | 8 | 0
2040 | MISO_MO-IL_2_TVA_Transmission | MISO_MO-IL | TVA_Transmission | Internal | Summer | B3 | 75 | 4000 | 0 | 92.44 | 96.44 | 8 | 0
2040 | MISO_MO-IL_2_TVA_Transmission | MISO_MO-IL | TVA_Transmission | Internal | Summer | B4 | 100 | 4000 | 0 | 92.01 | 95.92 | 8 | 0
2040 | MISO_MO-IL_2_TVA_Transmission | MISO_MO-IL | TVA_Transmission | Internal | Summer | B5 | 200 | 4000 | 0 | 89.6 | 92.87 | 8 | 0
2040 | MISO_MO-IL_2_TVA_Transmission | MISO_MO-IL | TVA_Transmission | Internal | Summer | B6 | 300 | 4000 | 0 | 70.16 | 74.16 | 8 | 0
2040 | MISO_MO-IL_2_TVA_Transmission | MISO_MO-IL | TVA_Transmission | Internal | Summer | B7 | 400 | 4000 | 0 | 57.57 | 60.79 | 8 | 0
2040 | MISO_MO-IL_2_TVA_Transmission | MISO_MO-IL | TVA_Transmission | Internal | Summer | B8 | 500 | 4000 | 0 | 52.56 | 59.34 | 8 | 0
2040 | MISO_MO-IL_2_TVA_Transmission | MISO_MO-IL | TVA_Transmission | Internal | Summer | B9 | 800 | 4000 | 0 | 50.02 | 54.69 | 8 | 0
2040 | MISO_MO-IL_2_TVA_Transmission | MISO_MO-IL | TVA_Transmission | Internal | Summer | B10 | 1262 | 4000 | 0 | 42.42 | 48.61 | 8 | 0
2040 | MISO_MO-IL_2_TVA_Transmission | MISO_MO-IL | TVA_Transmission | Internal | Winter | B16 | 25 | 4000 | 1212.78 | 72.36 | 80.36 | 8 | 0
2040 | MISO_MO-IL_2_TVA_Transmission | MISO_MO-IL | TVA_Transmission | Internal | Winter | B17 | 100 | 4000 | 659.68 | 59.06 | 67.06 | 8 | 0
2040 | MISO_MO-IL_2_TVA_Transmission | MISO_MO-IL | TVA_Transmission | Internal | Winter | B18 | 400 | 4000 | 0 | 60.83 | 64.47 | 8 | 0
2040 | MISO_MO-IL_2_TVA_Transmission | MISO_MO-IL | TVA_Transmission | Internal | Winter | B19 | 700 | 4000 | 0 | 58.13 | 63.29 | 8 | 0
2040 | MISO_MO-IL_2_TVA_Transmission | MISO_MO-IL | TVA_Transmission | Internal | Winter | B20 | 935 | 4000 | 1782.36 | 46.05 | 54.05 | 8 | 0
2040 | MISO_W_2_IESO | MISO_W | IESO | Internal | Shoulder | B11 | 25 | 90 | 0 | 82.76 | 51.5 | 8 | 0
2040 | MISO_W_2_IESO | MISO_W | IESO | Internal | Shoulder | B12 | 200 | 90 | 0 | 61.19 | 51.5 | 8 | 0
2040 | MISO_W_2_IESO | MISO_W | IESO | Internal | Shoulder | B13 | 600 | 90 | 0 | 58.25 | 51.18 | 8 | 0
2040 | MISO_W_2_IESO | MISO_W | IESO | Internal | Shoulder | B14 | 900 | 90 | 0 | 54.79 | 51.18 | 8 | 0
2040 | MISO_W_2_IESO | MISO_W | IESO | Internal | Shoulder | B15 | 1203 | 90 | 90 | 40.63 | 51.18 | 8 | 2.55
2040 | MISO_W_2_IESO | MISO_W | IESO | Internal | Summer | B1 | 10 | 90 | 0 | 97.66 | 90.7 | 8 | 0
2040 | MISO_W_2_IESO | MISO_W | IESO | Internal | Summer | B2 | 25 | 90 | 0 | 93.54 | 87.64 | 8 | 0
2040 | MISO_W_2_IESO | MISO_W | IESO | Internal | Summer | B3 | 75 | 90 | 0 | 92.48 | 82.56 | 8 | 0
2040 | MISO_W_2_IESO | MISO_W | IESO | Internal | Summer | B4 | 100 | 90 | 0 | 92.02 | 75.37 | 8 | 0
2040 | MISO_W_2_IESO | MISO_W | IESO | Internal | Summer | B5 | 200 | 90 | 0 | 89.59 | 66.59 | 8 | 0
2040 | MISO_W_2_IESO | MISO_W | IESO | Internal | Summer | B6 | 300 | 90 | 0 | 70.18 | 53.15 | 8 | 0
2040 | MISO_W_2_IESO | MISO_W | IESO | Internal | Summer | B7 | 400 | 90 | 0 | 57.56 | 50.6 | 8 | 0
2040 | MISO_W_2_IESO | MISO_W | IESO | Internal | Summer | B8 | 500 | 90 | 0 | 52.55 | 46.66 | 8 | 0
2040 | MISO_W_2_IESO | MISO_W | IESO | Internal | Summer | B9 | 800 | 90 | 0 | 50.01 | 46.66 | 8 | 0
2040 | MISO_W_2_IESO | MISO_W | IESO | Internal | Summer | B10 | 1262 | 90 | 0 | 39.38 | 46.66 | 8 | 0
2040 | MISO_W_2_IESO | MISO_W | IESO | Internal | Winter | B16 | 25 | 90 | 0 | 64.29 | 61.42 | 8 | 0
2040 | MISO_W_2_IESO | MISO_W | IESO | Internal | Winter | B17 | 100 | 90 | 0 | 59.05 | 55.07 | 8 | 0
2040 | MISO_W_2_IESO | MISO_W | IESO | Internal | Winter | B18 | 400 | 90 | 0 | 60.82 | 53.85 | 8 | 0
2040 | MISO_W_2_IESO | MISO_W | IESO | Internal | Winter | B19 | 700 | 90 | 0 | 58.12 | 53.85 | 8 | 0
2040 | MISO_W_2_IESO | MISO_W | IESO | Internal | Winter | B20 | 935 | 90 | 90 | 38.77 | 53.85 | 8 | 7.09
2040 | MISO_W_2_MAPP_CA | MISO_W | MAPP_CA | Internal | Shoulder | B11 | 25 | 700 | 0.36 | 82.76 | 82.73 | 0.01 | 0
2040 | MISO_W_2_MAPP_CA | MISO_W | MAPP_CA | Internal | Shoulder | B12 | 200 | 700 | 0.08 | 61.19 | 61.18 | 0.01 | 0
2040 | MISO_W_2_MAPP_CA | MISO_W | MAPP_CA | Internal | Shoulder | B13 | 600 | 700 | 0.03 | 58.25 | 58.23 | 0.01 | 0
2040 | MISO_W_2_MAPP_CA | MISO_W | MAPP_CA | Internal | Shoulder | B14 | 900 | 700 | 700 | 54.79 | 56.28 | 0.01 | 1.48
2040 | MISO_W_2_MAPP_CA | MISO_W | MAPP_CA | Internal | Shoulder | B15 | 1203 | 700 | 700 | 40.63 | 56.28 | 0.01 | 15.64
2040 | MISO_W_2_MAPP_CA | MISO_W | MAPP_CA | Internal | Summer | B1 | 10 | 700 | 0 | 97.66 | 92.47 | 0.01 | 0
2040 | MISO_W_2_MAPP_CA | MISO_W | MAPP_CA | Internal | Summer | B2 | 25 | 700 | 0.01 | 93.54 | 92.47 | 0.01 | 0
2040 | MISO_W_2_MAPP_CA | MISO_W | MAPP_CA | Internal | Summer | B3 | 75 | 700 | 0.21 | 92.48 | 92.47 | 0.01 | 0
2040 | MISO_W_2_MAPP_CA | MISO_W | MAPP_CA | Internal | Summer | B4 | 100 | 700 | 0.16 | 92.02 | 92.01 | 0.01 | 0
2040 | MISO_W_2_MAPP_CA | MISO_W | MAPP_CA | Internal | Summer | B5 | 200 | 700 | 0.08 | 89.59 | 89.58 | 0.01 | 0
2040 | MISO_W_2_MAPP_CA | MISO_W | MAPP_CA | Internal | Summer | B6 | 300 | 700 | 0.05 | 70.18 | 70.16 | 0.01 | 0
2040 | MISO_W_2_MAPP_CA | MISO_W | MAPP_CA | Internal | Summer | B7 | 400 | 700 | 0.04 | 57.56 | 57.55 | 0.01 | 0
2040 | MISO_W_2_MAPP_CA | MISO_W | MAPP_CA | Internal | Summer | B8 | 500 | 700 | 255.08 | 52.55 | 52.56 | 0.01 | 0
2040 | MISO_W_2_MAPP_CA | MISO_W | MAPP_CA | Internal | Summer | B9 | 800 | 700 | 700 | 50.01 | 52.56 | 0.01 | 2.54
2040 | MISO_W_2_MAPP_CA | MISO_W | MAPP_CA | Internal | Summer | B10 | 1262 | 700 | 700 | 39.38 | 52.56 | 0.01 | 13.17
2040 | MISO_W_2_MAPP_CA | MISO_W | MAPP_CA | Internal | Winter | B16 | 25 | 700 | 266.18 | 64.29 | 64.3 | 0.01 | 0
2040 | MISO_W_2_MAPP_CA | MISO_W | MAPP_CA | Internal | Winter | B17 | 100 | 700 | 700 | 59.05 | 61.54 | 0.01 | 2.48
2040 | MISO_W_2_MAPP_CA | MISO_W | MAPP_CA | Internal | Winter | B18 | 400 | 700 | 700 | 60.82 | 61.54 | 0.01 | 0.71
2040 | MISO_W_2_MAPP_CA | MISO_W | MAPP_CA | Internal | Winter | B19 | 700 | 700 | 700 | 58.12 | 61.54 | 0.01 | 3.41
2040 | MISO_W_2_MAPP_CA | MISO_W | MAPP_CA | Internal | Winter | B20 | 935 | 700 | 700 | 38.77 | 61.54 | 0.01 | 22.76
2040 | MISO_W_2_MAPP_US | MISO_W | MAPP_US | Internal | Shoulder | B11 | 25 | 2300 | 0 | 82.76 | 75.76 | 7 | 0
2040 | MISO_W_2_MAPP_US | MISO_W | MAPP_US | Internal | Shoulder | B12 | 200 | 2300 | 0 | 61.19 | 54.19 | 7 | 0
2040 | MISO_W_2_MAPP_US | MISO_W | MAPP_US | Internal | Shoulder | B13 | 600 | 2300 | 0 | 58.25 | 51.25 | 7 | 0
2040 | MISO_W_2_MAPP_US | MISO_W | MAPP_US | Internal | Shoulder | B14 | 900 | 2300 | 0 | 54.79 | 49.5 | 7 | 0
2040 | MISO_W_2_MAPP_US | MISO_W | MAPP_US | Internal | Shoulder | B15 | 1203 | 2300 | 0 | 40.63 | 40.62 | 7 | 0
2040 | MISO_W_2_MAPP_US | MISO_W | MAPP_US | Internal | Summer | B1 | 10 | 2300 | 0 | 97.66 | 90.66 | 7 | 0
2040 | MISO_W_2_MAPP_US | MISO_W | MAPP_US | Internal | Summer | B2 | 25 | 2300 | 0 | 93.54 | 87.25 | 7 | 0
2040 | MISO_W_2_MAPP_US | MISO_W | MAPP_US | Internal | Summer | B3 | 75 | 2300 | 0 | 92.48 | 87.25 | 7 | 0
2040 | MISO_W_2_MAPP_US | MISO_W | MAPP_US | Internal | Summer | B4 | 100 | 2300 | 0 | 92.02 | 85.02 | 7 | 0
2040 | MISO_W_2_MAPP_US | MISO_W | MAPP_US | Internal | Summer | B5 | 200 | 2300 | 0 | 89.59 | 82.59 | 7 | 0
2040 | MISO_W_2_MAPP_US | MISO_W | MAPP_US | Internal | Summer | B6 | 300 | 2300 | 0 | 70.18 | 63.18 | 7 | 0
2040 | MISO_W_2_MAPP_US | MISO_W | MAPP_US | Internal | Summer | B7 | 400 | 2300 | 0 | 57.56 | 50.75 | 7 | 0
2040 | MISO_W_2_MAPP_US | MISO_W | MAPP_US | Internal | Summer | B8 | 500 | 2300 | 0 | 52.55 | 45.55 | 7 | 0
2040 | MISO_W_2_MAPP_US | MISO_W | MAPP_US | Internal | Summer | B9 | 800 | 2300 | 0 | 50.01 | 43.01 | 7 | 0
2040 | MISO_W_2_MAPP_US | MISO_W | MAPP_US | Internal | Summer | B10 | 1262 | 2300 | 0 | 39.38 | 32.38 | 7 | 0
2040 | MISO_W_2_MAPP_US | MISO_W | MAPP_US | Internal | Winter | B16 | 25 | 2300 | 0 | 64.29 | 62.34 | 7 | 0
2040 | MISO_W_2_MAPP_US | MISO_W | MAPP_US | Internal | Winter | B17 | 100 | 2300 | 0 | 59.05 | 56.27 | 7 | 0
2040 | MISO_W_2_MAPP_US | MISO_W | MAPP_US | Internal | Winter | B18 | 400 | 2300 | 0 | 60.82 | 54.06 | 7 | 0
2040 | MISO_W_2_MAPP_US | MISO_W | MAPP_US | Internal | Winter | B19 | 700 | 2300 | 0 | 58.12 | 53.28 | 7 | 0
2040 | MISO_W_2_MAPP_US | MISO_W | MAPP_US | Internal | Winter | B20 | 935 | 2300 | 0 | 38.77 | 37.3 | 7 | 0
2040 | MISO_W_2_MISO_MO-IL | MISO_W | MISO_MO-IL | Internal | Shoulder | B11 | 25 | 3800 | 1702.8 | 82.76 | 82.77 | 0.01 | 0
2040 | MISO_W_2_MISO_MO-IL | MISO_W | MISO_MO-IL | Internal | Shoulder | B12 | 200 | 3800 | 3571.54 | 61.19 | 61.2 | 0.01 | 0
2040 | MISO_W_2_MISO_MO-IL | MISO_W | MISO_MO-IL | Internal | Shoulder | B13 | 600 | 3800 | 2182.52 | 58.25 | 58.26 | 0.01 | 0
2040 | MISO_W_2_MISO_MO-IL | MISO_W | MISO_MO-IL | Internal | Shoulder | B14 | 900 | 3800 | 1869.46 | 54.79 | 54.8 | 0.01 | 0
2040 | MISO_W_2_MISO_MO-IL | MISO_W | MISO_MO-IL | Internal | Shoulder | B15 | 1203 | 3800 | 3800 | 40.63 | 48.53 | 0.01 | 7.89
2040 | MISO_W_2_MISO_MO-IL | MISO_W | MISO_MO-IL | Internal | Summer | B1 | 10 | 3800 | 2864.23 | 97.66 | 97.67 | 0.01 | 0
2040 | MISO_W_2_MISO_MO-IL | MISO_W | MISO_MO-IL | Internal | Summer | B2 | 25 | 3800 | 2114.77 | 93.54 | 93.56 | 0.01 | 0
2040 | MISO_W_2_MISO_MO-IL | MISO_W | MISO_MO-IL | Internal | Summer | B3 | 75 | 3800 | 0.09 | 92.48 | 92.44 | 0.01 | 0
2040 | MISO_W_2_MISO_MO-IL | MISO_W | MISO_MO-IL | Internal | Summer | B4 | 100 | 3800 | 0.17 | 92.02 | 92.01 | 0.01 | 0
2040 | MISO_W_2_MISO_MO-IL | MISO_W | MISO_MO-IL | Internal | Summer | B5 | 200 | 3800 | 515.49 | 89.59 | 89.6 | 0.01 | 0
2040 | MISO_W_2_MISO_MO-IL | MISO_W | MISO_MO-IL | Internal | Summer | B6 | 300 | 3800 | 0.05 | 70.18 | 70.16 | 0.01 | 0
2040 | MISO_W_2_MISO_MO-IL | MISO_W | MISO_MO-IL | Internal | Summer | B7 | 400 | 3800 | 1761.66 | 57.56 | 57.57 | 0.01 | 0
2040 | MISO_W_2_MISO_MO-IL | MISO_W | MISO_MO-IL | Internal | Summer | B8 | 500 | 3800 | 1407.53 | 52.55 | 52.56 | 0.01 | 0
2040 | MISO_W_2_MISO_MO-IL | MISO_W | MISO_MO-IL | Internal | Summer | B9 | 800 | 3800 | 856.74 | 50.01 | 50.02 | 0.01 | 0
2040 | MISO_W_2_MISO_MO-IL | MISO_W | MISO_MO-IL | Internal | Summer | B10 | 1262 | 3800 | 3800 | 39.38 | 42.42 | 0.01 | 3.03
2040 | MISO_W_2_MISO_MO-IL | MISO_W | MISO_MO-IL | Internal | Winter | B16 | 25 | 3800 | 3800 | 64.29 | 72.36 | 0.01 | 8.06
2040 | MISO_W_2_MISO_MO-IL | MISO_W | MISO_MO-IL | Internal | Winter | B17 | 100 | 3800 | 3663.66 | 59.05 | 59.06 | 0.01 | 0
2040 | MISO_W_2_MISO_MO-IL | MISO_W | MISO_MO-IL | Internal | Winter | B18 | 400 | 3800 | 1059.9 | 60.82 | 60.83 | 0.01 | 0
2040 | MISO_W_2_MISO_MO-IL | MISO_W | MISO_MO-IL | Internal | Winter | B19 | 700 | 3800 | 667.91 | 58.12 | 58.13 | 0.01 | 0
2040 | MISO_W_2_MISO_MO-IL | MISO_W | MISO_MO-IL | Internal | Winter | B20 | 935 | 3800 | 3800 | 38.77 | 46.05 | 0.01 | 7.27
2040 | MISO_W_2_MISO_WUMS | MISO_W | MISO_WUMS | Internal | Shoulder | B11 | 25 | 1629 | 406.7 | 82.76 | 82.77 | 0.01 | 0
2040 | MISO_W_2_MISO_WUMS | MISO_W | MISO_WUMS | Internal | Shoulder | B12 | 200 | 1629 | 1517.31 | 61.19 | 61.2 | 0.01 | 0
2040 | MISO_W_2_MISO_WUMS | MISO_W | MISO_WUMS | Internal | Shoulder | B13 | 600 | 1629 | 959.23 | 58.25 | 58.26 | 0.01 | 0
2040 | MISO_W_2_MISO_WUMS | MISO_W | MISO_WUMS | Internal | Shoulder | B14 | 900 | 1629 | 1629 | 54.79 | 56.38 | 0.01 | 1.58
2040 | MISO_W_2_MISO_WUMS | MISO_W | MISO_WUMS | Internal | Shoulder | B15 | 1203 | 1629 | 1629 | 40.63 | 51.69 | 0.01 | 11.05
2040 | MISO_W_2_MISO_WUMS | MISO_W | MISO_WUMS | Internal | Summer | B1 | 10 | 1629 | 0 | 97.66 | 87.99 | 0.01 | 0
2040 | MISO_W_2_MISO_WUMS | MISO_W | MISO_WUMS | Internal | Summer | B2 | 25 | 1629 | 0 | 93.54 | 87.99 | 0.01 | 0
2040 | MISO_W_2_MISO_WUMS | MISO_W | MISO_WUMS | Internal | Summer | B3 | 75 | 1629 | 0 | 92.48 | 87.99 | 0.01 | 0
2040 | MISO_W_2_MISO_WUMS | MISO_W | MISO_WUMS | Internal | Summer | B4 | 100 | 1629 | 0 | 92.02 | 87.99 | 0.01 | 0
2040 | MISO_W_2_MISO_WUMS | MISO_W | MISO_WUMS | Internal | Summer | B5 | 200 | 1629 | 0 | 89.59 | 87.99 | 0.01 | 0
2040 | MISO_W_2_MISO_WUMS | MISO_W | MISO_WUMS | Internal | Summer | B6 | 300 | 1629 | 0.06 | 70.18 | 70.16 | 0.01 | 0
2040 | MISO_W_2_MISO_WUMS | MISO_W | MISO_WUMS | Internal | Summer | B7 | 400 | 1629 | 300.99 | 57.56 | 57.57 | 0.01 | 0
2040 | MISO_W_2_MISO_WUMS | MISO_W | MISO_WUMS | Internal | Summer | B8 | 500 | 1629 | 1629 | 52.55 | 54.38 | 0.01 | 1.82
2040 | MISO_W_2_MISO_WUMS | MISO_W | MISO_WUMS | Internal | Summer | B9 | 800 | 1629 | 1628.96 | 50.01 | 50.03 | 0.01 | 0.01
2040 | MISO_W_2_MISO_WUMS | MISO_W | MISO_WUMS | Internal | Summer | B10 | 1262 | 1629 | 1629 | 39.38 | 49.9 | 0.01 | 10.51
2040 | MISO_W_2_MISO_WUMS | MISO_W | MISO_WUMS | Internal | Winter | B16 | 25 | 1629 | 1629 | 64.29 | 78.42 | 0.01 | 14.12
2040 | MISO_W_2_MISO_WUMS | MISO_W | MISO_WUMS | Internal | Winter | B17 | 100 | 1629 | 1629 | 59.05 | 68.06 | 0.01 | 9
2040 | MISO_W_2_MISO_WUMS | MISO_W | MISO_WUMS | Internal | Winter | B18 | 400 | 1629 | 1379.02 | 60.82 | 60.83 | 0.01 | 0
2040 | MISO_W_2_MISO_WUMS | MISO_W | MISO_WUMS | Internal | Winter | B19 | 700 | 1629 | 1629 | 58.12 | 60.12 | 0.01 | 1.99
2040 | MISO_W_2_MISO_WUMS | MISO_W | MISO_WUMS | Internal | Winter | B20 | 935 | 1629 | 1629 | 38.77 | 55.03 | 0.01 | 16.25
2040 | MISO_W_2_NE | MISO_W | NE | Internal | Shoulder | B11 | 25 | 2800 | 0 | 82.76 | 82.76 | 7 | 0
2040 | MISO_W_2_NE | MISO_W | NE | Internal | Shoulder | B12 | 200 | 2800 | 0 | 61.19 | 61.18 | 7 | 0
2040 | MISO_W_2_NE | MISO_W | NE | Internal | Shoulder | B13 | 600 | 2800 | 0 | 58.25 | 58.25 | 7 | 0
2040 | MISO_W_2_NE | MISO_W | NE | Internal | Shoulder | B14 | 900 | 2800 | 0 | 54.79 | 56.5 | 7 | 0
2040 | MISO_W_2_NE | MISO_W | NE | Internal | Shoulder | B15 | 1203 | 2800 | 0.02 | 40.63 | 47.62 | 7 | 0
2040 | MISO_W_2_NE | MISO_W | NE | Internal | Summer | B1 | 10 | 2800 | 0 | 97.66 | 97.13 | 7 | 0
2040 | MISO_W_2_NE | MISO_W | NE | Internal | Summer | B2 | 25 | 2800 | 0 | 93.54 | 94.25 | 7 | 0
2040 | MISO_W_2_NE | MISO_W | NE | Internal | Summer | B3 | 75 | 2800 | 0 | 92.48 | 94.25 | 7 | 0
2040 | MISO_W_2_NE | MISO_W | NE | Internal | Summer | B4 | 100 | 2800 | 0 | 92.02 | 92.02 | 7 | 0
2040 | MISO_W_2_NE | MISO_W | NE | Internal | Summer | B5 | 200 | 2800 | 0 | 89.59 | 89.59 | 7 | 0
2040 | MISO_W_2_NE | MISO_W | NE | Internal | Summer | B6 | 300 | 2800 | 0 | 70.18 | 70.18 | 7 | 0
2040 | MISO_W_2_NE | MISO_W | NE | Internal | Summer | B7 | 400 | 2800 | 0 | 57.56 | 57.75 | 7 | 0
2040 | MISO_W_2_NE | MISO_W | NE | Internal | Summer | B8 | 500 | 2800 | 0 | 52.55 | 52.55 | 7 | 0
2040 | MISO_W_2_NE | MISO_W | NE | Internal | Summer | B9 | 800 | 2800 | 0 | 50.01 | 50.01 | 7 | 0
2040 | MISO_W_2_NE | MISO_W | NE | Internal | Summer | B10 | 1262 | 2800 | 0 | 39.38 | 39.38 | 7 | 0
2040 | MISO_W_2_NE | MISO_W | NE | Internal | Winter | B16 | 25 | 2800 | 0 | 64.29 | 69.34 | 7 | 0
2040 | MISO_W_2_NE | MISO_W | NE | Internal | Winter | B17 | 100 | 2800 | 0 | 59.05 | 63.27 | 7 | 0
2040 | MISO_W_2_NE | MISO_W | NE | Internal | Winter | B18 | 400 | 2800 | 0 | 60.82 | 61.06 | 7 | 0
2040 | MISO_W_2_NE | MISO_W | NE | Internal | Winter | B19 | 700 | 2800 | 0 | 58.12 | 60.28 | 7 | 0
2040 | MISO_W_2_NE | MISO_W | NE | Internal | Winter | B20 | 935 | 2800 | 0 | 38.77 | 44.3 | 7 | 0
2040 | MISO_W_2_PJM_ROR | MISO_W | PJM_ROR | Internal | Shoulder | B11 | 25 | 773 | 0 | 82.76 | 80.77 | 2 | 0
2040 | MISO_W_2_PJM_ROR | MISO_W | PJM_ROR | Internal | Shoulder | B12 | 200 | 773 | 772.84 | 61.19 | 63.2 | 2 | 0.01
2040 | MISO_W_2_PJM_ROR | MISO_W | PJM_ROR | Internal | Shoulder | B13 | 600 | 773 | 0 | 58.25 | 57.77 | 2 | 0
2040 | MISO_W_2_PJM_ROR | MISO_W | PJM_ROR | Internal | Shoulder | B14 | 900 | 773 | 0 | 54.79 | 56.26 | 2 | 0
2040 | MISO_W_2_PJM_ROR | MISO_W | PJM_ROR | Internal | Shoulder | B15 | 1203 | 773 | 773 | 40.63 | 51.58 | 2 | 8.95
2040 | MISO_W_2_PJM_ROR | MISO_W | PJM_ROR | Internal | Summer | B1 | 10 | 773 | 769.99 | 97.66 | 99.67 | 2 | 0.01
2040 | MISO_W_2_PJM_ROR | MISO_W | PJM_ROR | Internal | Summer | B2 | 25 | 773 | 0 | 93.54 | 92.64 | 2 | 0
2040 | MISO_W_2_PJM_ROR | MISO_W | PJM_ROR | Internal | Summer | B3 | 75 | 773 | 0 | 92.48 | 90.44 | 2 | 0
2040 | MISO_W_2_PJM_ROR | MISO_W | PJM_ROR | Internal | Summer | B4 | 100 | 773 | 0 | 92.02 | 90.44 | 2 | 0
2040 | MISO_W_2_PJM_ROR | MISO_W | PJM_ROR | Internal | Summer | B5 | 200 | 773 | 0 | 89.59 | 87.59 | 2 | 0
2040 | MISO_W_2_PJM_ROR | MISO_W | PJM_ROR | Internal | Summer | B6 | 300 | 773 | 0 | 70.18 | 68.16 | 2 | 0
2040 | MISO_W_2_PJM_ROR | MISO_W | PJM_ROR | Internal | Summer | B7 | 400 | 773 | 0 | 57.56 | 55.6 | 2 | 0
2040 | MISO_W_2_PJM_ROR | MISO_W | PJM_ROR | Internal | Summer | B8 | 500 | 773 | 0 | 52.55 | 53.37 | 2 | 0
2040 | MISO_W_2_PJM_ROR | MISO_W | PJM_ROR | Internal | Summer | B9 | 800 | 773 | 0 | 50.01 | 49.78 | 2 | 0
2040 | MISO_W_2_PJM_ROR | MISO_W | PJM_ROR | Internal | Summer | B10 | 1262 | 773 | 773 | 39.38 | 49.34 | 2 | 7.96
2040 | MISO_W_2_PJM_ROR | MISO_W | PJM_ROR | Internal | Winter | B16 | 25 | 773 | 773 | 64.29 | 76.43 | 2 | 10.15
2040 | MISO_W_2_PJM_ROR | MISO_W | PJM_ROR | Internal | Winter | B17 | 100 | 773 | 773 | 59.05 | 70.06 | 2 | 9.01
2040 | MISO_W_2_PJM_ROR | MISO_W | PJM_ROR | Internal | Winter | B18 | 400 | 773 | 772.92 | 60.82 | 62.83 | 2 | 0.01
2040 | MISO_W_2_PJM_ROR | MISO_W | PJM_ROR | Internal | Winter | B19 | 700 | 773 | 772.95 | 58.12 | 60.13 | 2 | 0.01
2040 | MISO_W_2_PJM_ROR | MISO_W | PJM_ROR | Internal | Winter | B20 | 935 | 773 | 773 | 38.77 | 55.54 | 2 | 14.78
2040 | MISO_W_2_SPP_N | MISO_W | SPP_N | Internal | Shoulder | B11 | 25 | 3200 | 887.86 | 82.76 | 89.76 | 7 | 0
2040 | MISO_W_2_SPP_N | MISO_W | SPP_N | Internal | Shoulder | B12 | 200 | 3200 | 0 | 61.19 | 61.19 | 7 | 0
2040 | MISO_W_2_SPP_N | MISO_W | SPP_N | Internal | Shoulder | B13 | 600 | 3200 | 0 | 58.25 | 59.24 | 7 | 0
2040 | MISO_W_2_SPP_N | MISO_W | SPP_N | Internal | Shoulder | B14 | 900 | 3200 | 0 | 54.79 | 56.51 | 7 | 0
2040 | MISO_W_2_SPP_N | MISO_W | SPP_N | Internal | Shoulder | B15 | 1203 | 3200 | 141.68 | 40.63 | 47.63 | 7 | 0
2040 | MISO_W_2_SPP_N | MISO_W | SPP_N | Internal | Summer | B1 | 10 | 3200 | 0 | 97.66 | 97.14 | 7 | 0
2040 | MISO_W_2_SPP_N | MISO_W | SPP_N | Internal | Summer | B2 | 25 | 3200 | 0 | 93.54 | 94.26 | 7 | 0
2040 | MISO_W_2_SPP_N | MISO_W | SPP_N | Internal | Summer | B3 | 75 | 3200 | 0 | 92.48 | 94.26 | 7 | 0
2040 | MISO_W_2_SPP_N | MISO_W | SPP_N | Internal | Summer | B4 | 100 | 3200 | 0 | 92.02 | 94.26 | 7 | 0
2040 | MISO_W_2_SPP_N | MISO_W | SPP_N | Internal | Summer | B5 | 200 | 3200 | 0 | 89.59 | 91.71 | 7 | 0
2040 | MISO_W_2_SPP_N | MISO_W | SPP_N | Internal | Summer | B6 | 300 | 3200 | 2598.24 | 70.18 | 77.18 | 7 | 0
2040 | MISO_W_2_SPP_N | MISO_W | SPP_N | Internal | Summer | B7 | 400 | 3200 | 0 | 57.56 | 62.07 | 7 | 0
2040 | MISO_W_2_SPP_N | MISO_W | SPP_N | Internal | Summer | B8 | 500 | 3200 | 0 | 52.55 | 57.42 | 7 | 0
2040 | MISO_W_2_SPP_N | MISO_W | SPP_N | Internal | Summer | B9 | 800 | 3200 | 1671.58 | 50.01 | 57.01 | 7 | 0
2040 | MISO_W_2_SPP_N | MISO_W | SPP_N | Internal | Summer | B10 | 1262 | 3200 | 1827.84 | 39.38 | 46.38 | 7 | 0
2040 | MISO_W_2_SPP_N | MISO_W | SPP_N | Internal | Winter | B16 | 25 | 3200 | 1556.77 | 64.29 | 71.29 | 7 | 0
2040 | MISO_W_2_SPP_N | MISO_W | SPP_N | Internal | Winter | B17 | 100 | 3200 | 0 | 59.05 | 63.29 | 7 | 0
2040 | MISO_W_2_SPP_N | MISO_W | SPP_N | Internal | Winter | B18 | 400 | 3200 | 0 | 60.82 | 61.07 | 7 | 0
2040 | MISO_W_2_SPP_N | MISO_W | SPP_N | Internal | Winter | B19 | 700 | 3200 | 0 | 58.12 | 60.29 | 7 | 0
2040 | MISO_W_2_SPP_N | MISO_W | SPP_N | Internal | Winter | B20 | 935 | 3200 | 0 | 38.77 | 44.87 | 7 | 0
2040 | MISO_WUMS_2_MISO_MI | MISO_WUMS | MISO_MI | Internal | Shoulder | B11 | 25 | 99 | 1.07 | 82.77 | 82.77 | 0.01 | 0
2040 | MISO_WUMS_2_MISO_MI | MISO_WUMS | MISO_MI | Internal | Shoulder | B12 | 200 | 99 | 99 | 61.2 | 65.21 | 0.01 | 4
2040 | MISO_WUMS_2_MISO_MI | MISO_WUMS | MISO_MI | Internal | Shoulder | B13 | 600 | 99 | 99 | 58.26 | 59.77 | 0.01 | 1.5
2040 | MISO_WUMS_2_MISO_MI | MISO_WUMS | MISO_MI | Internal | Shoulder | B14 | 900 | 99 | 99 | 56.38 | 58.18 | 0.01 | 1.79
2040 | MISO_WUMS_2_MISO_MI | MISO_WUMS | MISO_MI | Internal | Shoulder | B15 | 1203 | 99 | 60.32 | 51.69 | 51.7 | 0.01 | 0
2040 | MISO_WUMS_2_MISO_MI | MISO_WUMS | MISO_MI | Internal | Summer | B1 | 10 | 99 | 99 | 87.99 | 97.7 | 0.01 | 9.69
2040 | MISO_WUMS_2_MISO_MI | MISO_WUMS | MISO_MI | Internal | Summer | B2 | 25 | 99 | 99 | 87.99 | 94.64 | 0.01 | 6.63
2040 | MISO_WUMS_2_MISO_MI | MISO_WUMS | MISO_MI | Internal | Summer | B3 | 75 | 99 | 99 | 87.99 | 92.44 | 0.01 | 4.43
2040 | MISO_WUMS_2_MISO_MI | MISO_WUMS | MISO_MI | Internal | Summer | B4 | 100 | 99 | 99 | 87.99 | 91.98 | 0.01 | 3.98
2040 | MISO_WUMS_2_MISO_MI | MISO_WUMS | MISO_MI | Internal | Summer | B5 | 200 | 99 | 99 | 87.99 | 89.59 | 0.01 | 1.58
2040 | MISO_WUMS_2_MISO_MI | MISO_WUMS | MISO_MI | Internal | Summer | B6 | 300 | 99 | 0.1 | 70.16 | 70.16 | 0.01 | 0
2040 | MISO_WUMS_2_MISO_MI | MISO_WUMS | MISO_MI | Internal | Summer | B7 | 400 | 99 | 98.92 | 57.57 | 57.6 | 0.01 | 0.01
2040 | MISO_WUMS_2_MISO_MI | MISO_WUMS | MISO_MI | Internal | Summer | B8 | 500 | 99 | 0 | 54.38 | 53.66 | 0.01 | 0
2040 | MISO_WUMS_2_MISO_MI | MISO_WUMS | MISO_MI | Internal | Summer | B9 | 800 | 99 | 81.02 | 50.03 | 50.04 | 0.01 | 0
2040 | MISO_WUMS_2_MISO_MI | MISO_WUMS | MISO_MI | Internal | Summer | B10 | 1262 | 99 | 0 | 49.9 | 49 | 0.01 | 0
2040 | MISO_WUMS_2_MISO_MI | MISO_WUMS | MISO_MI | Internal | Winter | B16 | 25 | 99 | 51.41 | 78.42 | 78.43 | 0.01 | 0
2040 | MISO_WUMS_2_MISO_MI | MISO_WUMS | MISO_MI | Internal | Winter | B17 | 100 | 99 | 48.61 | 68.06 | 68.07 | 0.01 | 0
2040 | MISO_WUMS_2_MISO_MI | MISO_WUMS | MISO_MI | Internal | Winter | B18 | 400 | 99 | 98.92 | 60.83 | 60.85 | 0.01 | 0.01
2040 | MISO_WUMS_2_MISO_MI | MISO_WUMS | MISO_MI | Internal | Winter | B19 | 700 | 99 | 0 | 60.12 | 59.43 | 0.01 | 0
2040 | MISO_WUMS_2_MISO_MI | MISO_WUMS | MISO_MI | Internal | Winter | B20 | 935 | 99 | 0 | 55.03 | 53.54 | 0.01 | 0
2040 | MISO_WUMS_2_MISO_W | MISO_WUMS | MISO_W | Internal | Shoulder | B11 | 25 | 1137 | 0.65 | 82.77 | 82.76 | 0.01 | 0
2040 | MISO_WUMS_2_MISO_W | MISO_WUMS | MISO_W | Internal | Shoulder | B12 | 200 | 1137 | 0.08 | 61.2 | 61.19 | 0.01 | 0
2040 | MISO_WUMS_2_MISO_W | MISO_WUMS | MISO_W | Internal | Shoulder | B13 | 600 | 1137 | 0.03 | 58.26 | 58.25 | 0.01 | 0
2040 | MISO_WUMS_2_MISO_W | MISO_WUMS | MISO_W | Internal | Shoulder | B14 | 900 | 1137 | 0 | 56.38 | 54.79 | 0.01 | 0
2040 | MISO_WUMS_2_MISO_W | MISO_WUMS | MISO_W | Internal | Shoulder | B15 | 1203 | 1137 | 0 | 51.69 | 40.63 | 0.01 | 0
2040 | MISO_WUMS_2_MISO_W | MISO_WUMS | MISO_W | Internal | Summer | B1 | 10 | 1137 | 1137 | 87.99 | 97.66 | 0.01 | 9.65
2040 | MISO_WUMS_2_MISO_W | MISO_WUMS | MISO_W | Internal | Summer | B2 | 25 | 1137 | 1137 | 87.99 | 93.54 | 0.01 | 5.54
2040 | MISO_WUMS_2_MISO_W | MISO_WUMS | MISO_W | Internal | Summer | B3 | 75 | 1137 | 1137 | 87.99 | 92.48 | 0.01 | 4.48
2040 | MISO_WUMS_2_MISO_W | MISO_WUMS | MISO_W | Internal | Summer | B4 | 100 | 1137 | 1137 | 87.99 | 92.02 | 0.01 | 4.01
2040 | MISO_WUMS_2_MISO_W | MISO_WUMS | MISO_W | Internal | Summer | B5 | 200 | 1137 | 1137 | 87.99 | 89.59 | 0.01 | 1.58
2040 | MISO_WUMS_2_MISO_W | MISO_WUMS | MISO_W | Internal | Summer | B6 | 300 | 1137 | 679.57 | 70.16 | 70.18 | 0.01 | 0
2040 | MISO_WUMS_2_MISO_W | MISO_WUMS | MISO_W | Internal | Summer | B7 | 400 | 1137 | 0.04 | 57.57 | 57.56 | 0.01 | 0
2040 | MISO_WUMS_2_MISO_W | MISO_WUMS | MISO_W | Internal | Summer | B8 | 500 | 1137 | 0 | 54.38 | 52.55 | 0.01 | 0
2040 | MISO_WUMS_2_MISO_W | MISO_WUMS | MISO_W | Internal | Summer | B9 | 800 | 1137 | 0.01 | 50.03 | 50.01 | 0.01 | 0
2040 | MISO_WUMS_2_MISO_W | MISO_WUMS | MISO_W | Internal | Summer | B10 | 1262 | 1137 | 0 | 49.9 | 39.38 | 0.01 | 0
2040 | MISO_WUMS_2_MISO_W | MISO_WUMS | MISO_W | Internal | Winter | B16 | 25 | 1137 | 0 | 78.42 | 64.29 | 0.01 | 0
2040 | MISO_WUMS_2_MISO_W | MISO_WUMS | MISO_W | Internal | Winter | B17 | 100 | 1137 | 0 | 68.06 | 59.05 | 0.01 | 0
2040 | MISO_WUMS_2_MISO_W | MISO_WUMS | MISO_W | Internal | Winter | B18 | 400 | 1137 | 0.04 | 60.83 | 60.82 | 0.01 | 0
2040 | MISO_WUMS_2_MISO_W | MISO_WUMS | MISO_W | Internal | Winter | B19 | 700 | 1137 | 0 | 60.12 | 58.12 | 0.01 | 0
2040 | MISO_WUMS_2_MISO_W | MISO_WUMS | MISO_W | Internal | Winter | B20 | 935 | 1137 | 0 | 55.03 | 38.77 | 0.01 | 0
2040 | MISO_WUMS_2_PJM_ROR | MISO_WUMS | PJM_ROR | Internal | Shoulder | B11 | 25 | 1600 | 0 | 82.77 | 80.77 | 2 | 0
2040 | MISO_WUMS_2_PJM_ROR | MISO_WUMS | PJM_ROR | Internal | Shoulder | B12 | 200 | 1600 | 348.95 | 61.2 | 63.2 | 2 | 0
2040 | MISO_WUMS_2_PJM_ROR | MISO_WUMS | PJM_ROR | Internal | Shoulder | B13 | 600 | 1600 | 0 | 58.26 | 57.77 | 2 | 0
2040 | MISO_WUMS_2_PJM_ROR | MISO_WUMS | PJM_ROR | Internal | Shoulder | B14 | 900 | 1600 | 0 | 56.38 | 56.26 | 2 | 0
2040 | MISO_WUMS_2_PJM_ROR | MISO_WUMS | PJM_ROR | Internal | Shoulder | B15 | 1203 | 1600 | 0 | 51.69 | 51.58 | 2 | 0
2040 | MISO_WUMS_2_PJM_ROR | MISO_WUMS | PJM_ROR | Internal | Summer | B1 | 10 | 1600 | 1600 | 87.99 | 99.67 | 2 | 9.68
2040 | MISO_WUMS_2_PJM_ROR | MISO_WUMS | PJM_ROR | Internal | Summer | B2 | 25 | 1600 | 1599.99 | 87.99 | 92.64 | 2 | 2.64
2040 | MISO_WUMS_2_PJM_ROR | MISO_WUMS | PJM_ROR | Internal | Summer | B3 | 75 | 1600 | 1599.99 | 87.99 | 90.44 | 2 | 0.45
2040 | MISO_WUMS_2_PJM_ROR | MISO_WUMS | PJM_ROR | Internal | Summer | B4 | 100 | 1600 | 1599.99 | 87.99 | 90.44 | 2 | 0.45
2040 | MISO_WUMS_2_PJM_ROR | MISO_WUMS | PJM_ROR | Internal | Summer | B5 | 200 | 1600 | 0 | 87.99 | 87.59 | 2 | 0
2040 | MISO_WUMS_2_PJM_ROR | MISO_WUMS | PJM_ROR | Internal | Summer | B6 | 300 | 1600 | 0 | 70.16 | 68.16 | 2 | 0
2040 | MISO_WUMS_2_PJM_ROR | MISO_WUMS | PJM_ROR | Internal | Summer | B7 | 400 | 1600 | 0 | 57.57 | 55.6 | 2 | 0
2040 | MISO_WUMS_2_PJM_ROR | MISO_WUMS | PJM_ROR | Internal | Summer | B8 | 500 | 1600 | 0 | 54.38 | 53.37 | 2 | 0
2040 | MISO_WUMS_2_PJM_ROR | MISO_WUMS | PJM_ROR | Internal | Summer | B9 | 800 | 1600 | 0 | 50.03 | 49.78 | 2 | 0
2040 | MISO_WUMS_2_PJM_ROR | MISO_WUMS | PJM_ROR | Internal | Summer | B10 | 1262 | 1600 | 0 | 49.9 | 49.34 | 2 | 0
2040 | MISO_WUMS_2_PJM_ROR | MISO_WUMS | PJM_ROR | Internal | Winter | B16 | 25 | 1600 | 0 | 78.42 | 76.43 | 2 | 0
2040 | MISO_WUMS_2_PJM_ROR | MISO_WUMS | PJM_ROR | Internal | Winter | B17 | 100 | 1600 | 418.15 | 68.06 | 70.06 | 2 | 0
2040 | MISO_WUMS_2_PJM_ROR | MISO_WUMS | PJM_ROR | Internal | Winter | B18 | 400 | 1600 | 268.52 | 60.83 | 62.83 | 2 | 0
2040 | MISO_WUMS_2_PJM_ROR | MISO_WUMS | PJM_ROR | Internal | Winter | B19 | 700 | 1600 | 0 | 60.12 | 60.13 | 2 | 0
2040 | MISO_WUMS_2_PJM_ROR | MISO_WUMS | PJM_ROR | Internal | Winter | B20 | 935 | 1600 | 0 | 55.03 | 55.54 | 2 | 0
2040 | NE_2_MAPP_US | NE | MAPP_US | Internal | Shoulder | B11 | 25 | 1600 | 0 | 82.76 | 75.76 | 5 | 0
2040 | NE_2_MAPP_US | NE | MAPP_US | Internal | Shoulder | B12 | 200 | 1600 | 0 | 61.18 | 54.19 | 5 | 0
2040 | NE_2_MAPP_US | NE | MAPP_US | Internal | Shoulder | B13 | 600 | 1600 | 0 | 58.25 | 51.25 | 5 | 0
2040 | NE_2_MAPP_US | NE | MAPP_US | Internal | Shoulder | B14 | 900 | 1600 | 0 | 56.5 | 49.5 | 5 | 0
2040 | NE_2_MAPP_US | NE | MAPP_US | Internal | Shoulder | B15 | 1203 | 1600 | 0 | 47.62 | 40.62 | 5 | 0
2040 | NE_2_MAPP_US | NE | MAPP_US | Internal | Summer | B1 | 10 | 1600 | 0 | 97.13 | 90.66 | 5 | 0
2040 | NE_2_MAPP_US | NE | MAPP_US | Internal | Summer | B2 | 25 | 1600 | 0 | 94.25 | 87.25 | 5 | 0
2040 | NE_2_MAPP_US | NE | MAPP_US | Internal | Summer | B3 | 75 | 1600 | 0 | 94.25 | 87.25 | 5 | 0
2040 | NE_2_MAPP_US | NE | MAPP_US | Internal | Summer | B4 | 100 | 1600 | 0 | 92.02 | 85.02 | 5 | 0
2040 | NE_2_MAPP_US | NE | MAPP_US | Internal | Summer | B5 | 200 | 1600 | 0 | 89.59 | 82.59 | 5 | 0
2040 | NE_2_MAPP_US | NE | MAPP_US | Internal | Summer | B6 | 300 | 1600 | 0 | 70.18 | 63.18 | 5 | 0
2040 | NE_2_MAPP_US | NE | MAPP_US | Internal | Summer | B7 | 400 | 1600 | 0 | 57.75 | 50.75 | 5 | 0
2040 | NE_2_MAPP_US | NE | MAPP_US | Internal | Summer | B8 | 500 | 1600 | 0 | 52.55 | 45.55 | 5 | 0
2040 | NE_2_MAPP_US | NE | MAPP_US | Internal | Summer | B9 | 800 | 1600 | 0 | 50.01 | 43.01 | 5 | 0
2040 | NE_2_MAPP_US | NE | MAPP_US | Internal | Summer | B10 | 1262 | 1600 | 0 | 39.38 | 32.38 | 5 | 0
2040 | NE_2_MAPP_US | NE | MAPP_US | Internal | Winter | B16 | 25 | 1600 | 0 | 69.34 | 62.34 | 5 | 0
2040 | NE_2_MAPP_US | NE | MAPP_US | Internal | Winter | B17 | 100 | 1600 | 0 | 63.27 | 56.27 | 5 | 0
2040 | NE_2_MAPP_US | NE | MAPP_US | Internal | Winter | B18 | 400 | 1600 | 0 | 61.06 | 54.06 | 5 | 0
2040 | NE_2_MAPP_US | NE | MAPP_US | Internal | Winter | B19 | 700 | 1600 | 0 | 60.28 | 53.28 | 5 | 0
2040 | NE_2_MAPP_US | NE | MAPP_US | Internal | Winter | B20 | 935 | 1600 | 0 | 44.3 | 37.3 | 5 | 0
2040 | NE_2_MISO_W | NE | MISO_W | Internal | Shoulder | B11 | 25 | 1600 | 0 | 82.76 | 82.76 | 5 | 0
2040 | NE_2_MISO_W | NE | MISO_W | Internal | Shoulder | B12 | 200 | 1600 | 0 | 61.18 | 61.19 | 5 | 0
2040 | NE_2_MISO_W | NE | MISO_W | Internal | Shoulder | B13 | 600 | 1600 | 0 | 58.25 | 58.25 | 5 | 0
2040 | NE_2_MISO_W | NE | MISO_W | Internal | Shoulder | B14 | 900 | 1600 | 0 | 56.5 | 54.79 | 5 | 0
2040 | NE_2_MISO_W | NE | MISO_W | Internal | Shoulder | B15 | 1203 | 1600 | 0 | 47.62 | 40.63 | 5 | 0
2040 | NE_2_MISO_W | NE | MISO_W | Internal | Summer | B1 | 10 | 1600 | 0 | 97.13 | 97.66 | 5 | 0
2040 | NE_2_MISO_W | NE | MISO_W | Internal | Summer | B2 | 25 | 1600 | 0 | 94.25 | 93.54 | 5 | 0
2040 | NE_2_MISO_W | NE | MISO_W | Internal | Summer | B3 | 75 | 1600 | 0 | 94.25 | 92.48 | 5 | 0
2040 | NE_2_MISO_W | NE | MISO_W | Internal | Summer | B4 | 100 | 1600 | 0 | 92.02 | 92.02 | 5 | 0
2040 | NE_2_MISO_W | NE | MISO_W | Internal | Summer | B5 | 200 | 1600 | 0 | 89.59 | 89.59 | 5 | 0
2040 | NE_2_MISO_W | NE | MISO_W | Internal | Summer | B6 | 300 | 1600 | 0 | 70.18 | 70.18 | 5 | 0
2040 | NE_2_MISO_W | NE | MISO_W | Internal | Summer | B7 | 400 | 1600 | 0 | 57.75 | 57.56 | 5 | 0
2040 | NE_2_MISO_W | NE | MISO_W | Internal | Summer | B8 | 500 | 1600 | 0 | 52.55 | 52.55 | 5 | 0
2040 | NE_2_MISO_W | NE | MISO_W | Internal | Summer | B9 | 800 | 1600 | 0 | 50.01 | 50.01 | 5 | 0
2040 | NE_2_MISO_W | NE | MISO_W | Internal | Summer | B10 | 1262 | 1600 | 0 | 39.38 | 39.38 | 5 | 0
2040 | NE_2_MISO_W | NE | MISO_W | Internal | Winter | B16 | 25 | 1600 | 0 | 69.34 | 64.29 | 5 | 0
2040 | NE_2_MISO_W | NE | MISO_W | Internal | Winter | B17 | 100 | 1600 | 0 | 63.27 | 59.05 | 5 | 0
2040 | NE_2_MISO_W | NE | MISO_W | Internal | Winter | B18 | 400 | 1600 | 0 | 61.06 | 60.82 | 5 | 0
2040 | NE_2_MISO_W | NE | MISO_W | Internal | Winter | B19 | 700 | 1600 | 0 | 60.28 | 58.12 | 5 | 0
2040 | NE_2_MISO_W | NE | MISO_W | Internal | Winter | B20 | 935 | 1600 | 0 | 44.3 | 38.77 | 5 | 0
2040 | NE_2_SPP_N | NE | SPP_N | Internal | Shoulder | B11 | 25 | 1800 | 1800 | 82.76 | 89.76 | 0.01 | 6.99
2040 | NE_2_SPP_N | NE | SPP_N | Internal | Shoulder | B12 | 200 | 1800 | 674.12 | 61.18 | 61.19 | 0.01 | 0
2040 | NE_2_SPP_N | NE | SPP_N | Internal | Shoulder | B13 | 600 | 1800 | 1800 | 58.25 | 59.24 | 0.01 | 0.98
2040 | NE_2_SPP_N | NE | SPP_N | Internal | Shoulder | B14 | 900 | 1800 | 1304.62 | 56.5 | 56.51 | 0.01 | 0
2040 | NE_2_SPP_N | NE | SPP_N | Internal | Shoulder | B15 | 1203 | 1800 | 1798.15 | 47.62 | 47.63 | 0.01 | 0
2040 | NE_2_SPP_N | NE | SPP_N | Internal | Summer | B1 | 10 | 1800 | 848.61 | 97.13 | 97.14 | 0.01 | 0
2040 | NE_2_SPP_N | NE | SPP_N | Internal | Summer | B2 | 25 | 1800 | 1095.81 | 94.25 | 94.26 | 0.01 | 0
2040 | NE_2_SPP_N | NE | SPP_N | Internal | Summer | B3 | 75 | 1800 | 1087.14 | 94.25 | 94.26 | 0.01 | 0
2040 | NE_2_SPP_N | NE | SPP_N | Internal | Summer | B4 | 100 | 1800 | 1800 | 92.02 | 94.26 | 0.01 | 2.23
2040 | NE_2_SPP_N | NE | SPP_N | Internal | Summer | B5 | 200 | 1800 | 1800 | 89.59 | 91.71 | 0.01 | 2.11
2040 | NE_2_SPP_N | NE | SPP_N | Internal | Summer | B6 | 300 | 1800 | 1800 | 70.18 | 77.18 | 0.01 | 6.99
2040 | NE_2_SPP_N | NE | SPP_N | Internal | Summer | B7 | 400 | 1800 | 1800 | 57.75 | 62.07 | 0.01 | 4.31
2040 | NE_2_SPP_N | NE | SPP_N | Internal | Summer | B8 | 500 | 1800 | 1800 | 52.55 | 57.42 | 0.01 | 4.86
2040 | NE_2_SPP_N | NE | SPP_N | Internal | Summer | B9 | 800 | 1800 | 1800 | 50.01 | 57.01 | 0.01 | 6.99
2040 | NE_2_SPP_N | NE | SPP_N | Internal | Summer | B10 | 1262 | 1800 | 1800 | 39.38 | 46.38 | 0.01 | 6.99
2040 | NE_2_SPP_N | NE | SPP_N | Internal | Winter | B16 | 25 | 1800 | 1799.99 | 69.34 | 71.29 | 0.01 | 1.93
2040 | NE_2_SPP_N | NE | SPP_N | Internal | Winter | B17 | 100 | 1800 | 1084.57 | 63.27 | 63.29 | 0.01 | 0
2040 | NE_2_SPP_N | NE | SPP_N | Internal | Winter | B18 | 400 | 1800 | 1550.86 | 61.06 | 61.07 | 0.01 | 0
2040 | NE_2_SPP_N | NE | SPP_N | Internal | Winter | B19 | 700 | 1800 | 511.24 | 60.28 | 60.29 | 0.01 | 0
2040 | NE_2_SPP_N | NE | SPP_N | Internal | Winter | B20 | 935 | 1800 | 1800 | 44.3 | 44.87 | 0.01 | 0.55
2040 | NEISO_2_NYISO_A-F | NEISO | NYISO_A-F | Internal | Shoulder | B11 | 25 | 600 | 600 | 48.97 | 58.5 | 3 | 6.53
2040 | NEISO_2_NYISO_A-F | NEISO | NYISO_A-F | Internal | Shoulder | B12 | 200 | 600 | 600 | 48.97 | 57.79 | 3 | 5.82
2040 | NEISO_2_NYISO_A-F | NEISO | NYISO_A-F | Internal | Shoulder | B13 | 600 | 600 | 600 | 48.97 | 52.65 | 3 | 0.68
2040 | NEISO_2_NYISO_A-F | NEISO | NYISO_A-F | Internal | Shoulder | B14 | 900 | 600 | 600 | 48.97 | 52.22 | 3 | 0.25
2040 | NEISO_2_NYISO_A-F | NEISO | NYISO_A-F | Internal | Shoulder | B15 | 1203 | 600 | 599.97 | 48.97 | 51.98 | 3 | 0.01
2040 | NEISO_2_NYISO_A-F | NEISO | NYISO_A-F | Internal | Summer | B1 | 10 | 600 | 1.33 | 88.68 | 91.66 | 3 | 0
2040 | NEISO_2_NYISO_A-F | NEISO | NYISO_A-F | Internal | Summer | B2 | 25 | 600 | 1.17 | 81.64 | 84.63 | 3 | 0
2040 | NEISO_2_NYISO_A-F | NEISO | NYISO_A-F | Internal | Summer | B3 | 75 | 600 | 0.41 | 72.57 | 75.56 | 3 | 0
2040 | NEISO_2_NYISO_A-F | NEISO | NYISO_A-F | Internal | Summer | B4 | 100 | 600 | 407.24 | 65.37 | 68.37 | 3 | 0
2040 | NEISO_2_NYISO_A-F | NEISO | NYISO_A-F | Internal | Summer | B5 | 200 | 600 | 600 | 62.63 | 67.77 | 3 | 2.14
2040 | NEISO_2_NYISO_A-F | NEISO | NYISO_A-F | Internal | Summer | B6 | 300 | 600 | 600 | 45.19 | 60.15 | 3 | 11.96
2040 | NEISO_2_NYISO_A-F | NEISO | NYISO_A-F | Internal | Summer | B7 | 400 | 600 | 600 | 45.19 | 51.36 | 3 | 3.17
2040 | NEISO_2_NYISO_A-F | NEISO | NYISO_A-F | Internal | Summer | B8 | 500 | 600 | 600 | 45.19 | 51.36 | 3 | 3.17
2040 | NEISO_2_NYISO_A-F | NEISO | NYISO_A-F | Internal | Summer | B9 | 800 | 600 | 600 | 45.19 | 49.05 | 3 | 0.85
2040 | NEISO_2_NYISO_A-F | NEISO | NYISO_A-F | Internal | Summer | B10 | 1262 | 600 | 600 | 45.19 | 49.05 | 3 | 0.85
2040 | NEISO_2_NYISO_A-F | NEISO | NYISO_A-F | Internal | Winter | B16 | 25 | 600 | 600 | 60.59 | 68.42 | 3 | 4.83
2040 | NEISO_2_NYISO_A-F | NEISO | NYISO_A-F | Internal | Winter | B17 | 100 | 600 | 0 | 60.59 | 62.07 | 3 | 0
2040 | NEISO_2_NYISO_A-F | NEISO | NYISO_A-F | Internal | Winter | B18 | 400 | 600 | 0 | 60.59 | 60.85 | 3 | 0
2040 | NEISO_2_NYISO_A-F | NEISO | NYISO_A-F | Internal | Winter | B19 | 700 | 600 | 0 | 60.59 | 60.85 | 3 | 0
2040 | NEISO_2_NYISO_A-F | NEISO | NYISO_A-F | Internal | Winter | B20 | 935 | 600 | 0 | 60.59 | 60.85 | 3 | 0
2040 | NEISO_2_NYISO_G-I | NEISO | NYISO_G-I | Internal | Shoulder | B11 | 25 | 600 | 600 | 48.97 | 58.51 | 3 | 6.54
2040 | NEISO_2_NYISO_G-I | NEISO | NYISO_G-I | Internal | Shoulder | B12 | 200 | 600 | 600 | 48.97 | 57.81 | 3 | 5.84
2040 | NEISO_2_NYISO_G-I | NEISO | NYISO_G-I | Internal | Shoulder | B13 | 600 | 600 | 600 | 48.97 | 52.66 | 3 | 0.7
2040 | NEISO_2_NYISO_G-I | NEISO | NYISO_G-I | Internal | Shoulder | B14 | 900 | 600 | 600 | 48.97 | 52.24 | 3 | 0.27
2040 | NEISO_2_NYISO_G-I | NEISO | NYISO_G-I | Internal | Shoulder | B15 | 1203 | 600 | 58.01 | 48.97 | 51.97 | 3 | 0
2040 | NEISO_2_NYISO_G-I | NEISO | NYISO_G-I | Internal | Summer | B1 | 10 | 600 | 2.68 | 88.68 | 91.67 | 3 | 0
2040 | NEISO_2_NYISO_G-I | NEISO | NYISO_G-I | Internal | Summer | B2 | 25 | 600 | 204.87 | 81.64 | 84.64 | 3 | 0
2040 | NEISO_2_NYISO_G-I | NEISO | NYISO_G-I | Internal | Summer | B3 | 75 | 600 | 139.84 | 72.57 | 75.57 | 3 | 0
2040 | NEISO_2_NYISO_G-I | NEISO | NYISO_G-I | Internal | Summer | B4 | 100 | 600 | 599.69 | 65.37 | 68.38 | 3 | 0.01
2040 | NEISO_2_NYISO_G-I | NEISO | NYISO_G-I | Internal | Summer | B5 | 200 | 600 | 600 | 62.63 | 67.78 | 3 | 2.15
2040 | NEISO_2_NYISO_G-I | NEISO | NYISO_G-I | Internal | Summer | B6 | 300 | 600 | 600 | 45.19 | 60.16 | 3 | 11.97
2040 | NEISO_2_NYISO_G-I | NEISO | NYISO_G-I | Internal | Summer | B7 | 400 | 600 | 600 | 45.19 | 51.37 | 3 | 3.18
2040 | NEISO_2_NYISO_G-I | NEISO | NYISO_G-I | Internal | Summer | B8 | 500 | 600 | 600 | 45.19 | 51.37 | 3 | 3.18
2040 | NEISO_2_NYISO_G-I | NEISO | NYISO_G-I | Internal | Summer | B9 | 800 | 600 | 600 | 45.19 | 49.06 | 3 | 0.86
2040 | NEISO_2_NYISO_G-I | NEISO | NYISO_G-I | Internal | Summer | B10 | 1262 | 600 | 600 | 45.19 | 48.83 | 3 | 0.64
2040 | NEISO_2_NYISO_G-I | NEISO | NYISO_G-I | Internal | Winter | B16 | 25 | 600 | 600 | 60.59 | 68.43 | 3 | 4.85
2040 | NEISO_2_NYISO_G-I | NEISO | NYISO_G-I | Internal | Winter | B17 | 100 | 600 | 0 | 60.59 | 62.08 | 3 | 0
2040 | NEISO_2_NYISO_G-I | NEISO | NYISO_G-I | Internal | Winter | B18 | 400 | 600 | 0 | 60.59 | 60.86 | 3 | 0
2040 | NEISO_2_NYISO_G-I | NEISO | NYISO_G-I | Internal | Winter | B19 | 700 | 600 | 0 | 60.59 | 60.86 | 3 | 0
2040 | NEISO_2_NYISO_G-I | NEISO | NYISO_G-I | Internal | Winter | B20 | 935 | 600 | 0 | 60.59 | 60.86 | 3 | 0
2040 | NEISO_2_NYISO_J-K | NEISO | NYISO_J-K | Internal | Shoulder | B11 | 25 | 430 | 430 | 48.97 | 70.74 | 3 | 18.77
2040 | NEISO_2_NYISO_J-K | NEISO | NYISO_J-K | Internal | Shoulder | B12 | 200 | 430 | 430 | 48.97 | 70.74 | 3 | 18.77
2040 | NEISO_2_NYISO_J-K | NEISO | NYISO_J-K | Internal | Shoulder | B13 | 600 | 430 | 430 | 48.97 | 63.32 | 3 | 11.35
2040 | NEISO_2_NYISO_J-K | NEISO | NYISO_J-K | Internal | Shoulder | B14 | 900 | 430 | 430 | 48.97 | 53.02 | 3 | 1.05
2040 | NEISO_2_NYISO_J-K | NEISO | NYISO_J-K | Internal | Shoulder | B15 | 1203 | 430 | 429.97 | 48.97 | 51.98 | 3 | 0.01
2040 | NEISO_2_NYISO_J-K | NEISO | NYISO_J-K | Internal | Summer | B1 | 10 | 430 | 174.09 | 88.68 | 91.68 | 3 | 0
2040 | NEISO_2_NYISO_J-K | NEISO | NYISO_J-K | Internal | Summer | B2 | 25 | 430 | 428.78 | 81.64 | 84.65 | 3 | 0.01
2040 | NEISO_2_NYISO_J-K | NEISO | NYISO_J-K | Internal | Summer | B3 | 75 | 430 | 429.55 | 72.57 | 75.58 | 3 | 0.01
2040 | NEISO_2_NYISO_J-K | NEISO | NYISO_J-K | Internal | Summer | B4 | 100 | 430 | 429.84 | 65.37 | 68.39 | 3 | 0.02
2040 | NEISO_2_NYISO_J-K | NEISO | NYISO_J-K | Internal | Summer | B5 | 200 | 430 | 430 | 62.63 | 67.79 | 3 | 2.16
2040 | NEISO_2_NYISO_J-K | NEISO | NYISO_J-K | Internal | Summer | B6 | 300 | 430 | 430 | 45.19 | 65.1 | 3 | 16.9
2040 | NEISO_2_NYISO_J-K | NEISO | NYISO_J-K | Internal | Summer | B7 | 400 | 430 | 430 | 45.19 | 65.1 | 3 | 16.9
2040 | NEISO_2_NYISO_J-K | NEISO | NYISO_J-K | Internal | Summer | B8 | 500 | 430 | 430 | 45.19 | 65.1 | 3 | 16.9
2040 | NEISO_2_NYISO_J-K | NEISO | NYISO_J-K | Internal | Summer | B9 | 800 | 430 | 430 | 45.19 | 49.07 | 3 | 0.88
2040 | NEISO_2_NYISO_J-K | NEISO | NYISO_J-K | Internal | Summer | B10 | 1262 | 430 | 430 | 45.19 | 48.84 | 3 | 0.65
2040 | NEISO_2_NYISO_J-K | NEISO | NYISO_J-K | Internal | Winter | B16 | 25 | 430 | 430 | 60.59 | 90.38 | 3 | 26.79
2040 | NEISO_2_NYISO_J-K | NEISO | NYISO_J-K | Internal | Winter | B17 | 100 | 430 | 430 | 60.59 | 90.38 | 3 | 26.79
2040 | NEISO_2_NYISO_J-K | NEISO | NYISO_J-K | Internal | Winter | B18 | 400 | 430 | 430 | 60.59 | 81.51 | 3 | 17.93
2040 | NEISO_2_NYISO_J-K | NEISO | NYISO_J-K | Internal | Winter | B19 | 700 | 430 | 430 | 60.59 | 67.57 | 3 | 3.98
2040 | NEISO_2_NYISO_J-K | NEISO | NYISO_J-K | Internal | Winter | B20 | 935 | 430 | 0 | 60.59 | 63.48 | 3 | 0
2040 | NonRTO_Midwest_2_MISO_IN | NonRTO_Midwest | MISO_IN | Internal | Shoulder | B11 | 25 | 4450 | 0 | 90.78 | 82.78 | 8 | 0
2040 | NonRTO_Midwest_2_MISO_IN | NonRTO_Midwest | MISO_IN | Internal | Shoulder | B12 | 200 | 4450 | 0 | 73.2 | 65.2 | 8 | 0
2040 | NonRTO_Midwest_2_MISO_IN | NonRTO_Midwest | MISO_IN | Internal | Shoulder | B13 | 600 | 4450 | 0 | 62.56 | 59.76 | 8 | 0
2040 | NonRTO_Midwest_2_MISO_IN | NonRTO_Midwest | MISO_IN | Internal | Shoulder | B14 | 900 | 4450 | 0 | 55.58 | 58.17 | 8 | 0
2040 | NonRTO_Midwest_2_MISO_IN | NonRTO_Midwest | MISO_IN | Internal | Shoulder | B15 | 1203 | 4450 | 0 | 47.76 | 51.69 | 8 | 0
2040 | NonRTO_Midwest_2_MISO_IN | NonRTO_Midwest | MISO_IN | Internal | Summer | B1 | 10 | 4450 | 0 | 97.9 | 97.68 | 8 | 0
2040 | NonRTO_Midwest_2_MISO_IN | NonRTO_Midwest | MISO_IN | Internal | Summer | B2 | 25 | 4450 | 0 | 97.9 | 94.63 | 8 | 0
2040 | NonRTO_Midwest_2_MISO_IN | NonRTO_Midwest | MISO_IN | Internal | Summer | B3 | 75 | 4450 | 0 | 97.9 | 92.44 | 8 | 0
2040 | NonRTO_Midwest_2_MISO_IN | NonRTO_Midwest | MISO_IN | Internal | Summer | B4 | 100 | 4450 | 0 | 97.9 | 91.99 | 8 | 0
2040 | NonRTO_Midwest_2_MISO_IN | NonRTO_Midwest | MISO_IN | Internal | Summer | B5 | 200 | 4450 | 0 | 97.59 | 89.59 | 8 | 0
2040 | NonRTO_Midwest_2_MISO_IN | NonRTO_Midwest | MISO_IN | Internal | Summer | B6 | 300 | 4450 | 0 | 78.15 | 70.15 | 8 | 0
2040 | NonRTO_Midwest_2_MISO_IN | NonRTO_Midwest | MISO_IN | Internal | Summer | B7 | 400 | 4450 | 0 | 57.67 | 57.58 | 8 | 0
2040 | NonRTO_Midwest_2_MISO_IN | NonRTO_Midwest | MISO_IN | Internal | Summer | B8 | 500 | 4450 | 0 | 53.96 | 52.57 | 8 | 0
2040 | NonRTO_Midwest_2_MISO_IN | NonRTO_Midwest | MISO_IN | Internal | Summer | B9 | 800 | 4450 | 0 | 47.21 | 50.03 | 8 | 0
2040 | NonRTO_Midwest_2_MISO_IN | NonRTO_Midwest | MISO_IN | Internal | Summer | B10 | 1262 | 4450 | 478.37 | 40.99 | 48.99 | 8 | 0
2040 | NonRTO_Midwest_2_MISO_IN | NonRTO_Midwest | MISO_IN | Internal | Winter | B16 | 25 | 4450 | 0 | 86.42 | 78.42 | 8 | 0
2040 | NonRTO_Midwest_2_MISO_IN | NonRTO_Midwest | MISO_IN | Internal | Winter | B17 | 100 | 4450 | 0 | 76.06 | 68.06 | 8 | 0
2040 | NonRTO_Midwest_2_MISO_IN | NonRTO_Midwest | MISO_IN | Internal | Winter | B18 | 400 | 4450 | 0 | 62.61 | 60.84 | 8 | 0
2040 | NonRTO_Midwest_2_MISO_IN | NonRTO_Midwest | MISO_IN | Internal | Winter | B19 | 700 | 4450 | 0 | 59.41 | 59.42 | 8 | 0
2040 | NonRTO_Midwest_2_MISO_IN | NonRTO_Midwest | MISO_IN | Internal | Winter | B20 | 935 | 4450 | 0 | 46.05 | 53.53 | 8 | 0
2040 | NonRTO_Midwest_2_TVA_Transmission | NonRTO_Midwest | TVA_Transmission | Internal | Shoulder | B11 | 25 | 2400 | 0 | 90.78 | 86.77 | 8 | 0
2040 | NonRTO_Midwest_2_TVA_Transmission | NonRTO_Midwest | TVA_Transmission | Internal | Shoulder | B12 | 200 | 2400 | 0 | 73.2 | 66.04 | 8 | 0
2040 | NonRTO_Midwest_2_TVA_Transmission | NonRTO_Midwest | TVA_Transmission | Internal | Shoulder | B13 | 600 | 2400 | 0 | 62.56 | 61.95 | 8 | 0
2040 | NonRTO_Midwest_2_TVA_Transmission | NonRTO_Midwest | TVA_Transmission | Internal | Shoulder | B14 | 900 | 2400 | 0 | 55.58 | 61.31 | 8 | 0
2040 | NonRTO_Midwest_2_TVA_Transmission | NonRTO_Midwest | TVA_Transmission | Internal | Shoulder | B15 | 1203 | 2400 | 298.53 | 47.76 | 55.76 | 8 | 0
2040 | NonRTO_Midwest_2_TVA_Transmission | NonRTO_Midwest | TVA_Transmission | Internal | Summer | B1 | 10 | 2400 | 0.17 | 97.9 | 105.67 | 8 | 0
2040 | NonRTO_Midwest_2_TVA_Transmission | NonRTO_Midwest | TVA_Transmission | Internal | Summer | B2 | 25 | 2400 | 0 | 97.9 | 101.56 | 8 | 0
2040 | NonRTO_Midwest_2_TVA_Transmission | NonRTO_Midwest | TVA_Transmission | Internal | Summer | B3 | 75 | 2400 | 0 | 97.9 | 96.44 | 8 | 0
2040 | NonRTO_Midwest_2_TVA_Transmission | NonRTO_Midwest | TVA_Transmission | Internal | Summer | B4 | 100 | 2400 | 0 | 97.9 | 95.92 | 8 | 0
2040 | NonRTO_Midwest_2_TVA_Transmission | NonRTO_Midwest | TVA_Transmission | Internal | Summer | B5 | 200 | 2400 | 0 | 97.59 | 92.87 | 8 | 0
2040 | NonRTO_Midwest_2_TVA_Transmission | NonRTO_Midwest | TVA_Transmission | Internal | Summer | B6 | 300 | 2400 | 0 | 78.15 | 74.16 | 8 | 0
2040 | NonRTO_Midwest_2_TVA_Transmission | NonRTO_Midwest | TVA_Transmission | Internal | Summer | B7 | 400 | 2400 | 0 | 57.67 | 60.79 | 8 | 0
2040 | NonRTO_Midwest_2_TVA_Transmission | NonRTO_Midwest | TVA_Transmission | Internal | Summer | B8 | 500 | 2400 | 0 | 53.96 | 59.34 | 8 | 0
2040 | NonRTO_Midwest_2_TVA_Transmission | NonRTO_Midwest | TVA_Transmission | Internal | Summer | B9 | 800 | 2400 | 0 | 47.21 | 54.69 | 8 | 0
2040 | NonRTO_Midwest_2_TVA_Transmission | NonRTO_Midwest | TVA_Transmission | Internal | Summer | B10 | 1262 | 2400 | 0 | 40.99 | 48.61 | 8 | 0
2040 | NonRTO_Midwest_2_TVA_Transmission | NonRTO_Midwest | TVA_Transmission | Internal | Winter | B16 | 25 | 2400 | 0 | 86.42 | 80.36 | 8 | 0
2040 | NonRTO_Midwest_2_TVA_Transmission | NonRTO_Midwest | TVA_Transmission | Internal | Winter | B17 | 100 | 2400 | 0 | 76.06 | 67.06 | 8 | 0
2040 | NonRTO_Midwest_2_TVA_Transmission | NonRTO_Midwest | TVA_Transmission | Internal | Winter | B18 | 400 | 2400 | 0 | 62.61 | 64.47 | 8 | 0
2040 | NonRTO_Midwest_2_TVA_Transmission | NonRTO_Midwest | TVA_Transmission | Internal | Winter | B19 | 700 | 2400 | 0 | 59.41 | 63.29 | 8 | 0
2040 | NonRTO_Midwest_2_TVA_Transmission | NonRTO_Midwest | TVA_Transmission | Internal | Winter | B20 | 935 | 2400 | 544.65 | 46.05 | 54.05 | 8 | 0
2040 | NYISO_A-F_2_IESO | NYISO_A-F | IESO | Internal | Shoulder | B11 | 25 | 1600 | 0 | 58.5 | 51.5 | 7 | 0
2040 | NYISO_A-F_2_IESO | NYISO_A-F | IESO | Internal | Shoulder | B12 | 200 | 1600 | 0 | 57.79 | 51.5 | 7 | 0
2040 | NYISO_A-F_2_IESO | NYISO_A-F | IESO | Internal | Shoulder | B13 | 600 | 1600 | 0 | 52.65 | 51.18 | 7 | 0
2040 | NYISO_A-F_2_IESO | NYISO_A-F | IESO | Internal | Shoulder | B14 | 900 | 1600 | 0 | 52.22 | 51.18 | 7 | 0
2040 | NYISO_A-F_2_IESO | NYISO_A-F | IESO | Internal | Shoulder | B15 | 1203 | 1600 | 0 | 51.98 | 51.18 | 7 | 0
2040 | NYISO_A-F_2_IESO | NYISO_A-F | IESO | Internal | Summer | B1 | 10 | 1600 | 0 | 91.66 | 90.7 | 7 | 0
2040 | NYISO_A-F_2_IESO | NYISO_A-F | IESO | Internal | Summer | B2 | 25 | 1600 | 0 | 84.63 | 87.64 | 7 | 0
2040 | NYISO_A-F_2_IESO | NYISO_A-F | IESO | Internal | Summer | B3 | 75 | 1600 | 604.05 | 75.56 | 82.56 | 7 | 0
2040 | NYISO_A-F_2_IESO | NYISO_A-F | IESO | Internal | Summer | B4 | 100 | 1600 | 766.04 | 68.37 | 75.37 | 7 | 0
2040 | NYISO_A-F_2_IESO | NYISO_A-F | IESO | Internal | Summer | B5 | 200 | 1600 | 0 | 67.77 | 66.59 | 7 | 0
2040 | NYISO_A-F_2_IESO | NYISO_A-F | IESO | Internal | Summer | B6 | 300 | 1600 | 0 | 60.15 | 53.15 | 7 | 0
2040 | NYISO_A-F_2_IESO | NYISO_A-F | IESO | Internal | Summer | B7 | 400 | 1600 | 0 | 51.36 | 50.6 | 7 | 0
2040 | NYISO_A-F_2_IESO | NYISO_A-F | IESO | Internal | Summer | B8 | 500 | 1600 | 0 | 51.36 | 46.66 | 7 | 0
2040 | NYISO_A-F_2_IESO | NYISO_A-F | IESO | Internal | Summer | B9 | 800 | 1600 | 0 | 49.05 | 46.66 | 7 | 0
2040 | NYISO_A-F_2_IESO | NYISO_A-F | IESO | Internal | Summer | B10 | 1262 | 1600 | 0 | 49.05 | 46.66 | 7 | 0
2040 | NYISO_A-F_2_IESO | NYISO_A-F | IESO | Internal | Winter | B16 | 25 | 1600 | 0 | 68.42 | 61.42 | 7 | 0
2040 | NYISO_A-F_2_IESO | NYISO_A-F | IESO | Internal | Winter | B17 | 100 | 1600 | 0 | 62.07 | 55.07 | 7 | 0
2040 | NYISO_A-F_2_IESO | NYISO_A-F | IESO | Internal | Winter | B18 | 400 | 1600 | 0 | 60.85 | 53.85 | 7 | 0
2040 | NYISO_A-F_2_IESO | NYISO_A-F | IESO | Internal | Winter | B19 | 700 | 1600 | 0 | 60.85 | 53.85 | 7 | 0
2040 | NYISO_A-F_2_IESO | NYISO_A-F | IESO | Internal | Winter | B20 | 935 | 1600 | 0 | 60.85 | 53.85 | 7 | 0
2040 | NYISO_A-F_2_NEISO | NYISO_A-F | NEISO | Internal | Shoulder | B11 | 25 | 600 | 0 | 58.5 | 48.97 | 3 | 0
2040 | NYISO_A-F_2_NEISO | NYISO_A-F | NEISO | Internal | Shoulder | B12 | 200 | 600 | 0 | 57.79 | 48.97 | 3 | 0
2040 | NYISO_A-F_2_NEISO | NYISO_A-F | NEISO | Internal | Shoulder | B13 | 600 | 600 | 0 | 52.65 | 48.97 | 3 | 0
2040 | NYISO_A-F_2_NEISO | NYISO_A-F | NEISO | Internal | Shoulder | B14 | 900 | 600 | 0 | 52.22 | 48.97 | 3 | 0
2040 | NYISO_A-F_2_NEISO | NYISO_A-F | NEISO | Internal | Shoulder | B15 | 1203 | 600 | 0 | 51.98 | 48.97 | 3 | 0
2040 | NYISO_A-F_2_NEISO | NYISO_A-F | NEISO | Internal | Summer | B1 | 10 | 600 | 0 | 91.66 | 88.68 | 3 | 0
2040 | NYISO_A-F_2_NEISO | NYISO_A-F | NEISO | Internal | Summer | B2 | 25 | 600 | 0 | 84.63 | 81.64 | 3 | 0
2040 | NYISO_A-F_2_NEISO | NYISO_A-F | NEISO | Internal | Summer | B3 | 75 | 600 | 0 | 75.56 | 72.57 | 3 | 0
2040 | NYISO_A-F_2_NEISO | NYISO_A-F | NEISO | Internal | Summer | B4 | 100 | 600 | 0 | 68.37 | 65.37 | 3 | 0
2040 | NYISO_A-F_2_NEISO | NYISO_A-F | NEISO | Internal | Summer | B5 | 200 | 600 | 0 | 67.77 | 62.63 | 3 | 0
2040 | NYISO_A-F_2_NEISO | NYISO_A-F | NEISO | Internal | Summer | B6 | 300 | 600 | 0 | 60.15 | 45.19 | 3 | 0
2040 | NYISO_A-F_2_NEISO | NYISO_A-F | NEISO | Internal | Summer | B7 | 400 | 600 | 0 | 51.36 | 45.19 | 3 | 0
2040 | NYISO_A-F_2_NEISO | NYISO_A-F | NEISO | Internal | Summer | B8 | 500 | 600 | 0 | 51.36 | 45.19 | 3 | 0
2040 | NYISO_A-F_2_NEISO | NYISO_A-F | NEISO | Internal | Summer | B9 | 800 | 600 | 0 | 49.05 | 45.19 | 3 | 0
2040 | NYISO_A-F_2_NEISO | NYISO_A-F | NEISO | Internal | Summer | B10 | 1262 | 600 | 0 | 49.05 | 45.19 | 3 | 0
2040 | NYISO_A-F_2_NEISO | NYISO_A-F | NEISO | Internal | Winter | B16 | 25 | 600 | 0 | 68.42 | 60.59 | 3 | 0
2040 | NYISO_A-F_2_NEISO | NYISO_A-F | NEISO | Internal | Winter | B17 | 100 | 600 | 0 | 62.07 | 60.59 | 3 | 0
2040 | NYISO_A-F_2_NEISO | NYISO_A-F | NEISO | Internal | Winter | B18 | 400 | 600 | 0 | 60.85 | 60.59 | 3 | 0
2040 | NYISO_A-F_2_NEISO | NYISO_A-F | NEISO | Internal | Winter | B19 | 700 | 600 | 0 | 60.85 | 60.59 | 3 | 0
2040 | NYISO_A-F_2_NEISO | NYISO_A-F | NEISO | Internal | Winter | B20 | 935 | 600 | 0 | 60.85 | 60.59 | 3 | 0
2040 | NYISO_A-F_2_NYISO_G-I | NYISO_A-F | NYISO_G-I | Internal | Shoulder | B11 | 25 | 4250 | 2866.61 | 58.5 | 58.51 | 0.01 | 0
2040 | NYISO_A-F_2_NYISO_G-I | NYISO_A-F | NYISO_G-I | Internal | Shoulder | B12 | 200 | 4250 | 1529.32 | 57.79 | 57.81 | 0.01 | 0
2040 | NYISO_A-F_2_NYISO_G-I | NYISO_A-F | NYISO_G-I | Internal | Shoulder | B13 | 600 | 4250 | 1394.19 | 52.65 | 52.66 | 0.01 | 0
2040 | NYISO_A-F_2_NYISO_G-I | NYISO_A-F | NYISO_G-I | Internal | Shoulder | B14 | 900 | 4250 | 1203.26 | 52.22 | 52.24 | 0.01 | 0
2040 | NYISO_A-F_2_NYISO_G-I | NYISO_A-F | NYISO_G-I | Internal | Shoulder | B15 | 1203 | 4250 | 0.01 | 51.98 | 51.97 | 0.01 | 0
2040 | NYISO_A-F_2_NYISO_G-I | NYISO_A-F | NYISO_G-I | Internal | Summer | B1 | 10 | 4250 | 3394.02 | 91.66 | 91.67 | 0.01 | 0
2040 | NYISO_A-F_2_NYISO_G-I | NYISO_A-F | NYISO_G-I | Internal | Summer | B2 | 25 | 4250 | 2418.35 | 84.63 | 84.64 | 0.01 | 0
2040 | NYISO_A-F_2_NYISO_G-I | NYISO_A-F | NYISO_G-I | Internal | Summer | B3 | 75 | 4250 | 1114.49 | 75.56 | 75.57 | 0.01 | 0
2040 | NYISO_A-F_2_NYISO_G-I | NYISO_A-F | NYISO_G-I | Internal | Summer | B4 | 100 | 4250 | 1543.53 | 68.37 | 68.38 | 0.01 | 0
2040 | NYISO_A-F_2_NYISO_G-I | NYISO_A-F | NYISO_G-I | Internal | Summer | B5 | 200 | 4250 | 1933.06 | 67.77 | 67.78 | 0.01 | 0
2040 | NYISO_A-F_2_NYISO_G-I | NYISO_A-F | NYISO_G-I | Internal | Summer | B6 | 300 | 4250 | 2268.22 | 60.15 | 60.16 | 0.01 | 0
2040 | NYISO_A-F_2_NYISO_G-I | NYISO_A-F | NYISO_G-I | Internal | Summer | B7 | 400 | 4250 | 1381.31 | 51.36 | 51.37 | 0.01 | 0
2040 | NYISO_A-F_2_NYISO_G-I | NYISO_A-F | NYISO_G-I | Internal | Summer | B8 | 500 | 4250 | 1193.11 | 51.36 | 51.37 | 0.01 | 0
2040 | NYISO_A-F_2_NYISO_G-I | NYISO_A-F | NYISO_G-I | Internal | Summer | B9 | 800 | 4250 | 717.51 | 49.05 | 49.06 | 0.01 | 0
2040 | NYISO_A-F_2_NYISO_G-I | NYISO_A-F | NYISO_G-I | Internal | Summer | B10 | 1262 | 4250 | 0 | 49.05 | 48.83 | 0.01 | 0
2040 | NYISO_A-F_2_NYISO_G-I | NYISO_A-F | NYISO_G-I | Internal | Winter | B16 | 25 | 4250 | 4018.79 | 68.42 | 68.43 | 0.01 | 0
2040 | NYISO_A-F_2_NYISO_G-I | NYISO_A-F | NYISO_G-I | Internal | Winter | B17 | 100 | 4250 | 3796.12 | 62.07 | 62.08 | 0.01 | 0
2040 | NYISO_A-F_2_NYISO_G-I | NYISO_A-F | NYISO_G-I | Internal | Winter | B18 | 400 | 4250 | 3255.61 | 60.85 | 60.86 | 0.01 | 0
2040 | NYISO_A-F_2_NYISO_G-I | NYISO_A-F | NYISO_G-I | Internal | Winter | B19 | 700 | 4250 | 3042.16 | 60.85 | 60.86 | 0.01 | 0
2040 | NYISO_A-F_2_NYISO_G-I | NYISO_A-F | NYISO_G-I | Internal | Winter | B20 | 935 | 4250 | 2532.16 | 60.85 | 60.86 | 0.01 | 0
2040 | NYISO_A-F_2_PJM_ROM | NYISO_A-F | PJM_ROM | Internal | Shoulder | B11 | 25 | 1000 | 847.65 | 58.5 | 66.5 | 8 | 0
2040 | NYISO_A-F_2_PJM_ROM | NYISO_A-F | PJM_ROM | Internal | Shoulder | B12 | 200 | 1000 | 0 | 57.79 | 63.19 | 8 | 0
2040 | NYISO_A-F_2_PJM_ROM | NYISO_A-F | PJM_ROM | Internal | Shoulder | B13 | 600 | 1000 | 0 | 52.65 | 57.31 | 8 | 0
2040 | NYISO_A-F_2_PJM_ROM | NYISO_A-F | PJM_ROM | Internal | Shoulder | B14 | 900 | 1000 | 0 | 52.22 | 56.25 | 8 | 0
2040 | NYISO_A-F_2_PJM_ROM | NYISO_A-F | PJM_ROM | Internal | Shoulder | B15 | 1203 | 1000 | 0 | 51.98 | 51.57 | 8 | 0
2040 | NYISO_A-F_2_PJM_ROM | NYISO_A-F | PJM_ROM | Internal | Summer | B1 | 10 | 1000 | 131.05 | 91.66 | 99.66 | 8 | 0
2040 | NYISO_A-F_2_PJM_ROM | NYISO_A-F | PJM_ROM | Internal | Summer | B2 | 25 | 1000 | 330.01 | 84.63 | 92.63 | 8 | 0
2040 | NYISO_A-F_2_PJM_ROM | NYISO_A-F | PJM_ROM | Internal | Summer | B3 | 75 | 1000 | 811.43 | 75.56 | 83.56 | 8 | 0
2040 | NYISO_A-F_2_PJM_ROM | NYISO_A-F | PJM_ROM | Internal | Summer | B4 | 100 | 1000 | 999.99 | 68.37 | 76.67 | 8 | 0.3
2040 | NYISO_A-F_2_PJM_ROM | NYISO_A-F | PJM_ROM | Internal | Summer | B5 | 200 | 1000 | 934.6 | 67.77 | 75.77 | 8 | 0
2040 | NYISO_A-F_2_PJM_ROM | NYISO_A-F | PJM_ROM | Internal | Summer | B6 | 300 | 1000 | 476.92 | 60.15 | 68.15 | 8 | 0
2040 | NYISO_A-F_2_PJM_ROM | NYISO_A-F | PJM_ROM | Internal | Summer | B7 | 400 | 1000 | 0 | 51.36 | 55.58 | 8 | 0
2040 | NYISO_A-F_2_PJM_ROM | NYISO_A-F | PJM_ROM | Internal | Summer | B8 | 500 | 1000 | 0 | 51.36 | 53.36 | 8 | 0
2040 | NYISO_A-F_2_PJM_ROM | NYISO_A-F | PJM_ROM | Internal | Summer | B9 | 800 | 1000 | 0 | 49.05 | 49.77 | 8 | 0
2040 | NYISO_A-F_2_PJM_ROM | NYISO_A-F | PJM_ROM | Internal | Summer | B10 | 1262 | 1000 | 0 | 49.05 | 49.33 | 8 | 0
2040 | NYISO_A-F_2_PJM_ROM | NYISO_A-F | PJM_ROM | Internal | Winter | B16 | 25 | 1000 | 858.35 | 68.42 | 76.42 | 8 | 0
2040 | NYISO_A-F_2_PJM_ROM | NYISO_A-F | PJM_ROM | Internal | Winter | B17 | 100 | 1000 | 577.43 | 62.07 | 70.07 | 8 | 0
2040 | NYISO_A-F_2_PJM_ROM | NYISO_A-F | PJM_ROM | Internal | Winter | B18 | 400 | 1000 | 0 | 60.85 | 62.84 | 8 | 0
2040 | NYISO_A-F_2_PJM_ROM | NYISO_A-F | PJM_ROM | Internal | Winter | B19 | 700 | 1000 | 0 | 60.85 | 60.14 | 8 | 0
2040 | NYISO_A-F_2_PJM_ROM | NYISO_A-F | PJM_ROM | Internal | Winter | B20 | 935 | 1000 | 0 | 60.85 | 55.53 | 8 | 0
2040 | NYISO_G-I_2_NEISO | NYISO_G-I | NEISO | Internal | Shoulder | B11 | 25 | 600 | 0 | 58.51 | 48.97 | 3 | 0
2040 | NYISO_G-I_2_NEISO | NYISO_G-I | NEISO | Internal | Shoulder | B12 | 200 | 600 | 0 | 57.81 | 48.97 | 3 | 0
2040 | NYISO_G-I_2_NEISO | NYISO_G-I | NEISO | Internal | Shoulder | B13 | 600 | 600 | 0 | 52.66 | 48.97 | 3 | 0
2040 | NYISO_G-I_2_NEISO | NYISO_G-I | NEISO | Internal | Shoulder | B14 | 900 | 600 | 0 | 52.24 | 48.97 | 3 | 0
2040 | NYISO_G-I_2_NEISO | NYISO_G-I | NEISO | Internal | Shoulder | B15 | 1203 | 600 | 0 | 51.97 | 48.97 | 3 | 0
2040 | NYISO_G-I_2_NEISO | NYISO_G-I | NEISO | Internal | Summer | B1 | 10 | 600 | 0 | 91.67 | 88.68 | 3 | 0
2040 | NYISO_G-I_2_NEISO | NYISO_G-I | NEISO | Internal | Summer | B2 | 25 | 600 | 0 | 84.64 | 81.64 | 3 | 0
2040 | NYISO_G-I_2_NEISO | NYISO_G-I | NEISO | Internal | Summer | B3 | 75 | 600 | 0 | 75.57 | 72.57 | 3 | 0
2040 | NYISO_G-I_2_NEISO | NYISO_G-I | NEISO | Internal | Summer | B4 | 100 | 600 | 0 | 68.38 | 65.37 | 3 | 0
2040 | NYISO_G-I_2_NEISO | NYISO_G-I | NEISO | Internal | Summer | B5 | 200 | 600 | 0 | 67.78 | 62.63 | 3 | 0
2040 | NYISO_G-I_2_NEISO | NYISO_G-I | NEISO | Internal | Summer | B6 | 300 | 600 | 0 | 60.16 | 45.19 | 3 | 0
2040 | NYISO_G-I_2_NEISO | NYISO_G-I | NEISO | Internal | Summer | B7 | 400 | 600 | 0 | 51.37 | 45.19 | 3 | 0
2040 | NYISO_G-I_2_NEISO | NYISO_G-I | NEISO | Internal | Summer | B8 | 500 | 600 | 0 | 51.37 | 45.19 | 3 | 0
2040 | NYISO_G-I_2_NEISO | NYISO_G-I | NEISO | Internal | Summer | B9 | 800 | 600 | 0 | 49.06 | 45.19 | 3 | 0
2040 | NYISO_G-I_2_NEISO | NYISO_G-I | NEISO | Internal | Summer | B10 | 1262 | 600 | 0 | 48.83 | 45.19 | 3 | 0
2040 | NYISO_G-I_2_NEISO | NYISO_G-I | NEISO | Internal | Winter | B16 | 25 | 600 | 0 | 68.43 | 60.59 | 3 | 0
2040 | NYISO_G-I_2_NEISO | NYISO_G-I | NEISO | Internal | Winter | B17 | 100 | 600 | 0 | 62.08 | 60.59 | 3 | 0
2040 | NYISO_G-I_2_NEISO | NYISO_G-I | NEISO | Internal | Winter | B18 | 400 | 600 | 0 | 60.86 | 60.59 | 3 | 0
2040 | NYISO_G-I_2_NEISO | NYISO_G-I | NEISO | Internal | Winter | B19 | 700 | 600 | 0 | 60.86 | 60.59 | 3 | 0
2040 | NYISO_G-I_2_NEISO | NYISO_G-I | NEISO | Internal | Winter | B20 | 935 | 600 | 0 | 60.86 | 60.59 | 3 | 0
2040 | NYISO_G-I_2_NYISO_A-F | NYISO_G-I | NYISO_A-F | Internal | Shoulder | B11 | 25 | 1999 | 0.64 | 58.51 | 58.5 | 0.01 | 0
2040 | NYISO_G-I_2_NYISO_A-F | NYISO_G-I | NYISO_A-F | Internal | Shoulder | B12 | 200 | 1999 | 0.08 | 57.81 | 57.79 | 0.01 | 0
2040 | NYISO_G-I_2_NYISO_A-F | NYISO_G-I | NYISO_A-F | Internal | Shoulder | B13 | 600 | 1999 | 0.03 | 52.66 | 52.65 | 0.01 | 0
2040 | NYISO_G-I_2_NYISO_A-F | NYISO_G-I | NYISO_A-F | Internal | Shoulder | B14 | 900 | 1999 | 0.02 | 52.24 | 52.22 | 0.01 | 0
2040 | NYISO_G-I_2_NYISO_A-F | NYISO_G-I | NYISO_A-F | Internal | Shoulder | B15 | 1203 | 1999 | 626.82 | 51.97 | 51.98 | 0.01 | 0
2040 | NYISO_G-I_2_NYISO_A-F | NYISO_G-I | NYISO_A-F | Internal | Summer | B1 | 10 | 1999 | 1.51 | 91.67 | 91.66 | 0.01 | 0
2040 | NYISO_G-I_2_NYISO_A-F | NYISO_G-I | NYISO_A-F | Internal | Summer | B2 | 25 | 1999 | 0.65 | 84.64 | 84.63 | 0.01 | 0
2040 | NYISO_G-I_2_NYISO_A-F | NYISO_G-I | NYISO_A-F | Internal | Summer | B3 | 75 | 1999 | 0.22 | 75.57 | 75.56 | 0.01 | 0
2040 | NYISO_G-I_2_NYISO_A-F | NYISO_G-I | NYISO_A-F | Internal | Summer | B4 | 100 | 1999 | 0.17 | 68.38 | 68.37 | 0.01 | 0
2040 | NYISO_G-I_2_NYISO_A-F | NYISO_G-I | NYISO_A-F | Internal | Summer | B5 | 200 | 1999 | 0.08 | 67.78 | 67.77 | 0.01 | 0
2040 | NYISO_G-I_2_NYISO_A-F | NYISO_G-I | NYISO_A-F | Internal | Summer | B6 | 300 | 1999 | 0.06 | 60.16 | 60.15 | 0.01 | 0
2040 | NYISO_G-I_2_NYISO_A-F | NYISO_G-I | NYISO_A-F | Internal | Summer | B7 | 400 | 1999 | 0.04 | 51.37 | 51.36 | 0.01 | 0
2040 | NYISO_G-I_2_NYISO_A-F | NYISO_G-I | NYISO_A-F | Internal | Summer | B8 | 500 | 1999 | 0.03 | 51.37 | 51.36 | 0.01 | 0
2040 | NYISO_G-I_2_NYISO_A-F | NYISO_G-I | NYISO_A-F | Internal | Summer | B9 | 800 | 1999 | 0.02 | 49.06 | 49.05 | 0.01 | 0
2040 | NYISO_G-I_2_NYISO_A-F | NYISO_G-I | NYISO_A-F | Internal | Summer | B10 | 1262 | 1999 | 1999 | 48.83 | 49.05 | 0.01 | 0.21
2040 | NYISO_G-I_2_NYISO_A-F | NYISO_G-I | NYISO_A-F | Internal | Winter | B16 | 25 | 1999 | 0.59 | 68.43 | 68.42 | 0.01 | 0
2040 | NYISO_G-I_2_NYISO_A-F | NYISO_G-I | NYISO_A-F | Internal | Winter | B17 | 100 | 1999 | 0.16 | 62.08 | 62.07 | 0.01 | 0
2040 | NYISO_G-I_2_NYISO_A-F | NYISO_G-I | NYISO_A-F | Internal | Winter | B18 | 400 | 1999 | 0.04 | 60.86 | 60.85 | 0.01 | 0
2040 | NYISO_G-I_2_NYISO_A-F | NYISO_G-I | NYISO_A-F | Internal | Winter | B19 | 700 | 1999 | 0.02 | 60.86 | 60.85 | 0.01 | 0
2040 | NYISO_G-I_2_NYISO_A-F | NYISO_G-I | NYISO_A-F | Internal | Winter | B20 | 935 | 1999 | 0.02 | 60.86 | 60.85 | 0.01 | 0
2040 | NYISO_G-I_2_NYISO_J-K | NYISO_G-I | NYISO_J-K | Internal | Shoulder | B11 | 25 | 6130 | 6130 | 58.51 | 70.74 | 0.01 | 12.22
2040 | NYISO_G-I_2_NYISO_J-K | NYISO_G-I | NYISO_J-K | Internal | Shoulder | B12 | 200 | 6130 | 6130 | 57.81 | 70.74 | 0.01 | 12.92
2040 | NYISO_G-I_2_NYISO_J-K | NYISO_G-I | NYISO_J-K | Internal | Shoulder | B13 | 600 | 6130 | 6130 | 52.66 | 63.32 | 0.01 | 10.64
2040 | NYISO_G-I_2_NYISO_J-K | NYISO_G-I | NYISO_J-K | Internal | Shoulder | B14 | 900 | 6130 | 6130 | 52.24 | 53.02 | 0.01 | 0.77
2040 | NYISO_G-I_2_NYISO_J-K | NYISO_G-I | NYISO_J-K | Internal | Shoulder | B15 | 1203 | 6130 | 4289.97 | 51.97 | 51.98 | 0.01 | 0
2040 | NYISO_G-I_2_NYISO_J-K | NYISO_G-I | NYISO_J-K | Internal | Summer | B1 | 10 | 6130 | 5683.72 | 91.67 | 91.68 | 0.01 | 0
2040 | NYISO_G-I_2_NYISO_J-K | NYISO_G-I | NYISO_J-K | Internal | Summer | B2 | 25 | 6130 | 4862.39 | 84.64 | 84.65 | 0.01 | 0
2040 | NYISO_G-I_2_NYISO_J-K | NYISO_G-I | NYISO_J-K | Internal | Summer | B3 | 75 | 6130 | 3147.79 | 75.57 | 75.58 | 0.01 | 0
2040 | NYISO_G-I_2_NYISO_J-K | NYISO_G-I | NYISO_J-K | Internal | Summer | B4 | 100 | 6130 | 4170.2 | 68.38 | 68.39 | 0.01 | 0
2040 | NYISO_G-I_2_NYISO_J-K | NYISO_G-I | NYISO_J-K | Internal | Summer | B5 | 200 | 6130 | 4793.97 | 67.78 | 67.79 | 0.01 | 0
2040 | NYISO_G-I_2_NYISO_J-K | NYISO_G-I | NYISO_J-K | Internal | Summer | B6 | 300 | 6130 | 6130 | 60.16 | 65.1 | 0.01 | 4.92
2040 | NYISO_G-I_2_NYISO_J-K | NYISO_G-I | NYISO_J-K | Internal | Summer | B7 | 400 | 6130 | 6130 | 51.37 | 65.1 | 0.01 | 13.71
2040 | NYISO_G-I_2_NYISO_J-K | NYISO_G-I | NYISO_J-K | Internal | Summer | B8 | 500 | 6130 | 6130 | 51.37 | 65.1 | 0.01 | 13.71
2040 | NYISO_G-I_2_NYISO_J-K | NYISO_G-I | NYISO_J-K | Internal | Summer | B9 | 800 | 6130 | 5911.39 | 49.06 | 49.07 | 0.01 | 0
2040 | NYISO_G-I_2_NYISO_J-K | NYISO_G-I | NYISO_J-K | Internal | Summer | B10 | 1262 | 6130 | 3753.19 | 48.83 | 48.84 | 0.01 | 0
2040 | NYISO_G-I_2_NYISO_J-K | NYISO_G-I | NYISO_J-K | Internal | Winter | B16 | 25 | 6130 | 6130 | 68.43 | 90.38 | 0.01 | 21.93
2040 | NYISO_G-I_2_NYISO_J-K | NYISO_G-I | NYISO_J-K | Internal | Winter | B17 | 100 | 6130 | 6130 | 62.08 | 90.38 | 0.01 | 28.28
2040 | NYISO_G-I_2_NYISO_J-K | NYISO_G-I | NYISO_J-K | Internal | Winter | B18 | 400 | 6130 | 6130 | 60.86 | 81.51 | 0.01 | 20.63
2040 | NYISO_G-I_2_NYISO_J-K | NYISO_G-I | NYISO_J-K | Internal | Winter | B19 | 700 | 6130 | 6130 | 60.86 | 67.57 | 0.01 | 6.69
2040 | NYISO_G-I_2_NYISO_J-K | NYISO_G-I | NYISO_J-K | Internal | Winter | B20 | 935 | 6130 | 6130 | 60.86 | 63.48 | 0.01 | 2.6
2040 | NYISO_G-I_2_PJM_E | NYISO_G-I | PJM_E | Internal | Shoulder | B11 | 25 | 1500 | 1257.18 | 58.51 | 66.51 | 8 | 0
2040 | NYISO_G-I_2_PJM_E | NYISO_G-I | PJM_E | Internal | Shoulder | B12 | 200 | 1500 | 0 | 57.81 | 63.2 | 8 | 0
2040 | NYISO_G-I_2_PJM_E | NYISO_G-I | PJM_E | Internal | Shoulder | B13 | 600 | 1500 | 0 | 52.66 | 57.32 | 8 | 0
2040 | NYISO_G-I_2_PJM_E | NYISO_G-I | PJM_E | Internal | Shoulder | B14 | 900 | 1500 | 0 | 52.24 | 56.26 | 8 | 0
2040 | NYISO_G-I_2_PJM_E | NYISO_G-I | PJM_E | Internal | Shoulder | B15 | 1203 | 1500 | 0 | 51.97 | 51.58 | 8 | 0
2040 | NYISO_G-I_2_PJM_E | NYISO_G-I | PJM_E | Internal | Summer | B1 | 10 | 1500 | 218.69 | 91.67 | 99.67 | 8 | 0
2040 | NYISO_G-I_2_PJM_E | NYISO_G-I | PJM_E | Internal | Summer | B2 | 25 | 1500 | 462.47 | 84.64 | 92.64 | 8 | 0
2040 | NYISO_G-I_2_PJM_E | NYISO_G-I | PJM_E | Internal | Summer | B3 | 75 | 1500 | 1306.72 | 75.57 | 83.57 | 8 | 0
2040 | NYISO_G-I_2_PJM_E | NYISO_G-I | PJM_E | Internal | Summer | B4 | 100 | 1500 | 1499.99 | 68.38 | 76.68 | 8 | 0.3
2040 | NYISO_G-I_2_PJM_E | NYISO_G-I | PJM_E | Internal | Summer | B5 | 200 | 1500 | 1433.73 | 67.78 | 75.78 | 8 | 0
2040 | NYISO_G-I_2_PJM_E | NYISO_G-I | PJM_E | Internal | Summer | B6 | 300 | 1500 | 671.98 | 60.16 | 68.16 | 8 | 0
2040 | NYISO_G-I_2_PJM_E | NYISO_G-I | PJM_E | Internal | Summer | B7 | 400 | 1500 | 0 | 51.37 | 55.6 | 8 | 0
2040 | NYISO_G-I_2_PJM_E | NYISO_G-I | PJM_E | Internal | Summer | B8 | 500 | 1500 | 0 | 51.37 | 53.37 | 8 | 0
2040 | NYISO_G-I_2_PJM_E | NYISO_G-I | PJM_E | Internal | Summer | B9 | 800 | 1500 | 0 | 49.06 | 49.78 | 8 | 0
2040 | NYISO_G-I_2_PJM_E | NYISO_G-I | PJM_E | Internal | Summer | B10 | 1262 | 1500 | 0 | 48.83 | 49.34 | 8 | 0
2040 | NYISO_G-I_2_PJM_E | NYISO_G-I | PJM_E | Internal | Winter | B16 | 25 | 1500 | 1132.7 | 68.43 | 76.43 | 8 | 0
2040 | NYISO_G-I_2_PJM_E | NYISO_G-I | PJM_E | Internal | Winter | B17 | 100 | 1500 | 455.73 | 62.08 | 70.08 | 8 | 0
2040 | NYISO_G-I_2_PJM_E | NYISO_G-I | PJM_E | Internal | Winter | B18 | 400 | 1500 | 0 | 60.86 | 62.85 | 8 | 0
2040 | NYISO_G-I_2_PJM_E | NYISO_G-I | PJM_E | Internal | Winter | B19 | 700 | 1500 | 0 | 60.86 | 60.15 | 8 | 0
2040 | NYISO_G-I_2_PJM_E | NYISO_G-I | PJM_E | Internal | Winter | B20 | 935 | 1500 | 0 | 60.86 | 55.54 | 8 | 0
2040 | NYISO_J-K_2_NEISO | NYISO_J-K | NEISO | Internal | Shoulder | B11 | 25 | 0.01 | 0 | 70.74 | 48.97 | 3 | 1.35
2040 | NYISO_J-K_2_NEISO | NYISO_J-K | NEISO | Internal | Shoulder | B12 | 200 | 0.01 | 0 | 70.74 | 48.97 | 3 | 0.2
2040 | NYISO_J-K_2_NEISO | NYISO_J-K | NEISO | Internal | Shoulder | B13 | 600 | 0.01 | 0 | 63.32 | 48.97 | 3 | 0.07
2040 | NYISO_J-K_2_NEISO | NYISO_J-K | NEISO | Internal | Shoulder | B14 | 900 | 0.01 | 0 | 53.02 | 48.97 | 3 | 0.05
2040 | NYISO_J-K_2_NEISO | NYISO_J-K | NEISO | Internal | Shoulder | B15 | 1203 | 0.01 | 0 | 51.98 | 48.97 | 3 | 0.04
2040 | NYISO_J-K_2_NEISO | NYISO_J-K | NEISO | Internal | Summer | B1 | 10 | 0.01 | 0 | 91.68 | 88.68 | 3 | 4.65
2040 | NYISO_J-K_2_NEISO | NYISO_J-K | NEISO | Internal | Summer | B2 | 25 | 0.01 | 0 | 84.65 | 81.64 | 3 | 1.52
2040 | NYISO_J-K_2_NEISO | NYISO_J-K | NEISO | Internal | Summer | B3 | 75 | 0.01 | 0 | 75.58 | 72.57 | 3 | 0.52
2040 | NYISO_J-K_2_NEISO | NYISO_J-K | NEISO | Internal | Summer | B4 | 100 | 0.01 | 0 | 68.39 | 65.37 | 3 | 0.41
2040 | NYISO_J-K_2_NEISO | NYISO_J-K | NEISO | Internal | Summer | B5 | 200 | 0.01 | 0 | 67.79 | 62.63 | 3 | 0.21
2040 | NYISO_J-K_2_NEISO | NYISO_J-K | NEISO | Internal | Summer | B6 | 300 | 0.01 | 0 | 65.1 | 45.19 | 3 | 0.13
2040 | NYISO_J-K_2_NEISO | NYISO_J-K | NEISO | Internal | Summer | B7 | 400 | 0.01 | 0 | 65.1 | 45.19 | 3 | 0.1
2040 | NYISO_J-K_2_NEISO | NYISO_J-K | NEISO | Internal | Summer | B8 | 500 | 0.01 | 0 | 65.1 | 45.19 | 3 | 0.08
2040 | NYISO_J-K_2_NEISO | NYISO_J-K | NEISO | Internal | Summer | B9 | 800 | 0.01 | 0 | 49.07 | 45.19 | 3 | 0.05
2040 | NYISO_J-K_2_NEISO | NYISO_J-K | NEISO | Internal | Summer | B10 | 1262 | 0.01 | 0 | 48.84 | 45.19 | 3 | 0.03
2040 | NYISO_J-K_2_NEISO | NYISO_J-K | NEISO | Internal | Winter | B16 | 25 | 0.01 | 0 | 90.38 | 60.59 | 3 | 1.35
2040 | NYISO_J-K_2_NEISO | NYISO_J-K | NEISO | Internal | Winter | B17 | 100 | 0.01 | 0 | 90.38 | 60.59 | 3 | 0.38
2040 | NYISO_J-K_2_NEISO | NYISO_J-K | NEISO | Internal | Winter | B18 | 400 | 0.01 | 0 | 81.51 | 60.59 | 3 | 0.1
2040 | NYISO_J-K_2_NEISO | NYISO_J-K | NEISO | Internal | Winter | B19 | 700 | 0.01 | 0 | 67.57 | 60.59 | 3 | 0.06
2040 | NYISO_J-K_2_NEISO | NYISO_J-K | NEISO | Internal | Winter | B20 | 935 | 0.01 | 0 | 63.48 | 60.59 | 3 | 0.05
2040 | NYISO_J-K_2_NYISO_G-I | NYISO_J-K | NYISO_G-I | Internal | Shoulder | B11 | 25 | 1999 | 0 | 70.74 | 58.51 | 0.01 | 0
2040 | NYISO_J-K_2_NYISO_G-I | NYISO_J-K | NYISO_G-I | Internal | Shoulder | B12 | 200 | 1999 | 0 | 70.74 | 57.81 | 0.01 | 0
2040 | NYISO_J-K_2_NYISO_G-I | NYISO_J-K | NYISO_G-I | Internal | Shoulder | B13 | 600 | 1999 | 0 | 63.32 | 52.66 | 0.01 | 0
2040 | NYISO_J-K_2_NYISO_G-I | NYISO_J-K | NYISO_G-I | Internal | Shoulder | B14 | 900 | 1999 | 0 | 53.02 | 52.24 | 0.01 | 0
2040 | NYISO_J-K_2_NYISO_G-I | NYISO_J-K | NYISO_G-I | Internal | Shoulder | B15 | 1203 | 1999 | 0.01 | 51.98 | 51.97 | 0.01 | 0
2040 | NYISO_J-K_2_NYISO_G-I | NYISO_J-K | NYISO_G-I | Internal | Summer | B1 | 10 | 1999 | 1.42 | 91.68 | 91.67 | 0.01 | 0
2040 | NYISO_J-K_2_NYISO_G-I | NYISO_J-K | NYISO_G-I | Internal | Summer | B2 | 25 | 1999 | 0.64 | 84.65 | 84.64 | 0.01 | 0
2040 | NYISO_J-K_2_NYISO_G-I | NYISO_J-K | NYISO_G-I | Internal | Summer | B3 | 75 | 1999 | 0.22 | 75.58 | 75.57 | 0.01 | 0
2040 | NYISO_J-K_2_NYISO_G-I | NYISO_J-K | NYISO_G-I | Internal | Summer | B4 | 100 | 1999 | 0.17 | 68.39 | 68.38 | 0.01 | 0
2040 | NYISO_J-K_2_NYISO_G-I | NYISO_J-K | NYISO_G-I | Internal | Summer | B5 | 200 | 1999 | 0.08 | 67.79 | 67.78 | 0.01 | 0
2040 | NYISO_J-K_2_NYISO_G-I | NYISO_J-K | NYISO_G-I | Internal | Summer | B6 | 300 | 1999 | 0 | 65.1 | 60.16 | 0.01 | 0
2040 | NYISO_J-K_2_NYISO_G-I | NYISO_J-K | NYISO_G-I | Internal | Summer | B7 | 400 | 1999 | 0 | 65.1 | 51.37 | 0.01 | 0
2040 | NYISO_J-K_2_NYISO_G-I | NYISO_J-K | NYISO_G-I | Internal | Summer | B8 | 500 | 1999 | 0 | 65.1 | 51.37 | 0.01 | 0
2040 | NYISO_J-K_2_NYISO_G-I | NYISO_J-K | NYISO_G-I | Internal | Summer | B9 | 800 | 1999 | 0.02 | 49.07 | 49.06 | 0.01 | 0
2040 | NYISO_J-K_2_NYISO_G-I | NYISO_J-K | NYISO_G-I | Internal | Summer | B10 | 1262 | 1999 | 0.01 | 48.84 | 48.83 | 0.01 | 0
2040 | NYISO_J-K_2_NYISO_G-I | NYISO_J-K | NYISO_G-I | Internal | Winter | B16 | 25 | 1999 | 0 | 90.38 | 68.43 | 0.01 | 0
2040 | NYISO_J-K_2_NYISO_G-I | NYISO_J-K | NYISO_G-I | Internal | Winter | B17 | 100 | 1999 | 0 | 90.38 | 62.08 | 0.01 | 0
2040 | NYISO_J-K_2_NYISO_G-I | NYISO_J-K | NYISO_G-I | Internal | Winter | B18 | 400 | 1999 | 0 | 81.51 | 60.86 | 0.01 | 0
2040 | NYISO_J-K_2_NYISO_G-I | NYISO_J-K | NYISO_G-I | Internal | Winter | B19 | 700 | 1999 | 0 | 67.57 | 60.86 | 0.01 | 0
2040 | NYISO_J-K_2_NYISO_G-I | NYISO_J-K | NYISO_G-I | Internal | Winter | B20 | 935 | 1999 | 0 | 63.48 | 60.86 | 0.01 | 0
2040 | NYISO_J-K_2_PJM_E | NYISO_J-K | PJM_E | Internal | Shoulder | B11 | 25 | 0.01 | 0 | 70.74 | 66.51 | 8 | 1.34
2040 | NYISO_J-K_2_PJM_E | NYISO_J-K | PJM_E | Internal | Shoulder | B12 | 200 | 0.01 | 0 | 70.74 | 63.2 | 8 | 0.2
2040 | NYISO_J-K_2_PJM_E | NYISO_J-K | PJM_E | Internal | Shoulder | B13 | 600 | 0.01 | 0 | 63.32 | 57.32 | 8 | 0.07
2040 | NYISO_J-K_2_PJM_E | NYISO_J-K | PJM_E | Internal | Shoulder | B14 | 900 | 0.01 | 0 | 53.02 | 56.26 | 8 | 0.05
2040 | NYISO_J-K_2_PJM_E | NYISO_J-K | PJM_E | Internal | Shoulder | B15 | 1203 | 0.01 | 0 | 51.98 | 51.58 | 8 | 0.04
2040 | NYISO_J-K_2_PJM_E | NYISO_J-K | PJM_E | Internal | Summer | B1 | 10 | 0.01 | 0 | 91.68 | 99.67 | 8 | 6.39
2040 | NYISO_J-K_2_PJM_E | NYISO_J-K | PJM_E | Internal | Summer | B2 | 25 | 0.01 | 0 | 84.65 | 92.64 | 8 | 2.52
2040 | NYISO_J-K_2_PJM_E | NYISO_J-K | PJM_E | Internal | Summer | B3 | 75 | 0.01 | 0 | 75.58 | 83.57 | 8 | 0.89
2040 | NYISO_J-K_2_PJM_E | NYISO_J-K | PJM_E | Internal | Summer | B4 | 100 | 0.01 | 0 | 68.39 | 76.68 | 8 | 0.86
2040 | NYISO_J-K_2_PJM_E | NYISO_J-K | PJM_E | Internal | Summer | B5 | 200 | 0.01 | 0 | 67.79 | 75.78 | 8 | 0.35
2040 | NYISO_J-K_2_PJM_E | NYISO_J-K | PJM_E | Internal | Summer | B6 | 300 | 0.01 | 0 | 65.1 | 68.16 | 8 | 0.15
2040 | NYISO_J-K_2_PJM_E | NYISO_J-K | PJM_E | Internal | Summer | B7 | 400 | 0.01 | 0 | 65.1 | 55.6 | 8 | 0.1
2040 | NYISO_J-K_2_PJM_E | NYISO_J-K | PJM_E | Internal | Summer | B8 | 500 | 0.01 | 0 | 65.1 | 53.37 | 8 | 0.08
2040 | NYISO_J-K_2_PJM_E | NYISO_J-K | PJM_E | Internal | Summer | B9 | 800 | 0.01 | 0 | 49.07 | 49.78 | 8 | 0.05
2040 | NYISO_J-K_2_PJM_E | NYISO_J-K | PJM_E | Internal | Summer | B10 | 1262 | 0.01 | 0 | 48.84 | 49.34 | 8 | 0.03
2040 | NYISO_J-K_2_PJM_E | NYISO_J-K | PJM_E | Internal | Winter | B16 | 25 | 0.01 | 0 | 90.38 | 76.43 | 8 | 1.34
2040 | NYISO_J-K_2_PJM_E | NYISO_J-K | PJM_E | Internal | Winter | B17 | 100 | 0.01 | 0 | 90.38 | 70.08 | 8 | 0.38
2040 | NYISO_J-K_2_PJM_E | NYISO_J-K | PJM_E | Internal | Winter | B18 | 400 | 0.01 | 0 | 81.51 | 62.85 | 8 | 0.1
2040 | NYISO_J-K_2_PJM_E | NYISO_J-K | PJM_E | Internal | Winter | B19 | 700 | 0.01 | 0 | 67.57 | 60.15 | 8 | 0.06
2040 | NYISO_J-K_2_PJM_E | NYISO_J-K | PJM_E | Internal | Winter | B20 | 935 | 0.01 | 0 | 63.48 | 55.54 | 8 | 0.04
2040 | PJM_E_2_NYISO_G-I | PJM_E | NYISO_G-I | Internal | Shoulder | B11 | 25 | 500 | 0 | 66.51 | 58.51 | 6 | 0
2040 | PJM_E_2_NYISO_G-I | PJM_E | NYISO_G-I | Internal | Shoulder | B12 | 200 | 500 | 0 | 63.2 | 57.81 | 6 | 0
2040 | PJM_E_2_NYISO_G-I | PJM_E | NYISO_G-I | Internal | Shoulder | B13 | 600 | 500 | 0 | 57.32 | 52.66 | 6 | 0
2040 | PJM_E_2_NYISO_G-I | PJM_E | NYISO_G-I | Internal | Shoulder | B14 | 900 | 500 | 0 | 56.26 | 52.24 | 6 | 0
2040 | PJM_E_2_NYISO_G-I | PJM_E | NYISO_G-I | Internal | Shoulder | B15 | 1203 | 500 | 0 | 51.58 | 51.97 | 6 | 0
2040 | PJM_E_2_NYISO_G-I | PJM_E | NYISO_G-I | Internal | Summer | B1 | 10 | 500 | 0 | 99.67 | 91.67 | 6 | 0
2040 | PJM_E_2_NYISO_G-I | PJM_E | NYISO_G-I | Internal | Summer | B2 | 25 | 500 | 0 | 92.64 | 84.64 | 6 | 0
2040 | PJM_E_2_NYISO_G-I | PJM_E | NYISO_G-I | Internal | Summer | B3 | 75 | 500 | 0 | 83.57 | 75.57 | 6 | 0
2040 | PJM_E_2_NYISO_G-I | PJM_E | NYISO_G-I | Internal | Summer | B4 | 100 | 500 | 0 | 76.68 | 68.38 | 6 | 0
2040 | PJM_E_2_NYISO_G-I | PJM_E | NYISO_G-I | Internal | Summer | B5 | 200 | 500 | 0 | 75.78 | 67.78 | 6 | 0
2040 | PJM_E_2_NYISO_G-I | PJM_E | NYISO_G-I | Internal | Summer | B6 | 300 | 500 | 0 | 68.16 | 60.16 | 6 | 0
2040 | PJM_E_2_NYISO_G-I | PJM_E | NYISO_G-I | Internal | Summer | B7 | 400 | 500 | 0 | 55.6 | 51.37 | 6 | 0
2040 | PJM_E_2_NYISO_G-I | PJM_E | NYISO_G-I | Internal | Summer | B8 | 500 | 500 | 0 | 53.37 | 51.37 | 6 | 0
2040 | PJM_E_2_NYISO_G-I | PJM_E | NYISO_G-I | Internal | Summer | B9 | 800 | 500 | 0 | 49.78 | 49.06 | 6 | 0
2040 | PJM_E_2_NYISO_G-I | PJM_E | NYISO_G-I | Internal | Summer | B10 | 1262 | 500 | 0 | 49.34 | 48.83 | 6 | 0
2040 | PJM_E_2_NYISO_G-I | PJM_E | NYISO_G-I | Internal | Winter | B16 | 25 | 500 | 0 | 76.43 | 68.43 | 6 | 0
2040 | PJM_E_2_NYISO_G-I | PJM_E | NYISO_G-I | Internal | Winter | B17 | 100 | 500 | 0 | 70.08 | 62.08 | 6 | 0
2040 | PJM_E_2_NYISO_G-I | PJM_E | NYISO_G-I | Internal | Winter | B18 | 400 | 500 | 0 | 62.85 | 60.86 | 6 | 0
2040 | PJM_E_2_NYISO_G-I | PJM_E | NYISO_G-I | Internal | Winter | B19 | 700 | 500 | 0 | 60.15 | 60.86 | 6 | 0
2040 | PJM_E_2_NYISO_G-I | PJM_E | NYISO_G-I | Internal | Winter | B20 | 935 | 500 | 0 | 55.54 | 60.86 | 6 | 0
2040 | PJM_E_2_NYISO_J-K | PJM_E | NYISO_J-K | Internal | Shoulder | B11 | 25 | 330 | 0 | 66.51 | 70.74 | 6 | 0
2040 | PJM_E_2_NYISO_J-K | PJM_E | NYISO_J-K | Internal | Shoulder | B12 | 200 | 330 | 330 | 63.2 | 70.74 | 6 | 1.54
2040 | PJM_E_2_NYISO_J-K | PJM_E | NYISO_J-K | Internal | Shoulder | B13 | 600 | 330 | 114.92 | 57.32 | 63.32 | 6 | 0
2040 | PJM_E_2_NYISO_J-K | PJM_E | NYISO_J-K | Internal | Shoulder | B14 | 900 | 330 | 0 | 56.26 | 53.02 | 6 | 0
2040 | PJM_E_2_NYISO_J-K | PJM_E | NYISO_J-K | Internal | Shoulder | B15 | 1203 | 330 | 0 | 51.58 | 51.98 | 6 | 0
2040 | PJM_E_2_NYISO_J-K | PJM_E | NYISO_J-K | Internal | Summer | B1 | 10 | 330 | 0 | 99.67 | 91.68 | 6 | 0
2040 | PJM_E_2_NYISO_J-K | PJM_E | NYISO_J-K | Internal | Summer | B2 | 25 | 330 | 0 | 92.64 | 84.65 | 6 | 0
2040 | PJM_E_2_NYISO_J-K | PJM_E | NYISO_J-K | Internal | Summer | B3 | 75 | 330 | 0 | 83.57 | 75.58 | 6 | 0
2040 | PJM_E_2_NYISO_J-K | PJM_E | NYISO_J-K | Internal | Summer | B4 | 100 | 330 | 0 | 76.68 | 68.39 | 6 | 0
2040 | PJM_E_2_NYISO_J-K | PJM_E | NYISO_J-K | Internal | Summer | B5 | 200 | 330 | 0 | 75.78 | 67.79 | 6 | 0
2040 | PJM_E_2_NYISO_J-K | PJM_E | NYISO_J-K | Internal | Summer | B6 | 300 | 330 | 0 | 68.16 | 65.1 | 6 | 0
2040 | PJM_E_2_NYISO_J-K | PJM_E | NYISO_J-K | Internal | Summer | B7 | 400 | 330 | 330 | 55.6 | 65.1 | 6 | 3.5
2040 | PJM_E_2_NYISO_J-K | PJM_E | NYISO_J-K | Internal | Summer | B8 | 500 | 330 | 330 | 53.37 | 65.1 | 6 | 5.73
2040 | PJM_E_2_NYISO_J-K | PJM_E | NYISO_J-K | Internal | Summer | B9 | 800 | 330 | 0 | 49.78 | 49.07 | 6 | 0
2040 | PJM_E_2_NYISO_J-K | PJM_E | NYISO_J-K | Internal | Summer | B10 | 1262 | 330 | 0 | 49.34 | 48.84 | 6 | 0
2040 | PJM_E_2_NYISO_J-K | PJM_E | NYISO_J-K | Internal | Winter | B16 | 25 | 330 | 330 | 76.43 | 90.38 | 6 | 7.95
2040 | PJM_E_2_NYISO_J-K | PJM_E | NYISO_J-K | Internal | Winter | B17 | 100 | 330 | 330 | 70.08 | 90.38 | 6 | 14.29
2040 | PJM_E_2_NYISO_J-K | PJM_E | NYISO_J-K | Internal | Winter | B18 | 400 | 330 | 330 | 62.85 | 81.51 | 6 | 12.66
2040 | PJM_E_2_NYISO_J-K | PJM_E | NYISO_J-K | Internal | Winter | B19 | 700 | 330 | 330 | 60.15 | 67.57 | 6 | 1.42
2040 | PJM_E_2_NYISO_J-K | PJM_E | NYISO_J-K | Internal | Winter | B20 | 935 | 330 | 330 | 55.54 | 63.48 | 6 | 1.93
2040 | PJM_E_2_PJM_ROM | PJM_E | PJM_ROM | Internal | Shoulder | B11 | 25 | 8000 | 0.7 | 66.51 | 66.5 | 0.01 | 0
2040 | PJM_E_2_PJM_ROM | PJM_E | PJM_ROM | Internal | Shoulder | B12 | 200 | 8000 | 0.09 | 63.2 | 63.19 | 0.01 | 0
2040 | PJM_E_2_PJM_ROM | PJM_E | PJM_ROM | Internal | Shoulder | B13 | 600 | 8000 | 0.03 | 57.32 | 57.31 | 0.01 | 0
2040 | PJM_E_2_PJM_ROM | PJM_E | PJM_ROM | Internal | Shoulder | B14 | 900 | 8000 | 0.02 | 56.26 | 56.25 | 0.01 | 0
2040 | PJM_E_2_PJM_ROM | PJM_E | PJM_ROM | Internal | Shoulder | B15 | 1203 | 8000 | 0.01 | 51.58 | 51.57 | 0.01 | 0
2040 | PJM_E_2_PJM_ROM | PJM_E | PJM_ROM | Internal | Summer | B1 | 10 | 8000 | 1.42 | 99.67 | 99.66 | 0.01 | 0
2040 | PJM_E_2_PJM_ROM | PJM_E | PJM_ROM | Internal | Summer | B2 | 25 | 8000 | 0.65 | 92.64 | 92.63 | 0.01 | 0
2040 | PJM_E_2_PJM_ROM | PJM_E | PJM_ROM | Internal | Summer | B3 | 75 | 8000 | 0.23 | 83.57 | 83.56 | 0.01 | 0
2040 | PJM_E_2_PJM_ROM | PJM_E | PJM_ROM | Internal | Summer | B4 | 100 | 8000 | 0.17 | 76.68 | 76.67 | 0.01 | 0
2040 | PJM_E_2_PJM_ROM | PJM_E | PJM_ROM | Internal | Summer | B5 | 200 | 8000 | 0.08 | 75.78 | 75.77 | 0.01 | 0
2040 | PJM_E_2_PJM_ROM | PJM_E | PJM_ROM | Internal | Summer | B6 | 300 | 8000 | 0.06 | 68.16 | 68.15 | 0.01 | 0
2040 | PJM_E_2_PJM_ROM | PJM_E | PJM_ROM | Internal | Summer | B7 | 400 | 8000 | 0.04 | 55.6 | 55.58 | 0.01 | 0
2040 | PJM_E_2_PJM_ROM | PJM_E | PJM_ROM | Internal | Summer | B8 | 500 | 8000 | 0.03 | 53.37 | 53.36 | 0.01 | 0
2040 | PJM_E_2_PJM_ROM | PJM_E | PJM_ROM | Internal | Summer | B9 | 800 | 8000 | 0.02 | 49.78 | 49.77 | 0.01 | 0
2040 | PJM_E_2_PJM_ROM | PJM_E | PJM_ROM | Internal | Summer | B10 | 1262 | 8000 | 0.01 | 49.34 | 49.33 | 0.01 | 0
2040 | PJM_E_2_PJM_ROM | PJM_E | PJM_ROM | Internal | Winter | B16 | 25 | 8000 | 0.66 | 76.43 | 76.42 | 0.01 | 0
2040 | PJM_E_2_PJM_ROM | PJM_E | PJM_ROM | Internal | Winter | B17 | 100 | 8000 | 0.17 | 70.08 | 70.07 | 0.01 | 0
2040 | PJM_E_2_PJM_ROM | PJM_E | PJM_ROM | Internal | Winter | B18 | 400 | 8000 | 0.04 | 62.85 | 62.84 | 0.01 | 0
2040 | PJM_E_2_PJM_ROM | PJM_E | PJM_ROM | Internal | Winter | B19 | 700 | 8000 | 0.02 | 60.15 | 60.14 | 0.01 | 0
2040 | PJM_E_2_PJM_ROM | PJM_E | PJM_ROM | Internal | Winter | B20 | 935 | 8000 | 0.02 | 55.54 | 55.53 | 0.01 | 0
2040 | PJM_ROR_2_MISO_IN | PJM_ROR | MISO_IN | Internal | Shoulder | B11 | 25 | 909 | 907.68 | 80.77 | 82.78 | 2 | 0.01
2040 | PJM_ROR_2_MISO_IN | PJM_ROR | MISO_IN | Internal | Shoulder | B12 | 200 | 909 | 6.82 | 63.2 | 65.2 | 2 | 0
2040 | PJM_ROR_2_MISO_IN | PJM_ROR | MISO_IN | Internal | Shoulder | B13 | 600 | 909 | 0.06 | 57.77 | 59.76 | 2 | 0
2040 | PJM_ROR_2_MISO_IN | PJM_ROR | MISO_IN | Internal | Shoulder | B14 | 900 | 909 | 0 | 56.26 | 58.17 | 2 | 0
2040 | PJM_ROR_2_MISO_IN | PJM_ROR | MISO_IN | Internal | Shoulder | B15 | 1203 | 909 | 0 | 51.58 | 51.69 | 2 | 0
2040 | PJM_ROR_2_MISO_IN | PJM_ROR | MISO_IN | Internal | Summer | B1 | 10 | 909 | 0.01 | 99.67 | 97.68 | 2 | 0
2040 | PJM_ROR_2_MISO_IN | PJM_ROR | MISO_IN | Internal | Summer | B2 | 25 | 909 | 1.08 | 92.64 | 94.63 | 2 | 0
2040 | PJM_ROR_2_MISO_IN | PJM_ROR | MISO_IN | Internal | Summer | B3 | 75 | 909 | 833.07 | 90.44 | 92.44 | 2 | 0
2040 | PJM_ROR_2_MISO_IN | PJM_ROR | MISO_IN | Internal | Summer | B4 | 100 | 909 | 0 | 90.44 | 91.99 | 2 | 0
2040 | PJM_ROR_2_MISO_IN | PJM_ROR | MISO_IN | Internal | Summer | B5 | 200 | 909 | 143.31 | 87.59 | 89.59 | 2 | 0
2040 | PJM_ROR_2_MISO_IN | PJM_ROR | MISO_IN | Internal | Summer | B6 | 300 | 909 | 0.11 | 68.16 | 70.15 | 2 | 0
2040 | PJM_ROR_2_MISO_IN | PJM_ROR | MISO_IN | Internal | Summer | B7 | 400 | 909 | 0.08 | 55.6 | 57.58 | 2 | 0
2040 | PJM_ROR_2_MISO_IN | PJM_ROR | MISO_IN | Internal | Summer | B8 | 500 | 909 | 0 | 53.37 | 52.57 | 2 | 0
2040 | PJM_ROR_2_MISO_IN | PJM_ROR | MISO_IN | Internal | Summer | B9 | 800 | 909 | 0 | 49.78 | 50.03 | 2 | 0
2040 | PJM_ROR_2_MISO_IN | PJM_ROR | MISO_IN | Internal | Summer | B10 | 1262 | 909 | 0 | 49.34 | 48.99 | 2 | 0
2040 | PJM_ROR_2_MISO_IN | PJM_ROR | MISO_IN | Internal | Winter | B16 | 25 | 909 | 1.18 | 76.43 | 78.42 | 2 | 0
2040 | PJM_ROR_2_MISO_IN | PJM_ROR | MISO_IN | Internal | Winter | B17 | 100 | 909 | 0 | 70.06 | 68.06 | 2 | 0
2040 | PJM_ROR_2_MISO_IN | PJM_ROR | MISO_IN | Internal | Winter | B18 | 400 | 909 | 0 | 62.83 | 60.84 | 2 | 0
2040 | PJM_ROR_2_MISO_IN | PJM_ROR | MISO_IN | Internal | Winter | B19 | 700 | 909 | 0 | 60.13 | 59.42 | 2 | 0
2040 | PJM_ROR_2_MISO_IN | PJM_ROR | MISO_IN | Internal | Winter | B20 | 935 | 909 | 0 | 55.54 | 53.53 | 2 | 0
2040 | PJM_ROR_2_MISO_MI | PJM_ROR | MISO_MI | Internal | Shoulder | B11 | 25 | 1305 | 395.35 | 80.77 | 82.77 | 2 | 0
2040 | PJM_ROR_2_MISO_MI | PJM_ROR | MISO_MI | Internal | Shoulder | B12 | 200 | 1305 | 1304.8 | 63.2 | 65.21 | 2 | 0.01
2040 | PJM_ROR_2_MISO_MI | PJM_ROR | MISO_MI | Internal | Shoulder | B13 | 600 | 1305 | 955.18 | 57.77 | 59.77 | 2 | 0
2040 | PJM_ROR_2_MISO_MI | PJM_ROR | MISO_MI | Internal | Shoulder | B14 | 900 | 1305 | 0 | 56.26 | 58.18 | 2 | 0
2040 | PJM_ROR_2_MISO_MI | PJM_ROR | MISO_MI | Internal | Shoulder | B15 | 1203 | 1305 | 0 | 51.58 | 51.7 | 2 | 0
2040 | PJM_ROR_2_MISO_MI | PJM_ROR | MISO_MI | Internal | Summer | B1 | 10 | 1305 | 0.01 | 99.67 | 97.7 | 2 | 0
2040 | PJM_ROR_2_MISO_MI | PJM_ROR | MISO_MI | Internal | Summer | B2 | 25 | 1305 | 80.81 | 92.64 | 94.64 | 2 | 0
2040 | PJM_ROR_2_MISO_MI | PJM_ROR | MISO_MI | Internal | Summer | B3 | 75 | 1305 | 753.55 | 90.44 | 92.44 | 2 | 0
2040 | PJM_ROR_2_MISO_MI | PJM_ROR | MISO_MI | Internal | Summer | B4 | 100 | 1305 | 0 | 90.44 | 91.98 | 2 | 0
2040 | PJM_ROR_2_MISO_MI | PJM_ROR | MISO_MI | Internal | Summer | B5 | 200 | 1305 | 341.56 | 87.59 | 89.59 | 2 | 0
2040 | PJM_ROR_2_MISO_MI | PJM_ROR | MISO_MI | Internal | Summer | B6 | 300 | 1305 | 67.12 | 68.16 | 70.16 | 2 | 0
2040 | PJM_ROR_2_MISO_MI | PJM_ROR | MISO_MI | Internal | Summer | B7 | 400 | 1305 | 129.1 | 55.6 | 57.6 | 2 | 0
2040 | PJM_ROR_2_MISO_MI | PJM_ROR | MISO_MI | Internal | Summer | B8 | 500 | 1305 | 0 | 53.37 | 53.66 | 2 | 0
2040 | PJM_ROR_2_MISO_MI | PJM_ROR | MISO_MI | Internal | Summer | B9 | 800 | 1305 | 0 | 49.78 | 50.04 | 2 | 0
2040 | PJM_ROR_2_MISO_MI | PJM_ROR | MISO_MI | Internal | Summer | B10 | 1262 | 1305 | 0 | 49.34 | 49 | 2 | 0
2040 | PJM_ROR_2_MISO_MI | PJM_ROR | MISO_MI | Internal | Winter | B16 | 25 | 1305 | 299.54 | 76.43 | 78.43 | 2 | 0
2040 | PJM_ROR_2_MISO_MI | PJM_ROR | MISO_MI | Internal | Winter | B17 | 100 | 1305 | 0 | 70.06 | 68.07 | 2 | 0
2040 | PJM_ROR_2_MISO_MI | PJM_ROR | MISO_MI | Internal | Winter | B18 | 400 | 1305 | 0 | 62.83 | 60.85 | 2 | 0
2040 | PJM_ROR_2_MISO_MI | PJM_ROR | MISO_MI | Internal | Winter | B19 | 700 | 1305 | 0 | 60.13 | 59.43 | 2 | 0
2040 | PJM_ROR_2_MISO_MI | PJM_ROR | MISO_MI | Internal | Winter | B20 | 935 | 1305 | 0 | 55.54 | 53.54 | 2 | 0
2040 | PJM_ROR_2_MISO_MO-IL | PJM_ROR | MISO_MO-IL | Internal | Shoulder | B11 | 25 | 1111 | 740.82 | 80.77 | 82.77 | 2 | 0
2040 | PJM_ROR_2_MISO_MO-IL | PJM_ROR | MISO_MO-IL | Internal | Shoulder | B12 | 200 | 1111 | 0 | 63.2 | 61.2 | 2 | 0
2040 | PJM_ROR_2_MISO_MO-IL | PJM_ROR | MISO_MO-IL | Internal | Shoulder | B13 | 600 | 1111 | 0 | 57.77 | 58.26 | 2 | 0
2040 | PJM_ROR_2_MISO_MO-IL | PJM_ROR | MISO_MO-IL | Internal | Shoulder | B14 | 900 | 1111 | 0 | 56.26 | 54.8 | 2 | 0
2040 | PJM_ROR_2_MISO_MO-IL | PJM_ROR | MISO_MO-IL | Internal | Shoulder | B15 | 1203 | 1111 | 0 | 51.58 | 48.53 | 2 | 0
2040 | PJM_ROR_2_MISO_MO-IL | PJM_ROR | MISO_MO-IL | Internal | Summer | B1 | 10 | 1111 | 0.01 | 99.67 | 97.67 | 2 | 0
2040 | PJM_ROR_2_MISO_MO-IL | PJM_ROR | MISO_MO-IL | Internal | Summer | B2 | 25 | 1111 | 0.01 | 92.64 | 93.56 | 2 | 0
2040 | PJM_ROR_2_MISO_MO-IL | PJM_ROR | MISO_MO-IL | Internal | Summer | B3 | 75 | 1111 | 199.96 | 90.44 | 92.44 | 2 | 0
2040 | PJM_ROR_2_MISO_MO-IL | PJM_ROR | MISO_MO-IL | Internal | Summer | B4 | 100 | 1111 | 0 | 90.44 | 92.01 | 2 | 0
2040 | PJM_ROR_2_MISO_MO-IL | PJM_ROR | MISO_MO-IL | Internal | Summer | B5 | 200 | 1111 | 1110.76 | 87.59 | 89.6 | 2 | 0.01
2040 | PJM_ROR_2_MISO_MO-IL | PJM_ROR | MISO_MO-IL | Internal | Summer | B6 | 300 | 1111 | 304.11 | 68.16 | 70.16 | 2 | 0
2040 | PJM_ROR_2_MISO_MO-IL | PJM_ROR | MISO_MO-IL | Internal | Summer | B7 | 400 | 1111 | 0.04 | 55.6 | 57.57 | 2 | 0
2040 | PJM_ROR_2_MISO_MO-IL | PJM_ROR | MISO_MO-IL | Internal | Summer | B8 | 500 | 1111 | 0 | 53.37 | 52.56 | 2 | 0
2040 | PJM_ROR_2_MISO_MO-IL | PJM_ROR | MISO_MO-IL | Internal | Summer | B9 | 800 | 1111 | 0 | 49.78 | 50.02 | 2 | 0
2040 | PJM_ROR_2_MISO_MO-IL | PJM_ROR | MISO_MO-IL | Internal | Summer | B10 | 1262 | 1111 | 0 | 49.34 | 42.42 | 2 | 0
2040 | PJM_ROR_2_MISO_MO-IL | PJM_ROR | MISO_MO-IL | Internal | Winter | B16 | 25 | 1111 | 0 | 76.43 | 72.36 | 2 | 0
2040 | PJM_ROR_2_MISO_MO-IL | PJM_ROR | MISO_MO-IL | Internal | Winter | B17 | 100 | 1111 | 0 | 70.06 | 59.06 | 2 | 0
2040 | PJM_ROR_2_MISO_MO-IL | PJM_ROR | MISO_MO-IL | Internal | Winter | B18 | 400 | 1111 | 0 | 62.83 | 60.83 | 2 | 0
2040 | PJM_ROR_2_MISO_MO-IL | PJM_ROR | MISO_MO-IL | Internal | Winter | B19 | 700 | 1111 | 0 | 60.13 | 58.13 | 2 | 0
2040 | PJM_ROR_2_MISO_MO-IL | PJM_ROR | MISO_MO-IL | Internal | Winter | B20 | 935 | 1111 | 0 | 55.54 | 46.05 | 2 | 0
2040 | PJM_ROR_2_MISO_W | PJM_ROR | MISO_W | Internal | Shoulder | B11 | 25 | 709 | 1.25 | 80.77 | 82.76 | 2 | 0
2040 | PJM_ROR_2_MISO_W | PJM_ROR | MISO_W | Internal | Shoulder | B12 | 200 | 709 | 0 | 63.2 | 61.19 | 2 | 0
2040 | PJM_ROR_2_MISO_W | PJM_ROR | MISO_W | Internal | Shoulder | B13 | 600 | 709 | 0 | 57.77 | 58.25 | 2 | 0
2040 | PJM_ROR_2_MISO_W | PJM_ROR | MISO_W | Internal | Shoulder | B14 | 900 | 709 | 0 | 56.26 | 54.79 | 2 | 0
2040 | PJM_ROR_2_MISO_W | PJM_ROR | MISO_W | Internal | Shoulder | B15 | 1203 | 709 | 0 | 51.58 | 40.63 | 2 | 0
2040 | PJM_ROR_2_MISO_W | PJM_ROR | MISO_W | Internal | Summer | B1 | 10 | 709 | 0 | 99.67 | 97.66 | 2 | 0
2040 | PJM_ROR_2_MISO_W | PJM_ROR | MISO_W | Internal | Summer | B2 | 25 | 709 | 0.01 | 92.64 | 93.54 | 2 | 0
2040 | PJM_ROR_2_MISO_W | PJM_ROR | MISO_W | Internal | Summer | B3 | 75 | 709 | 708.88 | 90.44 | 92.48 | 2 | 0.04
2040 | PJM_ROR_2_MISO_W | PJM_ROR | MISO_W | Internal | Summer | B4 | 100 | 709 | 0 | 90.44 | 92.02 | 2 | 0
2040 | PJM_ROR_2_MISO_W | PJM_ROR | MISO_W | Internal | Summer | B5 | 200 | 709 | 11.26 | 87.59 | 89.59 | 2 | 0
2040 | PJM_ROR_2_MISO_W | PJM_ROR | MISO_W | Internal | Summer | B6 | 300 | 709 | 708.89 | 68.16 | 70.18 | 2 | 0.01
2040 | PJM_ROR_2_MISO_W | PJM_ROR | MISO_W | Internal | Summer | B7 | 400 | 709 | 0.03 | 55.6 | 57.56 | 2 | 0
2040 | PJM_ROR_2_MISO_W | PJM_ROR | MISO_W | Internal | Summer | B8 | 500 | 709 | 0 | 53.37 | 52.55 | 2 | 0
2040 | PJM_ROR_2_MISO_W | PJM_ROR | MISO_W | Internal | Summer | B9 | 800 | 709 | 0 | 49.78 | 50.01 | 2 | 0
2040 | PJM_ROR_2_MISO_W | PJM_ROR | MISO_W | Internal | Summer | B10 | 1262 | 709 | 0 | 49.34 | 39.38 | 2 | 0
2040 | PJM_ROR_2_MISO_W | PJM_ROR | MISO_W | Internal | Winter | B16 | 25 | 709 | 0 | 76.43 | 64.29 | 2 | 0
2040 | PJM_ROR_2_MISO_W | PJM_ROR | MISO_W | Internal | Winter | B17 | 100 | 709 | 0 | 70.06 | 59.05 | 2 | 0
2040 | PJM_ROR_2_MISO_W | PJM_ROR | MISO_W | Internal | Winter | B18 | 400 | 709 | 0 | 62.83 | 60.82 | 2 | 0
2040 | PJM_ROR_2_MISO_W | PJM_ROR | MISO_W | Internal | Winter | B19 | 700 | 709 | 0 | 60.13 | 58.12 | 2 | 0
2040 | PJM_ROR_2_MISO_W | PJM_ROR | MISO_W | Internal | Winter | B20 | 935 | 709 | 0 | 55.54 | 38.77 | 2 | 0
2040 | PJM_ROR_2_MISO_WUMS | PJM_ROR | MISO_WUMS | Internal | Shoulder | B11 | 25 | 1467 | 699.36 | 80.77 | 82.77 | 2 | 0
2040 | PJM_ROR_2_MISO_WUMS | PJM_ROR | MISO_WUMS | Internal | Shoulder | B12 | 200 | 1467 | 0 | 63.2 | 61.2 | 2 | 0
2040 | PJM_ROR_2_MISO_WUMS | PJM_ROR | MISO_WUMS | Internal | Shoulder | B13 | 600 | 1467 | 0 | 57.77 | 58.26 | 2 | 0
2040 | PJM_ROR_2_MISO_WUMS | PJM_ROR | MISO_WUMS | Internal | Shoulder | B14 | 900 | 1467 | 0 | 56.26 | 56.38 | 2 | 0
2040 | PJM_ROR_2_MISO_WUMS | PJM_ROR | MISO_WUMS | Internal | Shoulder | B15 | 1203 | 1467 | 0 | 51.58 | 51.69 | 2 | 0
2040 | PJM_ROR_2_MISO_WUMS | PJM_ROR | MISO_WUMS | Internal | Summer | B1 | 10 | 1467 | 0 | 99.67 | 87.99 | 2 | 0
2040 | PJM_ROR_2_MISO_WUMS | PJM_ROR | MISO_WUMS | Internal | Summer | B2 | 25 | 1467 | 0 | 92.64 | 87.99 | 2 | 0
2040 | PJM_ROR_2_MISO_WUMS | PJM_ROR | MISO_WUMS | Internal | Summer | B3 | 75 | 1467 | 0 | 90.44 | 87.99 | 2 | 0
2040 | PJM_ROR_2_MISO_WUMS | PJM_ROR | MISO_WUMS | Internal | Summer | B4 | 100 | 1467 | 0 | 90.44 | 87.99 | 2 | 0
2040 | PJM_ROR_2_MISO_WUMS | PJM_ROR | MISO_WUMS | Internal | Summer | B5 | 200 | 1467 | 0 | 87.59 | 87.99 | 2 | 0
2040 | PJM_ROR_2_MISO_WUMS | PJM_ROR | MISO_WUMS | Internal | Summer | B6 | 300 | 1467 | 1317.61 | 68.16 | 70.16 | 2 | 0
2040 | PJM_ROR_2_MISO_WUMS | PJM_ROR | MISO_WUMS | Internal | Summer | B7 | 400 | 1467 | 0.04 | 55.6 | 57.57 | 2 | 0
2040 | PJM_ROR_2_MISO_WUMS | PJM_ROR | MISO_WUMS | Internal | Summer | B8 | 500 | 1467 | 0 | 53.37 | 54.38 | 2 | 0
2040 | PJM_ROR_2_MISO_WUMS | PJM_ROR | MISO_WUMS | Internal | Summer | B9 | 800 | 1467 | 0 | 49.78 | 50.03 | 2 | 0
2040 | PJM_ROR_2_MISO_WUMS | PJM_ROR | MISO_WUMS | Internal | Summer | B10 | 1262 | 1467 | 0 | 49.34 | 49.9 | 2 | 0
2040 | PJM_ROR_2_MISO_WUMS | PJM_ROR | MISO_WUMS | Internal | Winter | B16 | 25 | 1467 | 1 | 76.43 | 78.42 | 2 | 0
2040 | PJM_ROR_2_MISO_WUMS | PJM_ROR | MISO_WUMS | Internal | Winter | B17 | 100 | 1467 | 0 | 70.06 | 68.06 | 2 | 0
2040 | PJM_ROR_2_MISO_WUMS | PJM_ROR | MISO_WUMS | Internal | Winter | B18 | 400 | 1467 | 0 | 62.83 | 60.83 | 2 | 0
2040 | PJM_ROR_2_MISO_WUMS | PJM_ROR | MISO_WUMS | Internal | Winter | B19 | 700 | 1467 | 0 | 60.13 | 60.12 | 2 | 0
2040 | PJM_ROR_2_MISO_WUMS | PJM_ROR | MISO_WUMS | Internal | Winter | B20 | 935 | 1467 | 0 | 55.54 | 55.03 | 2 | 0
2040 | PJM_ROR_2_PJM_ROM | PJM_ROR | PJM_ROM | Internal | Shoulder | B11 | 25 | 8000 | 0 | 80.77 | 66.5 | 0.01 | 0
2040 | PJM_ROR_2_PJM_ROM | PJM_ROR | PJM_ROM | Internal | Shoulder | B12 | 200 | 8000 | 0.08 | 63.2 | 63.19 | 0.01 | 0
2040 | PJM_ROR_2_PJM_ROM | PJM_ROR | PJM_ROM | Internal | Shoulder | B13 | 600 | 8000 | 0 | 57.77 | 57.31 | 0.01 | 0
2040 | PJM_ROR_2_PJM_ROM | PJM_ROR | PJM_ROM | Internal | Shoulder | B14 | 900 | 8000 | 0.02 | 56.26 | 56.25 | 0.01 | 0
2040 | PJM_ROR_2_PJM_ROM | PJM_ROR | PJM_ROM | Internal | Shoulder | B15 | 1203 | 8000 | 0.01 | 51.58 | 51.57 | 0.01 | 0
2040 | PJM_ROR_2_PJM_ROM | PJM_ROR | PJM_ROM | Internal | Summer | B1 | 10 | 8000 | 1.71 | 99.67 | 99.66 | 0.01 | 0
2040 | PJM_ROR_2_PJM_ROM | PJM_ROR | PJM_ROM | Internal | Summer | B2 | 25 | 8000 | 0.67 | 92.64 | 92.63 | 0.01 | 0
2040 | PJM_ROR_2_PJM_ROM | PJM_ROR | PJM_ROM | Internal | Summer | B3 | 75 | 8000 | 0 | 90.44 | 83.56 | 0.01 | 0
2040 | PJM_ROR_2_PJM_ROM | PJM_ROR | PJM_ROM | Internal | Summer | B4 | 100 | 8000 | 0 | 90.44 | 76.67 | 0.01 | 0
2040 | PJM_ROR_2_PJM_ROM | PJM_ROR | PJM_ROM | Internal | Summer | B5 | 200 | 8000 | 0 | 87.59 | 75.77 | 0.01 | 0
2040 | PJM_ROR_2_PJM_ROM | PJM_ROR | PJM_ROM | Internal | Summer | B6 | 300 | 8000 | 0.06 | 68.16 | 68.15 | 0.01 | 0
2040 | PJM_ROR_2_PJM_ROM | PJM_ROR | PJM_ROM | Internal | Summer | B7 | 400 | 8000 | 0.04 | 55.6 | 55.58 | 0.01 | 0
2040 | PJM_ROR_2_PJM_ROM | PJM_ROR | PJM_ROM | Internal | Summer | B8 | 500 | 8000 | 0.03 | 53.37 | 53.36 | 0.01 | 0
2040 | PJM_ROR_2_PJM_ROM | PJM_ROR | PJM_ROM | Internal | Summer | B9 | 800 | 8000 | 0.02 | 49.78 | 49.77 | 0.01 | 0
2040 | PJM_ROR_2_PJM_ROM | PJM_ROR | PJM_ROM | Internal | Summer | B10 | 1262 | 8000 | 0.01 | 49.34 | 49.33 | 0.01 | 0
2040 | PJM_ROR_2_PJM_ROM | PJM_ROR | PJM_ROM | Internal | Winter | B16 | 25 | 8000 | 0.72 | 76.43 | 76.42 | 0.01 | 0
2040 | PJM_ROR_2_PJM_ROM | PJM_ROR | PJM_ROM | Internal | Winter | B17 | 100 | 8000 | 672.02 | 70.06 | 70.07 | 0.01 | 0
2040 | PJM_ROR_2_PJM_ROM | PJM_ROR | PJM_ROM | Internal | Winter | B18 | 400 | 8000 | 2418.89 | 62.83 | 62.84 | 0.01 | 0
2040 | PJM_ROR_2_PJM_ROM | PJM_ROR | PJM_ROM | Internal | Winter | B19 | 700 | 8000 | 672.12 | 60.13 | 60.14 | 0.01 | 0
2040 | PJM_ROR_2_PJM_ROM | PJM_ROR | PJM_ROM | Internal | Winter | B20 | 935 | 8000 | 0.02 | 55.54 | 55.53 | 0.01 | 0
2040 | PJM_ROR_2_TVA_Transmission | PJM_ROR | TVA_Transmission | Internal | Shoulder | B11 | 25 | 2500 | 8.91 | 80.77 | 86.77 | 6 | 0
2040 | PJM_ROR_2_TVA_Transmission | PJM_ROR | TVA_Transmission | Internal | Shoulder | B12 | 200 | 2500 | 0 | 63.2 | 66.04 | 6 | 0
2040 | PJM_ROR_2_TVA_Transmission | PJM_ROR | TVA_Transmission | Internal | Shoulder | B13 | 600 | 2500 | 0 | 57.77 | 61.95 | 6 | 0
2040 | PJM_ROR_2_TVA_Transmission | PJM_ROR | TVA_Transmission | Internal | Shoulder | B14 | 900 | 2500 | 0 | 56.26 | 61.31 | 6 | 0
2040 | PJM_ROR_2_TVA_Transmission | PJM_ROR | TVA_Transmission | Internal | Shoulder | B15 | 1203 | 2500 | 0 | 51.58 | 55.76 | 6 | 0
2040 | PJM_ROR_2_TVA_Transmission | PJM_ROR | TVA_Transmission | Internal | Summer | B1 | 10 | 2500 | 1131.9 | 99.67 | 105.67 | 6 | 0
2040 | PJM_ROR_2_TVA_Transmission | PJM_ROR | TVA_Transmission | Internal | Summer | B2 | 25 | 2500 | 2499.99 | 92.64 | 101.56 | 6 | 2.92
2040 | PJM_ROR_2_TVA_Transmission | PJM_ROR | TVA_Transmission | Internal | Summer | B3 | 75 | 2500 | 770.45 | 90.44 | 96.44 | 6 | 0
2040 | PJM_ROR_2_TVA_Transmission | PJM_ROR | TVA_Transmission | Internal | Summer | B4 | 100 | 2500 | 0 | 90.44 | 95.92 | 6 | 0
2040 | PJM_ROR_2_TVA_Transmission | PJM_ROR | TVA_Transmission | Internal | Summer | B5 | 200 | 2500 | 0 | 87.59 | 92.87 | 6 | 0
2040 | PJM_ROR_2_TVA_Transmission | PJM_ROR | TVA_Transmission | Internal | Summer | B6 | 300 | 2500 | 415.05 | 68.16 | 74.16 | 6 | 0
2040 | PJM_ROR_2_TVA_Transmission | PJM_ROR | TVA_Transmission | Internal | Summer | B7 | 400 | 2500 | 0 | 55.6 | 60.79 | 6 | 0
2040 | PJM_ROR_2_TVA_Transmission | PJM_ROR | TVA_Transmission | Internal | Summer | B8 | 500 | 2500 | 0.03 | 53.37 | 59.34 | 6 | 0
2040 | PJM_ROR_2_TVA_Transmission | PJM_ROR | TVA_Transmission | Internal | Summer | B9 | 800 | 2500 | 0 | 49.78 | 54.69 | 6 | 0
2040 | PJM_ROR_2_TVA_Transmission | PJM_ROR | TVA_Transmission | Internal | Summer | B10 | 1262 | 2500 | 0 | 49.34 | 48.61 | 6 | 0
2040 | PJM_ROR_2_TVA_Transmission | PJM_ROR | TVA_Transmission | Internal | Winter | B16 | 25 | 2500 | 0 | 76.43 | 80.36 | 6 | 0
2040 | PJM_ROR_2_TVA_Transmission | PJM_ROR | TVA_Transmission | Internal | Winter | B17 | 100 | 2500 | 0 | 70.06 | 67.06 | 6 | 0
2040 | PJM_ROR_2_TVA_Transmission | PJM_ROR | TVA_Transmission | Internal | Winter | B18 | 400 | 2500 | 0 | 62.83 | 64.47 | 6 | 0
2040 | PJM_ROR_2_TVA_Transmission | PJM_ROR | TVA_Transmission | Internal | Winter | B19 | 700 | 2500 | 0 | 60.13 | 63.29 | 6 | 0
2040 | PJM_ROR_2_TVA_Transmission | PJM_ROR | TVA_Transmission | Internal | Winter | B20 | 935 | 2500 | 0 | 55.54 | 54.05 | 6 | 0
2040 | PJM_ROR_2_VACAR | PJM_ROR | VACAR | Internal | Shoulder | B11 | 25 | 3000 | 2999.99 | 80.77 | 88.77 | 6 | 2
2040 | PJM_ROR_2_VACAR | PJM_ROR | VACAR | Internal | Shoulder | B12 | 200 | 3000 | 10.29 | 63.2 | 69.2 | 6 | 0
2040 | PJM_ROR_2_VACAR | PJM_ROR | VACAR | Internal | Shoulder | B13 | 600 | 3000 | 0 | 57.77 | 57.65 | 6 | 0
2040 | PJM_ROR_2_VACAR | PJM_ROR | VACAR | Internal | Shoulder | B14 | 900 | 3000 | 0 | 56.26 | 57.65 | 6 | 0
2040 | PJM_ROR_2_VACAR | PJM_ROR | VACAR | Internal | Shoulder | B15 | 1203 | 3000 | 3000 | 51.58 | 57.65 | 6 | 0.07
2040 | PJM_ROR_2_VACAR | PJM_ROR | VACAR | Internal | Summer | B1 | 10 | 3000 | 1314.13 | 99.67 | 105.67 | 6 | 0
2040 | PJM_ROR_2_VACAR | PJM_ROR | VACAR | Internal | Summer | B2 | 25 | 3000 | 2999.98 | 92.64 | 99.6 | 6 | 0.97
2040 | PJM_ROR_2_VACAR | PJM_ROR | VACAR | Internal | Summer | B3 | 75 | 3000 | 3000 | 90.44 | 99.6 | 6 | 3.16
2040 | PJM_ROR_2_VACAR | PJM_ROR | VACAR | Internal | Summer | B4 | 100 | 3000 | 2999.99 | 90.44 | 97.15 | 6 | 0.71
2040 | PJM_ROR_2_VACAR | PJM_ROR | VACAR | Internal | Summer | B5 | 200 | 3000 | 3000 | 87.59 | 97.15 | 6 | 3.56
2040 | PJM_ROR_2_VACAR | PJM_ROR | VACAR | Internal | Summer | B6 | 300 | 3000 | 3000 | 68.16 | 76.16 | 6 | 2
2040 | PJM_ROR_2_VACAR | PJM_ROR | VACAR | Internal | Summer | B7 | 400 | 3000 | 1910.39 | 55.6 | 61.6 | 6 | 0
2040 | PJM_ROR_2_VACAR | PJM_ROR | VACAR | Internal | Summer | B8 | 500 | 3000 | 0.02 | 53.37 | 59.32 | 6 | 0
2040 | PJM_ROR_2_VACAR | PJM_ROR | VACAR | Internal | Summer | B9 | 800 | 3000 | 0 | 49.78 | 55.34 | 6 | 0
2040 | PJM_ROR_2_VACAR | PJM_ROR | VACAR | Internal | Summer | B10 | 1262 | 3000 | 2276.69 | 49.34 | 55.34 | 6 | 0
2040 | PJM_ROR_2_VACAR | PJM_ROR | VACAR | Internal | Winter | B16 | 25 | 3000 | 3000 | 76.43 | 99.36 | 6 | 16.93
2040 | PJM_ROR_2_VACAR | PJM_ROR | VACAR | Internal | Winter | B17 | 100 | 3000 | 62.26 | 70.06 | 76.06 | 6 | 0
2040 | PJM_ROR_2_VACAR | PJM_ROR | VACAR | Internal | Winter | B18 | 400 | 3000 | 0 | 62.83 | 63.22 | 6 | 0
2040 | PJM_ROR_2_VACAR | PJM_ROR | VACAR | Internal | Winter | B19 | 700 | 3000 | 0 | 60.13 | 63.05 | 6 | 0
2040 | PJM_ROR_2_VACAR | PJM_ROR | VACAR | Internal | Winter | B20 | 935 | 3000 | 3000 | 55.54 | 63.05 | 6 | 1.5
2040 | PJM_ROM_2_NYISO_A-F | PJM_ROM | NYISO_A-F | Internal | Shoulder | B11 | 25 | 2000 | 0 | 66.5 | 58.5 | 6 | 0
2040 | PJM_ROM_2_NYISO_A-F | PJM_ROM | NYISO_A-F | Internal | Shoulder | B12 | 200 | 2000 | 0 | 63.19 | 57.79 | 6 | 0
2040 | PJM_ROM_2_NYISO_A-F | PJM_ROM | NYISO_A-F | Internal | Shoulder | B13 | 600 | 2000 | 0 | 57.31 | 52.65 | 6 | 0
2040 | PJM_ROM_2_NYISO_A-F | PJM_ROM | NYISO_A-F | Internal | Shoulder | B14 | 900 | 2000 | 0 | 56.25 | 52.22 | 6 | 0
2040 | PJM_ROM_2_NYISO_A-F | PJM_ROM | NYISO_A-F | Internal | Shoulder | B15 | 1203 | 2000 | 0 | 51.57 | 51.98 | 6 | 0
2040 | PJM_ROM_2_NYISO_A-F | PJM_ROM | NYISO_A-F | Internal | Summer | B1 | 10 | 2000 | 0 | 99.66 | 91.66 | 6 | 0
2040 | PJM_ROM_2_NYISO_A-F | PJM_ROM | NYISO_A-F | Internal | Summer | B2 | 25 | 2000 | 0 | 92.63 | 84.63 | 6 | 0
2040 | PJM_ROM_2_NYISO_A-F | PJM_ROM | NYISO_A-F | Internal | Summer | B3 | 75 | 2000 | 0 | 83.56 | 75.56 | 6 | 0
2040 | PJM_ROM_2_NYISO_A-F | PJM_ROM | NYISO_A-F | Internal | Summer | B4 | 100 | 2000 | 0 | 76.67 | 68.37 | 6 | 0
2040 | PJM_ROM_2_NYISO_A-F | PJM_ROM | NYISO_A-F | Internal | Summer | B5 | 200 | 2000 | 0 | 75.77 | 67.77 | 6 | 0
2040 | PJM_ROM_2_NYISO_A-F | PJM_ROM | NYISO_A-F | Internal | Summer | B6 | 300 | 2000 | 0 | 68.15 | 60.15 | 6 | 0
2040 | PJM_ROM_2_NYISO_A-F | PJM_ROM | NYISO_A-F | Internal | Summer | B7 | 400 | 2000 | 0 | 55.58 | 51.36 | 6 | 0
2040 | PJM_ROM_2_NYISO_A-F | PJM_ROM | NYISO_A-F | Internal | Summer | B8 | 500 | 2000 | 0 | 53.36 | 51.36 | 6 | 0
2040 | PJM_ROM_2_NYISO_A-F | PJM_ROM | NYISO_A-F | Internal | Summer | B9 | 800 | 2000 | 0 | 49.77 | 49.05 | 6 | 0
2040 | PJM_ROM_2_NYISO_A-F | PJM_ROM | NYISO_A-F | Internal | Summer | B10 | 1262 | 2000 | 0 | 49.33 | 49.05 | 6 | 0
2040 | PJM_ROM_2_NYISO_A-F | PJM_ROM | NYISO_A-F | Internal | Winter | B16 | 25 | 2000 | 0 | 76.42 | 68.42 | 6 | 0
2040 | PJM_ROM_2_NYISO_A-F | PJM_ROM | NYISO_A-F | Internal | Winter | B17 | 100 | 2000 | 0 | 70.07 | 62.07 | 6 | 0
2040 | PJM_ROM_2_NYISO_A-F | PJM_ROM | NYISO_A-F | Internal | Winter | B18 | 400 | 2000 | 0 | 62.84 | 60.85 | 6 | 0
2040 | PJM_ROM_2_NYISO_A-F | PJM_ROM | NYISO_A-F | Internal | Winter | B19 | 700 | 2000 | 0 | 60.14 | 60.85 | 6 | 0
2040 | PJM_ROM_2_NYISO_A-F | PJM_ROM | NYISO_A-F | Internal | Winter | B20 | 935 | 2000 | 0 | 55.53 | 60.85 | 6 | 0
2040 | PJM_ROM_2_PJM_E | PJM_ROM | PJM_E | Internal | Shoulder | B11 | 25 | 8000 | 545.12 | 66.5 | 66.51 | 0.01 | 0
2040 | PJM_ROM_2_PJM_E | PJM_ROM | PJM_E | Internal | Shoulder | B12 | 200 | 8000 | 1879.27 | 63.19 | 63.2 | 0.01 | 0
2040 | PJM_ROM_2_PJM_E | PJM_ROM | PJM_E | Internal | Shoulder | B13 | 600 | 8000 | 824.33 | 57.31 | 57.32 | 0.01 | 0
2040 | PJM_ROM_2_PJM_E | PJM_ROM | PJM_E | Internal | Shoulder | B14 | 900 | 8000 | 2353.25 | 56.25 | 56.26 | 0.01 | 0
2040 | PJM_ROM_2_PJM_E | PJM_ROM | PJM_E | Internal | Shoulder | B15 | 1203 | 8000 | 3616.3 | 51.57 | 51.58 | 0.01 | 0
2040 | PJM_ROM_2_PJM_E | PJM_ROM | PJM_E | Internal | Summer | B1 | 10 | 8000 | 7741.45 | 99.66 | 99.67 | 0.01 | 0
2040 | PJM_ROM_2_PJM_E | PJM_ROM | PJM_E | Internal | Summer | B2 | 25 | 8000 | 6563.64 | 92.63 | 92.64 | 0.01 | 0
2040 | PJM_ROM_2_PJM_E | PJM_ROM | PJM_E | Internal | Summer | B3 | 75 | 8000 | 2544.67 | 83.56 | 83.57 | 0.01 | 0
2040 | PJM_ROM_2_PJM_E | PJM_ROM | PJM_E | Internal | Summer | B4 | 100 | 8000 | 4086.96 | 76.67 | 76.68 | 0.01 | 0
2040 | PJM_ROM_2_PJM_E | PJM_ROM | PJM_E | Internal | Summer | B5 | 200 | 8000 | 4778.96 | 75.77 | 75.78 | 0.01 | 0
2040 | PJM_ROM_2_PJM_E | PJM_ROM | PJM_E | Internal | Summer | B6 | 300 | 8000 | 3632.26 | 68.15 | 68.16 | 0.01 | 0
2040 | PJM_ROM_2_PJM_E | PJM_ROM | PJM_E | Internal | Summer | B7 | 400 | 8000 | 3624.63 | 55.58 | 55.6 | 0.01 | 0
2040 | PJM_ROM_2_PJM_E | PJM_ROM | PJM_E | Internal | Summer | B8 | 500 | 8000 | 3877.8 | 53.36 | 53.37 | 0.01 | 0
2040 | PJM_ROM_2_PJM_E | PJM_ROM | PJM_E | Internal | Summer | B9 | 800 | 8000 | 7188.65 | 49.77 | 49.78 | 0.01 | 0
2040 | PJM_ROM_2_PJM_E | PJM_ROM | PJM_E | Internal | Summer | B10 | 1262 | 8000 | 4577.2 | 49.33 | 49.34 | 0.01 | 0
2040 | PJM_ROM_2_PJM_E | PJM_ROM | PJM_E | Internal | Winter | B16 | 25 | 8000 | 4393.77 | 76.42 | 76.43 | 0.01 | 0
2040 | PJM_ROM_2_PJM_E | PJM_ROM | PJM_E | Internal | Winter | B17 | 100 | 8000 | 4690.78 | 70.07 | 70.08 | 0.01 | 0
2040 | PJM_ROM_2_PJM_E | PJM_ROM | PJM_E | Internal | Winter | B18 | 400 | 8000 | 6321.56 | 62.84 | 62.85 | 0.01 | 0
2040 | PJM_ROM_2_PJM_E | PJM_ROM | PJM_E | Internal | Winter | B19 | 700 | 8000 | 5336.28 | 60.14 | 60.15 | 0.01 | 0
2040 | PJM_ROM_2_PJM_E | PJM_ROM | PJM_E | Internal | Winter | B20 | 935 | 8000 | 5121.57 | 55.53 | 55.54 | 0.01 | 0
2040 | PJM_ROM_2_PJM_ROR | PJM_ROM | PJM_ROR | Internal | Shoulder | B11 | 25 | 8000 | 8000 | 66.5 | 80.77 | 0.01 | 14.26
2040 | PJM_ROM_2_PJM_ROR | PJM_ROM | PJM_ROR | Internal | Shoulder | B12 | 200 | 8000 | 6119.81 | 63.19 | 63.2 | 0.01 | 0
2040 | PJM_ROM_2_PJM_ROR | PJM_ROM | PJM_ROR | Internal | Shoulder | B13 | 600 | 8000 | 8000 | 57.31 | 57.77 | 0.01 | 0.45
2040 | PJM_ROM_2_PJM_ROR | PJM_ROM | PJM_ROR | Internal | Shoulder | B14 | 900 | 8000 | 5829.05 | 56.25 | 56.26 | 0.01 | 0
2040 | PJM_ROM_2_PJM_ROR | PJM_ROM | PJM_ROR | Internal | Shoulder | B15 | 1203 | 8000 | 5152.95 | 51.57 | 51.58 | 0.01 | 0
2040 | PJM_ROM_2_PJM_ROR | PJM_ROM | PJM_ROR | Internal | Summer | B1 | 10 | 8000 | 1045.31 | 99.66 | 99.67 | 0.01 | 0
2040 | PJM_ROM_2_PJM_ROR | PJM_ROM | PJM_ROR | Internal | Summer | B2 | 25 | 8000 | 3002.4 | 92.63 | 92.64 | 0.01 | 0
2040 | PJM_ROM_2_PJM_ROR | PJM_ROM | PJM_ROR | Internal | Summer | B3 | 75 | 8000 | 8000 | 83.56 | 90.44 | 0.01 | 6.87
2040 | PJM_ROM_2_PJM_ROR | PJM_ROM | PJM_ROR | Internal | Summer | B4 | 100 | 8000 | 8000 | 76.67 | 90.44 | 0.01 | 13.76
2040 | PJM_ROM_2_PJM_ROR | PJM_ROM | PJM_ROR | Internal | Summer | B5 | 200 | 8000 | 8000 | 75.77 | 87.59 | 0.01 | 11.81
2040 | PJM_ROM_2_PJM_ROR | PJM_ROM | PJM_ROR | Internal | Summer | B6 | 300 | 8000 | 6659.57 | 68.15 | 68.16 | 0.01 | 0
2040 | PJM_ROM_2_PJM_ROR | PJM_ROM | PJM_ROR | Internal | Summer | B7 | 400 | 8000 | 5520.51 | 55.58 | 55.6 | 0.01 | 0
2040 | PJM_ROM_2_PJM_ROR | PJM_ROM | PJM_ROR | Internal | Summer | B8 | 500 | 8000 | 4859.47 | 53.36 | 53.37 | 0.01 | 0
2040 | PJM_ROM_2_PJM_ROR | PJM_ROM | PJM_ROR | Internal | Summer | B9 | 800 | 8000 | 3161.97 | 49.77 | 49.78 | 0.01 | 0
2040 | PJM_ROM_2_PJM_ROR | PJM_ROM | PJM_ROR | Internal | Summer | B10 | 1262 | 8000 | 5706.3 | 49.33 | 49.34 | 0.01 | 0
2040 | PJM_ROM_2_PJM_ROR | PJM_ROM | PJM_ROR | Internal | Winter | B16 | 25 | 8000 | 343.55 | 76.42 | 76.43 | 0.01 | 0
2040 | PJM_ROM_2_PJM_ROR | PJM_ROM | PJM_ROR | Internal | Winter | B17 | 100 | 8000 | 0.17 | 70.07 | 70.06 | 0.01 | 0
2040 | PJM_ROM_2_PJM_ROR | PJM_ROM | PJM_ROR | Internal | Winter | B18 | 400 | 8000 | 0.04 | 62.84 | 62.83 | 0.01 | 0
2040 | PJM_ROM_2_PJM_ROR | PJM_ROM | PJM_ROR | Internal | Winter | B19 | 700 | 8000 | 0.02 | 60.14 | 60.13 | 0.01 | 0
2040 | PJM_ROM_2_PJM_ROR | PJM_ROM | PJM_ROR | Internal | Winter | B20 | 935 | 8000 | 546.35 | 55.53 | 55.54 | 0.01 | 0
2040 | SOCO_2_ENT | SOCO | ENT | Internal | Shoulder | B11 | 25 | 2400 | 0 | 95.77 | 87.77 | 10 | 0
2040 | SOCO_2_ENT | SOCO | ENT | Internal | Shoulder | B12 | 200 | 2400 | 0 | 61.82 | 61.96 | 10 | 0
2040 | SOCO_2_ENT | SOCO | ENT | Internal | Shoulder | B13 | 600 | 2400 | 0 | 61.82 | 61.96 | 10 | 0
2040 | SOCO_2_ENT | SOCO | ENT | Internal | Shoulder | B14 | 900 | 2400 | 0 | 61.82 | 61.51 | 10 | 0
2040 | SOCO_2_ENT | SOCO | ENT | Internal | Shoulder | B15 | 1203 | 2400 | 0 | 61.82 | 59.46 | 10 | 0
2040 | SOCO_2_ENT | SOCO | ENT | Internal | Summer | B1 | 10 | 2400 | 0 | 106.63 | 98.63 | 10 | 0
2040 | SOCO_2_ENT | SOCO | ENT | Internal | Summer | B2 | 25 | 2400 | 0 | 102.52 | 94.52 | 10 | 0
2040 | SOCO_2_ENT | SOCO | ENT | Internal | Summer | B3 | 75 | 2400 | 0 | 102.52 | 94.52 | 10 | 0
2040 | SOCO_2_ENT | SOCO | ENT | Internal | Summer | B4 | 100 | 2400 | 0 | 100.52 | 92.52 | 10 | 0
2040 | SOCO_2_ENT | SOCO | ENT | Internal | Summer | B5 | 200 | 2400 | 0 | 100.52 | 88.11 | 10 | 0
2040 | SOCO_2_ENT | SOCO | ENT | Internal | Summer | B6 | 300 | 2400 | 0 | 83.16 | 78.16 | 10 | 0
2040 | SOCO_2_ENT | SOCO | ENT | Internal | Summer | B7 | 400 | 2400 | 0 | 68.6 | 60.6 | 10 | 0
2040 | SOCO_2_ENT | SOCO | ENT | Internal | Summer | B8 | 500 | 2400 | 0 | 60.21 | 60 | 10 | 0
2040 | SOCO_2_ENT | SOCO | ENT | Internal | Summer | B9 | 800 | 2400 | 0 | 60.21 | 58.02 | 10 | 0
2040 | SOCO_2_ENT | SOCO | ENT | Internal | Summer | B10 | 1262 | 2400 | 0 | 55.74 | 52.76 | 10 | 0
2040 | SOCO_2_ENT | SOCO | ENT | Internal | Winter | B16 | 25 | 2400 | 0 | 89.36 | 76.29 | 10 | 0
2040 | SOCO_2_ENT | SOCO | ENT | Internal | Winter | B17 | 100 | 2400 | 0 | 65.8 | 66.07 | 10 | 0
2040 | SOCO_2_ENT | SOCO | ENT | Internal | Winter | B18 | 400 | 2400 | 0 | 65.5 | 66.07 | 10 | 0
2040 | SOCO_2_ENT | SOCO | ENT | Internal | Winter | B19 | 700 | 2400 | 0 | 65.5 | 65.29 | 10 | 0
2040 | SOCO_2_ENT | SOCO | ENT | Internal | Winter | B20 | 935 | 2400 | 0 | 59.84 | 57.96 | 10 | 0
2040 | SOCO_2_FRCC | SOCO | FRCC | Internal | Shoulder | B11 | 25 | 3700 | 1629.32 | 95.77 | 105.77 | 10 | 0
2040 | SOCO_2_FRCC | SOCO | FRCC | Internal | Shoulder | B12 | 200 | 3700 | 0 | 61.82 | 69.82 | 10 | 0
2040 | SOCO_2_FRCC | SOCO | FRCC | Internal | Shoulder | B13 | 600 | 3700 | 0 | 61.82 | 66.91 | 10 | 0
2040 | SOCO_2_FRCC | SOCO | FRCC | Internal | Shoulder | B14 | 900 | 3700 | 0 | 61.82 | 66.91 | 10 | 0
2040 | SOCO_2_FRCC | SOCO | FRCC | Internal | Shoulder | B15 | 1203 | 3700 | 0 | 61.82 | 66.91 | 10 | 0
2040 | SOCO_2_FRCC | SOCO | FRCC | Internal | Summer | B1 | 10 | 3700 | 648.51 | 106.63 | 116.63 | 10 | 0
2040 | SOCO_2_FRCC | SOCO | FRCC | Internal | Summer | B2 | 25 | 3700 | 0 | 102.52 | 107.43 | 10 | 0
2040 | SOCO_2_FRCC | SOCO | FRCC | Internal | Summer | B3 | 75 | 3700 | 0 | 102.52 | 107.43 | 10 | 0
2040 | SOCO_2_FRCC | SOCO | FRCC | Internal | Summer | B4 | 100 | 3700 | 0 | 100.52 | 107.43 | 10 | 0
2040 | SOCO_2_FRCC | SOCO | FRCC | Internal | Summer | B5 | 200 | 3700 | 0 | 100.52 | 105.06 | 10 | 0
2040 | SOCO_2_FRCC | SOCO | FRCC | Internal | Summer | B6 | 300 | 3700 | 2041.32 | 83.16 | 93.16 | 10 | 0
2040 | SOCO_2_FRCC | SOCO | FRCC | Internal | Summer | B7 | 400 | 3700 | 0 | 68.6 | 78.23 | 10 | 0
2040 | SOCO_2_FRCC | SOCO | FRCC | Internal | Summer | B8 | 500 | 3700 | 0 | 60.21 | 68.59 | 10 | 0
2040 | SOCO_2_FRCC | SOCO | FRCC | Internal | Summer | B9 | 800 | 3700 | 0 | 60.21 | 65.74 | 10 | 0
2040 | SOCO_2_FRCC | SOCO | FRCC | Internal | Summer | B10 | 1262 | 3700 | 1065.55 | 55.74 | 65.74 | 10 | 0
2040 | SOCO_2_FRCC | SOCO | FRCC | Internal | Winter | B16 | 25 | 3700 | 678.02 | 89.36 | 99.36 | 10 | 0
2040 | SOCO_2_FRCC | SOCO | FRCC | Internal | Winter | B17 | 100 | 3700 | 0 | 65.8 | 73.02 | 10 | 0
2040 | SOCO_2_FRCC | SOCO | FRCC | Internal | Winter | B18 | 400 | 3700 | 0 | 65.5 | 69.97 | 10 | 0
2040 | SOCO_2_FRCC | SOCO | FRCC | Internal | Winter | B19 | 700 | 3700 | 0 | 65.5 | 69.97 | 10 | 0
2040 | SOCO_2_FRCC | SOCO | FRCC | Internal | Winter | B20 | 935 | 3700 | 0 | 59.84 | 69.33 | 10 | 0
2040 | SOCO_2_TVA_Transmission | SOCO | TVA_Transmission | Internal | Shoulder | B11 | 25 | 2600 | 0 | 95.77 | 86.77 | 10 | 0
2040 | SOCO_2_TVA_Transmission | SOCO | TVA_Transmission | Internal | Shoulder | B12 | 200 | 2600 | 0 | 61.82 | 66.04 | 10 | 0
2040 | SOCO_2_TVA_Transmission | SOCO | TVA_Transmission | Internal | Shoulder | B13 | 600 | 2600 | 0 | 61.82 | 61.95 | 10 | 0
2040 | SOCO_2_TVA_Transmission | SOCO | TVA_Transmission | Internal | Shoulder | B14 | 900 | 2600 | 0 | 61.82 | 61.31 | 10 | 0
2040 | SOCO_2_TVA_Transmission | SOCO | TVA_Transmission | Internal | Shoulder | B15 | 1203 | 2600 | 0 | 61.82 | 55.76 | 10 | 0
2040 | SOCO_2_TVA_Transmission | SOCO | TVA_Transmission | Internal | Summer | B1 | 10 | 2600 | 0 | 106.63 | 105.67 | 10 | 0
2040 | SOCO_2_TVA_Transmission | SOCO | TVA_Transmission | Internal | Summer | B2 | 25 | 2600 | 0 | 102.52 | 101.56 | 10 | 0
2040 | SOCO_2_TVA_Transmission | SOCO | TVA_Transmission | Internal | Summer | B3 | 75 | 2600 | 0 | 102.52 | 96.44 | 10 | 0
2040 | SOCO_2_TVA_Transmission | SOCO | TVA_Transmission | Internal | Summer | B4 | 100 | 2600 | 0 | 100.52 | 95.92 | 10 | 0
2040 | SOCO_2_TVA_Transmission | SOCO | TVA_Transmission | Internal | Summer | B5 | 200 | 2600 | 0 | 100.52 | 92.87 | 10 | 0
2040 | SOCO_2_TVA_Transmission | SOCO | TVA_Transmission | Internal | Summer | B6 | 300 | 2600 | 0 | 83.16 | 74.16 | 10 | 0
2040 | SOCO_2_TVA_Transmission | SOCO | TVA_Transmission | Internal | Summer | B7 | 400 | 2600 | 0 | 68.6 | 60.79 | 10 | 0
2040 | SOCO_2_TVA_Transmission | SOCO | TVA_Transmission | Internal | Summer | B8 | 500 | 2600 | 0 | 60.21 | 59.34 | 10 | 0
2040 | SOCO_2_TVA_Transmission | SOCO | TVA_Transmission | Internal | Summer | B9 | 800 | 2600 | 0 | 60.21 | 54.69 | 10 | 0
2040 | SOCO_2_TVA_Transmission | SOCO | TVA_Transmission | Internal | Summer | B10 | 1262 | 2600 | 0 | 55.74 | 48.61 | 10 | 0
2040 | SOCO_2_TVA_Transmission | SOCO | TVA_Transmission | Internal | Winter | B16 | 25 | 2600 | 0 | 89.36 | 80.36 | 10 | 0
2040 | SOCO_2_TVA_Transmission | SOCO | TVA_Transmission | Internal | Winter | B17 | 100 | 2600 | 0 | 65.8 | 67.06 | 10 | 0
2040 | SOCO_2_TVA_Transmission | SOCO | TVA_Transmission | Internal | Winter | B18 | 400 | 2600 | 0 | 65.5 | 64.47 | 10 | 0
2040 | SOCO_2_TVA_Transmission | SOCO | TVA_Transmission | Internal | Winter | B19 | 700 | 2600 | 0 | 65.5 | 63.29 | 10 | 0
2040 | SOCO_2_TVA_Transmission | SOCO | TVA_Transmission | Internal | Winter | B20 | 935 | 2600 | 0 | 59.84 | 54.05 | 10 | 0
2040 | SOCO_2_VACAR | SOCO | VACAR | Internal | Shoulder | B11 | 25 | 2000 | 0 | 95.77 | 88.77 | 10 | 0
2040 | SOCO_2_VACAR | SOCO | VACAR | Internal | Shoulder | B12 | 200 | 2000 | 0 | 61.82 | 69.2 | 10 | 0
2040 | SOCO_2_VACAR | SOCO | VACAR | Internal | Shoulder | B13 | 600 | 2000 | 0 | 61.82 | 57.65 | 10 | 0
2040 | SOCO_2_VACAR | SOCO | VACAR | Internal | Shoulder | B14 | 900 | 2000 | 0 | 61.82 | 57.65 | 10 | 0
2040 | SOCO_2_VACAR | SOCO | VACAR | Internal | Shoulder | B15 | 1203 | 2000 | 0 | 61.82 | 57.65 | 10 | 0
2040 | SOCO_2_VACAR | SOCO | VACAR | Internal | Summer | B1 | 10 | 2000 | 0 | 106.63 | 105.67 | 10 | 0
2040 | SOCO_2_VACAR | SOCO | VACAR | Internal | Summer | B2 | 25 | 2000 | 0 | 102.52 | 99.6 | 10 | 0
2040 | SOCO_2_VACAR | SOCO | VACAR | Internal | Summer | B3 | 75 | 2000 | 0 | 102.52 | 99.6 | 10 | 0
2040 | SOCO_2_VACAR | SOCO | VACAR | Internal | Summer | B4 | 100 | 2000 | 0 | 100.52 | 97.15 | 10 | 0
2040 | SOCO_2_VACAR | SOCO | VACAR | Internal | Summer | B5 | 200 | 2000 | 0 | 100.52 | 97.15 | 10 | 0
2040 | SOCO_2_VACAR | SOCO | VACAR | Internal | Summer | B6 | 300 | 2000 | 0 | 83.16 | 76.16 | 10 | 0
2040 | SOCO_2_VACAR | SOCO | VACAR | Internal | Summer | B7 | 400 | 2000 | 0 | 68.6 | 61.6 | 10 | 0
2040 | SOCO_2_VACAR | SOCO | VACAR | Internal | Summer | B8 | 500 | 2000 | 0 | 60.21 | 59.32 | 10 | 0
2040 | SOCO_2_VACAR | SOCO | VACAR | Internal | Summer | B9 | 800 | 2000 | 0 | 60.21 | 55.34 | 10 | 0
2040 | SOCO_2_VACAR | SOCO | VACAR | Internal | Summer | B10 | 1262 | 2000 | 0 | 55.74 | 55.34 | 10 | 0
2040 | SOCO_2_VACAR | SOCO | VACAR | Internal | Winter | B16 | 25 | 2000 | 919.78 | 89.36 | 99.36 | 10 | 0
2040 | SOCO_2_VACAR | SOCO | VACAR | Internal | Winter | B17 | 100 | 2000 | 1999.98 | 65.8 | 76.06 | 10 | 0.26
2040 | SOCO_2_VACAR | SOCO | VACAR | Internal | Winter | B18 | 400 | 2000 | 0 | 65.5 | 63.22 | 10 | 0
2040 | SOCO_2_VACAR | SOCO | VACAR | Internal | Winter | B19 | 700 | 2000 | 0 | 65.5 | 63.05 | 10 | 0
2040 | SOCO_2_VACAR | SOCO | VACAR | Internal | Winter | B20 | 935 | 2000 | 0 | 59.84 | 63.05 | 10 | 0
2040 | SPP_N_2_ENT | SPP_N | ENT | Internal | Shoulder | B11 | 25 | 1800 | 0 | 89.76 | 87.77 | 5 | 0
2040 | SPP_N_2_ENT | SPP_N | ENT | Internal | Shoulder | B12 | 200 | 1800 | 0 | 61.19 | 61.96 | 5 | 0
2040 | SPP_N_2_ENT | SPP_N | ENT | Internal | Shoulder | B13 | 600 | 1800 | 0 | 59.24 | 61.96 | 5 | 0
2040 | SPP_N_2_ENT | SPP_N | ENT | Internal | Shoulder | B14 | 900 | 1800 | 941.68 | 56.51 | 61.51 | 5 | 0
2040 | SPP_N_2_ENT | SPP_N | ENT | Internal | Shoulder | B15 | 1203 | 1800 | 1800 | 47.63 | 59.46 | 5 | 6.83
2040 | SPP_N_2_ENT | SPP_N | ENT | Internal | Summer | B1 | 10 | 1800 | 0.01 | 97.14 | 98.63 | 5 | 0
2040 | SPP_N_2_ENT | SPP_N | ENT | Internal | Summer | B2 | 25 | 1800 | 0 | 94.26 | 94.52 | 5 | 0
2040 | SPP_N_2_ENT | SPP_N | ENT | Internal | Summer | B3 | 75 | 1800 | 0 | 94.26 | 94.52 | 5 | 0
2040 | SPP_N_2_ENT | SPP_N | ENT | Internal | Summer | B4 | 100 | 1800 | 0 | 94.26 | 92.52 | 5 | 0
2040 | SPP_N_2_ENT | SPP_N | ENT | Internal | Summer | B5 | 200 | 1800 | 0 | 91.71 | 88.11 | 5 | 0
2040 | SPP_N_2_ENT | SPP_N | ENT | Internal | Summer | B6 | 300 | 1800 | 0 | 77.18 | 78.16 | 5 | 0
2040 | SPP_N_2_ENT | SPP_N | ENT | Internal | Summer | B7 | 400 | 1800 | 0 | 62.07 | 60.6 | 5 | 0
2040 | SPP_N_2_ENT | SPP_N | ENT | Internal | Summer | B8 | 500 | 1800 | 0 | 57.42 | 60 | 5 | 0
2040 | SPP_N_2_ENT | SPP_N | ENT | Internal | Summer | B9 | 800 | 1800 | 0 | 57.01 | 58.02 | 5 | 0
2040 | SPP_N_2_ENT | SPP_N | ENT | Internal | Summer | B10 | 1262 | 1800 | 1800 | 46.38 | 52.76 | 5 | 1.39
2040 | SPP_N_2_ENT | SPP_N | ENT | Internal | Winter | B16 | 25 | 1800 | 1765.63 | 71.29 | 76.29 | 5 | 0
2040 | SPP_N_2_ENT | SPP_N | ENT | Internal | Winter | B17 | 100 | 1800 | 0 | 63.29 | 66.07 | 5 | 0
2040 | SPP_N_2_ENT | SPP_N | ENT | Internal | Winter | B18 | 400 | 1800 | 549.14 | 61.07 | 66.07 | 5 | 0
2040 | SPP_N_2_ENT | SPP_N | ENT | Internal | Winter | B19 | 700 | 1800 | 525.46 | 60.29 | 65.29 | 5 | 0
2040 | SPP_N_2_ENT | SPP_N | ENT | Internal | Winter | B20 | 935 | 1800 | 1800 | 44.87 | 57.96 | 5 | 8.1
2040 | SPP_N_2_MISO_MO-IL | SPP_N | MISO_MO-IL | Internal | Shoulder | B11 | 25 | 2000 | 0 | 89.76 | 82.77 | 5 | 0
2040 | SPP_N_2_MISO_MO-IL | SPP_N | MISO_MO-IL | Internal | Shoulder | B12 | 200 | 2000 | 0 | 61.19 | 61.2 | 5 | 0
2040 | SPP_N_2_MISO_MO-IL | SPP_N | MISO_MO-IL | Internal | Shoulder | B13 | 600 | 2000 | 0 | 59.24 | 58.26 | 5 | 0
2040 | SPP_N_2_MISO_MO-IL | SPP_N | MISO_MO-IL | Internal | Shoulder | B14 | 900 | 2000 | 0 | 56.51 | 54.8 | 5 | 0
2040 | SPP_N_2_MISO_MO-IL | SPP_N | MISO_MO-IL | Internal | Shoulder | B15 | 1203 | 2000 | 0 | 47.63 | 48.53 | 5 | 0
2040 | SPP_N_2_MISO_MO-IL | SPP_N | MISO_MO-IL | Internal | Summer | B1 | 10 | 2000 | 0 | 97.14 | 97.67 | 5 | 0
2040 | SPP_N_2_MISO_MO-IL | SPP_N | MISO_MO-IL | Internal | Summer | B2 | 25 | 2000 | 0 | 94.26 | 93.56 | 5 | 0
2040 | SPP_N_2_MISO_MO-IL | SPP_N | MISO_MO-IL | Internal | Summer | B3 | 75 | 2000 | 0 | 94.26 | 92.44 | 5 | 0
2040 | SPP_N_2_MISO_MO-IL | SPP_N | MISO_MO-IL | Internal | Summer | B4 | 100 | 2000 | 0 | 94.26 | 92.01 | 5 | 0
2040 | SPP_N_2_MISO_MO-IL | SPP_N | MISO_MO-IL | Internal | Summer | B5 | 200 | 2000 | 0 | 91.71 | 89.6 | 5 | 0
2040 | SPP_N_2_MISO_MO-IL | SPP_N | MISO_MO-IL | Internal | Summer | B6 | 300 | 2000 | 0 | 77.18 | 70.16 | 5 | 0
2040 | SPP_N_2_MISO_MO-IL | SPP_N | MISO_MO-IL | Internal | Summer | B7 | 400 | 2000 | 0 | 62.07 | 57.57 | 5 | 0
2040 | SPP_N_2_MISO_MO-IL | SPP_N | MISO_MO-IL | Internal | Summer | B8 | 500 | 2000 | 0 | 57.42 | 52.56 | 5 | 0
2040 | SPP_N_2_MISO_MO-IL | SPP_N | MISO_MO-IL | Internal | Summer | B9 | 800 | 2000 | 0 | 57.01 | 50.02 | 5 | 0
2040 | SPP_N_2_MISO_MO-IL | SPP_N | MISO_MO-IL | Internal | Summer | B10 | 1262 | 2000 | 0 | 46.38 | 42.42 | 5 | 0
2040 | SPP_N_2_MISO_MO-IL | SPP_N | MISO_MO-IL | Internal | Winter | B16 | 25 | 2000 | 0 | 71.29 | 72.36 | 5 | 0
2040 | SPP_N_2_MISO_MO-IL | SPP_N | MISO_MO-IL | Internal | Winter | B17 | 100 | 2000 | 0 | 63.29 | 59.06 | 5 | 0
2040 | SPP_N_2_MISO_MO-IL | SPP_N | MISO_MO-IL | Internal | Winter | B18 | 400 | 2000 | 0 | 61.07 | 60.83 | 5 | 0
2040 | SPP_N_2_MISO_MO-IL | SPP_N | MISO_MO-IL | Internal | Winter | B19 | 700 | 2000 | 0 | 60.29 | 58.13 | 5 | 0
2040 | SPP_N_2_MISO_MO-IL | SPP_N | MISO_MO-IL | Internal | Winter | B20 | 935 | 2000 | 0 | 44.87 | 46.05 | 5 | 0
2040 | SPP_N_2_MISO_W | SPP_N | MISO_W | Internal | Shoulder | B11 | 25 | 750 | 0 | 89.76 | 82.76 | 5 | 0
2040 | SPP_N_2_MISO_W | SPP_N | MISO_W | Internal | Shoulder | B12 | 200 | 750 | 0 | 61.19 | 61.19 | 5 | 0
2040 | SPP_N_2_MISO_W | SPP_N | MISO_W | Internal | Shoulder | B13 | 600 | 750 | 0 | 59.24 | 58.25 | 5 | 0
2040 | SPP_N_2_MISO_W | SPP_N | MISO_W | Internal | Shoulder | B14 | 900 | 750 | 0 | 56.51 | 54.79 | 5 | 0
2040 | SPP_N_2_MISO_W | SPP_N | MISO_W | Internal | Shoulder | B15 | 1203 | 750 | 0 | 47.63 | 40.63 | 5 | 0
2040 | SPP_N_2_MISO_W | SPP_N | MISO_W | Internal | Summer | B1 | 10 | 750 | 0 | 97.14 | 97.66 | 5 | 0
2040 | SPP_N_2_MISO_W | SPP_N | MISO_W | Internal | Summer | B2 | 25 | 750 | 0 | 94.26 | 93.54 | 5 | 0
2040 | SPP_N_2_MISO_W | SPP_N | MISO_W | Internal | Summer | B3 | 75 | 750 | 0 | 94.26 | 92.48 | 5 | 0
2040 | SPP_N_2_MISO_W | SPP_N | MISO_W | Internal | Summer | B4 | 100 | 750 | 0 | 94.26 | 92.02 | 5 | 0
2040 | SPP_N_2_MISO_W | SPP_N | MISO_W | Internal | Summer | B5 | 200 | 750 | 0 | 91.71 | 89.59 | 5 | 0
2040 | SPP_N_2_MISO_W | SPP_N | MISO_W | Internal | Summer | B6 | 300 | 750 | 0 | 77.18 | 70.18 | 5 | 0
2040 | SPP_N_2_MISO_W | SPP_N | MISO_W | Internal | Summer | B7 | 400 | 750 | 0 | 62.07 | 57.56 | 5 | 0
2040 | SPP_N_2_MISO_W | SPP_N | MISO_W | Internal | Summer | B8 | 500 | 750 | 0 | 57.42 | 52.55 | 5 | 0
2040 | SPP_N_2_MISO_W | SPP_N | MISO_W | Internal | Summer | B9 | 800 | 750 | 0 | 57.01 | 50.01 | 5 | 0
2040 | SPP_N_2_MISO_W | SPP_N | MISO_W | Internal | Summer | B10 | 1262 | 750 | 0 | 46.38 | 39.38 | 5 | 0
2040 | SPP_N_2_MISO_W | SPP_N | MISO_W | Internal | Winter | B16 | 25 | 750 | 0 | 71.29 | 64.29 | 5 | 0
2040 | SPP_N_2_MISO_W | SPP_N | MISO_W | Internal | Winter | B17 | 100 | 750 | 0 | 63.29 | 59.05 | 5 | 0
2040 | SPP_N_2_MISO_W | SPP_N | MISO_W | Internal | Winter | B18 | 400 | 750 | 0 | 61.07 | 60.82 | 5 | 0
2040 | SPP_N_2_MISO_W | SPP_N | MISO_W | Internal | Winter | B19 | 700 | 750 | 0 | 60.29 | 58.12 | 5 | 0
2040 | SPP_N_2_MISO_W | SPP_N | MISO_W | Internal | Winter | B20 | 935 | 750 | 0 | 44.87 | 38.77 | 5 | 0
2040 | SPP_N_2_NE | SPP_N | NE | Internal | Shoulder | B11 | 25 | 330 | 0 | 89.76 | 82.76 | 0.01 | 0
2040 | SPP_N_2_NE | SPP_N | NE | Internal | Shoulder | B12 | 200 | 330 | 0.08 | 61.19 | 61.18 | 0.01 | 0
2040 | SPP_N_2_NE | SPP_N | NE | Internal | Shoulder | B13 | 600 | 330 | 0 | 59.24 | 58.25 | 0.01 | 0
2040 | SPP_N_2_NE | SPP_N | NE | Internal | Shoulder | B14 | 900 | 330 | 0.02 | 56.51 | 56.5 | 0.01 | 0
2040 | SPP_N_2_NE | SPP_N | NE | Internal | Shoulder | B15 | 1203 | 330 | 0.01 | 47.63 | 47.62 | 0.01 | 0
2040 | SPP_N_2_NE | SPP_N | NE | Internal | Summer | B1 | 10 | 330 | 1.43 | 97.14 | 97.13 | 0.01 | 0
2040 | SPP_N_2_NE | SPP_N | NE | Internal | Summer | B2 | 25 | 330 | 0.6 | 94.26 | 94.25 | 0.01 | 0
2040 | SPP_N_2_NE | SPP_N | NE | Internal | Summer | B3 | 75 | 330 | 0.21 | 94.26 | 94.25 | 0.01 | 0
2040 | SPP_N_2_NE | SPP_N | NE | Internal | Summer | B4 | 100 | 330 | 0 | 94.26 | 92.02 | 0.01 | 0
2040 | SPP_N_2_NE | SPP_N | NE | Internal | Summer | B5 | 200 | 330 | 0 | 91.71 | 89.59 | 0.01 | 0
2040 | SPP_N_2_NE | SPP_N | NE | Internal | Summer | B6 | 300 | 330 | 0 | 77.18 | 70.18 | 0.01 | 0
2040 | SPP_N_2_NE | SPP_N | NE | Internal | Summer | B7 | 400 | 330 | 0 | 62.07 | 57.75 | 0.01 | 0
2040 | SPP_N_2_NE | SPP_N | NE | Internal | Summer | B8 | 500 | 330 | 0 | 57.42 | 52.55 | 0.01 | 0
2040 | SPP_N_2_NE | SPP_N | NE | Internal | Summer | B9 | 800 | 330 | 0 | 57.01 | 50.01 | 0.01 | 0
2040 | SPP_N_2_NE | SPP_N | NE | Internal | Summer | B10 | 1262 | 330 | 0 | 46.38 | 39.38 | 0.01 | 0
2040 | SPP_N_2_NE | SPP_N | NE | Internal | Winter | B16 | 25 | 330 | 0 | 71.29 | 69.34 | 0.01 | 0
2040 | SPP_N_2_NE | SPP_N | NE | Internal | Winter | B17 | 100 | 330 | 0.16 | 63.29 | 63.27 | 0.01 | 0
2040 | SPP_N_2_NE | SPP_N | NE | Internal | Winter | B18 | 400 | 330 | 0.04 | 61.07 | 61.06 | 0.01 | 0
2040 | SPP_N_2_NE | SPP_N | NE | Internal | Winter | B19 | 700 | 330 | 0.02 | 60.29 | 60.28 | 0.01 | 0
2040 | SPP_N_2_NE | SPP_N | NE | Internal | Winter | B20 | 935 | 330 | 0 | 44.87 | 44.3 | 0.01 | 0
2040 | SPP_N_2_SPP_S | SPP_N | SPP_S | Internal | Shoulder | B11 | 25 | 4000 | 0 | 89.76 | 85.97 | 0.01 | 0
2040 | SPP_N_2_SPP_S | SPP_N | SPP_S | Internal | Shoulder | B12 | 200 | 4000 | 0 | 61.19 | 59.39 | 0.01 | 0
2040 | SPP_N_2_SPP_S | SPP_N | SPP_S | Internal | Shoulder | B13 | 600 | 4000 | 635.39 | 59.24 | 59.25 | 0.01 | 0
2040 | SPP_N_2_SPP_S | SPP_N | SPP_S | Internal | Shoulder | B14 | 900 | 4000 | 0.04 | 56.51 | 56.51 | 0.01 | 0
2040 | SPP_N_2_SPP_S | SPP_N | SPP_S | Internal | Shoulder | B15 | 1203 | 4000 | 303.08 | 47.63 | 47.64 | 0.01 | 0
2040 | SPP_N_2_SPP_S | SPP_N | SPP_S | Internal | Summer | B1 | 10 | 4000 | 0 | 97.14 | 83.11 | 0.01 | 0
2040 | SPP_N_2_SPP_S | SPP_N | SPP_S | Internal | Summer | B2 | 25 | 4000 | 0 | 94.26 | 83.82 | 0.01 | 0
2040 | SPP_N_2_SPP_S | SPP_N | SPP_S | Internal | Summer | B3 | 75 | 4000 | 0 | 94.26 | 92.39 | 0.01 | 0
2040 | SPP_N_2_SPP_S | SPP_N | SPP_S | Internal | Summer | B4 | 100 | 4000 | 0 | 94.26 | 83.82 | 0.01 | 0
2040 | SPP_N_2_SPP_S | SPP_N | SPP_S | Internal | Summer | B5 | 200 | 4000 | 0 | 91.71 | 83.11 | 0.01 | 0
2040 | SPP_N_2_SPP_S | SPP_N | SPP_S | Internal | Summer | B6 | 300 | 4000 | 1965.23 | 77.18 | 77.19 | 0.01 | 0
2040 | SPP_N_2_SPP_S | SPP_N | SPP_S | Internal | Summer | B7 | 400 | 4000 | 318.76 | 62.07 | 62.08 | 0.01 | 0
2040 | SPP_N_2_SPP_S | SPP_N | SPP_S | Internal | Summer | B8 | 500 | 4000 | 518.03 | 57.42 | 57.43 | 0.01 | 0
2040 | SPP_N_2_SPP_S | SPP_N | SPP_S | Internal | Summer | B9 | 800 | 4000 | 4000 | 57.01 | 57.3 | 0.01 | 0.29
2040 | SPP_N_2_SPP_S | SPP_N | SPP_S | Internal | Summer | B10 | 1262 | 4000 | 3291.16 | 46.38 | 46.39 | 0.01 | 0
2040 | SPP_N_2_SPP_S | SPP_N | SPP_S | Internal | Winter | B16 | 25 | 4000 | 0 | 71.29 | 63.42 | 0.01 | 0
2040 | SPP_N_2_SPP_S | SPP_N | SPP_S | Internal | Winter | B17 | 100 | 4000 | 0.17 | 63.29 | 63.27 | 0.01 | 0
2040 | SPP_N_2_SPP_S | SPP_N | SPP_S | Internal | Winter | B18 | 400 | 4000 | 275.7 | 61.07 | 61.09 | 0.01 | 0
2040 | SPP_N_2_SPP_S | SPP_N | SPP_S | Internal | Winter | B19 | 700 | 4000 | 0.05 | 60.29 | 60.29 | 0.01 | 0
2040 | SPP_N_2_SPP_S | SPP_N | SPP_S | Internal | Winter | B20 | 935 | 4000 | 1007.9 | 44.87 | 44.88 | 0.01 | 0
2040 | SPP_S_2_ENT | SPP_S | ENT | Internal | Shoulder | B11 | 25 | 850 | 0 | 85.97 | 87.77 | 5 | 0
2040 | SPP_S_2_ENT | SPP_S | ENT | Internal | Shoulder | B12 | 200 | 850 | 0 | 59.39 | 61.96 | 5 | 0
2040 | SPP_S_2_ENT | SPP_S | ENT | Internal | Shoulder | B13 | 600 | 850 | 0 | 59.25 | 61.96 | 5 | 0
2040 | SPP_S_2_ENT | SPP_S | ENT | Internal | Shoulder | B14 | 900 | 850 | 299.28 | 56.51 | 61.51 | 5 | 0
2040 | SPP_S_2_ENT | SPP_S | ENT | Internal | Shoulder | B15 | 1203 | 850 | 850 | 47.64 | 59.46 | 5 | 6.82
2040 | SPP_S_2_ENT | SPP_S | ENT | Internal | Summer | B1 | 10 | 850 | 850 | 83.11 | 98.63 | 5 | 10.52
2040 | SPP_S_2_ENT | SPP_S | ENT | Internal | Summer | B2 | 25 | 850 | 850 | 83.82 | 94.52 | 5 | 5.7
2040 | SPP_S_2_ENT | SPP_S | ENT | Internal | Summer | B3 | 75 | 850 | 0 | 92.39 | 94.52 | 5 | 0
2040 | SPP_S_2_ENT | SPP_S | ENT | Internal | Summer | B4 | 100 | 850 | 850 | 83.82 | 92.52 | 5 | 3.7
2040 | SPP_S_2_ENT | SPP_S | ENT | Internal | Summer | B5 | 200 | 850 | 695.31 | 83.11 | 88.11 | 5 | 0
2040 | SPP_S_2_ENT | SPP_S | ENT | Internal | Summer | B6 | 300 | 850 | 0 | 77.19 | 78.16 | 5 | 0
2040 | SPP_S_2_ENT | SPP_S | ENT | Internal | Summer | B7 | 400 | 850 | 0 | 62.08 | 60.6 | 5 | 0
2040 | SPP_S_2_ENT | SPP_S | ENT | Internal | Summer | B8 | 500 | 850 | 0 | 57.43 | 60 | 5 | 0
2040 | SPP_S_2_ENT | SPP_S | ENT | Internal | Summer | B9 | 800 | 850 | 0 | 57.3 | 58.02 | 5 | 0
2040 | SPP_S_2_ENT | SPP_S | ENT | Internal | Summer | B10 | 1262 | 850 | 850 | 46.39 | 52.76 | 5 | 1.37
2040 | SPP_S_2_ENT | SPP_S | ENT | Internal | Winter | B16 | 25 | 850 | 850 | 63.42 | 76.29 | 5 | 7.87
2040 | SPP_S_2_ENT | SPP_S | ENT | Internal | Winter | B17 | 100 | 850 | 0 | 63.27 | 66.07 | 5 | 0
2040 | SPP_S_2_ENT | SPP_S | ENT | Internal | Winter | B18 | 400 | 850 | 0.08 | 61.09 | 66.07 | 5 | 0
2040 | SPP_S_2_ENT | SPP_S | ENT | Internal | Winter | B19 | 700 | 850 | 820.28 | 60.29 | 65.29 | 5 | 0
2040 | SPP_S_2_ENT | SPP_S | ENT | Internal | Winter | B20 | 935 | 850 | 850 | 44.88 | 57.96 | 5 | 8.09
2040 | SPP_S_2_SPP_N | SPP_S | SPP_N | Internal | Shoulder | B11 | 25 | 640 | 640 | 85.97 | 89.76 | 0.01 | 3.77
2040 | SPP_S_2_SPP_N | SPP_S | SPP_N | Internal | Shoulder | B12 | 200 | 640 | 640 | 59.39 | 61.19 | 0.01 | 1.8
2040 | SPP_S_2_SPP_N | SPP_S | SPP_N | Internal | Shoulder | B13 | 600 | 640 | 0.03 | 59.25 | 59.24 | 0.01 | 0
2040 | SPP_S_2_SPP_N | SPP_S | SPP_N | Internal | Shoulder | B14 | 900 | 640 | 0.04 | 56.51 | 56.51 | 0.01 | 0
2040 | SPP_S_2_SPP_N | SPP_S | SPP_N | Internal | Shoulder | B15 | 1203 | 640 | 0.01 | 47.64 | 47.63 | 0.01 | 0
2040 | SPP_S_2_SPP_N | SPP_S | SPP_N | Internal | Summer | B1 | 10 | 640 | 640 | 83.11 | 97.14 | 0.01 | 14.02
2040 | SPP_S_2_SPP_N | SPP_S | SPP_N | Internal | Summer | B2 | 25 | 640 | 640 | 83.82 | 94.26 | 0.01 | 10.43
2040 | SPP_S_2_SPP_N | SPP_S | SPP_N | Internal | Summer | B3 | 75 | 640 | 640 | 92.39 | 94.26 | 0.01 | 1.86
2040 | SPP_S_2_SPP_N | SPP_S | SPP_N | Internal | Summer | B4 | 100 | 640 | 640 | 83.82 | 94.26 | 0.01 | 10.43
2040 | SPP_S_2_SPP_N | SPP_S | SPP_N | Internal | Summer | B5 | 200 | 640 | 640 | 83.11 | 91.71 | 0.01 | 8.58
2040 | SPP_S_2_SPP_N | SPP_S | SPP_N | Internal | Summer | B6 | 300 | 640 | 0.06 | 77.19 | 77.18 | 0.01 | 0
2040 | SPP_S_2_SPP_N | SPP_S | SPP_N | Internal | Summer | B7 | 400 | 640 | 0.04 | 62.08 | 62.07 | 0.01 | 0
2040 | SPP_S_2_SPP_N | SPP_S | SPP_N | Internal | Summer | B8 | 500 | 640 | 0.03 | 57.43 | 57.42 | 0.01 | 0
2040 | SPP_S_2_SPP_N | SPP_S | SPP_N | Internal | Summer | B9 | 800 | 640 | 0 | 57.3 | 57.01 | 0.01 | 0
2040 | SPP_S_2_SPP_N | SPP_S | SPP_N | Internal | Summer | B10 | 1262 | 640 | 0.01 | 46.39 | 46.38 | 0.01 | 0
2040 | SPP_S_2_SPP_N | SPP_S | SPP_N | Internal | Winter | B16 | 25 | 640 | 640 | 63.42 | 71.29 | 0.01 | 7.86
2040 | SPP_S_2_SPP_N | SPP_S | SPP_N | Internal | Winter | B17 | 100 | 640 | 261.1 | 63.27 | 63.29 | 0.01 | 0
2040 | SPP_S_2_SPP_N | SPP_S | SPP_N | Internal | Winter | B18 | 400 | 640 | 0.04 | 61.09 | 61.07 | 0.01 | 0
2040 | SPP_S_2_SPP_N | SPP_S | SPP_N | Internal | Winter | B19 | 700 | 640 | 0.05 | 60.29 | 60.29 | 0.01 | 0
2040 | SPP_S_2_SPP_N | SPP_S | SPP_N | Internal | Winter | B20 | 935 | 640 | 0.02 | 44.88 | 44.87 | 0.01 | 0
2040 | TVA_2_ENT | TVA | ENT | Internal | Shoulder | B11 | 25 | 500 | 499.99 | 76.73 | 87.77 | 9 | 2.04
2040 | TVA_2_ENT | TVA | ENT | Internal | Shoulder | B12 | 200 | 500 | 0 | 60.87 | 61.96 | 9 | 0
2040 | TVA_2_ENT | TVA | ENT | Internal | Shoulder | B13 | 600 | 500 | 0 | 60.87 | 61.96 | 9 | 0
2040 | TVA_2_ENT | TVA | ENT | Internal | Shoulder | B14 | 900 | 500 | 0 | 60.87 | 61.51 | 9 | 0
2040 | TVA_2_ENT | TVA | ENT | Internal | Shoulder | B15 | 1203 | 500 | 0 | 55.77 | 59.46 | 9 | 0
2040 | TVA_2_ENT | TVA | ENT | Internal | Summer | B1 | 10 | 500 | 0 | 105.68 | 98.63 | 9 | 0
2040 | TVA_2_ENT | TVA | ENT | Internal | Summer | B2 | 25 | 500 | 0 | 101.57 | 94.52 | 9 | 0
2040 | TVA_2_ENT | TVA | ENT | Internal | Summer | B3 | 75 | 500 | 0 | 96.45 | 94.52 | 9 | 0
2040 | TVA_2_ENT | TVA | ENT | Internal | Summer | B4 | 100 | 500 | 0 | 95.44 | 92.52 | 9 | 0
2040 | TVA_2_ENT | TVA | ENT | Internal | Summer | B5 | 200 | 500 | 0 | 91.52 | 88.11 | 9 | 0
2040 | TVA_2_ENT | TVA | ENT | Internal | Summer | B6 | 300 | 500 | 500 | 66.6 | 78.16 | 9 | 2.56
2040 | TVA_2_ENT | TVA | ENT | Internal | Summer | B7 | 400 | 500 | 0 | 59.33 | 60.6 | 9 | 0
2040 | TVA_2_ENT | TVA | ENT | Internal | Summer | B8 | 500 | 500 | 0 | 59.33 | 60 | 9 | 0
2040 | TVA_2_ENT | TVA | ENT | Internal | Summer | B9 | 800 | 500 | 0 | 54.33 | 58.02 | 9 | 0
2040 | TVA_2_ENT | TVA | ENT | Internal | Summer | B10 | 1262 | 500 | 0 | 48.17 | 52.76 | 9 | 0
2040 | TVA_2_ENT | TVA | ENT | Internal | Winter | B16 | 25 | 500 | 0 | 80.36 | 76.29 | 9 | 0
2040 | TVA_2_ENT | TVA | ENT | Internal | Winter | B17 | 100 | 500 | 0 | 67.07 | 66.07 | 9 | 0
2040 | TVA_2_ENT | TVA | ENT | Internal | Winter | B18 | 400 | 500 | 0 | 61.8 | 66.07 | 9 | 0
2040 | TVA_2_ENT | TVA | ENT | Internal | Winter | B19 | 700 | 500 | 0 | 61.8 | 65.29 | 9 | 0
2040 | TVA_2_ENT | TVA | ENT | Internal | Winter | B20 | 935 | 500 | 0 | 54.06 | 57.96 | 9 | 0
2040 | TVA_2_MISO_MO-IL | TVA | MISO_MO-IL | Internal | Shoulder | B11 | 25 | 50 | 0 | 76.73 | 82.77 | 9 | 0
2040 | TVA_2_MISO_MO-IL | TVA | MISO_MO-IL | Internal | Shoulder | B12 | 200 | 50 | 0 | 60.87 | 61.2 | 9 | 0
2040 | TVA_2_MISO_MO-IL | TVA | MISO_MO-IL | Internal | Shoulder | B13 | 600 | 50 | 0 | 60.87 | 58.26 | 9 | 0
2040 | TVA_2_MISO_MO-IL | TVA | MISO_MO-IL | Internal | Shoulder | B14 | 900 | 50 | 0 | 60.87 | 54.8 | 9 | 0
2040 | TVA_2_MISO_MO-IL | TVA | MISO_MO-IL | Internal | Shoulder | B15 | 1203 | 50 | 0 | 55.77 | 48.53 | 9 | 0
2040 | TVA_2_MISO_MO-IL | TVA | MISO_MO-IL | Internal | Summer | B1 | 10 | 50 | 0 | 105.68 | 97.67 | 9 | 0
2040 | TVA_2_MISO_MO-IL | TVA | MISO_MO-IL | Internal | Summer | B2 | 25 | 50 | 0 | 101.57 | 93.56 | 9 | 0
2040 | TVA_2_MISO_MO-IL | TVA | MISO_MO-IL | Internal | Summer | B3 | 75 | 50 | 0 | 96.45 | 92.44 | 9 | 0
2040 | TVA_2_MISO_MO-IL | TVA | MISO_MO-IL | Internal | Summer | B4 | 100 | 50 | 0 | 95.44 | 92.01 | 9 | 0
2040 | TVA_2_MISO_MO-IL | TVA | MISO_MO-IL | Internal | Summer | B5 | 200 | 50 | 0 | 91.52 | 89.6 | 9 | 0
2040 | TVA_2_MISO_MO-IL | TVA | MISO_MO-IL | Internal | Summer | B6 | 300 | 50 | 0 | 66.6 | 70.16 | 9 | 0
2040 | TVA_2_MISO_MO-IL | TVA | MISO_MO-IL | Internal | Summer | B7 | 400 | 50 | 0 | 59.33 | 57.57 | 9 | 0
2040 | TVA_2_MISO_MO-IL | TVA | MISO_MO-IL | Internal | Summer | B8 | 500 | 50 | 0 | 59.33 | 52.56 | 9 | 0
2040 | TVA_2_MISO_MO-IL | TVA | MISO_MO-IL | Internal | Summer | B9 | 800 | 50 | 0 | 54.33 | 50.02 | 9 | 0
2040 | TVA_2_MISO_MO-IL | TVA | MISO_MO-IL | Internal | Summer | B10 | 1262 | 50 | 0 | 48.17 | 42.42 | 9 | 0
2040 | TVA_2_MISO_MO-IL | TVA | MISO_MO-IL | Internal | Winter | B16 | 25 | 50 | 0 | 80.36 | 72.36 | 9 | 0
2040 | TVA_2_MISO_MO-IL | TVA | MISO_MO-IL | Internal | Winter | B17 | 100 | 50 | 0 | 67.07 | 59.06 | 9 | 0
2040 | TVA_2_MISO_MO-IL | TVA | MISO_MO-IL | Internal | Winter | B18 | 400 | 50 | 0 | 61.8 | 60.83 | 9 | 0
2040 | TVA_2_MISO_MO-IL | TVA | MISO_MO-IL | Internal | Winter | B19 | 700 | 50 | 0 | 61.8 | 58.13 | 9 | 0
2040 | TVA_2_MISO_MO-IL | TVA | MISO_MO-IL | Internal | Winter | B20 | 935 | 50 | 0 | 54.06 | 46.05 | 9 | 0
2040 | TVA_2_NonRTO_Midwest | TVA | NonRTO_Midwest | Internal | Shoulder | B11 | 25 | 100 | 100 | 76.73 | 90.78 | 9 | 5.05
2040 | TVA_2_NonRTO_Midwest | TVA | NonRTO_Midwest | Internal | Shoulder | B12 | 200 | 100 | 100 | 60.87 | 73.2 | 9 | 3.33
2040 | TVA_2_NonRTO_Midwest | TVA | NonRTO_Midwest | Internal | Shoulder | B13 | 600 | 100 | 0 | 60.87 | 62.56 | 9 | 0
2040 | TVA_2_NonRTO_Midwest | TVA | NonRTO_Midwest | Internal | Shoulder | B14 | 900 | 100 | 0 | 60.87 | 55.58 | 9 | 0
2040 | TVA_2_NonRTO_Midwest | TVA | NonRTO_Midwest | Internal | Shoulder | B15 | 1203 | 100 | 0 | 55.77 | 47.76 | 9 | 0
2040 | TVA_2_NonRTO_Midwest | TVA | NonRTO_Midwest | Internal | Summer | B1 | 10 | 100 | 0 | 105.68 | 97.9 | 9 | 0
2040 | TVA_2_NonRTO_Midwest | TVA | NonRTO_Midwest | Internal | Summer | B2 | 25 | 100 | 0 | 101.57 | 97.9 | 9 | 0
2040 | TVA_2_NonRTO_Midwest | TVA | NonRTO_Midwest | Internal | Summer | B3 | 75 | 100 | 0 | 96.45 | 97.9 | 9 | 0
2040 | TVA_2_NonRTO_Midwest | TVA | NonRTO_Midwest | Internal | Summer | B4 | 100 | 100 | 0 | 95.44 | 97.9 | 9 | 0
2040 | TVA_2_NonRTO_Midwest | TVA | NonRTO_Midwest | Internal | Summer | B5 | 200 | 100 | 0 | 91.52 | 97.59 | 9 | 0
2040 | TVA_2_NonRTO_Midwest | TVA | NonRTO_Midwest | Internal | Summer | B6 | 300 | 100 | 100 | 66.6 | 78.15 | 9 | 2.55
2040 | TVA_2_NonRTO_Midwest | TVA | NonRTO_Midwest | Internal | Summer | B7 | 400 | 100 | 0 | 59.33 | 57.67 | 9 | 0
2040 | TVA_2_NonRTO_Midwest | TVA | NonRTO_Midwest | Internal | Summer | B8 | 500 | 100 | 0 | 59.33 | 53.96 | 9 | 0
2040 | TVA_2_NonRTO_Midwest | TVA | NonRTO_Midwest | Internal | Summer | B9 | 800 | 100 | 0 | 54.33 | 47.21 | 9 | 0
2040 | TVA_2_NonRTO_Midwest | TVA | NonRTO_Midwest | Internal | Summer | B10 | 1262 | 100 | 0 | 48.17 | 40.99 | 9 | 0
2040 | TVA_2_NonRTO_Midwest | TVA | NonRTO_Midwest | Internal | Winter | B16 | 25 | 100 | 0 | 80.36 | 86.42 | 9 | 0
2040 | TVA_2_NonRTO_Midwest | TVA | NonRTO_Midwest | Internal | Winter | B17 | 100 | 100 | 0.33 | 67.07 | 76.06 | 9 | 0
2040 | TVA_2_NonRTO_Midwest | TVA | NonRTO_Midwest | Internal | Winter | B18 | 400 | 100 | 0 | 61.8 | 62.61 | 9 | 0
2040 | TVA_2_NonRTO_Midwest | TVA | NonRTO_Midwest | Internal | Winter | B19 | 700 | 100 | 0 | 61.8 | 59.41 | 9 | 0
2040 | TVA_2_NonRTO_Midwest | TVA | NonRTO_Midwest | Internal | Winter | B20 | 935 | 100 | 0 | 54.06 | 46.05 | 9 | 0
2040 | TVA_2_PJM_ROR | TVA | PJM_ROR | Internal | Shoulder | B11 | 25 | 500 | 0 | 76.73 | 80.77 | 9 | 0
2040 | TVA_2_PJM_ROR | TVA | PJM_ROR | Internal | Shoulder | B12 | 200 | 500 | 0 | 60.87 | 63.2 | 9 | 0
2040 | TVA_2_PJM_ROR | TVA | PJM_ROR | Internal | Shoulder | B13 | 600 | 500 | 0 | 60.87 | 57.77 | 9 | 0
2040 | TVA_2_PJM_ROR | TVA | PJM_ROR | Internal | Shoulder | B14 | 900 | 500 | 0 | 60.87 | 56.26 | 9 | 0
2040 | TVA_2_PJM_ROR | TVA | PJM_ROR | Internal | Shoulder | B15 | 1203 | 500 | 0 | 55.77 | 51.58 | 9 | 0
2040 | TVA_2_PJM_ROR | TVA | PJM_ROR | Internal | Summer | B1 | 10 | 500 | 0 | 105.68 | 99.67 | 9 | 0
2040 | TVA_2_PJM_ROR | TVA | PJM_ROR | Internal | Summer | B2 | 25 | 500 | 0 | 101.57 | 92.64 | 9 | 0
2040 | TVA_2_PJM_ROR | TVA | PJM_ROR | Internal | Summer | B3 | 75 | 500 | 0 | 96.45 | 90.44 | 9 | 0
2040 | TVA_2_PJM_ROR | TVA | PJM_ROR | Internal | Summer | B4 | 100 | 500 | 0 | 95.44 | 90.44 | 9 | 0
2040 | TVA_2_PJM_ROR | TVA | PJM_ROR | Internal | Summer | B5 | 200 | 500 | 0 | 91.52 | 87.59 | 9 | 0
2040 | TVA_2_PJM_ROR | TVA | PJM_ROR | Internal | Summer | B6 | 300 | 500 | 0 | 66.6 | 68.16 | 9 | 0
2040 | TVA_2_PJM_ROR | TVA | PJM_ROR | Internal | Summer | B7 | 400 | 500 | 0 | 59.33 | 55.6 | 9 | 0
2040 | TVA_2_PJM_ROR | TVA | PJM_ROR | Internal | Summer | B8 | 500 | 500 | 0 | 59.33 | 53.37 | 9 | 0
2040 | TVA_2_PJM_ROR | TVA | PJM_ROR | Internal | Summer | B9 | 800 | 500 | 0 | 54.33 | 49.78 | 9 | 0
2040 | TVA_2_PJM_ROR | TVA | PJM_ROR | Internal | Summer | B10 | 1262 | 500 | 0 | 48.17 | 49.34 | 9 | 0
2040 | TVA_2_PJM_ROR | TVA | PJM_ROR | Internal | Winter | B16 | 25 | 500 | 0 | 80.36 | 76.43 | 9 | 0
2040 | TVA_2_PJM_ROR | TVA | PJM_ROR | Internal | Winter | B17 | 100 | 500 | 0 | 67.07 | 70.06 | 9 | 0
2040 | TVA_2_PJM_ROR | TVA | PJM_ROR | Internal | Winter | B18 | 400 | 500 | 0 | 61.8 | 62.83 | 9 | 0
2040 | TVA_2_PJM_ROR | TVA | PJM_ROR | Internal | Winter | B19 | 700 | 500 | 0 | 61.8 | 60.13 | 9 | 0
2040 | TVA_2_PJM_ROR | TVA | PJM_ROR | Internal | Winter | B20 | 935 | 500 | 0 | 54.06 | 55.54 | 9 | 0
2040 | TVA_2_SOCO | TVA | SOCO | Internal | Shoulder | B11 | 25 | 500 | 500 | 76.73 | 95.77 | 9 | 10.04
2040 | TVA_2_SOCO | TVA | SOCO | Internal | Shoulder | B12 | 200 | 500 | 0 | 60.87 | 61.82 | 9 | 0
2040 | TVA_2_SOCO | TVA | SOCO | Internal | Shoulder | B13 | 600 | 500 | 0 | 60.87 | 61.82 | 9 | 0
2040 | TVA_2_SOCO | TVA | SOCO | Internal | Shoulder | B14 | 900 | 500 | 0 | 60.87 | 61.82 | 9 | 0
2040 | TVA_2_SOCO | TVA | SOCO | Internal | Shoulder | B15 | 1203 | 500 | 0 | 55.77 | 61.82 | 9 | 0
2040 | TVA_2_SOCO | TVA | SOCO | Internal | Summer | B1 | 10 | 500 | 0 | 105.68 | 106.63 | 9 | 0
2040 | TVA_2_SOCO | TVA | SOCO | Internal | Summer | B2 | 25 | 500 | 0 | 101.57 | 102.52 | 9 | 0
2040 | TVA_2_SOCO | TVA | SOCO | Internal | Summer | B3 | 75 | 500 | 0 | 96.45 | 102.52 | 9 | 0
2040 | TVA_2_SOCO | TVA | SOCO | Internal | Summer | B4 | 100 | 500 | 0 | 95.44 | 100.52 | 9 | 0
2040 | TVA_2_SOCO | TVA | SOCO | Internal | Summer | B5 | 200 | 500 | 3.35 | 91.52 | 100.52 | 9 | 0
2040 | TVA_2_SOCO | TVA | SOCO | Internal | Summer | B6 | 300 | 500 | 500 | 66.6 | 83.16 | 9 | 7.56
2040 | TVA_2_SOCO | TVA | SOCO | Internal | Summer | B7 | 400 | 500 | 500 | 59.33 | 68.6 | 9 | 0.26
2040 | TVA_2_SOCO | TVA | SOCO | Internal | Summer | B8 | 500 | 500 | 0 | 59.33 | 60.21 | 9 | 0
2040 | TVA_2_SOCO | TVA | SOCO | Internal | Summer | B9 | 800 | 500 | 0 | 54.33 | 60.21 | 9 | 0
2040 | TVA_2_SOCO | TVA | SOCO | Internal | Summer | B10 | 1262 | 500 | 0 | 48.17 | 55.74 | 9 | 0
2040 | TVA_2_SOCO | TVA | SOCO | Internal | Winter | B16 | 25 | 500 | 12.44 | 80.36 | 89.36 | 9 | 0
2040 | TVA_2_SOCO | TVA | SOCO | Internal | Winter | B17 | 100 | 500 | 0 | 67.07 | 65.8 | 9 | 0
2040 | TVA_2_SOCO | TVA | SOCO | Internal | Winter | B18 | 400 | 500 | 0 | 61.8 | 65.5 | 9 | 0
2040 | TVA_2_SOCO | TVA | SOCO | Internal | Winter | B19 | 700 | 500 | 0 | 61.8 | 65.5 | 9 | 0
2040 | TVA_2_SOCO | TVA | SOCO | Internal | Winter | B20 | 935 | 500 | 0 | 54.06 | 59.84 | 9 | 0
2040 | TVA_2_VACAR | TVA | VACAR | Internal | Shoulder | B11 | 25 | 150 | 149.99 | 76.73 | 88.77 | 9 | 3.04
2040 | TVA_2_VACAR | TVA | VACAR | Internal | Shoulder | B12 | 200 | 150 | 0 | 60.87 | 69.2 | 9 | 0
2040 | TVA_2_VACAR | TVA | VACAR | Internal | Shoulder | B13 | 600 | 150 | 0 | 60.87 | 57.65 | 9 | 0
2040 | TVA_2_VACAR | TVA | VACAR | Internal | Shoulder | B14 | 900 | 150 | 0 | 60.87 | 57.65 | 9 | 0
2040 | TVA_2_VACAR | TVA | VACAR | Internal | Shoulder | B15 | 1203 | 150 | 0 | 55.77 | 57.65 | 9 | 0
2040 | TVA_2_VACAR | TVA | VACAR | Internal | Summer | B1 | 10 | 150 | 0 | 105.68 | 105.67 | 9 | 0
2040 | TVA_2_VACAR | TVA | VACAR | Internal | Summer | B2 | 25 | 150 | 0 | 101.57 | 99.6 | 9 | 0
2040 | TVA_2_VACAR | TVA | VACAR | Internal | Summer | B3 | 75 | 150 | 0 | 96.45 | 99.6 | 9 | 0
2040 | TVA_2_VACAR | TVA | VACAR | Internal | Summer | B4 | 100 | 150 | 0 | 95.44 | 97.15 | 9 | 0
2040 | TVA_2_VACAR | TVA | VACAR | Internal | Summer | B5 | 200 | 150 | 0 | 91.52 | 97.15 | 9 | 0
2040 | TVA_2_VACAR | TVA | VACAR | Internal | Summer | B6 | 300 | 150 | 150 | 66.6 | 76.16 | 9 | 0.56
2040 | TVA_2_VACAR | TVA | VACAR | Internal | Summer | B7 | 400 | 150 | 0 | 59.33 | 61.6 | 9 | 0
2040 | TVA_2_VACAR | TVA | VACAR | Internal | Summer | B8 | 500 | 150 | 0 | 59.33 | 59.32 | 9 | 0
2040 | TVA_2_VACAR | TVA | VACAR | Internal | Summer | B9 | 800 | 150 | 0 | 54.33 | 55.34 | 9 | 0
2040 | TVA_2_VACAR | TVA | VACAR | Internal | Summer | B10 | 1262 | 150 | 0 | 48.17 | 55.34 | 9 | 0
2040 | TVA_2_VACAR | TVA | VACAR | Internal | Winter | B16 | 25 | 150 | 150 | 80.36 | 99.36 | 9 | 10
2040 | TVA_2_VACAR | TVA | VACAR | Internal | Winter | B17 | 100 | 150 | 0.31 | 67.07 | 76.06 | 9 | 0
2040 | TVA_2_VACAR | TVA | VACAR | Internal | Winter | B18 | 400 | 150 | 0 | 61.8 | 63.22 | 9 | 0
2040 | TVA_2_VACAR | TVA | VACAR | Internal | Winter | B19 | 700 | 150 | 0 | 61.8 | 63.05 | 9 | 0
2040 | TVA_2_VACAR | TVA | VACAR | Internal | Winter | B20 | 935 | 150 | 0.03 | 54.06 | 63.05 | 9 | 0
2040 | TVA_Transmission_2_ENT | TVA_Transmission | ENT | Internal | Shoulder | B11 | 25 | 3000 | 0 | 86.77 | 87.77 | 9 | 0
2040 | TVA_Transmission_2_ENT | TVA_Transmission | ENT | Internal | Shoulder | B12 | 200 | 3000 | 0 | 66.04 | 61.96 | 9 | 0
2040 | TVA_Transmission_2_ENT | TVA_Transmission | ENT | Internal | Shoulder | B13 | 600 | 3000 | 0 | 61.95 | 61.96 | 9 | 0
2040 | TVA_Transmission_2_ENT | TVA_Transmission | ENT | Internal | Shoulder | B14 | 900 | 3000 | 0 | 61.31 | 61.51 | 9 | 0
2040 | TVA_Transmission_2_ENT | TVA_Transmission | ENT | Internal | Shoulder | B15 | 1203 | 3000 | 0 | 55.76 | 59.46 | 9 | 0
2040 | TVA_Transmission_2_ENT | TVA_Transmission | ENT | Internal | Summer | B1 | 10 | 3000 | 0 | 105.67 | 98.63 | 9 | 0
2040 | TVA_Transmission_2_ENT | TVA_Transmission | ENT | Internal | Summer | B2 | 25 | 3000 | 0 | 101.56 | 94.52 | 9 | 0
2040 | TVA_Transmission_2_ENT | TVA_Transmission | ENT | Internal | Summer | B3 | 75 | 3000 | 0 | 96.44 | 94.52 | 9 | 0
2040 | TVA_Transmission_2_ENT | TVA_Transmission | ENT | Internal | Summer | B4 | 100 | 3000 | 0 | 95.92 | 92.52 | 9 | 0
2040 | TVA_Transmission_2_ENT | TVA_Transmission | ENT | Internal | Summer | B5 | 200 | 3000 | 0 | 92.87 | 88.11 | 9 | 0
2040 | TVA_Transmission_2_ENT | TVA_Transmission | ENT | Internal | Summer | B6 | 300 | 3000 | 0 | 74.16 | 78.16 | 9 | 0
2040 | TVA_Transmission_2_ENT | TVA_Transmission | ENT | Internal | Summer | B7 | 400 | 3000 | 0 | 60.79 | 60.6 | 9 | 0
2040 | TVA_Transmission_2_ENT | TVA_Transmission | ENT | Internal | Summer | B8 | 500 | 3000 | 0 | 59.34 | 60 | 9 | 0
2040 | TVA_Transmission_2_ENT | TVA_Transmission | ENT | Internal | Summer | B9 | 800 | 3000 | 0 | 54.69 | 58.02 | 9 | 0
2040 | TVA_Transmission_2_ENT | TVA_Transmission | ENT | Internal | Summer | B10 | 1262 | 3000 | 0 | 48.61 | 52.76 | 9 | 0
2040 | TVA_Transmission_2_ENT | TVA_Transmission | ENT | Internal | Winter | B16 | 25 | 3000 | 0 | 80.36 | 76.29 | 9 | 0
2040 | TVA_Transmission_2_ENT | TVA_Transmission | ENT | Internal | Winter | B17 | 100 | 3000 | 0 | 67.06 | 66.07 | 9 | 0
2040 | TVA_Transmission_2_ENT | TVA_Transmission | ENT | Internal | Winter | B18 | 400 | 3000 | 0 | 64.47 | 66.07 | 9 | 0
2040 | TVA_Transmission_2_ENT | TVA_Transmission | ENT | Internal | Winter | B19 | 700 | 3000 | 0 | 63.29 | 65.29 | 9 | 0
2040 | TVA_Transmission_2_ENT | TVA_Transmission | ENT | Internal | Winter | B20 | 935 | 3000 | 0 | 54.05 | 57.96 | 9 | 0
2040 | TVA_Transmission_2_MISO_MO-IL | TVA_Transmission | MISO_MO-IL | Internal | Shoulder | B11 | 25 | 4000 | 0 | 86.77 | 82.77 | 9 | 0
2040 | TVA_Transmission_2_MISO_MO-IL | TVA_Transmission | MISO_MO-IL | Internal | Shoulder | B12 | 200 | 4000 | 0 | 66.04 | 61.2 | 9 | 0
2040 | TVA_Transmission_2_MISO_MO-IL | TVA_Transmission | MISO_MO-IL | Internal | Shoulder | B13 | 600 | 4000 | 0 | 61.95 | 58.26 | 9 | 0
2040 | TVA_Transmission_2_MISO_MO-IL | TVA_Transmission | MISO_MO-IL | Internal | Shoulder | B14 | 900 | 4000 | 0 | 61.31 | 54.8 | 9 | 0
2040 | TVA_Transmission_2_MISO_MO-IL | TVA_Transmission | MISO_MO-IL | Internal | Shoulder | B15 | 1203 | 4000 | 0 | 55.76 | 48.53 | 9 | 0
2040 | TVA_Transmission_2_MISO_MO-IL | TVA_Transmission | MISO_MO-IL | Internal | Summer | B1 | 10 | 4000 | 0 | 105.67 | 97.67 | 9 | 0
2040 | TVA_Transmission_2_MISO_MO-IL | TVA_Transmission | MISO_MO-IL | Internal | Summer | B2 | 25 | 4000 | 0 | 101.56 | 93.56 | 9 | 0
2040 | TVA_Transmission_2_MISO_MO-IL | TVA_Transmission | MISO_MO-IL | Internal | Summer | B3 | 75 | 4000 | 0 | 96.44 | 92.44 | 9 | 0
2040 | TVA_Transmission_2_MISO_MO-IL | TVA_Transmission | MISO_MO-IL | Internal | Summer | B4 | 100 | 4000 | 0 | 95.92 | 92.01 | 9 | 0
2040 | TVA_Transmission_2_MISO_MO-IL | TVA_Transmission | MISO_MO-IL | Internal | Summer | B5 | 200 | 4000 | 0 | 92.87 | 89.6 | 9 | 0
2040 | TVA_Transmission_2_MISO_MO-IL | TVA_Transmission | MISO_MO-IL | Internal | Summer | B6 | 300 | 4000 | 0 | 74.16 | 70.16 | 9 | 0
2040 | TVA_Transmission_2_MISO_MO-IL | TVA_Transmission | MISO_MO-IL | Internal | Summer | B7 | 400 | 4000 | 0 | 60.79 | 57.57 | 9 | 0
2040 | TVA_Transmission_2_MISO_MO-IL | TVA_Transmission | MISO_MO-IL | Internal | Summer | B8 | 500 | 4000 | 0 | 59.34 | 52.56 | 9 | 0
2040 | TVA_Transmission_2_MISO_MO-IL | TVA_Transmission | MISO_MO-IL | Internal | Summer | B9 | 800 | 4000 | 0 | 54.69 | 50.02 | 9 | 0
2040 | TVA_Transmission_2_MISO_MO-IL | TVA_Transmission | MISO_MO-IL | Internal | Summer | B10 | 1262 | 4000 | 0 | 48.61 | 42.42 | 9 | 0
2040 | TVA_Transmission_2_MISO_MO-IL | TVA_Transmission | MISO_MO-IL | Internal | Winter | B16 | 25 | 4000 | 0 | 80.36 | 72.36 | 9 | 0
2040 | TVA_Transmission_2_MISO_MO-IL | TVA_Transmission | MISO_MO-IL | Internal | Winter | B17 | 100 | 4000 | 0 | 67.06 | 59.06 | 9 | 0
2040 | TVA_Transmission_2_MISO_MO-IL | TVA_Transmission | MISO_MO-IL | Internal | Winter | B18 | 400 | 4000 | 0 | 64.47 | 60.83 | 9 | 0
2040 | TVA_Transmission_2_MISO_MO-IL | TVA_Transmission | MISO_MO-IL | Internal | Winter | B19 | 700 | 4000 | 0 | 63.29 | 58.13 | 9 | 0
2040 | TVA_Transmission_2_MISO_MO-IL | TVA_Transmission | MISO_MO-IL | Internal | Winter | B20 | 935 | 4000 | 0 | 54.05 | 46.05 | 9 | 0
2040 | TVA_Transmission_2_NonRTO_Midwest | TVA_Transmission | NonRTO_Midwest | Internal | Shoulder | B11 | 25 | 700 | 0 | 86.77 | 90.78 | 9 | 0
2040 | TVA_Transmission_2_NonRTO_Midwest | TVA_Transmission | NonRTO_Midwest | Internal | Shoulder | B12 | 200 | 700 | 0 | 66.04 | 73.2 | 9 | 0
2040 | TVA_Transmission_2_NonRTO_Midwest | TVA_Transmission | NonRTO_Midwest | Internal | Shoulder | B13 | 600 | 700 | 0 | 61.95 | 62.56 | 9 | 0
2040 | TVA_Transmission_2_NonRTO_Midwest | TVA_Transmission | NonRTO_Midwest | Internal | Shoulder | B14 | 900 | 700 | 0 | 61.31 | 55.58 | 9 | 0
2040 | TVA_Transmission_2_NonRTO_Midwest | TVA_Transmission | NonRTO_Midwest | Internal | Shoulder | B15 | 1203 | 700 | 0 | 55.76 | 47.76 | 9 | 0
2040 | TVA_Transmission_2_NonRTO_Midwest | TVA_Transmission | NonRTO_Midwest | Internal | Summer | B1 | 10 | 700 | 0 | 105.67 | 97.9 | 9 | 0
2040 | TVA_Transmission_2_NonRTO_Midwest | TVA_Transmission | NonRTO_Midwest | Internal | Summer | B2 | 25 | 700 | 0 | 101.56 | 97.9 | 9 | 0
2040 | TVA_Transmission_2_NonRTO_Midwest | TVA_Transmission | NonRTO_Midwest | Internal | Summer | B3 | 75 | 700 | 0 | 96.44 | 97.9 | 9 | 0
2040 | TVA_Transmission_2_NonRTO_Midwest | TVA_Transmission | NonRTO_Midwest | Internal | Summer | B4 | 100 | 700 | 0 | 95.92 | 97.9 | 9 | 0
2040 | TVA_Transmission_2_NonRTO_Midwest | TVA_Transmission | NonRTO_Midwest | Internal | Summer | B5 | 200 | 700 | 0 | 92.87 | 97.59 | 9 | 0
2040 | TVA_Transmission_2_NonRTO_Midwest | TVA_Transmission | NonRTO_Midwest | Internal | Summer | B6 | 300 | 700 | 0 | 74.16 | 78.15 | 9 | 0
2040 | TVA_Transmission_2_NonRTO_Midwest | TVA_Transmission | NonRTO_Midwest | Internal | Summer | B7 | 400 | 700 | 0 | 60.79 | 57.67 | 9 | 0
2040 | TVA_Transmission_2_NonRTO_Midwest | TVA_Transmission | NonRTO_Midwest | Internal | Summer | B8 | 500 | 700 | 0 | 59.34 | 53.96 | 9 | 0
2040 | TVA_Transmission_2_NonRTO_Midwest | TVA_Transmission | NonRTO_Midwest | Internal | Summer | B9 | 800 | 700 | 0 | 54.69 | 47.21 | 9 | 0
2040 | TVA_Transmission_2_NonRTO_Midwest | TVA_Transmission | NonRTO_Midwest | Internal | Summer | B10 | 1262 | 700 | 0 | 48.61 | 40.99 | 9 | 0
2040 | TVA_Transmission_2_NonRTO_Midwest | TVA_Transmission | NonRTO_Midwest | Internal | Winter | B16 | 25 | 700 | 0 | 80.36 | 86.42 | 9 | 0
2040 | TVA_Transmission_2_NonRTO_Midwest | TVA_Transmission | NonRTO_Midwest | Internal | Winter | B17 | 100 | 700 | 542.65 | 67.06 | 76.06 | 9 | 0
2040 | TVA_Transmission_2_NonRTO_Midwest | TVA_Transmission | NonRTO_Midwest | Internal | Winter | B18 | 400 | 700 | 0 | 64.47 | 62.61 | 9 | 0
2040 | TVA_Transmission_2_NonRTO_Midwest | TVA_Transmission | NonRTO_Midwest | Internal | Winter | B19 | 700 | 700 | 0 | 63.29 | 59.41 | 9 | 0
2040 | TVA_Transmission_2_NonRTO_Midwest | TVA_Transmission | NonRTO_Midwest | Internal | Winter | B20 | 935 | 700 | 0 | 54.05 | 46.05 | 9 | 0
2040 | TVA_Transmission_2_PJM_ROR | TVA_Transmission | PJM_ROR | Internal | Shoulder | B11 | 25 | 2000 | 0 | 86.77 | 80.77 | 9 | 0
2040 | TVA_Transmission_2_PJM_ROR | TVA_Transmission | PJM_ROR | Internal | Shoulder | B12 | 200 | 2000 | 0 | 66.04 | 63.2 | 9 | 0
2040 | TVA_Transmission_2_PJM_ROR | TVA_Transmission | PJM_ROR | Internal | Shoulder | B13 | 600 | 2000 | 0 | 61.95 | 57.77 | 9 | 0
2040 | TVA_Transmission_2_PJM_ROR | TVA_Transmission | PJM_ROR | Internal | Shoulder | B14 | 900 | 2000 | 0 | 61.31 | 56.26 | 9 | 0
2040 | TVA_Transmission_2_PJM_ROR | TVA_Transmission | PJM_ROR | Internal | Shoulder | B15 | 1203 | 2000 | 0 | 55.76 | 51.58 | 9 | 0
2040 | TVA_Transmission_2_PJM_ROR | TVA_Transmission | PJM_ROR | Internal | Summer | B1 | 10 | 2000 | 0 | 105.67 | 99.67 | 9 | 0
2040 | TVA_Transmission_2_PJM_ROR | TVA_Transmission | PJM_ROR | Internal | Summer | B2 | 25 | 2000 | 0 | 101.56 | 92.64 | 9 | 0
2040 | TVA_Transmission_2_PJM_ROR | TVA_Transmission | PJM_ROR | Internal | Summer | B3 | 75 | 2000 | 0 | 96.44 | 90.44 | 9 | 0
2040 | TVA_Transmission_2_PJM_ROR | TVA_Transmission | PJM_ROR | Internal | Summer | B4 | 100 | 2000 | 0 | 95.92 | 90.44 | 9 | 0
2040 | TVA_Transmission_2_PJM_ROR | TVA_Transmission | PJM_ROR | Internal | Summer | B5 | 200 | 2000 | 0 | 92.87 | 87.59 | 9 | 0
2040 | TVA_Transmission_2_PJM_ROR | TVA_Transmission | PJM_ROR | Internal | Summer | B6 | 300 | 2000 | 0 | 74.16 | 68.16 | 9 | 0
2040 | TVA_Transmission_2_PJM_ROR | TVA_Transmission | PJM_ROR | Internal | Summer | B7 | 400 | 2000 | 0 | 60.79 | 55.6 | 9 | 0
2040 | TVA_Transmission_2_PJM_ROR | TVA_Transmission | PJM_ROR | Internal | Summer | B8 | 500 | 2000 | 0 | 59.34 | 53.37 | 9 | 0
2040 | TVA_Transmission_2_PJM_ROR | TVA_Transmission | PJM_ROR | Internal | Summer | B9 | 800 | 2000 | 0 | 54.69 | 49.78 | 9 | 0
2040 | TVA_Transmission_2_PJM_ROR | TVA_Transmission | PJM_ROR | Internal | Summer | B10 | 1262 | 2000 | 0 | 48.61 | 49.34 | 9 | 0
2040 | TVA_Transmission_2_PJM_ROR | TVA_Transmission | PJM_ROR | Internal | Winter | B16 | 25 | 2000 | 0 | 80.36 | 76.43 | 9 | 0
2040 | TVA_Transmission_2_PJM_ROR | TVA_Transmission | PJM_ROR | Internal | Winter | B17 | 100 | 2000 | 0 | 67.06 | 70.06 | 9 | 0
2040 | TVA_Transmission_2_PJM_ROR | TVA_Transmission | PJM_ROR | Internal | Winter | B18 | 400 | 2000 | 0 | 64.47 | 62.83 | 9 | 0
2040 | TVA_Transmission_2_PJM_ROR | TVA_Transmission | PJM_ROR | Internal | Winter | B19 | 700 | 2000 | 0 | 63.29 | 60.13 | 9 | 0
2040 | TVA_Transmission_2_PJM_ROR | TVA_Transmission | PJM_ROR | Internal | Winter | B20 | 935 | 2000 | 0 | 54.05 | 55.54 | 9 | 0
2040 | TVA_Transmission_2_SOCO | TVA_Transmission | SOCO | Internal | Shoulder | B11 | 25 | 3200 | 8.91 | 86.77 | 95.77 | 9 | 0
2040 | TVA_Transmission_2_SOCO | TVA_Transmission | SOCO | Internal | Shoulder | B12 | 200 | 3200 | 0 | 66.04 | 61.82 | 9 | 0
2040 | TVA_Transmission_2_SOCO | TVA_Transmission | SOCO | Internal | Shoulder | B13 | 600 | 3200 | 0 | 61.95 | 61.82 | 9 | 0
2040 | TVA_Transmission_2_SOCO | TVA_Transmission | SOCO | Internal | Shoulder | B14 | 900 | 3200 | 0 | 61.31 | 61.82 | 9 | 0
2040 | TVA_Transmission_2_SOCO | TVA_Transmission | SOCO | Internal | Shoulder | B15 | 1203 | 3200 | 0 | 55.76 | 61.82 | 9 | 0
2040 | TVA_Transmission_2_SOCO | TVA_Transmission | SOCO | Internal | Summer | B1 | 10 | 3200 | 0 | 105.67 | 106.63 | 9 | 0
2040 | TVA_Transmission_2_SOCO | TVA_Transmission | SOCO | Internal | Summer | B2 | 25 | 3200 | 0 | 101.56 | 102.52 | 9 | 0
2040 | TVA_Transmission_2_SOCO | TVA_Transmission | SOCO | Internal | Summer | B3 | 75 | 3200 | 0 | 96.44 | 102.52 | 9 | 0
2040 | TVA_Transmission_2_SOCO | TVA_Transmission | SOCO | Internal | Summer | B4 | 100 | 3200 | 0 | 95.92 | 100.52 | 9 | 0
2040 | TVA_Transmission_2_SOCO | TVA_Transmission | SOCO | Internal | Summer | B5 | 200 | 3200 | 0 | 92.87 | 100.52 | 9 | 0
2040 | TVA_Transmission_2_SOCO | TVA_Transmission | SOCO | Internal | Summer | B6 | 300 | 3200 | 415.05 | 74.16 | 83.16 | 9 | 0
2040 | TVA_Transmission_2_SOCO | TVA_Transmission | SOCO | Internal | Summer | B7 | 400 | 3200 | 0 | 60.79 | 68.6 | 9 | 0
2040 | TVA_Transmission_2_SOCO | TVA_Transmission | SOCO | Internal | Summer | B8 | 500 | 3200 | 0 | 59.34 | 60.21 | 9 | 0
2040 | TVA_Transmission_2_SOCO | TVA_Transmission | SOCO | Internal | Summer | B9 | 800 | 3200 | 0 | 54.69 | 60.21 | 9 | 0
2040 | TVA_Transmission_2_SOCO | TVA_Transmission | SOCO | Internal | Summer | B10 | 1262 | 3200 | 0 | 48.61 | 55.74 | 9 | 0
2040 | TVA_Transmission_2_SOCO | TVA_Transmission | SOCO | Internal | Winter | B16 | 25 | 3200 | 311.51 | 80.36 | 89.36 | 9 | 0
2040 | TVA_Transmission_2_SOCO | TVA_Transmission | SOCO | Internal | Winter | B17 | 100 | 3200 | 0 | 67.06 | 65.8 | 9 | 0
2040 | TVA_Transmission_2_SOCO | TVA_Transmission | SOCO | Internal | Winter | B18 | 400 | 3200 | 0 | 64.47 | 65.5 | 9 | 0
2040 | TVA_Transmission_2_SOCO | TVA_Transmission | SOCO | Internal | Winter | B19 | 700 | 3200 | 0 | 63.29 | 65.5 | 9 | 0
2040 | TVA_Transmission_2_SOCO | TVA_Transmission | SOCO | Internal | Winter | B20 | 935 | 3200 | 0 | 54.05 | 59.84 | 9 | 0
2040 | TVA_Transmission_2_TVA | TVA_Transmission | TVA | Internal | Shoulder | B11 | 25 | 99999 | 0 | 86.77 | 76.73 | 0.01 | 0
2040 | TVA_Transmission_2_TVA | TVA_Transmission | TVA | Internal | Shoulder | B12 | 200 | 99999 | 0 | 66.04 | 60.87 | 0.01 | 0
2040 | TVA_Transmission_2_TVA | TVA_Transmission | TVA | Internal | Shoulder | B13 | 600 | 99999 | 0 | 61.95 | 60.87 | 0.01 | 0
2040 | TVA_Transmission_2_TVA | TVA_Transmission | TVA | Internal | Shoulder | B14 | 900 | 99999 | 0 | 61.31 | 60.87 | 0.01 | 0
2040 | TVA_Transmission_2_TVA | TVA_Transmission | TVA | Internal | Shoulder | B15 | 1203 | 99999 | 298.53 | 55.76 | 55.77 | 0.01 | 0
2040 | TVA_Transmission_2_TVA | TVA_Transmission | TVA | Internal | Summer | B1 | 10 | 99999 | 1692.75 | 105.67 | 105.68 | 0.01 | 0
2040 | TVA_Transmission_2_TVA | TVA_Transmission | TVA | Internal | Summer | B2 | 25 | 99999 | 2600.91 | 101.56 | 101.57 | 0.01 | 0
2040 | TVA_Transmission_2_TVA | TVA_Transmission | TVA | Internal | Summer | B3 | 75 | 99999 | 770.45 | 96.44 | 96.45 | 0.01 | 0
2040 | TVA_Transmission_2_TVA | TVA_Transmission | TVA | Internal | Summer | B4 | 100 | 99999 | 0 | 95.92 | 95.44 | 0.01 | 0
2040 | TVA_Transmission_2_TVA | TVA_Transmission | TVA | Internal | Summer | B5 | 200 | 99999 | 0 | 92.87 | 91.52 | 0.01 | 0
2040 | TVA_Transmission_2_TVA | TVA_Transmission | TVA | Internal | Summer | B6 | 300 | 99999 | 0 | 74.16 | 66.6 | 0.01 | 0
2040 | TVA_Transmission_2_TVA | TVA_Transmission | TVA | Internal | Summer | B7 | 400 | 99999 | 0 | 60.79 | 59.33 | 0.01 | 0
2040 | TVA_Transmission_2_TVA | TVA_Transmission | TVA | Internal | Summer | B8 | 500 | 99999 | 0.03 | 59.34 | 59.33 | 0.01 | 0
2040 | TVA_Transmission_2_TVA | TVA_Transmission | TVA | Internal | Summer | B9 | 800 | 99999 | 0 | 54.69 | 54.33 | 0.01 | 0
2040 | TVA_Transmission_2_TVA | TVA_Transmission | TVA | Internal | Summer | B10 | 1262 | 99999 | 0 | 48.61 | 48.17 | 0.01 | 0
2040 | TVA_Transmission_2_TVA | TVA_Transmission | TVA | Internal | Winter | B16 | 25 | 99999 | 1.28 | 80.36 | 80.36 | 0.01 | 0
2040 | TVA_Transmission_2_TVA | TVA_Transmission | TVA | Internal | Winter | B17 | 100 | 99999 | 26.91 | 67.06 | 67.07 | 0.01 | 0
2040 | TVA_Transmission_2_TVA | TVA_Transmission | TVA | Internal | Winter | B18 | 400 | 99999 | 0 | 64.47 | 61.8 | 0.01 | 0
2040 | TVA_Transmission_2_TVA | TVA_Transmission | TVA | Internal | Winter | B19 | 700 | 99999 | 0 | 63.29 | 61.8 | 0.01 | 0
2040 | TVA_Transmission_2_TVA | TVA_Transmission | TVA | Internal | Winter | B20 | 935 | 99999 | 2311.98 | 54.05 | 54.06 | 0.01 | 0
2040 | TVA_Transmission_2_VACAR | TVA_Transmission | VACAR | Internal | Shoulder | B11 | 25 | 900 | 0 | 86.77 | 88.77 | 9 | 0
2040 | TVA_Transmission_2_VACAR | TVA_Transmission | VACAR | Internal | Shoulder | B12 | 200 | 900 | 0 | 66.04 | 69.2 | 9 | 0
2040 | TVA_Transmission_2_VACAR | TVA_Transmission | VACAR | Internal | Shoulder | B13 | 600 | 900 | 0 | 61.95 | 57.65 | 9 | 0
2040 | TVA_Transmission_2_VACAR | TVA_Transmission | VACAR | Internal | Shoulder | B14 | 900 | 900 | 0 | 61.31 | 57.65 | 9 | 0
2040 | TVA_Transmission_2_VACAR | TVA_Transmission | VACAR | Internal | Shoulder | B15 | 1203 | 900 | 0 | 55.76 | 57.65 | 9 | 0
2040 | TVA_Transmission_2_VACAR | TVA_Transmission | VACAR | Internal | Summer | B1 | 10 | 900 | 0 | 105.67 | 105.67 | 9 | 0
2040 | TVA_Transmission_2_VACAR | TVA_Transmission | VACAR | Internal | Summer | B2 | 25 | 900 | 0 | 101.56 | 99.6 | 9 | 0
2040 | TVA_Transmission_2_VACAR | TVA_Transmission | VACAR | Internal | Summer | B3 | 75 | 900 | 0 | 96.44 | 99.6 | 9 | 0
2040 | TVA_Transmission_2_VACAR | TVA_Transmission | VACAR | Internal | Summer | B4 | 100 | 900 | 0 | 95.92 | 97.15 | 9 | 0
2040 | TVA_Transmission_2_VACAR | TVA_Transmission | VACAR | Internal | Summer | B5 | 200 | 900 | 0 | 92.87 | 97.15 | 9 | 0
2040 | TVA_Transmission_2_VACAR | TVA_Transmission | VACAR | Internal | Summer | B6 | 300 | 900 | 0 | 74.16 | 76.16 | 9 | 0
2040 | TVA_Transmission_2_VACAR | TVA_Transmission | VACAR | Internal | Summer | B7 | 400 | 900 | 0 | 60.79 | 61.6 | 9 | 0
2040 | TVA_Transmission_2_VACAR | TVA_Transmission | VACAR | Internal | Summer | B8 | 500 | 900 | 0 | 59.34 | 59.32 | 9 | 0
2040 | TVA_Transmission_2_VACAR | TVA_Transmission | VACAR | Internal | Summer | B9 | 800 | 900 | 0 | 54.69 | 55.34 | 9 | 0
2040 | TVA_Transmission_2_VACAR | TVA_Transmission | VACAR | Internal | Summer | B10 | 1262 | 900 | 0 | 48.61 | 55.34 | 9 | 0
2040 | TVA_Transmission_2_VACAR | TVA_Transmission | VACAR | Internal | Winter | B16 | 25 | 900 | 900 | 80.36 | 99.36 | 9 | 10
2040 | TVA_Transmission_2_VACAR | TVA_Transmission | VACAR | Internal | Winter | B17 | 100 | 900 | 90.12 | 67.06 | 76.06 | 9 | 0
2040 | TVA_Transmission_2_VACAR | TVA_Transmission | VACAR | Internal | Winter | B18 | 400 | 900 | 0 | 64.47 | 63.22 | 9 | 0
2040 | TVA_Transmission_2_VACAR | TVA_Transmission | VACAR | Internal | Winter | B19 | 700 | 900 | 0 | 63.29 | 63.05 | 9 | 0
2040 | TVA_Transmission_2_VACAR | TVA_Transmission | VACAR | Internal | Winter | B20 | 935 | 900 | 15.04 | 54.05 | 63.05 | 9 | 0
2040 | VACAR_2_PJM_ROR | VACAR | PJM_ROR | Internal | Shoulder | B11 | 25 | 2000 | 0 | 88.77 | 80.77 | 7 | 0
2040 | VACAR_2_PJM_ROR | VACAR | PJM_ROR | Internal | Shoulder | B12 | 200 | 2000 | 0 | 69.2 | 63.2 | 7 | 0
2040 | VACAR_2_PJM_ROR | VACAR | PJM_ROR | Internal | Shoulder | B13 | 600 | 2000 | 0 | 57.65 | 57.77 | 7 | 0
2040 | VACAR_2_PJM_ROR | VACAR | PJM_ROR | Internal | Shoulder | B14 | 900 | 2000 | 0 | 57.65 | 56.26 | 7 | 0
2040 | VACAR_2_PJM_ROR | VACAR | PJM_ROR | Internal | Shoulder | B15 | 1203 | 2000 | 0 | 57.65 | 51.58 | 7 | 0
2040 | VACAR_2_PJM_ROR | VACAR | PJM_ROR | Internal | Summer | B1 | 10 | 2000 | 0 | 105.67 | 99.67 | 7 | 0
2040 | VACAR_2_PJM_ROR | VACAR | PJM_ROR | Internal | Summer | B2 | 25 | 2000 | 0 | 99.6 | 92.64 | 7 | 0
2040 | VACAR_2_PJM_ROR | VACAR | PJM_ROR | Internal | Summer | B3 | 75 | 2000 | 0 | 99.6 | 90.44 | 7 | 0
2040 | VACAR_2_PJM_ROR | VACAR | PJM_ROR | Internal | Summer | B4 | 100 | 2000 | 0 | 97.15 | 90.44 | 7 | 0
2040 | VACAR_2_PJM_ROR | VACAR | PJM_ROR | Internal | Summer | B5 | 200 | 2000 | 0 | 97.15 | 87.59 | 7 | 0
2040 | VACAR_2_PJM_ROR | VACAR | PJM_ROR | Internal | Summer | B6 | 300 | 2000 | 0 | 76.16 | 68.16 | 7 | 0
2040 | VACAR_2_PJM_ROR | VACAR | PJM_ROR | Internal | Summer | B7 | 400 | 2000 | 0 | 61.6 | 55.6 | 7 | 0
2040 | VACAR_2_PJM_ROR | VACAR | PJM_ROR | Internal | Summer | B8 | 500 | 2000 | 0 | 59.32 | 53.37 | 7 | 0
2040 | VACAR_2_PJM_ROR | VACAR | PJM_ROR | Internal | Summer | B9 | 800 | 2000 | 0 | 55.34 | 49.78 | 7 | 0
2040 | VACAR_2_PJM_ROR | VACAR | PJM_ROR | Internal | Summer | B10 | 1262 | 2000 | 0 | 55.34 | 49.34 | 7 | 0
2040 | VACAR_2_PJM_ROR | VACAR | PJM_ROR | Internal | Winter | B16 | 25 | 2000 | 0 | 99.36 | 76.43 | 7 | 0
2040 | VACAR_2_PJM_ROR | VACAR | PJM_ROR | Internal | Winter | B17 | 100 | 2000 | 0 | 76.06 | 70.06 | 7 | 0
2040 | VACAR_2_PJM_ROR | VACAR | PJM_ROR | Internal | Winter | B18 | 400 | 2000 | 0 | 63.22 | 62.83 | 7 | 0
2040 | VACAR_2_PJM_ROR | VACAR | PJM_ROR | Internal | Winter | B19 | 700 | 2000 | 0 | 63.05 | 60.13 | 7 | 0
2040 | VACAR_2_PJM_ROR | VACAR | PJM_ROR | Internal | Winter | B20 | 935 | 2000 | 0 | 63.05 | 55.54 | 7 | 0
2040 | VACAR_2_SOCO | VACAR | SOCO | Internal | Shoulder | B11 | 25 | 3000 | 2966.98 | 88.77 | 95.77 | 7 | 0
2040 | VACAR_2_SOCO | VACAR | SOCO | Internal | Shoulder | B12 | 200 | 3000 | 0 | 69.2 | 61.82 | 7 | 0
2040 | VACAR_2_SOCO | VACAR | SOCO | Internal | Shoulder | B13 | 600 | 3000 | 0 | 57.65 | 61.82 | 7 | 0
2040 | VACAR_2_SOCO | VACAR | SOCO | Internal | Shoulder | B14 | 900 | 3000 | 0 | 57.65 | 61.82 | 7 | 0
2040 | VACAR_2_SOCO | VACAR | SOCO | Internal | Shoulder | B15 | 1203 | 3000 | 0 | 57.65 | 61.82 | 7 | 0
2040 | VACAR_2_SOCO | VACAR | SOCO | Internal | Summer | B1 | 10 | 3000 | 0 | 105.67 | 106.63 | 7 | 0
2040 | VACAR_2_SOCO | VACAR | SOCO | Internal | Summer | B2 | 25 | 3000 | 0 | 99.6 | 102.52 | 7 | 0
2040 | VACAR_2_SOCO | VACAR | SOCO | Internal | Summer | B3 | 75 | 3000 | 0 | 99.6 | 102.52 | 7 | 0
2040 | VACAR_2_SOCO | VACAR | SOCO | Internal | Summer | B4 | 100 | 3000 | 0 | 97.15 | 100.52 | 7 | 0
2040 | VACAR_2_SOCO | VACAR | SOCO | Internal | Summer | B5 | 200 | 3000 | 0 | 97.15 | 100.52 | 7 | 0
2040 | VACAR_2_SOCO | VACAR | SOCO | Internal | Summer | B6 | 300 | 3000 | 2112.08 | 76.16 | 83.16 | 7 | 0
2040 | VACAR_2_SOCO | VACAR | SOCO | Internal | Summer | B7 | 400 | 3000 | 478.28 | 61.6 | 68.6 | 7 | 0
2040 | VACAR_2_SOCO | VACAR | SOCO | Internal | Summer | B8 | 500 | 3000 | 0 | 59.32 | 60.21 | 7 | 0
2040 | VACAR_2_SOCO | VACAR | SOCO | Internal | Summer | B9 | 800 | 3000 | 0 | 55.34 | 60.21 | 7 | 0
2040 | VACAR_2_SOCO | VACAR | SOCO | Internal | Summer | B10 | 1262 | 3000 | 0 | 55.34 | 55.74 | 7 | 0
2040 | VACAR_2_SOCO | VACAR | SOCO | Internal | Winter | B16 | 25 | 3000 | 0 | 99.36 | 89.36 | 7 | 0
2040 | VACAR_2_SOCO | VACAR | SOCO | Internal | Winter | B17 | 100 | 3000 | 0 | 76.06 | 65.8 | 7 | 0
2040 | VACAR_2_SOCO | VACAR | SOCO | Internal | Winter | B18 | 400 | 3000 | 0 | 63.22 | 65.5 | 7 | 0
2040 | VACAR_2_SOCO | VACAR | SOCO | Internal | Winter | B19 | 700 | 3000 | 0 | 63.05 | 65.5 | 7 | 0
2040 | VACAR_2_SOCO | VACAR | SOCO | Internal | Winter | B20 | 935 | 3000 | 0 | 63.05 | 59.84 | 7 | 0
2040 | VACAR_2_TVA_Transmission | VACAR | TVA_Transmission | Internal | Shoulder | B11 | 25 | 900 | 0 | 88.77 | 86.77 | 7 | 0
2040 | VACAR_2_TVA_Transmission | VACAR | TVA_Transmission | Internal | Shoulder | B12 | 200 | 900 | 0 | 69.2 | 66.04 | 7 | 0
2040 | VACAR_2_TVA_Transmission | VACAR | TVA_Transmission | Internal | Shoulder | B13 | 600 | 900 | 0 | 57.65 | 61.95 | 7 | 0
2040 | VACAR_2_TVA_Transmission | VACAR | TVA_Transmission | Internal | Shoulder | B14 | 900 | 900 | 0 | 57.65 | 61.31 | 7 | 0
2040 | VACAR_2_TVA_Transmission | VACAR | TVA_Transmission | Internal | Shoulder | B15 | 1203 | 900 | 0 | 57.65 | 55.76 | 7 | 0
2040 | VACAR_2_TVA_Transmission | VACAR | TVA_Transmission | Internal | Summer | B1 | 10 | 900 | 0 | 105.67 | 105.67 | 7 | 0
2040 | VACAR_2_TVA_Transmission | VACAR | TVA_Transmission | Internal | Summer | B2 | 25 | 900 | 0 | 99.6 | 101.56 | 7 | 0
2040 | VACAR_2_TVA_Transmission | VACAR | TVA_Transmission | Internal | Summer | B3 | 75 | 900 | 0 | 99.6 | 96.44 | 7 | 0
2040 | VACAR_2_TVA_Transmission | VACAR | TVA_Transmission | Internal | Summer | B4 | 100 | 900 | 0 | 97.15 | 95.92 | 7 | 0
2040 | VACAR_2_TVA_Transmission | VACAR | TVA_Transmission | Internal | Summer | B5 | 200 | 900 | 0 | 97.15 | 92.87 | 7 | 0
2040 | VACAR_2_TVA_Transmission | VACAR | TVA_Transmission | Internal | Summer | B6 | 300 | 900 | 0 | 76.16 | 74.16 | 7 | 0
2040 | VACAR_2_TVA_Transmission | VACAR | TVA_Transmission | Internal | Summer | B7 | 400 | 900 | 0 | 61.6 | 60.79 | 7 | 0
2040 | VACAR_2_TVA_Transmission | VACAR | TVA_Transmission | Internal | Summer | B8 | 500 | 900 | 0 | 59.32 | 59.34 | 7 | 0
2040 | VACAR_2_TVA_Transmission | VACAR | TVA_Transmission | Internal | Summer | B9 | 800 | 900 | 0 | 55.34 | 54.69 | 7 | 0
2040 | VACAR_2_TVA_Transmission | VACAR | TVA_Transmission | Internal | Summer | B10 | 1262 | 900 | 0 | 55.34 | 48.61 | 7 | 0
2040 | VACAR_2_TVA_Transmission | VACAR | TVA_Transmission | Internal | Winter | B16 | 25 | 900 | 0 | 99.36 | 80.36 | 7 | 0
2040 | VACAR_2_TVA_Transmission | VACAR | TVA_Transmission | Internal | Winter | B17 | 100 | 900 | 0 | 76.06 | 67.06 | 7 | 0
2040 | VACAR_2_TVA_Transmission | VACAR | TVA_Transmission | Internal | Winter | B18 | 400 | 900 | 0 | 63.22 | 64.47 | 7 | 0
2040 | VACAR_2_TVA_Transmission | VACAR | TVA_Transmission | Internal | Winter | B19 | 700 | 900 | 0 | 63.05 | 63.29 | 7 | 0
2040 | VACAR_2_TVA_Transmission | VACAR | TVA_Transmission | Internal | Winter | B20 | 935 | 900 | 0 | 63.05 | 54.05 | 7 | 0
2015 | AZ_NM_SNV_Coal_2_SPP_S | AZ_NM_SNV_Coal | SPP_S | External | Shoulder | B11 | 25 | 400 | 400 | 37.02 | 52.2 | 8.17 | 7.02
2015 | AZ_NM_SNV_Coal_2_SPP_S | AZ_NM_SNV_Coal | SPP_S | External | Shoulder | B12 | 200 | 400 | 0 | 37.01 | 39.1 | 8.17 | 0
2015 | AZ_NM_SNV_Coal_2_SPP_S | AZ_NM_SNV_Coal | SPP_S | External | Shoulder | B13 | 600 | 400 | 0 | 37 | 37.62 | 8.17 | 0
2015 | AZ_NM_SNV_Coal_2_SPP_S | AZ_NM_SNV_Coal | SPP_S | External | Shoulder | B14 | 900 | 400 | 0 | 37 | 36.35 | 8.17 | 0
2015 | AZ_NM_SNV_Coal_2_SPP_S | AZ_NM_SNV_Coal | SPP_S | External | Shoulder | B15 | 1203 | 400 | 0 | 37 | 36.31 | 8.17 | 0
2015 | AZ_NM_SNV_Coal_2_SPP_S | AZ_NM_SNV_Coal | SPP_S | External | Summer | B1 | 10 | 400 | 0 | 54.72 | 58.75 | 8.17 | 0
2015 | AZ_NM_SNV_Coal_2_SPP_S | AZ_NM_SNV_Coal | SPP_S | External | Summer | B2 | 25 | 400 | 0 | 54.72 | 58.75 | 8.17 | 0
2015 | AZ_NM_SNV_Coal_2_SPP_S | AZ_NM_SNV_Coal | SPP_S | External | Summer | B3 | 75 | 400 | 0 | 54.72 | 51.92 | 8.17 | 0
2015 | AZ_NM_SNV_Coal_2_SPP_S | AZ_NM_SNV_Coal | SPP_S | External | Summer | B4 | 100 | 400 | 0 | 45.16 | 50.82 | 8.17 | 0
2015 | AZ_NM_SNV_Coal_2_SPP_S | AZ_NM_SNV_Coal | SPP_S | External | Summer | B5 | 200 | 400 | 0.5 | 42.24 | 50.41 | 8.17 | 0
2015 | AZ_NM_SNV_Coal_2_SPP_S | AZ_NM_SNV_Coal | SPP_S | External | Summer | B6 | 300 | 400 | 400 | 39.53 | 49.11 | 8.17 | 1.42
2015 | AZ_NM_SNV_Coal_2_SPP_S | AZ_NM_SNV_Coal | SPP_S | External | Summer | B7 | 400 | 400 | 0 | 37.02 | 42.93 | 8.17 | 0
2015 | AZ_NM_SNV_Coal_2_SPP_S | AZ_NM_SNV_Coal | SPP_S | External | Summer | B8 | 500 | 400 | 0 | 37.02 | 36.71 | 8.17 | 0
2015 | AZ_NM_SNV_Coal_2_SPP_S | AZ_NM_SNV_Coal | SPP_S | External | Summer | B9 | 800 | 400 | 0 | 37 | 35.13 | 8.17 | 0
2015 | AZ_NM_SNV_Coal_2_SPP_S | AZ_NM_SNV_Coal | SPP_S | External | Summer | B10 | 1262 | 400 | 0 | 35.88 | 35.05 | 8.17 | 0
2015 | AZ_NM_SNV_Coal_2_SPP_S | AZ_NM_SNV_Coal | SPP_S | External | Winter | B16 | 25 | 400 | 317.72 | 39.31 | 47.48 | 8.17 | 0
2015 | AZ_NM_SNV_Coal_2_SPP_S | AZ_NM_SNV_Coal | SPP_S | External | Winter | B17 | 100 | 400 | 0 | 39.3 | 39.42 | 8.17 | 0
2015 | AZ_NM_SNV_Coal_2_SPP_S | AZ_NM_SNV_Coal | SPP_S | External | Winter | B18 | 400 | 400 | 0 | 39.3 | 38.73 | 8.17 | 0
2015 | AZ_NM_SNV_Coal_2_SPP_S | AZ_NM_SNV_Coal | SPP_S | External | Winter | B19 | 700 | 400 | 0 | 39.3 | 38.64 | 8.17 | 0
2015 | AZ_NM_SNV_Coal_2_SPP_S | AZ_NM_SNV_Coal | SPP_S | External | Winter | B20 | 935 | 400 | 0 | 39.29 | 38.64 | 8.17 | 0
2015 | ERCOT_2_SPP_S | ERCOT | SPP_S | External | Shoulder | B11 | 25 | 800 | 0 | 52.82 | 52.2 | 8 | 0
2015 | ERCOT_2_SPP_S | ERCOT | SPP_S | External | Shoulder | B12 | 200 | 800 | 0 | 41.34 | 39.1 | 8 | 0
2015 | ERCOT_2_SPP_S | ERCOT | SPP_S | External | Shoulder | B13 | 600 | 800 | 0 | 38.55 | 37.62 | 8 | 0
2015 | ERCOT_2_SPP_S | ERCOT | SPP_S | External | Shoulder | B14 | 900 | 800 | 0 | 36.29 | 36.35 | 8 | 0
2015 | ERCOT_2_SPP_S | ERCOT | SPP_S | External | Shoulder | B15 | 1203 | 800 | 0 | 36.29 | 36.31 | 8 | 0
2015 | ERCOT_2_SPP_S | ERCOT | SPP_S | External | Summer | B1 | 10 | 800 | 0.02 | 51.3 | 58.75 | 8 | 0
2015 | ERCOT_2_SPP_S | ERCOT | SPP_S | External | Summer | B2 | 25 | 800 | 0 | 51.3 | 58.75 | 8 | 0
2015 | ERCOT_2_SPP_S | ERCOT | SPP_S | External | Summer | B3 | 75 | 800 | 0 | 51.3 | 51.92 | 8 | 0
2015 | ERCOT_2_SPP_S | ERCOT | SPP_S | External | Summer | B4 | 100 | 800 | 0 | 51.3 | 50.82 | 8 | 0
2015 | ERCOT_2_SPP_S | ERCOT | SPP_S | External | Summer | B5 | 200 | 800 | 0 | 51.3 | 50.41 | 8 | 0
2015 | ERCOT_2_SPP_S | ERCOT | SPP_S | External | Summer | B6 | 300 | 800 | 0 | 51.3 | 49.11 | 8 | 0
2015 | ERCOT_2_SPP_S | ERCOT | SPP_S | External | Summer | B7 | 400 | 800 | 0 | 51.3 | 42.93 | 8 | 0
2015 | ERCOT_2_SPP_S | ERCOT | SPP_S | External | Summer | B8 | 500 | 800 | 0 | 38.55 | 36.71 | 8 | 0
2015 | ERCOT_2_SPP_S | ERCOT | SPP_S | External | Summer | B9 | 800 | 800 | 0 | 36.34 | 35.13 | 8 | 0
2015 | ERCOT_2_SPP_S | ERCOT | SPP_S | External | Summer | B10 | 1262 | 800 | 0 | 35.27 | 35.05 | 8 | 0
2015 | ERCOT_2_SPP_S | ERCOT | SPP_S | External | Winter | B16 | 25 | 800 | 0 | 52.48 | 47.48 | 8 | 0
2015 | ERCOT_2_SPP_S | ERCOT | SPP_S | External | Winter | B17 | 100 | 800 | 0 | 41.82 | 39.42 | 8 | 0
2015 | ERCOT_2_SPP_S | ERCOT | SPP_S | External | Winter | B18 | 400 | 800 | 0 | 38.55 | 38.73 | 8 | 0
2015 | ERCOT_2_SPP_S | ERCOT | SPP_S | External | Winter | B19 | 700 | 800 | 0 | 38.39 | 38.64 | 8 | 0
2015 | ERCOT_2_SPP_S | ERCOT | SPP_S | External | Winter | B20 | 935 | 800 | 0 | 38.39 | 38.64 | 8 | 0
2015 | MAPP_US_2_RMPA | MAPP_US | RMPA | External | Shoulder | B11 | 25 | 200 | 0 | 39.51 | 38.16 | 8 | 0
2015 | MAPP_US_2_RMPA | MAPP_US | RMPA | External | Shoulder | B12 | 200 | 200 | 0 | 32.85 | 38.16 | 8 | 0
2015 | MAPP_US_2_RMPA | MAPP_US | RMPA | External | Shoulder | B13 | 600 | 200 | 0 | 30.28 | 38.16 | 8 | 0
2015 | MAPP_US_2_RMPA | MAPP_US | RMPA | External | Shoulder | B14 | 900 | 200 | 200 | 29.33 | 38.16 | 8 | 0.83
2015 | MAPP_US_2_RMPA | MAPP_US | RMPA | External | Shoulder | B15 | 1203 | 200 | 200 | 28.61 | 38.16 | 8 | 1.56
2015 | MAPP_US_2_RMPA | MAPP_US | RMPA | External | Summer | B1 | 10 | 200 | 0 | 52.37 | 57.71 | 8 | 0
2015 | MAPP_US_2_RMPA | MAPP_US | RMPA | External | Summer | B2 | 25 | 200 | 0 | 50.36 | 57.71 | 8 | 0
2015 | MAPP_US_2_RMPA | MAPP_US | RMPA | External | Summer | B3 | 75 | 200 | 0 | 50.36 | 57.71 | 8 | 0
2015 | MAPP_US_2_RMPA | MAPP_US | RMPA | External | Summer | B4 | 100 | 200 | 0 | 49.46 | 50.58 | 8 | 0
2015 | MAPP_US_2_RMPA | MAPP_US | RMPA | External | Summer | B5 | 200 | 200 | 0 | 45.81 | 44.82 | 8 | 0
2015 | MAPP_US_2_RMPA | MAPP_US | RMPA | External | Summer | B6 | 300 | 200 | 0 | 37.71 | 36.71 | 8 | 0
2015 | MAPP_US_2_RMPA | MAPP_US | RMPA | External | Summer | B7 | 400 | 200 | 0 | 28.91 | 36.71 | 8 | 0
2015 | MAPP_US_2_RMPA | MAPP_US | RMPA | External | Summer | B8 | 500 | 200 | 200 | 26.43 | 36.71 | 8 | 2.29
2015 | MAPP_US_2_RMPA | MAPP_US | RMPA | External | Summer | B9 | 800 | 200 | 200 | 26.43 | 36.71 | 8 | 2.29
2015 | MAPP_US_2_RMPA | MAPP_US | RMPA | External | Summer | B10 | 1262 | 200 | 200 | 25.06 | 36.71 | 8 | 3.66
2015 | MAPP_US_2_RMPA | MAPP_US | RMPA | External | Winter | B16 | 25 | 200 | 0.02 | 39.7 | 47.45 | 8 | 0
2015 | MAPP_US_2_RMPA | MAPP_US | RMPA | External | Winter | B17 | 100 | 200 | 0 | 34.54 | 40.91 | 8 | 0
2015 | MAPP_US_2_RMPA | MAPP_US | RMPA | External | Winter | B18 | 400 | 200 | 200 | 31.62 | 40.91 | 8 | 1.29
2015 | MAPP_US_2_RMPA | MAPP_US | RMPA | External | Winter | B19 | 700 | 200 | 200 | 31.62 | 40.91 | 8 | 1.29
2015 | MAPP_US_2_RMPA | MAPP_US | RMPA | External | Winter | B20 | 935 | 200 | 0 | 26.43 | 34.38 | 8 | 0
2015 | NE_2_RMPA | NE | RMPA | External | Shoulder | B11 | 25 | 310 | 0 | 46.51 | 38.16 | 5 | 0
2015 | NE_2_RMPA | NE | RMPA | External | Shoulder | B12 | 200 | 310 | 0 | 39.08 | 38.16 | 5 | 0
2015 | NE_2_RMPA | NE | RMPA | External | Shoulder | B13 | 600 | 310 | 0 | 37.28 | 38.16 | 5 | 0
2015 | NE_2_RMPA | NE | RMPA | External | Shoulder | B14 | 900 | 310 | 0 | 36.33 | 38.16 | 5 | 0
2015 | NE_2_RMPA | NE | RMPA | External | Shoulder | B15 | 1203 | 310 | 0 | 35.61 | 38.16 | 5 | 0
2015 | NE_2_RMPA | NE | RMPA | External | Summer | B1 | 10 | 310 | 0 | 58.75 | 57.71 | 5 | 0
2015 | NE_2_RMPA | NE | RMPA | External | Summer | B2 | 25 | 310 | 0 | 57.36 | 57.71 | 5 | 0
2015 | NE_2_RMPA | NE | RMPA | External | Summer | B3 | 75 | 310 | 0 | 57.36 | 57.71 | 5 | 0
2015 | NE_2_RMPA | NE | RMPA | External | Summer | B4 | 100 | 310 | 0 | 56.46 | 50.58 | 5 | 0
2015 | NE_2_RMPA | NE | RMPA | External | Summer | B5 | 200 | 310 | 0 | 52.81 | 44.82 | 5 | 0
2015 | NE_2_RMPA | NE | RMPA | External | Summer | B6 | 300 | 310 | 0 | 44.71 | 36.71 | 5 | 0
2015 | NE_2_RMPA | NE | RMPA | External | Summer | B7 | 400 | 310 | 0 | 35.91 | 36.71 | 5 | 0
2015 | NE_2_RMPA | NE | RMPA | External | Summer | B8 | 500 | 310 | 0 | 33.43 | 36.71 | 5 | 0
2015 | NE_2_RMPA | NE | RMPA | External | Summer | B9 | 800 | 310 | 0 | 33.43 | 36.71 | 5 | 0
2015 | NE_2_RMPA | NE | RMPA | External | Summer | B10 | 1262 | 310 | 0 | 31.91 | 36.71 | 5 | 0
2015 | NE_2_RMPA | NE | RMPA | External | Winter | B16 | 25 | 310 | 0 | 46.7 | 47.45 | 5 | 0
2015 | NE_2_RMPA | NE | RMPA | External | Winter | B17 | 100 | 310 | 0 | 39.4 | 40.91 | 5 | 0
2015 | NE_2_RMPA | NE | RMPA | External | Winter | B18 | 400 | 310 | 0 | 38.62 | 40.91 | 5 | 0
2015 | NE_2_RMPA | NE | RMPA | External | Winter | B19 | 700 | 310 | 0 | 38.62 | 40.91 | 5 | 0
2015 | NE_2_RMPA | NE | RMPA | External | Winter | B20 | 935 | 310 | 0 | 33.43 | 34.38 | 5 | 0
2015 | NWPP_Coal_2_MAPP_US | NWPP_Coal | MAPP_US | External | Shoulder | B11 | 25 | 150 | 0 | 36.99 | 39.51 | 8 | 0
2015 | NWPP_Coal_2_MAPP_US | NWPP_Coal | MAPP_US | External | Shoulder | B12 | 200 | 150 | 0 | 36.99 | 32.85 | 8 | 0
2015 | NWPP_Coal_2_MAPP_US | NWPP_Coal | MAPP_US | External | Shoulder | B13 | 600 | 150 | 0 | 36.99 | 30.28 | 8 | 0
2015 | NWPP_Coal_2_MAPP_US | NWPP_Coal | MAPP_US | External | Shoulder | B14 | 900 | 150 | 0 | 36.99 | 29.33 | 8 | 0
2015 | NWPP_Coal_2_MAPP_US | NWPP_Coal | MAPP_US | External | Shoulder | B15 | 1203 | 150 | 0 | 36.99 | 28.61 | 8 | 0
2015 | NWPP_Coal_2_MAPP_US | NWPP_Coal | MAPP_US | External | Summer | B1 | 10 | 150 | 150 | 36.99 | 52.37 | 8 | 7.37
2015 | NWPP_Coal_2_MAPP_US | NWPP_Coal | MAPP_US | External | Summer | B2 | 25 | 150 | 150 | 36.99 | 50.36 | 8 | 5.36
2015 | NWPP_Coal_2_MAPP_US | NWPP_Coal | MAPP_US | External | Summer | B3 | 75 | 150 | 150 | 36.99 | 50.36 | 8 | 5.36
2015 | NWPP_Coal_2_MAPP_US | NWPP_Coal | MAPP_US | External | Summer | B4 | 100 | 150 | 150 | 36.99 | 49.46 | 8 | 4.47
2015 | NWPP_Coal_2_MAPP_US | NWPP_Coal | MAPP_US | External | Summer | B5 | 200 | 150 | 150 | 36.99 | 45.81 | 8 | 0.82
2015 | NWPP_Coal_2_MAPP_US | NWPP_Coal | MAPP_US | External | Summer | B6 | 300 | 150 | 0 | 36.99 | 37.71 | 8 | 0
2015 | NWPP_Coal_2_MAPP_US | NWPP_Coal | MAPP_US | External | Summer | B7 | 400 | 150 | 0 | 36.99 | 28.91 | 8 | 0
2015 | NWPP_Coal_2_MAPP_US | NWPP_Coal | MAPP_US | External | Summer | B8 | 500 | 150 | 0 | 36.99 | 26.43 | 8 | 0
2015 | NWPP_Coal_2_MAPP_US | NWPP_Coal | MAPP_US | External | Summer | B9 | 800 | 150 | 0 | 36.99 | 26.43 | 8 | 0
2015 | NWPP_Coal_2_MAPP_US | NWPP_Coal | MAPP_US | External | Summer | B10 | 1262 | 150 | 0 | 36.99 | 25.06 | 8 | 0
2015 | NWPP_Coal_2_MAPP_US | NWPP_Coal | MAPP_US | External | Winter | B16 | 25 | 150 | 0 | 39.29 | 39.7 | 8 | 0
2015 | NWPP_Coal_2_MAPP_US | NWPP_Coal | MAPP_US | External | Winter | B17 | 100 | 150 | 0 | 39.29 | 34.54 | 8 | 0
2015 | NWPP_Coal_2_MAPP_US | NWPP_Coal | MAPP_US | External | Winter | B18 | 400 | 150 | 0 | 39.29 | 31.62 | 8 | 0
2015 | NWPP_Coal_2_MAPP_US | NWPP_Coal | MAPP_US | External | Winter | B19 | 700 | 150 | 0 | 39.29 | 31.62 | 8 | 0
2015 | NWPP_Coal_2_MAPP_US | NWPP_Coal | MAPP_US | External | Winter | B20 | 935 | 150 | 0 | 39.29 | 26.43 | 8 | 0
2015 | RMPA_2_MAPP_US | RMPA | MAPP_US | External | Shoulder | B11 | 25 | 200 | 0 | 38.16 | 39.51 | 8 | 0
2015 | RMPA_2_MAPP_US | RMPA | MAPP_US | External | Shoulder | B12 | 200 | 200 | 0 | 38.16 | 32.85 | 8 | 0
2015 | RMPA_2_MAPP_US | RMPA | MAPP_US | External | Shoulder | B13 | 600 | 200 | 0 | 38.16 | 30.28 | 8 | 0
2015 | RMPA_2_MAPP_US | RMPA | MAPP_US | External | Shoulder | B14 | 900 | 200 | 0 | 38.16 | 29.33 | 8 | 0
2015 | RMPA_2_MAPP_US | RMPA | MAPP_US | External | Shoulder | B15 | 1203 | 200 | 0 | 38.16 | 28.61 | 8 | 0
2015 | RMPA_2_MAPP_US | RMPA | MAPP_US | External | Summer | B1 | 10 | 200 | 0 | 57.71 | 52.37 | 8 | 0
2015 | RMPA_2_MAPP_US | RMPA | MAPP_US | External | Summer | B2 | 25 | 200 | 0 | 57.71 | 50.36 | 8 | 0
2015 | RMPA_2_MAPP_US | RMPA | MAPP_US | External | Summer | B3 | 75 | 200 | 0 | 57.71 | 50.36 | 8 | 0
2015 | RMPA_2_MAPP_US | RMPA | MAPP_US | External | Summer | B4 | 100 | 200 | 0 | 50.58 | 49.46 | 8 | 0
2015 | RMPA_2_MAPP_US | RMPA | MAPP_US | External | Summer | B5 | 200 | 200 | 0 | 44.82 | 45.81 | 8 | 0
2015 | RMPA_2_MAPP_US | RMPA | MAPP_US | External | Summer | B6 | 300 | 200 | 0 | 36.71 | 37.71 | 8 | 0
2015 | RMPA_2_MAPP_US | RMPA | MAPP_US | External | Summer | B7 | 400 | 200 | 0 | 36.71 | 28.91 | 8 | 0
2015 | RMPA_2_MAPP_US | RMPA | MAPP_US | External | Summer | B8 | 500 | 200 | 0 | 36.71 | 26.43 | 8 | 0
2015 | RMPA_2_MAPP_US | RMPA | MAPP_US | External | Summer | B9 | 800 | 200 | 0 | 36.71 | 26.43 | 8 | 0
2015 | RMPA_2_MAPP_US | RMPA | MAPP_US | External | Summer | B10 | 1262 | 200 | 0 | 36.71 | 25.06 | 8 | 0
2015 | RMPA_2_MAPP_US | RMPA | MAPP_US | External | Winter | B16 | 25 | 200 | 0 | 47.45 | 39.7 | 8 | 0
2015 | RMPA_2_MAPP_US | RMPA | MAPP_US | External | Winter | B17 | 100 | 200 | 0 | 40.91 | 34.54 | 8 | 0
2015 | RMPA_2_MAPP_US | RMPA | MAPP_US | External | Winter | B18 | 400 | 200 | 0 | 40.91 | 31.62 | 8 | 0
2015 | RMPA_2_MAPP_US | RMPA | MAPP_US | External | Winter | B19 | 700 | 200 | 0 | 40.91 | 31.62 | 8 | 0
2015 | RMPA_2_MAPP_US | RMPA | MAPP_US | External | Winter | B20 | 935 | 200 | 0 | 34.38 | 26.43 | 8 | 0
2015 | RMPA_2_NE | RMPA | NE | External | Shoulder | B11 | 25 | 310 | 309.99 | 38.16 | 46.51 | 8 | 0.34
2015 | RMPA_2_NE | RMPA | NE | External | Shoulder | B12 | 200 | 310 | 0 | 38.16 | 39.08 | 8 | 0
2015 | RMPA_2_NE | RMPA | NE | External | Shoulder | B13 | 600 | 310 | 0 | 38.16 | 37.28 | 8 | 0
2015 | RMPA_2_NE | RMPA | NE | External | Shoulder | B14 | 900 | 310 | 0 | 38.16 | 36.33 | 8 | 0
2015 | RMPA_2_NE | RMPA | NE | External | Shoulder | B15 | 1203 | 310 | 0 | 38.16 | 35.61 | 8 | 0
2015 | RMPA_2_NE | RMPA | NE | External | Summer | B1 | 10 | 310 | 0 | 57.71 | 58.75 | 8 | 0
2015 | RMPA_2_NE | RMPA | NE | External | Summer | B2 | 25 | 310 | 0 | 57.71 | 57.36 | 8 | 0
2015 | RMPA_2_NE | RMPA | NE | External | Summer | B3 | 75 | 310 | 0 | 57.71 | 57.36 | 8 | 0
2015 | RMPA_2_NE | RMPA | NE | External | Summer | B4 | 100 | 310 | 0 | 50.58 | 56.46 | 8 | 0
2015 | RMPA_2_NE | RMPA | NE | External | Summer | B5 | 200 | 310 | 0.04 | 44.82 | 52.81 | 8 | 0
2015 | RMPA_2_NE | RMPA | NE | External | Summer | B6 | 300 | 310 | 54.81 | 36.71 | 44.71 | 8 | 0
2015 | RMPA_2_NE | RMPA | NE | External | Summer | B7 | 400 | 310 | 0 | 36.71 | 35.91 | 8 | 0
2015 | RMPA_2_NE | RMPA | NE | External | Summer | B8 | 500 | 310 | 0 | 36.71 | 33.43 | 8 | 0
2015 | RMPA_2_NE | RMPA | NE | External | Summer | B9 | 800 | 310 | 0 | 36.71 | 33.43 | 8 | 0
2015 | RMPA_2_NE | RMPA | NE | External | Summer | B10 | 1262 | 310 | 0 | 36.71 | 31.91 | 8 | 0
2015 | RMPA_2_NE | RMPA | NE | External | Winter | B16 | 25 | 310 | 0 | 47.45 | 46.7 | 8 | 0
2015 | RMPA_2_NE | RMPA | NE | External | Winter | B17 | 100 | 310 | 0 | 40.91 | 39.4 | 8 | 0
2015 | RMPA_2_NE | RMPA | NE | External | Winter | B18 | 400 | 310 | 0 | 40.91 | 38.62 | 8 | 0
2015 | RMPA_2_NE | RMPA | NE | External | Winter | B19 | 700 | 310 | 0 | 40.91 | 38.62 | 8 | 0
2015 | RMPA_2_NE | RMPA | NE | External | Winter | B20 | 935 | 310 | 0 | 34.38 | 33.43 | 8 | 0
2015 | RMPA_2_SPP_N | RMPA | SPP_N | External | Shoulder | B11 | 25 | 210 | 210 | 38.16 | 53.51 | 8 | 7.34
2015 | RMPA_2_SPP_N | RMPA | SPP_N | External | Shoulder | B12 | 200 | 210 | 0 | 38.16 | 39.09 | 8 | 0
2015 | RMPA_2_SPP_N | RMPA | SPP_N | External | Shoulder | B13 | 600 | 210 | 0 | 38.16 | 37.6 | 8 | 0
2015 | RMPA_2_SPP_N | RMPA | SPP_N | External | Shoulder | B14 | 900 | 210 | 0 | 38.16 | 36.34 | 8 | 0
2015 | RMPA_2_SPP_N | RMPA | SPP_N | External | Shoulder | B15 | 1203 | 210 | 0 | 38.16 | 36.3 | 8 | 0
2015 | RMPA_2_SPP_N | RMPA | SPP_N | External | Summer | B1 | 10 | 210 | 0 | 57.71 | 58.76 | 8 | 0
2015 | RMPA_2_SPP_N | RMPA | SPP_N | External | Summer | B2 | 25 | 210 | 0 | 57.71 | 58.76 | 8 | 0
2015 | RMPA_2_SPP_N | RMPA | SPP_N | External | Summer | B3 | 75 | 210 | 0 | 57.71 | 58.76 | 8 | 0
2015 | RMPA_2_SPP_N | RMPA | SPP_N | External | Summer | B4 | 100 | 210 | 0 | 50.58 | 56.47 | 8 | 0
2015 | RMPA_2_SPP_N | RMPA | SPP_N | External | Summer | B5 | 200 | 210 | 24.53 | 44.82 | 52.82 | 8 | 0
2015 | RMPA_2_SPP_N | RMPA | SPP_N | External | Summer | B6 | 300 | 210 | 210 | 36.71 | 49.1 | 8 | 4.38
2015 | RMPA_2_SPP_N | RMPA | SPP_N | External | Summer | B7 | 400 | 210 | 0 | 36.71 | 42.91 | 8 | 0
2015 | RMPA_2_SPP_N | RMPA | SPP_N | External | Summer | B8 | 500 | 210 | 0 | 36.71 | 36.69 | 8 | 0
2015 | RMPA_2_SPP_N | RMPA | SPP_N | External | Summer | B9 | 800 | 210 | 0 | 36.71 | 35.12 | 8 | 0
2015 | RMPA_2_SPP_N | RMPA | SPP_N | External | Summer | B10 | 1262 | 210 | 0 | 36.71 | 34.55 | 8 | 0
2015 | RMPA_2_SPP_N | RMPA | SPP_N | External | Winter | B16 | 25 | 210 | 0 | 47.45 | 47.47 | 8 | 0
2015 | RMPA_2_SPP_N | RMPA | SPP_N | External | Winter | B17 | 100 | 210 | 0 | 40.91 | 39.41 | 8 | 0
2015 | RMPA_2_SPP_N | RMPA | SPP_N | External | Winter | B18 | 400 | 210 | 0 | 40.91 | 38.72 | 8 | 0
2015 | RMPA_2_SPP_N | RMPA | SPP_N | External | Winter | B19 | 700 | 210 | 0 | 40.91 | 38.63 | 8 | 0
2015 | RMPA_2_SPP_N | RMPA | SPP_N | External | Winter | B20 | 935 | 210 | 0 | 34.38 | 38.07 | 8 | 0
2015 | SPP_N_2_RMPA | SPP_N | RMPA | External | Shoulder | B11 | 25 | 210 | 0 | 53.51 | 38.16 | 5 | 0
2015 | SPP_N_2_RMPA | SPP_N | RMPA | External | Shoulder | B12 | 200 | 210 | 0 | 39.09 | 38.16 | 5 | 0
2015 | SPP_N_2_RMPA | SPP_N | RMPA | External | Shoulder | B13 | 600 | 210 | 0 | 37.6 | 38.16 | 5 | 0
2015 | SPP_N_2_RMPA | SPP_N | RMPA | External | Shoulder | B14 | 900 | 210 | 0 | 36.34 | 38.16 | 5 | 0
2015 | SPP_N_2_RMPA | SPP_N | RMPA | External | Shoulder | B15 | 1203 | 210 | 0 | 36.3 | 38.16 | 5 | 0
2015 | SPP_N_2_RMPA | SPP_N | RMPA | External | Summer | B1 | 10 | 210 | 0 | 58.76 | 57.71 | 5 | 0
2015 | SPP_N_2_RMPA | SPP_N | RMPA | External | Summer | B2 | 25 | 210 | 0 | 58.76 | 57.71 | 5 | 0
2015 | SPP_N_2_RMPA | SPP_N | RMPA | External | Summer | B3 | 75 | 210 | 0 | 58.76 | 57.71 | 5 | 0
2015 | SPP_N_2_RMPA | SPP_N | RMPA | External | Summer | B4 | 100 | 210 | 0 | 56.47 | 50.58 | 5 | 0
2015 | SPP_N_2_RMPA | SPP_N | RMPA | External | Summer | B5 | 200 | 210 | 0 | 52.82 | 44.82 | 5 | 0
2015 | SPP_N_2_RMPA | SPP_N | RMPA | External | Summer | B6 | 300 | 210 | 0 | 49.1 | 36.71 | 5 | 0
2015 | SPP_N_2_RMPA | SPP_N | RMPA | External | Summer | B7 | 400 | 210 | 0 | 42.91 | 36.71 | 5 | 0
2015 | SPP_N_2_RMPA | SPP_N | RMPA | External | Summer | B8 | 500 | 210 | 0 | 36.69 | 36.71 | 5 | 0
2015 | SPP_N_2_RMPA | SPP_N | RMPA | External | Summer | B9 | 800 | 210 | 0 | 35.12 | 36.71 | 5 | 0
2015 | SPP_N_2_RMPA | SPP_N | RMPA | External | Summer | B10 | 1262 | 210 | 0 | 34.55 | 36.71 | 5 | 0
2015 | SPP_N_2_RMPA | SPP_N | RMPA | External | Winter | B16 | 25 | 210 | 0 | 47.47 | 47.45 | 5 | 0
2015 | SPP_N_2_RMPA | SPP_N | RMPA | External | Winter | B17 | 100 | 210 | 0 | 39.41 | 40.91 | 5 | 0
2015 | SPP_N_2_RMPA | SPP_N | RMPA | External | Winter | B18 | 400 | 210 | 0 | 38.72 | 40.91 | 5 | 0
2015 | SPP_N_2_RMPA | SPP_N | RMPA | External | Winter | B19 | 700 | 210 | 0 | 38.63 | 40.91 | 5 | 0
2015 | SPP_N_2_RMPA | SPP_N | RMPA | External | Winter | B20 | 935 | 210 | 0 | 38.07 | 34.38 | 5 | 0
2015 | SPP_S_2_ERCOT | SPP_S | ERCOT | External | Shoulder | B11 | 25 | 800 | 0 | 52.2 | 52.82 | 5 | 0
2015 | SPP_S_2_ERCOT | SPP_S | ERCOT | External | Shoulder | B12 | 200 | 800 | 0 | 39.1 | 41.34 | 5 | 0
2015 | SPP_S_2_ERCOT | SPP_S | ERCOT | External | Shoulder | B13 | 600 | 800 | 0 | 37.62 | 38.55 | 5 | 0
2015 | SPP_S_2_ERCOT | SPP_S | ERCOT | External | Shoulder | B14 | 900 | 800 | 0 | 36.35 | 36.29 | 5 | 0
2015 | SPP_S_2_ERCOT | SPP_S | ERCOT | External | Shoulder | B15 | 1203 | 800 | 0 | 36.31 | 36.29 | 5 | 0
2015 | SPP_S_2_ERCOT | SPP_S | ERCOT | External | Summer | B1 | 10 | 800 | 0 | 58.75 | 51.3 | 5 | 0
2015 | SPP_S_2_ERCOT | SPP_S | ERCOT | External | Summer | B2 | 25 | 800 | 0 | 58.75 | 51.3 | 5 | 0
2015 | SPP_S_2_ERCOT | SPP_S | ERCOT | External | Summer | B3 | 75 | 800 | 0 | 51.92 | 51.3 | 5 | 0
2015 | SPP_S_2_ERCOT | SPP_S | ERCOT | External | Summer | B4 | 100 | 800 | 0 | 50.82 | 51.3 | 5 | 0
2015 | SPP_S_2_ERCOT | SPP_S | ERCOT | External | Summer | B5 | 200 | 800 | 0 | 50.41 | 51.3 | 5 | 0
2015 | SPP_S_2_ERCOT | SPP_S | ERCOT | External | Summer | B6 | 300 | 800 | 0 | 49.11 | 51.3 | 5 | 0
2015 | SPP_S_2_ERCOT | SPP_S | ERCOT | External | Summer | B7 | 400 | 800 | 800 | 42.93 | 51.3 | 5 | 3.38
2015 | SPP_S_2_ERCOT | SPP_S | ERCOT | External | Summer | B8 | 500 | 800 | 0 | 36.71 | 38.55 | 5 | 0
2015 | SPP_S_2_ERCOT | SPP_S | ERCOT | External | Summer | B9 | 800 | 800 | 0 | 35.13 | 36.34 | 5 | 0
2015 | SPP_S_2_ERCOT | SPP_S | ERCOT | External | Summer | B10 | 1262 | 800 | 0 | 35.05 | 35.27 | 5 | 0
2015 | SPP_S_2_ERCOT | SPP_S | ERCOT | External | Winter | B16 | 25 | 800 | 748.61 | 47.48 | 52.48 | 5 | 0
2015 | SPP_S_2_ERCOT | SPP_S | ERCOT | External | Winter | B17 | 100 | 800 | 0 | 39.42 | 41.82 | 5 | 0
2015 | SPP_S_2_ERCOT | SPP_S | ERCOT | External | Winter | B18 | 400 | 800 | 0 | 38.73 | 38.55 | 5 | 0
2015 | SPP_S_2_ERCOT | SPP_S | ERCOT | External | Winter | B19 | 700 | 800 | 0 | 38.64 | 38.39 | 5 | 0
2015 | SPP_S_2_ERCOT | SPP_S | ERCOT | External | Winter | B20 | 935 | 800 | 0 | 38.64 | 38.39 | 5 | 0
2020 | AZ_NM_SNV_Coal_2_SPP_S | AZ_NM_SNV_Coal | SPP_S | External | Shoulder | B11 | 25 | 400 | 400 | 44.31 | 57.84 | 8.17 | 5.37
2020 | AZ_NM_SNV_Coal_2_SPP_S | AZ_NM_SNV_Coal | SPP_S | External | Shoulder | B12 | 200 | 400 | 0 | 44.3 | 44.35 | 8.17 | 0
2020 | AZ_NM_SNV_Coal_2_SPP_S | AZ_NM_SNV_Coal | SPP_S | External | Shoulder | B13 | 600 | 400 | 0 | 44.28 | 42 | 8.17 | 0
2020 | AZ_NM_SNV_Coal_2_SPP_S | AZ_NM_SNV_Coal | SPP_S | External | Shoulder | B14 | 900 | 400 | 0 | 44.28 | 41.22 | 8.17 | 0
2020 | AZ_NM_SNV_Coal_2_SPP_S | AZ_NM_SNV_Coal | SPP_S | External | Shoulder | B15 | 1203 | 400 | 0 | 41.53 | 40.2 | 8.17 | 0
2020 | AZ_NM_SNV_Coal_2_SPP_S | AZ_NM_SNV_Coal | SPP_S | External | Summer | B1 | 10 | 400 | 0 | 65.8 | 64.56 | 8.17 | 0
2020 | AZ_NM_SNV_Coal_2_SPP_S | AZ_NM_SNV_Coal | SPP_S | External | Summer | B2 | 25 | 400 | 0 | 65.8 | 65.22 | 8.17 | 0
2020 | AZ_NM_SNV_Coal_2_SPP_S | AZ_NM_SNV_Coal | SPP_S | External | Summer | B3 | 75 | 400 | 0 | 65.8 | 64.77 | 8.17 | 0
2020 | AZ_NM_SNV_Coal_2_SPP_S | AZ_NM_SNV_Coal | SPP_S | External | Summer | B4 | 100 | 400 | 0 | 54.33 | 56.69 | 8.17 | 0
2020 | AZ_NM_SNV_Coal_2_SPP_S | AZ_NM_SNV_Coal | SPP_S | External | Summer | B5 | 200 | 400 | 0 | 47.83 | 55.88 | 8.17 | 0
2020 | AZ_NM_SNV_Coal_2_SPP_S | AZ_NM_SNV_Coal | SPP_S | External | Summer | B6 | 300 | 400 | 400 | 46.5 | 55.88 | 8.17 | 1.22
2020 | AZ_NM_SNV_Coal_2_SPP_S | AZ_NM_SNV_Coal | SPP_S | External | Summer | B7 | 400 | 400 | 0 | 44.19 | 47.51 | 8.17 | 0
2020 | AZ_NM_SNV_Coal_2_SPP_S | AZ_NM_SNV_Coal | SPP_S | External | Summer | B8 | 500 | 400 | 0 | 44.18 | 40.84 | 8.17 | 0
2020 | AZ_NM_SNV_Coal_2_SPP_S | AZ_NM_SNV_Coal | SPP_S | External | Summer | B9 | 800 | 400 | 0 | 44.17 | 40.15 | 8.17 | 0
2020 | AZ_NM_SNV_Coal_2_SPP_S | AZ_NM_SNV_Coal | SPP_S | External | Summer | B10 | 1262 | 400 | 0 | 42.54 | 38.86 | 8.17 | 0
2020 | AZ_NM_SNV_Coal_2_SPP_S | AZ_NM_SNV_Coal | SPP_S | External | Winter | B16 | 25 | 400 | 400 | 47.32 | 56.92 | 8.17 | 1.44
2020 | AZ_NM_SNV_Coal_2_SPP_S | AZ_NM_SNV_Coal | SPP_S | External | Winter | B17 | 100 | 400 | 0 | 47.3 | 43.99 | 8.17 | 0
2020 | AZ_NM_SNV_Coal_2_SPP_S | AZ_NM_SNV_Coal | SPP_S | External | Winter | B18 | 400 | 400 | 0 | 47.29 | 43.08 | 8.17 | 0
2020 | AZ_NM_SNV_Coal_2_SPP_S | AZ_NM_SNV_Coal | SPP_S | External | Winter | B19 | 700 | 400 | 0 | 47.29 | 42.84 | 8.17 | 0
2020 | AZ_NM_SNV_Coal_2_SPP_S | AZ_NM_SNV_Coal | SPP_S | External | Winter | B20 | 935 | 400 | 0 | 44.43 | 42.75 | 8.17 | 0
2020 | ERCOT_2_SPP_S | ERCOT | SPP_S | External | Shoulder | B11 | 25 | 800 | 0 | 58.4 | 57.84 | 8 | 0
2020 | ERCOT_2_SPP_S | ERCOT | SPP_S | External | Shoulder | B12 | 200 | 800 | 0 | 49.35 | 44.35 | 8 | 0
2020 | ERCOT_2_SPP_S | ERCOT | SPP_S | External | Shoulder | B13 | 600 | 800 | 0 | 40.04 | 42 | 8 | 0
2020 | ERCOT_2_SPP_S | ERCOT | SPP_S | External | Shoulder | B14 | 900 | 800 | 0 | 40.04 | 41.22 | 8 | 0
2020 | ERCOT_2_SPP_S | ERCOT | SPP_S | External | Shoulder | B15 | 1203 | 800 | 0 | 40.04 | 40.2 | 8 | 0
2020 | ERCOT_2_SPP_S | ERCOT | SPP_S | External | Summer | B1 | 10 | 800 | 0 | 67.49 | 64.56 | 8 | 0
2020 | ERCOT_2_SPP_S | ERCOT | SPP_S | External | Summer | B2 | 25 | 800 | 0 | 64.82 | 65.22 | 8 | 0
2020 | ERCOT_2_SPP_S | ERCOT | SPP_S | External | Summer | B3 | 75 | 800 | 59.56 | 56.77 | 64.77 | 8 | 0
2020 | ERCOT_2_SPP_S | ERCOT | SPP_S | External | Summer | B4 | 100 | 800 | 0 | 56.77 | 56.69 | 8 | 0
2020 | ERCOT_2_SPP_S | ERCOT | SPP_S | External | Summer | B5 | 200 | 800 | 0 | 56.77 | 55.88 | 8 | 0
2020 | ERCOT_2_SPP_S | ERCOT | SPP_S | External | Summer | B6 | 300 | 800 | 0 | 56.77 | 55.88 | 8 | 0
2020 | ERCOT_2_SPP_S | ERCOT | SPP_S | External | Summer | B7 | 400 | 800 | 0 | 56.77 | 47.51 | 8 | 0
2020 | ERCOT_2_SPP_S | ERCOT | SPP_S | External | Summer | B8 | 500 | 800 | 0 | 42.43 | 40.84 | 8 | 0
2020 | ERCOT_2_SPP_S | ERCOT | SPP_S | External | Summer | B9 | 800 | 800 | 0 | 39.03 | 40.15 | 8 | 0
2020 | ERCOT_2_SPP_S | ERCOT | SPP_S | External | Summer | B10 | 1262 | 800 | 0 | 38.95 | 38.86 | 8 | 0
2020 | ERCOT_2_SPP_S | ERCOT | SPP_S | External | Winter | B16 | 25 | 800 | 0 | 61.92 | 56.92 | 8 | 0
2020 | ERCOT_2_SPP_S | ERCOT | SPP_S | External | Winter | B17 | 100 | 800 | 0 | 46.22 | 43.99 | 8 | 0
2020 | ERCOT_2_SPP_S | ERCOT | SPP_S | External | Winter | B18 | 400 | 800 | 0 | 42.4 | 43.08 | 8 | 0
2020 | ERCOT_2_SPP_S | ERCOT | SPP_S | External | Winter | B19 | 700 | 800 | 0 | 42.4 | 42.84 | 8 | 0
2020 | ERCOT_2_SPP_S | ERCOT | SPP_S | External | Winter | B20 | 935 | 800 | 0 | 42.4 | 42.75 | 8 | 0
2020 | MAPP_US_2_RMPA | MAPP_US | RMPA | External | Shoulder | B11 | 25 | 200 | 0 | 51.61 | 43.61 | 8 | 0
2020 | MAPP_US_2_RMPA | MAPP_US | RMPA | External | Shoulder | B12 | 200 | 200 | 0 | 39.4 | 43.61 | 8 | 0
2020 | MAPP_US_2_RMPA | MAPP_US | RMPA | External | Shoulder | B13 | 600 | 200 | 200 | 34.97 | 43.61 | 8 | 0.64
2020 | MAPP_US_2_RMPA | MAPP_US | RMPA | External | Shoulder | B14 | 900 | 200 | 200 | 34.97 | 43.61 | 8 | 0.64
2020 | MAPP_US_2_RMPA | MAPP_US | RMPA | External | Shoulder | B15 | 1203 | 200 | 200 | 34.97 | 43.51 | 8 | 0.54
2020 | MAPP_US_2_RMPA | MAPP_US | RMPA | External | Summer | B1 | 10 | 200 | 0.02 | 58.04 | 65.22 | 8 | 0
2020 | MAPP_US_2_RMPA | MAPP_US | RMPA | External | Summer | B2 | 25 | 200 | 0.01 | 57.47 | 65 | 8 | 0
2020 | MAPP_US_2_RMPA | MAPP_US | RMPA | External | Summer | B3 | 75 | 200 | 0 | 57.47 | 65.22 | 8 | 0
2020 | MAPP_US_2_RMPA | MAPP_US | RMPA | External | Summer | B4 | 100 | 200 | 0 | 57.14 | 56.15 | 8 | 0
2020 | MAPP_US_2_RMPA | MAPP_US | RMPA | External | Summer | B5 | 200 | 200 | 0 | 53.08 | 52.09 | 8 | 0
2020 | MAPP_US_2_RMPA | MAPP_US | RMPA | External | Summer | B6 | 300 | 200 | 0 | 42.93 | 41.93 | 8 | 0
2020 | MAPP_US_2_RMPA | MAPP_US | RMPA | External | Summer | B7 | 400 | 200 | 40.76 | 33.93 | 41.93 | 8 | 0
2020 | MAPP_US_2_RMPA | MAPP_US | RMPA | External | Summer | B8 | 500 | 200 | 200 | 32.89 | 41.93 | 8 | 1.04
2020 | MAPP_US_2_RMPA | MAPP_US | RMPA | External | Summer | B9 | 800 | 200 | 200 | 32.89 | 41.93 | 8 | 1.04
2020 | MAPP_US_2_RMPA | MAPP_US | RMPA | External | Summer | B10 | 1262 | 200 | 200 | 30.25 | 41.93 | 8 | 3.68
2020 | MAPP_US_2_RMPA | MAPP_US | RMPA | External | Winter | B16 | 25 | 200 | 0 | 48.11 | 55.46 | 8 | 0
2020 | MAPP_US_2_RMPA | MAPP_US | RMPA | External | Winter | B17 | 100 | 200 | 0 | 39.28 | 46.79 | 8 | 0
2020 | MAPP_US_2_RMPA | MAPP_US | RMPA | External | Winter | B18 | 400 | 200 | 200 | 36.06 | 46.79 | 8 | 2.73
2020 | MAPP_US_2_RMPA | MAPP_US | RMPA | External | Winter | B19 | 700 | 200 | 200 | 36.06 | 46.79 | 8 | 2.73
2020 | MAPP_US_2_RMPA | MAPP_US | RMPA | External | Winter | B20 | 935 | 200 | 0 | 33.91 | 39.13 | 8 | 0
2020 | NE_2_RMPA | NE | RMPA | External | Shoulder | B11 | 25 | 310 | 0 | 58.61 | 43.61 | 5 | 0
2020 | NE_2_RMPA | NE | RMPA | External | Shoulder | B12 | 200 | 310 | 0 | 44.35 | 43.61 | 5 | 0
2020 | NE_2_RMPA | NE | RMPA | External | Shoulder | B13 | 600 | 310 | 0 | 41.97 | 43.61 | 5 | 0
2020 | NE_2_RMPA | NE | RMPA | External | Shoulder | B14 | 900 | 310 | 0 | 41.19 | 43.61 | 5 | 0
2020 | NE_2_RMPA | NE | RMPA | External | Shoulder | B15 | 1203 | 310 | 0 | 40.17 | 43.51 | 5 | 0
2020 | NE_2_RMPA | NE | RMPA | External | Summer | B1 | 10 | 310 | 0 | 65.04 | 65.22 | 5 | 0
2020 | NE_2_RMPA | NE | RMPA | External | Summer | B2 | 25 | 310 | 0 | 64.47 | 65 | 5 | 0
2020 | NE_2_RMPA | NE | RMPA | External | Summer | B3 | 75 | 310 | 0 | 64.47 | 65.22 | 5 | 0
2020 | NE_2_RMPA | NE | RMPA | External | Summer | B4 | 100 | 310 | 0 | 64.14 | 56.15 | 5 | 0
2020 | NE_2_RMPA | NE | RMPA | External | Summer | B5 | 200 | 310 | 0 | 60.08 | 52.09 | 5 | 0
2020 | NE_2_RMPA | NE | RMPA | External | Summer | B6 | 300 | 310 | 0 | 49.93 | 41.93 | 5 | 0
2020 | NE_2_RMPA | NE | RMPA | External | Summer | B7 | 400 | 310 | 0 | 40.93 | 41.93 | 5 | 0
2020 | NE_2_RMPA | NE | RMPA | External | Summer | B8 | 500 | 310 | 0 | 39.89 | 41.93 | 5 | 0
2020 | NE_2_RMPA | NE | RMPA | External | Summer | B9 | 800 | 310 | 0 | 39.89 | 41.93 | 5 | 0
2020 | NE_2_RMPA | NE | RMPA | External | Summer | B10 | 1262 | 310 | 0 | 37.25 | 41.93 | 5 | 0
2020 | NE_2_RMPA | NE | RMPA | External | Winter | B16 | 25 | 310 | 0 | 55.11 | 55.46 | 5 | 0
2020 | NE_2_RMPA | NE | RMPA | External | Winter | B17 | 100 | 310 | 0 | 43.96 | 46.79 | 5 | 0
2020 | NE_2_RMPA | NE | RMPA | External | Winter | B18 | 400 | 310 | 0 | 43.06 | 46.79 | 5 | 0
2020 | NE_2_RMPA | NE | RMPA | External | Winter | B19 | 700 | 310 | 0 | 42.82 | 46.79 | 5 | 0
2020 | NE_2_RMPA | NE | RMPA | External | Winter | B20 | 935 | 310 | 0 | 40.91 | 39.13 | 5 | 0
2020 | NWPP_Coal_2_MAPP_US | NWPP_Coal | MAPP_US | External | Shoulder | B11 | 25 | 150 | 0 | 44.28 | 51.61 | 8 | 0
2020 | NWPP_Coal_2_MAPP_US | NWPP_Coal | MAPP_US | External | Shoulder | B12 | 200 | 150 | 0 | 44.28 | 39.4 | 8 | 0
2020 | NWPP_Coal_2_MAPP_US | NWPP_Coal | MAPP_US | External | Shoulder | B13 | 600 | 150 | 0 | 44.28 | 34.97 | 8 | 0
2020 | NWPP_Coal_2_MAPP_US | NWPP_Coal | MAPP_US | External | Shoulder | B14 | 900 | 150 | 0 | 44.28 | 34.97 | 8 | 0
2020 | NWPP_Coal_2_MAPP_US | NWPP_Coal | MAPP_US | External | Shoulder | B15 | 1203 | 150 | 0 | 44.28 | 34.97 | 8 | 0
2020 | NWPP_Coal_2_MAPP_US | NWPP_Coal | MAPP_US | External | Summer | B1 | 10 | 150 | 0 | 56.48 | 58.04 | 8 | 0
2020 | NWPP_Coal_2_MAPP_US | NWPP_Coal | MAPP_US | External | Summer | B2 | 25 | 150 | 0 | 56.48 | 57.47 | 8 | 0
2020 | NWPP_Coal_2_MAPP_US | NWPP_Coal | MAPP_US | External | Summer | B3 | 75 | 150 | 150 | 44.17 | 57.47 | 8 | 5.3
2020 | NWPP_Coal_2_MAPP_US | NWPP_Coal | MAPP_US | External | Summer | B4 | 100 | 150 | 150 | 44.17 | 57.14 | 8 | 4.98
2020 | NWPP_Coal_2_MAPP_US | NWPP_Coal | MAPP_US | External | Summer | B5 | 200 | 150 | 150 | 44.17 | 53.08 | 8 | 0.91
2020 | NWPP_Coal_2_MAPP_US | NWPP_Coal | MAPP_US | External | Summer | B6 | 300 | 150 | 0 | 44.17 | 42.93 | 8 | 0
2020 | NWPP_Coal_2_MAPP_US | NWPP_Coal | MAPP_US | External | Summer | B7 | 400 | 150 | 0 | 44.17 | 33.93 | 8 | 0
2020 | NWPP_Coal_2_MAPP_US | NWPP_Coal | MAPP_US | External | Summer | B8 | 500 | 150 | 0 | 44.17 | 32.89 | 8 | 0
2020 | NWPP_Coal_2_MAPP_US | NWPP_Coal | MAPP_US | External | Summer | B9 | 800 | 150 | 0 | 44.17 | 32.89 | 8 | 0
2020 | NWPP_Coal_2_MAPP_US | NWPP_Coal | MAPP_US | External | Summer | B10 | 1262 | 150 | 0 | 44.17 | 30.25 | 8 | 0
2020 | NWPP_Coal_2_MAPP_US | NWPP_Coal | MAPP_US | External | Winter | B16 | 25 | 150 | 0 | 47.29 | 48.11 | 8 | 0
2020 | NWPP_Coal_2_MAPP_US | NWPP_Coal | MAPP_US | External | Winter | B17 | 100 | 150 | 0 | 47.29 | 39.28 | 8 | 0
2020 | NWPP_Coal_2_MAPP_US | NWPP_Coal | MAPP_US | External | Winter | B18 | 400 | 150 | 0 | 47.29 | 36.06 | 8 | 0
2020 | NWPP_Coal_2_MAPP_US | NWPP_Coal | MAPP_US | External | Winter | B19 | 700 | 150 | 0 | 47.29 | 36.06 | 8 | 0
2020 | NWPP_Coal_2_MAPP_US | NWPP_Coal | MAPP_US | External | Winter | B20 | 935 | 150 | 0 | 47.29 | 33.91 | 8 | 0
2020 | RMPA_2_MAPP_US | RMPA | MAPP_US | External | Shoulder | B11 | 25 | 200 | 55.02 | 43.61 | 51.61 | 8 | 0
2020 | RMPA_2_MAPP_US | RMPA | MAPP_US | External | Shoulder | B12 | 200 | 200 | 0 | 43.61 | 39.4 | 8 | 0
2020 | RMPA_2_MAPP_US | RMPA | MAPP_US | External | Shoulder | B13 | 600 | 200 | 0 | 43.61 | 34.97 | 8 | 0
2020 | RMPA_2_MAPP_US | RMPA | MAPP_US | External | Shoulder | B14 | 900 | 200 | 0 | 43.61 | 34.97 | 8 | 0
2020 | RMPA_2_MAPP_US | RMPA | MAPP_US | External | Shoulder | B15 | 1203 | 200 | 0 | 43.51 | 34.97 | 8 | 0
2020 | RMPA_2_MAPP_US | RMPA | MAPP_US | External | Summer | B1 | 10 | 200 | 0 | 65.22 | 58.04 | 8 | 0
2020 | RMPA_2_MAPP_US | RMPA | MAPP_US | External | Summer | B2 | 25 | 200 | 0 | 65 | 57.47 | 8 | 0
2020 | RMPA_2_MAPP_US | RMPA | MAPP_US | External | Summer | B3 | 75 | 200 | 0 | 65.22 | 57.47 | 8 | 0
2020 | RMPA_2_MAPP_US | RMPA | MAPP_US | External | Summer | B4 | 100 | 200 | 0 | 56.15 | 57.14 | 8 | 0
2020 | RMPA_2_MAPP_US | RMPA | MAPP_US | External | Summer | B5 | 200 | 200 | 0 | 52.09 | 53.08 | 8 | 0
2020 | RMPA_2_MAPP_US | RMPA | MAPP_US | External | Summer | B6 | 300 | 200 | 0 | 41.93 | 42.93 | 8 | 0
2020 | RMPA_2_MAPP_US | RMPA | MAPP_US | External | Summer | B7 | 400 | 200 | 0 | 41.93 | 33.93 | 8 | 0
2020 | RMPA_2_MAPP_US | RMPA | MAPP_US | External | Summer | B8 | 500 | 200 | 0 | 41.93 | 32.89 | 8 | 0
2020 | RMPA_2_MAPP_US | RMPA | MAPP_US | External | Summer | B9 | 800 | 200 | 0 | 41.93 | 32.89 | 8 | 0
2020 | RMPA_2_MAPP_US | RMPA | MAPP_US | External | Summer | B10 | 1262 | 200 | 0 | 41.93 | 30.25 | 8 | 0
2020 | RMPA_2_MAPP_US | RMPA | MAPP_US | External | Winter | B16 | 25 | 200 | 0 | 55.46 | 48.11 | 8 | 0
2020 | RMPA_2_MAPP_US | RMPA | MAPP_US | External | Winter | B17 | 100 | 200 | 0 | 46.79 | 39.28 | 8 | 0
2020 | RMPA_2_MAPP_US | RMPA | MAPP_US | External | Winter | B18 | 400 | 200 | 0 | 46.79 | 36.06 | 8 | 0
2020 | RMPA_2_MAPP_US | RMPA | MAPP_US | External | Winter | B19 | 700 | 200 | 0 | 46.79 | 36.06 | 8 | 0
2020 | RMPA_2_MAPP_US | RMPA | MAPP_US | External | Winter | B20 | 935 | 200 | 0 | 39.13 | 33.91 | 8 | 0
2020 | RMPA_2_NE | RMPA | NE | External | Shoulder | B11 | 25 | 310 | 310 | 43.61 | 58.61 | 8 | 7
2020 | RMPA_2_NE | RMPA | NE | External | Shoulder | B12 | 200 | 310 | 0 | 43.61 | 44.35 | 8 | 0
2020 | RMPA_2_NE | RMPA | NE | External | Shoulder | B13 | 600 | 310 | 0 | 43.61 | 41.97 | 8 | 0
2020 | RMPA_2_NE | RMPA | NE | External | Shoulder | B14 | 900 | 310 | 0 | 43.61 | 41.19 | 8 | 0
2020 | RMPA_2_NE | RMPA | NE | External | Shoulder | B15 | 1203 | 310 | 0 | 43.51 | 40.17 | 8 | 0
2020 | RMPA_2_NE | RMPA | NE | External | Summer | B1 | 10 | 310 | 0 | 65.22 | 65.04 | 8 | 0
2020 | RMPA_2_NE | RMPA | NE | External | Summer | B2 | 25 | 310 | 0 | 65 | 64.47 | 8 | 0
2020 | RMPA_2_NE | RMPA | NE | External | Summer | B3 | 75 | 310 | 0 | 65.22 | 64.47 | 8 | 0
2020 | RMPA_2_NE | RMPA | NE | External | Summer | B4 | 100 | 310 | 0.11 | 56.15 | 64.14 | 8 | 0
2020 | RMPA_2_NE | RMPA | NE | External | Summer | B5 | 200 | 310 | 0.06 | 52.09 | 60.08 | 8 | 0
2020 | RMPA_2_NE | RMPA | NE | External | Summer | B6 | 300 | 310 | 260.87 | 41.93 | 49.93 | 8 | 0
2020 | RMPA_2_NE | RMPA | NE | External | Summer | B7 | 400 | 310 | 0 | 41.93 | 40.93 | 8 | 0
2020 | RMPA_2_NE | RMPA | NE | External | Summer | B8 | 500 | 310 | 0 | 41.93 | 39.89 | 8 | 0
2020 | RMPA_2_NE | RMPA | NE | External | Summer | B9 | 800 | 310 | 0 | 41.93 | 39.89 | 8 | 0
2020 | RMPA_2_NE | RMPA | NE | External | Summer | B10 | 1262 | 310 | 0 | 41.93 | 37.25 | 8 | 0
2020 | RMPA_2_NE | RMPA | NE | External | Winter | B16 | 25 | 310 | 0 | 55.46 | 55.11 | 8 | 0
2020 | RMPA_2_NE | RMPA | NE | External | Winter | B17 | 100 | 310 | 0 | 46.79 | 43.96 | 8 | 0
2020 | RMPA_2_NE | RMPA | NE | External | Winter | B18 | 400 | 310 | 0 | 46.79 | 43.06 | 8 | 0
2020 | RMPA_2_NE | RMPA | NE | External | Winter | B19 | 700 | 310 | 0 | 46.79 | 42.82 | 8 | 0
2020 | RMPA_2_NE | RMPA | NE | External | Winter | B20 | 935 | 310 | 0 | 39.13 | 40.91 | 8 | 0
2020 | RMPA_2_SPP_N | RMPA | SPP_N | External | Shoulder | B11 | 25 | 210 | 210 | 43.61 | 62.26 | 8 | 10.65
2020 | RMPA_2_SPP_N | RMPA | SPP_N | External | Shoulder | B12 | 200 | 210 | 0 | 43.61 | 44.36 | 8 | 0
2020 | RMPA_2_SPP_N | RMPA | SPP_N | External | Shoulder | B13 | 600 | 210 | 0 | 43.61 | 41.98 | 8 | 0
2020 | RMPA_2_SPP_N | RMPA | SPP_N | External | Shoulder | B14 | 900 | 210 | 0 | 43.61 | 41.21 | 8 | 0
2020 | RMPA_2_SPP_N | RMPA | SPP_N | External | Shoulder | B15 | 1203 | 210 | 0 | 43.51 | 40.19 | 8 | 0
2020 | RMPA_2_SPP_N | RMPA | SPP_N | External | Summer | B1 | 10 | 210 | 0 | 65.22 | 66.03 | 8 | 0
2020 | RMPA_2_SPP_N | RMPA | SPP_N | External | Summer | B2 | 25 | 210 | 0 | 65 | 66.03 | 8 | 0
2020 | RMPA_2_SPP_N | RMPA | SPP_N | External | Summer | B3 | 75 | 210 | 0 | 65.22 | 64.79 | 8 | 0
2020 | RMPA_2_SPP_N | RMPA | SPP_N | External | Summer | B4 | 100 | 210 | 57.86 | 56.15 | 64.15 | 8 | 0
2020 | RMPA_2_SPP_N | RMPA | SPP_N | External | Summer | B5 | 200 | 210 | 126.72 | 52.09 | 60.09 | 8 | 0
2020 | RMPA_2_SPP_N | RMPA | SPP_N | External | Summer | B6 | 300 | 210 | 210 | 41.93 | 55.86 | 8 | 5.93
2020 | RMPA_2_SPP_N | RMPA | SPP_N | External | Summer | B7 | 400 | 210 | 0 | 41.93 | 47.5 | 8 | 0
2020 | RMPA_2_SPP_N | RMPA | SPP_N | External | Summer | B8 | 500 | 210 | 0 | 41.93 | 40.82 | 8 | 0
2020 | RMPA_2_SPP_N | RMPA | SPP_N | External | Summer | B9 | 800 | 210 | 0 | 41.93 | 40.14 | 8 | 0
2020 | RMPA_2_SPP_N | RMPA | SPP_N | External | Summer | B10 | 1262 | 210 | 0 | 41.93 | 38.7 | 8 | 0
2020 | RMPA_2_SPP_N | RMPA | SPP_N | External | Winter | B16 | 25 | 210 | 0 | 55.46 | 56.91 | 8 | 0
2020 | RMPA_2_SPP_N | RMPA | SPP_N | External | Winter | B17 | 100 | 210 | 0 | 46.79 | 43.97 | 8 | 0
2020 | RMPA_2_SPP_N | RMPA | SPP_N | External | Winter | B18 | 400 | 210 | 0 | 46.79 | 43.07 | 8 | 0
2020 | RMPA_2_SPP_N | RMPA | SPP_N | External | Winter | B19 | 700 | 210 | 0 | 46.79 | 42.83 | 8 | 0
2020 | RMPA_2_SPP_N | RMPA | SPP_N | External | Winter | B20 | 935 | 210 | 0 | 39.13 | 42.74 | 8 | 0
2020 | SPP_N_2_RMPA | SPP_N | RMPA | External | Shoulder | B11 | 25 | 210 | 0 | 62.26 | 43.61 | 5 | 0
2020 | SPP_N_2_RMPA | SPP_N | RMPA | External | Shoulder | B12 | 200 | 210 | 0 | 44.36 | 43.61 | 5 | 0
2020 | SPP_N_2_RMPA | SPP_N | RMPA | External | Shoulder | B13 | 600 | 210 | 0 | 41.98 | 43.61 | 5 | 0
2020 | SPP_N_2_RMPA | SPP_N | RMPA | External | Shoulder | B14 | 900 | 210 | 0 | 41.21 | 43.61 | 5 | 0
2020 | SPP_N_2_RMPA | SPP_N | RMPA | External | Shoulder | B15 | 1203 | 210 | 0 | 40.19 | 43.51 | 5 | 0
2020 | SPP_N_2_RMPA | SPP_N | RMPA | External | Summer | B1 | 10 | 210 | 0 | 66.03 | 65.22 | 5 | 0
2020 | SPP_N_2_RMPA | SPP_N | RMPA | External | Summer | B2 | 25 | 210 | 0 | 66.03 | 65 | 5 | 0
2020 | SPP_N_2_RMPA | SPP_N | RMPA | External | Summer | B3 | 75 | 210 | 0 | 64.79 | 65.22 | 5 | 0
2020 | SPP_N_2_RMPA | SPP_N | RMPA | External | Summer | B4 | 100 | 210 | 0 | 64.15 | 56.15 | 5 | 0
2020 | SPP_N_2_RMPA | SPP_N | RMPA | External | Summer | B5 | 200 | 210 | 0 | 60.09 | 52.09 | 5 | 0
2020 | SPP_N_2_RMPA | SPP_N | RMPA | External | Summer | B6 | 300 | 210 | 0 | 55.86 | 41.93 | 5 | 0
2020 | SPP_N_2_RMPA | SPP_N | RMPA | External | Summer | B7 | 400 | 210 | 0 | 47.5 | 41.93 | 5 | 0
2020 | SPP_N_2_RMPA | SPP_N | RMPA | External | Summer | B8 | 500 | 210 | 0 | 40.82 | 41.93 | 5 | 0
2020 | SPP_N_2_RMPA | SPP_N | RMPA | External | Summer | B9 | 800 | 210 | 0 | 40.14 | 41.93 | 5 | 0
2020 | SPP_N_2_RMPA | SPP_N | RMPA | External | Summer | B10 | 1262 | 210 | 0 | 38.7 | 41.93 | 5 | 0
2020 | SPP_N_2_RMPA | SPP_N | RMPA | External | Winter | B16 | 25 | 210 | 0 | 56.91 | 55.46 | 5 | 0
2020 | SPP_N_2_RMPA | SPP_N | RMPA | External | Winter | B17 | 100 | 210 | 0 | 43.97 | 46.79 | 5 | 0
2020 | SPP_N_2_RMPA | SPP_N | RMPA | External | Winter | B18 | 400 | 210 | 0 | 43.07 | 46.79 | 5 | 0
2020 | SPP_N_2_RMPA | SPP_N | RMPA | External | Winter | B19 | 700 | 210 | 0 | 42.83 | 46.79 | 5 | 0
2020 | SPP_N_2_RMPA | SPP_N | RMPA | External | Winter | B20 | 935 | 210 | 0 | 42.74 | 39.13 | 5 | 0
2020 | SPP_S_2_ERCOT | SPP_S | ERCOT | External | Shoulder | B11 | 25 | 800 | 0 | 57.84 | 58.4 | 5 | 0
2020 | SPP_S_2_ERCOT | SPP_S | ERCOT | External | Shoulder | B12 | 200 | 800 | 700.47 | 44.35 | 49.35 | 5 | 0
2020 | SPP_S_2_ERCOT | SPP_S | ERCOT | External | Shoulder | B13 | 600 | 800 | 0 | 42 | 40.04 | 5 | 0
2020 | SPP_S_2_ERCOT | SPP_S | ERCOT | External | Shoulder | B14 | 900 | 800 | 0 | 41.22 | 40.04 | 5 | 0
2020 | SPP_S_2_ERCOT | SPP_S | ERCOT | External | Shoulder | B15 | 1203 | 800 | 0 | 40.2 | 40.04 | 5 | 0
2020 | SPP_S_2_ERCOT | SPP_S | ERCOT | External | Summer | B1 | 10 | 800 | 0 | 64.56 | 67.49 | 5 | 0
2020 | SPP_S_2_ERCOT | SPP_S | ERCOT | External | Summer | B2 | 25 | 800 | 0 | 65.22 | 64.82 | 5 | 0
2020 | SPP_S_2_ERCOT | SPP_S | ERCOT | External | Summer | B3 | 75 | 800 | 0 | 64.77 | 56.77 | 5 | 0
2020 | SPP_S_2_ERCOT | SPP_S | ERCOT | External | Summer | B4 | 100 | 800 | 0 | 56.69 | 56.77 | 5 | 0
2020 | SPP_S_2_ERCOT | SPP_S | ERCOT | External | Summer | B5 | 200 | 800 | 0 | 55.88 | 56.77 | 5 | 0
2020 | SPP_S_2_ERCOT | SPP_S | ERCOT | External | Summer | B6 | 300 | 800 | 0 | 55.88 | 56.77 | 5 | 0
2020 | SPP_S_2_ERCOT | SPP_S | ERCOT | External | Summer | B7 | 400 | 800 | 800 | 47.51 | 56.77 | 5 | 4.26
2020 | SPP_S_2_ERCOT | SPP_S | ERCOT | External | Summer | B8 | 500 | 800 | 0 | 40.84 | 42.43 | 5 | 0
2020 | SPP_S_2_ERCOT | SPP_S | ERCOT | External | Summer | B9 | 800 | 800 | 0 | 40.15 | 39.03 | 5 | 0
2020 | SPP_S_2_ERCOT | SPP_S | ERCOT | External | Summer | B10 | 1262 | 800 | 0 | 38.86 | 38.95 | 5 | 0
2020 | SPP_S_2_ERCOT | SPP_S | ERCOT | External | Winter | B16 | 25 | 800 | 377.96 | 56.92 | 61.92 | 5 | 0
2020 | SPP_S_2_ERCOT | SPP_S | ERCOT | External | Winter | B17 | 100 | 800 | 0 | 43.99 | 46.22 | 5 | 0
2020 | SPP_S_2_ERCOT | SPP_S | ERCOT | External | Winter | B18 | 400 | 800 | 0 | 43.08 | 42.4 | 5 | 0
2020 | SPP_S_2_ERCOT | SPP_S | ERCOT | External | Winter | B19 | 700 | 800 | 0 | 42.84 | 42.4 | 5 | 0
2020 | SPP_S_2_ERCOT | SPP_S | ERCOT | External | Winter | B20 | 935 | 800 | 0 | 42.75 | 42.4 | 5 | 0
2025 | AZ_NM_SNV_Coal_2_SPP_S | AZ_NM_SNV_Coal | SPP_S | External | Shoulder | B11 | 25 | 400 | 0.02 | 52.6 | 60.35 | 8.17 | 0
2025 | AZ_NM_SNV_Coal_2_SPP_S | AZ_NM_SNV_Coal | SPP_S | External | Shoulder | B12 | 200 | 400 | 0 | 52.59 | 44.88 | 8.17 | 0
2025 | AZ_NM_SNV_Coal_2_SPP_S | AZ_NM_SNV_Coal | SPP_S | External | Shoulder | B13 | 600 | 400 | 0 | 52.57 | 44.78 | 8.17 | 0
2025 | AZ_NM_SNV_Coal_2_SPP_S | AZ_NM_SNV_Coal | SPP_S | External | Shoulder | B14 | 900 | 400 | 0 | 52.57 | 44.49 | 8.17 | 0
2025 | AZ_NM_SNV_Coal_2_SPP_S | AZ_NM_SNV_Coal | SPP_S | External | Shoulder | B15 | 1203 | 400 | 0 | 46.41 | 40.85 | 8.17 | 0
2025 | AZ_NM_SNV_Coal_2_SPP_S | AZ_NM_SNV_Coal | SPP_S | External | Summer | B1 | 10 | 400 | 0 | 76.88 | 55.86 | 8.17 | 0
2025 | AZ_NM_SNV_Coal_2_SPP_S | AZ_NM_SNV_Coal | SPP_S | External | Summer | B2 | 25 | 400 | 0 | 76.88 | 62.49 | 8.17 | 0
2025 | AZ_NM_SNV_Coal_2_SPP_S | AZ_NM_SNV_Coal | SPP_S | External | Summer | B3 | 75 | 400 | 0 | 74.08 | 63.01 | 8.17 | 0
2025 | AZ_NM_SNV_Coal_2_SPP_S | AZ_NM_SNV_Coal | SPP_S | External | Summer | B4 | 100 | 400 | 0 | 68.44 | 62.49 | 8.17 | 0
2025 | AZ_NM_SNV_Coal_2_SPP_S | AZ_NM_SNV_Coal | SPP_S | External | Summer | B5 | 200 | 400 | 0 | 60.67 | 62.49 | 8.17 | 0
2025 | AZ_NM_SNV_Coal_2_SPP_S | AZ_NM_SNV_Coal | SPP_S | External | Summer | B6 | 300 | 400 | 0 | 56.13 | 58.53 | 8.17 | 0
2025 | AZ_NM_SNV_Coal_2_SPP_S | AZ_NM_SNV_Coal | SPP_S | External | Summer | B7 | 400 | 400 | 0 | 52.53 | 46.83 | 8.17 | 0
2025 | AZ_NM_SNV_Coal_2_SPP_S | AZ_NM_SNV_Coal | SPP_S | External | Summer | B8 | 500 | 400 | 0 | 52.52 | 43.37 | 8.17 | 0
2025 | AZ_NM_SNV_Coal_2_SPP_S | AZ_NM_SNV_Coal | SPP_S | External | Summer | B9 | 800 | 400 | 0 | 52.51 | 43.27 | 8.17 | 0
2025 | AZ_NM_SNV_Coal_2_SPP_S | AZ_NM_SNV_Coal | SPP_S | External | Summer | B10 | 1262 | 400 | 0 | 47.51 | 40.12 | 8.17 | 0
2025 | AZ_NM_SNV_Coal_2_SPP_S | AZ_NM_SNV_Coal | SPP_S | External | Winter | B16 | 25 | 400 | 0 | 55.45 | 47.83 | 8.17 | 0
2025 | AZ_NM_SNV_Coal_2_SPP_S | AZ_NM_SNV_Coal | SPP_S | External | Winter | B17 | 100 | 400 | 0 | 55.44 | 47.73 | 8.17 | 0
2025 | AZ_NM_SNV_Coal_2_SPP_S | AZ_NM_SNV_Coal | SPP_S | External | Winter | B18 | 400 | 400 | 0 | 55.43 | 44.89 | 8.17 | 0
2025 | AZ_NM_SNV_Coal_2_SPP_S | AZ_NM_SNV_Coal | SPP_S | External | Winter | B19 | 700 | 400 | 0 | 55.43 | 44.38 | 8.17 | 0
2025 | AZ_NM_SNV_Coal_2_SPP_S | AZ_NM_SNV_Coal | SPP_S | External | Winter | B20 | 935 | 400 | 0 | 49.65 | 41.69 | 8.17 | 0
2025 | ERCOT_2_SPP_S | ERCOT | SPP_S | External | Shoulder | B11 | 25 | 800 | 0 | 65.35 | 60.35 | 8 | 0
2025 | ERCOT_2_SPP_S | ERCOT | SPP_S | External | Shoulder | B12 | 200 | 800 | 0 | 65.35 | 44.88 | 8 | 0
2025 | ERCOT_2_SPP_S | ERCOT | SPP_S | External | Shoulder | B13 | 600 | 800 | 0 | 44.71 | 44.78 | 8 | 0
2025 | ERCOT_2_SPP_S | ERCOT | SPP_S | External | Shoulder | B14 | 900 | 800 | 0 | 44.71 | 44.49 | 8 | 0
2025 | ERCOT_2_SPP_S | ERCOT | SPP_S | External | Shoulder | B15 | 1203 | 800 | 0 | 44.71 | 40.85 | 8 | 0
2025 | ERCOT_2_SPP_S | ERCOT | SPP_S | External | Summer | B1 | 10 | 800 | 0 | 74.84 | 55.86 | 8 | 0
2025 | ERCOT_2_SPP_S | ERCOT | SPP_S | External | Summer | B2 | 25 | 800 | 0 | 74.84 | 62.49 | 8 | 0
2025 | ERCOT_2_SPP_S | ERCOT | SPP_S | External | Summer | B3 | 75 | 800 | 0 | 68.01 | 63.01 | 8 | 0
2025 | ERCOT_2_SPP_S | ERCOT | SPP_S | External | Summer | B4 | 100 | 800 | 0 | 63.53 | 62.49 | 8 | 0
2025 | ERCOT_2_SPP_S | ERCOT | SPP_S | External | Summer | B5 | 200 | 800 | 0 | 63.53 | 62.49 | 8 | 0
2025 | ERCOT_2_SPP_S | ERCOT | SPP_S | External | Summer | B6 | 300 | 800 | 0 | 63.53 | 58.53 | 8 | 0
2025 | ERCOT_2_SPP_S | ERCOT | SPP_S | External | Summer | B7 | 400 | 800 | 0 | 63.53 | 46.83 | 8 | 0
2025 | ERCOT_2_SPP_S | ERCOT | SPP_S | External | Summer | B8 | 500 | 800 | 0 | 47.41 | 43.37 | 8 | 0
2025 | ERCOT_2_SPP_S | ERCOT | SPP_S | External | Summer | B9 | 800 | 800 | 0 | 43.49 | 43.27 | 8 | 0
2025 | ERCOT_2_SPP_S | ERCOT | SPP_S | External | Summer | B10 | 1262 | 800 | 0 | 43.49 | 40.12 | 8 | 0
2025 | ERCOT_2_SPP_S | ERCOT | SPP_S | External | Winter | B16 | 25 | 800 | 0 | 69.26 | 47.83 | 8 | 0
2025 | ERCOT_2_SPP_S | ERCOT | SPP_S | External | Winter | B17 | 100 | 800 | 0 | 52.73 | 47.73 | 8 | 0
2025 | ERCOT_2_SPP_S | ERCOT | SPP_S | External | Winter | B18 | 400 | 800 | 0 | 47.34 | 44.89 | 8 | 0
2025 | ERCOT_2_SPP_S | ERCOT | SPP_S | External | Winter | B19 | 700 | 800 | 0 | 47.34 | 44.38 | 8 | 0
2025 | ERCOT_2_SPP_S | ERCOT | SPP_S | External | Winter | B20 | 935 | 800 | 0 | 47.34 | 41.69 | 8 | 0
2025 | MAPP_US_2_RMPA | MAPP_US | RMPA | External | Shoulder | B11 | 25 | 200 | 0 | 59.22 | 44.43 | 8 | 0
2025 | MAPP_US_2_RMPA | MAPP_US | RMPA | External | Shoulder | B12 | 200 | 200 | 0 | 42.68 | 44.41 | 8 | 0
2025 | MAPP_US_2_RMPA | MAPP_US | RMPA | External | Shoulder | B13 | 600 | 200 | 0 | 38.55 | 44.41 | 8 | 0
2025 | MAPP_US_2_RMPA | MAPP_US | RMPA | External | Shoulder | B14 | 900 | 200 | 0 | 38.55 | 44.41 | 8 | 0
2025 | MAPP_US_2_RMPA | MAPP_US | RMPA | External | Shoulder | B15 | 1203 | 200 | 0 | 38.55 | 37.18 | 8 | 0
2025 | MAPP_US_2_RMPA | MAPP_US | RMPA | External | Summer | B1 | 10 | 200 | 0 | 66.4 | 67.76 | 8 | 0
2025 | MAPP_US_2_RMPA | MAPP_US | RMPA | External | Summer | B2 | 25 | 200 | 0 | 65.42 | 65.59 | 8 | 0
2025 | MAPP_US_2_RMPA | MAPP_US | RMPA | External | Summer | B3 | 75 | 200 | 0 | 65.42 | 60.67 | 8 | 0
2025 | MAPP_US_2_RMPA | MAPP_US | RMPA | External | Summer | B4 | 100 | 200 | 0 | 63.98 | 47.04 | 8 | 0
2025 | MAPP_US_2_RMPA | MAPP_US | RMPA | External | Summer | B5 | 200 | 200 | 0 | 60.64 | 47.04 | 8 | 0
2025 | MAPP_US_2_RMPA | MAPP_US | RMPA | External | Summer | B6 | 300 | 200 | 0 | 52.43 | 47.04 | 8 | 0
2025 | MAPP_US_2_RMPA | MAPP_US | RMPA | External | Summer | B7 | 400 | 200 | 0 | 39.83 | 47.04 | 8 | 0
2025 | MAPP_US_2_RMPA | MAPP_US | RMPA | External | Summer | B8 | 500 | 200 | 200 | 36.25 | 44.35 | 8 | 0.1
2025 | MAPP_US_2_RMPA | MAPP_US | RMPA | External | Summer | B9 | 800 | 200 | 0 | 36.25 | 42.26 | 8 | 0
2025 | MAPP_US_2_RMPA | MAPP_US | RMPA | External | Summer | B10 | 1262 | 200 | 0 | 30.69 | 33.5 | 8 | 0
2025 | MAPP_US_2_RMPA | MAPP_US | RMPA | External | Winter | B16 | 25 | 200 | 0 | 51.19 | 52.57 | 8 | 0
2025 | MAPP_US_2_RMPA | MAPP_US | RMPA | External | Winter | B17 | 100 | 200 | 0 | 43.88 | 47.28 | 8 | 0
2025 | MAPP_US_2_RMPA | MAPP_US | RMPA | External | Winter | B18 | 400 | 200 | 0 | 40.13 | 47.27 | 8 | 0
2025 | MAPP_US_2_RMPA | MAPP_US | RMPA | External | Winter | B19 | 700 | 200 | 0 | 40.13 | 47.27 | 8 | 0
2025 | MAPP_US_2_RMPA | MAPP_US | RMPA | External | Winter | B20 | 935 | 200 | 0 | 40.13 | 33.66 | 8 | 0
2025 | NE_2_RMPA | NE | RMPA | External | Shoulder | B11 | 25 | 310 | 0 | 66.22 | 44.43 | 5 | 0
2025 | NE_2_RMPA | NE | RMPA | External | Shoulder | B12 | 200 | 310 | 0 | 47.59 | 44.41 | 5 | 0
2025 | NE_2_RMPA | NE | RMPA | External | Shoulder | B13 | 600 | 310 | 0 | 45.55 | 44.41 | 5 | 0
2025 | NE_2_RMPA | NE | RMPA | External | Shoulder | B14 | 900 | 310 | 0 | 44.49 | 44.41 | 5 | 0
2025 | NE_2_RMPA | NE | RMPA | External | Shoulder | B15 | 1203 | 310 | 0 | 40.84 | 37.18 | 5 | 0
2025 | NE_2_RMPA | NE | RMPA | External | Summer | B1 | 10 | 310 | 0 | 73.4 | 67.76 | 5 | 0
2025 | NE_2_RMPA | NE | RMPA | External | Summer | B2 | 25 | 310 | 0 | 72.42 | 65.59 | 5 | 0
2025 | NE_2_RMPA | NE | RMPA | External | Summer | B3 | 75 | 310 | 0 | 72.42 | 60.67 | 5 | 0
2025 | NE_2_RMPA | NE | RMPA | External | Summer | B4 | 100 | 310 | 0 | 70.98 | 47.04 | 5 | 0
2025 | NE_2_RMPA | NE | RMPA | External | Summer | B5 | 200 | 310 | 0 | 67.64 | 47.04 | 5 | 0
2025 | NE_2_RMPA | NE | RMPA | External | Summer | B6 | 300 | 310 | 0 | 59.43 | 47.04 | 5 | 0
2025 | NE_2_RMPA | NE | RMPA | External | Summer | B7 | 400 | 310 | 0 | 46.83 | 47.04 | 5 | 0
2025 | NE_2_RMPA | NE | RMPA | External | Summer | B8 | 500 | 310 | 0 | 43.25 | 44.35 | 5 | 0
2025 | NE_2_RMPA | NE | RMPA | External | Summer | B9 | 800 | 310 | 0 | 43.25 | 42.26 | 5 | 0
2025 | NE_2_RMPA | NE | RMPA | External | Summer | B10 | 1262 | 310 | 0 | 37.69 | 33.5 | 5 | 0
2025 | NE_2_RMPA | NE | RMPA | External | Winter | B16 | 25 | 310 | 0 | 58.19 | 52.57 | 5 | 0
2025 | NE_2_RMPA | NE | RMPA | External | Winter | B17 | 100 | 310 | 0 | 47.73 | 47.28 | 5 | 0
2025 | NE_2_RMPA | NE | RMPA | External | Winter | B18 | 400 | 310 | 0 | 44.87 | 47.27 | 5 | 0
2025 | NE_2_RMPA | NE | RMPA | External | Winter | B19 | 700 | 310 | 0 | 44.37 | 47.27 | 5 | 0
2025 | NE_2_RMPA | NE | RMPA | External | Winter | B20 | 935 | 310 | 0 | 41.66 | 33.66 | 5 | 0
2025 | NWPP_Coal_2_MAPP_US | NWPP_Coal | MAPP_US | External | Shoulder | B11 | 25 | 150 | 0 | 52.57 | 59.22 | 8 | 0
2025 | NWPP_Coal_2_MAPP_US | NWPP_Coal | MAPP_US | External | Shoulder | B12 | 200 | 150 | 0 | 52.57 | 42.68 | 8 | 0
2025 | NWPP_Coal_2_MAPP_US | NWPP_Coal | MAPP_US | External | Shoulder | B13 | 600 | 150 | 0 | 52.57 | 38.55 | 8 | 0
2025 | NWPP_Coal_2_MAPP_US | NWPP_Coal | MAPP_US | External | Shoulder | B14 | 900 | 150 | 0 | 52.57 | 38.55 | 8 | 0
2025 | NWPP_Coal_2_MAPP_US | NWPP_Coal | MAPP_US | External | Shoulder | B15 | 1203 | 150 | 0 | 52.57 | 38.55 | 8 | 0
2025 | NWPP_Coal_2_MAPP_US | NWPP_Coal | MAPP_US | External | Summer | B1 | 10 | 150 | 0.02 | 59.59 | 66.4 | 8 | 0
2025 | NWPP_Coal_2_MAPP_US | NWPP_Coal | MAPP_US | External | Summer | B2 | 25 | 150 | 0 | 59.59 | 65.42 | 8 | 0
2025 | NWPP_Coal_2_MAPP_US | NWPP_Coal | MAPP_US | External | Summer | B3 | 75 | 150 | 150 | 52.51 | 65.42 | 8 | 4.91
2025 | NWPP_Coal_2_MAPP_US | NWPP_Coal | MAPP_US | External | Summer | B4 | 100 | 150 | 150 | 52.51 | 63.98 | 8 | 3.47
2025 | NWPP_Coal_2_MAPP_US | NWPP_Coal | MAPP_US | External | Summer | B5 | 200 | 150 | 149.99 | 52.51 | 60.64 | 8 | 0.13
2025 | NWPP_Coal_2_MAPP_US | NWPP_Coal | MAPP_US | External | Summer | B6 | 300 | 150 | 0 | 52.51 | 52.43 | 8 | 0
2025 | NWPP_Coal_2_MAPP_US | NWPP_Coal | MAPP_US | External | Summer | B7 | 400 | 150 | 0 | 52.51 | 39.83 | 8 | 0
2025 | NWPP_Coal_2_MAPP_US | NWPP_Coal | MAPP_US | External | Summer | B8 | 500 | 150 | 0 | 52.51 | 36.25 | 8 | 0
2025 | NWPP_Coal_2_MAPP_US | NWPP_Coal | MAPP_US | External | Summer | B9 | 800 | 150 | 0 | 52.51 | 36.25 | 8 | 0
2025 | NWPP_Coal_2_MAPP_US | NWPP_Coal | MAPP_US | External | Summer | B10 | 1262 | 150 | 0 | 52.51 | 30.69 | 8 | 0
2025 | NWPP_Coal_2_MAPP_US | NWPP_Coal | MAPP_US | External | Winter | B16 | 25 | 150 | 0 | 55.43 | 51.19 | 8 | 0
2025 | NWPP_Coal_2_MAPP_US | NWPP_Coal | MAPP_US | External | Winter | B17 | 100 | 150 | 0 | 55.43 | 43.88 | 8 | 0
2025 | NWPP_Coal_2_MAPP_US | NWPP_Coal | MAPP_US | External | Winter | B18 | 400 | 150 | 0 | 55.43 | 40.13 | 8 | 0
2025 | NWPP_Coal_2_MAPP_US | NWPP_Coal | MAPP_US | External | Winter | B19 | 700 | 150 | 0 | 55.43 | 40.13 | 8 | 0
2025 | NWPP_Coal_2_MAPP_US | NWPP_Coal | MAPP_US | External | Winter | B20 | 935 | 150 | 0 | 55.43 | 40.13 | 8 | 0
2025 | RMPA_2_MAPP_US | RMPA | MAPP_US | External | Shoulder | B11 | 25 | 200 | 200 | 44.43 | 59.22 | 8 | 6.79
2025 | RMPA_2_MAPP_US | RMPA | MAPP_US | External | Shoulder | B12 | 200 | 200 | 0 | 44.41 | 42.68 | 8 | 0
2025 | RMPA_2_MAPP_US | RMPA | MAPP_US | External | Shoulder | B13 | 600 | 200 | 0 | 44.41 | 38.55 | 8 | 0
2025 | RMPA_2_MAPP_US | RMPA | MAPP_US | External | Shoulder | B14 | 900 | 200 | 0 | 44.41 | 38.55 | 8 | 0
2025 | RMPA_2_MAPP_US | RMPA | MAPP_US | External | Shoulder | B15 | 1203 | 200 | 0 | 37.18 | 38.55 | 8 | 0
2025 | RMPA_2_MAPP_US | RMPA | MAPP_US | External | Summer | B1 | 10 | 200 | 0 | 67.76 | 66.4 | 8 | 0
2025 | RMPA_2_MAPP_US | RMPA | MAPP_US | External | Summer | B2 | 25 | 200 | 0 | 65.59 | 65.42 | 8 | 0
2025 | RMPA_2_MAPP_US | RMPA | MAPP_US | External | Summer | B3 | 75 | 200 | 0 | 60.67 | 65.42 | 8 | 0
2025 | RMPA_2_MAPP_US | RMPA | MAPP_US | External | Summer | B4 | 100 | 200 | 200 | 47.04 | 63.98 | 8 | 8.94
2025 | RMPA_2_MAPP_US | RMPA | MAPP_US | External | Summer | B5 | 200 | 200 | 200 | 47.04 | 60.64 | 8 | 5.6
2025 | RMPA_2_MAPP_US | RMPA | MAPP_US | External | Summer | B6 | 300 | 200 | 0 | 47.04 | 52.43 | 8 | 0
2025 | RMPA_2_MAPP_US | RMPA | MAPP_US | External | Summer | B7 | 400 | 200 | 0 | 47.04 | 39.83 | 8 | 0
2025 | RMPA_2_MAPP_US | RMPA | MAPP_US | External | Summer | B8 | 500 | 200 | 0 | 44.35 | 36.25 | 8 | 0
2025 | RMPA_2_MAPP_US | RMPA | MAPP_US | External | Summer | B9 | 800 | 200 | 0 | 42.26 | 36.25 | 8 | 0
2025 | RMPA_2_MAPP_US | RMPA | MAPP_US | External | Summer | B10 | 1262 | 200 | 0 | 33.5 | 30.69 | 8 | 0
2025 | RMPA_2_MAPP_US | RMPA | MAPP_US | External | Winter | B16 | 25 | 200 | 0 | 52.57 | 51.19 | 8 | 0
2025 | RMPA_2_MAPP_US | RMPA | MAPP_US | External | Winter | B17 | 100 | 200 | 0 | 47.28 | 43.88 | 8 | 0
2025 | RMPA_2_MAPP_US | RMPA | MAPP_US | External | Winter | B18 | 400 | 200 | 0 | 47.27 | 40.13 | 8 | 0
2025 | RMPA_2_MAPP_US | RMPA | MAPP_US | External | Winter | B19 | 700 | 200 | 0 | 47.27 | 40.13 | 8 | 0
2025 | RMPA_2_MAPP_US | RMPA | MAPP_US | External | Winter | B20 | 935 | 200 | 0 | 33.66 | 40.13 | 8 | 0
2025 | RMPA_2_NE | RMPA | NE | External | Shoulder | B11 | 25 | 310 | 310 | 44.43 | 66.22 | 8 | 13.79
2025 | RMPA_2_NE | RMPA | NE | External | Shoulder | B12 | 200 | 310 | 0 | 44.41 | 47.59 | 8 | 0
2025 | RMPA_2_NE | RMPA | NE | External | Shoulder | B13 | 600 | 310 | 0 | 44.41 | 45.55 | 8 | 0
2025 | RMPA_2_NE | RMPA | NE | External | Shoulder | B14 | 900 | 310 | 0 | 44.41 | 44.49 | 8 | 0
2025 | RMPA_2_NE | RMPA | NE | External | Shoulder | B15 | 1203 | 310 | 0 | 37.18 | 40.84 | 8 | 0
2025 | RMPA_2_NE | RMPA | NE | External | Summer | B1 | 10 | 310 | 0 | 67.76 | 73.4 | 8 | 0
2025 | RMPA_2_NE | RMPA | NE | External | Summer | B2 | 25 | 310 | 0 | 65.59 | 72.42 | 8 | 0
2025 | RMPA_2_NE | RMPA | NE | External | Summer | B3 | 75 | 310 | 310 | 60.67 | 72.42 | 8 | 3.74
2025 | RMPA_2_NE | RMPA | NE | External | Summer | B4 | 100 | 310 | 310 | 47.04 | 70.98 | 8 | 15.94
2025 | RMPA_2_NE | RMPA | NE | External | Summer | B5 | 200 | 310 | 310 | 47.04 | 67.64 | 8 | 12.6
2025 | RMPA_2_NE | RMPA | NE | External | Summer | B6 | 300 | 310 | 310 | 47.04 | 59.43 | 8 | 4.39
2025 | RMPA_2_NE | RMPA | NE | External | Summer | B7 | 400 | 310 | 0 | 47.04 | 46.83 | 8 | 0
2025 | RMPA_2_NE | RMPA | NE | External | Summer | B8 | 500 | 310 | 0 | 44.35 | 43.25 | 8 | 0
2025 | RMPA_2_NE | RMPA | NE | External | Summer | B9 | 800 | 310 | 0 | 42.26 | 43.25 | 8 | 0
2025 | RMPA_2_NE | RMPA | NE | External | Summer | B10 | 1262 | 310 | 0 | 33.5 | 37.69 | 8 | 0
2025 | RMPA_2_NE | RMPA | NE | External | Winter | B16 | 25 | 310 | 0 | 52.57 | 58.19 | 8 | 0
2025 | RMPA_2_NE | RMPA | NE | External | Winter | B17 | 100 | 310 | 0 | 47.28 | 47.73 | 8 | 0
2025 | RMPA_2_NE | RMPA | NE | External | Winter | B18 | 400 | 310 | 0 | 47.27 | 44.87 | 8 | 0
2025 | RMPA_2_NE | RMPA | NE | External | Winter | B19 | 700 | 310 | 0 | 47.27 | 44.37 | 8 | 0
2025 | RMPA_2_NE | RMPA | NE | External | Winter | B20 | 935 | 310 | 106.31 | 33.66 | 41.66 | 8 | 0
2025 | RMPA_2_SPP_N | RMPA | SPP_N | External | Shoulder | B11 | 25 | 210 | 210 | 44.43 | 70.09 | 8 | 17.66
2025 | RMPA_2_SPP_N | RMPA | SPP_N | External | Shoulder | B12 | 200 | 210 | 0 | 44.41 | 47.6 | 8 | 0
2025 | RMPA_2_SPP_N | RMPA | SPP_N | External | Shoulder | B13 | 600 | 210 | 0 | 44.41 | 45.56 | 8 | 0
2025 | RMPA_2_SPP_N | RMPA | SPP_N | External | Shoulder | B14 | 900 | 210 | 0 | 44.41 | 44.5 | 8 | 0
2025 | RMPA_2_SPP_N | RMPA | SPP_N | External | Shoulder | B15 | 1203 | 210 | 0 | 37.18 | 40.85 | 8 | 0
2025 | RMPA_2_SPP_N | RMPA | SPP_N | External | Summer | B1 | 10 | 210 | 0 | 67.76 | 73.59 | 8 | 0
2025 | RMPA_2_SPP_N | RMPA | SPP_N | External | Summer | B2 | 25 | 210 | 155.73 | 65.59 | 73.59 | 8 | 0
2025 | RMPA_2_SPP_N | RMPA | SPP_N | External | Summer | B3 | 75 | 210 | 210 | 60.67 | 73.59 | 8 | 4.92
2025 | RMPA_2_SPP_N | RMPA | SPP_N | External | Summer | B4 | 100 | 210 | 210 | 47.04 | 71.53 | 8 | 16.49
2025 | RMPA_2_SPP_N | RMPA | SPP_N | External | Summer | B5 | 200 | 210 | 210 | 47.04 | 67.65 | 8 | 12.61
2025 | RMPA_2_SPP_N | RMPA | SPP_N | External | Summer | B6 | 300 | 210 | 210 | 47.04 | 59.44 | 8 | 4.4
2025 | RMPA_2_SPP_N | RMPA | SPP_N | External | Summer | B7 | 400 | 210 | 0 | 47.04 | 46.84 | 8 | 0
2025 | RMPA_2_SPP_N | RMPA | SPP_N | External | Summer | B8 | 500 | 210 | 0 | 44.35 | 43.36 | 8 | 0
2025 | RMPA_2_SPP_N | RMPA | SPP_N | External | Summer | B9 | 800 | 210 | 0 | 42.26 | 43.26 | 8 | 0
2025 | RMPA_2_SPP_N | RMPA | SPP_N | External | Summer | B10 | 1262 | 210 | 0 | 33.5 | 40.11 | 8 | 0
2025 | RMPA_2_SPP_N | RMPA | SPP_N | External | Winter | B16 | 25 | 210 | 209.98 | 52.57 | 61.05 | 8 | 0.47
2025 | RMPA_2_SPP_N | RMPA | SPP_N | External | Winter | B17 | 100 | 210 | 0 | 47.28 | 47.74 | 8 | 0
2025 | RMPA_2_SPP_N | RMPA | SPP_N | External | Winter | B18 | 400 | 210 | 0 | 47.27 | 44.88 | 8 | 0
2025 | RMPA_2_SPP_N | RMPA | SPP_N | External | Winter | B19 | 700 | 210 | 0 | 47.27 | 44.38 | 8 | 0
2025 | RMPA_2_SPP_N | RMPA | SPP_N | External | Winter | B20 | 935 | 210 | 209.98 | 33.66 | 41.67 | 8 | 0.01
2025 | SPP_N_2_RMPA | SPP_N | RMPA | External | Shoulder | B11 | 25 | 210 | 0 | 70.09 | 44.43 | 5 | 0
2025 | SPP_N_2_RMPA | SPP_N | RMPA | External | Shoulder | B12 | 200 | 210 | 0 | 47.6 | 44.41 | 5 | 0
2025 | SPP_N_2_RMPA | SPP_N | RMPA | External | Shoulder | B13 | 600 | 210 | 0 | 45.56 | 44.41 | 5 | 0
2025 | SPP_N_2_RMPA | SPP_N | RMPA | External | Shoulder | B14 | 900 | 210 | 0 | 44.5 | 44.41 | 5 | 0
2025 | SPP_N_2_RMPA | SPP_N | RMPA | External | Shoulder | B15 | 1203 | 210 | 0 | 40.85 | 37.18 | 5 | 0
2025 | SPP_N_2_RMPA | SPP_N | RMPA | External | Summer | B1 | 10 | 210 | 0 | 73.59 | 67.76 | 5 | 0
2025 | SPP_N_2_RMPA | SPP_N | RMPA | External | Summer | B2 | 25 | 210 | 0 | 73.59 | 65.59 | 5 | 0
2025 | SPP_N_2_RMPA | SPP_N | RMPA | External | Summer | B3 | 75 | 210 | 0 | 73.59 | 60.67 | 5 | 0
2025 | SPP_N_2_RMPA | SPP_N | RMPA | External | Summer | B4 | 100 | 210 | 0 | 71.53 | 47.04 | 5 | 0
2025 | SPP_N_2_RMPA | SPP_N | RMPA | External | Summer | B5 | 200 | 210 | 0 | 67.65 | 47.04 | 5 | 0
2025 | SPP_N_2_RMPA | SPP_N | RMPA | External | Summer | B6 | 300 | 210 | 0 | 59.44 | 47.04 | 5 | 0
2025 | SPP_N_2_RMPA | SPP_N | RMPA | External | Summer | B7 | 400 | 210 | 0 | 46.84 | 47.04 | 5 | 0
2025 | SPP_N_2_RMPA | SPP_N | RMPA | External | Summer | B8 | 500 | 210 | 0 | 43.36 | 44.35 | 5 | 0
2025 | SPP_N_2_RMPA | SPP_N | RMPA | External | Summer | B9 | 800 | 210 | 0 | 43.26 | 42.26 | 5 | 0
2025 | SPP_N_2_RMPA | SPP_N | RMPA | External | Summer | B10 | 1262 | 210 | 0 | 40.11 | 33.5 | 5 | 0
2025 | SPP_N_2_RMPA | SPP_N | RMPA | External | Winter | B16 | 25 | 210 | 0 | 61.05 | 52.57 | 5 | 0
2025 | SPP_N_2_RMPA | SPP_N | RMPA | External | Winter | B17 | 100 | 210 | 0 | 47.74 | 47.28 | 5 | 0
2025 | SPP_N_2_RMPA | SPP_N | RMPA | External | Winter | B18 | 400 | 210 | 0 | 44.88 | 47.27 | 5 | 0
2025 | SPP_N_2_RMPA | SPP_N | RMPA | External | Winter | B19 | 700 | 210 | 0 | 44.38 | 47.27 | 5 | 0
2025 | SPP_N_2_RMPA | SPP_N | RMPA | External | Winter | B20 | 935 | 210 | 0 | 41.67 | 33.66 | 5 | 0
2025 | SPP_S_2_ERCOT | SPP_S | ERCOT | External | Shoulder | B11 | 25 | 800 | 387.25 | 60.35 | 65.35 | 5 | 0
2025 | SPP_S_2_ERCOT | SPP_S | ERCOT | External | Shoulder | B12 | 200 | 800 | 800 | 44.88 | 65.35 | 5 | 15.47
2025 | SPP_S_2_ERCOT | SPP_S | ERCOT | External | Shoulder | B13 | 600 | 800 | 0 | 44.78 | 44.71 | 5 | 0
2025 | SPP_S_2_ERCOT | SPP_S | ERCOT | External | Shoulder | B14 | 900 | 800 | 0 | 44.49 | 44.71 | 5 | 0
2025 | SPP_S_2_ERCOT | SPP_S | ERCOT | External | Shoulder | B15 | 1203 | 800 | 0 | 40.85 | 44.71 | 5 | 0
2025 | SPP_S_2_ERCOT | SPP_S | ERCOT | External | Summer | B1 | 10 | 800 | 800 | 55.86 | 74.84 | 5 | 13.97
2025 | SPP_S_2_ERCOT | SPP_S | ERCOT | External | Summer | B2 | 25 | 800 | 800 | 62.49 | 74.84 | 5 | 7.35
2025 | SPP_S_2_ERCOT | SPP_S | ERCOT | External | Summer | B3 | 75 | 800 | 35.39 | 63.01 | 68.01 | 5 | 0
2025 | SPP_S_2_ERCOT | SPP_S | ERCOT | External | Summer | B4 | 100 | 800 | 0 | 62.49 | 63.53 | 5 | 0
2025 | SPP_S_2_ERCOT | SPP_S | ERCOT | External | Summer | B5 | 200 | 800 | 0 | 62.49 | 63.53 | 5 | 0
2025 | SPP_S_2_ERCOT | SPP_S | ERCOT | External | Summer | B6 | 300 | 800 | 305.83 | 58.53 | 63.53 | 5 | 0
2025 | SPP_S_2_ERCOT | SPP_S | ERCOT | External | Summer | B7 | 400 | 800 | 800 | 46.83 | 63.53 | 5 | 11.7
2025 | SPP_S_2_ERCOT | SPP_S | ERCOT | External | Summer | B8 | 500 | 800 | 0 | 43.37 | 47.41 | 5 | 0
2025 | SPP_S_2_ERCOT | SPP_S | ERCOT | External | Summer | B9 | 800 | 800 | 0 | 43.27 | 43.49 | 5 | 0
2025 | SPP_S_2_ERCOT | SPP_S | ERCOT | External | Summer | B10 | 1262 | 800 | 0 | 40.12 | 43.49 | 5 | 0
2025 | SPP_S_2_ERCOT | SPP_S | ERCOT | External | Winter | B16 | 25 | 800 | 800 | 47.83 | 69.26 | 5 | 16.43
2025 | SPP_S_2_ERCOT | SPP_S | ERCOT | External | Winter | B17 | 100 | 800 | 144.79 | 47.73 | 52.73 | 5 | 0
2025 | SPP_S_2_ERCOT | SPP_S | ERCOT | External | Winter | B18 | 400 | 800 | 0 | 44.89 | 47.34 | 5 | 0
2025 | SPP_S_2_ERCOT | SPP_S | ERCOT | External | Winter | B19 | 700 | 800 | 0 | 44.38 | 47.34 | 5 | 0
2025 | SPP_S_2_ERCOT | SPP_S | ERCOT | External | Winter | B20 | 935 | 800 | 800 | 41.69 | 47.34 | 5 | 0.65
2030 | AZ_NM_SNV_Coal_2_SPP_S | AZ_NM_SNV_Coal | SPP_S | External | Shoulder | B11 | 25 | 400 | 0.03 | 58.65 | 66.44 | 8.17 | 0
2030 | AZ_NM_SNV_Coal_2_SPP_S | AZ_NM_SNV_Coal | SPP_S | External | Shoulder | B12 | 200 | 400 | 0 | 53.82 | 48.09 | 8.17 | 0
2030 | AZ_NM_SNV_Coal_2_SPP_S | AZ_NM_SNV_Coal | SPP_S | External | Shoulder | B13 | 600 | 400 | 0 | 50.57 | 47.98 | 8.17 | 0
2030 | AZ_NM_SNV_Coal_2_SPP_S | AZ_NM_SNV_Coal | SPP_S | External | Shoulder | B14 | 900 | 400 | 0 | 50.57 | 47.98 | 8.17 | 0
2030 | AZ_NM_SNV_Coal_2_SPP_S | AZ_NM_SNV_Coal | SPP_S | External | Shoulder | B15 | 1203 | 400 | 0 | 50.57 | 43.17 | 8.17 | 0
2030 | AZ_NM_SNV_Coal_2_SPP_S | AZ_NM_SNV_Coal | SPP_S | External | Summer | B1 | 10 | 400 | 0 | 87.3 | 63.1 | 8.17 | 0
2030 | AZ_NM_SNV_Coal_2_SPP_S | AZ_NM_SNV_Coal | SPP_S | External | Summer | B2 | 25 | 400 | 0 | 82.47 | 67.02 | 8.17 | 0
2030 | AZ_NM_SNV_Coal_2_SPP_S | AZ_NM_SNV_Coal | SPP_S | External | Summer | B3 | 75 | 400 | 0 | 80.34 | 67.59 | 8.17 | 0
2030 | AZ_NM_SNV_Coal_2_SPP_S | AZ_NM_SNV_Coal | SPP_S | External | Summer | B4 | 100 | 400 | 0 | 72.39 | 67.02 | 8.17 | 0
2030 | AZ_NM_SNV_Coal_2_SPP_S | AZ_NM_SNV_Coal | SPP_S | External | Summer | B5 | 200 | 400 | 0 | 63.93 | 67.02 | 8.17 | 0
2030 | AZ_NM_SNV_Coal_2_SPP_S | AZ_NM_SNV_Coal | SPP_S | External | Summer | B6 | 300 | 400 | 0 | 58.63 | 62.12 | 8.17 | 0
2030 | AZ_NM_SNV_Coal_2_SPP_S | AZ_NM_SNV_Coal | SPP_S | External | Summer | B7 | 400 | 400 | 0 | 58.62 | 48.99 | 8.17 | 0
2030 | AZ_NM_SNV_Coal_2_SPP_S | AZ_NM_SNV_Coal | SPP_S | External | Summer | B8 | 500 | 400 | 0 | 58.62 | 46.46 | 8.17 | 0
2030 | AZ_NM_SNV_Coal_2_SPP_S | AZ_NM_SNV_Coal | SPP_S | External | Summer | B9 | 800 | 400 | 0 | 58.32 | 46.36 | 8.17 | 0
2030 | AZ_NM_SNV_Coal_2_SPP_S | AZ_NM_SNV_Coal | SPP_S | External | Summer | B10 | 1262 | 400 | 0 | 48.67 | 41.95 | 8.17 | 0
2030 | AZ_NM_SNV_Coal_2_SPP_S | AZ_NM_SNV_Coal | SPP_S | External | Winter | B16 | 25 | 400 | 0 | 62.55 | 51.3 | 8.17 | 0
2030 | AZ_NM_SNV_Coal_2_SPP_S | AZ_NM_SNV_Coal | SPP_S | External | Winter | B17 | 100 | 400 | 0 | 54.39 | 51.18 | 8.17 | 0
2030 | AZ_NM_SNV_Coal_2_SPP_S | AZ_NM_SNV_Coal | SPP_S | External | Winter | B18 | 400 | 400 | 0 | 54.12 | 51.18 | 8.17 | 0
2030 | AZ_NM_SNV_Coal_2_SPP_S | AZ_NM_SNV_Coal | SPP_S | External | Winter | B19 | 700 | 400 | 0 | 54.12 | 47.04 | 8.17 | 0
2030 | AZ_NM_SNV_Coal_2_SPP_S | AZ_NM_SNV_Coal | SPP_S | External | Winter | B20 | 935 | 400 | 0 | 47.98 | 43.24 | 8.17 | 0
2030 | ERCOT_2_SPP_S | ERCOT | SPP_S | External | Shoulder | B11 | 25 | 800 | 0 | 70.04 | 66.44 | 8 | 0
2030 | ERCOT_2_SPP_S | ERCOT | SPP_S | External | Shoulder | B12 | 200 | 800 | 0 | 52.2 | 48.09 | 8 | 0
2030 | ERCOT_2_SPP_S | ERCOT | SPP_S | External | Shoulder | B13 | 600 | 800 | 0 | 47.87 | 47.98 | 8 | 0
2030 | ERCOT_2_SPP_S | ERCOT | SPP_S | External | Shoulder | B14 | 900 | 800 | 0 | 47.87 | 47.98 | 8 | 0
2030 | ERCOT_2_SPP_S | ERCOT | SPP_S | External | Shoulder | B15 | 1203 | 800 | 0 | 44.08 | 43.17 | 8 | 0
2030 | ERCOT_2_SPP_S | ERCOT | SPP_S | External | Summer | B1 | 10 | 800 | 0 | 68.1 | 63.1 | 8 | 0
2030 | ERCOT_2_SPP_S | ERCOT | SPP_S | External | Summer | B2 | 25 | 800 | 0 | 68.1 | 67.02 | 8 | 0
2030 | ERCOT_2_SPP_S | ERCOT | SPP_S | External | Summer | B3 | 75 | 800 | 0 | 68.1 | 67.59 | 8 | 0
2030 | ERCOT_2_SPP_S | ERCOT | SPP_S | External | Summer | B4 | 100 | 800 | 0 | 68.1 | 67.02 | 8 | 0
2030 | ERCOT_2_SPP_S | ERCOT | SPP_S | External | Summer | B5 | 200 | 800 | 0 | 68.1 | 67.02 | 8 | 0
2030 | ERCOT_2_SPP_S | ERCOT | SPP_S | External | Summer | B6 | 300 | 800 | 0 | 68.1 | 62.12 | 8 | 0
2030 | ERCOT_2_SPP_S | ERCOT | SPP_S | External | Summer | B7 | 400 | 800 | 0 | 50.77 | 48.99 | 8 | 0
2030 | ERCOT_2_SPP_S | ERCOT | SPP_S | External | Summer | B8 | 500 | 800 | 0 | 46.56 | 46.46 | 8 | 0
2030 | ERCOT_2_SPP_S | ERCOT | SPP_S | External | Summer | B9 | 800 | 800 | 0 | 46.56 | 46.36 | 8 | 0
2030 | ERCOT_2_SPP_S | ERCOT | SPP_S | External | Summer | B10 | 1262 | 800 | 0 | 46.56 | 41.95 | 8 | 0
2030 | ERCOT_2_SPP_S | ERCOT | SPP_S | External | Winter | B16 | 25 | 800 | 0 | 55.33 | 51.3 | 8 | 0
2030 | ERCOT_2_SPP_S | ERCOT | SPP_S | External | Winter | B17 | 100 | 800 | 0 | 50.72 | 51.18 | 8 | 0
2030 | ERCOT_2_SPP_S | ERCOT | SPP_S | External | Winter | B18 | 400 | 800 | 0 | 50.72 | 51.18 | 8 | 0
2030 | ERCOT_2_SPP_S | ERCOT | SPP_S | External | Winter | B19 | 700 | 800 | 0 | 50.72 | 47.04 | 8 | 0
2030 | ERCOT_2_SPP_S | ERCOT | SPP_S | External | Winter | B20 | 935 | 800 | 0 | 43.2 | 43.24 | 8 | 0
2030 | MAPP_US_2_RMPA | MAPP_US | RMPA | External | Shoulder | B11 | 25 | 200 | 0 | 61.4 | 53.4 | 8 | 0
2030 | MAPP_US_2_RMPA | MAPP_US | RMPA | External | Shoulder | B12 | 200 | 200 | 53.21 | 43.39 | 51.39 | 8 | 0
2030 | MAPP_US_2_RMPA | MAPP_US | RMPA | External | Shoulder | B13 | 600 | 200 | 200 | 42.37 | 50.47 | 8 | 0.11
2030 | MAPP_US_2_RMPA | MAPP_US | RMPA | External | Shoulder | B14 | 900 | 200 | 200 | 42.37 | 50.47 | 8 | 0.11
2030 | MAPP_US_2_RMPA | MAPP_US | RMPA | External | Shoulder | B15 | 1203 | 200 | 0 | 38.18 | 44 | 8 | 0
2030 | MAPP_US_2_RMPA | MAPP_US | RMPA | External | Summer | B1 | 10 | 200 | 0.01 | 72.4 | 78.67 | 8 | 0
2030 | MAPP_US_2_RMPA | MAPP_US | RMPA | External | Summer | B2 | 25 | 200 | 0 | 71.44 | 74.3 | 8 | 0
2030 | MAPP_US_2_RMPA | MAPP_US | RMPA | External | Summer | B3 | 75 | 200 | 0 | 71.44 | 72.17 | 8 | 0
2030 | MAPP_US_2_RMPA | MAPP_US | RMPA | External | Summer | B4 | 100 | 200 | 0 | 70.02 | 64.22 | 8 | 0
2030 | MAPP_US_2_RMPA | MAPP_US | RMPA | External | Summer | B5 | 200 | 200 | 0 | 69.09 | 55.77 | 8 | 0
2030 | MAPP_US_2_RMPA | MAPP_US | RMPA | External | Summer | B6 | 300 | 200 | 0 | 55.09 | 51.28 | 8 | 0
2030 | MAPP_US_2_RMPA | MAPP_US | RMPA | External | Summer | B7 | 400 | 200 | 200 | 42.9 | 51.28 | 8 | 0.38
2030 | MAPP_US_2_RMPA | MAPP_US | RMPA | External | Summer | B8 | 500 | 200 | 200 | 39.33 | 51.28 | 8 | 3.95
2030 | MAPP_US_2_RMPA | MAPP_US | RMPA | External | Summer | B9 | 800 | 200 | 200 | 39.33 | 50.16 | 8 | 2.82
2030 | MAPP_US_2_RMPA | MAPP_US | RMPA | External | Summer | B10 | 1262 | 200 | 200 | 29.63 | 40.51 | 8 | 2.88
2030 | MAPP_US_2_RMPA | MAPP_US | RMPA | External | Winter | B16 | 25 | 200 | 0 | 50.91 | 57.33 | 8 | 0
2030 | MAPP_US_2_RMPA | MAPP_US | RMPA | External | Winter | B17 | 100 | 200 | 200 | 45.33 | 57.33 | 8 | 4
2030 | MAPP_US_2_RMPA | MAPP_US | RMPA | External | Winter | B18 | 400 | 200 | 200 | 44.18 | 54.39 | 8 | 2.2
2030 | MAPP_US_2_RMPA | MAPP_US | RMPA | External | Winter | B19 | 700 | 200 | 200 | 44.18 | 54.39 | 8 | 2.2
2030 | MAPP_US_2_RMPA | MAPP_US | RMPA | External | Winter | B20 | 935 | 200 | 0 | 36.24 | 39.01 | 8 | 0
2030 | NE_2_RMPA | NE | RMPA | External | Shoulder | B11 | 25 | 310 | 0 | 68.4 | 53.4 | 5 | 0
2030 | NE_2_RMPA | NE | RMPA | External | Shoulder | B12 | 200 | 310 | 0 | 50.39 | 51.39 | 5 | 0
2030 | NE_2_RMPA | NE | RMPA | External | Shoulder | B13 | 600 | 310 | 0 | 49.37 | 50.47 | 5 | 0
2030 | NE_2_RMPA | NE | RMPA | External | Shoulder | B14 | 900 | 310 | 0 | 48.61 | 50.47 | 5 | 0
2030 | NE_2_RMPA | NE | RMPA | External | Shoulder | B15 | 1203 | 310 | 0 | 43.16 | 44 | 5 | 0
2030 | NE_2_RMPA | NE | RMPA | External | Summer | B1 | 10 | 310 | 0 | 79.4 | 78.67 | 5 | 0
2030 | NE_2_RMPA | NE | RMPA | External | Summer | B2 | 25 | 310 | 0 | 78.44 | 74.3 | 5 | 0
2030 | NE_2_RMPA | NE | RMPA | External | Summer | B3 | 75 | 310 | 0 | 78.44 | 72.17 | 5 | 0
2030 | NE_2_RMPA | NE | RMPA | External | Summer | B4 | 100 | 310 | 0 | 77.02 | 64.22 | 5 | 0
2030 | NE_2_RMPA | NE | RMPA | External | Summer | B5 | 200 | 310 | 0 | 76.09 | 55.77 | 5 | 0
2030 | NE_2_RMPA | NE | RMPA | External | Summer | B6 | 300 | 310 | 0 | 62.09 | 51.28 | 5 | 0
2030 | NE_2_RMPA | NE | RMPA | External | Summer | B7 | 400 | 310 | 0 | 49.9 | 51.28 | 5 | 0
2030 | NE_2_RMPA | NE | RMPA | External | Summer | B8 | 500 | 310 | 0 | 46.33 | 51.28 | 5 | 0
2030 | NE_2_RMPA | NE | RMPA | External | Summer | B9 | 800 | 310 | 0 | 46.33 | 50.16 | 5 | 0
2030 | NE_2_RMPA | NE | RMPA | External | Summer | B10 | 1262 | 310 | 0 | 36.63 | 40.51 | 5 | 0
2030 | NE_2_RMPA | NE | RMPA | External | Winter | B16 | 25 | 310 | 0 | 57.91 | 57.33 | 5 | 0
2030 | NE_2_RMPA | NE | RMPA | External | Winter | B17 | 100 | 310 | 32.34 | 52.33 | 57.33 | 5 | 0
2030 | NE_2_RMPA | NE | RMPA | External | Winter | B18 | 400 | 310 | 0 | 51.18 | 54.39 | 5 | 0
2030 | NE_2_RMPA | NE | RMPA | External | Winter | B19 | 700 | 310 | 310 | 47.91 | 54.39 | 5 | 1.48
2030 | NE_2_RMPA | NE | RMPA | External | Winter | B20 | 935 | 310 | 0 | 43.24 | 39.01 | 5 | 0
2030 | NWPP_Coal_2_MAPP_US | NWPP_Coal | MAPP_US | External | Shoulder | B11 | 25 | 150 | 0 | 58.64 | 61.4 | 8 | 0
2030 | NWPP_Coal_2_MAPP_US | NWPP_Coal | MAPP_US | External | Shoulder | B12 | 200 | 150 | 0 | 58.64 | 43.39 | 8 | 0
2030 | NWPP_Coal_2_MAPP_US | NWPP_Coal | MAPP_US | External | Shoulder | B13 | 600 | 150 | 0 | 58.64 | 42.37 | 8 | 0
2030 | NWPP_Coal_2_MAPP_US | NWPP_Coal | MAPP_US | External | Shoulder | B14 | 900 | 150 | 0 | 58.64 | 42.37 | 8 | 0
2030 | NWPP_Coal_2_MAPP_US | NWPP_Coal | MAPP_US | External | Shoulder | B15 | 1203 | 150 | 0 | 58.64 | 38.18 | 8 | 0
2030 | NWPP_Coal_2_MAPP_US | NWPP_Coal | MAPP_US | External | Summer | B1 | 10 | 150 | 0 | 70.51 | 72.4 | 8 | 0
2030 | NWPP_Coal_2_MAPP_US | NWPP_Coal | MAPP_US | External | Summer | B2 | 25 | 150 | 150 | 58.61 | 71.44 | 8 | 4.84
2030 | NWPP_Coal_2_MAPP_US | NWPP_Coal | MAPP_US | External | Summer | B3 | 75 | 150 | 150 | 58.61 | 71.44 | 8 | 4.84
2030 | NWPP_Coal_2_MAPP_US | NWPP_Coal | MAPP_US | External | Summer | B4 | 100 | 150 | 150 | 58.61 | 70.02 | 8 | 3.41
2030 | NWPP_Coal_2_MAPP_US | NWPP_Coal | MAPP_US | External | Summer | B5 | 200 | 150 | 150 | 58.61 | 69.09 | 8 | 2.48
2030 | NWPP_Coal_2_MAPP_US | NWPP_Coal | MAPP_US | External | Summer | B6 | 300 | 150 | 0 | 58.61 | 55.09 | 8 | 0
2030 | NWPP_Coal_2_MAPP_US | NWPP_Coal | MAPP_US | External | Summer | B7 | 400 | 150 | 0 | 58.61 | 42.9 | 8 | 0
2030 | NWPP_Coal_2_MAPP_US | NWPP_Coal | MAPP_US | External | Summer | B8 | 500 | 150 | 0 | 58.61 | 39.33 | 8 | 0
2030 | NWPP_Coal_2_MAPP_US | NWPP_Coal | MAPP_US | External | Summer | B9 | 800 | 150 | 0 | 58.61 | 39.33 | 8 | 0
2030 | NWPP_Coal_2_MAPP_US | NWPP_Coal | MAPP_US | External | Summer | B10 | 1262 | 150 | 0 | 58.61 | 29.63 | 8 | 0
2030 | NWPP_Coal_2_MAPP_US | NWPP_Coal | MAPP_US | External | Winter | B16 | 25 | 150 | 0 | 62.55 | 50.91 | 8 | 0
2030 | NWPP_Coal_2_MAPP_US | NWPP_Coal | MAPP_US | External | Winter | B17 | 100 | 150 | 0 | 62.55 | 45.33 | 8 | 0
2030 | NWPP_Coal_2_MAPP_US | NWPP_Coal | MAPP_US | External | Winter | B18 | 400 | 150 | 0 | 62.55 | 44.18 | 8 | 0
2030 | NWPP_Coal_2_MAPP_US | NWPP_Coal | MAPP_US | External | Winter | B19 | 700 | 150 | 0 | 62.55 | 44.18 | 8 | 0
2030 | NWPP_Coal_2_MAPP_US | NWPP_Coal | MAPP_US | External | Winter | B20 | 935 | 150 | 0 | 62.55 | 36.24 | 8 | 0
2030 | RMPA_2_MAPP_US | RMPA | MAPP_US | External | Shoulder | B11 | 25 | 200 | 53.79 | 53.4 | 61.4 | 8 | 0
2030 | RMPA_2_MAPP_US | RMPA | MAPP_US | External | Shoulder | B12 | 200 | 200 | 0 | 51.39 | 43.39 | 8 | 0
2030 | RMPA_2_MAPP_US | RMPA | MAPP_US | External | Shoulder | B13 | 600 | 200 | 0 | 50.47 | 42.37 | 8 | 0
2030 | RMPA_2_MAPP_US | RMPA | MAPP_US | External | Shoulder | B14 | 900 | 200 | 0 | 50.47 | 42.37 | 8 | 0
2030 | RMPA_2_MAPP_US | RMPA | MAPP_US | External | Shoulder | B15 | 1203 | 200 | 0 | 44 | 38.18 | 8 | 0
2030 | RMPA_2_MAPP_US | RMPA | MAPP_US | External | Summer | B1 | 10 | 200 | 0 | 78.67 | 72.4 | 8 | 0
2030 | RMPA_2_MAPP_US | RMPA | MAPP_US | External | Summer | B2 | 25 | 200 | 0 | 74.3 | 71.44 | 8 | 0
2030 | RMPA_2_MAPP_US | RMPA | MAPP_US | External | Summer | B3 | 75 | 200 | 0 | 72.17 | 71.44 | 8 | 0
2030 | RMPA_2_MAPP_US | RMPA | MAPP_US | External | Summer | B4 | 100 | 200 | 0 | 64.22 | 70.02 | 8 | 0
2030 | RMPA_2_MAPP_US | RMPA | MAPP_US | External | Summer | B5 | 200 | 200 | 200 | 55.77 | 69.09 | 8 | 5.32
2030 | RMPA_2_MAPP_US | RMPA | MAPP_US | External | Summer | B6 | 300 | 200 | 0 | 51.28 | 55.09 | 8 | 0
2030 | RMPA_2_MAPP_US | RMPA | MAPP_US | External | Summer | B7 | 400 | 200 | 0 | 51.28 | 42.9 | 8 | 0
2030 | RMPA_2_MAPP_US | RMPA | MAPP_US | External | Summer | B8 | 500 | 200 | 0 | 51.28 | 39.33 | 8 | 0
2030 | RMPA_2_MAPP_US | RMPA | MAPP_US | External | Summer | B9 | 800 | 200 | 0 | 50.16 | 39.33 | 8 | 0
2030 | RMPA_2_MAPP_US | RMPA | MAPP_US | External | Summer | B10 | 1262 | 200 | 0 | 40.51 | 29.63 | 8 | 0
2030 | RMPA_2_MAPP_US | RMPA | MAPP_US | External | Winter | B16 | 25 | 200 | 0 | 57.33 | 50.91 | 8 | 0
2030 | RMPA_2_MAPP_US | RMPA | MAPP_US | External | Winter | B17 | 100 | 200 | 0 | 57.33 | 45.33 | 8 | 0
2030 | RMPA_2_MAPP_US | RMPA | MAPP_US | External | Winter | B18 | 400 | 200 | 0 | 54.39 | 44.18 | 8 | 0
2030 | RMPA_2_MAPP_US | RMPA | MAPP_US | External | Winter | B19 | 700 | 200 | 0 | 54.39 | 44.18 | 8 | 0
2030 | RMPA_2_MAPP_US | RMPA | MAPP_US | External | Winter | B20 | 935 | 200 | 0 | 39.01 | 36.24 | 8 | 0
2030 | RMPA_2_NE | RMPA | NE | External | Shoulder | B11 | 25 | 310 | 310 | 53.4 | 68.4 | 8 | 7
2030 | RMPA_2_NE | RMPA | NE | External | Shoulder | B12 | 200 | 310 | 0 | 51.39 | 50.39 | 8 | 0
2030 | RMPA_2_NE | RMPA | NE | External | Shoulder | B13 | 600 | 310 | 0 | 50.47 | 49.37 | 8 | 0
2030 | RMPA_2_NE | RMPA | NE | External | Shoulder | B14 | 900 | 310 | 0 | 50.47 | 48.61 | 8 | 0
2030 | RMPA_2_NE | RMPA | NE | External | Shoulder | B15 | 1203 | 310 | 0 | 44 | 43.16 | 8 | 0
2030 | RMPA_2_NE | RMPA | NE | External | Summer | B1 | 10 | 310 | 0 | 78.67 | 79.4 | 8 | 0
2030 | RMPA_2_NE | RMPA | NE | External | Summer | B2 | 25 | 310 | 0 | 74.3 | 78.44 | 8 | 0
2030 | RMPA_2_NE | RMPA | NE | External | Summer | B3 | 75 | 310 | 0 | 72.17 | 78.44 | 8 | 0
2030 | RMPA_2_NE | RMPA | NE | External | Summer | B4 | 100 | 310 | 310 | 64.22 | 77.02 | 8 | 4.79
2030 | RMPA_2_NE | RMPA | NE | External | Summer | B5 | 200 | 310 | 310 | 55.77 | 76.09 | 8 | 12.32
2030 | RMPA_2_NE | RMPA | NE | External | Summer | B6 | 300 | 310 | 310 | 51.28 | 62.09 | 8 | 2.81
2030 | RMPA_2_NE | RMPA | NE | External | Summer | B7 | 400 | 310 | 0 | 51.28 | 49.9 | 8 | 0
2030 | RMPA_2_NE | RMPA | NE | External | Summer | B8 | 500 | 310 | 0 | 51.28 | 46.33 | 8 | 0
2030 | RMPA_2_NE | RMPA | NE | External | Summer | B9 | 800 | 310 | 0 | 50.16 | 46.33 | 8 | 0
2030 | RMPA_2_NE | RMPA | NE | External | Summer | B10 | 1262 | 310 | 0 | 40.51 | 36.63 | 8 | 0
2030 | RMPA_2_NE | RMPA | NE | External | Winter | B16 | 25 | 310 | 0 | 57.33 | 57.91 | 8 | 0
2030 | RMPA_2_NE | RMPA | NE | External | Winter | B17 | 100 | 310 | 0 | 57.33 | 52.33 | 8 | 0
2030 | RMPA_2_NE | RMPA | NE | External | Winter | B18 | 400 | 310 | 0 | 54.39 | 51.18 | 8 | 0
2030 | RMPA_2_NE | RMPA | NE | External | Winter | B19 | 700 | 310 | 0 | 54.39 | 47.91 | 8 | 0
2030 | RMPA_2_NE | RMPA | NE | External | Winter | B20 | 935 | 310 | 0 | 39.01 | 43.24 | 8 | 0
2030 | RMPA_2_SPP_N | RMPA | SPP_N | External | Shoulder | B11 | 25 | 210 | 210 | 53.4 | 74.03 | 8 | 12.63
2030 | RMPA_2_SPP_N | RMPA | SPP_N | External | Shoulder | B12 | 200 | 210 | 0 | 51.39 | 50.4 | 8 | 0
2030 | RMPA_2_SPP_N | RMPA | SPP_N | External | Shoulder | B13 | 600 | 210 | 0 | 50.47 | 49.38 | 8 | 0
2030 | RMPA_2_SPP_N | RMPA | SPP_N | External | Shoulder | B14 | 900 | 210 | 0 | 50.47 | 48.62 | 8 | 0
2030 | RMPA_2_SPP_N | RMPA | SPP_N | External | Shoulder | B15 | 1203 | 210 | 0 | 44 | 43.17 | 8 | 0
2030 | RMPA_2_SPP_N | RMPA | SPP_N | External | Summer | B1 | 10 | 210 | 0 | 78.67 | 79.41 | 8 | 0
2030 | RMPA_2_SPP_N | RMPA | SPP_N | External | Summer | B2 | 25 | 210 | 0 | 74.3 | 79.41 | 8 | 0
2030 | RMPA_2_SPP_N | RMPA | SPP_N | External | Summer | B3 | 75 | 210 | 0 | 72.17 | 79.41 | 8 | 0
2030 | RMPA_2_SPP_N | RMPA | SPP_N | External | Summer | B4 | 100 | 210 | 210 | 64.22 | 77.03 | 8 | 4.81
2030 | RMPA_2_SPP_N | RMPA | SPP_N | External | Summer | B5 | 200 | 210 | 210 | 55.77 | 77.03 | 8 | 13.26
2030 | RMPA_2_SPP_N | RMPA | SPP_N | External | Summer | B6 | 300 | 210 | 210 | 51.28 | 62.1 | 8 | 2.82
2030 | RMPA_2_SPP_N | RMPA | SPP_N | External | Summer | B7 | 400 | 210 | 0 | 51.28 | 49.91 | 8 | 0
2030 | RMPA_2_SPP_N | RMPA | SPP_N | External | Summer | B8 | 500 | 210 | 0 | 51.28 | 46.47 | 8 | 0
2030 | RMPA_2_SPP_N | RMPA | SPP_N | External | Summer | B9 | 800 | 210 | 0 | 50.16 | 46.35 | 8 | 0
2030 | RMPA_2_SPP_N | RMPA | SPP_N | External | Summer | B10 | 1262 | 210 | 0 | 40.51 | 41.94 | 8 | 0
2030 | RMPA_2_SPP_N | RMPA | SPP_N | External | Winter | B16 | 25 | 210 | 0 | 57.33 | 62.07 | 8 | 0
2030 | RMPA_2_SPP_N | RMPA | SPP_N | External | Winter | B17 | 100 | 210 | 0 | 57.33 | 52.34 | 8 | 0
2030 | RMPA_2_SPP_N | RMPA | SPP_N | External | Winter | B18 | 400 | 210 | 0 | 54.39 | 51.2 | 8 | 0
2030 | RMPA_2_SPP_N | RMPA | SPP_N | External | Winter | B19 | 700 | 210 | 0 | 54.39 | 47.92 | 8 | 0
2030 | RMPA_2_SPP_N | RMPA | SPP_N | External | Winter | B20 | 935 | 210 | 0 | 39.01 | 43.25 | 8 | 0
2030 | SPP_N_2_RMPA | SPP_N | RMPA | External | Shoulder | B11 | 25 | 210 | 0 | 74.03 | 53.4 | 5 | 0
2030 | SPP_N_2_RMPA | SPP_N | RMPA | External | Shoulder | B12 | 200 | 210 | 0 | 50.4 | 51.39 | 5 | 0
2030 | SPP_N_2_RMPA | SPP_N | RMPA | External | Shoulder | B13 | 600 | 210 | 0 | 49.38 | 50.47 | 5 | 0
2030 | SPP_N_2_RMPA | SPP_N | RMPA | External | Shoulder | B14 | 900 | 210 | 0 | 48.62 | 50.47 | 5 | 0
2030 | SPP_N_2_RMPA | SPP_N | RMPA | External | Shoulder | B15 | 1203 | 210 | 0 | 43.17 | 44 | 5 | 0
2030 | SPP_N_2_RMPA | SPP_N | RMPA | External | Summer | B1 | 10 | 210 | 0 | 79.41 | 78.67 | 5 | 0
2030 | SPP_N_2_RMPA | SPP_N | RMPA | External | Summer | B2 | 25 | 210 | 0 | 79.41 | 74.3 | 5 | 0
2030 | SPP_N_2_RMPA | SPP_N | RMPA | External | Summer | B3 | 75 | 210 | 0 | 79.41 | 72.17 | 5 | 0
2030 | SPP_N_2_RMPA | SPP_N | RMPA | External | Summer | B4 | 100 | 210 | 0 | 77.03 | 64.22 | 5 | 0
2030 | SPP_N_2_RMPA | SPP_N | RMPA | External | Summer | B5 | 200 | 210 | 0 | 77.03 | 55.77 | 5 | 0
2030 | SPP_N_2_RMPA | SPP_N | RMPA | External | Summer | B6 | 300 | 210 | 0 | 62.1 | 51.28 | 5 | 0
2030 | SPP_N_2_RMPA | SPP_N | RMPA | External | Summer | B7 | 400 | 210 | 0 | 49.91 | 51.28 | 5 | 0
2030 | SPP_N_2_RMPA | SPP_N | RMPA | External | Summer | B8 | 500 | 210 | 0 | 46.47 | 51.28 | 5 | 0
2030 | SPP_N_2_RMPA | SPP_N | RMPA | External | Summer | B9 | 800 | 210 | 0 | 46.35 | 50.16 | 5 | 0
2030 | SPP_N_2_RMPA | SPP_N | RMPA | External | Summer | B10 | 1262 | 210 | 0 | 41.94 | 40.51 | 5 | 0
2030 | SPP_N_2_RMPA | SPP_N | RMPA | External | Winter | B16 | 25 | 210 | 0 | 62.07 | 57.33 | 5 | 0
2030 | SPP_N_2_RMPA | SPP_N | RMPA | External | Winter | B17 | 100 | 210 | 0.17 | 52.34 | 57.33 | 5 | 0
2030 | SPP_N_2_RMPA | SPP_N | RMPA | External | Winter | B18 | 400 | 210 | 0 | 51.2 | 54.39 | 5 | 0
2030 | SPP_N_2_RMPA | SPP_N | RMPA | External | Winter | B19 | 700 | 210 | 210 | 47.92 | 54.39 | 5 | 1.47
2030 | SPP_N_2_RMPA | SPP_N | RMPA | External | Winter | B20 | 935 | 210 | 0 | 43.25 | 39.01 | 5 | 0
2030 | SPP_S_2_ERCOT | SPP_S | ERCOT | External | Shoulder | B11 | 25 | 800 | 0 | 66.44 | 70.04 | 5 | 0
2030 | SPP_S_2_ERCOT | SPP_S | ERCOT | External | Shoulder | B12 | 200 | 800 | 0 | 48.09 | 52.2 | 5 | 0
2030 | SPP_S_2_ERCOT | SPP_S | ERCOT | External | Shoulder | B13 | 600 | 800 | 0 | 47.98 | 47.87 | 5 | 0
2030 | SPP_S_2_ERCOT | SPP_S | ERCOT | External | Shoulder | B14 | 900 | 800 | 0 | 47.98 | 47.87 | 5 | 0
2030 | SPP_S_2_ERCOT | SPP_S | ERCOT | External | Shoulder | B15 | 1203 | 800 | 0 | 43.17 | 44.08 | 5 | 0
2030 | SPP_S_2_ERCOT | SPP_S | ERCOT | External | Summer | B1 | 10 | 800 | 429.92 | 63.1 | 68.1 | 5 | 0
2030 | SPP_S_2_ERCOT | SPP_S | ERCOT | External | Summer | B2 | 25 | 800 | 0 | 67.02 | 68.1 | 5 | 0
2030 | SPP_S_2_ERCOT | SPP_S | ERCOT | External | Summer | B3 | 75 | 800 | 0 | 67.59 | 68.1 | 5 | 0
2030 | SPP_S_2_ERCOT | SPP_S | ERCOT | External | Summer | B4 | 100 | 800 | 0 | 67.02 | 68.1 | 5 | 0
2030 | SPP_S_2_ERCOT | SPP_S | ERCOT | External | Summer | B5 | 200 | 800 | 0 | 67.02 | 68.1 | 5 | 0
2030 | SPP_S_2_ERCOT | SPP_S | ERCOT | External | Summer | B6 | 300 | 800 | 800 | 62.12 | 68.1 | 5 | 0.98
2030 | SPP_S_2_ERCOT | SPP_S | ERCOT | External | Summer | B7 | 400 | 800 | 0 | 48.99 | 50.77 | 5 | 0
2030 | SPP_S_2_ERCOT | SPP_S | ERCOT | External | Summer | B8 | 500 | 800 | 0 | 46.46 | 46.56 | 5 | 0
2030 | SPP_S_2_ERCOT | SPP_S | ERCOT | External | Summer | B9 | 800 | 800 | 0 | 46.36 | 46.56 | 5 | 0
2030 | SPP_S_2_ERCOT | SPP_S | ERCOT | External | Summer | B10 | 1262 | 800 | 0 | 41.95 | 46.56 | 5 | 0
2030 | SPP_S_2_ERCOT | SPP_S | ERCOT | External | Winter | B16 | 25 | 800 | 0.01 | 51.3 | 55.33 | 5 | 0
2030 | SPP_S_2_ERCOT | SPP_S | ERCOT | External | Winter | B17 | 100 | 800 | 0 | 51.18 | 50.72 | 5 | 0
2030 | SPP_S_2_ERCOT | SPP_S | ERCOT | External | Winter | B18 | 400 | 800 | 0 | 51.18 | 50.72 | 5 | 0
2030 | SPP_S_2_ERCOT | SPP_S | ERCOT | External | Winter | B19 | 700 | 800 | 0 | 47.04 | 50.72 | 5 | 0
2030 | SPP_S_2_ERCOT | SPP_S | ERCOT | External | Winter | B20 | 935 | 800 | 0 | 43.24 | 43.2 | 5 | 0
2035 | AZ_NM_SNV_Coal_2_SPP_S | AZ_NM_SNV_Coal | SPP_S | External | Shoulder | B11 | 25 | 400 | 400 | 55.81 | 74.02 | 8.17 | 10.04
2035 | AZ_NM_SNV_Coal_2_SPP_S | AZ_NM_SNV_Coal | SPP_S | External | Shoulder | B12 | 200 | 400 | 0 | 55.81 | 53.52 | 8.17 | 0
2035 | AZ_NM_SNV_Coal_2_SPP_S | AZ_NM_SNV_Coal | SPP_S | External | Shoulder | B13 | 600 | 400 | 0 | 55.81 | 53.52 | 8.17 | 0
2035 | AZ_NM_SNV_Coal_2_SPP_S | AZ_NM_SNV_Coal | SPP_S | External | Shoulder | B14 | 900 | 400 | 0 | 52.9 | 53.4 | 8.17 | 0
2035 | AZ_NM_SNV_Coal_2_SPP_S | AZ_NM_SNV_Coal | SPP_S | External | Shoulder | B15 | 1203 | 400 | 0 | 44.24 | 45.75 | 8.17 | 0
2035 | AZ_NM_SNV_Coal_2_SPP_S | AZ_NM_SNV_Coal | SPP_S | External | Summer | B1 | 10 | 400 | 0 | 101.54 | 73.57 | 8.17 | 0
2035 | AZ_NM_SNV_Coal_2_SPP_S | AZ_NM_SNV_Coal | SPP_S | External | Summer | B2 | 25 | 400 | 0 | 95.9 | 74.74 | 8.17 | 0
2035 | AZ_NM_SNV_Coal_2_SPP_S | AZ_NM_SNV_Coal | SPP_S | External | Summer | B3 | 75 | 400 | 0 | 95.9 | 79.69 | 8.17 | 0
2035 | AZ_NM_SNV_Coal_2_SPP_S | AZ_NM_SNV_Coal | SPP_S | External | Summer | B4 | 100 | 400 | 0 | 84.35 | 74.74 | 8.17 | 0
2035 | AZ_NM_SNV_Coal_2_SPP_S | AZ_NM_SNV_Coal | SPP_S | External | Summer | B5 | 200 | 400 | 0 | 74.6 | 74.74 | 8.17 | 0
2035 | AZ_NM_SNV_Coal_2_SPP_S | AZ_NM_SNV_Coal | SPP_S | External | Summer | B6 | 300 | 400 | 0 | 68.36 | 71.67 | 8.17 | 0
2035 | AZ_NM_SNV_Coal_2_SPP_S | AZ_NM_SNV_Coal | SPP_S | External | Summer | B7 | 400 | 400 | 0 | 68.33 | 55.89 | 8.17 | 0
2035 | AZ_NM_SNV_Coal_2_SPP_S | AZ_NM_SNV_Coal | SPP_S | External | Summer | B8 | 500 | 400 | 0 | 68.13 | 53.39 | 8.17 | 0
2035 | AZ_NM_SNV_Coal_2_SPP_S | AZ_NM_SNV_Coal | SPP_S | External | Summer | B9 | 800 | 400 | 0 | 68.1 | 51.61 | 8.17 | 0
2035 | AZ_NM_SNV_Coal_2_SPP_S | AZ_NM_SNV_Coal | SPP_S | External | Summer | B10 | 1262 | 400 | 0 | 53.75 | 45.89 | 8.17 | 0
2035 | AZ_NM_SNV_Coal_2_SPP_S | AZ_NM_SNV_Coal | SPP_S | External | Winter | B16 | 25 | 400 | 0 | 59.91 | 57.13 | 8.17 | 0
2035 | AZ_NM_SNV_Coal_2_SPP_S | AZ_NM_SNV_Coal | SPP_S | External | Winter | B17 | 100 | 400 | 0 | 59.91 | 57 | 8.17 | 0
2035 | AZ_NM_SNV_Coal_2_SPP_S | AZ_NM_SNV_Coal | SPP_S | External | Winter | B18 | 400 | 400 | 0 | 57.36 | 57 | 8.17 | 0
2035 | AZ_NM_SNV_Coal_2_SPP_S | AZ_NM_SNV_Coal | SPP_S | External | Winter | B19 | 700 | 400 | 0 | 57.36 | 53.99 | 8.17 | 0
2035 | AZ_NM_SNV_Coal_2_SPP_S | AZ_NM_SNV_Coal | SPP_S | External | Winter | B20 | 935 | 400 | 0 | 40.39 | 44.52 | 8.17 | 0
2035 | ERCOT_2_SPP_S | ERCOT | SPP_S | External | Shoulder | B11 | 25 | 800 | 0 | 78.16 | 74.02 | 8 | 0
2035 | ERCOT_2_SPP_S | ERCOT | SPP_S | External | Shoulder | B12 | 200 | 800 | 0 | 53.32 | 53.52 | 8 | 0
2035 | ERCOT_2_SPP_S | ERCOT | SPP_S | External | Shoulder | B13 | 600 | 800 | 0 | 53.32 | 53.52 | 8 | 0
2035 | ERCOT_2_SPP_S | ERCOT | SPP_S | External | Shoulder | B14 | 900 | 800 | 0 | 53.32 | 53.4 | 8 | 0
2035 | ERCOT_2_SPP_S | ERCOT | SPP_S | External | Shoulder | B15 | 1203 | 800 | 0 | 48.96 | 45.75 | 8 | 0
2035 | ERCOT_2_SPP_S | ERCOT | SPP_S | External | Summer | B1 | 10 | 800 | 0 | 75.93 | 73.57 | 8 | 0
2035 | ERCOT_2_SPP_S | ERCOT | SPP_S | External | Summer | B2 | 25 | 800 | 0 | 75.93 | 74.74 | 8 | 0
2035 | ERCOT_2_SPP_S | ERCOT | SPP_S | External | Summer | B3 | 75 | 800 | 0 | 75.93 | 79.69 | 8 | 0
2035 | ERCOT_2_SPP_S | ERCOT | SPP_S | External | Summer | B4 | 100 | 800 | 0 | 75.93 | 74.74 | 8 | 0
2035 | ERCOT_2_SPP_S | ERCOT | SPP_S | External | Summer | B5 | 200 | 800 | 0 | 75.93 | 74.74 | 8 | 0
2035 | ERCOT_2_SPP_S | ERCOT | SPP_S | External | Summer | B6 | 300 | 800 | 0 | 75.93 | 71.67 | 8 | 0
2035 | ERCOT_2_SPP_S | ERCOT | SPP_S | External | Summer | B7 | 400 | 800 | 0 | 56.54 | 55.89 | 8 | 0
2035 | ERCOT_2_SPP_S | ERCOT | SPP_S | External | Summer | B8 | 500 | 800 | 0 | 51.83 | 53.39 | 8 | 0
2035 | ERCOT_2_SPP_S | ERCOT | SPP_S | External | Summer | B9 | 800 | 800 | 0 | 51.83 | 51.61 | 8 | 0
2035 | ERCOT_2_SPP_S | ERCOT | SPP_S | External | Summer | B10 | 1262 | 800 | 0 | 50.89 | 45.89 | 8 | 0
2035 | ERCOT_2_SPP_S | ERCOT | SPP_S | External | Winter | B16 | 25 | 800 | 0 | 61.62 | 57.13 | 8 | 0
2035 | ERCOT_2_SPP_S | ERCOT | SPP_S | External | Winter | B17 | 100 | 800 | 0 | 56.47 | 57 | 8 | 0
2035 | ERCOT_2_SPP_S | ERCOT | SPP_S | External | Winter | B18 | 400 | 800 | 0 | 56.47 | 57 | 8 | 0
2035 | ERCOT_2_SPP_S | ERCOT | SPP_S | External | Winter | B19 | 700 | 800 | 0 | 56.47 | 53.99 | 8 | 0
2035 | ERCOT_2_SPP_S | ERCOT | SPP_S | External | Winter | B20 | 935 | 800 | 0 | 49.52 | 44.52 | 8 | 0
2035 | MAPP_US_2_RMPA | MAPP_US | RMPA | External | Shoulder | B11 | 25 | 200 | 0 | 69.07 | 59.27 | 8 | 0
2035 | MAPP_US_2_RMPA | MAPP_US | RMPA | External | Shoulder | B12 | 200 | 200 | 0 | 49.05 | 55.12 | 8 | 0
2035 | MAPP_US_2_RMPA | MAPP_US | RMPA | External | Shoulder | B13 | 600 | 200 | 0 | 48.17 | 52.9 | 8 | 0
2035 | MAPP_US_2_RMPA | MAPP_US | RMPA | External | Shoulder | B14 | 900 | 200 | 0 | 48.17 | 52.9 | 8 | 0
2035 | MAPP_US_2_RMPA | MAPP_US | RMPA | External | Shoulder | B15 | 1203 | 200 | 0 | 38.75 | 39.56 | 8 | 0
2035 | MAPP_US_2_RMPA | MAPP_US | RMPA | External | Summer | B1 | 10 | 200 | 0.01 | 80.82 | 86.76 | 8 | 0
2035 | MAPP_US_2_RMPA | MAPP_US | RMPA | External | Summer | B2 | 25 | 200 | 0 | 80.53 | 86.76 | 8 | 0
2035 | MAPP_US_2_RMPA | MAPP_US | RMPA | External | Summer | B3 | 75 | 200 | 194.28 | 78.64 | 86.64 | 8 | 0
2035 | MAPP_US_2_RMPA | MAPP_US | RMPA | External | Summer | B4 | 100 | 200 | 0 | 78.43 | 76.18 | 8 | 0
2035 | MAPP_US_2_RMPA | MAPP_US | RMPA | External | Summer | B5 | 200 | 200 | 0 | 77.03 | 59.92 | 8 | 0
2035 | MAPP_US_2_RMPA | MAPP_US | RMPA | External | Summer | B6 | 300 | 200 | 0 | 63.01 | 59.92 | 8 | 0
2035 | MAPP_US_2_RMPA | MAPP_US | RMPA | External | Summer | B7 | 400 | 200 | 0 | 49.06 | 56.9 | 8 | 0
2035 | MAPP_US_2_RMPA | MAPP_US | RMPA | External | Summer | B8 | 500 | 200 | 200 | 44.59 | 56.9 | 8 | 4.31
2035 | MAPP_US_2_RMPA | MAPP_US | RMPA | External | Summer | B9 | 800 | 200 | 200 | 44.59 | 56.59 | 8 | 4
2035 | MAPP_US_2_RMPA | MAPP_US | RMPA | External | Summer | B10 | 1262 | 200 | 200 | 31.88 | 43.16 | 8 | 3.28
2035 | MAPP_US_2_RMPA | MAPP_US | RMPA | External | Winter | B16 | 25 | 200 | 151.82 | 55.7 | 63.7 | 8 | 0
2035 | MAPP_US_2_RMPA | MAPP_US | RMPA | External | Winter | B17 | 100 | 200 | 200 | 51.93 | 63.7 | 8 | 3.77
2035 | MAPP_US_2_RMPA | MAPP_US | RMPA | External | Winter | B18 | 400 | 200 | 0 | 50 | 57.36 | 8 | 0
2035 | MAPP_US_2_RMPA | MAPP_US | RMPA | External | Winter | B19 | 700 | 200 | 146.19 | 49.36 | 57.36 | 8 | 0
2035 | MAPP_US_2_RMPA | MAPP_US | RMPA | External | Winter | B20 | 935 | 200 | 0 | 37.49 | 34.02 | 8 | 0
2035 | NE_2_RMPA | NE | RMPA | External | Shoulder | B11 | 25 | 310 | 0 | 76.07 | 59.27 | 5 | 0
2035 | NE_2_RMPA | NE | RMPA | External | Shoulder | B12 | 200 | 310 | 0 | 56.05 | 55.12 | 5 | 0
2035 | NE_2_RMPA | NE | RMPA | External | Shoulder | B13 | 600 | 310 | 0 | 55.17 | 52.9 | 5 | 0
2035 | NE_2_RMPA | NE | RMPA | External | Shoulder | B14 | 900 | 310 | 0 | 55.17 | 52.9 | 5 | 0
2035 | NE_2_RMPA | NE | RMPA | External | Shoulder | B15 | 1203 | 310 | 0 | 45.75 | 39.56 | 5 | 0
2035 | NE_2_RMPA | NE | RMPA | External | Summer | B1 | 10 | 310 | 0 | 87.82 | 86.76 | 5 | 0
2035 | NE_2_RMPA | NE | RMPA | External | Summer | B2 | 25 | 310 | 0 | 87.53 | 86.76 | 5 | 0
2035 | NE_2_RMPA | NE | RMPA | External | Summer | B3 | 75 | 310 | 0 | 85.64 | 86.64 | 5 | 0
2035 | NE_2_RMPA | NE | RMPA | External | Summer | B4 | 100 | 310 | 0 | 85.43 | 76.18 | 5 | 0
2035 | NE_2_RMPA | NE | RMPA | External | Summer | B5 | 200 | 310 | 0 | 84.03 | 59.92 | 5 | 0
2035 | NE_2_RMPA | NE | RMPA | External | Summer | B6 | 300 | 310 | 0 | 70.01 | 59.92 | 5 | 0
2035 | NE_2_RMPA | NE | RMPA | External | Summer | B7 | 400 | 310 | 0 | 56.06 | 56.9 | 5 | 0
2035 | NE_2_RMPA | NE | RMPA | External | Summer | B8 | 500 | 310 | 310 | 51.59 | 56.9 | 5 | 0.31
2035 | NE_2_RMPA | NE | RMPA | External | Summer | B9 | 800 | 310 | 165.24 | 51.59 | 56.59 | 5 | 0
2035 | NE_2_RMPA | NE | RMPA | External | Summer | B10 | 1262 | 310 | 0 | 38.88 | 43.16 | 5 | 0
2035 | NE_2_RMPA | NE | RMPA | External | Winter | B16 | 25 | 310 | 0 | 62.7 | 63.7 | 5 | 0
2035 | NE_2_RMPA | NE | RMPA | External | Winter | B17 | 100 | 310 | 0.01 | 58.93 | 63.7 | 5 | 0
2035 | NE_2_RMPA | NE | RMPA | External | Winter | B18 | 400 | 310 | 0 | 57 | 57.36 | 5 | 0
2035 | NE_2_RMPA | NE | RMPA | External | Winter | B19 | 700 | 310 | 0 | 56.36 | 57.36 | 5 | 0
2035 | NE_2_RMPA | NE | RMPA | External | Winter | B20 | 935 | 310 | 0 | 44.49 | 34.02 | 5 | 0
2035 | NWPP_Coal_2_MAPP_US | NWPP_Coal | MAPP_US | External | Shoulder | B11 | 25 | 150 | 40.22 | 61.07 | 69.07 | 8 | 0
2035 | NWPP_Coal_2_MAPP_US | NWPP_Coal | MAPP_US | External | Shoulder | B12 | 200 | 150 | 0 | 61.07 | 49.05 | 8 | 0
2035 | NWPP_Coal_2_MAPP_US | NWPP_Coal | MAPP_US | External | Shoulder | B13 | 600 | 150 | 0 | 61.07 | 48.17 | 8 | 0
2035 | NWPP_Coal_2_MAPP_US | NWPP_Coal | MAPP_US | External | Shoulder | B14 | 900 | 150 | 0 | 61.07 | 48.17 | 8 | 0
2035 | NWPP_Coal_2_MAPP_US | NWPP_Coal | MAPP_US | External | Shoulder | B15 | 1203 | 150 | 0 | 61.07 | 38.75 | 8 | 0
2035 | NWPP_Coal_2_MAPP_US | NWPP_Coal | MAPP_US | External | Summer | B1 | 10 | 150 | 149.99 | 68.09 | 80.82 | 8 | 4.74
2035 | NWPP_Coal_2_MAPP_US | NWPP_Coal | MAPP_US | External | Summer | B2 | 25 | 150 | 150 | 68.09 | 80.53 | 8 | 4.45
2035 | NWPP_Coal_2_MAPP_US | NWPP_Coal | MAPP_US | External | Summer | B3 | 75 | 150 | 150 | 68.09 | 78.64 | 8 | 2.56
2035 | NWPP_Coal_2_MAPP_US | NWPP_Coal | MAPP_US | External | Summer | B4 | 100 | 150 | 150 | 68.09 | 78.43 | 8 | 2.35
2035 | NWPP_Coal_2_MAPP_US | NWPP_Coal | MAPP_US | External | Summer | B5 | 200 | 150 | 150 | 68.09 | 77.03 | 8 | 0.95
2035 | NWPP_Coal_2_MAPP_US | NWPP_Coal | MAPP_US | External | Summer | B6 | 300 | 150 | 0 | 68.09 | 63.01 | 8 | 0
2035 | NWPP_Coal_2_MAPP_US | NWPP_Coal | MAPP_US | External | Summer | B7 | 400 | 150 | 0 | 68.09 | 49.06 | 8 | 0
2035 | NWPP_Coal_2_MAPP_US | NWPP_Coal | MAPP_US | External | Summer | B8 | 500 | 150 | 0 | 68.09 | 44.59 | 8 | 0
2035 | NWPP_Coal_2_MAPP_US | NWPP_Coal | MAPP_US | External | Summer | B9 | 800 | 150 | 0 | 68.09 | 44.59 | 8 | 0
2035 | NWPP_Coal_2_MAPP_US | NWPP_Coal | MAPP_US | External | Summer | B10 | 1262 | 150 | 0 | 68.09 | 31.88 | 8 | 0
2035 | NWPP_Coal_2_MAPP_US | NWPP_Coal | MAPP_US | External | Winter | B16 | 25 | 150 | 0 | 65.53 | 55.7 | 8 | 0
2035 | NWPP_Coal_2_MAPP_US | NWPP_Coal | MAPP_US | External | Winter | B17 | 100 | 150 | 0 | 65.53 | 51.93 | 8 | 0
2035 | NWPP_Coal_2_MAPP_US | NWPP_Coal | MAPP_US | External | Winter | B18 | 400 | 150 | 0 | 65.53 | 50 | 8 | 0
2035 | NWPP_Coal_2_MAPP_US | NWPP_Coal | MAPP_US | External | Winter | B19 | 700 | 150 | 0 | 65.53 | 49.36 | 8 | 0
2035 | NWPP_Coal_2_MAPP_US | NWPP_Coal | MAPP_US | External | Winter | B20 | 935 | 150 | 0 | 65.53 | 37.49 | 8 | 0
2035 | RMPA_2_MAPP_US | RMPA | MAPP_US | External | Shoulder | B11 | 25 | 200 | 199.99 | 59.27 | 69.07 | 8 | 1.8
2035 | RMPA_2_MAPP_US | RMPA | MAPP_US | External | Shoulder | B12 | 200 | 200 | 0 | 55.12 | 49.05 | 8 | 0
2035 | RMPA_2_MAPP_US | RMPA | MAPP_US | External | Shoulder | B13 | 600 | 200 | 0 | 52.9 | 48.17 | 8 | 0
2035 | RMPA_2_MAPP_US | RMPA | MAPP_US | External | Shoulder | B14 | 900 | 200 | 0 | 52.9 | 48.17 | 8 | 0
2035 | RMPA_2_MAPP_US | RMPA | MAPP_US | External | Shoulder | B15 | 1203 | 200 | 0 | 39.56 | 38.75 | 8 | 0
2035 | RMPA_2_MAPP_US | RMPA | MAPP_US | External | Summer | B1 | 10 | 200 | 0 | 86.76 | 80.82 | 8 | 0
2035 | RMPA_2_MAPP_US | RMPA | MAPP_US | External | Summer | B2 | 25 | 200 | 0 | 86.76 | 80.53 | 8 | 0
2035 | RMPA_2_MAPP_US | RMPA | MAPP_US | External | Summer | B3 | 75 | 200 | 0 | 86.64 | 78.64 | 8 | 0
2035 | RMPA_2_MAPP_US | RMPA | MAPP_US | External | Summer | B4 | 100 | 200 | 0 | 76.18 | 78.43 | 8 | 0
2035 | RMPA_2_MAPP_US | RMPA | MAPP_US | External | Summer | B5 | 200 | 200 | 200 | 59.92 | 77.03 | 8 | 9.11
2035 | RMPA_2_MAPP_US | RMPA | MAPP_US | External | Summer | B6 | 300 | 200 | 0 | 59.92 | 63.01 | 8 | 0
2035 | RMPA_2_MAPP_US | RMPA | MAPP_US | External | Summer | B7 | 400 | 200 | 0 | 56.9 | 49.06 | 8 | 0
2035 | RMPA_2_MAPP_US | RMPA | MAPP_US | External | Summer | B8 | 500 | 200 | 0 | 56.9 | 44.59 | 8 | 0
2035 | RMPA_2_MAPP_US | RMPA | MAPP_US | External | Summer | B9 | 800 | 200 | 0 | 56.59 | 44.59 | 8 | 0
2035 | RMPA_2_MAPP_US | RMPA | MAPP_US | External | Summer | B10 | 1262 | 200 | 0 | 43.16 | 31.88 | 8 | 0
2035 | RMPA_2_MAPP_US | RMPA | MAPP_US | External | Winter | B16 | 25 | 200 | 0 | 63.7 | 55.7 | 8 | 0
2035 | RMPA_2_MAPP_US | RMPA | MAPP_US | External | Winter | B17 | 100 | 200 | 0 | 63.7 | 51.93 | 8 | 0
2035 | RMPA_2_MAPP_US | RMPA | MAPP_US | External | Winter | B18 | 400 | 200 | 0 | 57.36 | 50 | 8 | 0
2035 | RMPA_2_MAPP_US | RMPA | MAPP_US | External | Winter | B19 | 700 | 200 | 0 | 57.36 | 49.36 | 8 | 0
2035 | RMPA_2_MAPP_US | RMPA | MAPP_US | External | Winter | B20 | 935 | 200 | 0 | 34.02 | 37.49 | 8 | 0
2035 | RMPA_2_NE | RMPA | NE | External | Shoulder | B11 | 25 | 310 | 310 | 59.27 | 76.07 | 8 | 8.8
2035 | RMPA_2_NE | RMPA | NE | External | Shoulder | B12 | 200 | 310 | 0 | 55.12 | 56.05 | 8 | 0
2035 | RMPA_2_NE | RMPA | NE | External | Shoulder | B13 | 600 | 310 | 0 | 52.9 | 55.17 | 8 | 0
2035 | RMPA_2_NE | RMPA | NE | External | Shoulder | B14 | 900 | 310 | 0 | 52.9 | 55.17 | 8 | 0
2035 | RMPA_2_NE | RMPA | NE | External | Shoulder | B15 | 1203 | 310 | 0 | 39.56 | 45.75 | 8 | 0
2035 | RMPA_2_NE | RMPA | NE | External | Summer | B1 | 10 | 310 | 0 | 86.76 | 87.82 | 8 | 0
2035 | RMPA_2_NE | RMPA | NE | External | Summer | B2 | 25 | 310 | 0 | 86.76 | 87.53 | 8 | 0
2035 | RMPA_2_NE | RMPA | NE | External | Summer | B3 | 75 | 310 | 0 | 86.64 | 85.64 | 8 | 0
2035 | RMPA_2_NE | RMPA | NE | External | Summer | B4 | 100 | 310 | 310 | 76.18 | 85.43 | 8 | 1.25
2035 | RMPA_2_NE | RMPA | NE | External | Summer | B5 | 200 | 310 | 310 | 59.92 | 84.03 | 8 | 16.11
2035 | RMPA_2_NE | RMPA | NE | External | Summer | B6 | 300 | 310 | 310 | 59.92 | 70.01 | 8 | 2.09
2035 | RMPA_2_NE | RMPA | NE | External | Summer | B7 | 400 | 310 | 0 | 56.9 | 56.06 | 8 | 0
2035 | RMPA_2_NE | RMPA | NE | External | Summer | B8 | 500 | 310 | 0 | 56.9 | 51.59 | 8 | 0
2035 | RMPA_2_NE | RMPA | NE | External | Summer | B9 | 800 | 310 | 0 | 56.59 | 51.59 | 8 | 0
2035 | RMPA_2_NE | RMPA | NE | External | Summer | B10 | 1262 | 310 | 0 | 43.16 | 38.88 | 8 | 0
2035 | RMPA_2_NE | RMPA | NE | External | Winter | B16 | 25 | 310 | 0 | 63.7 | 62.7 | 8 | 0
2035 | RMPA_2_NE | RMPA | NE | External | Winter | B17 | 100 | 310 | 0 | 63.7 | 58.93 | 8 | 0
2035 | RMPA_2_NE | RMPA | NE | External | Winter | B18 | 400 | 310 | 0 | 57.36 | 57 | 8 | 0
2035 | RMPA_2_NE | RMPA | NE | External | Winter | B19 | 700 | 310 | 0 | 57.36 | 56.36 | 8 | 0
2035 | RMPA_2_NE | RMPA | NE | External | Winter | B20 | 935 | 310 | 310 | 34.02 | 44.49 | 8 | 2.47
2035 | RMPA_2_SPP_N | RMPA | SPP_N | External | Shoulder | B11 | 25 | 210 | 210 | 59.27 | 80.37 | 8 | 13.1
2035 | RMPA_2_SPP_N | RMPA | SPP_N | External | Shoulder | B12 | 200 | 210 | 0 | 55.12 | 56.06 | 8 | 0
2035 | RMPA_2_SPP_N | RMPA | SPP_N | External | Shoulder | B13 | 600 | 210 | 0 | 52.9 | 55.18 | 8 | 0
2035 | RMPA_2_SPP_N | RMPA | SPP_N | External | Shoulder | B14 | 900 | 210 | 0 | 52.9 | 55.18 | 8 | 0
2035 | RMPA_2_SPP_N | RMPA | SPP_N | External | Shoulder | B15 | 1203 | 210 | 0 | 39.56 | 45.76 | 8 | 0
2035 | RMPA_2_SPP_N | RMPA | SPP_N | External | Summer | B1 | 10 | 210 | 0 | 86.76 | 88.32 | 8 | 0
2035 | RMPA_2_SPP_N | RMPA | SPP_N | External | Summer | B2 | 25 | 210 | 0 | 86.76 | 87.55 | 8 | 0
2035 | RMPA_2_SPP_N | RMPA | SPP_N | External | Summer | B3 | 75 | 210 | 0 | 86.64 | 85.65 | 8 | 0
2035 | RMPA_2_SPP_N | RMPA | SPP_N | External | Summer | B4 | 100 | 210 | 210 | 76.18 | 85.45 | 8 | 1.26
2035 | RMPA_2_SPP_N | RMPA | SPP_N | External | Summer | B5 | 200 | 210 | 210 | 59.92 | 84.98 | 8 | 17.06
2035 | RMPA_2_SPP_N | RMPA | SPP_N | External | Summer | B6 | 300 | 210 | 210 | 59.92 | 71.66 | 8 | 3.74
2035 | RMPA_2_SPP_N | RMPA | SPP_N | External | Summer | B7 | 400 | 210 | 0 | 56.9 | 58.47 | 8 | 0
2035 | RMPA_2_SPP_N | RMPA | SPP_N | External | Summer | B8 | 500 | 210 | 0 | 56.9 | 53.4 | 8 | 0
2035 | RMPA_2_SPP_N | RMPA | SPP_N | External | Summer | B9 | 800 | 210 | 0 | 56.59 | 51.6 | 8 | 0
2035 | RMPA_2_SPP_N | RMPA | SPP_N | External | Summer | B10 | 1262 | 210 | 0 | 43.16 | 45.88 | 8 | 0
2035 | RMPA_2_SPP_N | RMPA | SPP_N | External | Winter | B16 | 25 | 210 | 0 | 63.7 | 64.9 | 8 | 0
2035 | RMPA_2_SPP_N | RMPA | SPP_N | External | Winter | B17 | 100 | 210 | 0 | 63.7 | 58.94 | 8 | 0
2035 | RMPA_2_SPP_N | RMPA | SPP_N | External | Winter | B18 | 400 | 210 | 0 | 57.36 | 57.01 | 8 | 0
2035 | RMPA_2_SPP_N | RMPA | SPP_N | External | Winter | B19 | 700 | 210 | 0 | 57.36 | 56.37 | 8 | 0
2035 | RMPA_2_SPP_N | RMPA | SPP_N | External | Winter | B20 | 935 | 210 | 210 | 34.02 | 44.53 | 8 | 2.51
2035 | SPP_N_2_RMPA | SPP_N | RMPA | External | Shoulder | B11 | 25 | 210 | 0 | 80.37 | 59.27 | 5 | 0
2035 | SPP_N_2_RMPA | SPP_N | RMPA | External | Shoulder | B12 | 200 | 210 | 0 | 56.06 | 55.12 | 5 | 0
2035 | SPP_N_2_RMPA | SPP_N | RMPA | External | Shoulder | B13 | 600 | 210 | 0 | 55.18 | 52.9 | 5 | 0
2035 | SPP_N_2_RMPA | SPP_N | RMPA | External | Shoulder | B14 | 900 | 210 | 0 | 55.18 | 52.9 | 5 | 0
2035 | SPP_N_2_RMPA | SPP_N | RMPA | External | Shoulder | B15 | 1203 | 210 | 0 | 45.76 | 39.56 | 5 | 0
2035 | SPP_N_2_RMPA | SPP_N | RMPA | External | Summer | B1 | 10 | 210 | 0 | 88.32 | 86.76 | 5 | 0
2035 | SPP_N_2_RMPA | SPP_N | RMPA | External | Summer | B2 | 25 | 210 | 0 | 87.55 | 86.76 | 5 | 0
2035 | SPP_N_2_RMPA | SPP_N | RMPA | External | Summer | B3 | 75 | 210 | 0 | 85.65 | 86.64 | 5 | 0
2035 | SPP_N_2_RMPA | SPP_N | RMPA | External | Summer | B4 | 100 | 210 | 0 | 85.45 | 76.18 | 5 | 0
2035 | SPP_N_2_RMPA | SPP_N | RMPA | External | Summer | B5 | 200 | 210 | 0 | 84.98 | 59.92 | 5 | 0
2035 | SPP_N_2_RMPA | SPP_N | RMPA | External | Summer | B6 | 300 | 210 | 0 | 71.66 | 59.92 | 5 | 0
2035 | SPP_N_2_RMPA | SPP_N | RMPA | External | Summer | B7 | 400 | 210 | 0 | 58.47 | 56.9 | 5 | 0
2035 | SPP_N_2_RMPA | SPP_N | RMPA | External | Summer | B8 | 500 | 210 | 0 | 53.4 | 56.9 | 5 | 0
2035 | SPP_N_2_RMPA | SPP_N | RMPA | External | Summer | B9 | 800 | 210 | 0.03 | 51.6 | 56.59 | 5 | 0
2035 | SPP_N_2_RMPA | SPP_N | RMPA | External | Summer | B10 | 1262 | 210 | 0 | 45.88 | 43.16 | 5 | 0
2035 | SPP_N_2_RMPA | SPP_N | RMPA | External | Winter | B16 | 25 | 210 | 0 | 64.9 | 63.7 | 5 | 0
2035 | SPP_N_2_RMPA | SPP_N | RMPA | External | Winter | B17 | 100 | 210 | 0.01 | 58.94 | 63.7 | 5 | 0
2035 | SPP_N_2_RMPA | SPP_N | RMPA | External | Winter | B18 | 400 | 210 | 0 | 57.01 | 57.36 | 5 | 0
2035 | SPP_N_2_RMPA | SPP_N | RMPA | External | Winter | B19 | 700 | 210 | 0 | 56.37 | 57.36 | 5 | 0
2035 | SPP_N_2_RMPA | SPP_N | RMPA | External | Winter | B20 | 935 | 210 | 0 | 44.53 | 34.02 | 5 | 0
2035 | SPP_S_2_ERCOT | SPP_S | ERCOT | External | Shoulder | B11 | 25 | 800 | 0.01 | 74.02 | 78.16 | 5 | 0
2035 | SPP_S_2_ERCOT | SPP_S | ERCOT | External | Shoulder | B12 | 200 | 800 | 0 | 53.52 | 53.32 | 5 | 0
2035 | SPP_S_2_ERCOT | SPP_S | ERCOT | External | Shoulder | B13 | 600 | 800 | 0 | 53.52 | 53.32 | 5 | 0
2035 | SPP_S_2_ERCOT | SPP_S | ERCOT | External | Shoulder | B14 | 900 | 800 | 0 | 53.4 | 53.32 | 5 | 0
2035 | SPP_S_2_ERCOT | SPP_S | ERCOT | External | Shoulder | B15 | 1203 | 800 | 0 | 45.75 | 48.96 | 5 | 0
2035 | SPP_S_2_ERCOT | SPP_S | ERCOT | External | Summer | B1 | 10 | 800 | 0.01 | 73.57 | 75.93 | 5 | 0
2035 | SPP_S_2_ERCOT | SPP_S | ERCOT | External | Summer | B2 | 25 | 800 | 0 | 74.74 | 75.93 | 5 | 0
2035 | SPP_S_2_ERCOT | SPP_S | ERCOT | External | Summer | B3 | 75 | 800 | 0 | 79.69 | 75.93 | 5 | 0
2035 | SPP_S_2_ERCOT | SPP_S | ERCOT | External | Summer | B4 | 100 | 800 | 0 | 74.74 | 75.93 | 5 | 0
2035 | SPP_S_2_ERCOT | SPP_S | ERCOT | External | Summer | B5 | 200 | 800 | 0 | 74.74 | 75.93 | 5 | 0
2035 | SPP_S_2_ERCOT | SPP_S | ERCOT | External | Summer | B6 | 300 | 800 | 0 | 71.67 | 75.93 | 5 | 0
2035 | SPP_S_2_ERCOT | SPP_S | ERCOT | External | Summer | B7 | 400 | 800 | 0 | 55.89 | 56.54 | 5 | 0
2035 | SPP_S_2_ERCOT | SPP_S | ERCOT | External | Summer | B8 | 500 | 800 | 0 | 53.39 | 51.83 | 5 | 0
2035 | SPP_S_2_ERCOT | SPP_S | ERCOT | External | Summer | B9 | 800 | 800 | 0 | 51.61 | 51.83 | 5 | 0
2035 | SPP_S_2_ERCOT | SPP_S | ERCOT | External | Summer | B10 | 1262 | 800 | 547.82 | 45.89 | 50.89 | 5 | 0
2035 | SPP_S_2_ERCOT | SPP_S | ERCOT | External | Winter | B16 | 25 | 800 | 0.02 | 57.13 | 61.62 | 5 | 0
2035 | SPP_S_2_ERCOT | SPP_S | ERCOT | External | Winter | B17 | 100 | 800 | 0 | 57 | 56.47 | 5 | 0
2035 | SPP_S_2_ERCOT | SPP_S | ERCOT | External | Winter | B18 | 400 | 800 | 0 | 57 | 56.47 | 5 | 0
2035 | SPP_S_2_ERCOT | SPP_S | ERCOT | External | Winter | B19 | 700 | 800 | 0 | 53.99 | 56.47 | 5 | 0
2035 | SPP_S_2_ERCOT | SPP_S | ERCOT | External | Winter | B20 | 935 | 800 | 399.65 | 44.52 | 49.52 | 5 | 0
2040 | AZ_NM_SNV_Coal_2_SPP_S | AZ_NM_SNV_Coal | SPP_S | External | Shoulder | B11 | 25 | 400 | 400 | 61.33 | 85.97 | 8.17 | 16.48
2040 | AZ_NM_SNV_Coal_2_SPP_S | AZ_NM_SNV_Coal | SPP_S | External | Shoulder | B12 | 200 | 400 | 0 | 58.34 | 59.39 | 8.17 | 0
2040 | AZ_NM_SNV_Coal_2_SPP_S | AZ_NM_SNV_Coal | SPP_S | External | Shoulder | B13 | 600 | 400 | 0 | 55.21 | 59.25 | 8.17 | 0
2040 | AZ_NM_SNV_Coal_2_SPP_S | AZ_NM_SNV_Coal | SPP_S | External | Shoulder | B14 | 900 | 400 | 399.99 | 48.3 | 56.51 | 8.17 | 0.04
2040 | AZ_NM_SNV_Coal_2_SPP_S | AZ_NM_SNV_Coal | SPP_S | External | Shoulder | B15 | 1203 | 400 | 0 | 39.94 | 47.64 | 8.17 | 0
2040 | AZ_NM_SNV_Coal_2_SPP_S | AZ_NM_SNV_Coal | SPP_S | External | Summer | B1 | 10 | 400 | 0 | 117.69 | 83.11 | 8.17 | 0
2040 | AZ_NM_SNV_Coal_2_SPP_S | AZ_NM_SNV_Coal | SPP_S | External | Summer | B2 | 25 | 400 | 0 | 117.69 | 83.82 | 8.17 | 0
2040 | AZ_NM_SNV_Coal_2_SPP_S | AZ_NM_SNV_Coal | SPP_S | External | Summer | B3 | 75 | 400 | 0 | 97.91 | 92.39 | 8.17 | 0
2040 | AZ_NM_SNV_Coal_2_SPP_S | AZ_NM_SNV_Coal | SPP_S | External | Summer | B4 | 100 | 400 | 0 | 94.83 | 83.82 | 8.17 | 0
2040 | AZ_NM_SNV_Coal_2_SPP_S | AZ_NM_SNV_Coal | SPP_S | External | Summer | B5 | 200 | 400 | 0 | 83.91 | 83.11 | 8.17 | 0
2040 | AZ_NM_SNV_Coal_2_SPP_S | AZ_NM_SNV_Coal | SPP_S | External | Summer | B6 | 300 | 400 | 0 | 79.25 | 77.19 | 8.17 | 0
2040 | AZ_NM_SNV_Coal_2_SPP_S | AZ_NM_SNV_Coal | SPP_S | External | Summer | B7 | 400 | 400 | 0 | 79.25 | 62.08 | 8.17 | 0
2040 | AZ_NM_SNV_Coal_2_SPP_S | AZ_NM_SNV_Coal | SPP_S | External | Summer | B8 | 500 | 400 | 0 | 79.25 | 57.43 | 8.17 | 0
2040 | AZ_NM_SNV_Coal_2_SPP_S | AZ_NM_SNV_Coal | SPP_S | External | Summer | B9 | 800 | 400 | 0 | 67.29 | 57.3 | 8.17 | 0
2040 | AZ_NM_SNV_Coal_2_SPP_S | AZ_NM_SNV_Coal | SPP_S | External | Summer | B10 | 1262 | 400 | 0 | 59.12 | 46.39 | 8.17 | 0
2040 | AZ_NM_SNV_Coal_2_SPP_S | AZ_NM_SNV_Coal | SPP_S | External | Winter | B16 | 25 | 400 | 0 | 66.03 | 63.42 | 8.17 | 0
2040 | AZ_NM_SNV_Coal_2_SPP_S | AZ_NM_SNV_Coal | SPP_S | External | Winter | B17 | 100 | 400 | 0 | 60.29 | 63.27 | 8.17 | 0
2040 | AZ_NM_SNV_Coal_2_SPP_S | AZ_NM_SNV_Coal | SPP_S | External | Winter | B18 | 400 | 400 | 400 | 52.12 | 61.09 | 8.17 | 0.8
2040 | AZ_NM_SNV_Coal_2_SPP_S | AZ_NM_SNV_Coal | SPP_S | External | Winter | B19 | 700 | 400 | 18.37 | 52.12 | 60.29 | 8.17 | 0
2040 | AZ_NM_SNV_Coal_2_SPP_S | AZ_NM_SNV_Coal | SPP_S | External | Winter | B20 | 935 | 400 | 0 | 39.22 | 44.88 | 8.17 | 0
2040 | ERCOT_2_SPP_S | ERCOT | SPP_S | External | Shoulder | B11 | 25 | 800 | 0 | 86.87 | 85.97 | 8 | 0
2040 | ERCOT_2_SPP_S | ERCOT | SPP_S | External | Shoulder | B12 | 200 | 800 | 0 | 59.18 | 59.39 | 8 | 0
2040 | ERCOT_2_SPP_S | ERCOT | SPP_S | External | Shoulder | B13 | 600 | 800 | 0 | 59.18 | 59.25 | 8 | 0
2040 | ERCOT_2_SPP_S | ERCOT | SPP_S | External | Shoulder | B14 | 900 | 800 | 0 | 59.18 | 56.51 | 8 | 0
2040 | ERCOT_2_SPP_S | ERCOT | SPP_S | External | Shoulder | B15 | 1203 | 800 | 0 | 54.19 | 47.64 | 8 | 0
2040 | ERCOT_2_SPP_S | ERCOT | SPP_S | External | Summer | B1 | 10 | 800 | 0 | 84.4 | 83.11 | 8 | 0
2040 | ERCOT_2_SPP_S | ERCOT | SPP_S | External | Summer | B2 | 25 | 800 | 0 | 84.4 | 83.82 | 8 | 0
2040 | ERCOT_2_SPP_S | ERCOT | SPP_S | External | Summer | B3 | 75 | 800 | 1.64 | 84.4 | 92.39 | 8 | 0
2040 | ERCOT_2_SPP_S | ERCOT | SPP_S | External | Summer | B4 | 100 | 800 | 0 | 84.4 | 83.82 | 8 | 0
2040 | ERCOT_2_SPP_S | ERCOT | SPP_S | External | Summer | B5 | 200 | 800 | 0 | 84.4 | 83.11 | 8 | 0
2040 | ERCOT_2_SPP_S | ERCOT | SPP_S | External | Summer | B6 | 300 | 800 | 0 | 84.4 | 77.19 | 8 | 0
2040 | ERCOT_2_SPP_S | ERCOT | SPP_S | External | Summer | B7 | 400 | 800 | 0 | 62.77 | 62.08 | 8 | 0
2040 | ERCOT_2_SPP_S | ERCOT | SPP_S | External | Summer | B8 | 500 | 800 | 0 | 57.52 | 57.43 | 8 | 0
2040 | ERCOT_2_SPP_S | ERCOT | SPP_S | External | Summer | B9 | 800 | 800 | 0 | 57.52 | 57.3 | 8 | 0
2040 | ERCOT_2_SPP_S | ERCOT | SPP_S | External | Summer | B10 | 1262 | 800 | 0 | 52.7 | 46.39 | 8 | 0
2040 | ERCOT_2_SPP_S | ERCOT | SPP_S | External | Winter | B16 | 25 | 800 | 0 | 68.4 | 63.42 | 8 | 0
2040 | ERCOT_2_SPP_S | ERCOT | SPP_S | External | Winter | B17 | 100 | 800 | 0 | 62.65 | 63.27 | 8 | 0
2040 | ERCOT_2_SPP_S | ERCOT | SPP_S | External | Winter | B18 | 400 | 800 | 0 | 62.65 | 61.09 | 8 | 0
2040 | ERCOT_2_SPP_S | ERCOT | SPP_S | External | Winter | B19 | 700 | 800 | 0 | 62.65 | 60.29 | 8 | 0
2040 | ERCOT_2_SPP_S | ERCOT | SPP_S | External | Winter | B20 | 935 | 800 | 0 | 57.29 | 44.88 | 8 | 0
2040 | MAPP_US_2_RMPA | MAPP_US | RMPA | External | Shoulder | B11 | 25 | 200 | 0 | 75.76 | 55.21 | 8 | 0
2040 | MAPP_US_2_RMPA | MAPP_US | RMPA | External | Shoulder | B12 | 200 | 200 | 0 | 54.19 | 55.21 | 8 | 0
2040 | MAPP_US_2_RMPA | MAPP_US | RMPA | External | Shoulder | B13 | 600 | 200 | 0 | 51.25 | 55.21 | 8 | 0
2040 | MAPP_US_2_RMPA | MAPP_US | RMPA | External | Shoulder | B14 | 900 | 200 | 0 | 49.5 | 55.21 | 8 | 0
2040 | MAPP_US_2_RMPA | MAPP_US | RMPA | External | Shoulder | B15 | 1203 | 200 | 0 | 40.62 | 39.63 | 8 | 0
2040 | MAPP_US_2_RMPA | MAPP_US | RMPA | External | Summer | B1 | 10 | 200 | 0.01 | 90.66 | 95.17 | 8 | 0
2040 | MAPP_US_2_RMPA | MAPP_US | RMPA | External | Summer | B2 | 25 | 200 | 0 | 87.25 | 86.26 | 8 | 0
2040 | MAPP_US_2_RMPA | MAPP_US | RMPA | External | Summer | B3 | 75 | 200 | 0 | 87.25 | 89.75 | 8 | 0
2040 | MAPP_US_2_RMPA | MAPP_US | RMPA | External | Summer | B4 | 100 | 200 | 0 | 85.02 | 75.45 | 8 | 0
2040 | MAPP_US_2_RMPA | MAPP_US | RMPA | External | Summer | B5 | 200 | 200 | 0 | 82.59 | 62.75 | 8 | 0
2040 | MAPP_US_2_RMPA | MAPP_US | RMPA | External | Summer | B6 | 300 | 200 | 0 | 63.18 | 62.75 | 8 | 0
2040 | MAPP_US_2_RMPA | MAPP_US | RMPA | External | Summer | B7 | 400 | 200 | 200 | 50.75 | 62.75 | 8 | 4
2040 | MAPP_US_2_RMPA | MAPP_US | RMPA | External | Summer | B8 | 500 | 200 | 200 | 45.55 | 59.12 | 8 | 5.57
2040 | MAPP_US_2_RMPA | MAPP_US | RMPA | External | Summer | B9 | 800 | 200 | 0 | 43.01 | 49.01 | 8 | 0
2040 | MAPP_US_2_RMPA | MAPP_US | RMPA | External | Summer | B10 | 1262 | 200 | 8 | 32.38 | 40.38 | 8 | 0
2040 | MAPP_US_2_RMPA | MAPP_US | RMPA | External | Winter | B16 | 25 | 200 | 81.39 | 62.34 | 70.34 | 8 | 0
2040 | MAPP_US_2_RMPA | MAPP_US | RMPA | External | Winter | B17 | 100 | 200 | 200 | 56.27 | 68.29 | 8 | 4.01
2040 | MAPP_US_2_RMPA | MAPP_US | RMPA | External | Winter | B18 | 400 | 200 | 0 | 54.06 | 59.49 | 8 | 0
2040 | MAPP_US_2_RMPA | MAPP_US | RMPA | External | Winter | B19 | 700 | 200 | 0 | 53.28 | 59.49 | 8 | 0
2040 | MAPP_US_2_RMPA | MAPP_US | RMPA | External | Winter | B20 | 935 | 200 | 0 | 37.3 | 33.59 | 8 | 0
2040 | NE_2_RMPA | NE | RMPA | External | Shoulder | B11 | 25 | 310 | 0 | 82.76 | 55.21 | 5 | 0
2040 | NE_2_RMPA | NE | RMPA | External | Shoulder | B12 | 200 | 310 | 0 | 61.18 | 55.21 | 5 | 0
2040 | NE_2_RMPA | NE | RMPA | External | Shoulder | B13 | 600 | 310 | 0 | 58.25 | 55.21 | 5 | 0
2040 | NE_2_RMPA | NE | RMPA | External | Shoulder | B14 | 900 | 310 | 0 | 56.5 | 55.21 | 5 | 0
2040 | NE_2_RMPA | NE | RMPA | External | Shoulder | B15 | 1203 | 310 | 0 | 47.62 | 39.63 | 5 | 0
2040 | NE_2_RMPA | NE | RMPA | External | Summer | B1 | 10 | 310 | 0 | 97.13 | 95.17 | 5 | 0
2040 | NE_2_RMPA | NE | RMPA | External | Summer | B2 | 25 | 310 | 0 | 94.25 | 86.26 | 5 | 0
2040 | NE_2_RMPA | NE | RMPA | External | Summer | B3 | 75 | 310 | 0 | 94.25 | 89.75 | 5 | 0
2040 | NE_2_RMPA | NE | RMPA | External | Summer | B4 | 100 | 310 | 0 | 92.02 | 75.45 | 5 | 0
2040 | NE_2_RMPA | NE | RMPA | External | Summer | B5 | 200 | 310 | 0 | 89.59 | 62.75 | 5 | 0
2040 | NE_2_RMPA | NE | RMPA | External | Summer | B6 | 300 | 310 | 0 | 70.18 | 62.75 | 5 | 0
2040 | NE_2_RMPA | NE | RMPA | External | Summer | B7 | 400 | 310 | 25.4 | 57.75 | 62.75 | 5 | 0
2040 | NE_2_RMPA | NE | RMPA | External | Summer | B8 | 500 | 310 | 310 | 52.55 | 59.12 | 5 | 1.57
2040 | NE_2_RMPA | NE | RMPA | External | Summer | B9 | 800 | 310 | 0 | 50.01 | 49.01 | 5 | 0
2040 | NE_2_RMPA | NE | RMPA | External | Summer | B10 | 1262 | 310 | 0 | 39.38 | 40.38 | 5 | 0
2040 | NE_2_RMPA | NE | RMPA | External | Winter | B16 | 25 | 310 | 0 | 69.34 | 70.34 | 5 | 0
2040 | NE_2_RMPA | NE | RMPA | External | Winter | B17 | 100 | 310 | 309.69 | 63.27 | 68.29 | 5 | 0.01
2040 | NE_2_RMPA | NE | RMPA | External | Winter | B18 | 400 | 310 | 0 | 61.06 | 59.49 | 5 | 0
2040 | NE_2_RMPA | NE | RMPA | External | Winter | B19 | 700 | 310 | 0 | 60.28 | 59.49 | 5 | 0
2040 | NE_2_RMPA | NE | RMPA | External | Winter | B20 | 935 | 310 | 0 | 44.3 | 33.59 | 5 | 0
2040 | NWPP_Coal_2_MAPP_US | NWPP_Coal | MAPP_US | External | Shoulder | B11 | 25 | 150 | 150 | 63.38 | 75.76 | 8 | 4.38
2040 | NWPP_Coal_2_MAPP_US | NWPP_Coal | MAPP_US | External | Shoulder | B12 | 200 | 150 | 0 | 63.38 | 54.19 | 8 | 0
2040 | NWPP_Coal_2_MAPP_US | NWPP_Coal | MAPP_US | External | Shoulder | B13 | 600 | 150 | 0 | 63.38 | 51.25 | 8 | 0
2040 | NWPP_Coal_2_MAPP_US | NWPP_Coal | MAPP_US | External | Shoulder | B14 | 900 | 150 | 0 | 63.38 | 49.5 | 8 | 0
2040 | NWPP_Coal_2_MAPP_US | NWPP_Coal | MAPP_US | External | Shoulder | B15 | 1203 | 150 | 0 | 63.38 | 40.62 | 8 | 0
2040 | NWPP_Coal_2_MAPP_US | NWPP_Coal | MAPP_US | External | Summer | B1 | 10 | 150 | 150 | 67.28 | 90.66 | 8 | 15.38
2040 | NWPP_Coal_2_MAPP_US | NWPP_Coal | MAPP_US | External | Summer | B2 | 25 | 150 | 150 | 67.28 | 87.25 | 8 | 11.97
2040 | NWPP_Coal_2_MAPP_US | NWPP_Coal | MAPP_US | External | Summer | B3 | 75 | 150 | 150 | 67.28 | 87.25 | 8 | 11.97
2040 | NWPP_Coal_2_MAPP_US | NWPP_Coal | MAPP_US | External | Summer | B4 | 100 | 150 | 150 | 67.28 | 85.02 | 8 | 9.74
2040 | NWPP_Coal_2_MAPP_US | NWPP_Coal | MAPP_US | External | Summer | B5 | 200 | 150 | 150 | 67.28 | 82.59 | 8 | 7.31
2040 | NWPP_Coal_2_MAPP_US | NWPP_Coal | MAPP_US | External | Summer | B6 | 300 | 150 | 0 | 67.28 | 63.18 | 8 | 0
2040 | NWPP_Coal_2_MAPP_US | NWPP_Coal | MAPP_US | External | Summer | B7 | 400 | 150 | 0 | 67.28 | 50.75 | 8 | 0
2040 | NWPP_Coal_2_MAPP_US | NWPP_Coal | MAPP_US | External | Summer | B8 | 500 | 150 | 0 | 67.28 | 45.55 | 8 | 0
2040 | NWPP_Coal_2_MAPP_US | NWPP_Coal | MAPP_US | External | Summer | B9 | 800 | 150 | 0 | 67.28 | 43.01 | 8 | 0
2040 | NWPP_Coal_2_MAPP_US | NWPP_Coal | MAPP_US | External | Summer | B10 | 1262 | 150 | 0 | 67.28 | 32.38 | 8 | 0
2040 | NWPP_Coal_2_MAPP_US | NWPP_Coal | MAPP_US | External | Winter | B16 | 25 | 150 | 0 | 68.45 | 62.34 | 8 | 0
2040 | NWPP_Coal_2_MAPP_US | NWPP_Coal | MAPP_US | External | Winter | B17 | 100 | 150 | 0 | 68.45 | 56.27 | 8 | 0
2040 | NWPP_Coal_2_MAPP_US | NWPP_Coal | MAPP_US | External | Winter | B18 | 400 | 150 | 0 | 68.45 | 54.06 | 8 | 0
2040 | NWPP_Coal_2_MAPP_US | NWPP_Coal | MAPP_US | External | Winter | B19 | 700 | 150 | 0 | 68.45 | 53.28 | 8 | 0
2040 | NWPP_Coal_2_MAPP_US | NWPP_Coal | MAPP_US | External | Winter | B20 | 935 | 150 | 0 | 68.45 | 37.3 | 8 | 0
2040 | RMPA_2_MAPP_US | RMPA | MAPP_US | External | Shoulder | B11 | 25 | 200 | 200 | 55.21 | 75.76 | 8 | 12.54
2040 | RMPA_2_MAPP_US | RMPA | MAPP_US | External | Shoulder | B12 | 200 | 200 | 0 | 55.21 | 54.19 | 8 | 0
2040 | RMPA_2_MAPP_US | RMPA | MAPP_US | External | Shoulder | B13 | 600 | 200 | 0 | 55.21 | 51.25 | 8 | 0
2040 | RMPA_2_MAPP_US | RMPA | MAPP_US | External | Shoulder | B14 | 900 | 200 | 0 | 55.21 | 49.5 | 8 | 0
2040 | RMPA_2_MAPP_US | RMPA | MAPP_US | External | Shoulder | B15 | 1203 | 200 | 0 | 39.63 | 40.62 | 8 | 0
2040 | RMPA_2_MAPP_US | RMPA | MAPP_US | External | Summer | B1 | 10 | 200 | 0 | 95.17 | 90.66 | 8 | 0
2040 | RMPA_2_MAPP_US | RMPA | MAPP_US | External | Summer | B2 | 25 | 200 | 0 | 86.26 | 87.25 | 8 | 0
2040 | RMPA_2_MAPP_US | RMPA | MAPP_US | External | Summer | B3 | 75 | 200 | 0 | 89.75 | 87.25 | 8 | 0
2040 | RMPA_2_MAPP_US | RMPA | MAPP_US | External | Summer | B4 | 100 | 200 | 200 | 75.45 | 85.02 | 8 | 1.57
2040 | RMPA_2_MAPP_US | RMPA | MAPP_US | External | Summer | B5 | 200 | 200 | 200 | 62.75 | 82.59 | 8 | 11.84
2040 | RMPA_2_MAPP_US | RMPA | MAPP_US | External | Summer | B6 | 300 | 200 | 0 | 62.75 | 63.18 | 8 | 0
2040 | RMPA_2_MAPP_US | RMPA | MAPP_US | External | Summer | B7 | 400 | 200 | 0 | 62.75 | 50.75 | 8 | 0
2040 | RMPA_2_MAPP_US | RMPA | MAPP_US | External | Summer | B8 | 500 | 200 | 0 | 59.12 | 45.55 | 8 | 0
2040 | RMPA_2_MAPP_US | RMPA | MAPP_US | External | Summer | B9 | 800 | 200 | 0 | 49.01 | 43.01 | 8 | 0
2040 | RMPA_2_MAPP_US | RMPA | MAPP_US | External | Summer | B10 | 1262 | 200 | 0 | 40.38 | 32.38 | 8 | 0
2040 | RMPA_2_MAPP_US | RMPA | MAPP_US | External | Winter | B16 | 25 | 200 | 0 | 70.34 | 62.34 | 8 | 0
2040 | RMPA_2_MAPP_US | RMPA | MAPP_US | External | Winter | B17 | 100 | 200 | 0 | 68.29 | 56.27 | 8 | 0
2040 | RMPA_2_MAPP_US | RMPA | MAPP_US | External | Winter | B18 | 400 | 200 | 0 | 59.49 | 54.06 | 8 | 0
2040 | RMPA_2_MAPP_US | RMPA | MAPP_US | External | Winter | B19 | 700 | 200 | 0 | 59.49 | 53.28 | 8 | 0
2040 | RMPA_2_MAPP_US | RMPA | MAPP_US | External | Winter | B20 | 935 | 200 | 0 | 33.59 | 37.3 | 8 | 0
2040 | RMPA_2_NE | RMPA | NE | External | Shoulder | B11 | 25 | 310 | 310 | 55.21 | 82.76 | 8 | 19.54
2040 | RMPA_2_NE | RMPA | NE | External | Shoulder | B12 | 200 | 310 | 0 | 55.21 | 61.18 | 8 | 0
2040 | RMPA_2_NE | RMPA | NE | External | Shoulder | B13 | 600 | 310 | 0 | 55.21 | 58.25 | 8 | 0
2040 | RMPA_2_NE | RMPA | NE | External | Shoulder | B14 | 900 | 310 | 0 | 55.21 | 56.5 | 8 | 0
2040 | RMPA_2_NE | RMPA | NE | External | Shoulder | B15 | 1203 | 310 | 0.02 | 39.63 | 47.62 | 8 | 0
2040 | RMPA_2_NE | RMPA | NE | External | Summer | B1 | 10 | 310 | 0 | 95.17 | 97.13 | 8 | 0
2040 | RMPA_2_NE | RMPA | NE | External | Summer | B2 | 25 | 310 | 1.05 | 86.26 | 94.25 | 8 | 0
2040 | RMPA_2_NE | RMPA | NE | External | Summer | B3 | 75 | 310 | 0 | 89.75 | 94.25 | 8 | 0
2040 | RMPA_2_NE | RMPA | NE | External | Summer | B4 | 100 | 310 | 310 | 75.45 | 92.02 | 8 | 8.57
2040 | RMPA_2_NE | RMPA | NE | External | Summer | B5 | 200 | 310 | 310 | 62.75 | 89.59 | 8 | 18.84
2040 | RMPA_2_NE | RMPA | NE | External | Summer | B6 | 300 | 310 | 0 | 62.75 | 70.18 | 8 | 0
2040 | RMPA_2_NE | RMPA | NE | External | Summer | B7 | 400 | 310 | 0 | 62.75 | 57.75 | 8 | 0
2040 | RMPA_2_NE | RMPA | NE | External | Summer | B8 | 500 | 310 | 0 | 59.12 | 52.55 | 8 | 0
2040 | RMPA_2_NE | RMPA | NE | External | Summer | B9 | 800 | 310 | 0 | 49.01 | 50.01 | 8 | 0
2040 | RMPA_2_NE | RMPA | NE | External | Summer | B10 | 1262 | 310 | 0 | 40.38 | 39.38 | 8 | 0
2040 | RMPA_2_NE | RMPA | NE | External | Winter | B16 | 25 | 310 | 0 | 70.34 | 69.34 | 8 | 0
2040 | RMPA_2_NE | RMPA | NE | External | Winter | B17 | 100 | 310 | 0 | 68.29 | 63.27 | 8 | 0
2040 | RMPA_2_NE | RMPA | NE | External | Winter | B18 | 400 | 310 | 0 | 59.49 | 61.06 | 8 | 0
2040 | RMPA_2_NE | RMPA | NE | External | Winter | B19 | 700 | 310 | 0 | 59.49 | 60.28 | 8 | 0
2040 | RMPA_2_NE | RMPA | NE | External | Winter | B20 | 935 | 310 | 310 | 33.59 | 44.3 | 8 | 2.72
2040 | RMPA_2_SPP_N | RMPA | SPP_N | External | Shoulder | B11 | 25 | 210 | 210 | 55.21 | 89.76 | 8 | 26.54
2040 | RMPA_2_SPP_N | RMPA | SPP_N | External | Shoulder | B12 | 200 | 210 | 0 | 55.21 | 61.19 | 8 | 0
2040 | RMPA_2_SPP_N | RMPA | SPP_N | External | Shoulder | B13 | 600 | 210 | 0 | 55.21 | 59.24 | 8 | 0
2040 | RMPA_2_SPP_N | RMPA | SPP_N | External | Shoulder | B14 | 900 | 210 | 0 | 55.21 | 56.51 | 8 | 0
2040 | RMPA_2_SPP_N | RMPA | SPP_N | External | Shoulder | B15 | 1203 | 210 | 7.19 | 39.63 | 47.63 | 8 | 0
2040 | RMPA_2_SPP_N | RMPA | SPP_N | External | Summer | B1 | 10 | 210 | 0 | 95.17 | 97.14 | 8 | 0
2040 | RMPA_2_SPP_N | RMPA | SPP_N | External | Summer | B2 | 25 | 210 | 60.87 | 86.26 | 94.26 | 8 | 0
2040 | RMPA_2_SPP_N | RMPA | SPP_N | External | Summer | B3 | 75 | 210 | 0 | 89.75 | 94.26 | 8 | 0
2040 | RMPA_2_SPP_N | RMPA | SPP_N | External | Summer | B4 | 100 | 210 | 210 | 75.45 | 94.26 | 8 | 10.82
2040 | RMPA_2_SPP_N | RMPA | SPP_N | External | Summer | B5 | 200 | 210 | 210 | 62.75 | 91.71 | 8 | 20.96
2040 | RMPA_2_SPP_N | RMPA | SPP_N | External | Summer | B6 | 300 | 210 | 210 | 62.75 | 77.18 | 8 | 6.43
2040 | RMPA_2_SPP_N | RMPA | SPP_N | External | Summer | B7 | 400 | 210 | 0 | 62.75 | 62.07 | 8 | 0
2040 | RMPA_2_SPP_N | RMPA | SPP_N | External | Summer | B8 | 500 | 210 | 0 | 59.12 | 57.42 | 8 | 0
2040 | RMPA_2_SPP_N | RMPA | SPP_N | External | Summer | B9 | 800 | 210 | 82.25 | 49.01 | 57.01 | 8 | 0
2040 | RMPA_2_SPP_N | RMPA | SPP_N | External | Summer | B10 | 1262 | 210 | 0 | 40.38 | 46.38 | 8 | 0
2040 | RMPA_2_SPP_N | RMPA | SPP_N | External | Winter | B16 | 25 | 210 | 0 | 70.34 | 71.29 | 8 | 0
2040 | RMPA_2_SPP_N | RMPA | SPP_N | External | Winter | B17 | 100 | 210 | 0 | 68.29 | 63.29 | 8 | 0
2040 | RMPA_2_SPP_N | RMPA | SPP_N | External | Winter | B18 | 400 | 210 | 0 | 59.49 | 61.07 | 8 | 0
2040 | RMPA_2_SPP_N | RMPA | SPP_N | External | Winter | B19 | 700 | 210 | 0 | 59.49 | 60.29 | 8 | 0
2040 | RMPA_2_SPP_N | RMPA | SPP_N | External | Winter | B20 | 935 | 210 | 210 | 33.59 | 44.87 | 8 | 3.28
2040 | SPP_N_2_RMPA | SPP_N | RMPA | External | Shoulder | B11 | 25 | 210 | 0 | 89.76 | 55.21 | 5 | 0
2040 | SPP_N_2_RMPA | SPP_N | RMPA | External | Shoulder | B12 | 200 | 210 | 0 | 61.19 | 55.21 | 5 | 0
2040 | SPP_N_2_RMPA | SPP_N | RMPA | External | Shoulder | B13 | 600 | 210 | 0 | 59.24 | 55.21 | 5 | 0
2040 | SPP_N_2_RMPA | SPP_N | RMPA | External | Shoulder | B14 | 900 | 210 | 0 | 56.51 | 55.21 | 5 | 0
2040 | SPP_N_2_RMPA | SPP_N | RMPA | External | Shoulder | B15 | 1203 | 210 | 0 | 47.63 | 39.63 | 5 | 0
2040 | SPP_N_2_RMPA | SPP_N | RMPA | External | Summer | B1 | 10 | 210 | 0 | 97.14 | 95.17 | 5 | 0
2040 | SPP_N_2_RMPA | SPP_N | RMPA | External | Summer | B2 | 25 | 210 | 0 | 94.26 | 86.26 | 5 | 0
2040 | SPP_N_2_RMPA | SPP_N | RMPA | External | Summer | B3 | 75 | 210 | 0 | 94.26 | 89.75 | 5 | 0
2040 | SPP_N_2_RMPA | SPP_N | RMPA | External | Summer | B4 | 100 | 210 | 0 | 94.26 | 75.45 | 5 | 0
2040 | SPP_N_2_RMPA | SPP_N | RMPA | External | Summer | B5 | 200 | 210 | 0 | 91.71 | 62.75 | 5 | 0
2040 | SPP_N_2_RMPA | SPP_N | RMPA | External | Summer | B6 | 300 | 210 | 0 | 77.18 | 62.75 | 5 | 0
2040 | SPP_N_2_RMPA | SPP_N | RMPA | External | Summer | B7 | 400 | 210 | 0 | 62.07 | 62.75 | 5 | 0
2040 | SPP_N_2_RMPA | SPP_N | RMPA | External | Summer | B8 | 500 | 210 | 0 | 57.42 | 59.12 | 5 | 0
2040 | SPP_N_2_RMPA | SPP_N | RMPA | External | Summer | B9 | 800 | 210 | 0 | 57.01 | 49.01 | 5 | 0
2040 | SPP_N_2_RMPA | SPP_N | RMPA | External | Summer | B10 | 1262 | 210 | 0 | 46.38 | 40.38 | 5 | 0
2040 | SPP_N_2_RMPA | SPP_N | RMPA | External | Winter | B16 | 25 | 210 | 0 | 71.29 | 70.34 | 5 | 0
2040 | SPP_N_2_RMPA | SPP_N | RMPA | External | Winter | B17 | 100 | 210 | 65.54 | 63.29 | 68.29 | 5 | 0
2040 | SPP_N_2_RMPA | SPP_N | RMPA | External | Winter | B18 | 400 | 210 | 0 | 61.07 | 59.49 | 5 | 0
2040 | SPP_N_2_RMPA | SPP_N | RMPA | External | Winter | B19 | 700 | 210 | 0 | 60.29 | 59.49 | 5 | 0
2040 | SPP_N_2_RMPA | SPP_N | RMPA | External | Winter | B20 | 935 | 210 | 0 | 44.87 | 33.59 | 5 | 0
2040 | SPP_S_2_ERCOT | SPP_S | ERCOT | External | Shoulder | B11 | 25 | 800 | 0 | 85.97 | 86.87 | 5 | 0
2040 | SPP_S_2_ERCOT | SPP_S | ERCOT | External | Shoulder | B12 | 200 | 800 | 0 | 59.39 | 59.18 | 5 | 0
2040 | SPP_S_2_ERCOT | SPP_S | ERCOT | External | Shoulder | B13 | 600 | 800 | 0 | 59.25 | 59.18 | 5 | 0
2040 | SPP_S_2_ERCOT | SPP_S | ERCOT | External | Shoulder | B14 | 900 | 800 | 0 | 56.51 | 59.18 | 5 | 0
2040 | SPP_S_2_ERCOT | SPP_S | ERCOT | External | Shoulder | B15 | 1203 | 800 | 800 | 47.64 | 54.19 | 5 | 1.55
2040 | SPP_S_2_ERCOT | SPP_S | ERCOT | External | Summer | B1 | 10 | 800 | 0.01 | 83.11 | 84.4 | 5 | 0
2040 | SPP_S_2_ERCOT | SPP_S | ERCOT | External | Summer | B2 | 25 | 800 | 0 | 83.82 | 84.4 | 5 | 0
2040 | SPP_S_2_ERCOT | SPP_S | ERCOT | External | Summer | B3 | 75 | 800 | 0 | 92.39 | 84.4 | 5 | 0
2040 | SPP_S_2_ERCOT | SPP_S | ERCOT | External | Summer | B4 | 100 | 800 | 0 | 83.82 | 84.4 | 5 | 0
2040 | SPP_S_2_ERCOT | SPP_S | ERCOT | External | Summer | B5 | 200 | 800 | 0 | 83.11 | 84.4 | 5 | 0
2040 | SPP_S_2_ERCOT | SPP_S | ERCOT | External | Summer | B6 | 300 | 800 | 800 | 77.19 | 84.4 | 5 | 2.21
2040 | SPP_S_2_ERCOT | SPP_S | ERCOT | External | Summer | B7 | 400 | 800 | 0 | 62.08 | 62.77 | 5 | 0
2040 | SPP_S_2_ERCOT | SPP_S | ERCOT | External | Summer | B8 | 500 | 800 | 0 | 57.43 | 57.52 | 5 | 0
2040 | SPP_S_2_ERCOT | SPP_S | ERCOT | External | Summer | B9 | 800 | 800 | 0 | 57.3 | 57.52 | 5 | 0
2040 | SPP_S_2_ERCOT | SPP_S | ERCOT | External | Summer | B10 | 1262 | 800 | 800 | 46.39 | 52.7 | 5 | 1.31
2040 | SPP_S_2_ERCOT | SPP_S | ERCOT | External | Winter | B16 | 25 | 800 | 0.75 | 63.42 | 68.4 | 5 | 0
2040 | SPP_S_2_ERCOT | SPP_S | ERCOT | External | Winter | B17 | 100 | 800 | 0 | 63.27 | 62.65 | 5 | 0
2040 | SPP_S_2_ERCOT | SPP_S | ERCOT | External | Winter | B18 | 400 | 800 | 0 | 61.09 | 62.65 | 5 | 0
2040 | SPP_S_2_ERCOT | SPP_S | ERCOT | External | Winter | B19 | 700 | 800 | 0 | 60.29 | 62.65 | 5 | 0
2040 | SPP_S_2_ERCOT | SPP_S | ERCOT | External | Winter | B20 | 935 | 800 | 800 | 44.88 | 57.29 | 5 | 7.41