## Title
Future 1 BAU, Sensitivity 12: Delayed EPA Regulations (+20 years)
"The results presented herein use modeling assumptions developed by EIPC, EIPC stakeholders and CRA for purposes of EIPC capacity expansion modeling. As such, these results do not necessarily reflect the opinions or views of CRA or any individual EIPC stakeholder."

## Build Summary
EI New Build Summary
EI New Builds by Type
|  | Additions |  |  | Retirements
| 2010 | 2015 | 2020 | 2030 | 2015 | 2020 | 2030 | Total
Coal | 271.9154 | 8.4766 | 0 | 0 | 62.4054 | 4.2414 | 0.27806 | 213.4672
Nuclear | 99.849 | 2.7406 | 4.53 | 0 | 0 | 0.6145 | 1.4882 | 105.0169
CC | 132.682 | 28.926 | 8.5984 | 25.2042 | 5.45 | 0 | 0 | 189.9606
CT | 120.329 | 4.6917 | 6.3868 | 5.3683 | 2.6895 | 0 | 0 | 134.0863
Steam Oil/Gas | 74.547 | 0 | 0 | 0 | 38.7384 | 4.0169 | 0.6979 | 31.0938
Hydro | 44.6048 | 0 | 0 | 0 | 0 | 0 | 0 | 44.6048
On-Shore Wind | 18.707 | 22.1949 | 12.1322 | 12.9543 | 0 | 0 | 0 | 65.9884
Off-Shore Wind | 0 | 0.469 | 0 | 1.1 | 0 | 0 | 0 | 1.569
Other Renewable | 3.613 | 2.3484 | 3.2858 | 4.493 | 0 | 0 | 0 | 13.7402
New HQ/Maritimes | 0 | 0 | 0 | 0 | 0 | 0 | 0 | 0
Other | 17.054 | 0 | 0 | 0 | 0 | 0 | 0 | 17.054
Total w/o DR | 783.3012 | 69.8471 | 34.9332 | 49.1198 | 109.2832 | 8.8728 | 2.4642 | 816.5812
DR | 33.1 | -1.344 | 16.8375 | 22.1146 | 0 | 0 | 0 | 70.7081
Total w/DR | 816.4012 | 68.5031 | 51.7707 | 71.2344 | 109.2832 | 8.8728 | 2.4642 | 887.2893
EI New Builds by Region
| EI Cumulative New Builds |  |  |  | EI Cumulative New CCs |  |  |  | EI Cumulative New On-Shore Wind |  |  |  | EI Cumulative Coal Retirements
| 2015 | 2020 | 2030 |  |  | 2015 | 2020 | 2030 |  | 2015 | 2020 | 2030 |  | 2015 | 2020 | 2030
ENT | 890.31 | 1810.99 | 2920.52 |  | ENT | 0.02 | 856.16 | 1820.1 | ENT | 0 | 0 | 0 | ENT | 892.9 | 892.9 | 892.9
FRCC | 4226.23 | 8986.9 | 15557.42 |  | FRCC | 1516.9 | 6277.57 | 12650.09 | FRCC | 0 | 0 | 0 | FRCC | 466 | 1335 | 1335
IESO | 5144.99 | 5144.99 | 5144.99 |  | IESO | 1263 | 1263 | 1263 | IESO | 2105.9 | 2105.9 | 2105.9 | IESO | 6416 | 6416 | 6416
MAPP_CA | 1098.23 | 1609.65 | 2191.95 |  | MAPP_CA | 795.83 | 1307.23 | 1889.53 | MAPP_CA | 302.4 | 302.4 | 302.4 | MAPP_CA | 892.16 | 892.16 | 892.16
MAPP_US | 729.6 | 1345.78 | 1677.07 |  | MAPP_US | 0 | 0 | 0 | MAPP_US | 421.3 | 1037.48 | 1223.75 | MAPP_US | 612.6 | 612.6 | 612.6
MISO_IN | 618 | 859.58 | 1104.54 |  | MISO_IN | 0 | 0 | 0.01 | MISO_IN | 0 | 0 | 0 | MISO_IN | 1249.9 | 1249.9 | 1249.9
MISO_MI | 2000 | 2160.25 | 2760.25 |  | MISO_MI | 0 | 0 | 0 | MISO_MI | 2000 | 2000 | 2600 | MISO_MI | 2325.99 | 2325.99 | 2325.99
MISO_MO-IL | 2090 | 2090 | 2313.33 |  | MISO_MO-IL | 0 | 0 | 0 | MISO_MO-IL | 300 | 300 | 300 | MISO_MO-IL | 821.7 | 821.7 | 821.7
MISO_W | 2894.83 | 4777.7 | 8936.11 |  | MISO_W | 0 | 0 | 0 | MISO_W | 2800.5 | 4683.37 | 8770.11 | MISO_W | 2793.89 | 2793.89 | 2793.89
MISO_WUMS | 1818.9 | 5116.01 | 10358.62 |  | MISO_WUMS | 0 | 0 | 1186.77 | MISO_WUMS | 968.9 | 968.9 | 968.9 | MISO_WUMS | 1857.1 | 2118.1 | 2118.1
NE | 434.1 | 434.1 | 505.77 |  | NE | 0 | 0 | 0 | NE | 202 | 202 | 202 | NE | 0 | 0 | 0
NEISO | 3384.16 | 6600.1 | 8817.56 |  | NEISO | 2049.5 | 2049.5 | 2049.5 | NEISO | 231.2 | 3132.36 | 5280 | NEISO | 2250.13 | 2570.13 | 2570.13
NonRTO_Midwest | 0 | 736.96 | 1156.9 |  | NonRTO_Midwest | 0 | 133.97 | 393.66 | NonRTO_Midwest | 0 | 0 | 0 | NonRTO_Midwest | 1100.9 | 1100.9 | 1100.9
NYISO_A-F | 3289.7 | 3999.5 | 4431.78 |  | NYISO_A-F | 639 | 639 | 639 | NYISO_A-F | 2476.3 | 3186.1 | 3550.45 | NYISO_A-F | 2251.9 | 2251.9 | 2251.9
NYISO_G-I | 0 | 60 | 1419.61 |  | NYISO_G-I | 0 | 0 | 1285.28 | NYISO_G-I | 0 | 60 | 60 | NYISO_G-I | 368.2 | 368.2 | 368.2
NYISO_J-K | 1207.4 | 1207.4 | 2744.13 |  | NYISO_J-K | 1175.4 | 1175.4 | 1175.4 | NYISO_J-K | 0 | 0 | 0 | NYISO_J-K | 0 | 0 | 0
PJM_E | 5940.05 | 6072.95 | 7172.95 |  | PJM_E | 4634.3 | 4634.3 | 4634.3 | PJM_E | 1150 | 1150 | 1150 | PJM_E | 3284.99 | 3852.99 | 3852.99
PJM_ROM | 2243.7 | 3954.99 | 9796.17 |  | PJM_ROM | 1678.5 | 1678.5 | 1678.5 | PJM_ROM | 479.8 | 479.8 | 5193.37 | PJM_ROM | 8669.49 | 8669.49 | 8669.49
PJM_ROR | 14076.1 | 14196.1 | 19636.4 |  | PJM_ROR | 3077 | 3197 | 7931.89 | PJM_ROR | 8325.7 | 8325.7 | 8517.4 | PJM_ROR | 11818.39 | 13344.79 | 13344.79
SOCO | 5151.9 | 7538.9 | 10396.31 |  | SOCO | 5026.9 | 5213.9 | 7963.91 | SOCO | 0 | 0 | 0 | SOCO | 8216.17 | 8216.17 | 8216.17
SPP_N | 465.04 | 1708.31 | 2660.05 |  | SPP_N | 0 | 1173.61 | 1828.42 | SPP_N | 0 | 0 | 271.59 | SPP_N | 0 | 0 | 0
SPP_S | 1830.99 | 5149.29 | 7336.47 |  | SPP_S | 0 | 555.21 | 2255 | SPP_S | 430 | 2893.09 | 3285.48 | SPP_S | 2 | 2 | 2
TVA | 3115.89 | 5400.46 | 6716.51 |  | TVA | 1418 | 1515.85 | 2724.5 | TVA | 0 | 0 | 0 | TVA | 3160.99 | 3160.99 | 3160.99
VACAR | 7196.97 | 13819.39 | 18144.67 |  | VACAR | 5651.61 | 5854.15 | 9359.72 | VACAR | 0.9 | 3500 | 3500 | VACAR | 2954 | 3651 | 3929.06
| 69847.09 | 104780.3 | 153900.08 |  |  | 28925.96 | 37524.35 | 62728.58 |  | 22194.9 | 34327.1 | 47281.35 |  | 62405.4 | 66646.8 | 66924.86

## Generation
#1 | Total Generation (GWh)
Total Generation by Reporting Type: Entergy
ReportingType | 2015 | 2020 | 2025 | 2030 | 2035 | 2040
BM | 0 | 0 | 0 | 0 | 0 | 0
CC | 66807.9 | 74870.77 | 73400.98 | 77827.46 | 87458.27 | 91762.02
CSP | 0 | 0 | 0 | 0 | 0 | 0
CT | 0 | 0 | 0 | 0 | 0 | 0
Coal | 60773.61 | 61039.59 | 61039.6 | 61039.6 | 61039.6 | 60276.32
Geo | 0 | 0 | 0 | 0 | 0 | 0
H | 153 | 153 | 153 | 153 | 153 | 153
LFG | 63.07 | 63.07 | 909.81 | 909.81 | 909.81 | 909.81
Nuc | 42234.08 | 42234.08 | 42234.08 | 42234.08 | 35675.42 | 27909.39
PS | 25.66 | 25.67 | 44.84 | 44.84 | 31.3 | 27.14
PV | 0.57 | 124.94 | 192.43 | 198.55 | 205.47 | 212.64
PeakG | 0 | 0.68 | 96.93 | 58.4 | 16.83 | 19.89
PeakO | 0 | 0 | 0 | 0 | 0 | 0
ST | 0 | 0 | 0 | 0 | 0 | 0
STOG | 1455.07 | 1586.59 | 1459.85 | 1459.85 | 1459.85 | 1433.47
STWD | 0 | 0 | 0 | 0 | 6.49 | 76.01
WT | 315.27 | 315.27 | 315.27 | 315.27 | 315.27 | 315.27
IGCC | 0 | 0 | 0 | 0 | 0 | 0
DemandResponse | 0 | 0 | 0 | 0 | 0 | 0
IGCC-CCS | 0 | 0 | 0 | 0 | 0 | 0
WT_off | 0 | 0 | 0 | 0 | 0 | 0
PseudoUnit | 0 | 0 | 0 | 0 | 0 | 0
FixedInterchange | 0 | 0 | 0 | 0 | 0 | 0
Total Generation by Reporting Type: FRCC
ReportingType | 2015 | 2020 | 2025 | 2030 | 2035 | 2040
BM | 0 | 0 | 0 | 0 | 0 | 0
CC | 151048.47 | 171683.68 | 181905.18 | 200650.15 | 231932.21 | 264310.7
CSP | 0 | 0 | 0 | 0 | 0 | 0
CT | 772.76 | 1003.76 | 1007.71 | 999.53 | 848.97 | 718.47
Coal | 54319.51 | 52974.04 | 58176.47 | 58867.03 | 60284.11 | 60270.38
Geo | 0 | 0 | 0 | 0 | 0 | 0
H | 27.85 | 27.85 | 27.85 | 27.85 | 27.85 | 27.85
LFG | 3831.62 | 3831.62 | 5392.66 | 5392.66 | 5392.66 | 5392.66
Nuc | 32180.57 | 32180.57 | 32180.57 | 32180.57 | 19598.11 | 6535.31
PS | 0 | 0 | 0 | 0 | 0 | 0
PV | 134.03 | 134.03 | 134.03 | 134.03 | 134.03 | 134.03
PeakG | 443.13 | 444.04 | 724.2 | 504.09 | 400.98 | 303.87
PeakO | 0 | 0 | 0 | 0 | 0 | 0
ST | 0 | 0 | 0 | 0 | 0 | 0
STOG | 3475.45 | 3048.34 | 2862.65 | 2800.94 | 2570.05 | 1700.56
STWD | 0 | 41.24 | 131.92 | 131.92 | 131.4 | 202.12
WT | 0 | 0 | 0 | 0 | 0 | 0
IGCC | 0 | 0 | 0 | 0 | 0 | 0
DemandResponse | 0 | 0 | 0 | 0 | 0 | 0
IGCC-CCS | 0 | 0 | 0 | 0 | 0 | 0
WT_off | 0 | 0 | 0 | 0 | 0 | 0
PseudoUnit | 0 | 0 | 0 | 0 | 0 | 0
FixedInterchange | 0 | 0 | 0 | 0 | 0 | 0
Total Generation by Reporting Type: MAPP_US
ReportingType | 2015 | 2020 | 2025 | 2030 | 2035 | 2040
BM | 0 | 0 | 0 | 0 | 0 | 0
CC | 202.28 | 204.14 | 218.12 | 229.56 | 257.22 | 204.25
CSP | 0 | 0 | 0 | 0 | 0 | 0
CT | 0 | 0 | 0 | 3.57 | 6.01 | 8.59
Coal | 21047.51 | 21735.13 | 21735.14 | 21992.46 | 21992.46 | 21961.81
Geo | 354.6 | 354.6 | 354.6 | 354.6 | 354.6 | 354.6
H | 10150.02 | 10150.02 | 10150.02 | 10150.02 | 10150.02 | 10150.02
LFG | 15.77 | 15.77 | 580.79 | 580.79 | 580.79 | 580.79
Nuc | 0 | 0 | 0 | 0 | 0 | 0
PS | 0 | 0 | 0 | 0 | 0 | 0
PV | 0 | 0 | 0 | 0 | 0 | 0
PeakG | 34.29 | 78.69 | 90.12 | 133.98 | 177.82 | 115.11
PeakO | 0 | 0 | 0 | 0 | 0 | 0
ST | 0 | 0 | 0 | 0 | 0 | 0
STOG | 0 | 0 | 0 | 0 | 0 | 0
STWD | 0 | 0 | 0 | 0 | 0 | 0
WT | 5908.78 | 8064.04 | 8383.49 | 8715.58 | 9060.84 | 9419.76
IGCC | 0 | 0 | 0 | 0 | 0 | 0
DemandResponse | 0 | 0 | 0 | 0 | 0 | 0
IGCC-CCS | 0 | 0 | 0 | 0 | 0 | 0
WT_off | 0 | 0 | 0 | 0 | 0 | 0
PseudoUnit | 0 | 0 | 0 | 0 | 0 | 0
FixedInterchange | 0 | 0 | 0 | 0 | 0 | 0
Total Generation by Reporting Type: MISO_IN
ReportingType | 2015 | 2020 | 2025 | 2030 | 2035 | 2040
BM | 0 | 0 | 0 | 0 | 0 | 0
CC | 4530.04 | 3530.62 | 3838.61 | 4651.69 | 29833.76 | 29211.82
CSP | 0 | 0 | 0 | 0 | 0 | 0
CT | 0 | 0 | 0 | 0 | 0 | 0
Coal | 84762.9 | 90498.94 | 93495.56 | 96542.81 | 98148.76 | 98863.43
Geo | 0 | 0 | 0 | 0 | 0 | 0
H | 417.2 | 417.2 | 417.2 | 417.2 | 417.2 | 417.2
LFG | 291.71 | 291.71 | 291.71 | 923.41 | 923.41 | 923.41
Nuc | 0 | 0 | 0 | 0 | 0 | 0.02
PS | 0 | 0 | 0 | 0 | 0 | 0
PV | 0 | 402.09 | 655.09 | 676.43 | 698.39 | 721.04
PeakG | 4.27 | 25.81 | 68.33 | 90.35 | 74.14 | 90.35
PeakO | 0 | 0 | 0 | 0 | 0 | 0
ST | 0 | 0 | 0 | 0 | 0 | 0
STOG | 28.64 | 54.68 | 106.75 | 106.75 | 54.68 | 54.68
STWD | 0 | 0 | 0 | 0 | 0 | 0
WT | 1553.06 | 1553.06 | 1553.06 | 1553.06 | 1553.06 | 1553.06
IGCC | 4427.31 | 4427.31 | 4427.31 | 4427.31 | 4427.31 | 4427.31
DemandResponse | 0 | 0 | 0 | 0 | 0 | 0
IGCC-CCS | 0 | 0 | 0 | 0 | 0 | 0
WT_off | 0 | 0 | 0 | 0 | 0 | 0
PseudoUnit | 0 | 0 | 0 | 0 | 0 | 0
FixedInterchange | 0 | 0 | 0 | 0 | 0 | 0
Total Generation by Reporting Type: MISO_MI
ReportingType | 2015 | 2020 | 2025 | 2030 | 2035 | 2040
BM | 0 | 0 | 0 | 0 | 0 | 0
CC | 15754.43 | 8237.76 | 9298.36 | 9395.4 | 8070.17 | 7029.42
CSP | 0 | 0 | 0 | 0 | 0 | 0
CT | 0 | 0 | 0 | 0 | 0 | 0
Coal | 52178.79 | 58195.63 | 61281.14 | 62887.86 | 63172.82 | 62366.29
Geo | 0 | 0 | 0 | 0 | 0 | 0
H | 410 | 410 | 410 | 410 | 410 | 410
LFG | 1285.09 | 2548.5 | 2548.5 | 2548.5 | 2548.5 | 2548.5
Nuc | 14714.16 | 14714.16 | 14714.16 | 14714.16 | 8654.01 | 8654.01
PS | 773.6 | 814.33 | 1413.2 | 1573.32 | 1422.72 | 1422.72
PV | 0 | 0 | 0 | 0 | 0 | 0
PeakG | 21.35 | 23.92 | 79.26 | 104.85 | 104.85 | 104.85
PeakO | 0 | 0 | 0 | 0 | 0 | 0
ST | 0 | 0 | 0 | 0 | 0 | 0
STOG | 244.42 | 394.39 | 475.65 | 620.01 | 522.47 | 540.49
STWD | 144.53 | 261.97 | 325.72 | 749.45 | 663.33 | 721.99
WT | 5161.16 | 5161.16 | 6773.47 | 6773.47 | 7301.18 | 7701.85
IGCC | 0 | 0 | 0 | 0 | 0 | 0
DemandResponse | 0 | 0 | 0 | 0 | 0 | 0
IGCC-CCS | 0 | 0 | 0 | 0 | 0 | 0
WT_off | 0 | 0 | 0 | 0 | 0 | 0
PseudoUnit | 0 | 0 | 0 | 0 | 0 | 0
FixedInterchange | 0 | 0 | 0 | 0 | 0 | 0
Total Generation by Reporting Type: MISO_MO-IL
ReportingType | 2015 | 2020 | 2025 | 2030 | 2035 | 2040
BM | 0 | 0 | 0 | 0 | 0 | 0
CC | 3111.58 | 2445.36 | 2445.36 | 2445.36 | 2260.23 | 1613.4
CSP | 0 | 0 | 0 | 0 | 0 | 0
CT | 0 | 0 | 0 | 0 | 0 | 0
Coal | 100413.54 | 103991.53 | 107827.07 | 110305.09 | 110674.61 | 108798.32
Geo | 0 | 0 | 0 | 0 | 0 | 0
H | 1317.1 | 1317.1 | 1317.1 | 1317.1 | 1317.1 | 1317.1
LFG | 141.91 | 141.91 | 1902.67 | 1902.67 | 1902.67 | 1902.67
Nuc | 17393.71 | 17393.71 | 17393.71 | 17393.71 | 17393.71 | 17393.71
PS | 202.4 | 202.4 | 334.4 | 334.4 | 334.4 | 334.4
PV | 0 | 0 | 0 | 0 | 0 | 0
PeakG | 140.51 | 221.58 | 316.71 | 530.9 | 441.6 | 484.48
PeakO | 0 | 0 | 0 | 0 | 0 | 0
ST | 0 | 0 | 0 | 0 | 0 | 0
STOG | 57.9 | 110.53 | 110.53 | 110.53 | 44.65 | 18.42
STWD | 0 | 0 | 0 | 0 | 0 | 0
WT | 2075.16 | 2075.16 | 2075.16 | 2075.16 | 2075.16 | 2075.16
IGCC | 0 | 0 | 0 | 0 | 0 | 0
DemandResponse | 0 | 0 | 0 | 0 | 0 | 0
IGCC-CCS | 0 | 0 | 0 | 0 | 0 | 0
WT_off | 0 | 0 | 0 | 0 | 0 | 0
PseudoUnit | 0 | 0 | 0 | 0 | 0 | 0
FixedInterchange | 0 | 0 | 0 | 0 | 0 | 0
Total Generation by Reporting Type: MISO_W
ReportingType | 2015 | 2020 | 2025 | 2030 | 2035 | 2040
BM | 0 | 0 | 0 | 0 | 0 | 0
CC | 12929.95 | 7765.99 | 6425.55 | 5582.72 | 7746.07 | 2851.16
CSP | 0 | 0 | 0 | 0 | 0 | 0
CT | 0 | 0 | 0 | 0 | 0 | 0
Coal | 81535.5 | 82116.8 | 82918.99 | 83230 | 85943.13 | 126694.42
Geo | 0 | 0 | 0 | 0 | 0 | 0
H | 1643.74 | 1643.74 | 1643.74 | 1643.74 | 1643.74 | 1643.74
LFG | 1616.22 | 1616.22 | 2181.24 | 2181.24 | 2181.24 | 2181.24
Nuc | 18393.35 | 18393.35 | 18393.35 | 18393.35 | 0.78 | 0.78
PS | 0 | 0 | 0 | 0 | 0 | 0
PV | 0 | 0 | 0 | 0 | 0 | 0
PeakG | 404.67 | 232.13 | 208.35 | 259.44 | 1019.57 | 113.42
PeakO | 0 | 0 | 0 | 0 | 0 | 0
ST | 0 | 0 | 0 | 0 | 0 | 0
STOG | 27.24 | 7.64 | 4.84 | 1.74 | 16.04 | 1.3
STWD | 0 | 126.41 | 126.41 | 126.41 | 126.41 | 127.24
WT | 27590.66 | 33805.85 | 44154.25 | 47295.81 | 49107.74 | 50980.02
IGCC | 0 | 0 | 0 | 0 | 0 | 0
DemandResponse | 0 | 0 | 0 | 0 | 0 | 0
IGCC-CCS | 0 | 0 | 0 | 0 | 0 | 0
WT_off | 0 | 0 | 0 | 0 | 0 | 0
PseudoUnit | 0 | 0 | 0 | 0 | 0 | 0
FixedInterchange | 0 | 0 | 0 | 0 | 0 | 0
Total Generation by Reporting Type: MISO_WUMS
ReportingType | 2015 | 2020 | 2025 | 2030 | 2035 | 2040
BM | 0 | 0 | 0 | 0 | 0 | 0
CC | 18240.34 | 14112.81 | 12606.91 | 16434.62 | 31551.02 | 27589.52
CSP | 0 | 0 | 0 | 0 | 0 | 0
CT | 0 | 453.83 | 457.48 | 458.77 | 580.25 | 822.05
Coal | 26261.69 | 34547.7 | 37886.03 | 41171.37 | 44615.36 | 39798.78
Geo | 0 | 0 | 0 | 0 | 0 | 0
H | 1018.41 | 1018.41 | 1018.41 | 1018.41 | 1018.41 | 1018.41
LFG | 559.76 | 559.76 | 2320.52 | 2320.52 | 2320.52 | 2320.52
Nuc | 14153.33 | 14153.33 | 14153.33 | 14153.33 | 0.78 | 0.78
PS | 0 | 0 | 0 | 0 | 0 | 0
PV | 0 | 0 | 0 | 0 | 0 | 0
PeakG | 26.97 | 42.62 | 42.23 | 0 | 0 | 0
PeakO | 0 | 0 | 0 | 0 | 0 | 0
ST | 0 | 0 | 0 | 0 | 0 | 0
STOG | 2.33 | 0 | 0 | 0 | 0 | 0
STWD | 0 | 41.11 | 41.11 | 42.68 | 42.68 | 42.68
WT | 4109.61 | 4109.61 | 4109.61 | 4109.61 | 4109.61 | 4109.61
IGCC | 0 | 0 | 0 | 0 | 0 | 0
DemandResponse | 0 | 0 | 0 | 0 | 0 | 0
IGCC-CCS | 0 | 0 | 0 | 0 | 0 | 0
WT_off | 0 | 0 | 0 | 0 | 0 | 0
PseudoUnit | 0 | 0 | 0 | 0 | 0 | 0
FixedInterchange | 0 | 0 | 0 | 0 | 0 | 0
Total Generation by Reporting Type: Nebraska
ReportingType | 2015 | 2020 | 2025 | 2030 | 2035 | 2040
BM | 0 | 0 | 0 | 0 | 0 | 0
CC | 656.42 | 410.52 | 454.73 | 454.73 | 313.61 | 253.68
CSP | 0 | 0 | 0 | 0 | 0 | 0
CT | 0 | 0 | 0 | 0 | 0 | 0
Coal | 30719.51 | 30719.51 | 30719.52 | 30719.52 | 43339.28 | 50838.42
Geo | 0 | 0 | 0 | 0 | 0 | 0
H | 591 | 591 | 591 | 591 | 591 | 591
LFG | 47.3 | 47.3 | 612.32 | 612.32 | 612.32 | 612.32
Nuc | 9752.32 | 9752.32 | 9752.32 | 9752.32 | 1.56 | 1.56
PS | 0 | 0 | 0 | 0 | 0 | 0
PV | 0 | 0 | 0 | 0 | 0 | 0
PeakG | 81.19 | 69.18 | 140.86 | 184.01 | 129.72 | 11.79
PeakO | 0 | 0 | 0 | 0 | 0 | 0
ST | 0 | 0 | 0 | 0 | 0 | 0
STOG | 0 | 0 | 0 | 0 | 0 | 0
STWD | 0 | 0 | 0 | 0 | 0 | 0
WT | 1220.72 | 1220.72 | 1220.72 | 1220.72 | 1220.72 | 1220.72
IGCC | 0 | 0 | 0 | 0 | 0 | 0
DemandResponse | 0 | 0 | 0 | 0 | 0 | 0
IGCC-CCS | 0 | 0 | 0 | 0 | 0 | 0
WT_off | 0 | 0 | 0 | 0 | 0 | 0
PseudoUnit | 0 | 0 | 0 | 0 | 0 | 0
FixedInterchange | 0 | 0 | 0 | 0 | 0 | 0
Total Generation by Reporting Type: NEISO
ReportingType | 2015 | 2020 | 2025 | 2030 | 2035 | 2040
BM | 1882.96 | 1882.96 | 527.9 | 551.16 | 632.18 | 597.66
CC | 45457.31 | 36110.87 | 35964.5 | 39418.29 | 50890.85 | 57333.22
CSP | 0 | 0 | 0 | 0 | 0 | 0
CT | 3.12 | 10.92 | 10.92 | 10.92 | 32.24 | 66.46
Coal | 32.28 | 0 | 0.01 | 0.01 | 0.01 | 0.01
Geo | 0 | 0 | 0 | 0 | 0 | 0
H | 12289.94 | 12289.94 | 12289.94 | 12289.94 | 12289.94 | 12289.94
LFG | 4582.65 | 4582.66 | 5132.48 | 5132.48 | 5132.48 | 5132.48
Nuc | 36181.73 | 36181.73 | 36181.73 | 36181.73 | 26141.23 | 19310.53
PS | 63.05 | 170.09 | 184.14 | 165.79 | 245.32 | 314.12
PV | 5.26 | 556.75 | 556.75 | 556.89 | 556.98 | 557.07
PeakG | 28.26 | 38.51 | 38.51 | 38.51 | 102.41 | 102.41
PeakO | 0 | 0 | 0 | 0 | 0 | 0
ST | 0 | 0 | 0 | 0 | 0 | 0
STOG | 0 | 0 | 0 | 0 | 0 | 0
STWD | 4030.2 | 1246.49 | 81.64 | 1099.74 | 1201.03 | 1240.91
WT | 1283.3 | 9857.79 | 15190.17 | 16205.23 | 16205.23 | 16205.23
IGCC | 0 | 0 | 0 | 0 | 0 | 0
DemandResponse | 0 | 0 | 0 | 0 | 0 | 0
IGCC-CCS | 0 | 0 | 0 | 0 | 0 | 0
WT_off | 1870.13 | 1870.13 | 1870.13 | 1870.13 | 0 | 0
PseudoUnit | 0 | 0 | 0 | 0 | 0 | 0
FixedInterchange | 0 | 0 | 0 | 0 | 0 | 0
Total Generation by Reporting Type: NonRTO_Midwest
ReportingType | 2015 | 2020 | 2025 | 2030 | 2035 | 2040
BM | 0 | 0 | 0 | 0 | 0 | 0
CC | 0 | 403.35 | 290.14 | 1025.35 | 2235.66 | 3413.05
CSP | 0 | 0 | 0 | 0 | 0 | 0
CT | 0 | 118.28 | 122.35 | 233.3 | 118.28 | 230.93
Coal | 61194.59 | 64496.88 | 66451.31 | 67866.61 | 68372.58 | 68633.8
Geo | 0 | 0 | 0 | 0 | 0 | 0
H | 457.8 | 457.8 | 457.8 | 457.8 | 457.8 | 457.8
LFG | 110.38 | 110.38 | 720.36 | 1373.79 | 1373.79 | 1373.79
Nuc | 0 | 0 | 0 | 0 | 0 | 0.04
PS | 0 | 0 | 0 | 0 | 0 | 0
PV | 0 | 0 | 0 | 0 | 0 | 0
PeakG | 114.06 | 182.31 | 358.53 | 376.87 | 343.1 | 371.06
PeakO | 0 | 0 | 0 | 0 | 0 | 0
ST | 0 | 0 | 0 | 0 | 0 | 0
STOG | 0 | 0 | 0 | 0 | 0 | 0
STWD | 0 | 0 | 0 | 0 | 0 | 0
WT | 151.43 | 151.43 | 151.43 | 151.43 | 151.43 | 151.43
IGCC | 0 | 0 | 0 | 0 | 0 | 0
DemandResponse | 0 | 0 | 0 | 0 | 0 | 0
IGCC-CCS | 0 | 0 | 0 | 0 | 0 | 0
WT_off | 0 | 0 | 0 | 0 | 0 | 0
PseudoUnit | 0 | 0 | 0 | 0 | 0 | 0
FixedInterchange | 0 | 0 | 0 | 0 | 0 | 0
Total Generation by Reporting Type: NYISO_A-F
ReportingType | 2015 | 2020 | 2025 | 2030 | 2035 | 2040
BM | 0 | 0 | 0 | 0 | 0 | 0
CC | 6995.5 | 9195.24 | 11120.29 | 12568.66 | 15057.03 | 14531.85
CSP | 0 | 0 | 0 | 0 | 0 | 0
CT | 0 | 0 | 0 | 0 | 0 | 0
Coal | 0.01 | 0.01 | 0.01 | 0.02 | 0.02 | 0.02
Geo | 0 | 0 | 0 | 0 | 0 | 0
H | 27149.99 | 27149.99 | 27149.99 | 27149.99 | 27149.99 | 27149.99
LFG | 1359.2 | 1359.2 | 1419.12 | 1894.79 | 1894.79 | 1894.79
Nuc | 26211.3 | 26211.3 | 26211.3 | 21372.53 | 16850.79 | 10212.67
PS | 22.92 | 49.42 | 132.1 | 201.95 | 296.52 | 239.79
PV | 0 | 0 | 0 | 0 | 0 | 0
PeakG | 0 | 1.88 | 6.58 | 6.58 | 6.58 | 7.68
PeakO | 0 | 0 | 0 | 0 | 0 | 0
ST | 0 | 0 | 0 | 0 | 0 | 0
STOG | 0 | 0 | 0 | 0 | 0 | 0
STWD | 0 | 0 | 0 | 0.77 | 2.71 | 2.71
WT | 10101.82 | 11933.66 | 11933.66 | 12830.85 | 14524.03 | 14524.03
IGCC | 0 | 0 | 0 | 0 | 0 | 0
DemandResponse | 0 | 0 | 0 | 0 | 0 | 0
IGCC-CCS | 0 | 0 | 0 | 0 | 0 | 0
WT_off | 0 | 0 | 0 | 0 | 0 | 0
PseudoUnit | 0 | 0 | 0 | 0 | 0 | 0
FixedInterchange | 0 | 0 | 0 | 0 | 0 | 0
Total Generation by Reporting Type: NYISO_G-I
ReportingType | 2015 | 2020 | 2025 | 2030 | 2035 | 2040
BM | 0 | 0 | 0 | 0 | 0 | 0
CC | 6767.27 | 8555.68 | 10511.43 | 17932.34 | 39547.15 | 61060.56
CSP | 0 | 0 | 0 | 0 | 0 | 0
CT | 0 | 0 | 0 | 0 | 0 | 0
Coal | 0.01 | 0.01 | 0.01 | 0.01 | 0.01 | 0.01
Geo | 0 | 0 | 0 | 0 | 0 | 0
H | 266.56 | 266.56 | 266.56 | 266.56 | 266.56 | 266.56
LFG | 504.58 | 504.58 | 1090.62 | 1090.62 | 1090.62 | 1090.62
Nuc | 15929.31 | 15929.31 | 15929.31 | 15929.31 | 7987.24 | 3.12
PS | 0 | 0 | 0 | 0 | 0 | 0
PV | 0 | 0 | 0 | 0 | 0 | 0
PeakG | 0.01 | 0.04 | 0.04 | 0.04 | 0.67 | 0.08
PeakO | 0 | 0 | 0 | 0 | 0 | 0
ST | 0 | 0 | 0 | 0 | 0 | 0
STOG | 0 | 0 | 0 | 0 | 0 | 0
STWD | 0 | 0 | 0 | 0 | 0 | 0
WT | 0 | 178.23 | 178.23 | 178.24 | 178.24 | 178.24
IGCC | 0 | 0 | 0 | 0 | 0 | 0
DemandResponse | 0 | 0 | 0 | 0 | 0 | 0
IGCC-CCS | 0 | 0 | 0 | 0 | 0 | 0
WT_off | 0 | 0 | 0 | 0 | 0 | 0
PseudoUnit | 0 | 0 | 0 | 0 | 0 | 0
FixedInterchange | 0 | 0 | 0 | 0 | 0 | 0
Total Generation by Reporting Type: NYISO_J-K
ReportingType | 2015 | 2020 | 2025 | 2030 | 2035 | 2040
BM | 0 | 0 | 0 | 0 | 0 | 0
CC | 24792.76 | 31244.86 | 31399.29 | 30341.27 | 31073.89 | 31925.3
CSP | 0 | 0 | 0 | 0 | 0 | 0
CT | 0 | 0 | 23.2 | 47.81 | 94.19 | 222.12
Coal | 0 | 0 | 0 | 0 | 0 | 0
Geo | 0 | 0 | 0 | 0 | 0 | 0
H | 0 | 0 | 0 | 0 | 0 | 0
LFG | 977.62 | 977.62 | 977.62 | 1563.66 | 1563.66 | 1563.66
Nuc | 0 | 0 | 0 | 0 | 0 | 0
PS | 0 | 0 | 0 | 0 | 0 | 0
PV | 53.26 | 53.26 | 53.26 | 53.26 | 0 | 0
PeakG | 49.73 | 146.56 | 188.67 | 176.92 | 195.5 | 388.37
PeakO | 0 | 0 | 0 | 0 | 0 | 0
ST | 0 | 0 | 0 | 0 | 0 | 0
STOG | 1158.35 | 2168.44 | 2701 | 2630.74 | 3222.39 | 4017.69
STWD | 0 | 0 | 0 | 0 | 0 | 0
WT | 0 | 0 | 0 | 0 | 0 | 0
IGCC | 0 | 0 | 0 | 0 | 0 | 0
DemandResponse | 0 | 0 | 0 | 0 | 0 | 0
IGCC-CCS | 0 | 0 | 0 | 0 | 0 | 0
WT_off | 0 | 0 | 0 | 0 | 0 | 0
PseudoUnit | 0 | 0 | 0 | 0 | 0 | 0
FixedInterchange | 0 | 0 | 0 | 0 | 0 | 0
Total Generation by Reporting Type: PJM_E
ReportingType | 2015 | 2020 | 2025 | 2030 | 2035 | 2040
BM | 141.2 | 223.98 | 223.98 | 223.98 | 223.98 | 223.98
CC | 25116.79 | 34954.1 | 41164.16 | 33934.98 | 49333.43 | 53490.17
CSP | 0 | 0 | 0 | 0 | 0 | 0
CT | 0 | 0.86 | 0.86 | 5.14 | 472.43 | 523.62
Coal | 328.97 | 106.68 | 174.77 | 207.64 | 207.65 | 207.66
Geo | 0 | 0 | 0 | 0 | 0 | 0
H | 1839.27 | 1839.27 | 1839.27 | 1839.27 | 1839.27 | 1839.27
LFG | 3714.15 | 4761.94 | 4761.94 | 4761.94 | 4761.94 | 4761.94
Nuc | 66287.73 | 61501.14 | 61501.14 | 61501.14 | 44177.54 | 35032.79
PS | 84 | 174.03 | 184 | 184.03 | 184.02 | 228.56
PV | 102.4 | 102.4 | 102.4 | 102.4 | 102.4 | 102.4
PeakG | 3.51 | 80.26 | 481.53 | 481.53 | 942.81 | 940.13
PeakO | 0 | 0 | 0 | 0 | 0 | 0
ST | 0 | 0 | 0 | 0 | 0 | 0
STOG | 58.39 | 350.31 | 683.94 | 683.94 | 683.94 | 683.94
STWD | 0 | 0 | 0 | 0 | 0 | 0
WT | 2143.36 | 2143.36 | 2143.36 | 2143.36 | 2143.36 | 2143.36
IGCC | 0 | 0 | 0 | 0 | 0 | 0
DemandResponse | 0 | 0 | 0 | 0 | 0 | 0
IGCC-CCS | 0 | 0 | 0 | 0 | 0 | 0
WT_off | 0 | 0 | 3990.53 | 3990.53 | 3990.53 | 3990.53
PseudoUnit | 0 | 0 | 0 | 0 | 0 | 0
FixedInterchange | 0 | 0 | 0 | 0 | 0 | 0
Total Generation by Reporting Type: PJM_ROM
ReportingType | 2015 | 2020 | 2025 | 2030 | 2035 | 2040
BM | 84.72 | 134.39 | 134.39 | 134.39 | 134.39 | 134.39
CC | 15920.42 | 21343.18 | 20312.83 | 19629.96 | 43244.32 | 144444.86
CSP | 0 | 0 | 0 | 0 | 0 | 0
CT | 0 | 0.52 | 3.14 | 3.14 | 3.14 | 6.13
Coal | 50007.83 | 48326.89 | 55356.63 | 57477 | 58083.87 | 58083.87
Geo | 0 | 0 | 0 | 0 | 0 | 0
H | 3645.46 | 3645.46 | 3645.46 | 3645.46 | 3645.46 | 3645.46
LFG | 2813.8 | 4903.85 | 4903.85 | 4903.85 | 4903.85 | 4903.85
Nuc | 39227.38 | 39227.38 | 39227.38 | 39227.38 | 25736.15 | 18733.49
PS | 317.73 | 679.86 | 695.98 | 857.1 | 696.02 | 1112.01
PV | 10.51 | 2544.24 | 4121.36 | 4519.81 | 4676.78 | 4839.08
PeakG | 0 | 48.51 | 48.51 | 51.56 | 301.75 | 155.51
PeakO | 0 | 0 | 0 | 0 | 0 | 0
ST | 0 | 0 | 0 | 0 | 0 | 0
STOG | 682.89 | 0 | 0 | 0 | 0 | 0
STWD | 222.06 | 490.56 | 490.56 | 490.56 | 490.56 | 490.56
WT | 3032.09 | 3032.09 | 4910.74 | 13311.86 | 17226.13 | 17226.14
IGCC | 0 | 0 | 0 | 0 | 0 | 0
DemandResponse | 0 | 0 | 0 | 0 | 0 | 0
IGCC-CCS | 0 | 0 | 0 | 0 | 0 | 0
WT_off | 0 | 0 | 0 | 0 | 0 | 0
PseudoUnit | 0 | 0 | 0 | 0 | 0 | 0
FixedInterchange | 0 | 0 | 0 | 0 | 0 | 0
Total Generation by Reporting Type: PJM_ROR
ReportingType | 2015 | 2020 | 2025 | 2030 | 2035 | 2040
BM | 39.05 | 160.58 | 358.22 | 664.99 | 1634.58 | 1216.37
CC | 70049.09 | 60579.21 | 54835.3 | 75774.94 | 129120.99 | 101817.7
CSP | 0 | 0 | 0 | 0 | 0 | 0
CT | 2.98 | 5.69 | 5.69 | 5.69 | 5.69 | 5.69
Coal | 355604.47 | 346601.14 | 353511.14 | 356103.52 | 357689.13 | 358486.46
Geo | 0 | 0 | 0 | 0 | 0 | 0
H | 4602.26 | 4602.26 | 4602.26 | 4602.26 | 4602.26 | 4602.26
LFG | 4252.63 | 4252.63 | 8302.71 | 8302.71 | 8302.71 | 8302.71
Nuc | 156083.84 | 156083.84 | 156083.84 | 149330.43 | 116030.78 | 77993.94
PS | 1340.24 | 1417.26 | 2341.55 | 2341.53 | 2105.73 | 1749.52
PV | 63.07 | 63.07 | 63.07 | 63.07 | 63.07 | 63.07
PeakG | 1223.14 | 1220.24 | 1252.53 | 1581.66 | 1029.45 | 1171.2
PeakO | 0 | 0 | 0 | 0 | 0 | 0
ST | 0 | 0 | 0 | 0 | 0 | 0
STOG | 798.51 | 615.36 | 664.6 | 621.04 | 675.92 | 649.14
STWD | 41.03 | 608.76 | 975.96 | 1359.55 | 1359.55 | 1359.55
WT | 28147.97 | 28147.97 | 28147.97 | 28682.04 | 28682.04 | 31260.46
IGCC | 0 | 0 | 0 | 0 | 0 | 0
DemandResponse | 0 | 0 | 0 | 0 | 0 | 0
IGCC-CCS | 0 | 0 | 0 | 0 | 0 | 0
WT_off | 0 | 0 | 0 | 0 | 0 | 0
PseudoUnit | 0 | 0 | 0 | 0 | 0 | 0
FixedInterchange | 0 | 0 | 0 | 0 | 0 | 0
Total Generation by Reporting Type: SOCO
ReportingType | 2015 | 2020 | 2025 | 2030 | 2035 | 2040
BM | 0 | 0 | 23.04 | 23.04 | 38.26 | 38.26
CC | 111334.12 | 108297.3 | 102826.19 | 115358.27 | 108620.45 | 103389.47
CSP | 0 | 0 | 0 | 0 | 0 | 0
CT | 0 | 0 | 0 | 0 | 0 | 0
Coal | 105132.17 | 113362.86 | 127959.76 | 127959.77 | 148433.74 | 190069.77
Geo | 0 | 0 | 0 | 0 | 0 | 0
H | 10893.11 | 10893.11 | 10893.11 | 10893.11 | 10893.11 | 10893.11
LFG | 291.71 | 291.71 | 1138.45 | 1138.45 | 1138.45 | 1138.45
Nuc | 45497.84 | 62634.5 | 62634.5 | 62634.5 | 62634.5 | 42031.17
PS | 845.7 | 1272.11 | 1273 | 1273 | 1273 | 1273
PV | 0 | 0 | 0 | 0 | 0 | 0
PeakG | 391.27 | 1001.41 | 2018.28 | 2134.21 | 1855.14 | 1725.06
PeakO | 0 | 0 | 0 | 0 | 0 | 0
ST | 0 | 0 | 0 | 0 | 0 | 0
STOG | 0 | 0 | 0 | 0 | 0 | 0
STWD | 0 | 0 | 0 | 0 | 0 | 0
WT | 0 | 0 | 0 | 0 | 0 | 0
IGCC | 0 | 0 | 0 | 0 | 0 | 0
DemandResponse | 0 | 0 | 0 | 0 | 0 | 0
IGCC-CCS | 0 | 0 | 0 | 0 | 0 | 0
WT_off | 0 | 0 | 0 | 0 | 0 | 0
PseudoUnit | 0 | 0 | 0 | 0 | 0 | 0
FixedInterchange | 0 | 0 | 0 | 0 | 0 | 0
Total Generation by Reporting Type: SPP_N
ReportingType | 2015 | 2020 | 2025 | 2030 | 2035 | 2040
BM | 0 | 0 | 0 | 0 | 0 | 0
CC | 7619.33 | 10783.8 | 10659.06 | 14479.27 | 10386.89 | 10261.95
CSP | 0 | 0 | 0 | 0 | 0 | 0
CT | 0 | 0 | 0 | 0 | 317.51 | 712.24
Coal | 61836.51 | 61836.51 | 61836.52 | 61836.52 | 61836.52 | 61676.26
Geo | 0 | 0 | 0 | 0 | 0 | 0
H | 60 | 60 | 60 | 60 | 60 | 60
LFG | 55.19 | 604.38 | 804.17 | 804.17 | 804.17 | 804.17
Nuc | 9035.69 | 9035.69 | 9035.69 | 9035.69 | 9035.69 | 9035.69
PS | 0 | 0 | 0 | 0 | 0 | 0
PV | 0 | 0 | 0 | 0 | 0 | 0
PeakG | 52.51 | 90.26 | 211.06 | 262.49 | 132.29 | 25.13
PeakO | 0 | 0 | 0 | 0 | 0 | 0
ST | 0 | 0 | 0 | 0 | 0 | 0
STOG | 469.7 | 541.43 | 662.65 | 659.89 | 673.15 | 635.9
STWD | 0 | 0 | 0 | 0 | 0 | 0
WT | 4213.48 | 4213.49 | 4213.54 | 5146.1 | 11607.04 | 11607.04
IGCC | 0 | 0 | 0 | 0 | 0 | 0
DemandResponse | 0 | 0 | 0 | 0 | 0 | 0
IGCC-CCS | 0 | 0 | 0 | 0 | 0 | 0
WT_off | 0 | 0 | 0 | 0 | 0 | 0
PseudoUnit | 0 | 0 | 0 | 0 | 0 | 0
FixedInterchange | 0 | 0 | 0 | 0 | 0 | 0
Total Generation by Reporting Type: SPP_S
ReportingType | 2015 | 2020 | 2025 | 2030 | 2035 | 2040
BM | 0 | 0 | 0 | 0 | 0 | 0
CC | 34708.69 | 37536.3 | 39059.82 | 48387.74 | 34697.9 | 33360.05
CSP | 0 | 0 | 0 | 0 | 0 | 0
CT | 0 | 8.28 | 83.24 | 48.25 | 0 | 0
Coal | 96603.76 | 98280.65 | 103161.48 | 103258.16 | 103951.23 | 91770.6
Geo | 0 | 0 | 0 | 0 | 0 | 0
H | 10050.79 | 10050.79 | 10050.79 | 10050.79 | 10050.79 | 10050.79
LFG | 149.8 | 149.8 | 149.8 | 898.78 | 898.78 | 898.78
Nuc | 0 | 0 | 0 | 0 | 0 | 0
PS | 194.01 | 194.01 | 338.96 | 338.96 | 327.81 | 327.81
PV | 0 | 0 | 0 | 0 | 0 | 0
PeakG | 0 | 0 | 39.41 | 2.45 | 0 | 0
PeakO | 0 | 0 | 0 | 0 | 0 | 0
ST | 0 | 0 | 0 | 0 | 0 | 0
STOG | 1770.75 | 1859.14 | 2225.82 | 2081.88 | 1625.49 | 1514.69
STWD | 0 | 0 | 0 | 0 | 0 | 5.67
WT | 9404.55 | 17898.95 | 19252.17 | 19252.17 | 45046.99 | 74272.88
IGCC | 0 | 0 | 0 | 0 | 0 | 0
DemandResponse | 0 | 0 | 0 | 0 | 0 | 0
IGCC-CCS | 0 | 0 | 0 | 0 | 0 | 0
WT_off | 0 | 0 | 0 | 0 | 0 | 0
PseudoUnit | 0 | 0 | 0 | 0 | 0 | 0
FixedInterchange | 0 | 0 | 0 | 0 | 0 | 0
Total Generation by Reporting Type: TVA
ReportingType | 2015 | 2020 | 2025 | 2030 | 2035 | 2040
BM | 0 | 0 | 0 | 0 | 0 | 0
CC | 15370.09 | 17827.92 | 18598.99 | 22992.02 | 21087.28 | 18668.97
CSP | 0 | 0 | 0 | 0 | 0 | 0
CT | 0 | 404.45 | 428.95 | 428.95 | 308.34 | 428.95
Coal | 88163.56 | 88487.42 | 89222.42 | 89222.43 | 116664.08 | 134798.93
Geo | 0 | 0 | 0 | 0 | 0 | 0
H | 17444.81 | 17444.81 | 17444.81 | 17444.81 | 17444.81 | 17444.81
LFG | 102.49 | 102.49 | 949.23 | 949.23 | 949.23 | 949.23
Nuc | 65391.09 | 65391.09 | 65391.09 | 65391.09 | 45821.54 | 35861.5
PS | 726.74 | 754.37 | 950.19 | 799.25 | 987.59 | 959.93
PV | 0 | 0 | 0 | 0 | 0 | 0
PeakG | 0 | 0 | 39.3 | 37.6 | 40.3 | 41.09
PeakO | 0 | 0 | 0 | 0 | 0 | 0
ST | 0 | 0 | 0 | 0 | 0 | 0
STOG | 0 | 0 | 0 | 0 | 0 | 0
STWD | 0 | 0 | 0.04 | 0.16 | 1.84 | 1.96
WT | 73.94 | 73.94 | 73.94 | 73.94 | 73.94 | 73.94
IGCC | 0 | 0 | 0 | 0 | 0 | 0
DemandResponse | 0 | 0 | 0 | 0 | 0 | 0
IGCC-CCS | 0 | 0 | 0 | 0 | 0 | 0
WT_off | 0 | 0 | 0 | 0 | 0 | 0
PseudoUnit | 0 | 0 | 0 | 0 | 0 | 0
FixedInterchange | 0 | 0 | 0 | 0 | 0 | 0
Total Generation by Reporting Type: TVA_Transmission
ReportingType | 2015 | 2020 | 2025 | 2030 | 2035 | 2040
BM | 0 | 0 | 0 | 0 | 0 | 0
CC | 0 | 0 | 0 | 0 | 0 | 0
CSP | 0 | 0 | 0 | 0 | 0 | 0
CT | 0 | 0 | 0 | 0 | 0 | 0
Coal | 0 | 0 | 0 | 0 | 0 | 0
Geo | 0 | 0 | 0 | 0 | 0 | 0
H | 0 | 0 | 0 | 0 | 0 | 0
LFG | 0 | 0 | 0 | 0 | 0 | 0
Nuc | 0 | 0 | 0 | 0 | 0 | 0
PS | 0 | 0 | 0 | 0 | 0 | 0
PV | 0 | 0 | 0 | 0 | 0 | 0
PeakG | 0 | 0 | 0 | 0 | 0 | 0
PeakO | 0 | 0 | 0 | 0 | 0 | 0
ST | 0 | 0 | 0 | 0 | 0 | 0
STOG | 0 | 0 | 0 | 0 | 0 | 0
STWD | 0 | 0 | 0 | 0 | 0 | 0
WT | 0 | 0 | 0 | 0 | 0 | 0
IGCC | 0 | 0 | 0 | 0 | 0 | 0
DemandResponse | 0 | 0 | 0 | 0 | 0 | 0
IGCC-CCS | 0 | 0 | 0 | 0 | 0 | 0
WT_off | 0 | 0 | 0 | 0 | 0 | 0
PseudoUnit | 0 | 0 | 0 | 0 | 0 | 0
FixedInterchange | 0 | 0 | 0 | 0 | 0 | 0
Total Generation by Reporting Type: VACAR
ReportingType | 2015 | 2020 | 2025 | 2030 | 2035 | 2040
BM | 6.84 | 2600.05 | 7747.74 | 8608.87 | 9180.76 | 10233.77
CC | 54533.43 | 49641.83 | 41009.06 | 50174.8 | 70861.13 | 98041.86
CSP | 0 | 0 | 0 | 0 | 0 | 0
CT | 73.69 | 73.69 | 131.45 | 105.3 | 361.84 | 430.67
Coal | 80652.24 | 85103.14 | 104873.73 | 111917.27 | 123759.99 | 125846.09
Geo | 0 | 0 | 0 | 0 | 0 | 0
H | 4325 | 4325 | 4325 | 4325 | 4325 | 4325
LFG | 499.37 | 1343.43 | 1343.43 | 1343.43 | 1343.43 | 1343.43
Nuc | 89032.75 | 107182.03 | 107182.03 | 107182.03 | 81882.09 | 67409.4
PS | 590.48 | 1117.77 | 1203.36 | 1203.36 | 1203.36 | 1203.36
PV | 42.05 | 304.91 | 317.74 | 333.62 | 349.95 | 367.07
PeakG | 113.66 | 198.24 | 351.25 | 365.59 | 378.47 | 389.01
PeakO | 0 | 0 | 0 | 0 | 0 | 0
ST | 0 | 0 | 0 | 0 | 0 | 0
STOG | 0 | 0 | 0 | 0.86 | 0.86 | 0.86
STWD | 1969.25 | 1969.25 | 1008.2 | 1211.31 | 1969.25 | 1969.25
WT | 2.34 | 7866.99 | 7866.99 | 7866.99 | 7866.99 | 7866.99
IGCC | 0 | 0 | 0 | 0 | 0 | 0
DemandResponse | 0 | 0 | 0 | 0 | 0 | 0
IGCC-CCS | 0 | 0 | 0 | 0 | 0 | 0
WT_off | 3.46 | 3.46 | 3.46 | 3.46 | 3.46 | 3.46
PseudoUnit | 0 | 0 | 0 | 0 | 0 | 0
FixedInterchange | 0 | 0 | 0 | 0 | 0 | 0
Total Generation by Reporting Type: IESO
ReportingType | 2015 | 2020 | 2025 | 2030 | 2035 | 2040
BM | 0 | 0 | 0 | 0 | 3.01 | 3.01
CC | 982.97 | 1292.59 | 1908.47 | 2336.38 | 11419.77 | 30270.18
CSP | 0 | 0 | 0 | 0 | 0 | 0
CT | 0 | 0 | 0 | 3.44 | 39.41 | 146.53
Coal | 0 | 0 | 0 | 0 | 0 | 0
Geo | 0 | 0 | 0 | 0 | 0 | 0
H | 46189.03 | 46189.03 | 46189.03 | 46189.03 | 46189.03 | 46189.03
LFG | 926.37 | 926.37 | 926.37 | 926.37 | 930.31 | 930.31
Nuc | 101402.3 | 101402.3 | 101402.3 | 101402.3 | 93379.23 | 81383.57
PS | 13.53 | 5.83 | 13.53 | 25.83 | 25.83 | 50.43
PV | 78.84 | 78.84 | 78.84 | 78.84 | 78.84 | 78.84
PeakG | 0 | 0 | 0 | 4.3 | 15.05 | 15.05
PeakO | 0 | 0 | 0 | 0 | 0 | 0
ST | 0 | 0 | 0 | 0 | 0 | 0
STOG | 0 | 0 | 0 | 0 | 0 | 0
STWD | 0 | 0 | 0 | 0 | 0 | 0
WT | 8479.75 | 8479.75 | 8479.75 | 8479.75 | 3205.67 | 3205.67
IGCC | 0 | 0 | 0 | 0 | 0 | 0
DemandResponse | 0 | 0 | 0 | 0 | 0 | 0
IGCC-CCS | 0 | 0 | 0 | 0 | 0 | 0
WT_off | 0 | 0 | 0 | 0 | 0 | 0
PseudoUnit | 0 | 0 | 0 | 0 | 0 | 0
FixedInterchange | 0 | 0 | 0 | 0 | 0 | 0
Total Generation by Reporting Type: MAPP_CA
ReportingType | 2015 | 2020 | 2025 | 2030 | 2035 | 2040
BM | 0 | 0 | 0 | 0 | 0 | 0
CC | 9164.75 | 11916.79 | 13095.27 | 15628.34 | 19228.3 | 18243.22
CSP | 0 | 0 | 0 | 0 | 0 | 0
CT | 0 | 0 | 0 | 0 | 0 | 33.67
Coal | 144.52 | 283.38 | 692.83 | 2424.47 | 4464.97 | 5094.85
Geo | 0 | 0 | 0 | 0 | 0 | 0
H | 41520.42 | 41520.42 | 41520.42 | 41520.42 | 41520.42 | 41520.42
LFG | 0 | 0 | 0 | 0 | 0 | 0
Nuc | 0 | 0 | 0 | 0 | 0 | 0.02
PS | 0 | 0 | 0 | 0 | 0 | 0
PV | 0 | 0 | 0 | 0 | 0 | 0
PeakG | 0 | 0 | 0.52 | 2.78 | 0.51 | 0
PeakO | 0 | 0 | 0 | 0 | 0 | 0
ST | 0 | 0 | 0 | 0 | 0 | 0
STOG | 0 | 0 | 0 | 0 | 0 | 0
STWD | 0 | 0 | 0 | 0 | 0 | 0
WT | 1446.06 | 1446.06 | 1446.06 | 1446.06 | 1446.06 | 1446.06
IGCC | 0 | 0 | 0 | 0 | 0 | 0
DemandResponse | 0 | 0 | 0 | 0 | 0 | 0
IGCC-CCS | 0 | 0 | 0 | 0 | 0 | 0
WT_off | 0 | 0 | 0 | 0 | 0 | 0
PseudoUnit | 0 | 0 | 0 | 0 | 0 | 0
FixedInterchange | 0 | 0 | 0 | 0 | 0 | 0
Total Generation by Reporting Type: AZ_NM_SNV_Coal
ReportingType | 2015 | 2020 | 2025 | 2030 | 2035 | 2040
BM | 0 | 0 | 0 | 0 | 0 | 0
CC | 0 | 0 | 0 | 0 | 0 | 0
CSP | 0 | 0 | 0 | 0 | 0 | 0
CT | 0 | 0 | 0 | 0 | 0 | 0
Coal | 68807.5 | 77482.02 | 77482.02 | 77482.02 | 77482.02 | 116304.89
Geo | 0 | 0 | 0 | 0 | 0 | 0
H | 0 | 0 | 0 | 0 | 0 | 0
LFG | 0 | 0 | 0 | 0 | 0 | 0
Nuc | 0 | 0 | 0 | 0 | 0 | 0
PS | 0 | 0 | 0 | 0 | 0 | 0
PV | 0 | 0 | 0 | 0 | 0 | 0
PeakG | 0 | 0 | 0 | 0 | 0 | 0
PeakO | 0 | 0 | 0 | 0 | 0 | 0
ST | 0 | 0 | 0 | 0 | 0 | 0
STOG | 0 | 0 | 0 | 0 | 0 | 0
STWD | 0 | 0 | 0 | 0 | 0 | 0
WT | 0 | 0 | 0 | 0 | 0 | 0
IGCC | 0 | 0 | 0 | 0 | 0 | 0
DemandResponse | 0 | 0 | 0 | 0 | 0 | 0
IGCC-CCS | 0 | 0 | 0 | 0 | 0 | 0
WT_off | 0 | 0 | 0 | 0 | 0 | 0
PseudoUnit | 0 | 0 | 0 | 0 | 0 | 0
FixedInterchange | 0 | 0 | 0 | 0 | 0 | 0
Total Generation by Reporting Type: AZ_NM_SNV_Gas
ReportingType | 2015 | 2020 | 2025 | 2030 | 2035 | 2040
BM | 0 | 0 | 0 | 0 | 0 | 0
CC | 104850.45 | 116433.91 | 119459.63 | 141128.19 | 173255.32 | 166728.51
CSP | 0 | 0 | 0 | 0 | 0 | 0
CT | 0 | 0 | 75.62 | 144.37 | 0 | 0
Coal | 0 | 0 | 0 | 0 | 0 | 0
Geo | 0 | 0 | 0 | 0 | 0 | 0
H | 0 | 0 | 0 | 0 | 0 | 0
LFG | 0 | 0 | 0 | 0 | 0 | 0
Nuc | 0 | 0 | 0 | 0 | 0 | 0
PS | 0 | 0 | 0 | 0 | 0 | 0
PV | 0 | 0 | 0 | 0 | 0 | 0
PeakG | 0 | 0 | 260.76 | 428.42 | 419.02 | 0
PeakO | 0 | 0 | 0 | 0 | 0 | 0
ST | 0 | 0 | 0 | 0 | 0 | 0
STOG | 0 | 0 | 0 | 0 | 0 | 0
STWD | 0 | 0 | 0 | 0 | 0 | 0
WT | 0 | 0 | 0 | 0 | 0 | 0
IGCC | 0 | 0 | 0 | 0 | 0 | 0
DemandResponse | 0 | 0 | 0 | 0 | 0 | 0
IGCC-CCS | 0 | 0 | 0 | 0 | 0 | 0
WT_off | 0 | 0 | 0 | 0 | 0 | 0
PseudoUnit | 0 | 0 | 0 | 0 | 0 | 0
FixedInterchange | 0 | 0 | 0 | 0 | 0 | 0
Total Generation by Reporting Type: AZ_NM_SNV_NucRenew
ReportingType | 2015 | 2020 | 2025 | 2030 | 2035 | 2040
BM | 0 | 0 | 0 | 0 | 0 | 0
CC | 0 | 0 | 0 | 0 | 0 | 0
CSP | 0 | 0 | 0 | 0 | 0 | 0
CT | 0 | 0 | 0 | 0 | 0 | 0
Coal | 0 | 0 | 0 | 0 | 0 | 0
Geo | 0 | 0 | 12066.9 | 12066.9 | 12066.9 | 12066.9
H | 8952 | 8952 | 8952 | 8952 | 8952 | 8952
LFG | 55.19 | 533.48 | 533.48 | 533.48 | 533.48 | 533.48
Nuc | 30183.89 | 30183.89 | 30183.89 | 30183.89 | 30183.89 | 30183.89
PS | 45.36 | 45.36 | 45.36 | 88.56 | 88.56 | 90.58
PV | 365.63 | 365.63 | 365.63 | 365.63 | 365.63 | 365.63
PeakG | 0 | 0 | 0 | 0 | 0 | 0
PeakO | 0 | 0 | 0 | 0 | 0 | 0
ST | 981.12 | 2607.68 | 3582.95 | 3845.87 | 3845.87 | 3845.88
STOG | 0 | 0 | 0 | 0 | 0 | 0
STWD | 182.21 | 182.21 | 17.2 | 152.65 | 152.66 | 152.68
WT | 1407.73 | 26574.6 | 26574.6 | 27412.81 | 27412.81 | 27412.81
IGCC | 0 | 0 | 0 | 0 | 0 | 0
DemandResponse | 0 | 0 | 0 | 0 | 0 | 0
IGCC-CCS | 0 | 0 | 0 | 0 | 0 | 0
WT_off | 0 | 0 | 0 | 0 | 0 | 0
PseudoUnit | 0 | 0 | 0 | 0 | 0 | 0
FixedInterchange | 0 | 0 | 0 | 0 | 0 | 0
Total Generation by Reporting Type: ERCOT
ReportingType | 2015 | 2020 | 2025 | 2030 | 2035 | 2040
BM | 0 | 0 | 4.68 | 17.5 | 151.75 | 100.67
CC | 175504.58 | 171960.87 | 166284.6 | 175139.05 | 187963.79 | 189886.46
CSP | 0 | 0 | 0 | 0 | 0 | 0
CT | 0 | 5.27 | 24.95 | 8.17 | 8.17 | 8.17
Coal | 94308.83 | 122166.41 | 138100.7 | 138726.67 | 138726.67 | 138233.72
Geo | 0 | 0 | 0 | 0 | 0 | 0
H | 607.38 | 607.38 | 607.38 | 607.38 | 607.38 | 607.38
LFG | 591.3 | 591.3 | 773.98 | 3382.24 | 3382.24 | 3382.24
Nuc | 39655.79 | 39655.79 | 39655.79 | 39655.79 | 39655.79 | 39655.79
PS | 0 | 0 | 0 | 0 | 0 | 0
PV | 30.84 | 30.84 | 30.84 | 30.84 | 2.63 | 2.63
PeakG | 0 | 12.07 | 99.02 | 98.97 | 82.38 | 44.56
PeakO | 0 | 0 | 0 | 0 | 0 | 0
ST | 0 | 0 | 0 | 0 | 0 | 0
STOG | 4200.97 | 5428.91 | 7503.11 | 7078.82 | 6494.07 | 5452.1
STWD | 0 | 0 | 0 | 0 | 0 | 0
WT | 27080.39 | 27080.39 | 27080.39 | 27080.39 | 27080.39 | 39133.33
IGCC | 0 | 0 | 0 | 0 | 0 | 0
DemandResponse | 0 | 0 | 0 | 0 | 0 | 0
IGCC-CCS | 0 | 0 | 0 | 0 | 0 | 0
WT_off | 0 | 0 | 0 | 0 | 0 | 0
PseudoUnit | 0 | 0 | 0 | 0 | 0 | 0
FixedInterchange | 0 | 0 | 0 | 0 | 0 | 0
Total Generation by Reporting Type: NP15
ReportingType | 2015 | 2020 | 2025 | 2030 | 2035 | 2040
BM | 0 | 0 | 0 | 0 | 0 | 0
CC | 39431.33 | 26432.32 | 34896.51 | 21626.6 | 12952.6 | 8650.36
CSP | 0 | 0 | 0 | 0 | 0 | 0
CT | 0 | 0 | 0 | 0 | 0 | 0
Coal | 213.44 | 213.44 | 213.44 | 68.19 | 0 | 0
Geo | 9050.48 | 11881.75 | 14043.68 | 14043.68 | 14043.68 | 14043.68
H | 24182 | 24182 | 24182 | 24182 | 24182 | 24182
LFG | 670.14 | 5124.6 | 5124.6 | 5124.6 | 5124.6 | 5124.6
Nuc | 17915.6 | 17915.6 | 17915.6 | 17915.6 | 17915.6 | 17915.6
PS | 1.48 | 0 | 6.98 | 42.2 | 289.59 | 473.97
PV | 153.52 | 153.52 | 153.52 | 153.52 | 153.52 | 153.52
PeakG | 0 | 0 | 0 | 0 | 0 | 23.69
PeakO | 0 | 0 | 0 | 0 | 0 | 0
ST | 99.08 | 99.08 | 99.08 | 99.08 | 99.08 | 99.08
STOG | 134.1 | 86.5 | 197.3 | 271.22 | 197.47 | 348.21
STWD | 3097.54 | 3097.54 | 3.98 | 1809.28 | 1824.58 | 1888.94
WT | 3102.31 | 11679.16 | 11679.16 | 11679.16 | 11679.16 | 11679.16
IGCC | 0 | 0 | 0 | 0 | 0 | 0
DemandResponse | 0 | 0 | 0 | 0 | 0 | 0
IGCC-CCS | 0 | 0 | 0 | 0 | 0 | 0
WT_off | 0 | 0 | 0 | 0 | 0 | 0
PseudoUnit | 0 | 0 | 0 | 0 | 0 | 0
FixedInterchange | 0 | 0 | 0 | 0 | 0 | 0
Total Generation by Reporting Type: NWPP_Coal
ReportingType | 2015 | 2020 | 2025 | 2030 | 2035 | 2040
BM | 0 | 0 | 0 | 0 | 0 | 0
CC | 0 | 0 | 0 | 0 | 0 | 0
CSP | 0 | 0 | 0 | 0 | 0 | 0
CT | 0 | 0 | 0 | 0 | 0 | 0
Coal | 92100.84 | 92100.85 | 92100.85 | 92100.85 | 92100.85 | 91982.74
Geo | 0 | 0 | 0 | 0 | 0 | 0
H | 0 | 0 | 0 | 0 | 0 | 0
LFG | 0 | 0 | 0 | 0 | 0 | 0
Nuc | 0 | 0 | 0 | 0 | 0 | 0
PS | 0 | 0 | 0 | 0 | 0 | 0
PV | 0 | 0 | 0 | 0 | 0 | 0
PeakG | 0 | 0 | 0 | 0 | 0 | 0
PeakO | 0 | 0 | 0 | 0 | 0 | 0
ST | 0 | 0 | 0 | 0 | 0 | 0
STOG | 0 | 0 | 0 | 0 | 0 | 0
STWD | 0 | 0 | 0 | 0 | 0 | 0
WT | 0 | 0 | 0 | 0 | 0 | 0
IGCC | 0 | 0 | 0 | 0 | 0 | 0
DemandResponse | 0 | 0 | 0 | 0 | 0 | 0
IGCC-CCS | 0 | 0 | 0 | 0 | 0 | 0
WT_off | 0 | 0 | 0 | 0 | 0 | 0
PseudoUnit | 0 | 0 | 0 | 0 | 0 | 0
FixedInterchange | 0 | 0 | 0 | 0 | 0 | 0
Total Generation by Reporting Type: NWPP_Gas
ReportingType | 2015 | 2020 | 2025 | 2030 | 2035 | 2040
BM | 0 | 0 | 0 | 0 | 0 | 0
CC | 50575.36 | 50575.36 | 51123.32 | 88332.34 | 109551.82 | 119535.98
CSP | 0 | 0 | 0 | 0 | 0 | 0
CT | 0 | 0 | 0 | 0 | 0 | 0
Coal | 0 | 0 | 0 | 0 | 0 | 7269.78
Geo | 0 | 0 | 0 | 0 | 0 | 0
H | 0 | 0 | 0 | 0 | 0 | 0
LFG | 0 | 0 | 0 | 0 | 0 | 0
Nuc | 0 | 0 | 0 | 0 | 0 | 0
PS | 0 | 0 | 0 | 0 | 0 | 0
PV | 0 | 0 | 0 | 0 | 0 | 0
PeakG | 0 | 0 | 0 | 0 | 0 | 0
PeakO | 0 | 0 | 0 | 0 | 0 | 0
ST | 0 | 0 | 0 | 0 | 0 | 0
STOG | 0 | 0 | 0 | 0 | 0 | 0
STWD | 0 | 0 | 0 | 0 | 0 | 0
WT | 0 | 0 | 0 | 0 | 0 | 0
IGCC | 0 | 0 | 0 | 0 | 0 | 0
DemandResponse | 0 | 0 | 0 | 0 | 0 | 0
IGCC-CCS | 0 | 0 | 0 | 0 | 0 | 0
WT_off | 0 | 0 | 0 | 0 | 0 | 0
PseudoUnit | 0 | 0 | 0 | 0 | 0 | 0
FixedInterchange | 0 | 0 | 0 | 0 | 0 | 0
Total Generation by Reporting Type: NWPP_NucRenew
ReportingType | 2015 | 2020 | 2025 | 2030 | 2035 | 2040
BM | 0 | 243.02 | 0 | 243.02 | 243.02 | 243.02
CC | 0 | 0 | 0 | 0 | 0 | 0
CSP | 0 | 0 | 0 | 0 | 0 | 0
CT | 0 | 0 | 0 | 0 | 0 | 0
Coal | 0 | 0 | 0 | 0 | 0 | 0
Geo | 3280.13 | 3280.13 | 6891.88 | 6891.88 | 6891.88 | 6891.88
H | 133486 | 133486 | 133486 | 133486 | 133486 | 133486
LFG | 1013.09 | 1073.25 | 2940.73 | 2940.73 | 2940.73 | 2940.73
Nuc | 8809.8 | 8809.8 | 8809.8 | 8809.8 | 8809.8 | 8809.8
PS | 0 | 0 | 0 | 0 | 0 | 0
PV | 7.88 | 7.88 | 7.88 | 7.88 | 7.88 | 7.88
PeakG | 0 | 0 | 0 | 0 | 0 | 0
PeakO | 0 | 0 | 0 | 0 | 0 | 0
ST | 0 | 0 | 0 | 0 | 0 | 0
STOG | 0 | 0 | 0 | 0 | 0 | 0
STWD | 0 | 53.79 | 0 | 190.8 | 190.8 | 190.68
WT | 15874.4 | 15874.4 | 15874.4 | 15874.4 | 15874.4 | 15874.4
IGCC | 0 | 0 | 0 | 0 | 0 | 0
DemandResponse | 0 | 0 | 0 | 0 | 0 | 0
IGCC-CCS | 0 | 0 | 0 | 0 | 0 | 0
WT_off | 0 | 0 | 0 | 0 | 0 | 0
PseudoUnit | 0 | 0 | 0 | 0 | 0 | 0
FixedInterchange | 0 | 0 | 0 | 0 | 0 | 0
Total Generation by Reporting Type: RMPA
ReportingType | 2015 | 2020 | 2025 | 2030 | 2035 | 2040
BM | 0 | 0 | 0 | 0 | 0 | 0
CC | 7732.36 | 8441.77 | 4034.71 | 4183.48 | 3018.43 | 2557.81
CSP | 0 | 0 | 0 | 0 | 0 | 0
CT | 0 | 0 | 0 | 0 | 0 | 0
Coal | 54771.27 | 53488.14 | 50853.27 | 50853.27 | 60735.78 | 70038.44
Geo | 0 | 2369.98 | 21387.54 | 21387.54 | 21387.54 | 21387.54
H | 4353 | 4353 | 4353 | 4353 | 4353 | 4353
LFG | 58.34 | 286.45 | 286.45 | 286.45 | 286.45 | 286.45
Nuc | 0 | 0 | 0 | 0 | 0 | 0.01
PS | 61.93 | 104.44 | 240.6 | 132.31 | 244.18 | 547.53
PV | 54.93 | 54.93 | 54.93 | 54.93 | 54.93 | 54.93
PeakG | 11.05 | 47.94 | 2.14 | 103.08 | 82.05 | 72.1
PeakO | 0 | 0 | 0 | 0 | 0 | 0
ST | 9.83 | 1242.02 | 1326.28 | 1416.22 | 1416.22 | 1416.22
STOG | 0 | 0 | 0 | 0 | 0 | 0
STWD | 0 | 0 | 0 | 0 | 0 | 0
WT | 6354.34 | 7476.66 | 7476.66 | 7476.66 | 7476.66 | 7476.66
IGCC | 0 | 0 | 0 | 0 | 0 | 0
DemandResponse | 0 | 0 | 0 | 0 | 0 | 0
IGCC-CCS | 0 | 0 | 0 | 0 | 0 | 0
WT_off | 0 | 0 | 0 | 0 | 0 | 0
PseudoUnit | 0 | 0 | 0 | 0 | 0 | 0
FixedInterchange | 0 | 0 | 0 | 0 | 0 | 0
Total Generation by Reporting Type: SP15
ReportingType | 2015 | 2020 | 2025 | 2030 | 2035 | 2040
BM | 44.8 | 44.8 | 1.16 | 39.65 | 32.67 | 32.67
CC | 41778.78 | 18703.87 | 20597.17 | 18304.25 | 14301.24 | 10853.71
CSP | 0 | 0 | 0 | 0 | 0 | 0
CT | 0 | 0 | 0 | 0 | 0 | 0
Coal | 761.6 | 761.6 | 675.13 | 467.51 | 0 | 0
Geo | 7774.15 | 19841.05 | 19841.05 | 19841.05 | 19841.05 | 19841.05
H | 5920 | 5920 | 5920 | 5920 | 5920 | 5920
LFG | 1759.71 | 6141.64 | 6141.64 | 6141.64 | 6141.64 | 6141.64
Nuc | 17526.13 | 17526.13 | 17526.13 | 17526.13 | 17526.13 | 17526.13
PS | 188.4 | 167.48 | 302.4 | 335.47 | 456.14 | 590.4
PV | 331.57 | 331.57 | 331.57 | 331.57 | 323.24 | 323.24
PeakG | 0 | 0 | 0 | 0 | 0 | 0
PeakO | 0 | 0 | 0 | 0 | 0 | 0
ST | 1569.79 | 1569.79 | 1569.79 | 1569.79 | 1569.79 | 1569.79
STOG | 219.05 | 230.47 | 65.88 | 164.7 | 334.13 | 563.27
STWD | 833.95 | 833.95 | 22.49 | 512.64 | 512.64 | 448.29
WT | 5740.26 | 5740.26 | 5740.26 | 5740.26 | 5740.26 | 5740.26
IGCC | 0 | 0 | 0 | 0 | 0 | 0
DemandResponse | 0 | 0 | 0 | 0 | 0 | 0
IGCC-CCS | 0 | 0 | 0 | 0 | 0 | 0
WT_off | 0 | 0 | 0 | 0 | 0 | 0
PseudoUnit | 0 | 0 | 0 | 0 | 0 | 0
FixedInterchange | 0 | 0 | 0 | 0 | 0 | 0
Total Generation by Reporting Type: ALB
ReportingType | 2015 | 2020 | 2025 | 2030 | 2035 | 2040
BM | 0 | 0 | 0 | 0 | 0 | 0
CC | 18524.68 | 24496.27 | 28804.75 | 35295.01 | 41272.11 | 47770.08
CSP | 0 | 0 | 0 | 0 | 0 | 0
CT | 0 | 0 | 0 | 0 | 0 | 0
Coal | 46350.59 | 46350.59 | 46350.59 | 46350.59 | 46350.59 | 46350.59
Geo | 0 | 0 | 0 | 0 | 0 | 0
H | 1979.87 | 1979.87 | 1979.87 | 1979.87 | 1979.87 | 1979.87
LFG | 78.84 | 78.84 | 78.84 | 78.84 | 78.84 | 78.84
Nuc | 0 | 0 | 0 | 0 | 0 | 0
PS | 0 | 0 | 0 | 0 | 0 | 0
PV | 0 | 0 | 0 | 0 | 0 | 0
PeakG | 0 | 0 | 0 | 0 | 0 | 0
PeakO | 0 | 0 | 0 | 0 | 0 | 0
ST | 0 | 0 | 0 | 0 | 0 | 0
STOG | 0 | 0 | 0 | 0 | 0 | 0
STWD | 0 | 0 | 0 | 0 | 0 | 0
WT | 1553.84 | 1553.84 | 1553.84 | 1553.84 | 1553.84 | 1553.84
IGCC | 0 | 0 | 0 | 0 | 0 | 0
DemandResponse | 0 | 0 | 0 | 0 | 0 | 0
IGCC-CCS | 0 | 0 | 0 | 0 | 0 | 0
WT_off | 0 | 0 | 0 | 0 | 0 | 0
PseudoUnit | 0 | 0 | 0 | 0 | 0 | 0
FixedInterchange | 0 | 0 | 0 | 0 | 0 | 0
Total Generation by Reporting Type: BC
ReportingType | 2015 | 2020 | 2025 | 2030 | 2035 | 2040
BM | 0 | 0 | 0 | 0 | 0 | 0
CC | 10267.29 | 13584.42 | 18577.16 | 22630.19 | 28572.91 | 34806.77
CSP | 0 | 0 | 0 | 0 | 0 | 0
CT | 0 | 0 | 0 | 0 | 0 | 0
Coal | 0 | 0 | 0 | 0 | 0 | 0
Geo | 0 | 0 | 0 | 0 | 0 | 0
H | 54411.22 | 54411.22 | 54411.22 | 54411.22 | 54411.22 | 54411.22
LFG | 189.22 | 189.22 | 189.22 | 189.22 | 189.22 | 189.22
Nuc | 0 | 0 | 0 | 0 | 0 | 0
PS | 0 | 0 | 0 | 0 | 0 | 0
PV | 0 | 0 | 0 | 0 | 0 | 0
PeakG | 0 | 0 | 0 | 0 | 0 | 0
PeakO | 0 | 0 | 0 | 0 | 0 | 0
ST | 0 | 0 | 0 | 0 | 0 | 0
STOG | 0 | 0 | 0 | 0 | 0 | 0
STWD | 0 | 0 | 0 | 0 | 0 | 0
WT | 568.82 | 568.82 | 568.82 | 568.82 | 568.82 | 568.82
IGCC | 0 | 0 | 0 | 0 | 0 | 0
DemandResponse | 0 | 0 | 0 | 0 | 0 | 0
IGCC-CCS | 0 | 0 | 0 | 0 | 0 | 0
WT_off | 0 | 0 | 0 | 0 | 0 | 0
PseudoUnit | 0 | 0 | 0 | 0 | 0 | 0
FixedInterchange | 0 | 0 | 0 | 0 | 0 | 0
Total Generation by Reporting Type: HQ_IESO
ReportingType | 2015 | 2020 | 2025 | 2030 | 2035 | 2040
BM | 0 | 0 | 0 | 0 | 0 | 0
CC | 0 | 0 | 0 | 0 | 0 | 0
CSP | 0 | 0 | 0 | 0 | 0 | 0
CT | 0 | 0 | 0 | 0 | 0 | 0
Coal | 0 | 0 | 0 | 0 | 0 | 0
Geo | 0 | 0 | 0 | 0 | 0 | 0
H | 0 | 0 | 0 | 0 | 0 | 0
LFG | 0 | 0 | 0 | 0 | 0 | 0
Nuc | 0 | 0 | 0 | 0 | 0 | 0
PS | 0 | 0 | 0 | 0 | 0 | 0
PV | 0 | 0 | 0 | 0 | 0 | 0
PeakG | 0 | 0 | 0 | 0 | 0 | 0
PeakO | 0 | 0 | 0 | 0 | 0 | 0
ST | 0 | 0 | 0 | 0 | 0 | 0
STOG | 0 | 0 | 0 | 0 | 0 | 0
STWD | 0 | 0 | 0 | 0 | 0 | 0
WT | 0 | 0 | 0 | 0 | 0 | 0
IGCC | 0 | 0 | 0 | 0 | 0 | 0
DemandResponse | 0 | 0 | 0 | 0 | 0 | 0
IGCC-CCS | 0 | 0 | 0 | 0 | 0 | 0
WT_off | 0 | 0 | 0 | 0 | 0 | 0
PseudoUnit | 0 | 0 | 0 | 0 | 0 | 0
FixedInterchange | 2336 | 2336 | 2336 | 2336 | 2336 | 2336
Total Generation by Reporting Type: HQ_NEISO
ReportingType | 2015 | 2020 | 2025 | 2030 | 2035 | 2040
BM | 0 | 0 | 0 | 0 | 0 | 0
CC | 0 | 0 | 0 | 0 | 0 | 0
CSP | 0 | 0 | 0 | 0 | 0 | 0
CT | 0 | 0 | 0 | 0 | 0 | 0
Coal | 0 | 0 | 0 | 0 | 0 | 0
Geo | 0 | 0 | 0 | 0 | 0 | 0
H | 0 | 0 | 0 | 0 | 0 | 0
LFG | 0 | 0 | 0 | 0 | 0 | 0
Nuc | 0 | 0 | 0 | 0 | 0 | 0
PS | 0 | 0 | 0 | 0 | 0 | 0
PV | 0 | 0 | 0 | 0 | 0 | 0
PeakG | 0 | 0 | 0 | 0 | 0 | 0
PeakO | 0 | 0 | 0 | 0 | 0 | 0
ST | 0 | 0 | 0 | 0 | 0 | 0
STOG | 0 | 0 | 0 | 0 | 0 | 0
STWD | 0 | 0 | 0 | 0 | 0 | 0
WT | 0 | 0 | 0 | 0 | 0 | 0
IGCC | 0 | 0 | 0 | 0 | 0 | 0
DemandResponse | 0 | 0 | 0 | 0 | 0 | 0
IGCC-CCS | 0 | 0 | 0 | 0 | 0 | 0
WT_off | 0 | 0 | 0 | 0 | 0 | 0
PseudoUnit | 0 | 0 | 0 | 0 | 0 | 0
FixedInterchange | 19184.4 | 19184.4 | 19184.4 | 19184.4 | 19184.4 | 19184.4
Total Generation by Reporting Type: HQ_NY
ReportingType | 2015 | 2020 | 2025 | 2030 | 2035 | 2040
BM | 0 | 0 | 0 | 0 | 0 | 0
CC | 0 | 0 | 0 | 0 | 0 | 0
CSP | 0 | 0 | 0 | 0 | 0 | 0
CT | 0 | 0 | 0 | 0 | 0 | 0
Coal | 0 | 0 | 0 | 0 | 0 | 0
Geo | 0 | 0 | 0 | 0 | 0 | 0
H | 0 | 0 | 0 | 0 | 0 | 0
LFG | 0 | 0 | 0 | 0 | 0 | 0
Nuc | 0 | 0 | 0 | 0 | 0 | 0
PS | 0 | 0 | 0 | 0 | 0 | 0
PV | 0 | 0 | 0 | 0 | 0 | 0
PeakG | 0 | 0 | 0 | 0 | 0 | 0
PeakO | 0 | 0 | 0 | 0 | 0 | 0
ST | 0 | 0 | 0 | 0 | 0 | 0
STOG | 0 | 0 | 0 | 0 | 0 | 0
STWD | 0 | 0 | 0 | 0 | 0 | 0
WT | 0 | 0 | 0 | 0 | 0 | 0
IGCC | 0 | 0 | 0 | 0 | 0 | 0
DemandResponse | 0 | 0 | 0 | 0 | 0 | 0
IGCC-CCS | 0 | 0 | 0 | 0 | 0 | 0
WT_off | 0 | 0 | 0 | 0 | 0 | 0
PseudoUnit | 0 | 0 | 0 | 0 | 0 | 0
FixedInterchange | 5840 | 5840 | 5840 | 5840 | 5840 | 5840
Total Generation by Reporting Type: MARITIMES
ReportingType | 2015 | 2020 | 2025 | 2030 | 2035 | 2040
BM | 0 | 0 | 0 | 0 | 0 | 0
CC | 0 | 0 | 0 | 0 | 0 | 0
CSP | 0 | 0 | 0 | 0 | 0 | 0
CT | 0 | 0 | 0 | 0 | 0 | 0
Coal | 0 | 0 | 0 | 0 | 0 | 0
Geo | 0 | 0 | 0 | 0 | 0 | 0
H | 0 | 0 | 0 | 0 | 0 | 0
LFG | 0 | 0 | 0 | 0 | 0 | 0
Nuc | 0 | 0 | 0 | 0 | 0 | 0
PS | 0 | 0 | 0 | 0 | 0 | 0
PV | 0 | 0 | 0 | 0 | 0 | 0
PeakG | 0 | 0 | 0 | 0 | 0 | 0
PeakO | 0 | 0 | 0 | 0 | 0 | 0
ST | 0 | 0 | 0 | 0 | 0 | 0
STOG | 0 | 0 | 0 | 0 | 0 | 0
STWD | 0 | 0 | 0 | 0 | 0 | 0
WT | 0 | 0 | 0 | 0 | 0 | 0
IGCC | 0 | 0 | 0 | 0 | 0 | 0
DemandResponse | 0 | 0 | 0 | 0 | 0 | 0
IGCC-CCS | 0 | 0 | 0 | 0 | 0 | 0
WT_off | 0 | 0 | 0 | 0 | 0 | 0
PseudoUnit | 0 | 0 | 0 | 0 | 0 | 0
FixedInterchange | 8760 | 8760 | 8760 | 8760 | 8760 | 8760
Total Generation by Reporting Type: All
ReportingType | 2015 | 2020 | 2025 | 2030 | 2035 | 2040
BM | 2199.57 | 5289.78 | 9021.11 | 10506.6 | 12274.6 | 12823.8
CC | 1150758.75 | 1153573.44 | 1167126.44 | 1324293.39 | 1607115.82 | 1785868.04
CSP | 0 | 0 | 0 | 0 | 0 | 0
CT | 852.55 | 2085.54 | 2375.55 | 2506.35 | 3196.48 | 4364.29
Coal | 1769027.54 | 1835267.52 | 1924096.12 | 1951078.24 | 2048069.86 | 2194716.66
Geo | 20459.37 | 37727.52 | 74585.65 | 74585.65 | 74585.65 | 74585.65
H | 430354.22 | 430354.22 | 430354.22 | 430354.22 | 430354.22 | 430354.22
LFG | 32608.23 | 48005.68 | 65429.32 | 71133.39 | 71137.33 | 71137.33
Nuc | 913193.71 | 943693.07 | 943693.07 | 932100.9 | 725092.4 | 571594.74
PS | 5497.23 | 7194.44 | 9704.59 | 9941.9 | 10212.08 | 10945.26
PV | 1434.35 | 5308.9 | 7219.34 | 7661.27 | 7773.75 | 7983.09
PeakG | 3143.58 | 4206.88 | 7163.63 | 8019.59 | 8292.99 | 6715.88
PeakO | 0 | 0 | 0 | 0 | 0 | 0
ST | 2659.82 | 5518.57 | 6578.1 | 6930.96 | 6930.96 | 6930.97
STOG | 14783.76 | 16482.72 | 19724.59 | 19292.92 | 18575.17 | 17614.73
STWD | 10520.76 | 8953.27 | 3225.24 | 7877.92 | 8675.95 | 8921.26
WT | 178096.59 | 248276.71 | 269121.17 | 285213.04 | 320487.07 | 366976.2
IGCC | 4427.31 | 4427.31 | 4427.31 | 4427.31 | 4427.32 | 4427.32
DemandResponse | 0 | 0 | 0 | 0 | 0 | 0
IGCC-CCS | 0 | 0 | 0 | 0 | 0 | 0
WT_off | 1873.58 | 1873.58 | 5864.11 | 5864.11 | 3993.99 | 3993.99
PseudoUnit | 0 | 0 | 0 | 0 | 0 | 0
FixedInterchange | 36120.4 | 36120.4 | 36120.4 | 36120.4 | 36120.4 | 36120.4
Total Generation by Reporting Type: EI_US
ReportingType | 2015 | 2020 | 2025 | 2030 | 2035 | 2040
BM | 2154.77 | 5001.96 | 9015.27 | 10206.43 | 11844.15 | 12444.43
CC | 691946.2 | 709735.28 | 708344.85 | 799689.57 | 1005579.52 | 1156564.98
CSP | 0 | 0 | 0 | 0 | 0 | 0
CT | 852.55 | 2080.27 | 2274.97 | 2350.36 | 3148.89 | 4175.92
Coal | 1411568.95 | 1442421.1 | 1517627.3 | 1542604.67 | 1628208.97 | 1719441.64
Geo | 354.6 | 354.6 | 354.6 | 354.6 | 354.6 | 354.6
H | 108753.3 | 108753.3 | 108753.3 | 108753.3 | 108753.3 | 108753.3
LFG | 27266.03 | 33060.53 | 48434 | 51529.82 | 51529.82 | 51529.82
Nuc | 697700.18 | 728199.54 | 728199.54 | 716607.37 | 517621.94 | 376119.91
PS | 5186.53 | 6871.32 | 9095.72 | 9317.54 | 9107.78 | 9192.35
PV | 411.15 | 4285.7 | 6196.14 | 6638.06 | 6787.08 | 6996.41
PeakG | 3132.53 | 4146.87 | 6801.19 | 7382.04 | 7693.98 | 6560.48
PeakO | 0 | 0 | 0 | 0 | 0 | 0
ST | 0 | 0 | 0 | 0 | 0 | 0
STOG | 10229.64 | 10736.84 | 11958.3 | 11778.19 | 11549.5 | 11251.15
STWD | 6407.07 | 4785.79 | 3181.57 | 5212.55 | 5995.26 | 6240.66
WT | 106488.69 | 141802.77 | 162647.24 | 177900.89 | 218449 | 252885.18
IGCC | 4427.31 | 4427.31 | 4427.31 | 4427.31 | 4427.31 | 4427.32
DemandResponse | 0 | 0 | 0 | 0 | 0 | 0
IGCC-CCS | 0 | 0 | 0 | 0 | 0 | 0
WT_off | 1873.58 | 1873.58 | 5864.11 | 5864.11 | 3993.99 | 3993.99
PseudoUnit | 0 | 0 | 0 | 0 | 0 | 0
FixedInterchange | 33784.4 | 33784.4 | 33784.4 | 33784.4 | 33784.4 | 33784.4
Total Generation by Reporting Type: EI_Canada
ReportingType | 2015 | 2020 | 2025 | 2030 | 2035 | 2040
BM | 0 | 0 | 0 | 0 | 3.01 | 3.01
CC | 10147.72 | 13209.38 | 15003.74 | 17964.72 | 30648.07 | 48513.4
CSP | 0 | 0 | 0 | 0 | 0 | 0
CT | 0 | 0 | 0 | 3.44 | 39.42 | 180.2
Coal | 144.52 | 283.38 | 692.83 | 2424.47 | 4464.97 | 5094.85
Geo | 0 | 0 | 0 | 0 | 0 | 0
H | 87709.45 | 87709.45 | 87709.45 | 87709.45 | 87709.45 | 87709.45
LFG | 926.37 | 926.37 | 926.37 | 926.37 | 930.31 | 930.31
Nuc | 101402.3 | 101402.3 | 101402.3 | 101402.3 | 93379.23 | 81383.59
PS | 13.53 | 5.83 | 13.53 | 25.83 | 25.83 | 50.43
PV | 78.84 | 78.84 | 78.84 | 78.84 | 78.84 | 78.84
PeakG | 0 | 0 | 0.52 | 7.08 | 15.56 | 15.05
PeakO | 0 | 0 | 0 | 0 | 0 | 0
ST | 0 | 0 | 0 | 0 | 0 | 0
STOG | 0 | 0 | 0 | 0 | 0 | 0
STWD | 0 | 0 | 0 | 0 | 0 | 0
WT | 9925.81 | 9925.81 | 9925.81 | 9925.81 | 4651.73 | 4651.73
IGCC | 0 | 0 | 0 | 0 | 0 | 0
DemandResponse | 0 | 0 | 0 | 0 | 0 | 0
IGCC-CCS | 0 | 0 | 0 | 0 | 0 | 0
WT_off | 0 | 0 | 0 | 0 | 0 | 0
PseudoUnit | 0 | 0 | 0 | 0 | 0 | 0
FixedInterchange | 2336 | 2336 | 2336 | 2336 | 2336 | 2336
Total Generation by Reporting Type: EI
ReportingType | 2015 | 2020 | 2025 | 2030 | 2035 | 2040
BM | 2154.77 | 5001.96 | 9015.27 | 10206.43 | 11847.16 | 12447.44
CC | 702093.92 | 722944.66 | 723348.59 | 817654.29 | 1036227.59 | 1205078.38
CSP | 0 | 0 | 0 | 0 | 0 | 0
CT | 852.55 | 2080.27 | 2274.97 | 2353.8 | 3188.3 | 4356.11
Coal | 1411713.48 | 1442704.48 | 1518320.12 | 1545029.14 | 1632673.94 | 1724536.5
Geo | 354.6 | 354.6 | 354.6 | 354.6 | 354.6 | 354.6
H | 196462.75 | 196462.75 | 196462.75 | 196462.75 | 196462.75 | 196462.75
LFG | 28192.4 | 33986.9 | 49360.37 | 52456.19 | 52460.14 | 52460.14
Nuc | 799102.48 | 829601.85 | 829601.85 | 818009.67 | 611001.17 | 457503.5
PS | 5200.06 | 6877.15 | 9109.25 | 9343.37 | 9133.61 | 9242.78
PV | 489.99 | 4364.54 | 6274.98 | 6716.9 | 6865.92 | 7075.25
PeakG | 3132.53 | 4146.87 | 6801.71 | 7389.12 | 7709.54 | 6575.54
PeakO | 0 | 0 | 0 | 0 | 0 | 0
ST | 0 | 0 | 0 | 0 | 0 | 0
STOG | 10229.64 | 10736.84 | 11958.3 | 11778.19 | 11549.5 | 11251.15
STWD | 6407.07 | 4785.79 | 3181.57 | 5212.55 | 5995.26 | 6240.66
WT | 116414.5 | 151728.58 | 172573.04 | 187826.7 | 223100.73 | 257536.91
IGCC | 4427.31 | 4427.31 | 4427.31 | 4427.31 | 4427.31 | 4427.32
DemandResponse | 0 | 0 | 0 | 0 | 0 | 0
IGCC-CCS | 0 | 0 | 0 | 0 | 0 | 0
WT_off | 1873.58 | 1873.58 | 5864.11 | 5864.11 | 3993.99 | 3993.99
PseudoUnit | 0 | 0 | 0 | 0 | 0 | 0
FixedInterchange | 36120.4 | 36120.4 | 36120.4 | 36120.4 | 36120.4 | 36120.4
Total Generation by Reporting Type: Outside_EI
ReportingType | 2015 | 2020 | 2025 | 2030 | 2035 | 2040
BM | 44.8 | 287.82 | 5.84 | 300.17 | 427.44 | 376.35
CC | 448664.83 | 430628.78 | 443777.85 | 506639.1 | 570888.23 | 580789.67
CSP | 0 | 0 | 0 | 0 | 0 | 0
CT | 0 | 5.27 | 100.58 | 152.55 | 8.17 | 8.17
Coal | 357314.07 | 392563.04 | 405775.99 | 406049.09 | 415395.92 | 470180.17
Geo | 20104.76 | 37372.91 | 74231.05 | 74231.05 | 74231.05 | 74231.05
H | 233891.47 | 233891.47 | 233891.47 | 233891.47 | 233891.47 | 233891.47
LFG | 4415.83 | 14018.78 | 16068.94 | 18677.2 | 18677.2 | 18677.2
Nuc | 114091.22 | 114091.22 | 114091.22 | 114091.22 | 114091.22 | 114091.24
PS | 297.17 | 317.29 | 595.34 | 598.53 | 1078.47 | 1702.48
PV | 944.36 | 944.36 | 944.36 | 944.36 | 907.83 | 907.83
PeakG | 11.05 | 60.01 | 361.92 | 630.47 | 583.45 | 140.34
PeakO | 0 | 0 | 0 | 0 | 0 | 0
ST | 2659.82 | 5518.57 | 6578.1 | 6930.96 | 6930.96 | 6930.97
STOG | 4554.12 | 5745.88 | 7766.29 | 7514.73 | 7025.66 | 6363.58
STWD | 4113.7 | 4167.48 | 43.67 | 2665.37 | 2680.69 | 2680.59
WT | 61682.09 | 96548.13 | 96548.13 | 97386.34 | 97386.34 | 109439.28
IGCC | 0 | 0 | 0 | 0 | 0 | 0
DemandResponse | 0 | 0 | 0 | 0 | 0 | 0
IGCC-CCS | 0 | 0 | 0 | 0 | 0 | 0
WT_off | 0 | 0 | 0 | 0 | 0 | 0
PseudoUnit | 0 | 0 | 0 | 0 | 0 | 0
FixedInterchange | 0 | 0 | 0 | 0 | 0 | 0
#2 | Energy Demand (TWh)
Energy Demand by Pool & Region:
Pool/Region | 2015 | 2020 | 2025 | 2030 | 2035 | 2040
ENT | 170.56 | 180.36 | 185.19 | 190.15 | 195.24 | 200.47
FRCC | 249.01 | 267.35 | 284.35 | 302.42 | 321.64 | 342.08
MAPP_US | 30.63 | 32.26 | 33.53 | 34.86 | 36.24 | 37.68
MISO_IN | 101.24 | 106.66 | 109.96 | 113.35 | 116.85 | 120.46
MISO_MI | 97.74 | 101.72 | 105.8 | 110.04 | 114.46 | 119.05
MISO_MO-IL | 99.56 | 103.97 | 108.31 | 112.82 | 117.52 | 122.42
MISO_W | 142.5 | 148.67 | 154.56 | 160.68 | 167.05 | 173.67
MISO_WUMS | 69.4 | 73.3 | 75.75 | 78.28 | 80.9 | 83.6
NE | 32.19 | 34.65 | 36.02 | 37.44 | 38.93 | 40.47
NEISO | 129.72 | 130.01 | 129.96 | 130.06 | 130.08 | 130.1
NonRTO_Midwest | 62.65 | 67.4 | 69.07 | 70.78 | 72.53 | 74.32
NYISO_A-F | 61.21 | 64.4 | 66.06 | 67.76 | 69.51 | 71.3
NYISO_G-I | 18.61 | 19.78 | 20.64 | 21.53 | 22.46 | 23.43
NYISO_J-K | 70.23 | 75.9 | 79.3 | 82.85 | 86.56 | 90.44
PJM_E | 131.69 | 124.3 | 128.52 | 132.88 | 137.39 | 142.06
PJM_ROM | 147.41 | 155.57 | 160.85 | 166.31 | 171.96 | 177.8
PJM_ROR | 547.27 | 538.93 | 555.57 | 572.72 | 590.4 | 608.63
SOCO | 272.24 | 296.47 | 308.67 | 321.38 | 334.6 | 348.38
SPP_N | 78.31 | 84.71 | 88.63 | 92.74 | 97.03 | 101.53
SPP_S | 172.38 | 181.68 | 187.57 | 193.65 | 199.92 | 206.4
TVA | 186.06 | 189.35 | 194.03 | 198.83 | 203.75 | 208.79
TVA_Transmission | 0 | 0 | 0 | 0 | 0 | 0
VACAR | 252.05 | 272.96 | 286.32 | 300.33 | 315.02 | 330.44
IESO | 141.12 | 138.65 | 143.35 | 148.22 | 153.25 | 158.46
MAPP_CA | 53.52 | 57.41 | 59.69 | 62.05 | 64.51 | 67.06
AZ_NM_SNV_Coal | 133.91 | 146.91 | 156.77 | 167.46 | 178.59 | 190.6
AZ_NM_SNV_Gas | 0 | 0 | 0 | 0 | 0 | 0
AZ_NM_SNV_NucRenew | 0 | 0 | 0 | 0 | 0 | 0
ERCOT | 341.98 | 367.77 | 380.66 | 392.33 | 405.32 | 418.67
NP15 | 114.79 | 119.7 | 124.98 | 132.1 | 138.96 | 146.05
NWPP_Coal | 263.05 | 277.43 | 289.37 | 304.27 | 319.2 | 334.48
NWPP_Gas | 0 | 0 | 0 | 0 | 0 | 0
NWPP_NucRenew | 0 | 0 | 0 | 0 | 0 | 0
RMPA | 74.52 | 80.3 | 85.52 | 91.09 | 97.01 | 103.32
SP15 | 189.47 | 202.27 | 211.19 | 223.22 | 234.82 | 246.8
ALB | 68.94 | 73.93 | 79.28 | 85.01 | 91.16 | 97.76
BC | 66.74 | 70.01 | 73.44 | 77.03 | 80.81 | 84.77
HQ_IESO | 0 | 0 | 0 | 0 | 0 | 0
HQ_NEISO | 0 | 0 | 0 | 0 | 0 | 0
HQ_NY | 0 | 0 | 0 | 0 | 0 | 0
MARITIMES | 0 | 0 | 0 | 0 | 0 | 0
All | 4570.68 | 4784.77 | 4972.89 | 5174.65 | 5383.7 | 5601.48
EI_US | 3122.64 | 3250.39 | 3368.63 | 3491.87 | 3620.06 | 3753.52
EI_Canada | 194.64 | 196.06 | 203.04 | 210.27 | 217.76 | 225.52
EI | 3317.29 | 3446.45 | 3571.67 | 3702.14 | 3837.82 | 3979.04
Outside_EI | 1253.39 | 1338.32 | 1401.22 | 1472.51 | 1545.88 | 1622.44
#3 | Generation Minus Energy (TWh)
Generation Minus Energy by Pool & Region:
Pool/Region | 2015 | 2020 | 2025 | 2030 | 2035 | 2040
ENT | 1.26 | 0.05 | -5.34 | -5.91 | -7.97 | -17.38
FRCC | -2.78 | -1.99 | -1.8 | -0.73 | -0.32 | -2.49
MAPP_US | 7.09 | 8.35 | 7.98 | 7.3 | 6.34 | 5.12
MISO_IN | -5.22 | -5.46 | -5.1 | -3.96 | 19.28 | 15.8
MISO_MI | -7.06 | -10.96 | -8.48 | -10.27 | -21.59 | -27.55
MISO_MO-IL | 25.3 | 23.93 | 25.42 | 23.59 | 18.92 | 11.52
MISO_W | 1.65 | -2.96 | 1.49 | -1.97 | -19.26 | 10.93
MISO_WUMS | -5.02 | -4.26 | -3.11 | 1.43 | 3.34 | -7.9
NE | 10.88 | 8.16 | 7.47 | 6.09 | 7.28 | 13.06
NEISO | -22.01 | -25.21 | -21.93 | -16.54 | -16.65 | -16.95
NonRTO_Midwest | -0.62 | -1.48 | -0.51 | 0.71 | 0.53 | 0.31
NYISO_A-F | 10.63 | 11.5 | 11.91 | 8.26 | 6.27 | -2.74
NYISO_G-I | 4.86 | 5.65 | 7.34 | 13.87 | 26.61 | 39.17
NYISO_J-K | -43.2 | -41.31 | -43.96 | -48.04 | -50.41 | -52.32
PJM_E | -31.87 | -18.06 | -11.26 | -22.82 | -28.33 | -37.89
PJM_ROM | -31.44 | -31.19 | -27 | -22.06 | -12.81 | 75.98
PJM_ROR | 74.98 | 65.43 | 55.58 | 56.71 | 60.9 | -19.95
SOCO | 2.14 | 1.29 | 0.1 | 0.04 | 0.28 | 2.18
SPP_N | 5.04 | 2.46 | -1.15 | -0.45 | -2.18 | -6.71
SPP_S | -19.5 | -15.7 | -13.2 | -9.33 | -3.32 | 5.8
TVA | 1.21 | 1.14 | -0.93 | -1.49 | -0.37 | 0.44
TVA_Transmission | 0 | 0 | 0 | 0 | 0 | 0
VACAR | -20.21 | -11.23 | -8.95 | -5.68 | -11.54 | -11.01
IESO | 16.95 | 19.73 | 15.65 | 11.23 | 2.03 | 3.82
MAPP_CA | -1.24 | -2.24 | -2.93 | -1.03 | 2.15 | -0.72
AZ_NM_SNV_Coal | -65.1 | -69.43 | -79.29 | -89.98 | -101.11 | -74.29
AZ_NM_SNV_Gas | 104.85 | 116.43 | 119.8 | 141.7 | 173.67 | 166.73
AZ_NM_SNV_NucRenew | 42.17 | 69.44 | 82.32 | 83.6 | 83.6 | 83.6
ERCOT | 0 | -0.23 | -0.49 | -0.5 | -1.16 | -2.16
NP15 | -16.74 | -18.83 | -16.47 | -35.08 | -50.5 | -61.47
NWPP_Coal | -170.94 | -185.33 | -197.27 | -212.17 | -227.1 | -242.49
NWPP_Gas | 50.58 | 50.58 | 51.12 | 88.33 | 109.55 | 126.81
NWPP_NucRenew | 162.47 | 162.83 | 168.01 | 168.44 | 168.44 | 168.44
RMPA | -1.11 | -2.44 | 4.49 | -0.84 | 2.04 | 4.87
SP15 | -105.02 | -124.45 | -132.46 | -146.32 | -162.12 | -177.25
ALB | -0.45 | 0.53 | -0.51 | 0.24 | 0.07 | -0.03
BC | -1.3 | -1.25 | 0.31 | 0.76 | 2.93 | 5.21
HQ_IESO | 2.34 | 2.34 | 2.34 | 2.34 | 2.34 | 2.34
HQ_NEISO | 19.18 | 19.18 | 19.18 | 19.18 | 19.18 | 19.18
HQ_NY | 5.84 | 5.84 | 5.84 | 5.84 | 5.84 | 5.84
MARITIMES | 8.76 | 8.76 | 8.76 | 8.76 | 8.76 | 8.76
All | 7.33 | 9.59 | 12.94 | 13.26 | 13.62 | 14.59
EI_US | -10.11 | -8.07 | -1.67 | 2.53 | 8.77 | 11.19
EI_Canada | 18.04 | 19.82 | 15.05 | 12.54 | 6.52 | 5.43
EI | 7.93 | 11.75 | 13.38 | 15.07 | 15.29 | 16.62
Outside_EI | -0.6 | -2.16 | -0.44 | -1.81 | -1.67 | -2.03
#4 | Fuel Use (TBtu)
Total Fuel Consumption by Reporting Type: Entergy
ReportingType | 2015 | 2020 | 2025 | 2030 | 2035 | 2040
BM | 0 | 0 | 0 | 0 | 0 | 0
CC | 485.59 | 539.03 | 529.12 | 554.81 | 612.54 | 630.85
CSP | 0 | 0 | 0 | 0 | 0 | 0
CT | 0 | 0 | 0 | 0 | 0 | 0
Coal | 610.16 | 613.15 | 613.15 | 613.15 | 613.15 | 612.4
Geo | 0 | 0 | 0 | 0 | 0 | 0
H | 0 | 0 | 0 | 0 | 0 | 0
LFG | 0 | 0 | 11.56 | 11.56 | 11.56 | 11.56
Nuc | 464.87 | 464.87 | 464.87 | 464.87 | 392.68 | 307.2
PS | 0 | 0 | 0 | 0 | 0 | 0
PV | 0 | 0 | 0 | 0 | 0 | 0
PeakG | 0 | 0.01 | 1.14 | 0.69 | 0.2 | 0.23
PeakO | 0 | 0 | 0 | 0 | 0 | 0
ST | 0 | 0 | 0 | 0 | 0 | 0
STOG | 15.66 | 17.08 | 15.71 | 15.71 | 15.71 | 15.43
STWD | 0 | 0 | 0 | 0 | 0.09 | 1
WT | 0 | 0 | 0 | 0 | 0 | 0
IGCC | 0 | 0 | 0 | 0 | 0 | 0
DemandResponse | 0 | 0 | 0 | 0 | 0 | 0
IGCC-CCS | 0 | 0 | 0 | 0 | 0 | 0
WT_off | 0 | 0 | 0 | 0 | 0 | 0
PseudoUnit | 0 | 0 | 0 | 0 | 0 | 0
FixedInterchange | 0 | 0 | 0 | 0 | 0 | 0
Total Fuel Consumption by Reporting Type: FRCC
ReportingType | 2015 | 2020 | 2025 | 2030 | 2035 | 2040
BM | 0 | 0 | 0 | 0 | 0 | 0
CC | 1086.37 | 1204.3 | 1262.54 | 1374.07 | 1565.05 | 1761.78
CSP | 0 | 0 | 0 | 0 | 0 | 0
CT | 8.35 | 10.85 | 10.89 | 10.8 | 9.18 | 7.77
Coal | 575.4 | 565.01 | 618.55 | 626.26 | 642.18 | 642.17
Geo | 0 | 0 | 0 | 0 | 0 | 0
H | 0 | 0 | 0 | 0 | 0 | 0
LFG | 0 | 0 | 21.31 | 21.31 | 21.31 | 21.31
Nuc | 352.09 | 352.09 | 352.09 | 352.09 | 214.42 | 71.5
PS | 0 | 0 | 0 | 0 | 0 | 0
PV | 0 | 0 | 0 | 0 | 0 | 0
PeakG | 4.99 | 5 | 8.15 | 5.67 | 4.51 | 3.42
PeakO | 0 | 0 | 0 | 0 | 0 | 0
ST | 0 | 0 | 0 | 0 | 0 | 0
STOG | 35.88 | 31.47 | 29.55 | 28.92 | 26.53 | 17.56
STWD | 0 | 0.47 | 1.49 | 1.49 | 1.49 | 2.28
WT | 0 | 0 | 0 | 0 | 0 | 0
IGCC | 0 | 0 | 0 | 0 | 0 | 0
DemandResponse | 0 | 0 | 0 | 0 | 0 | 0
IGCC-CCS | 0 | 0 | 0 | 0 | 0 | 0
WT_off | 0 | 0 | 0 | 0 | 0 | 0
PseudoUnit | 0 | 0 | 0 | 0 | 0 | 0
FixedInterchange | 0 | 0 | 0 | 0 | 0 | 0
Total Fuel Consumption by Reporting Type: MAPP_US
ReportingType | 2015 | 2020 | 2025 | 2030 | 2035 | 2040
BM | 0 | 0 | 0 | 0 | 0 | 0
CC | 1.46 | 1.47 | 1.57 | 1.66 | 1.85 | 1.47
CSP | 0 | 0 | 0 | 0 | 0 | 0
CT | 0 | 0 | 0 | 0.04 | 0.06 | 0.09
Coal | 222.64 | 230.25 | 230.25 | 233.11 | 233.11 | 233.09
Geo | 0 | 0 | 0 | 0 | 0 | 0
H | 0 | 0 | 0 | 0 | 0 | 0
LFG | 0 | 0 | 7.71 | 7.71 | 7.71 | 7.71
Nuc | 0 | 0 | 0 | 0 | 0 | 0
PS | 0 | 0 | 0 | 0 | 0 | 0
PV | 0 | 0 | 0 | 0 | 0 | 0
PeakG | 0.34 | 0.78 | 0.9 | 1.33 | 1.77 | 1.14
PeakO | 0 | 0 | 0 | 0 | 0 | 0
ST | 0 | 0 | 0 | 0 | 0 | 0
STOG | 0 | 0 | 0 | 0 | 0 | 0
STWD | 0 | 0 | 0 | 0 | 0 | 0
WT | 0.01 | 0.01 | 0.01 | 0.01 | 0.01 | 0.01
IGCC | 0 | 0 | 0 | 0 | 0 | 0
DemandResponse | 0 | 0 | 0 | 0 | 0 | 0
IGCC-CCS | 0 | 0 | 0 | 0 | 0 | 0
WT_off | 0 | 0 | 0 | 0 | 0 | 0
PseudoUnit | 0 | 0 | 0 | 0 | 0 | 0
FixedInterchange | 0 | 0 | 0 | 0 | 0 | 0
Total Fuel Consumption by Reporting Type: MISO_IN
ReportingType | 2015 | 2020 | 2025 | 2030 | 2035 | 2040
BM | 0 | 0 | 0 | 0 | 0 | 0
CC | 32.88 | 25.55 | 27.91 | 33.67 | 195.44 | 190.68
CSP | 0 | 0 | 0 | 0 | 0 | 0
CT | 0 | 0 | 0 | 0 | 0 | 0
Coal | 859.44 | 920.69 | 953.38 | 988.08 | 1005.27 | 1019.38
Geo | 0 | 0 | 0 | 0 | 0 | 0
H | 0 | 0 | 0 | 0 | 0 | 0
LFG | 0 | 0 | 0 | 8.62 | 8.62 | 8.62
Nuc | 0 | 0 | 0 | 0 | 0 | 0
PS | 0 | 0 | 0 | 0 | 0 | 0
PV | 0 | 0 | 0 | 0 | 0 | 0
PeakG | 0.05 | 0.31 | 0.81 | 1.07 | 0.88 | 1.07
PeakO | 0 | 0 | 0 | 0 | 0 | 0
ST | 0 | 0 | 0 | 0 | 0 | 0
STOG | 0.34 | 0.65 | 1.26 | 1.26 | 0.65 | 0.65
STWD | 0 | 0 | 0 | 0 | 0 | 0
WT | 0 | 0 | 0 | 0 | 0 | 0
IGCC | 40.45 | 40.45 | 40.45 | 40.45 | 40.45 | 40.45
DemandResponse | 0 | 0 | 0 | 0 | 0 | 0
IGCC-CCS | 0 | 0 | 0 | 0 | 0 | 0
WT_off | 0 | 0 | 0 | 0 | 0 | 0
PseudoUnit | 0 | 0 | 0 | 0 | 0 | 0
FixedInterchange | 0 | 0 | 0 | 0 | 0 | 0
Total Fuel Consumption by Reporting Type: MISO_MI
ReportingType | 2015 | 2020 | 2025 | 2030 | 2035 | 2040
BM | 0 | 0 | 0 | 0 | 0 | 0
CC | 117.08 | 62.03 | 69.98 | 70.71 | 61.22 | 53.11
CSP | 0 | 0 | 0 | 0 | 0 | 0
CT | 0 | 0 | 0 | 0 | 0 | 0
Coal | 521.84 | 581.88 | 613.29 | 630.9 | 634.12 | 631.85
Geo | 0 | 0 | 0 | 0 | 0 | 0
H | 0 | 0 | 0 | 0 | 0 | 0
LFG | 0 | 17.24 | 17.24 | 17.24 | 17.24 | 17.24
Nuc | 174.19 | 174.19 | 174.19 | 174.19 | 102.45 | 102.45
PS | 0 | 0 | 0 | 0 | 0 | 0
PV | 0 | 0 | 0 | 0 | 0 | 0
PeakG | 0.25 | 0.28 | 0.94 | 1.24 | 1.24 | 1.24
PeakO | 0 | 0 | 0 | 0 | 0 | 0
ST | 0 | 0 | 0 | 0 | 0 | 0
STOG | 2.91 | 4.7 | 5.67 | 7.4 | 6.23 | 6.45
STWD | 1.69 | 3.07 | 3.82 | 8.79 | 7.78 | 8.46
WT | 0.01 | 0.01 | 0.01 | 0.01 | 0.01 | 0.01
IGCC | 0 | 0 | 0 | 0 | 0 | 0
DemandResponse | 0 | 0 | 0 | 0 | 0 | 0
IGCC-CCS | 0 | 0 | 0 | 0 | 0 | 0
WT_off | 0 | 0 | 0 | 0 | 0 | 0
PseudoUnit | 0 | 0 | 0 | 0 | 0 | 0
FixedInterchange | 0 | 0 | 0 | 0 | 0 | 0
Total Fuel Consumption by Reporting Type: MISO_MO-IL
ReportingType | 2015 | 2020 | 2025 | 2030 | 2035 | 2040
BM | 0 | 0 | 0 | 0 | 0 | 0
CC | 22.82 | 17.81 | 17.81 | 17.81 | 16.48 | 11.79
CSP | 0 | 0 | 0 | 0 | 0 | 0
CT | 0 | 0 | 0 | 0 | 0 | 0
Coal | 1012.14 | 1051.08 | 1091.78 | 1119.03 | 1124.21 | 1111.47
Geo | 0 | 0 | 0 | 0 | 0 | 0
H | 0 | 0 | 0 | 0 | 0 | 0
LFG | 0 | 0 | 24.03 | 24.03 | 24.03 | 24.03
Nuc | 178.81 | 178.81 | 178.81 | 178.81 | 178.81 | 178.81
PS | 0 | 0 | 0 | 0 | 0 | 0
PV | 0 | 0 | 0 | 0 | 0 | 0
PeakG | 1.58 | 2.49 | 3.56 | 5.97 | 4.97 | 5.45
PeakO | 0 | 0 | 0 | 0 | 0 | 0
ST | 0 | 0 | 0 | 0 | 0 | 0
STOG | 0.7 | 1.34 | 1.34 | 1.34 | 0.54 | 0.22
STWD | 0 | 0 | 0 | 0 | 0 | 0
WT | 0 | 0 | 0 | 0 | 0 | 0
IGCC | 0 | 0 | 0 | 0 | 0 | 0
DemandResponse | 0 | 0 | 0 | 0 | 0 | 0
IGCC-CCS | 0 | 0 | 0 | 0 | 0 | 0
WT_off | 0 | 0 | 0 | 0 | 0 | 0
PseudoUnit | 0 | 0 | 0 | 0 | 0 | 0
FixedInterchange | 0 | 0 | 0 | 0 | 0 | 0
Total Fuel Consumption by Reporting Type: MISO_W
ReportingType | 2015 | 2020 | 2025 | 2030 | 2035 | 2040
BM | 0 | 0 | 0 | 0 | 0 | 0
CC | 93.32 | 56.06 | 46.45 | 40.39 | 55.95 | 20.66
CSP | 0 | 0 | 0 | 0 | 0 | 0
CT | 0 | 0 | 0 | 0 | 0 | 0
Coal | 842.3 | 848.54 | 857.06 | 860.68 | 885.64 | 1261.3
Geo | 0 | 0 | 0 | 0 | 0 | 0
H | 0 | 0 | 0 | 0 | 0 | 0
LFG | 0 | 0 | 7.71 | 7.71 | 7.71 | 7.71
Nuc | 190.11 | 190.11 | 190.11 | 190.11 | 0.01 | 0.01
PS | 0 | 0 | 0 | 0 | 0 | 0
PV | 0 | 0 | 0 | 0 | 0 | 0
PeakG | 4.54 | 2.6 | 2.33 | 2.91 | 11.44 | 1.27
PeakO | 0 | 0 | 0 | 0 | 0 | 0
ST | 0 | 0 | 0 | 0 | 0 | 0
STOG | 0.34 | 0.09 | 0.06 | 0.02 | 0.2 | 0.02
STWD | 0 | 1.44 | 1.44 | 1.44 | 1.44 | 1.45
WT | 0.03 | 0.03 | 0.04 | 0.05 | 0.05 | 0.05
IGCC | 0 | 0 | 0 | 0 | 0 | 0
DemandResponse | 0 | 0 | 0 | 0 | 0 | 0
IGCC-CCS | 0 | 0 | 0 | 0 | 0 | 0
WT_off | 0 | 0 | 0 | 0 | 0 | 0
PseudoUnit | 0 | 0 | 0 | 0 | 0 | 0
FixedInterchange | 0 | 0 | 0 | 0 | 0 | 0
Total Fuel Consumption by Reporting Type: MISO_WUMS
ReportingType | 2015 | 2020 | 2025 | 2030 | 2035 | 2040
BM | 0 | 0 | 0 | 0 | 0 | 0
CC | 131.56 | 101.66 | 89.53 | 113.07 | 210.15 | 183.52
CSP | 0 | 0 | 0 | 0 | 0 | 0
CT | 0 | 4.91 | 4.95 | 4.96 | 6.27 | 8.89
Coal | 268.65 | 353.45 | 388.33 | 421.12 | 454.08 | 405.86
Geo | 0 | 0 | 0 | 0 | 0 | 0
H | 0 | 0 | 0 | 0 | 0 | 0
LFG | 0 | 0 | 24.03 | 24.03 | 24.03 | 24.03
Nuc | 150.68 | 150.68 | 150.68 | 150.68 | 0.01 | 0.01
PS | 0 | 0 | 0 | 0 | 0 | 0
PV | 0 | 0 | 0 | 0 | 0 | 0
PeakG | 0.32 | 0.51 | 0.5 | 0 | 0 | 0
PeakO | 0 | 0 | 0 | 0 | 0 | 0
ST | 0 | 0 | 0 | 0 | 0 | 0
STOG | 0.03 | 0 | 0 | 0 | 0 | 0
STWD | 0 | 0.54 | 0.54 | 0.56 | 0.56 | 0.56
WT | 0 | 0 | 0 | 0 | 0 | 0
IGCC | 0 | 0 | 0 | 0 | 0 | 0
DemandResponse | 0 | 0 | 0 | 0 | 0 | 0
IGCC-CCS | 0 | 0 | 0 | 0 | 0 | 0
WT_off | 0 | 0 | 0 | 0 | 0 | 0
PseudoUnit | 0 | 0 | 0 | 0 | 0 | 0
FixedInterchange | 0 | 0 | 0 | 0 | 0 | 0
Total Fuel Consumption by Reporting Type: Nebraska
ReportingType | 2015 | 2020 | 2025 | 2030 | 2035 | 2040
BM | 0 | 0 | 0 | 0 | 0 | 0
CC | 5.13 | 3.21 | 3.56 | 3.56 | 2.45 | 1.98
CSP | 0 | 0 | 0 | 0 | 0 | 0
CT | 0 | 0 | 0 | 0 | 0 | 0
Coal | 332.69 | 332.69 | 332.69 | 332.69 | 448.79 | 519.75
Geo | 0 | 0 | 0 | 0 | 0 | 0
H | 0 | 0 | 0 | 0 | 0 | 0
LFG | 0 | 0 | 7.71 | 7.71 | 7.71 | 7.71
Nuc | 104.28 | 104.28 | 104.28 | 104.28 | 0.02 | 0.02
PS | 0 | 0 | 0 | 0 | 0 | 0
PV | 0 | 0 | 0 | 0 | 0 | 0
PeakG | 0.94 | 0.8 | 1.63 | 2.12 | 1.5 | 0.14
PeakO | 0 | 0 | 0 | 0 | 0 | 0
ST | 0 | 0 | 0 | 0 | 0 | 0
STOG | 0 | 0 | 0 | 0 | 0 | 0
STWD | 0 | 0 | 0 | 0 | 0 | 0
WT | 0 | 0 | 0 | 0 | 0 | 0
IGCC | 0 | 0 | 0 | 0 | 0 | 0
DemandResponse | 0 | 0 | 0 | 0 | 0 | 0
IGCC-CCS | 0 | 0 | 0 | 0 | 0 | 0
WT_off | 0 | 0 | 0 | 0 | 0 | 0
PseudoUnit | 0 | 0 | 0 | 0 | 0 | 0
FixedInterchange | 0 | 0 | 0 | 0 | 0 | 0
Total Fuel Consumption by Reporting Type: NEISO
ReportingType | 2015 | 2020 | 2025 | 2030 | 2035 | 2040
BM | 24.48 | 24.48 | 6.86 | 7.17 | 8.22 | 7.77
CC | 315.17 | 247.91 | 246.86 | 271.7 | 354.27 | 400.67
CSP | 0 | 0 | 0 | 0 | 0 | 0
CT | 0.03 | 0.12 | 0.12 | 0.12 | 0.35 | 0.72
Coal | 0.36 | 0 | 0 | 0 | 0 | 0
Geo | 0 | 0 | 0 | 0 | 0 | 0
H | 0 | 0 | 0 | 0 | 0 | 0
LFG | 5.3 | 5.3 | 12.81 | 12.81 | 12.81 | 12.81
Nuc | 365.51 | 365.51 | 365.51 | 365.51 | 264.08 | 195.08
PS | 0 | 0 | 0 | 0 | 0 | 0
PV | 0 | 0 | 0 | 0 | 0 | 0
PeakG | 0.29 | 0.4 | 0.4 | 0.4 | 1.06 | 1.06
PeakO | 0 | 0 | 0 | 0 | 0 | 0
ST | 0 | 0 | 0 | 0 | 0 | 0
STOG | 0 | 0 | 0 | 0 | 0 | 0
STWD | 48.6 | 14.8 | 0.92 | 13.19 | 14.35 | 14.89
WT | 0 | 0.01 | 0.02 | 0.02 | 0.02 | 0.02
IGCC | 0 | 0 | 0 | 0 | 0 | 0
DemandResponse | 0 | 0 | 0 | 0 | 0 | 0
IGCC-CCS | 0 | 0 | 0 | 0 | 0 | 0
WT_off | 0 | 0 | 0 | 0 | 0 | 0
PseudoUnit | 0 | 0 | 0 | 0 | 0 | 0
FixedInterchange | 0 | 0 | 0 | 0 | 0 | 0
Total Fuel Consumption by Reporting Type: NonRTO_Midwest
ReportingType | 2015 | 2020 | 2025 | 2030 | 2035 | 2040
BM | 0 | 0 | 0 | 0 | 0 | 0
CC | 0 | 2.59 | 1.87 | 6.59 | 14.38 | 21.95
CSP | 0 | 0 | 0 | 0 | 0 | 0
CT | 0 | 1.28 | 1.32 | 2.52 | 1.28 | 2.5
Coal | 609.51 | 642.87 | 661.54 | 675.74 | 680.98 | 683.69
Geo | 0 | 0 | 0 | 0 | 0 | 0
H | 0 | 0 | 0 | 0 | 0 | 0
LFG | 0 | 0 | 8.33 | 17.24 | 17.24 | 17.24
Nuc | 0 | 0 | 0 | 0 | 0 | 0
PS | 0 | 0 | 0 | 0 | 0 | 0
PV | 0 | 0 | 0 | 0 | 0 | 0
PeakG | 1.3 | 2.08 | 4.09 | 4.3 | 3.91 | 4.23
PeakO | 0 | 0 | 0 | 0 | 0 | 0
ST | 0 | 0 | 0 | 0 | 0 | 0
STOG | 0 | 0 | 0 | 0 | 0 | 0
STWD | 0 | 0 | 0 | 0 | 0 | 0
WT | 0 | 0 | 0 | 0 | 0 | 0
IGCC | 0 | 0 | 0 | 0 | 0 | 0
DemandResponse | 0 | 0 | 0 | 0 | 0 | 0
IGCC-CCS | 0 | 0 | 0 | 0 | 0 | 0
WT_off | 0 | 0 | 0 | 0 | 0 | 0
PseudoUnit | 0 | 0 | 0 | 0 | 0 | 0
FixedInterchange | 0 | 0 | 0 | 0 | 0 | 0
Total Fuel Consumption by Reporting Type: NYISO_A-F
ReportingType | 2015 | 2020 | 2025 | 2030 | 2035 | 2040
BM | 0 | 0 | 0 | 0 | 0 | 0
CC | 47.12 | 63.07 | 77.35 | 87.97 | 107.52 | 104.07
CSP | 0 | 0 | 0 | 0 | 0 | 0
CT | 0 | 0 | 0 | 0 | 0 | 0
Coal | 0 | 0 | 0 | 0 | 0 | 0
Geo | 0 | 0 | 0 | 0 | 0 | 0
H | 0 | 0 | 0 | 0 | 0 | 0
LFG | 0.69 | 0.69 | 1.51 | 8 | 8 | 8
Nuc | 270.5 | 270.5 | 270.5 | 220.56 | 173.9 | 105.39
PS | 0 | 0 | 0 | 0 | 0 | 0
PV | 0 | 0 | 0 | 0 | 0 | 0
PeakG | 0 | 0.02 | 0.07 | 0.07 | 0.07 | 0.08
PeakO | 0 | 0 | 0 | 0 | 0 | 0
ST | 0 | 0 | 0 | 0 | 0 | 0
STOG | 0 | 0 | 0 | 0 | 0 | 0
STWD | 0 | 0 | 0 | 0.01 | 0.03 | 0.03
WT | 0.01 | 0.01 | 0.01 | 0.01 | 0.01 | 0.01
IGCC | 0 | 0 | 0 | 0 | 0 | 0
DemandResponse | 0 | 0 | 0 | 0 | 0 | 0
IGCC-CCS | 0 | 0 | 0 | 0 | 0 | 0
WT_off | 0 | 0 | 0 | 0 | 0 | 0
PseudoUnit | 0 | 0 | 0 | 0 | 0 | 0
FixedInterchange | 0 | 0 | 0 | 0 | 0 | 0
Total Fuel Consumption by Reporting Type: NYISO_G-I
ReportingType | 2015 | 2020 | 2025 | 2030 | 2035 | 2040
BM | 0 | 0 | 0 | 0 | 0 | 0
CC | 48.71 | 61.59 | 74.24 | 121.54 | 260.98 | 399.3
CSP | 0 | 0 | 0 | 0 | 0 | 0
CT | 0 | 0 | 0 | 0 | 0 | 0
Coal | 0 | 0 | 0 | 0 | 0 | 0
Geo | 0 | 0 | 0 | 0 | 0 | 0
H | 0 | 0 | 0 | 0 | 0 | 0
LFG | 0 | 0 | 8 | 8 | 8 | 8
Nuc | 162.83 | 162.83 | 162.83 | 162.83 | 81.65 | 0.03
PS | 0 | 0 | 0 | 0 | 0 | 0
PV | 0 | 0 | 0 | 0 | 0 | 0
PeakG | 0 | 0 | 0 | 0 | 0.01 | 0
PeakO | 0 | 0 | 0 | 0 | 0 | 0
ST | 0 | 0 | 0 | 0 | 0 | 0
STOG | 0 | 0 | 0 | 0 | 0 | 0
STWD | 0 | 0 | 0 | 0 | 0 | 0
WT | 0 | 0 | 0 | 0 | 0 | 0
IGCC | 0 | 0 | 0 | 0 | 0 | 0
DemandResponse | 0 | 0 | 0 | 0 | 0 | 0
IGCC-CCS | 0 | 0 | 0 | 0 | 0 | 0
WT_off | 0 | 0 | 0 | 0 | 0 | 0
PseudoUnit | 0 | 0 | 0 | 0 | 0 | 0
FixedInterchange | 0 | 0 | 0 | 0 | 0 | 0
Total Fuel Consumption by Reporting Type: NYISO_J-K
ReportingType | 2015 | 2020 | 2025 | 2030 | 2035 | 2040
BM | 0 | 0 | 0 | 0 | 0 | 0
CC | 172.32 | 221.22 | 222.41 | 214.29 | 219.79 | 226.18
CSP | 0 | 0 | 0 | 0 | 0 | 0
CT | 0 | 0 | 0.25 | 0.52 | 1.02 | 2.4
Coal | 0 | 0 | 0 | 0 | 0 | 0
Geo | 0 | 0 | 0 | 0 | 0 | 0
H | 0 | 0 | 0 | 0 | 0 | 0
LFG | 0 | 0 | 0 | 8 | 8 | 8
Nuc | 0 | 0 | 0 | 0 | 0 | 0
PS | 0 | 0 | 0 | 0 | 0 | 0
PV | 0 | 0 | 0 | 0 | 0 | 0
PeakG | 0.49 | 1.49 | 1.91 | 1.81 | 2.01 | 3.86
PeakO | 0 | 0 | 0 | 0 | 0 | 0
ST | 0 | 0 | 0 | 0 | 0 | 0
STOG | 12.01 | 22.47 | 27.99 | 27.27 | 33.4 | 41.64
STWD | 0 | 0 | 0 | 0 | 0 | 0
WT | 0 | 0 | 0 | 0 | 0 | 0
IGCC | 0 | 0 | 0 | 0 | 0 | 0
DemandResponse | 0 | 0 | 0 | 0 | 0 | 0
IGCC-CCS | 0 | 0 | 0 | 0 | 0 | 0
WT_off | 0 | 0 | 0 | 0 | 0 | 0
PseudoUnit | 0 | 0 | 0 | 0 | 0 | 0
FixedInterchange | 0 | 0 | 0 | 0 | 0 | 0
Total Fuel Consumption by Reporting Type: PJM_E
ReportingType | 2015 | 2020 | 2025 | 2030 | 2035 | 2040
BM | 1.84 | 2.91 | 2.91 | 2.91 | 2.91 | 2.91
CC | 168.12 | 236.3 | 282.09 | 232.29 | 337.64 | 365.59
CSP | 0 | 0 | 0 | 0 | 0 | 0
CT | 0 | 0.01 | 0.01 | 0.06 | 5.11 | 5.66
Coal | 3.53 | 0.98 | 1.61 | 1.91 | 1.91 | 1.91
Geo | 0 | 0 | 0 | 0 | 0 | 0
H | 0 | 0 | 0 | 0 | 0 | 0
LFG | 0.98 | 15.28 | 15.28 | 15.28 | 15.28 | 15.28
Nuc | 702.72 | 651.97 | 651.97 | 651.97 | 468.33 | 371.38
PS | 0 | 0 | 0 | 0 | 0 | 0
PV | 0 | 0 | 0 | 0 | 0 | 0
PeakG | 0.04 | 0.87 | 5.23 | 5.23 | 10.31 | 10.22
PeakO | 0 | 0 | 0 | 0 | 0 | 0
ST | 0 | 0 | 0 | 0 | 0 | 0
STOG | 0.66 | 3.93 | 7.68 | 7.68 | 7.68 | 7.68
STWD | 0 | 0 | 0 | 0 | 0 | 0
WT | 0 | 0 | 0 | 0 | 0 | 0
IGCC | 0 | 0 | 0 | 0 | 0 | 0
DemandResponse | 0 | 0 | 0 | 0 | 0 | 0
IGCC-CCS | 0 | 0 | 0 | 0 | 0 | 0
WT_off | 0 | 0 | 0 | 0 | 0 | 0
PseudoUnit | 0 | 0 | 0 | 0 | 0 | 0
FixedInterchange | 0 | 0 | 0 | 0 | 0 | 0
Total Fuel Consumption by Reporting Type: PJM_ROM
ReportingType | 2015 | 2020 | 2025 | 2030 | 2035 | 2040
BM | 1.1 | 1.75 | 1.75 | 1.75 | 1.75 | 1.75
CC | 107.64 | 145.85 | 139.52 | 134.69 | 287.78 | 941.31
CSP | 0 | 0 | 0 | 0 | 0 | 0
CT | 0 | 0.01 | 0.03 | 0.03 | 0.03 | 0.07
Coal | 482.96 | 466.63 | 535.09 | 556.91 | 562.79 | 562.79
Geo | 0 | 0 | 0 | 0 | 0 | 0
H | 0 | 0 | 0 | 0 | 0 | 0
LFG | 2.04 | 30.56 | 30.56 | 30.56 | 30.56 | 30.56
Nuc | 420.79 | 420.79 | 420.79 | 420.79 | 276.07 | 200.95
PS | 0 | 0 | 0 | 0 | 0 | 0
PV | 0 | 0 | 0 | 0 | 0 | 0
PeakG | 0 | 0.55 | 0.55 | 0.6 | 3.49 | 1.79
PeakO | 0 | 0 | 0 | 0 | 0 | 0
ST | 0 | 0 | 0 | 0 | 0 | 0
STOG | 7.23 | 0 | 0 | 0 | 0 | 0
STWD | 2.43 | 5.38 | 5.38 | 5.38 | 5.38 | 5.38
WT | 0 | 0 | 0 | 0.01 | 0.02 | 0.02
IGCC | 0 | 0 | 0 | 0 | 0 | 0
DemandResponse | 0 | 0 | 0 | 0 | 0 | 0
IGCC-CCS | 0 | 0 | 0 | 0 | 0 | 0
WT_off | 0 | 0 | 0 | 0 | 0 | 0
PseudoUnit | 0 | 0 | 0 | 0 | 0 | 0
FixedInterchange | 0 | 0 | 0 | 0 | 0 | 0
Total Fuel Consumption by Reporting Type: PJM_ROR
ReportingType | 2015 | 2020 | 2025 | 2030 | 2035 | 2040
BM | 0.51 | 2.09 | 4.66 | 8.64 | 21.25 | 15.81
CC | 494.36 | 425.69 | 384.25 | 515.05 | 852.67 | 671.25
CSP | 0 | 0 | 0 | 0 | 0 | 0
CT | 0.03 | 0.06 | 0.06 | 0.06 | 0.06 | 0.06
Coal | 3518.02 | 3418.73 | 3493.32 | 3521.55 | 3540.09 | 3558.93
Geo | 0 | 0 | 0 | 0 | 0 | 0
H | 0 | 0 | 0 | 0 | 0 | 0
LFG | 6.18 | 6.18 | 61.46 | 61.46 | 61.46 | 61.46
Nuc | 1644.81 | 1644.81 | 1644.81 | 1573.64 | 1222.73 | 821.9
PS | 0 | 0 | 0 | 0 | 0 | 0
PV | 0 | 0 | 0 | 0 | 0 | 0
PeakG | 13.94 | 13.9 | 14.27 | 18.03 | 11.73 | 13.34
PeakO | 0 | 0 | 0 | 0 | 0 | 0
ST | 0 | 0 | 0 | 0 | 0 | 0
STOG | 8.36 | 6.44 | 6.96 | 6.5 | 7.08 | 6.8
STWD | 0.48 | 7.12 | 11.42 | 15.91 | 15.91 | 15.91
WT | 0.03 | 0.03 | 0.03 | 0.03 | 0.03 | 0.03
IGCC | 0 | 0 | 0 | 0 | 0 | 0
DemandResponse | 0 | 0 | 0 | 0 | 0 | 0
IGCC-CCS | 0 | 0 | 0 | 0 | 0 | 0
WT_off | 0 | 0 | 0 | 0 | 0 | 0
PseudoUnit | 0 | 0 | 0 | 0 | 0 | 0
FixedInterchange | 0 | 0 | 0 | 0 | 0 | 0
Total Fuel Consumption by Reporting Type: SOCO
ReportingType | 2015 | 2020 | 2025 | 2030 | 2035 | 2040
BM | 0 | 0 | 0.3 | 0.3 | 0.5 | 0.5
CC | 773.3 | 750.29 | 709.82 | 784.74 | 736.12 | 699.42
CSP | 0 | 0 | 0 | 0 | 0 | 0
CT | 0 | 0 | 0 | 0 | 0 | 0
Coal | 1074.82 | 1158.44 | 1307.12 | 1307.12 | 1495.48 | 1881.45
Geo | 0 | 0 | 0 | 0 | 0 | 0
H | 0 | 0 | 0 | 0 | 0 | 0
LFG | 0 | 0 | 11.56 | 11.56 | 11.56 | 11.56
Nuc | 494.38 | 673.18 | 673.18 | 673.18 | 673.18 | 449.31
PS | 0 | 0 | 0 | 0 | 0 | 0
PV | 0 | 0 | 0 | 0 | 0 | 0
PeakG | 4.49 | 11.49 | 23.19 | 24.52 | 21.3 | 19.81
PeakO | 0 | 0 | 0 | 0 | 0 | 0
ST | 0 | 0 | 0 | 0 | 0 | 0
STOG | 0 | 0 | 0 | 0 | 0 | 0
STWD | 0 | 0 | 0 | 0 | 0 | 0
WT | 0 | 0 | 0 | 0 | 0 | 0
IGCC | 0 | 0 | 0 | 0 | 0 | 0
DemandResponse | 0 | 0 | 0 | 0 | 0 | 0
IGCC-CCS | 0 | 0 | 0 | 0 | 0 | 0
WT_off | 0 | 0 | 0 | 0 | 0 | 0
PseudoUnit | 0 | 0 | 0 | 0 | 0 | 0
FixedInterchange | 0 | 0 | 0 | 0 | 0 | 0
Total Fuel Consumption by Reporting Type: SPP_N
ReportingType | 2015 | 2020 | 2025 | 2030 | 2035 | 2040
BM | 0 | 0 | 0 | 0 | 0 | 0
CC | 55.91 | 71.57 | 70.78 | 95.08 | 68.45 | 67.53
CSP | 0 | 0 | 0 | 0 | 0 | 0
CT | 0 | 0 | 0 | 0 | 3.43 | 7.7
Coal | 647.03 | 647.03 | 647.03 | 647.03 | 647.03 | 646.89
Geo | 0 | 0 | 0 | 0 | 0 | 0
H | 0 | 0 | 0 | 0 | 0 | 0
LFG | 0 | 7.5 | 10.22 | 10.22 | 10.22 | 10.22
Nuc | 93.19 | 93.19 | 93.19 | 93.19 | 93.19 | 93.19
PS | 0 | 0 | 0 | 0 | 0 | 0
PV | 0 | 0 | 0 | 0 | 0 | 0
PeakG | 0.6 | 1.03 | 2.42 | 3.01 | 1.52 | 0.29
PeakO | 0 | 0 | 0 | 0 | 0 | 0
ST | 0 | 0 | 0 | 0 | 0 | 0
STOG | 5.38 | 6.2 | 7.58 | 7.55 | 7.7 | 7.28
STWD | 0 | 0 | 0 | 0 | 0 | 0
WT | 0 | 0 | 0 | 0.01 | 0.01 | 0.01
IGCC | 0 | 0 | 0 | 0 | 0 | 0
DemandResponse | 0 | 0 | 0 | 0 | 0 | 0
IGCC-CCS | 0 | 0 | 0 | 0 | 0 | 0
WT_off | 0 | 0 | 0 | 0 | 0 | 0
PseudoUnit | 0 | 0 | 0 | 0 | 0 | 0
FixedInterchange | 0 | 0 | 0 | 0 | 0 | 0
Total Fuel Consumption by Reporting Type: SPP_S
ReportingType | 2015 | 2020 | 2025 | 2030 | 2035 | 2040
BM | 0 | 0 | 0 | 0 | 0 | 0
CC | 252.14 | 269.44 | 280.53 | 337.95 | 241.32 | 230.71
CSP | 0 | 0 | 0 | 0 | 0 | 0
CT | 0 | 0.09 | 0.9 | 0.52 | 0 | 0
Coal | 979.64 | 998.1 | 1051.9 | 1052.99 | 1060.84 | 940.98
Geo | 0 | 0 | 0 | 0 | 0 | 0
H | 0 | 0 | 0 | 0 | 0 | 0
LFG | 0 | 0 | 0 | 10.22 | 10.22 | 10.22
Nuc | 0 | 0 | 0 | 0 | 0 | 0
PS | 0 | 0 | 0 | 0 | 0 | 0
PV | 0 | 0 | 0 | 0 | 0 | 0
PeakG | 0 | 0 | 0.44 | 0.03 | 0 | 0
PeakO | 0 | 0 | 0 | 0 | 0 | 0
ST | 0 | 0 | 0 | 0 | 0 | 0
STOG | 18.74 | 19.68 | 23.56 | 22.03 | 17.2 | 16.03
STWD | 0 | 0 | 0 | 0 | 0 | 0.07
WT | 0.01 | 0.02 | 0.02 | 0.02 | 0.05 | 0.07
IGCC | 0 | 0 | 0 | 0 | 0 | 0
DemandResponse | 0 | 0 | 0 | 0 | 0 | 0
IGCC-CCS | 0 | 0 | 0 | 0 | 0 | 0
WT_off | 0 | 0 | 0 | 0 | 0 | 0
PseudoUnit | 0 | 0 | 0 | 0 | 0 | 0
FixedInterchange | 0 | 0 | 0 | 0 | 0 | 0
Total Fuel Consumption by Reporting Type: TVA
ReportingType | 2015 | 2020 | 2025 | 2030 | 2035 | 2040
BM | 0 | 0 | 0 | 0 | 0 | 0
CC | 104.75 | 122.92 | 128.24 | 154.98 | 141.13 | 124.44
CSP | 0 | 0 | 0 | 0 | 0 | 0
CT | 0 | 4.37 | 4.64 | 4.64 | 3.33 | 4.64
Coal | 895.54 | 897.75 | 905.82 | 905.82 | 1158.28 | 1328.45
Geo | 0 | 0 | 0 | 0 | 0 | 0
H | 0 | 0 | 0 | 0 | 0 | 0
LFG | 0 | 0 | 11.56 | 11.56 | 11.56 | 11.56
Nuc | 676.63 | 676.63 | 676.63 | 676.63 | 474.42 | 371.5
PS | 0 | 0 | 0 | 0 | 0 | 0
PV | 0 | 0 | 0 | 0 | 0 | 0
PeakG | 0 | 0 | 0.48 | 0.46 | 0.5 | 0.51
PeakO | 0 | 0 | 0 | 0 | 0 | 0
ST | 0 | 0 | 0 | 0 | 0 | 0
STOG | 0 | 0 | 0 | 0 | 0 | 0
STWD | 0 | 0 | 0 | 0 | 0.02 | 0.02
WT | 0 | 0 | 0 | 0 | 0 | 0
IGCC | 0 | 0 | 0 | 0 | 0 | 0
DemandResponse | 0 | 0 | 0 | 0 | 0 | 0
IGCC-CCS | 0 | 0 | 0 | 0 | 0 | 0
WT_off | 0 | 0 | 0 | 0 | 0 | 0
PseudoUnit | 0 | 0 | 0 | 0 | 0 | 0
FixedInterchange | 0 | 0 | 0 | 0 | 0 | 0
Total Fuel Consumption by Reporting Type: TVA_Transmission
ReportingType | 2015 | 2020 | 2025 | 2030 | 2035 | 2040
BM | 0 | 0 | 0 | 0 | 0 | 0
CC | 0 | 0 | 0 | 0 | 0 | 0
CSP | 0 | 0 | 0 | 0 | 0 | 0
CT | 0 | 0 | 0 | 0 | 0 | 0
Coal | 0 | 0 | 0 | 0 | 0 | 0
Geo | 0 | 0 | 0 | 0 | 0 | 0
H | 0 | 0 | 0 | 0 | 0 | 0
LFG | 0 | 0 | 0 | 0 | 0 | 0
Nuc | 0 | 0 | 0 | 0 | 0 | 0
PS | 0 | 0 | 0 | 0 | 0 | 0
PV | 0 | 0 | 0 | 0 | 0 | 0
PeakG | 0 | 0 | 0 | 0 | 0 | 0
PeakO | 0 | 0 | 0 | 0 | 0 | 0
ST | 0 | 0 | 0 | 0 | 0 | 0
STOG | 0 | 0 | 0 | 0 | 0 | 0
STWD | 0 | 0 | 0 | 0 | 0 | 0
WT | 0 | 0 | 0 | 0 | 0 | 0
IGCC | 0 | 0 | 0 | 0 | 0 | 0
DemandResponse | 0 | 0 | 0 | 0 | 0 | 0
IGCC-CCS | 0 | 0 | 0 | 0 | 0 | 0
WT_off | 0 | 0 | 0 | 0 | 0 | 0
PseudoUnit | 0 | 0 | 0 | 0 | 0 | 0
FixedInterchange | 0 | 0 | 0 | 0 | 0 | 0
Total Fuel Consumption by Reporting Type: VACAR
ReportingType | 2015 | 2020 | 2025 | 2030 | 2035 | 2040
BM | 0.09 | 33.8 | 100.72 | 111.92 | 119.35 | 133.04
CC | 361.56 | 326.5 | 268.49 | 326.71 | 459.44 | 634.22
CSP | 0 | 0 | 0 | 0 | 0 | 0
CT | 0.8 | 0.8 | 1.42 | 1.14 | 3.91 | 4.66
Coal | 798.53 | 841.35 | 1043.35 | 1116.33 | 1241.19 | 1264.32
Geo | 0 | 0 | 0 | 0 | 0 | 0
H | 0 | 0 | 0 | 0 | 0 | 0
LFG | 0.04 | 11.56 | 11.56 | 11.56 | 11.56 | 11.56
Nuc | 910.72 | 1100.09 | 1100.09 | 1100.09 | 841.29 | 693.25
PS | 0 | 0 | 0 | 0 | 0 | 0
PV | 0 | 0 | 0 | 0 | 0 | 0
PeakG | 1.29 | 2.24 | 3.97 | 4.13 | 4.28 | 4.4
PeakO | 0 | 0 | 0 | 0 | 0 | 0
ST | 0 | 0 | 0 | 0 | 0 | 0
STOG | 0 | 0 | 0 | 0.01 | 0.01 | 0.01
STWD | 24.47 | 24.47 | 12.53 | 15.05 | 24.47 | 24.47
WT | 0 | 0.01 | 0.01 | 0.01 | 0.01 | 0.01
IGCC | 0 | 0 | 0 | 0 | 0 | 0
DemandResponse | 0 | 0 | 0 | 0 | 0 | 0
IGCC-CCS | 0 | 0 | 0 | 0 | 0 | 0
WT_off | 0 | 0 | 0 | 0 | 0 | 0
PseudoUnit | 0 | 0 | 0 | 0 | 0 | 0
FixedInterchange | 0 | 0 | 0 | 0 | 0 | 0
Total Fuel Consumption by Reporting Type: IESO
ReportingType | 2015 | 2020 | 2025 | 2030 | 2035 | 2040
BM | 0 | 0 | 0 | 0 | 0.04 | 0.04
CC | 6.69 | 8.69 | 13.04 | 16.04 | 75.69 | 197.83
CSP | 0 | 0 | 0 | 0 | 0 | 0
CT | 0 | 0 | 0 | 0.04 | 0.43 | 1.58
Coal | 0 | 0 | 0 | 0 | 0 | 0
Geo | 0 | 0 | 0 | 0 | 0 | 0
H | 0 | 0 | 0 | 0 | 0 | 0
LFG | 1.56 | 1.56 | 1.56 | 1.56 | 1.61 | 1.61
Nuc | 1064.72 | 1064.72 | 1064.72 | 1064.72 | 980.48 | 854.53
PS | 0 | 0 | 0 | 0 | 0 | 0
PV | 0 | 0 | 0 | 0 | 0 | 0
PeakG | 0 | 0 | 0 | 0.05 | 0.17 | 0.17
PeakO | 0 | 0 | 0 | 0 | 0 | 0
ST | 0 | 0 | 0 | 0 | 0 | 0
STOG | 0 | 0 | 0 | 0 | 0 | 0
STWD | 0 | 0 | 0 | 0 | 0 | 0
WT | 0.01 | 0.01 | 0.01 | 0.01 | 0 | 0
IGCC | 0 | 0 | 0 | 0 | 0 | 0
DemandResponse | 0 | 0 | 0 | 0 | 0 | 0
IGCC-CCS | 0 | 0 | 0 | 0 | 0 | 0
WT_off | 0 | 0 | 0 | 0 | 0 | 0
PseudoUnit | 0 | 0 | 0 | 0 | 0 | 0
FixedInterchange | 0 | 0 | 0 | 0 | 0 | 0
Total Fuel Consumption by Reporting Type: MAPP_CA
ReportingType | 2015 | 2020 | 2025 | 2030 | 2035 | 2040
BM | 0 | 0 | 0 | 0 | 0 | 0
CC | 61.85 | 78.37 | 85.83 | 101.65 | 125.07 | 117.97
CSP | 0 | 0 | 0 | 0 | 0 | 0
CT | 0 | 0 | 0 | 0 | 0 | 0.36
Coal | 1.45 | 2.83 | 6.93 | 24.24 | 44.65 | 50.95
Geo | 0 | 0 | 0 | 0 | 0 | 0
H | 0 | 0 | 0 | 0 | 0 | 0
LFG | 0 | 0 | 0 | 0 | 0 | 0
Nuc | 0 | 0 | 0 | 0 | 0 | 0
PS | 0 | 0 | 0 | 0 | 0 | 0
PV | 0 | 0 | 0 | 0 | 0 | 0
PeakG | 0 | 0 | 0.01 | 0.03 | 0.01 | 0
PeakO | 0 | 0 | 0 | 0 | 0 | 0
ST | 0 | 0 | 0 | 0 | 0 | 0
STOG | 0 | 0 | 0 | 0 | 0 | 0
STWD | 0 | 0 | 0 | 0 | 0 | 0
WT | 0 | 0 | 0 | 0 | 0 | 0
IGCC | 0 | 0 | 0 | 0 | 0 | 0
DemandResponse | 0 | 0 | 0 | 0 | 0 | 0
IGCC-CCS | 0 | 0 | 0 | 0 | 0 | 0
WT_off | 0 | 0 | 0 | 0 | 0 | 0
PseudoUnit | 0 | 0 | 0 | 0 | 0 | 0
FixedInterchange | 0 | 0 | 0 | 0 | 0 | 0
Total Fuel Consumption by Reporting Type: AZ_NM_SNV_Coal
ReportingType | 2015 | 2020 | 2025 | 2030 | 2035 | 2040
BM | 0 | 0 | 0 | 0 | 0 | 0
CC | 0 | 0 | 0 | 0 | 0 | 0
CSP | 0 | 0 | 0 | 0 | 0 | 0
CT | 0 | 0 | 0 | 0 | 0 | 0
Coal | 689.6 | 775.37 | 775.37 | 775.37 | 775.37 | 1131.11
Geo | 0 | 0 | 0 | 0 | 0 | 0
H | 0 | 0 | 0 | 0 | 0 | 0
LFG | 0 | 0 | 0 | 0 | 0 | 0
Nuc | 0 | 0 | 0 | 0 | 0 | 0
PS | 0 | 0 | 0 | 0 | 0 | 0
PV | 0 | 0 | 0 | 0 | 0 | 0
PeakG | 0 | 0 | 0 | 0 | 0 | 0
PeakO | 0 | 0 | 0 | 0 | 0 | 0
ST | 0 | 0 | 0 | 0 | 0 | 0
STOG | 0 | 0 | 0 | 0 | 0 | 0
STWD | 0 | 0 | 0 | 0 | 0 | 0
WT | 0 | 0 | 0 | 0 | 0 | 0
IGCC | 0 | 0 | 0 | 0 | 0 | 0
DemandResponse | 0 | 0 | 0 | 0 | 0 | 0
IGCC-CCS | 0 | 0 | 0 | 0 | 0 | 0
WT_off | 0 | 0 | 0 | 0 | 0 | 0
PseudoUnit | 0 | 0 | 0 | 0 | 0 | 0
FixedInterchange | 0 | 0 | 0 | 0 | 0 | 0
Total Fuel Consumption by Reporting Type: AZ_NM_SNV_Gas
ReportingType | 2015 | 2020 | 2025 | 2030 | 2035 | 2040
BM | 0 | 0 | 0 | 0 | 0 | 0
CC | 753.04 | 832.78 | 854.59 | 994.93 | 1196.49 | 1149.43
CSP | 0 | 0 | 0 | 0 | 0 | 0
CT | 0 | 0 | 0.82 | 1.56 | 0 | 0
Coal | 0 | 0 | 0 | 0 | 0 | 0
Geo | 0 | 0 | 0 | 0 | 0 | 0
H | 0 | 0 | 0 | 0 | 0 | 0
LFG | 0 | 0 | 0 | 0 | 0 | 0
Nuc | 0 | 0 | 0 | 0 | 0 | 0
PS | 0 | 0 | 0 | 0 | 0 | 0
PV | 0 | 0 | 0 | 0 | 0 | 0
PeakG | 0 | 0 | 2.92 | 4.8 | 4.69 | 0
PeakO | 0 | 0 | 0 | 0 | 0 | 0
ST | 0 | 0 | 0 | 0 | 0 | 0
STOG | 0 | 0 | 0 | 0 | 0 | 0
STWD | 0 | 0 | 0 | 0 | 0 | 0
WT | 0 | 0 | 0 | 0 | 0 | 0
IGCC | 0 | 0 | 0 | 0 | 0 | 0
DemandResponse | 0 | 0 | 0 | 0 | 0 | 0
IGCC-CCS | 0 | 0 | 0 | 0 | 0 | 0
WT_off | 0 | 0 | 0 | 0 | 0 | 0
PseudoUnit | 0 | 0 | 0 | 0 | 0 | 0
FixedInterchange | 0 | 0 | 0 | 0 | 0 | 0
Total Fuel Consumption by Reporting Type: AZ_NM_SNV_NucRenew
ReportingType | 2015 | 2020 | 2025 | 2030 | 2035 | 2040
BM | 0 | 0 | 0 | 0 | 0 | 0
CC | 0 | 0 | 0 | 0 | 0 | 0
CSP | 0 | 0 | 0 | 0 | 0 | 0
CT | 0 | 0 | 0 | 0 | 0 | 0
Coal | 0 | 0 | 0 | 0 | 0 | 0
Geo | 0 | 0 | 0.01 | 0.01 | 0.01 | 0.01
H | 0 | 0 | 0 | 0 | 0 | 0
LFG | 0 | 6.53 | 6.53 | 6.53 | 6.53 | 6.53
Nuc | 317.72 | 317.72 | 317.72 | 317.72 | 317.72 | 317.72
PS | 0 | 0 | 0 | 0 | 0 | 0
PV | 0 | 0 | 0 | 0 | 0 | 0
PeakG | 0 | 0 | 0 | 0 | 0 | 0
PeakO | 0 | 0 | 0 | 0 | 0 | 0
ST | 0 | 0 | 0 | 0 | 0 | 0
STOG | 0 | 0 | 0 | 0 | 0 | 0
STWD | 1.77 | 1.77 | 0.17 | 1.48 | 1.48 | 1.48
WT | 0 | 0.03 | 0.03 | 0.03 | 0.03 | 0.03
IGCC | 0 | 0 | 0 | 0 | 0 | 0
DemandResponse | 0 | 0 | 0 | 0 | 0 | 0
IGCC-CCS | 0 | 0 | 0 | 0 | 0 | 0
WT_off | 0 | 0 | 0 | 0 | 0 | 0
PseudoUnit | 0 | 0 | 0 | 0 | 0 | 0
FixedInterchange | 0 | 0 | 0 | 0 | 0 | 0
Total Fuel Consumption by Reporting Type: ERCOT
ReportingType | 2015 | 2020 | 2025 | 2030 | 2035 | 2040
BM | 0 | 0 | 0.06 | 0.23 | 1.97 | 1.31
CC | 1253.49 | 1208.61 | 1169 | 1219.78 | 1295.49 | 1293.64
CSP | 0 | 0 | 0 | 0 | 0 | 0
CT | 0 | 0.06 | 0.27 | 0.09 | 0.09 | 0.09
Coal | 956.14 | 1255.2 | 1445.37 | 1452.42 | 1452.42 | 1451.93
Geo | 0 | 0 | 0 | 0 | 0 | 0
H | 0 | 0 | 0 | 0 | 0 | 0
LFG | 0 | 0 | 2.49 | 38.09 | 38.09 | 38.09
Nuc | 422.69 | 422.69 | 422.69 | 422.69 | 422.69 | 422.69
PS | 0 | 0 | 0 | 0 | 0 | 0
PV | 0 | 0 | 0 | 0 | 0 | 0
PeakG | 0 | 0.14 | 1.15 | 1.15 | 0.96 | 0.52
PeakO | 0 | 0 | 0 | 0 | 0 | 0
ST | 0 | 0 | 0 | 0 | 0 | 0
STOG | 44.97 | 58.11 | 80.31 | 75.77 | 69.51 | 58.36
STWD | 0 | 0 | 0 | 0 | 0 | 0
WT | 0.03 | 0.03 | 0.03 | 0.03 | 0.03 | 0.04
IGCC | 0 | 0 | 0 | 0 | 0 | 0
DemandResponse | 0 | 0 | 0 | 0 | 0 | 0
IGCC-CCS | 0 | 0 | 0 | 0 | 0 | 0
WT_off | 0 | 0 | 0 | 0 | 0 | 0
PseudoUnit | 0 | 0 | 0 | 0 | 0 | 0
FixedInterchange | 0 | 0 | 0 | 0 | 0 | 0
Total Fuel Consumption by Reporting Type: NP15
ReportingType | 2015 | 2020 | 2025 | 2030 | 2035 | 2040
BM | 0 | 0 | 0 | 0 | 0 | 0
CC | 278.5 | 184.91 | 245.93 | 150.59 | 88.23 | 60.3
CSP | 0 | 0 | 0 | 0 | 0 | 0
CT | 0 | 0 | 0 | 0 | 0 | 0
Coal | 2.5 | 2.5 | 2.5 | 0.8 | 0 | 0
Geo | 0.01 | 0.01 | 0.01 | 0.01 | 0.01 | 0.01
H | 0 | 0 | 0 | 0 | 0 | 0
LFG | 0 | 60.8 | 60.8 | 60.8 | 60.8 | 60.8
Nuc | 187.74 | 187.74 | 187.74 | 187.74 | 187.74 | 187.74
PS | 0 | 0 | 0 | 0 | 0 | 0
PV | 0 | 0 | 0 | 0 | 0 | 0
PeakG | 0 | 0 | 0 | 0 | 0 | 0.25
PeakO | 0 | 0 | 0 | 0 | 0 | 0
ST | 0 | 0 | 0 | 0 | 0 | 0
STOG | 1.32 | 0.85 | 1.95 | 2.68 | 1.95 | 3.44
STWD | 37.44 | 37.44 | 0.05 | 21.87 | 22.06 | 22.83
WT | 0 | 0.01 | 0.01 | 0.01 | 0.01 | 0.01
IGCC | 0 | 0 | 0 | 0 | 0 | 0
DemandResponse | 0 | 0 | 0 | 0 | 0 | 0
IGCC-CCS | 0 | 0 | 0 | 0 | 0 | 0
WT_off | 0 | 0 | 0 | 0 | 0 | 0
PseudoUnit | 0 | 0 | 0 | 0 | 0 | 0
FixedInterchange | 0 | 0 | 0 | 0 | 0 | 0
Total Fuel Consumption by Reporting Type: NWPP_Coal
ReportingType | 2015 | 2020 | 2025 | 2030 | 2035 | 2040
BM | 0 | 0 | 0 | 0 | 0 | 0
CC | 0 | 0 | 0 | 0 | 0 | 0
CSP | 0 | 0 | 0 | 0 | 0 | 0
CT | 0 | 0 | 0 | 0 | 0 | 0
Coal | 972.11 | 972.11 | 972.11 | 972.11 | 972.11 | 972.01
Geo | 0 | 0 | 0 | 0 | 0 | 0
H | 0 | 0 | 0 | 0 | 0 | 0
LFG | 0 | 0 | 0 | 0 | 0 | 0
Nuc | 0 | 0 | 0 | 0 | 0 | 0
PS | 0 | 0 | 0 | 0 | 0 | 0
PV | 0 | 0 | 0 | 0 | 0 | 0
PeakG | 0 | 0 | 0 | 0 | 0 | 0
PeakO | 0 | 0 | 0 | 0 | 0 | 0
ST | 0 | 0 | 0 | 0 | 0 | 0
STOG | 0 | 0 | 0 | 0 | 0 | 0
STWD | 0 | 0 | 0 | 0 | 0 | 0
WT | 0 | 0 | 0 | 0 | 0 | 0
IGCC | 0 | 0 | 0 | 0 | 0 | 0
DemandResponse | 0 | 0 | 0 | 0 | 0 | 0
IGCC-CCS | 0 | 0 | 0 | 0 | 0 | 0
WT_off | 0 | 0 | 0 | 0 | 0 | 0
PseudoUnit | 0 | 0 | 0 | 0 | 0 | 0
FixedInterchange | 0 | 0 | 0 | 0 | 0 | 0
Total Fuel Consumption by Reporting Type: NWPP_Gas
ReportingType | 2015 | 2020 | 2025 | 2030 | 2035 | 2040
BM | 0 | 0 | 0 | 0 | 0 | 0
CC | 362.19 | 362.19 | 365.71 | 604.96 | 741.41 | 805.6
CSP | 0 | 0 | 0 | 0 | 0 | 0
CT | 0 | 0 | 0 | 0 | 0 | 0
Coal | 0 | 0 | 0 | 0 | 0 | 66.88
Geo | 0 | 0 | 0 | 0 | 0 | 0
H | 0 | 0 | 0 | 0 | 0 | 0
LFG | 0 | 0 | 0 | 0 | 0 | 0
Nuc | 0 | 0 | 0 | 0 | 0 | 0
PS | 0 | 0 | 0 | 0 | 0 | 0
PV | 0 | 0 | 0 | 0 | 0 | 0
PeakG | 0 | 0 | 0 | 0 | 0 | 0
PeakO | 0 | 0 | 0 | 0 | 0 | 0
ST | 0 | 0 | 0 | 0 | 0 | 0
STOG | 0 | 0 | 0 | 0 | 0 | 0
STWD | 0 | 0 | 0 | 0 | 0 | 0
WT | 0 | 0 | 0 | 0 | 0 | 0
IGCC | 0 | 0 | 0 | 0 | 0 | 0
DemandResponse | 0 | 0 | 0 | 0 | 0 | 0
IGCC-CCS | 0 | 0 | 0 | 0 | 0 | 0
WT_off | 0 | 0 | 0 | 0 | 0 | 0
PseudoUnit | 0 | 0 | 0 | 0 | 0 | 0
FixedInterchange | 0 | 0 | 0 | 0 | 0 | 0
Total Fuel Consumption by Reporting Type: NWPP_NucRenew
ReportingType | 2015 | 2020 | 2025 | 2030 | 2035 | 2040
BM | 0 | 3.16 | 0 | 3.16 | 3.16 | 3.16
CC | 0 | 0 | 0 | 0 | 0 | 0
CSP | 0 | 0 | 0 | 0 | 0 | 0
CT | 0 | 0 | 0 | 0 | 0 | 0
Coal | 0 | 0 | 0 | 0 | 0 | 0
Geo | 0 | 0 | 0.01 | 0.01 | 0.01 | 0.01
H | 0 | 0 | 0 | 0 | 0 | 0
LFG | 2.74 | 3.57 | 29.05 | 29.05 | 29.05 | 29.05
Nuc | 88.66 | 88.66 | 88.66 | 88.66 | 88.66 | 88.66
PS | 0 | 0 | 0 | 0 | 0 | 0
PV | 0 | 0 | 0 | 0 | 0 | 0
PeakG | 0 | 0 | 0 | 0 | 0 | 0
PeakO | 0 | 0 | 0 | 0 | 0 | 0
ST | 0 | 0 | 0 | 0 | 0 | 0
STOG | 0 | 0 | 0 | 0 | 0 | 0
STWD | 0 | 0.63 | 0 | 2.24 | 2.24 | 2.24
WT | 0.02 | 0.02 | 0.02 | 0.02 | 0.02 | 0.02
IGCC | 0 | 0 | 0 | 0 | 0 | 0
DemandResponse | 0 | 0 | 0 | 0 | 0 | 0
IGCC-CCS | 0 | 0 | 0 | 0 | 0 | 0
WT_off | 0 | 0 | 0 | 0 | 0 | 0
PseudoUnit | 0 | 0 | 0 | 0 | 0 | 0
FixedInterchange | 0 | 0 | 0 | 0 | 0 | 0
Total Fuel Consumption by Reporting Type: RMPA
ReportingType | 2015 | 2020 | 2025 | 2030 | 2035 | 2040
BM | 0 | 0 | 0 | 0 | 0 | 0
CC | 58.59 | 63.96 | 30.57 | 31.7 | 22.87 | 19.38
CSP | 0 | 0 | 0 | 0 | 0 | 0
CT | 0 | 0 | 0 | 0 | 0 | 0
Coal | 570.73 | 557.81 | 531.16 | 531.16 | 622.08 | 706.3
Geo | 0 | 0 | 0.02 | 0.02 | 0.02 | 0.02
H | 0 | 0 | 0 | 0 | 0 | 0
LFG | 0.15 | 3.26 | 3.26 | 3.26 | 3.26 | 3.26
Nuc | 0 | 0 | 0 | 0 | 0 | 0
PS | 0 | 0 | 0 | 0 | 0 | 0
PV | 0 | 0 | 0 | 0 | 0 | 0
PeakG | 0.12 | 0.52 | 0.02 | 1.12 | 0.89 | 0.79
PeakO | 0 | 0 | 0 | 0 | 0 | 0
ST | 0 | 0 | 0 | 0 | 0 | 0
STOG | 0 | 0 | 0 | 0 | 0 | 0
STWD | 0 | 0 | 0 | 0 | 0 | 0
WT | 0.01 | 0.01 | 0.01 | 0.01 | 0.01 | 0.01
IGCC | 0 | 0 | 0 | 0 | 0 | 0
DemandResponse | 0 | 0 | 0 | 0 | 0 | 0
IGCC-CCS | 0 | 0 | 0 | 0 | 0 | 0
WT_off | 0 | 0 | 0 | 0 | 0 | 0
PseudoUnit | 0 | 0 | 0 | 0 | 0 | 0
FixedInterchange | 0 | 0 | 0 | 0 | 0 | 0
Total Fuel Consumption by Reporting Type: SP15
ReportingType | 2015 | 2020 | 2025 | 2030 | 2035 | 2040
BM | 0.58 | 0.58 | 0.02 | 0.52 | 0.42 | 0.42
CC | 299.33 | 133.06 | 147.5 | 131.76 | 102.3 | 78.18
CSP | 0 | 0 | 0 | 0 | 0 | 0
CT | 0 | 0 | 0 | 0 | 0 | 0
Coal | 8.42 | 8.42 | 7.46 | 5.17 | 0 | 0
Geo | 0.01 | 0.02 | 0.02 | 0.02 | 0.02 | 0.02
H | 0 | 0 | 0 | 0 | 0 | 0
LFG | 0.99 | 60.8 | 60.8 | 60.8 | 60.8 | 60.8
Nuc | 173.28 | 173.28 | 173.28 | 173.28 | 173.28 | 173.28
PS | 0 | 0 | 0 | 0 | 0 | 0
PV | 0 | 0 | 0 | 0 | 0 | 0
PeakG | 0 | 0 | 0 | 0 | 0 | 0
PeakO | 0 | 0 | 0 | 0 | 0 | 0
ST | 0 | 0 | 0 | 0 | 0 | 0
STOG | 2.29 | 2.41 | 0.69 | 1.72 | 3.49 | 5.89
STWD | 9.59 | 9.59 | 0.26 | 5.9 | 5.9 | 5.16
WT | 0.01 | 0.01 | 0.01 | 0.01 | 0.01 | 0.01
IGCC | 0 | 0 | 0 | 0 | 0 | 0
DemandResponse | 0 | 0 | 0 | 0 | 0 | 0
IGCC-CCS | 0 | 0 | 0 | 0 | 0 | 0
WT_off | 0 | 0 | 0 | 0 | 0 | 0
PseudoUnit | 0 | 0 | 0 | 0 | 0 | 0
FixedInterchange | 0 | 0 | 0 | 0 | 0 | 0
Total Fuel Consumption by Reporting Type: ALB
ReportingType | 2015 | 2020 | 2025 | 2030 | 2035 | 2040
BM | 0 | 0 | 0 | 0 | 0 | 0
CC | 138.72 | 178.11 | 205.3 | 246.39 | 280.66 | 320.06
CSP | 0 | 0 | 0 | 0 | 0 | 0
CT | 0 | 0 | 0 | 0 | 0 | 0
Coal | 470.15 | 470.15 | 470.15 | 470.15 | 470.15 | 470.15
Geo | 0 | 0 | 0 | 0 | 0 | 0
H | 0 | 0 | 0 | 0 | 0 | 0
LFG | 0 | 0 | 0 | 0 | 0 | 0
Nuc | 0 | 0 | 0 | 0 | 0 | 0
PS | 0 | 0 | 0 | 0 | 0 | 0
PV | 0 | 0 | 0 | 0 | 0 | 0
PeakG | 0 | 0 | 0 | 0 | 0 | 0
PeakO | 0 | 0 | 0 | 0 | 0 | 0
ST | 0 | 0 | 0 | 0 | 0 | 0
STOG | 0 | 0 | 0 | 0 | 0 | 0
STWD | 0 | 0 | 0 | 0 | 0 | 0
WT | 0 | 0 | 0 | 0 | 0 | 0
IGCC | 0 | 0 | 0 | 0 | 0 | 0
DemandResponse | 0 | 0 | 0 | 0 | 0 | 0
IGCC-CCS | 0 | 0 | 0 | 0 | 0 | 0
WT_off | 0 | 0 | 0 | 0 | 0 | 0
PseudoUnit | 0 | 0 | 0 | 0 | 0 | 0
FixedInterchange | 0 | 0 | 0 | 0 | 0 | 0
Total Fuel Consumption by Reporting Type: BC
ReportingType | 2015 | 2020 | 2025 | 2030 | 2035 | 2040
BM | 0 | 0 | 0 | 0 | 0 | 0
CC | 67.22 | 88.55 | 120.65 | 146.71 | 184.92 | 225.01
CSP | 0 | 0 | 0 | 0 | 0 | 0
CT | 0 | 0 | 0 | 0 | 0 | 0
Coal | 0 | 0 | 0 | 0 | 0 | 0
Geo | 0 | 0 | 0 | 0 | 0 | 0
H | 0 | 0 | 0 | 0 | 0 | 0
LFG | 0 | 0 | 0 | 0 | 0 | 0
Nuc | 0 | 0 | 0 | 0 | 0 | 0
PS | 0 | 0 | 0 | 0 | 0 | 0
PV | 0 | 0 | 0 | 0 | 0 | 0
PeakG | 0 | 0 | 0 | 0 | 0 | 0
PeakO | 0 | 0 | 0 | 0 | 0 | 0
ST | 0 | 0 | 0 | 0 | 0 | 0
STOG | 0 | 0 | 0 | 0 | 0 | 0
STWD | 0 | 0 | 0 | 0 | 0 | 0
WT | 0 | 0 | 0 | 0 | 0 | 0
IGCC | 0 | 0 | 0 | 0 | 0 | 0
DemandResponse | 0 | 0 | 0 | 0 | 0 | 0
IGCC-CCS | 0 | 0 | 0 | 0 | 0 | 0
WT_off | 0 | 0 | 0 | 0 | 0 | 0
PseudoUnit | 0 | 0 | 0 | 0 | 0 | 0
FixedInterchange | 0 | 0 | 0 | 0 | 0 | 0
Total Fuel Consumption by Reporting Type: HQ_IESO
ReportingType | 2015 | 2020 | 2025 | 2030 | 2035 | 2040
BM | 0 | 0 | 0 | 0 | 0 | 0
CC | 0 | 0 | 0 | 0 | 0 | 0
CSP | 0 | 0 | 0 | 0 | 0 | 0
CT | 0 | 0 | 0 | 0 | 0 | 0
Coal | 0 | 0 | 0 | 0 | 0 | 0
Geo | 0 | 0 | 0 | 0 | 0 | 0
H | 0 | 0 | 0 | 0 | 0 | 0
LFG | 0 | 0 | 0 | 0 | 0 | 0
Nuc | 0 | 0 | 0 | 0 | 0 | 0
PS | 0 | 0 | 0 | 0 | 0 | 0
PV | 0 | 0 | 0 | 0 | 0 | 0
PeakG | 0 | 0 | 0 | 0 | 0 | 0
PeakO | 0 | 0 | 0 | 0 | 0 | 0
ST | 0 | 0 | 0 | 0 | 0 | 0
STOG | 0 | 0 | 0 | 0 | 0 | 0
STWD | 0 | 0 | 0 | 0 | 0 | 0
WT | 0 | 0 | 0 | 0 | 0 | 0
IGCC | 0 | 0 | 0 | 0 | 0 | 0
DemandResponse | 0 | 0 | 0 | 0 | 0 | 0
IGCC-CCS | 0 | 0 | 0 | 0 | 0 | 0
WT_off | 0 | 0 | 0 | 0 | 0 | 0
PseudoUnit | 0 | 0 | 0 | 0 | 0 | 0
FixedInterchange | 0 | 0 | 0 | 0 | 0 | 0
Total Fuel Consumption by Reporting Type: HQ_NEISO
ReportingType | 2015 | 2020 | 2025 | 2030 | 2035 | 2040
BM | 0 | 0 | 0 | 0 | 0 | 0
CC | 0 | 0 | 0 | 0 | 0 | 0
CSP | 0 | 0 | 0 | 0 | 0 | 0
CT | 0 | 0 | 0 | 0 | 0 | 0
Coal | 0 | 0 | 0 | 0 | 0 | 0
Geo | 0 | 0 | 0 | 0 | 0 | 0
H | 0 | 0 | 0 | 0 | 0 | 0
LFG | 0 | 0 | 0 | 0 | 0 | 0
Nuc | 0 | 0 | 0 | 0 | 0 | 0
PS | 0 | 0 | 0 | 0 | 0 | 0
PV | 0 | 0 | 0 | 0 | 0 | 0
PeakG | 0 | 0 | 0 | 0 | 0 | 0
PeakO | 0 | 0 | 0 | 0 | 0 | 0
ST | 0 | 0 | 0 | 0 | 0 | 0
STOG | 0 | 0 | 0 | 0 | 0 | 0
STWD | 0 | 0 | 0 | 0 | 0 | 0
WT | 0 | 0 | 0 | 0 | 0 | 0
IGCC | 0 | 0 | 0 | 0 | 0 | 0
DemandResponse | 0 | 0 | 0 | 0 | 0 | 0
IGCC-CCS | 0 | 0 | 0 | 0 | 0 | 0
WT_off | 0 | 0 | 0 | 0 | 0 | 0
PseudoUnit | 0 | 0 | 0 | 0 | 0 | 0
FixedInterchange | 0.02 | 0.02 | 0.02 | 0.02 | 0.02 | 0.02
Total Fuel Consumption by Reporting Type: HQ_NY
ReportingType | 2015 | 2020 | 2025 | 2030 | 2035 | 2040
BM | 0 | 0 | 0 | 0 | 0 | 0
CC | 0 | 0 | 0 | 0 | 0 | 0
CSP | 0 | 0 | 0 | 0 | 0 | 0
CT | 0 | 0 | 0 | 0 | 0 | 0
Coal | 0 | 0 | 0 | 0 | 0 | 0
Geo | 0 | 0 | 0 | 0 | 0 | 0
H | 0 | 0 | 0 | 0 | 0 | 0
LFG | 0 | 0 | 0 | 0 | 0 | 0
Nuc | 0 | 0 | 0 | 0 | 0 | 0
PS | 0 | 0 | 0 | 0 | 0 | 0
PV | 0 | 0 | 0 | 0 | 0 | 0
PeakG | 0 | 0 | 0 | 0 | 0 | 0
PeakO | 0 | 0 | 0 | 0 | 0 | 0
ST | 0 | 0 | 0 | 0 | 0 | 0
STOG | 0 | 0 | 0 | 0 | 0 | 0
STWD | 0 | 0 | 0 | 0 | 0 | 0
WT | 0 | 0 | 0 | 0 | 0 | 0
IGCC | 0 | 0 | 0 | 0 | 0 | 0
DemandResponse | 0 | 0 | 0 | 0 | 0 | 0
IGCC-CCS | 0 | 0 | 0 | 0 | 0 | 0
WT_off | 0 | 0 | 0 | 0 | 0 | 0
PseudoUnit | 0 | 0 | 0 | 0 | 0 | 0
FixedInterchange | 0.01 | 0.01 | 0.01 | 0.01 | 0.01 | 0.01
Total Fuel Consumption by Reporting Type: MARITIMES
ReportingType | 2015 | 2020 | 2025 | 2030 | 2035 | 2040
BM | 0 | 0 | 0 | 0 | 0 | 0
CC | 0 | 0 | 0 | 0 | 0 | 0
CSP | 0 | 0 | 0 | 0 | 0 | 0
CT | 0 | 0 | 0 | 0 | 0 | 0
Coal | 0 | 0 | 0 | 0 | 0 | 0
Geo | 0 | 0 | 0 | 0 | 0 | 0
H | 0 | 0 | 0 | 0 | 0 | 0
LFG | 0 | 0 | 0 | 0 | 0 | 0
Nuc | 0 | 0 | 0 | 0 | 0 | 0
PS | 0 | 0 | 0 | 0 | 0 | 0
PV | 0 | 0 | 0 | 0 | 0 | 0
PeakG | 0 | 0 | 0 | 0 | 0 | 0
PeakO | 0 | 0 | 0 | 0 | 0 | 0
ST | 0 | 0 | 0 | 0 | 0 | 0
STOG | 0 | 0 | 0 | 0 | 0 | 0
STWD | 0 | 0 | 0 | 0 | 0 | 0
WT | 0 | 0 | 0 | 0 | 0 | 0
IGCC | 0 | 0 | 0 | 0 | 0 | 0
DemandResponse | 0 | 0 | 0 | 0 | 0 | 0
IGCC-CCS | 0 | 0 | 0 | 0 | 0 | 0
WT_off | 0 | 0 | 0 | 0 | 0 | 0
PseudoUnit | 0 | 0 | 0 | 0 | 0 | 0
FixedInterchange | 0.01 | 0.01 | 0.01 | 0.01 | 0.01 | 0.01
Total Fuel Consumption by Reporting Type: All
ReportingType | 2015 | 2020 | 2025 | 2030 | 2035 | 2040
BM | 28.59 | 68.77 | 117.27 | 136.59 | 159.57 | 166.71
CC | 8156.93 | 8095.3 | 8173.03 | 9137.84 | 10915.75 | 12009.88
CSP | 0 | 0 | 0 | 0 | 0 | 0
CT | 9.22 | 22.54 | 25.68 | 27.09 | 34.55 | 47.18
Coal | 17926.29 | 18612.99 | 19556.31 | 19841.82 | 20765.93 | 22156.02
Geo | 0.02 | 0.04 | 0.07 | 0.07 | 0.07 | 0.07
H | 0 | 0 | 0 | 0 | 0 | 0
LFG | 20.69 | 230.83 | 468.63 | 546.48 | 546.54 | 546.54
Nuc | 9611.91 | 9929.34 | 9929.34 | 9808.23 | 7627.8 | 6006.6
PS | 0 | 0 | 0 | 0 | 0 | 0
PV | 0 | 0.01 | 0.01 | 0.01 | 0.01 | 0.01
PeakG | 35.56 | 47.52 | 81.09 | 90.76 | 93.42 | 75.28
PeakO | 0 | 0 | 0 | 0 | 0 | 0
ST | 0 | 0.01 | 0.01 | 0.01 | 0.01 | 0.01
STOG | 156.82 | 175.43 | 210.33 | 205.87 | 197.89 | 187.43
STWD | 126.48 | 106.72 | 38 | 93.3 | 103.18 | 106.24
WT | 0.18 | 0.25 | 0.27 | 0.29 | 0.32 | 0.37
IGCC | 40.45 | 40.45 | 40.45 | 40.45 | 40.45 | 40.45
DemandResponse | 0 | 0 | 0 | 0 | 0 | 0
IGCC-CCS | 0 | 0 | 0 | 0 | 0 | 0
WT_off | 0 | 0 | 0.01 | 0.01 | 0 | 0
PseudoUnit | 0 | 0 | 0 | 0 | 0 | 0
FixedInterchange | 0.04 | 0.04 | 0.04 | 0.04 | 0.04 | 0.04
Total Fuel Consumption by Reporting Type: EI_US
ReportingType | 2015 | 2020 | 2025 | 2030 | 2035 | 2040
BM | 28.01 | 65.03 | 117.2 | 132.68 | 153.97 | 161.78
CC | 4877.31 | 4956.08 | 4934.91 | 5493.33 | 6802.63 | 7742.48
CSP | 0 | 0 | 0 | 0 | 0 | 0
CT | 9.22 | 22.49 | 24.59 | 25.41 | 34.04 | 45.14
Coal | 14255.19 | 14568.61 | 15345.25 | 15610.4 | 16429.15 | 17306.68
Geo | 0 | 0 | 0 | 0 | 0 | 0
H | 0 | 0 | 0 | 0 | 0 | 0
LFG | 15.24 | 94.32 | 304.14 | 346.39 | 346.39 | 346.39
Nuc | 7357.09 | 7674.53 | 7674.53 | 7553.42 | 5457.23 | 3961.98
PS | 0 | 0 | 0 | 0 | 0 | 0
PV | 0 | 0 | 0.01 | 0.01 | 0.01 | 0.01
PeakG | 35.44 | 46.86 | 76.99 | 83.6 | 86.69 | 73.55
PeakO | 0 | 0 | 0 | 0 | 0 | 0
ST | 0 | 0 | 0 | 0 | 0 | 0
STOG | 108.24 | 114.06 | 127.38 | 125.7 | 122.94 | 119.75
STWD | 77.68 | 57.28 | 37.53 | 61.81 | 71.51 | 74.52
WT | 0.11 | 0.14 | 0.16 | 0.18 | 0.22 | 0.25
IGCC | 40.45 | 40.45 | 40.45 | 40.45 | 40.45 | 40.45
DemandResponse | 0 | 0 | 0 | 0 | 0 | 0
IGCC-CCS | 0 | 0 | 0 | 0 | 0 | 0
WT_off | 0 | 0 | 0.01 | 0.01 | 0 | 0
PseudoUnit | 0 | 0 | 0 | 0 | 0 | 0
FixedInterchange | 0.03 | 0.03 | 0.03 | 0.03 | 0.03 | 0.03
Total Fuel Consumption by Reporting Type: EI_Canada
ReportingType | 2015 | 2020 | 2025 | 2030 | 2035 | 2040
BM | 0 | 0 | 0 | 0 | 0.04 | 0.04
CC | 68.54 | 87.06 | 98.87 | 117.69 | 200.76 | 315.79
CSP | 0 | 0 | 0 | 0 | 0 | 0
CT | 0 | 0 | 0 | 0.04 | 0.43 | 1.95
Coal | 1.45 | 2.83 | 6.93 | 24.24 | 44.65 | 50.95
Geo | 0 | 0 | 0 | 0 | 0 | 0
H | 0 | 0 | 0 | 0 | 0 | 0
LFG | 1.56 | 1.56 | 1.56 | 1.56 | 1.61 | 1.61
Nuc | 1064.72 | 1064.72 | 1064.72 | 1064.72 | 980.48 | 854.53
PS | 0 | 0 | 0 | 0 | 0 | 0
PV | 0 | 0 | 0 | 0 | 0 | 0
PeakG | 0 | 0 | 0.01 | 0.08 | 0.18 | 0.17
PeakO | 0 | 0 | 0 | 0 | 0 | 0
ST | 0 | 0 | 0 | 0 | 0 | 0
STOG | 0 | 0 | 0 | 0 | 0 | 0
STWD | 0 | 0 | 0 | 0 | 0 | 0
WT | 0.01 | 0.01 | 0.01 | 0.01 | 0 | 0
IGCC | 0 | 0 | 0 | 0 | 0 | 0
DemandResponse | 0 | 0 | 0 | 0 | 0 | 0
IGCC-CCS | 0 | 0 | 0 | 0 | 0 | 0
WT_off | 0 | 0 | 0 | 0 | 0 | 0
PseudoUnit | 0 | 0 | 0 | 0 | 0 | 0
FixedInterchange | 0 | 0 | 0 | 0 | 0 | 0
Total Fuel Consumption by Reporting Type: EI
ReportingType | 2015 | 2020 | 2025 | 2030 | 2035 | 2040
BM | 28.01 | 65.03 | 117.2 | 132.68 | 154.01 | 161.82
CC | 4945.85 | 5043.14 | 5033.78 | 5611.02 | 7003.39 | 8058.27
CSP | 0 | 0 | 0 | 0 | 0 | 0
CT | 9.22 | 22.49 | 24.59 | 25.44 | 34.47 | 47.09
Coal | 14256.63 | 14571.44 | 15352.18 | 15634.65 | 16473.8 | 17357.63
Geo | 0 | 0 | 0 | 0 | 0 | 0
H | 0 | 0 | 0 | 0 | 0 | 0
LFG | 16.8 | 95.89 | 305.7 | 347.95 | 348.01 | 348.01
Nuc | 8421.82 | 8739.25 | 8739.25 | 8618.15 | 6437.71 | 4816.51
PS | 0 | 0 | 0 | 0 | 0 | 0
PV | 0 | 0 | 0.01 | 0.01 | 0.01 | 0.01
PeakG | 35.44 | 46.86 | 76.99 | 83.69 | 86.87 | 73.72
PeakO | 0 | 0 | 0 | 0 | 0 | 0
ST | 0 | 0 | 0 | 0 | 0 | 0
STOG | 108.24 | 114.06 | 127.38 | 125.7 | 122.94 | 119.75
STWD | 77.68 | 57.28 | 37.53 | 61.81 | 71.51 | 74.52
WT | 0.12 | 0.15 | 0.17 | 0.19 | 0.22 | 0.26
IGCC | 40.45 | 40.45 | 40.45 | 40.45 | 40.45 | 40.45
DemandResponse | 0 | 0 | 0 | 0 | 0 | 0
IGCC-CCS | 0 | 0 | 0 | 0 | 0 | 0
WT_off | 0 | 0 | 0.01 | 0.01 | 0 | 0
PseudoUnit | 0 | 0 | 0 | 0 | 0 | 0
FixedInterchange | 0.04 | 0.04 | 0.04 | 0.04 | 0.04 | 0.04
Total Fuel Consumption by Reporting Type: Outside_EI
ReportingType | 2015 | 2020 | 2025 | 2030 | 2035 | 2040
BM | 0.58 | 3.74 | 0.08 | 3.9 | 5.56 | 4.89
CC | 3211.07 | 3052.16 | 3139.25 | 3526.82 | 3912.37 | 3951.61
CSP | 0 | 0 | 0 | 0 | 0 | 0
CT | 0 | 0.06 | 1.09 | 1.65 | 0.09 | 0.09
Coal | 3669.66 | 4041.55 | 4204.12 | 4207.18 | 4292.13 | 4798.39
Geo | 0.02 | 0.04 | 0.07 | 0.07 | 0.07 | 0.07
H | 0 | 0 | 0 | 0 | 0 | 0
LFG | 3.89 | 134.95 | 162.93 | 198.53 | 198.53 | 198.53
Nuc | 1190.09 | 1190.09 | 1190.09 | 1190.09 | 1190.09 | 1190.09
PS | 0 | 0 | 0 | 0 | 0 | 0
PV | 0 | 0 | 0 | 0 | 0 | 0
PeakG | 0.12 | 0.66 | 4.1 | 7.07 | 6.54 | 1.56
PeakO | 0 | 0 | 0 | 0 | 0 | 0
ST | 0 | 0.01 | 0.01 | 0.01 | 0.01 | 0.01
STOG | 48.58 | 61.37 | 82.95 | 80.17 | 74.95 | 67.68
STWD | 48.8 | 49.44 | 0.47 | 31.49 | 31.68 | 31.71
WT | 0.06 | 0.1 | 0.1 | 0.1 | 0.1 | 0.11
IGCC | 0 | 0 | 0 | 0 | 0 | 0
DemandResponse | 0 | 0 | 0 | 0 | 0 | 0
IGCC-CCS | 0 | 0 | 0 | 0 | 0 | 0
WT_off | 0 | 0 | 0 | 0 | 0 | 0
PseudoUnit | 0 | 0 | 0 | 0 | 0 | 0
FixedInterchange | 0 | 0 | 0 | 0 | 0 | 0
#5 | Annual Emmission Levels
SO2 Emissions (MMshortTons): Entergy
ReportingType | 2015 | 2020 | 2025 | 2030 | 2035 | 2040
BM | 0 | 0 | 0 | 0 | 0 | 0
CC | 0 | 0 | 0 | 0 | 0 | 0
CSP | 0 | 0 | 0 | 0 | 0 | 0
CT | 0 | 0 | 0 | 0 | 0 | 0
Coal | 0.21 | 0.21 | 0.21 | 0.21 | 0.21 | 0.24
Geo | 0 | 0 | 0 | 0 | 0 | 0
H | 0 | 0 | 0 | 0 | 0 | 0
LFG | 0 | 0 | 0 | 0 | 0 | 0
Nuc | 0 | 0 | 0 | 0 | 0 | 0
PS | 0 | 0 | 0 | 0 | 0 | 0
PV | 0 | 0 | 0 | 0 | 0 | 0
PeakG | 0 | 0 | 0 | 0 | 0 | 0
PeakO | 0 | 0 | 0 | 0 | 0 | 0
ST | 0 | 0 | 0 | 0 | 0 | 0
STOG | 0 | 0 | 0 | 0 | 0 | 0
STWD | 0 | 0 | 0 | 0 | 0 | 0
WT | 0 | 0 | 0 | 0 | 0 | 0
IGCC | 0 | 0 | 0 | 0 | 0 | 0
DemandResponse | 0 | 0 | 0 | 0 | 0 | 0
IGCC-CCS | 0 | 0 | 0 | 0 | 0 | 0
WT_off | 0 | 0 | 0 | 0 | 0 | 0
PseudoUnit | 0 | 0 | 0 | 0 | 0 | 0
FixedInterchange | 0 | 0 | 0 | 0 | 0 | 0
SO2 Emissions (MMshortTons): FRCC
ReportingType | 2015 | 2020 | 2025 | 2030 | 2035 | 2040
BM | 0 | 0 | 0 | 0 | 0 | 0
CC | 0 | 0 | 0 | 0 | 0 | 0
CSP | 0 | 0 | 0 | 0 | 0 | 0
CT | 0 | 0 | 0 | 0 | 0 | 0
Coal | 0.08 | 0.03 | 0.05 | 0.04 | 0.04 | 0.04
Geo | 0 | 0 | 0 | 0 | 0 | 0
H | 0 | 0 | 0 | 0 | 0 | 0
LFG | 0 | 0 | 0 | 0 | 0 | 0
Nuc | 0 | 0 | 0 | 0 | 0 | 0
PS | 0 | 0 | 0 | 0 | 0 | 0
PV | 0 | 0 | 0 | 0 | 0 | 0
PeakG | 0 | 0 | 0 | 0 | 0 | 0
PeakO | 0 | 0 | 0 | 0 | 0 | 0
ST | 0 | 0 | 0 | 0 | 0 | 0
STOG | 0 | 0 | 0 | 0 | 0 | 0
STWD | 0 | 0 | 0 | 0 | 0 | 0
WT | 0 | 0 | 0 | 0 | 0 | 0
IGCC | 0 | 0 | 0 | 0 | 0 | 0
DemandResponse | 0 | 0 | 0 | 0 | 0 | 0
IGCC-CCS | 0 | 0 | 0 | 0 | 0 | 0
WT_off | 0 | 0 | 0 | 0 | 0 | 0
PseudoUnit | 0 | 0 | 0 | 0 | 0 | 0
FixedInterchange | 0 | 0 | 0 | 0 | 0 | 0
SO2 Emissions (MMshortTons): MAPP_US
ReportingType | 2015 | 2020 | 2025 | 2030 | 2035 | 2040
BM | 0 | 0 | 0 | 0 | 0 | 0
CC | 0 | 0 | 0 | 0 | 0 | 0
CSP | 0 | 0 | 0 | 0 | 0 | 0
CT | 0 | 0 | 0 | 0 | 0 | 0
Coal | 0.04 | 0.04 | 0.04 | 0.04 | 0.04 | 0.03
Geo | 0 | 0 | 0 | 0 | 0 | 0
H | 0 | 0 | 0 | 0 | 0 | 0
LFG | 0 | 0 | 0 | 0 | 0 | 0
Nuc | 0 | 0 | 0 | 0 | 0 | 0
PS | 0 | 0 | 0 | 0 | 0 | 0
PV | 0 | 0 | 0 | 0 | 0 | 0
PeakG | 0 | 0 | 0 | 0 | 0 | 0
PeakO | 0 | 0 | 0 | 0 | 0 | 0
ST | 0 | 0 | 0 | 0 | 0 | 0
STOG | 0 | 0 | 0 | 0 | 0 | 0
STWD | 0 | 0 | 0 | 0 | 0 | 0
WT | 0 | 0 | 0 | 0 | 0 | 0
IGCC | 0 | 0 | 0 | 0 | 0 | 0
DemandResponse | 0 | 0 | 0 | 0 | 0 | 0
IGCC-CCS | 0 | 0 | 0 | 0 | 0 | 0
WT_off | 0 | 0 | 0 | 0 | 0 | 0
PseudoUnit | 0 | 0 | 0 | 0 | 0 | 0
FixedInterchange | 0 | 0 | 0 | 0 | 0 | 0
SO2 Emissions (MMshortTons): MISO_IN
ReportingType | 2015 | 2020 | 2025 | 2030 | 2035 | 2040
BM | 0 | 0 | 0 | 0 | 0 | 0
CC | 0 | 0 | 0 | 0 | 0 | 0
CSP | 0 | 0 | 0 | 0 | 0 | 0
CT | 0 | 0 | 0 | 0 | 0 | 0
Coal | 0.22 | 0.23 | 0.24 | 0.19 | 0.17 | 0.23
Geo | 0 | 0 | 0 | 0 | 0 | 0
H | 0 | 0 | 0 | 0 | 0 | 0
LFG | 0 | 0 | 0 | 0 | 0 | 0
Nuc | 0 | 0 | 0 | 0 | 0 | 0
PS | 0 | 0 | 0 | 0 | 0 | 0
PV | 0 | 0 | 0 | 0 | 0 | 0
PeakG | 0 | 0 | 0 | 0 | 0 | 0
PeakO | 0 | 0 | 0 | 0 | 0 | 0
ST | 0 | 0 | 0 | 0 | 0 | 0
STOG | 0 | 0 | 0 | 0 | 0 | 0
STWD | 0 | 0 | 0 | 0 | 0 | 0
WT | 0 | 0 | 0 | 0 | 0 | 0
IGCC | 0 | 0 | 0 | 0 | 0 | 0
DemandResponse | 0 | 0 | 0 | 0 | 0 | 0
IGCC-CCS | 0 | 0 | 0 | 0 | 0 | 0
WT_off | 0 | 0 | 0 | 0 | 0 | 0
PseudoUnit | 0 | 0 | 0 | 0 | 0 | 0
FixedInterchange | 0 | 0 | 0 | 0 | 0 | 0
SO2 Emissions (MMshortTons): MISO_MI
ReportingType | 2015 | 2020 | 2025 | 2030 | 2035 | 2040
BM | 0 | 0 | 0 | 0 | 0 | 0
CC | 0 | 0 | 0 | 0 | 0 | 0
CSP | 0 | 0 | 0 | 0 | 0 | 0
CT | 0 | 0 | 0 | 0 | 0 | 0
Coal | 0.24 | 0.25 | 0.25 | 0.25 | 0.26 | 0.08
Geo | 0 | 0 | 0 | 0 | 0 | 0
H | 0 | 0 | 0 | 0 | 0 | 0
LFG | 0 | 0 | 0 | 0 | 0 | 0
Nuc | 0 | 0 | 0 | 0 | 0 | 0
PS | 0 | 0 | 0 | 0 | 0 | 0
PV | 0 | 0 | 0 | 0 | 0 | 0
PeakG | 0 | 0 | 0 | 0 | 0 | 0
PeakO | 0 | 0 | 0 | 0 | 0 | 0
ST | 0 | 0 | 0 | 0 | 0 | 0
STOG | 0 | 0 | 0 | 0 | 0 | 0
STWD | 0 | 0 | 0 | 0 | 0 | 0
WT | 0 | 0 | 0 | 0 | 0 | 0
IGCC | 0 | 0 | 0 | 0 | 0 | 0
DemandResponse | 0 | 0 | 0 | 0 | 0 | 0
IGCC-CCS | 0 | 0 | 0 | 0 | 0 | 0
WT_off | 0 | 0 | 0 | 0 | 0 | 0
PseudoUnit | 0 | 0 | 0 | 0 | 0 | 0
FixedInterchange | 0 | 0 | 0 | 0 | 0 | 0
SO2 Emissions (MMshortTons): MISO_MO-IL
ReportingType | 2015 | 2020 | 2025 | 2030 | 2035 | 2040
BM | 0 | 0 | 0 | 0 | 0 | 0
CC | 0 | 0 | 0 | 0 | 0 | 0
CSP | 0 | 0 | 0 | 0 | 0 | 0
CT | 0 | 0 | 0 | 0 | 0 | 0
Coal | 0.26 | 0.26 | 0.27 | 0.27 | 0.26 | 0.36
Geo | 0 | 0 | 0 | 0 | 0 | 0
H | 0 | 0 | 0 | 0 | 0 | 0
LFG | 0 | 0 | 0 | 0 | 0 | 0
Nuc | 0 | 0 | 0 | 0 | 0 | 0
PS | 0 | 0 | 0 | 0 | 0 | 0
PV | 0 | 0 | 0 | 0 | 0 | 0
PeakG | 0 | 0 | 0 | 0 | 0 | 0
PeakO | 0 | 0 | 0 | 0 | 0 | 0
ST | 0 | 0 | 0 | 0 | 0 | 0
STOG | 0 | 0 | 0 | 0 | 0 | 0
STWD | 0 | 0 | 0 | 0 | 0 | 0
WT | 0 | 0 | 0 | 0 | 0 | 0
IGCC | 0 | 0 | 0 | 0 | 0 | 0
DemandResponse | 0 | 0 | 0 | 0 | 0 | 0
IGCC-CCS | 0 | 0 | 0 | 0 | 0 | 0
WT_off | 0 | 0 | 0 | 0 | 0 | 0
PseudoUnit | 0 | 0 | 0 | 0 | 0 | 0
FixedInterchange | 0 | 0 | 0 | 0 | 0 | 0
SO2 Emissions (MMshortTons): MISO_W
ReportingType | 2015 | 2020 | 2025 | 2030 | 2035 | 2040
BM | 0 | 0 | 0 | 0 | 0 | 0
CC | 0 | 0 | 0 | 0 | 0 | 0
CSP | 0 | 0 | 0 | 0 | 0 | 0
CT | 0 | 0 | 0 | 0 | 0 | 0
Coal | 0.21 | 0.21 | 0.22 | 0.22 | 0.22 | 0.07
Geo | 0 | 0 | 0 | 0 | 0 | 0
H | 0 | 0 | 0 | 0 | 0 | 0
LFG | 0 | 0 | 0 | 0 | 0 | 0
Nuc | 0 | 0 | 0 | 0 | 0 | 0
PS | 0 | 0 | 0 | 0 | 0 | 0
PV | 0 | 0 | 0 | 0 | 0 | 0
PeakG | 0 | 0 | 0 | 0 | 0 | 0
PeakO | 0 | 0 | 0 | 0 | 0 | 0
ST | 0 | 0 | 0 | 0 | 0 | 0
STOG | 0 | 0 | 0 | 0 | 0 | 0
STWD | 0 | 0 | 0 | 0 | 0 | 0
WT | 0 | 0 | 0 | 0 | 0 | 0
IGCC | 0 | 0 | 0 | 0 | 0 | 0
DemandResponse | 0 | 0 | 0 | 0 | 0 | 0
IGCC-CCS | 0 | 0 | 0 | 0 | 0 | 0
WT_off | 0 | 0 | 0 | 0 | 0 | 0
PseudoUnit | 0 | 0 | 0 | 0 | 0 | 0
FixedInterchange | 0 | 0 | 0 | 0 | 0 | 0
SO2 Emissions (MMshortTons): MISO_WUMS
ReportingType | 2015 | 2020 | 2025 | 2030 | 2035 | 2040
BM | 0 | 0 | 0 | 0 | 0 | 0
CC | 0 | 0 | 0 | 0 | 0 | 0
CSP | 0 | 0 | 0 | 0 | 0 | 0
CT | 0 | 0 | 0 | 0 | 0 | 0
Coal | 0.05 | 0.07 | 0.06 | 0.07 | 0.07 | 0.03
Geo | 0 | 0 | 0 | 0 | 0 | 0
H | 0 | 0 | 0 | 0 | 0 | 0
LFG | 0 | 0 | 0 | 0 | 0 | 0
Nuc | 0 | 0 | 0 | 0 | 0 | 0
PS | 0 | 0 | 0 | 0 | 0 | 0
PV | 0 | 0 | 0 | 0 | 0 | 0
PeakG | 0 | 0 | 0 | 0 | 0 | 0
PeakO | 0 | 0 | 0 | 0 | 0 | 0
ST | 0 | 0 | 0 | 0 | 0 | 0
STOG | 0 | 0 | 0 | 0 | 0 | 0
STWD | 0 | 0 | 0 | 0 | 0 | 0
WT | 0 | 0 | 0 | 0 | 0 | 0
IGCC | 0 | 0 | 0 | 0 | 0 | 0
DemandResponse | 0 | 0 | 0 | 0 | 0 | 0
IGCC-CCS | 0 | 0 | 0 | 0 | 0 | 0
WT_off | 0 | 0 | 0 | 0 | 0 | 0
PseudoUnit | 0 | 0 | 0 | 0 | 0 | 0
FixedInterchange | 0 | 0 | 0 | 0 | 0 | 0
SO2 Emissions (MMshortTons): Nebraska
ReportingType | 2015 | 2020 | 2025 | 2030 | 2035 | 2040
BM | 0 | 0 | 0 | 0 | 0 | 0
CC | 0 | 0 | 0 | 0 | 0 | 0
CSP | 0 | 0 | 0 | 0 | 0 | 0
CT | 0 | 0 | 0 | 0 | 0 | 0
Coal | 0.1 | 0.1 | 0.1 | 0.1 | 0.11 | 0.02
Geo | 0 | 0 | 0 | 0 | 0 | 0
H | 0 | 0 | 0 | 0 | 0 | 0
LFG | 0 | 0 | 0 | 0 | 0 | 0
Nuc | 0 | 0 | 0 | 0 | 0 | 0
PS | 0 | 0 | 0 | 0 | 0 | 0
PV | 0 | 0 | 0 | 0 | 0 | 0
PeakG | 0 | 0 | 0 | 0 | 0 | 0
PeakO | 0 | 0 | 0 | 0 | 0 | 0
ST | 0 | 0 | 0 | 0 | 0 | 0
STOG | 0 | 0 | 0 | 0 | 0 | 0
STWD | 0 | 0 | 0 | 0 | 0 | 0
WT | 0 | 0 | 0 | 0 | 0 | 0
IGCC | 0 | 0 | 0 | 0 | 0 | 0
DemandResponse | 0 | 0 | 0 | 0 | 0 | 0
IGCC-CCS | 0 | 0 | 0 | 0 | 0 | 0
WT_off | 0 | 0 | 0 | 0 | 0 | 0
PseudoUnit | 0 | 0 | 0 | 0 | 0 | 0
FixedInterchange | 0 | 0 | 0 | 0 | 0 | 0
SO2 Emissions (MMshortTons): NEISO
ReportingType | 2015 | 2020 | 2025 | 2030 | 2035 | 2040
BM | 0 | 0 | 0 | 0 | 0 | 0
CC | 0 | 0 | 0 | 0 | 0 | 0
CSP | 0 | 0 | 0 | 0 | 0 | 0
CT | 0 | 0 | 0 | 0 | 0 | 0
Coal | 0 | 0 | 0 | 0 | 0 | 0
Geo | 0 | 0 | 0 | 0 | 0 | 0
H | 0 | 0 | 0 | 0 | 0 | 0
LFG | 0 | 0 | 0 | 0 | 0 | 0
Nuc | 0 | 0 | 0 | 0 | 0 | 0
PS | 0 | 0 | 0 | 0 | 0 | 0
PV | 0 | 0 | 0 | 0 | 0 | 0
PeakG | 0 | 0 | 0 | 0 | 0 | 0
PeakO | 0 | 0 | 0 | 0 | 0 | 0
ST | 0 | 0 | 0 | 0 | 0 | 0
STOG | 0 | 0 | 0 | 0 | 0 | 0
STWD | 0 | 0 | 0 | 0 | 0 | 0
WT | 0 | 0 | 0 | 0 | 0 | 0
IGCC | 0 | 0 | 0 | 0 | 0 | 0
DemandResponse | 0 | 0 | 0 | 0 | 0 | 0
IGCC-CCS | 0 | 0 | 0 | 0 | 0 | 0
WT_off | 0 | 0 | 0 | 0 | 0 | 0
PseudoUnit | 0 | 0 | 0 | 0 | 0 | 0
FixedInterchange | 0 | 0 | 0 | 0 | 0 | 0
SO2 Emissions (MMshortTons): NonRTO_Midwest
ReportingType | 2015 | 2020 | 2025 | 2030 | 2035 | 2040
BM | 0 | 0 | 0 | 0 | 0 | 0
CC | 0 | 0 | 0 | 0 | 0 | 0
CSP | 0 | 0 | 0 | 0 | 0 | 0
CT | 0 | 0 | 0 | 0 | 0 | 0
Coal | 0.1 | 0.12 | 0.12 | 0.09 | 0.1 | 0.12
Geo | 0 | 0 | 0 | 0 | 0 | 0
H | 0 | 0 | 0 | 0 | 0 | 0
LFG | 0 | 0 | 0 | 0 | 0 | 0
Nuc | 0 | 0 | 0 | 0 | 0 | 0
PS | 0 | 0 | 0 | 0 | 0 | 0
PV | 0 | 0 | 0 | 0 | 0 | 0
PeakG | 0 | 0 | 0 | 0 | 0 | 0
PeakO | 0 | 0 | 0 | 0 | 0 | 0
ST | 0 | 0 | 0 | 0 | 0 | 0
STOG | 0 | 0 | 0 | 0 | 0 | 0
STWD | 0 | 0 | 0 | 0 | 0 | 0
WT | 0 | 0 | 0 | 0 | 0 | 0
IGCC | 0 | 0 | 0 | 0 | 0 | 0
DemandResponse | 0 | 0 | 0 | 0 | 0 | 0
IGCC-CCS | 0 | 0 | 0 | 0 | 0 | 0
WT_off | 0 | 0 | 0 | 0 | 0 | 0
PseudoUnit | 0 | 0 | 0 | 0 | 0 | 0
FixedInterchange | 0 | 0 | 0 | 0 | 0 | 0
SO2 Emissions (MMshortTons): NYISO_A-F
ReportingType | 2015 | 2020 | 2025 | 2030 | 2035 | 2040
BM | 0 | 0 | 0 | 0 | 0 | 0
CC | 0 | 0 | 0 | 0 | 0 | 0
CSP | 0 | 0 | 0 | 0 | 0 | 0
CT | 0 | 0 | 0 | 0 | 0 | 0
Coal | 0 | 0 | 0 | 0 | 0 | 0
Geo | 0 | 0 | 0 | 0 | 0 | 0
H | 0 | 0 | 0 | 0 | 0 | 0
LFG | 0 | 0 | 0 | 0 | 0 | 0
Nuc | 0 | 0 | 0 | 0 | 0 | 0
PS | 0 | 0 | 0 | 0 | 0 | 0
PV | 0 | 0 | 0 | 0 | 0 | 0
PeakG | 0 | 0 | 0 | 0 | 0 | 0
PeakO | 0 | 0 | 0 | 0 | 0 | 0
ST | 0 | 0 | 0 | 0 | 0 | 0
STOG | 0 | 0 | 0 | 0 | 0 | 0
STWD | 0 | 0 | 0 | 0 | 0 | 0
WT | 0 | 0 | 0 | 0 | 0 | 0
IGCC | 0 | 0 | 0 | 0 | 0 | 0
DemandResponse | 0 | 0 | 0 | 0 | 0 | 0
IGCC-CCS | 0 | 0 | 0 | 0 | 0 | 0
WT_off | 0 | 0 | 0 | 0 | 0 | 0
PseudoUnit | 0 | 0 | 0 | 0 | 0 | 0
FixedInterchange | 0 | 0 | 0 | 0 | 0 | 0
SO2 Emissions (MMshortTons): NYISO_G-I
ReportingType | 2015 | 2020 | 2025 | 2030 | 2035 | 2040
BM | 0 | 0 | 0 | 0 | 0 | 0
CC | 0 | 0 | 0 | 0 | 0 | 0
CSP | 0 | 0 | 0 | 0 | 0 | 0
CT | 0 | 0 | 0 | 0 | 0 | 0
Coal | 0 | 0 | 0 | 0 | 0 | 0
Geo | 0 | 0 | 0 | 0 | 0 | 0
H | 0 | 0 | 0 | 0 | 0 | 0
LFG | 0 | 0 | 0 | 0 | 0 | 0
Nuc | 0 | 0 | 0 | 0 | 0 | 0
PS | 0 | 0 | 0 | 0 | 0 | 0
PV | 0 | 0 | 0 | 0 | 0 | 0
PeakG | 0 | 0 | 0 | 0 | 0 | 0
PeakO | 0 | 0 | 0 | 0 | 0 | 0
ST | 0 | 0 | 0 | 0 | 0 | 0
STOG | 0 | 0 | 0 | 0 | 0 | 0
STWD | 0 | 0 | 0 | 0 | 0 | 0
WT | 0 | 0 | 0 | 0 | 0 | 0
IGCC | 0 | 0 | 0 | 0 | 0 | 0
DemandResponse | 0 | 0 | 0 | 0 | 0 | 0
IGCC-CCS | 0 | 0 | 0 | 0 | 0 | 0
WT_off | 0 | 0 | 0 | 0 | 0 | 0
PseudoUnit | 0 | 0 | 0 | 0 | 0 | 0
FixedInterchange | 0 | 0 | 0 | 0 | 0 | 0
SO2 Emissions (MMshortTons): NYISO_J-K
ReportingType | 2015 | 2020 | 2025 | 2030 | 2035 | 2040
BM | 0 | 0 | 0 | 0 | 0 | 0
CC | 0 | 0 | 0 | 0 | 0 | 0
CSP | 0 | 0 | 0 | 0 | 0 | 0
CT | 0 | 0 | 0 | 0 | 0 | 0
Coal | 0 | 0 | 0 | 0 | 0 | 0
Geo | 0 | 0 | 0 | 0 | 0 | 0
H | 0 | 0 | 0 | 0 | 0 | 0
LFG | 0 | 0 | 0 | 0 | 0 | 0
Nuc | 0 | 0 | 0 | 0 | 0 | 0
PS | 0 | 0 | 0 | 0 | 0 | 0
PV | 0 | 0 | 0 | 0 | 0 | 0
PeakG | 0 | 0 | 0 | 0 | 0 | 0
PeakO | 0 | 0 | 0 | 0 | 0 | 0
ST | 0 | 0 | 0 | 0 | 0 | 0
STOG | 0 | 0 | 0 | 0 | 0 | 0
STWD | 0 | 0 | 0 | 0 | 0 | 0
WT | 0 | 0 | 0 | 0 | 0 | 0
IGCC | 0 | 0 | 0 | 0 | 0 | 0
DemandResponse | 0 | 0 | 0 | 0 | 0 | 0
IGCC-CCS | 0 | 0 | 0 | 0 | 0 | 0
WT_off | 0 | 0 | 0 | 0 | 0 | 0
PseudoUnit | 0 | 0 | 0 | 0 | 0 | 0
FixedInterchange | 0 | 0 | 0 | 0 | 0 | 0
SO2 Emissions (MMshortTons): PJM_E
ReportingType | 2015 | 2020 | 2025 | 2030 | 2035 | 2040
BM | 0 | 0 | 0 | 0 | 0 | 0
CC | 0 | 0 | 0 | 0 | 0 | 0
CSP | 0 | 0 | 0 | 0 | 0 | 0
CT | 0 | 0 | 0 | 0 | 0 | 0
Coal | 0 | 0 | 0 | 0 | 0 | 0
Geo | 0 | 0 | 0 | 0 | 0 | 0
H | 0 | 0 | 0 | 0 | 0 | 0
LFG | 0 | 0 | 0 | 0 | 0 | 0
Nuc | 0 | 0 | 0 | 0 | 0 | 0
PS | 0 | 0 | 0 | 0 | 0 | 0
PV | 0 | 0 | 0 | 0 | 0 | 0
PeakG | 0 | 0 | 0 | 0 | 0 | 0
PeakO | 0 | 0 | 0 | 0 | 0 | 0
ST | 0 | 0 | 0 | 0 | 0 | 0
STOG | 0 | 0 | 0 | 0 | 0 | 0
STWD | 0 | 0 | 0 | 0 | 0 | 0
WT | 0 | 0 | 0 | 0 | 0 | 0
IGCC | 0 | 0 | 0 | 0 | 0 | 0
DemandResponse | 0 | 0 | 0 | 0 | 0 | 0
IGCC-CCS | 0 | 0 | 0 | 0 | 0 | 0
WT_off | 0 | 0 | 0 | 0 | 0 | 0
PseudoUnit | 0 | 0 | 0 | 0 | 0 | 0
FixedInterchange | 0 | 0 | 0 | 0 | 0 | 0
SO2 Emissions (MMshortTons): PJM_ROM
ReportingType | 2015 | 2020 | 2025 | 2030 | 2035 | 2040
BM | 0 | 0 | 0 | 0 | 0 | 0
CC | 0 | 0 | 0 | 0 | 0 | 0
CSP | 0 | 0 | 0 | 0 | 0 | 0
CT | 0 | 0 | 0 | 0 | 0 | 0
Coal | 0.14 | 0.12 | 0.14 | 0.05 | 0.05 | 0.06
Geo | 0 | 0 | 0 | 0 | 0 | 0
H | 0 | 0 | 0 | 0 | 0 | 0
LFG | 0 | 0 | 0 | 0 | 0 | 0
Nuc | 0 | 0 | 0 | 0 | 0 | 0
PS | 0 | 0 | 0 | 0 | 0 | 0
PV | 0 | 0 | 0 | 0 | 0 | 0
PeakG | 0 | 0 | 0 | 0 | 0 | 0
PeakO | 0 | 0 | 0 | 0 | 0 | 0
ST | 0 | 0 | 0 | 0 | 0 | 0
STOG | 0 | 0 | 0 | 0 | 0 | 0
STWD | 0 | 0 | 0 | 0 | 0 | 0
WT | 0 | 0 | 0 | 0 | 0 | 0
IGCC | 0 | 0 | 0 | 0 | 0 | 0
DemandResponse | 0 | 0 | 0 | 0 | 0 | 0
IGCC-CCS | 0 | 0 | 0 | 0 | 0 | 0
WT_off | 0 | 0 | 0 | 0 | 0 | 0
PseudoUnit | 0 | 0 | 0 | 0 | 0 | 0
FixedInterchange | 0 | 0 | 0 | 0 | 0 | 0
SO2 Emissions (MMshortTons): PJM_ROR
ReportingType | 2015 | 2020 | 2025 | 2030 | 2035 | 2040
BM | 0 | 0 | 0 | 0 | 0 | 0
CC | 0 | 0 | 0 | 0 | 0 | 0
CSP | 0 | 0 | 0 | 0 | 0 | 0
CT | 0 | 0 | 0 | 0 | 0 | 0
Coal | 1.26 | 1.07 | 1 | 0.92 | 0.75 | 0.73
Geo | 0 | 0 | 0 | 0 | 0 | 0
H | 0 | 0 | 0 | 0 | 0 | 0
LFG | 0 | 0 | 0 | 0 | 0 | 0
Nuc | 0 | 0 | 0 | 0 | 0 | 0
PS | 0 | 0 | 0 | 0 | 0 | 0
PV | 0 | 0 | 0 | 0 | 0 | 0
PeakG | 0 | 0 | 0 | 0 | 0 | 0
PeakO | 0 | 0 | 0 | 0 | 0 | 0
ST | 0 | 0 | 0 | 0 | 0 | 0
STOG | 0 | 0 | 0 | 0 | 0 | 0
STWD | 0 | 0 | 0 | 0 | 0 | 0
WT | 0 | 0 | 0 | 0 | 0 | 0
IGCC | 0 | 0 | 0 | 0 | 0 | 0
DemandResponse | 0 | 0 | 0 | 0 | 0 | 0
IGCC-CCS | 0 | 0 | 0 | 0 | 0 | 0
WT_off | 0 | 0 | 0 | 0 | 0 | 0
PseudoUnit | 0 | 0 | 0 | 0 | 0 | 0
FixedInterchange | 0 | 0 | 0 | 0 | 0 | 0
SO2 Emissions (MMshortTons): SOCO
ReportingType | 2015 | 2020 | 2025 | 2030 | 2035 | 2040
BM | 0 | 0 | 0 | 0 | 0 | 0
CC | 0 | 0 | 0 | 0 | 0 | 0
CSP | 0 | 0 | 0 | 0 | 0 | 0
CT | 0 | 0 | 0 | 0 | 0 | 0
Coal | 0.26 | 0.27 | 0.25 | 0.23 | 0.21 | 0.23
Geo | 0 | 0 | 0 | 0 | 0 | 0
H | 0 | 0 | 0 | 0 | 0 | 0
LFG | 0 | 0 | 0 | 0 | 0 | 0
Nuc | 0 | 0 | 0 | 0 | 0 | 0
PS | 0 | 0 | 0 | 0 | 0 | 0
PV | 0 | 0 | 0 | 0 | 0 | 0
PeakG | 0 | 0 | 0 | 0 | 0 | 0
PeakO | 0 | 0 | 0 | 0 | 0 | 0
ST | 0 | 0 | 0 | 0 | 0 | 0
STOG | 0 | 0 | 0 | 0 | 0 | 0
STWD | 0 | 0 | 0 | 0 | 0 | 0
WT | 0 | 0 | 0 | 0 | 0 | 0
IGCC | 0 | 0 | 0 | 0 | 0 | 0
DemandResponse | 0 | 0 | 0 | 0 | 0 | 0
IGCC-CCS | 0 | 0 | 0 | 0 | 0 | 0
WT_off | 0 | 0 | 0 | 0 | 0 | 0
PseudoUnit | 0 | 0 | 0 | 0 | 0 | 0
FixedInterchange | 0 | 0 | 0 | 0 | 0 | 0
SO2 Emissions (MMshortTons): SPP_N
ReportingType | 2015 | 2020 | 2025 | 2030 | 2035 | 2040
BM | 0 | 0 | 0 | 0 | 0 | 0
CC | 0 | 0 | 0 | 0 | 0 | 0
CSP | 0 | 0 | 0 | 0 | 0 | 0
CT | 0 | 0 | 0 | 0 | 0 | 0
Coal | 0.08 | 0.08 | 0.08 | 0.08 | 0.08 | 0.04
Geo | 0 | 0 | 0 | 0 | 0 | 0
H | 0 | 0 | 0 | 0 | 0 | 0
LFG | 0 | 0 | 0 | 0 | 0 | 0
Nuc | 0 | 0 | 0 | 0 | 0 | 0
PS | 0 | 0 | 0 | 0 | 0 | 0
PV | 0 | 0 | 0 | 0 | 0 | 0
PeakG | 0 | 0 | 0 | 0 | 0 | 0
PeakO | 0 | 0 | 0 | 0 | 0 | 0
ST | 0 | 0 | 0 | 0 | 0 | 0
STOG | 0 | 0 | 0 | 0 | 0 | 0
STWD | 0 | 0 | 0 | 0 | 0 | 0
WT | 0 | 0 | 0 | 0 | 0 | 0
IGCC | 0 | 0 | 0 | 0 | 0 | 0
DemandResponse | 0 | 0 | 0 | 0 | 0 | 0
IGCC-CCS | 0 | 0 | 0 | 0 | 0 | 0
WT_off | 0 | 0 | 0 | 0 | 0 | 0
PseudoUnit | 0 | 0 | 0 | 0 | 0 | 0
FixedInterchange | 0 | 0 | 0 | 0 | 0 | 0
SO2 Emissions (MMshortTons): SPP_S
ReportingType | 2015 | 2020 | 2025 | 2030 | 2035 | 2040
BM | 0 | 0 | 0 | 0 | 0 | 0
CC | 0 | 0 | 0 | 0 | 0 | 0
CSP | 0 | 0 | 0 | 0 | 0 | 0
CT | 0 | 0 | 0 | 0 | 0 | 0
Coal | 0.34 | 0.34 | 0.33 | 0.33 | 0.3 | 0.15
Geo | 0 | 0 | 0 | 0 | 0 | 0
H | 0 | 0 | 0 | 0 | 0 | 0
LFG | 0 | 0 | 0 | 0 | 0 | 0
Nuc | 0 | 0 | 0 | 0 | 0 | 0
PS | 0 | 0 | 0 | 0 | 0 | 0
PV | 0 | 0 | 0 | 0 | 0 | 0
PeakG | 0 | 0 | 0 | 0 | 0 | 0
PeakO | 0 | 0 | 0 | 0 | 0 | 0
ST | 0 | 0 | 0 | 0 | 0 | 0
STOG | 0 | 0 | 0 | 0 | 0 | 0
STWD | 0 | 0 | 0 | 0 | 0 | 0
WT | 0 | 0 | 0 | 0 | 0 | 0
IGCC | 0 | 0 | 0 | 0 | 0 | 0
DemandResponse | 0 | 0 | 0 | 0 | 0 | 0
IGCC-CCS | 0 | 0 | 0 | 0 | 0 | 0
WT_off | 0 | 0 | 0 | 0 | 0 | 0
PseudoUnit | 0 | 0 | 0 | 0 | 0 | 0
FixedInterchange | 0 | 0 | 0 | 0 | 0 | 0
SO2 Emissions (MMshortTons): TVA
ReportingType | 2015 | 2020 | 2025 | 2030 | 2035 | 2040
BM | 0 | 0 | 0 | 0 | 0 | 0
CC | 0 | 0 | 0 | 0 | 0 | 0
CSP | 0 | 0 | 0 | 0 | 0 | 0
CT | 0 | 0 | 0 | 0 | 0 | 0
Coal | 0.3 | 0.29 | 0.26 | 0.21 | 0.22 | 0.4
Geo | 0 | 0 | 0 | 0 | 0 | 0
H | 0 | 0 | 0 | 0 | 0 | 0
LFG | 0 | 0 | 0 | 0 | 0 | 0
Nuc | 0 | 0 | 0 | 0 | 0 | 0
PS | 0 | 0 | 0 | 0 | 0 | 0
PV | 0 | 0 | 0 | 0 | 0 | 0
PeakG | 0 | 0 | 0 | 0 | 0 | 0
PeakO | 0 | 0 | 0 | 0 | 0 | 0
ST | 0 | 0 | 0 | 0 | 0 | 0
STOG | 0 | 0 | 0 | 0 | 0 | 0
STWD | 0 | 0 | 0 | 0 | 0 | 0
WT | 0 | 0 | 0 | 0 | 0 | 0
IGCC | 0 | 0 | 0 | 0 | 0 | 0
DemandResponse | 0 | 0 | 0 | 0 | 0 | 0
IGCC-CCS | 0 | 0 | 0 | 0 | 0 | 0
WT_off | 0 | 0 | 0 | 0 | 0 | 0
PseudoUnit | 0 | 0 | 0 | 0 | 0 | 0
FixedInterchange | 0 | 0 | 0 | 0 | 0 | 0
SO2 Emissions (MMshortTons): TVA_Transmission
ReportingType | 2015 | 2020 | 2025 | 2030 | 2035 | 2040
BM | 0 | 0 | 0 | 0 | 0 | 0
CC | 0 | 0 | 0 | 0 | 0 | 0
CSP | 0 | 0 | 0 | 0 | 0 | 0
CT | 0 | 0 | 0 | 0 | 0 | 0
Coal | 0 | 0 | 0 | 0 | 0 | 0
Geo | 0 | 0 | 0 | 0 | 0 | 0
H | 0 | 0 | 0 | 0 | 0 | 0
LFG | 0 | 0 | 0 | 0 | 0 | 0
Nuc | 0 | 0 | 0 | 0 | 0 | 0
PS | 0 | 0 | 0 | 0 | 0 | 0
PV | 0 | 0 | 0 | 0 | 0 | 0
PeakG | 0 | 0 | 0 | 0 | 0 | 0
PeakO | 0 | 0 | 0 | 0 | 0 | 0
ST | 0 | 0 | 0 | 0 | 0 | 0
STOG | 0 | 0 | 0 | 0 | 0 | 0
STWD | 0 | 0 | 0 | 0 | 0 | 0
WT | 0 | 0 | 0 | 0 | 0 | 0
IGCC | 0 | 0 | 0 | 0 | 0 | 0
DemandResponse | 0 | 0 | 0 | 0 | 0 | 0
IGCC-CCS | 0 | 0 | 0 | 0 | 0 | 0
WT_off | 0 | 0 | 0 | 0 | 0 | 0
PseudoUnit | 0 | 0 | 0 | 0 | 0 | 0
FixedInterchange | 0 | 0 | 0 | 0 | 0 | 0
SO2 Emissions (MMshortTons): VACAR
ReportingType | 2015 | 2020 | 2025 | 2030 | 2035 | 2040
BM | 0 | 0 | 0 | 0 | 0 | 0
CC | 0 | 0 | 0 | 0 | 0 | 0
CSP | 0 | 0 | 0 | 0 | 0 | 0
CT | 0 | 0 | 0 | 0 | 0 | 0
Coal | 0.12 | 0.09 | 0.1 | 0.1 | 0.12 | 0.1
Geo | 0 | 0 | 0 | 0 | 0 | 0
H | 0 | 0 | 0 | 0 | 0 | 0
LFG | 0 | 0 | 0 | 0 | 0 | 0
Nuc | 0 | 0 | 0 | 0 | 0 | 0
PS | 0 | 0 | 0 | 0 | 0 | 0
PV | 0 | 0 | 0 | 0 | 0 | 0
PeakG | 0 | 0 | 0 | 0 | 0 | 0
PeakO | 0 | 0 | 0 | 0 | 0 | 0
ST | 0 | 0 | 0 | 0 | 0 | 0
STOG | 0 | 0 | 0 | 0 | 0 | 0
STWD | 0 | 0 | 0 | 0 | 0 | 0
WT | 0 | 0 | 0 | 0 | 0 | 0
IGCC | 0 | 0 | 0 | 0 | 0 | 0
DemandResponse | 0 | 0 | 0 | 0 | 0 | 0
IGCC-CCS | 0 | 0 | 0 | 0 | 0 | 0
WT_off | 0 | 0 | 0 | 0 | 0 | 0
PseudoUnit | 0 | 0 | 0 | 0 | 0 | 0
FixedInterchange | 0 | 0 | 0 | 0 | 0 | 0
SO2 Emissions (MMshortTons): IESO
ReportingType | 2015 | 2020 | 2025 | 2030 | 2035 | 2040
BM | 0 | 0 | 0 | 0 | 0 | 0
CC | 0 | 0 | 0 | 0 | 0 | 0
CSP | 0 | 0 | 0 | 0 | 0 | 0
CT | 0 | 0 | 0 | 0 | 0 | 0
Coal | 0 | 0 | 0 | 0 | 0 | 0
Geo | 0 | 0 | 0 | 0 | 0 | 0
H | 0 | 0 | 0 | 0 | 0 | 0
LFG | 0 | 0 | 0 | 0 | 0 | 0
Nuc | 0 | 0 | 0 | 0 | 0 | 0
PS | 0 | 0 | 0 | 0 | 0 | 0
PV | 0 | 0 | 0 | 0 | 0 | 0
PeakG | 0 | 0 | 0 | 0 | 0 | 0
PeakO | 0 | 0 | 0 | 0 | 0 | 0
ST | 0 | 0 | 0 | 0 | 0 | 0
STOG | 0 | 0 | 0 | 0 | 0 | 0
STWD | 0 | 0 | 0 | 0 | 0 | 0
WT | 0 | 0 | 0 | 0 | 0 | 0
IGCC | 0 | 0 | 0 | 0 | 0 | 0
DemandResponse | 0 | 0 | 0 | 0 | 0 | 0
IGCC-CCS | 0 | 0 | 0 | 0 | 0 | 0
WT_off | 0 | 0 | 0 | 0 | 0 | 0
PseudoUnit | 0 | 0 | 0 | 0 | 0 | 0
FixedInterchange | 0 | 0 | 0 | 0 | 0 | 0
SO2 Emissions (MMshortTons): MAPP_CA
ReportingType | 2015 | 2020 | 2025 | 2030 | 2035 | 2040
BM | 0 | 0 | 0 | 0 | 0 | 0
CC | 0 | 0 | 0 | 0 | 0 | 0
CSP | 0 | 0 | 0 | 0 | 0 | 0
CT | 0 | 0 | 0 | 0 | 0 | 0
Coal | 0 | 0.01 | 0.01 | 0.05 | 0.09 | 0.1
Geo | 0 | 0 | 0 | 0 | 0 | 0
H | 0 | 0 | 0 | 0 | 0 | 0
LFG | 0 | 0 | 0 | 0 | 0 | 0
Nuc | 0 | 0 | 0 | 0 | 0 | 0
PS | 0 | 0 | 0 | 0 | 0 | 0
PV | 0 | 0 | 0 | 0 | 0 | 0
PeakG | 0 | 0 | 0 | 0 | 0 | 0
PeakO | 0 | 0 | 0 | 0 | 0 | 0
ST | 0 | 0 | 0 | 0 | 0 | 0
STOG | 0 | 0 | 0 | 0 | 0 | 0
STWD | 0 | 0 | 0 | 0 | 0 | 0
WT | 0 | 0 | 0 | 0 | 0 | 0
IGCC | 0 | 0 | 0 | 0 | 0 | 0
DemandResponse | 0 | 0 | 0 | 0 | 0 | 0
IGCC-CCS | 0 | 0 | 0 | 0 | 0 | 0
WT_off | 0 | 0 | 0 | 0 | 0 | 0
PseudoUnit | 0 | 0 | 0 | 0 | 0 | 0
FixedInterchange | 0 | 0 | 0 | 0 | 0 | 0
SO2 Emissions (MMshortTons): AZ_NM_SNV_Coal
ReportingType | 2015 | 2020 | 2025 | 2030 | 2035 | 2040
BM | 0 | 0 | 0 | 0 | 0 | 0
CC | 0 | 0 | 0 | 0 | 0 | 0
CSP | 0 | 0 | 0 | 0 | 0 | 0
CT | 0 | 0 | 0 | 0 | 0 | 0
Coal | 0.03 | 0.03 | 0.03 | 0.03 | 0.03 | 0.03
Geo | 0 | 0 | 0 | 0 | 0 | 0
H | 0 | 0 | 0 | 0 | 0 | 0
LFG | 0 | 0 | 0 | 0 | 0 | 0
Nuc | 0 | 0 | 0 | 0 | 0 | 0
PS | 0 | 0 | 0 | 0 | 0 | 0
PV | 0 | 0 | 0 | 0 | 0 | 0
PeakG | 0 | 0 | 0 | 0 | 0 | 0
PeakO | 0 | 0 | 0 | 0 | 0 | 0
ST | 0 | 0 | 0 | 0 | 0 | 0
STOG | 0 | 0 | 0 | 0 | 0 | 0
STWD | 0 | 0 | 0 | 0 | 0 | 0
WT | 0 | 0 | 0 | 0 | 0 | 0
IGCC | 0 | 0 | 0 | 0 | 0 | 0
DemandResponse | 0 | 0 | 0 | 0 | 0 | 0
IGCC-CCS | 0 | 0 | 0 | 0 | 0 | 0
WT_off | 0 | 0 | 0 | 0 | 0 | 0
PseudoUnit | 0 | 0 | 0 | 0 | 0 | 0
FixedInterchange | 0 | 0 | 0 | 0 | 0 | 0
SO2 Emissions (MMshortTons): AZ_NM_SNV_Gas
ReportingType | 2015 | 2020 | 2025 | 2030 | 2035 | 2040
BM | 0 | 0 | 0 | 0 | 0 | 0
CC | 0 | 0 | 0 | 0 | 0 | 0
CSP | 0 | 0 | 0 | 0 | 0 | 0
CT | 0 | 0 | 0 | 0 | 0 | 0
Coal | 0 | 0 | 0 | 0 | 0 | 0
Geo | 0 | 0 | 0 | 0 | 0 | 0
H | 0 | 0 | 0 | 0 | 0 | 0
LFG | 0 | 0 | 0 | 0 | 0 | 0
Nuc | 0 | 0 | 0 | 0 | 0 | 0
PS | 0 | 0 | 0 | 0 | 0 | 0
PV | 0 | 0 | 0 | 0 | 0 | 0
PeakG | 0 | 0 | 0 | 0 | 0 | 0
PeakO | 0 | 0 | 0 | 0 | 0 | 0
ST | 0 | 0 | 0 | 0 | 0 | 0
STOG | 0 | 0 | 0 | 0 | 0 | 0
STWD | 0 | 0 | 0 | 0 | 0 | 0
WT | 0 | 0 | 0 | 0 | 0 | 0
IGCC | 0 | 0 | 0 | 0 | 0 | 0
DemandResponse | 0 | 0 | 0 | 0 | 0 | 0
IGCC-CCS | 0 | 0 | 0 | 0 | 0 | 0
WT_off | 0 | 0 | 0 | 0 | 0 | 0
PseudoUnit | 0 | 0 | 0 | 0 | 0 | 0
FixedInterchange | 0 | 0 | 0 | 0 | 0 | 0
SO2 Emissions (MMshortTons): AZ_NM_SNV_NucRenew
ReportingType | 2015 | 2020 | 2025 | 2030 | 2035 | 2040
BM | 0 | 0 | 0 | 0 | 0 | 0
CC | 0 | 0 | 0 | 0 | 0 | 0
CSP | 0 | 0 | 0 | 0 | 0 | 0
CT | 0 | 0 | 0 | 0 | 0 | 0
Coal | 0 | 0 | 0 | 0 | 0 | 0
Geo | 0 | 0 | 0 | 0 | 0 | 0
H | 0 | 0 | 0 | 0 | 0 | 0
LFG | 0 | 0 | 0 | 0 | 0 | 0
Nuc | 0 | 0 | 0 | 0 | 0 | 0
PS | 0 | 0 | 0 | 0 | 0 | 0
PV | 0 | 0 | 0 | 0 | 0 | 0
PeakG | 0 | 0 | 0 | 0 | 0 | 0
PeakO | 0 | 0 | 0 | 0 | 0 | 0
ST | 0 | 0 | 0 | 0 | 0 | 0
STOG | 0 | 0 | 0 | 0 | 0 | 0
STWD | 0 | 0 | 0 | 0 | 0 | 0
WT | 0 | 0 | 0 | 0 | 0 | 0
IGCC | 0 | 0 | 0 | 0 | 0 | 0
DemandResponse | 0 | 0 | 0 | 0 | 0 | 0
IGCC-CCS | 0 | 0 | 0 | 0 | 0 | 0
WT_off | 0 | 0 | 0 | 0 | 0 | 0
PseudoUnit | 0 | 0 | 0 | 0 | 0 | 0
FixedInterchange | 0 | 0 | 0 | 0 | 0 | 0
SO2 Emissions (MMshortTons): ERCOT
ReportingType | 2015 | 2020 | 2025 | 2030 | 2035 | 2040
BM | 0 | 0 | 0 | 0 | 0 | 0
CC | 0 | 0 | 0 | 0 | 0 | 0
CSP | 0 | 0 | 0 | 0 | 0 | 0
CT | 0 | 0 | 0 | 0 | 0 | 0
Coal | 0.18 | 0.22 | 0.23 | 0.23 | 0.23 | 0.08
Geo | 0 | 0 | 0 | 0 | 0 | 0
H | 0 | 0 | 0 | 0 | 0 | 0
LFG | 0 | 0 | 0 | 0 | 0 | 0
Nuc | 0 | 0 | 0 | 0 | 0 | 0
PS | 0 | 0 | 0 | 0 | 0 | 0
PV | 0 | 0 | 0 | 0 | 0 | 0
PeakG | 0 | 0 | 0 | 0 | 0 | 0
PeakO | 0 | 0 | 0 | 0 | 0 | 0
ST | 0 | 0 | 0 | 0 | 0 | 0
STOG | 0 | 0 | 0 | 0 | 0 | 0
STWD | 0 | 0 | 0 | 0 | 0 | 0
WT | 0 | 0 | 0 | 0 | 0 | 0
IGCC | 0 | 0 | 0 | 0 | 0 | 0
DemandResponse | 0 | 0 | 0 | 0 | 0 | 0
IGCC-CCS | 0 | 0 | 0 | 0 | 0 | 0
WT_off | 0 | 0 | 0 | 0 | 0 | 0
PseudoUnit | 0 | 0 | 0 | 0 | 0 | 0
FixedInterchange | 0 | 0 | 0 | 0 | 0 | 0
SO2 Emissions (MMshortTons): NP15
ReportingType | 2015 | 2020 | 2025 | 2030 | 2035 | 2040
BM | 0 | 0 | 0 | 0 | 0 | 0
CC | 0 | 0 | 0 | 0 | 0 | 0
CSP | 0 | 0 | 0 | 0 | 0 | 0
CT | 0 | 0 | 0 | 0 | 0 | 0
Coal | 0 | 0 | 0 | 0 | 0 | 0
Geo | 0 | 0 | 0 | 0 | 0 | 0
H | 0 | 0 | 0 | 0 | 0 | 0
LFG | 0 | 0 | 0 | 0 | 0 | 0
Nuc | 0 | 0 | 0 | 0 | 0 | 0
PS | 0 | 0 | 0 | 0 | 0 | 0
PV | 0 | 0 | 0 | 0 | 0 | 0
PeakG | 0 | 0 | 0 | 0 | 0 | 0
PeakO | 0 | 0 | 0 | 0 | 0 | 0
ST | 0 | 0 | 0 | 0 | 0 | 0
STOG | 0 | 0 | 0 | 0 | 0 | 0
STWD | 0 | 0 | 0 | 0 | 0 | 0
WT | 0 | 0 | 0 | 0 | 0 | 0
IGCC | 0 | 0 | 0 | 0 | 0 | 0
DemandResponse | 0 | 0 | 0 | 0 | 0 | 0
IGCC-CCS | 0 | 0 | 0 | 0 | 0 | 0
WT_off | 0 | 0 | 0 | 0 | 0 | 0
PseudoUnit | 0 | 0 | 0 | 0 | 0 | 0
FixedInterchange | 0 | 0 | 0 | 0 | 0 | 0
SO2 Emissions (MMshortTons): NWPP_Coal
ReportingType | 2015 | 2020 | 2025 | 2030 | 2035 | 2040
BM | 0 | 0 | 0 | 0 | 0 | 0
CC | 0 | 0 | 0 | 0 | 0 | 0
CSP | 0 | 0 | 0 | 0 | 0 | 0
CT | 0 | 0 | 0 | 0 | 0 | 0
Coal | 0.09 | 0.09 | 0.09 | 0.09 | 0.09 | 0.05
Geo | 0 | 0 | 0 | 0 | 0 | 0
H | 0 | 0 | 0 | 0 | 0 | 0
LFG | 0 | 0 | 0 | 0 | 0 | 0
Nuc | 0 | 0 | 0 | 0 | 0 | 0
PS | 0 | 0 | 0 | 0 | 0 | 0
PV | 0 | 0 | 0 | 0 | 0 | 0
PeakG | 0 | 0 | 0 | 0 | 0 | 0
PeakO | 0 | 0 | 0 | 0 | 0 | 0
ST | 0 | 0 | 0 | 0 | 0 | 0
STOG | 0 | 0 | 0 | 0 | 0 | 0
STWD | 0 | 0 | 0 | 0 | 0 | 0
WT | 0 | 0 | 0 | 0 | 0 | 0
IGCC | 0 | 0 | 0 | 0 | 0 | 0
DemandResponse | 0 | 0 | 0 | 0 | 0 | 0
IGCC-CCS | 0 | 0 | 0 | 0 | 0 | 0
WT_off | 0 | 0 | 0 | 0 | 0 | 0
PseudoUnit | 0 | 0 | 0 | 0 | 0 | 0
FixedInterchange | 0 | 0 | 0 | 0 | 0 | 0
SO2 Emissions (MMshortTons): NWPP_Gas
ReportingType | 2015 | 2020 | 2025 | 2030 | 2035 | 2040
BM | 0 | 0 | 0 | 0 | 0 | 0
CC | 0 | 0 | 0 | 0 | 0 | 0
CSP | 0 | 0 | 0 | 0 | 0 | 0
CT | 0 | 0 | 0 | 0 | 0 | 0
Coal | 0 | 0 | 0 | 0 | 0 | 0
Geo | 0 | 0 | 0 | 0 | 0 | 0
H | 0 | 0 | 0 | 0 | 0 | 0
LFG | 0 | 0 | 0 | 0 | 0 | 0
Nuc | 0 | 0 | 0 | 0 | 0 | 0
PS | 0 | 0 | 0 | 0 | 0 | 0
PV | 0 | 0 | 0 | 0 | 0 | 0
PeakG | 0 | 0 | 0 | 0 | 0 | 0
PeakO | 0 | 0 | 0 | 0 | 0 | 0
ST | 0 | 0 | 0 | 0 | 0 | 0
STOG | 0 | 0 | 0 | 0 | 0 | 0
STWD | 0 | 0 | 0 | 0 | 0 | 0
WT | 0 | 0 | 0 | 0 | 0 | 0
IGCC | 0 | 0 | 0 | 0 | 0 | 0
DemandResponse | 0 | 0 | 0 | 0 | 0 | 0
IGCC-CCS | 0 | 0 | 0 | 0 | 0 | 0
WT_off | 0 | 0 | 0 | 0 | 0 | 0
PseudoUnit | 0 | 0 | 0 | 0 | 0 | 0
FixedInterchange | 0 | 0 | 0 | 0 | 0 | 0
SO2 Emissions (MMshortTons): NWPP_NucRenew
ReportingType | 2015 | 2020 | 2025 | 2030 | 2035 | 2040
BM | 0 | 0 | 0 | 0 | 0 | 0
CC | 0 | 0 | 0 | 0 | 0 | 0
CSP | 0 | 0 | 0 | 0 | 0 | 0
CT | 0 | 0 | 0 | 0 | 0 | 0
Coal | 0 | 0 | 0 | 0 | 0 | 0
Geo | 0 | 0 | 0 | 0 | 0 | 0
H | 0 | 0 | 0 | 0 | 0 | 0
LFG | 0 | 0 | 0 | 0 | 0 | 0
Nuc | 0 | 0 | 0 | 0 | 0 | 0
PS | 0 | 0 | 0 | 0 | 0 | 0
PV | 0 | 0 | 0 | 0 | 0 | 0
PeakG | 0 | 0 | 0 | 0 | 0 | 0
PeakO | 0 | 0 | 0 | 0 | 0 | 0
ST | 0 | 0 | 0 | 0 | 0 | 0
STOG | 0 | 0 | 0 | 0 | 0 | 0
STWD | 0 | 0 | 0 | 0 | 0 | 0
WT | 0 | 0 | 0 | 0 | 0 | 0
IGCC | 0 | 0 | 0 | 0 | 0 | 0
DemandResponse | 0 | 0 | 0 | 0 | 0 | 0
IGCC-CCS | 0 | 0 | 0 | 0 | 0 | 0
WT_off | 0 | 0 | 0 | 0 | 0 | 0
PseudoUnit | 0 | 0 | 0 | 0 | 0 | 0
FixedInterchange | 0 | 0 | 0 | 0 | 0 | 0
SO2 Emissions (MMshortTons): RMPA
ReportingType | 2015 | 2020 | 2025 | 2030 | 2035 | 2040
BM | 0 | 0 | 0 | 0 | 0 | 0
CC | 0 | 0 | 0 | 0 | 0 | 0
CSP | 0 | 0 | 0 | 0 | 0 | 0
CT | 0 | 0 | 0 | 0 | 0 | 0
Coal | 0.06 | 0.06 | 0.06 | 0.06 | 0.06 | 0.03
Geo | 0 | 0 | 0 | 0 | 0 | 0
H | 0 | 0 | 0 | 0 | 0 | 0
LFG | 0 | 0 | 0 | 0 | 0 | 0
Nuc | 0 | 0 | 0 | 0 | 0 | 0
PS | 0 | 0 | 0 | 0 | 0 | 0
PV | 0 | 0 | 0 | 0 | 0 | 0
PeakG | 0 | 0 | 0 | 0 | 0 | 0
PeakO | 0 | 0 | 0 | 0 | 0 | 0
ST | 0 | 0 | 0 | 0 | 0 | 0
STOG | 0 | 0 | 0 | 0 | 0 | 0
STWD | 0 | 0 | 0 | 0 | 0 | 0
WT | 0 | 0 | 0 | 0 | 0 | 0
IGCC | 0 | 0 | 0 | 0 | 0 | 0
DemandResponse | 0 | 0 | 0 | 0 | 0 | 0
IGCC-CCS | 0 | 0 | 0 | 0 | 0 | 0
WT_off | 0 | 0 | 0 | 0 | 0 | 0
PseudoUnit | 0 | 0 | 0 | 0 | 0 | 0
FixedInterchange | 0 | 0 | 0 | 0 | 0 | 0
SO2 Emissions (MMshortTons): SP15
ReportingType | 2015 | 2020 | 2025 | 2030 | 2035 | 2040
BM | 0 | 0 | 0 | 0 | 0 | 0
CC | 0 | 0 | 0 | 0 | 0 | 0
CSP | 0 | 0 | 0 | 0 | 0 | 0
CT | 0 | 0 | 0 | 0 | 0 | 0
Coal | 0 | 0 | 0 | 0 | 0 | 0
Geo | 0 | 0 | 0 | 0 | 0 | 0
H | 0 | 0 | 0 | 0 | 0 | 0
LFG | 0 | 0 | 0 | 0 | 0 | 0
Nuc | 0 | 0 | 0 | 0 | 0 | 0
PS | 0 | 0 | 0 | 0 | 0 | 0
PV | 0 | 0 | 0 | 0 | 0 | 0
PeakG | 0 | 0 | 0 | 0 | 0 | 0
PeakO | 0 | 0 | 0 | 0 | 0 | 0
ST | 0 | 0 | 0 | 0 | 0 | 0
STOG | 0 | 0 | 0 | 0 | 0 | 0
STWD | 0 | 0 | 0 | 0 | 0 | 0
WT | 0 | 0 | 0 | 0 | 0 | 0
IGCC | 0 | 0 | 0 | 0 | 0 | 0
DemandResponse | 0 | 0 | 0 | 0 | 0 | 0
IGCC-CCS | 0 | 0 | 0 | 0 | 0 | 0
WT_off | 0 | 0 | 0 | 0 | 0 | 0
PseudoUnit | 0 | 0 | 0 | 0 | 0 | 0
FixedInterchange | 0 | 0 | 0 | 0 | 0 | 0
SO2 Emissions (MMshortTons): ALB
ReportingType | 2015 | 2020 | 2025 | 2030 | 2035 | 2040
BM | 0 | 0 | 0 | 0 | 0 | 0
CC | 0 | 0 | 0 | 0 | 0 | 0
CSP | 0 | 0 | 0 | 0 | 0 | 0
CT | 0 | 0 | 0 | 0 | 0 | 0
Coal | 0.17 | 0.15 | 0.14 | 0.17 | 0.16 | 0.14
Geo | 0 | 0 | 0 | 0 | 0 | 0
H | 0 | 0 | 0 | 0 | 0 | 0
LFG | 0 | 0 | 0 | 0 | 0 | 0
Nuc | 0 | 0 | 0 | 0 | 0 | 0
PS | 0 | 0 | 0 | 0 | 0 | 0
PV | 0 | 0 | 0 | 0 | 0 | 0
PeakG | 0 | 0 | 0 | 0 | 0 | 0
PeakO | 0 | 0 | 0 | 0 | 0 | 0
ST | 0 | 0 | 0 | 0 | 0 | 0
STOG | 0 | 0 | 0 | 0 | 0 | 0
STWD | 0 | 0 | 0 | 0 | 0 | 0
WT | 0 | 0 | 0 | 0 | 0 | 0
IGCC | 0 | 0 | 0 | 0 | 0 | 0
DemandResponse | 0 | 0 | 0 | 0 | 0 | 0
IGCC-CCS | 0 | 0 | 0 | 0 | 0 | 0
WT_off | 0 | 0 | 0 | 0 | 0 | 0
PseudoUnit | 0 | 0 | 0 | 0 | 0 | 0
FixedInterchange | 0 | 0 | 0 | 0 | 0 | 0
SO2 Emissions (MMshortTons): BC
ReportingType | 2015 | 2020 | 2025 | 2030 | 2035 | 2040
BM | 0 | 0 | 0 | 0 | 0 | 0
CC | 0 | 0 | 0 | 0 | 0 | 0
CSP | 0 | 0 | 0 | 0 | 0 | 0
CT | 0 | 0 | 0 | 0 | 0 | 0
Coal | 0 | 0 | 0 | 0 | 0 | 0
Geo | 0 | 0 | 0 | 0 | 0 | 0
H | 0 | 0 | 0 | 0 | 0 | 0
LFG | 0 | 0 | 0 | 0 | 0 | 0
Nuc | 0 | 0 | 0 | 0 | 0 | 0
PS | 0 | 0 | 0 | 0 | 0 | 0
PV | 0 | 0 | 0 | 0 | 0 | 0
PeakG | 0 | 0 | 0 | 0 | 0 | 0
PeakO | 0 | 0 | 0 | 0 | 0 | 0
ST | 0 | 0 | 0 | 0 | 0 | 0
STOG | 0 | 0 | 0 | 0 | 0 | 0
STWD | 0 | 0 | 0 | 0 | 0 | 0
WT | 0 | 0 | 0 | 0 | 0 | 0
IGCC | 0 | 0 | 0 | 0 | 0 | 0
DemandResponse | 0 | 0 | 0 | 0 | 0 | 0
IGCC-CCS | 0 | 0 | 0 | 0 | 0 | 0
WT_off | 0 | 0 | 0 | 0 | 0 | 0
PseudoUnit | 0 | 0 | 0 | 0 | 0 | 0
FixedInterchange | 0 | 0 | 0 | 0 | 0 | 0
SO2 Emissions (MMshortTons): HQ_IESO
ReportingType | 2015 | 2020 | 2025 | 2030 | 2035 | 2040
BM | 0 | 0 | 0 | 0 | 0 | 0
CC | 0 | 0 | 0 | 0 | 0 | 0
CSP | 0 | 0 | 0 | 0 | 0 | 0
CT | 0 | 0 | 0 | 0 | 0 | 0
Coal | 0 | 0 | 0 | 0 | 0 | 0
Geo | 0 | 0 | 0 | 0 | 0 | 0
H | 0 | 0 | 0 | 0 | 0 | 0
LFG | 0 | 0 | 0 | 0 | 0 | 0
Nuc | 0 | 0 | 0 | 0 | 0 | 0
PS | 0 | 0 | 0 | 0 | 0 | 0
PV | 0 | 0 | 0 | 0 | 0 | 0
PeakG | 0 | 0 | 0 | 0 | 0 | 0
PeakO | 0 | 0 | 0 | 0 | 0 | 0
ST | 0 | 0 | 0 | 0 | 0 | 0
STOG | 0 | 0 | 0 | 0 | 0 | 0
STWD | 0 | 0 | 0 | 0 | 0 | 0
WT | 0 | 0 | 0 | 0 | 0 | 0
IGCC | 0 | 0 | 0 | 0 | 0 | 0
DemandResponse | 0 | 0 | 0 | 0 | 0 | 0
IGCC-CCS | 0 | 0 | 0 | 0 | 0 | 0
WT_off | 0 | 0 | 0 | 0 | 0 | 0
PseudoUnit | 0 | 0 | 0 | 0 | 0 | 0
FixedInterchange | 0 | 0 | 0 | 0 | 0 | 0
SO2 Emissions (MMshortTons): HQ_NEISO
ReportingType | 2015 | 2020 | 2025 | 2030 | 2035 | 2040
BM | 0 | 0 | 0 | 0 | 0 | 0
CC | 0 | 0 | 0 | 0 | 0 | 0
CSP | 0 | 0 | 0 | 0 | 0 | 0
CT | 0 | 0 | 0 | 0 | 0 | 0
Coal | 0 | 0 | 0 | 0 | 0 | 0
Geo | 0 | 0 | 0 | 0 | 0 | 0
H | 0 | 0 | 0 | 0 | 0 | 0
LFG | 0 | 0 | 0 | 0 | 0 | 0
Nuc | 0 | 0 | 0 | 0 | 0 | 0
PS | 0 | 0 | 0 | 0 | 0 | 0
PV | 0 | 0 | 0 | 0 | 0 | 0
PeakG | 0 | 0 | 0 | 0 | 0 | 0
PeakO | 0 | 0 | 0 | 0 | 0 | 0
ST | 0 | 0 | 0 | 0 | 0 | 0
STOG | 0 | 0 | 0 | 0 | 0 | 0
STWD | 0 | 0 | 0 | 0 | 0 | 0
WT | 0 | 0 | 0 | 0 | 0 | 0
IGCC | 0 | 0 | 0 | 0 | 0 | 0
DemandResponse | 0 | 0 | 0 | 0 | 0 | 0
IGCC-CCS | 0 | 0 | 0 | 0 | 0 | 0
WT_off | 0 | 0 | 0 | 0 | 0 | 0
PseudoUnit | 0 | 0 | 0 | 0 | 0 | 0
FixedInterchange | 0 | 0 | 0 | 0 | 0 | 0
SO2 Emissions (MMshortTons): HQ_NY
ReportingType | 2015 | 2020 | 2025 | 2030 | 2035 | 2040
BM | 0 | 0 | 0 | 0 | 0 | 0
CC | 0 | 0 | 0 | 0 | 0 | 0
CSP | 0 | 0 | 0 | 0 | 0 | 0
CT | 0 | 0 | 0 | 0 | 0 | 0
Coal | 0 | 0 | 0 | 0 | 0 | 0
Geo | 0 | 0 | 0 | 0 | 0 | 0
H | 0 | 0 | 0 | 0 | 0 | 0
LFG | 0 | 0 | 0 | 0 | 0 | 0
Nuc | 0 | 0 | 0 | 0 | 0 | 0
PS | 0 | 0 | 0 | 0 | 0 | 0
PV | 0 | 0 | 0 | 0 | 0 | 0
PeakG | 0 | 0 | 0 | 0 | 0 | 0
PeakO | 0 | 0 | 0 | 0 | 0 | 0
ST | 0 | 0 | 0 | 0 | 0 | 0
STOG | 0 | 0 | 0 | 0 | 0 | 0
STWD | 0 | 0 | 0 | 0 | 0 | 0
WT | 0 | 0 | 0 | 0 | 0 | 0
IGCC | 0 | 0 | 0 | 0 | 0 | 0
DemandResponse | 0 | 0 | 0 | 0 | 0 | 0
IGCC-CCS | 0 | 0 | 0 | 0 | 0 | 0
WT_off | 0 | 0 | 0 | 0 | 0 | 0
PseudoUnit | 0 | 0 | 0 | 0 | 0 | 0
FixedInterchange | 0 | 0 | 0 | 0 | 0 | 0
SO2 Emissions (MMshortTons): MARITIMES
ReportingType | 2015 | 2020 | 2025 | 2030 | 2035 | 2040
BM | 0 | 0 | 0 | 0 | 0 | 0
CC | 0 | 0 | 0 | 0 | 0 | 0
CSP | 0 | 0 | 0 | 0 | 0 | 0
CT | 0 | 0 | 0 | 0 | 0 | 0
Coal | 0 | 0 | 0 | 0 | 0 | 0
Geo | 0 | 0 | 0 | 0 | 0 | 0
H | 0 | 0 | 0 | 0 | 0 | 0
LFG | 0 | 0 | 0 | 0 | 0 | 0
Nuc | 0 | 0 | 0 | 0 | 0 | 0
PS | 0 | 0 | 0 | 0 | 0 | 0
PV | 0 | 0 | 0 | 0 | 0 | 0
PeakG | 0 | 0 | 0 | 0 | 0 | 0
PeakO | 0 | 0 | 0 | 0 | 0 | 0
ST | 0 | 0 | 0 | 0 | 0 | 0
STOG | 0 | 0 | 0 | 0 | 0 | 0
STWD | 0 | 0 | 0 | 0 | 0 | 0
WT | 0 | 0 | 0 | 0 | 0 | 0
IGCC | 0 | 0 | 0 | 0 | 0 | 0
DemandResponse | 0 | 0 | 0 | 0 | 0 | 0
IGCC-CCS | 0 | 0 | 0 | 0 | 0 | 0
WT_off | 0 | 0 | 0 | 0 | 0 | 0
PseudoUnit | 0 | 0 | 0 | 0 | 0 | 0
FixedInterchange | 0 | 0 | 0 | 0 | 0 | 0
SO2 Emissions (MMshortTons): All
ReportingType | 2015 | 2020 | 2025 | 2030 | 2035 | 2040
BM | 0 | 0 | 0 | 0 | 0 | 0
CC | 0 | 0 | 0 | 0 | 0 | 0
CSP | 0 | 0 | 0 | 0 | 0 | 0
CT | 0 | 0 | 0 | 0 | 0 | 0
Coal | 4.53 | 4.34 | 4.29 | 4.03 | 3.85 | 3.36
Geo | 0 | 0 | 0 | 0 | 0 | 0
H | 0 | 0 | 0 | 0 | 0 | 0
LFG | 0 | 0 | 0 | 0 | 0 | 0
Nuc | 0 | 0 | 0 | 0 | 0 | 0
PS | 0 | 0 | 0 | 0 | 0 | 0
PV | 0 | 0 | 0 | 0 | 0 | 0
PeakG | 0 | 0 | 0 | 0 | 0 | 0
PeakO | 0 | 0 | 0 | 0 | 0 | 0
ST | 0 | 0 | 0 | 0 | 0 | 0
STOG | 0 | 0 | 0 | 0 | 0 | 0
STWD | 0 | 0 | 0 | 0 | 0 | 0
WT | 0 | 0 | 0 | 0 | 0 | 0
IGCC | 0 | 0 | 0 | 0 | 0 | 0
DemandResponse | 0 | 0 | 0 | 0 | 0 | 0
IGCC-CCS | 0 | 0 | 0 | 0 | 0 | 0
WT_off | 0 | 0 | 0 | 0 | 0 | 0
PseudoUnit | 0 | 0 | 0 | 0 | 0 | 0
FixedInterchange | 0 | 0 | 0 | 0 | 0 | 0
SO2 Emissions (MMshortTons): EI_US
ReportingType | 2015 | 2020 | 2025 | 2030 | 2035 | 2040
BM | 0 | 0 | 0 | 0 | 0 | 0
CC | 0 | 0 | 0 | 0 | 0 | 0
CSP | 0 | 0 | 0 | 0 | 0 | 0
CT | 0 | 0 | 0 | 0 | 0 | 0
Coal | 4 | 3.79 | 3.73 | 3.41 | 3.19 | 2.93
Geo | 0 | 0 | 0 | 0 | 0 | 0
H | 0 | 0 | 0 | 0 | 0 | 0
LFG | 0 | 0 | 0 | 0 | 0 | 0
Nuc | 0 | 0 | 0 | 0 | 0 | 0
PS | 0 | 0 | 0 | 0 | 0 | 0
PV | 0 | 0 | 0 | 0 | 0 | 0
PeakG | 0 | 0 | 0 | 0 | 0 | 0
PeakO | 0 | 0 | 0 | 0 | 0 | 0
ST | 0 | 0 | 0 | 0 | 0 | 0
STOG | 0 | 0 | 0 | 0 | 0 | 0
STWD | 0 | 0 | 0 | 0 | 0 | 0
WT | 0 | 0 | 0 | 0 | 0 | 0
IGCC | 0 | 0 | 0 | 0 | 0 | 0
DemandResponse | 0 | 0 | 0 | 0 | 0 | 0
IGCC-CCS | 0 | 0 | 0 | 0 | 0 | 0
WT_off | 0 | 0 | 0 | 0 | 0 | 0
PseudoUnit | 0 | 0 | 0 | 0 | 0 | 0
FixedInterchange | 0 | 0 | 0 | 0 | 0 | 0
SO2 Emissions (MMshortTons): EI_Canada
ReportingType | 2015 | 2020 | 2025 | 2030 | 2035 | 2040
BM | 0 | 0 | 0 | 0 | 0 | 0
CC | 0 | 0 | 0 | 0 | 0 | 0
CSP | 0 | 0 | 0 | 0 | 0 | 0
CT | 0 | 0 | 0 | 0 | 0 | 0
Coal | 0 | 0.01 | 0.01 | 0.05 | 0.09 | 0.1
Geo | 0 | 0 | 0 | 0 | 0 | 0
H | 0 | 0 | 0 | 0 | 0 | 0
LFG | 0 | 0 | 0 | 0 | 0 | 0
Nuc | 0 | 0 | 0 | 0 | 0 | 0
PS | 0 | 0 | 0 | 0 | 0 | 0
PV | 0 | 0 | 0 | 0 | 0 | 0
PeakG | 0 | 0 | 0 | 0 | 0 | 0
PeakO | 0 | 0 | 0 | 0 | 0 | 0
ST | 0 | 0 | 0 | 0 | 0 | 0
STOG | 0 | 0 | 0 | 0 | 0 | 0
STWD | 0 | 0 | 0 | 0 | 0 | 0
WT | 0 | 0 | 0 | 0 | 0 | 0
IGCC | 0 | 0 | 0 | 0 | 0 | 0
DemandResponse | 0 | 0 | 0 | 0 | 0 | 0
IGCC-CCS | 0 | 0 | 0 | 0 | 0 | 0
WT_off | 0 | 0 | 0 | 0 | 0 | 0
PseudoUnit | 0 | 0 | 0 | 0 | 0 | 0
FixedInterchange | 0 | 0 | 0 | 0 | 0 | 0
SO2 Emissions (MMshortTons): EI
ReportingType | 2015 | 2020 | 2025 | 2030 | 2035 | 2040
BM | 0 | 0 | 0 | 0 | 0 | 0
CC | 0 | 0 | 0 | 0 | 0 | 0
CSP | 0 | 0 | 0 | 0 | 0 | 0
CT | 0 | 0 | 0 | 0 | 0 | 0
Coal | 4 | 3.79 | 3.74 | 3.46 | 3.28 | 3.03
Geo | 0 | 0 | 0 | 0 | 0 | 0
H | 0 | 0 | 0 | 0 | 0 | 0
LFG | 0 | 0 | 0 | 0 | 0 | 0
Nuc | 0 | 0 | 0 | 0 | 0 | 0
PS | 0 | 0 | 0 | 0 | 0 | 0
PV | 0 | 0 | 0 | 0 | 0 | 0
PeakG | 0 | 0 | 0 | 0 | 0 | 0
PeakO | 0 | 0 | 0 | 0 | 0 | 0
ST | 0 | 0 | 0 | 0 | 0 | 0
STOG | 0 | 0 | 0 | 0 | 0 | 0
STWD | 0 | 0 | 0 | 0 | 0 | 0
WT | 0 | 0 | 0 | 0 | 0 | 0
IGCC | 0 | 0 | 0 | 0 | 0 | 0
DemandResponse | 0 | 0 | 0 | 0 | 0 | 0
IGCC-CCS | 0 | 0 | 0 | 0 | 0 | 0
WT_off | 0 | 0 | 0 | 0 | 0 | 0
PseudoUnit | 0 | 0 | 0 | 0 | 0 | 0
FixedInterchange | 0 | 0 | 0 | 0 | 0 | 0
SO2 Emissions (MMshortTons): Outside_EI
ReportingType | 2015 | 2020 | 2025 | 2030 | 2035 | 2040
BM | 0 | 0 | 0 | 0 | 0 | 0
CC | 0 | 0 | 0 | 0 | 0 | 0
CSP | 0 | 0 | 0 | 0 | 0 | 0
CT | 0 | 0 | 0 | 0 | 0 | 0
Coal | 0.52 | 0.55 | 0.55 | 0.58 | 0.57 | 0.33
Geo | 0 | 0 | 0 | 0 | 0 | 0
H | 0 | 0 | 0 | 0 | 0 | 0
LFG | 0 | 0 | 0 | 0 | 0 | 0
Nuc | 0 | 0 | 0 | 0 | 0 | 0
PS | 0 | 0 | 0 | 0 | 0 | 0
PV | 0 | 0 | 0 | 0 | 0 | 0
PeakG | 0 | 0 | 0 | 0 | 0 | 0
PeakO | 0 | 0 | 0 | 0 | 0 | 0
ST | 0 | 0 | 0 | 0 | 0 | 0
STOG | 0 | 0 | 0 | 0 | 0 | 0
STWD | 0 | 0 | 0 | 0 | 0 | 0
WT | 0 | 0 | 0 | 0 | 0 | 0
IGCC | 0 | 0 | 0 | 0 | 0 | 0
DemandResponse | 0 | 0 | 0 | 0 | 0 | 0
IGCC-CCS | 0 | 0 | 0 | 0 | 0 | 0
WT_off | 0 | 0 | 0 | 0 | 0 | 0
PseudoUnit | 0 | 0 | 0 | 0 | 0 | 0
FixedInterchange | 0 | 0 | 0 | 0 | 0 | 0
NOx Emissions (MMshortTons): Entergy
ReportingType | 2015 | 2020 | 2025 | 2030 | 2035 | 2040
BM | 0 | 0 | 0 | 0 | 0 | 0
CC | 0 | 0.01 | 0.01 | 0.01 | 0.01 | 0.01
CSP | 0 | 0 | 0 | 0 | 0 | 0
CT | 0 | 0 | 0 | 0 | 0 | 0
Coal | 0.05 | 0.05 | 0.05 | 0.05 | 0.05 | 0.05
Geo | 0 | 0 | 0 | 0 | 0 | 0
H | 0 | 0 | 0 | 0 | 0 | 0
LFG | 0 | 0 | 0 | 0 | 0 | 0
Nuc | 0 | 0 | 0 | 0 | 0 | 0
PS | 0 | 0 | 0 | 0 | 0 | 0
PV | 0 | 0 | 0 | 0 | 0 | 0
PeakG | 0 | 0 | 0 | 0 | 0 | 0
PeakO | 0 | 0 | 0 | 0 | 0 | 0
ST | 0 | 0 | 0 | 0 | 0 | 0
STOG | 0 | 0 | 0 | 0 | 0 | 0
STWD | 0 | 0 | 0 | 0 | 0 | 0
WT | 0 | 0 | 0 | 0 | 0 | 0
IGCC | 0 | 0 | 0 | 0 | 0 | 0
DemandResponse | 0 | 0 | 0 | 0 | 0 | 0
IGCC-CCS | 0 | 0 | 0 | 0 | 0 | 0
WT_off | 0 | 0 | 0 | 0 | 0 | 0
PseudoUnit | 0 | 0 | 0 | 0 | 0 | 0
FixedInterchange | 0 | 0 | 0 | 0 | 0 | 0
NOx Emissions (MMshortTons): FRCC
ReportingType | 2015 | 2020 | 2025 | 2030 | 2035 | 2040
BM | 0 | 0 | 0 | 0 | 0 | 0
CC | 0.01 | 0.01 | 0.01 | 0.01 | 0.02 | 0.02
CSP | 0 | 0 | 0 | 0 | 0 | 0
CT | 0 | 0 | 0 | 0 | 0 | 0
Coal | 0.04 | 0.03 | 0.04 | 0.04 | 0.04 | 0.04
Geo | 0 | 0 | 0 | 0 | 0 | 0
H | 0 | 0 | 0 | 0 | 0 | 0
LFG | 0 | 0 | 0 | 0 | 0 | 0
Nuc | 0 | 0 | 0 | 0 | 0 | 0
PS | 0 | 0 | 0 | 0 | 0 | 0
PV | 0 | 0 | 0 | 0 | 0 | 0
PeakG | 0 | 0 | 0 | 0 | 0 | 0
PeakO | 0 | 0 | 0 | 0 | 0 | 0
ST | 0 | 0 | 0 | 0 | 0 | 0
STOG | 0 | 0 | 0 | 0 | 0 | 0
STWD | 0 | 0 | 0 | 0 | 0 | 0
WT | 0 | 0 | 0 | 0 | 0 | 0
IGCC | 0 | 0 | 0 | 0 | 0 | 0
DemandResponse | 0 | 0 | 0 | 0 | 0 | 0
IGCC-CCS | 0 | 0 | 0 | 0 | 0 | 0
WT_off | 0 | 0 | 0 | 0 | 0 | 0
PseudoUnit | 0 | 0 | 0 | 0 | 0 | 0
FixedInterchange | 0 | 0 | 0 | 0 | 0 | 0
NOx Emissions (MMshortTons): MAPP_US
ReportingType | 2015 | 2020 | 2025 | 2030 | 2035 | 2040
BM | 0 | 0 | 0 | 0 | 0 | 0
CC | 0 | 0 | 0 | 0 | 0 | 0
CSP | 0 | 0 | 0 | 0 | 0 | 0
CT | 0 | 0 | 0 | 0 | 0 | 0
Coal | 0.04 | 0.05 | 0.05 | 0.05 | 0.05 | 0.05
Geo | 0 | 0 | 0 | 0 | 0 | 0
H | 0 | 0 | 0 | 0 | 0 | 0
LFG | 0 | 0 | 0 | 0 | 0 | 0
Nuc | 0 | 0 | 0 | 0 | 0 | 0
PS | 0 | 0 | 0 | 0 | 0 | 0
PV | 0 | 0 | 0 | 0 | 0 | 0
PeakG | 0 | 0 | 0 | 0 | 0 | 0
PeakO | 0 | 0 | 0 | 0 | 0 | 0
ST | 0 | 0 | 0 | 0 | 0 | 0
STOG | 0 | 0 | 0 | 0 | 0 | 0
STWD | 0 | 0 | 0 | 0 | 0 | 0
WT | 0 | 0 | 0 | 0 | 0 | 0
IGCC | 0 | 0 | 0 | 0 | 0 | 0
DemandResponse | 0 | 0 | 0 | 0 | 0 | 0
IGCC-CCS | 0 | 0 | 0 | 0 | 0 | 0
WT_off | 0 | 0 | 0 | 0 | 0 | 0
PseudoUnit | 0 | 0 | 0 | 0 | 0 | 0
FixedInterchange | 0 | 0 | 0 | 0 | 0 | 0
NOx Emissions (MMshortTons): MISO_IN
ReportingType | 2015 | 2020 | 2025 | 2030 | 2035 | 2040
BM | 0 | 0 | 0 | 0 | 0 | 0
CC | 0 | 0 | 0 | 0 | 0 | 0
CSP | 0 | 0 | 0 | 0 | 0 | 0
CT | 0 | 0 | 0 | 0 | 0 | 0
Coal | 0.07 | 0.07 | 0.08 | 0.08 | 0.08 | 0.08
Geo | 0 | 0 | 0 | 0 | 0 | 0
H | 0 | 0 | 0 | 0 | 0 | 0
LFG | 0 | 0 | 0 | 0 | 0 | 0
Nuc | 0 | 0 | 0 | 0 | 0 | 0
PS | 0 | 0 | 0 | 0 | 0 | 0
PV | 0 | 0 | 0 | 0 | 0 | 0
PeakG | 0 | 0 | 0 | 0 | 0 | 0
PeakO | 0 | 0 | 0 | 0 | 0 | 0
ST | 0 | 0 | 0 | 0 | 0 | 0
STOG | 0 | 0 | 0 | 0 | 0 | 0
STWD | 0 | 0 | 0 | 0 | 0 | 0
WT | 0 | 0 | 0 | 0 | 0 | 0
IGCC | 0 | 0 | 0 | 0 | 0 | 0
DemandResponse | 0 | 0 | 0 | 0 | 0 | 0
IGCC-CCS | 0 | 0 | 0 | 0 | 0 | 0
WT_off | 0 | 0 | 0 | 0 | 0 | 0
PseudoUnit | 0 | 0 | 0 | 0 | 0 | 0
FixedInterchange | 0 | 0 | 0 | 0 | 0 | 0
NOx Emissions (MMshortTons): MISO_MI
ReportingType | 2015 | 2020 | 2025 | 2030 | 2035 | 2040
BM | 0 | 0 | 0 | 0 | 0 | 0
CC | 0 | 0 | 0 | 0 | 0 | 0
CSP | 0 | 0 | 0 | 0 | 0 | 0
CT | 0 | 0 | 0 | 0 | 0 | 0
Coal | 0.06 | 0.06 | 0.06 | 0.06 | 0.06 | 0.06
Geo | 0 | 0 | 0 | 0 | 0 | 0
H | 0 | 0 | 0 | 0 | 0 | 0
LFG | 0 | 0 | 0 | 0 | 0 | 0
Nuc | 0 | 0 | 0 | 0 | 0 | 0
PS | 0 | 0 | 0 | 0 | 0 | 0
PV | 0 | 0 | 0 | 0 | 0 | 0
PeakG | 0 | 0 | 0 | 0 | 0 | 0
PeakO | 0 | 0 | 0 | 0 | 0 | 0
ST | 0 | 0 | 0 | 0 | 0 | 0
STOG | 0 | 0 | 0 | 0 | 0 | 0
STWD | 0 | 0 | 0 | 0 | 0 | 0
WT | 0 | 0 | 0 | 0 | 0 | 0
IGCC | 0 | 0 | 0 | 0 | 0 | 0
DemandResponse | 0 | 0 | 0 | 0 | 0 | 0
IGCC-CCS | 0 | 0 | 0 | 0 | 0 | 0
WT_off | 0 | 0 | 0 | 0 | 0 | 0
PseudoUnit | 0 | 0 | 0 | 0 | 0 | 0
FixedInterchange | 0 | 0 | 0 | 0 | 0 | 0
NOx Emissions (MMshortTons): MISO_MO-IL
ReportingType | 2015 | 2020 | 2025 | 2030 | 2035 | 2040
BM | 0 | 0 | 0 | 0 | 0 | 0
CC | 0 | 0 | 0 | 0 | 0 | 0
CSP | 0 | 0 | 0 | 0 | 0 | 0
CT | 0 | 0 | 0 | 0 | 0 | 0
Coal | 0.05 | 0.06 | 0.06 | 0.06 | 0.06 | 0.06
Geo | 0 | 0 | 0 | 0 | 0 | 0
H | 0 | 0 | 0 | 0 | 0 | 0
LFG | 0 | 0 | 0 | 0 | 0 | 0
Nuc | 0 | 0 | 0 | 0 | 0 | 0
PS | 0 | 0 | 0 | 0 | 0 | 0
PV | 0 | 0 | 0 | 0 | 0 | 0
PeakG | 0 | 0 | 0 | 0 | 0 | 0
PeakO | 0 | 0 | 0 | 0 | 0 | 0
ST | 0 | 0 | 0 | 0 | 0 | 0
STOG | 0 | 0 | 0 | 0 | 0 | 0
STWD | 0 | 0 | 0 | 0 | 0 | 0
WT | 0 | 0 | 0 | 0 | 0 | 0
IGCC | 0 | 0 | 0 | 0 | 0 | 0
DemandResponse | 0 | 0 | 0 | 0 | 0 | 0
IGCC-CCS | 0 | 0 | 0 | 0 | 0 | 0
WT_off | 0 | 0 | 0 | 0 | 0 | 0
PseudoUnit | 0 | 0 | 0 | 0 | 0 | 0
FixedInterchange | 0 | 0 | 0 | 0 | 0 | 0
NOx Emissions (MMshortTons): MISO_W
ReportingType | 2015 | 2020 | 2025 | 2030 | 2035 | 2040
BM | 0 | 0 | 0 | 0 | 0 | 0
CC | 0 | 0 | 0 | 0 | 0 | 0
CSP | 0 | 0 | 0 | 0 | 0 | 0
CT | 0 | 0 | 0 | 0 | 0 | 0
Coal | 0.09 | 0.09 | 0.09 | 0.09 | 0.1 | 0.11
Geo | 0 | 0 | 0 | 0 | 0 | 0
H | 0 | 0 | 0 | 0 | 0 | 0
LFG | 0 | 0 | 0 | 0 | 0 | 0
Nuc | 0 | 0 | 0 | 0 | 0 | 0
PS | 0 | 0 | 0 | 0 | 0 | 0
PV | 0 | 0 | 0 | 0 | 0 | 0
PeakG | 0 | 0 | 0 | 0 | 0 | 0
PeakO | 0 | 0 | 0 | 0 | 0 | 0
ST | 0 | 0 | 0 | 0 | 0 | 0
STOG | 0 | 0 | 0 | 0 | 0 | 0
STWD | 0 | 0 | 0 | 0 | 0 | 0
WT | 0 | 0 | 0 | 0 | 0 | 0
IGCC | 0 | 0 | 0 | 0 | 0 | 0
DemandResponse | 0 | 0 | 0 | 0 | 0 | 0
IGCC-CCS | 0 | 0 | 0 | 0 | 0 | 0
WT_off | 0 | 0 | 0 | 0 | 0 | 0
PseudoUnit | 0 | 0 | 0 | 0 | 0 | 0
FixedInterchange | 0 | 0 | 0 | 0 | 0 | 0
NOx Emissions (MMshortTons): MISO_WUMS
ReportingType | 2015 | 2020 | 2025 | 2030 | 2035 | 2040
BM | 0 | 0 | 0 | 0 | 0 | 0
CC | 0 | 0 | 0 | 0 | 0 | 0
CSP | 0 | 0 | 0 | 0 | 0 | 0
CT | 0 | 0 | 0 | 0 | 0 | 0
Coal | 0.01 | 0.02 | 0.02 | 0.02 | 0.02 | 0.01
Geo | 0 | 0 | 0 | 0 | 0 | 0
H | 0 | 0 | 0 | 0 | 0 | 0
LFG | 0 | 0 | 0 | 0 | 0 | 0
Nuc | 0 | 0 | 0 | 0 | 0 | 0
PS | 0 | 0 | 0 | 0 | 0 | 0
PV | 0 | 0 | 0 | 0 | 0 | 0
PeakG | 0 | 0 | 0 | 0 | 0 | 0
PeakO | 0 | 0 | 0 | 0 | 0 | 0
ST | 0 | 0 | 0 | 0 | 0 | 0
STOG | 0 | 0 | 0 | 0 | 0 | 0
STWD | 0 | 0 | 0 | 0 | 0 | 0
WT | 0 | 0 | 0 | 0 | 0 | 0
IGCC | 0 | 0 | 0 | 0 | 0 | 0
DemandResponse | 0 | 0 | 0 | 0 | 0 | 0
IGCC-CCS | 0 | 0 | 0 | 0 | 0 | 0
WT_off | 0 | 0 | 0 | 0 | 0 | 0
PseudoUnit | 0 | 0 | 0 | 0 | 0 | 0
FixedInterchange | 0 | 0 | 0 | 0 | 0 | 0
NOx Emissions (MMshortTons): Nebraska
ReportingType | 2015 | 2020 | 2025 | 2030 | 2035 | 2040
BM | 0 | 0 | 0 | 0 | 0 | 0
CC | 0 | 0 | 0 | 0 | 0 | 0
CSP | 0 | 0 | 0 | 0 | 0 | 0
CT | 0 | 0 | 0 | 0 | 0 | 0
Coal | 0.04 | 0.04 | 0.04 | 0.04 | 0.05 | 0.05
Geo | 0 | 0 | 0 | 0 | 0 | 0
H | 0 | 0 | 0 | 0 | 0 | 0
LFG | 0 | 0 | 0 | 0 | 0 | 0
Nuc | 0 | 0 | 0 | 0 | 0 | 0
PS | 0 | 0 | 0 | 0 | 0 | 0
PV | 0 | 0 | 0 | 0 | 0 | 0
PeakG | 0 | 0 | 0 | 0 | 0 | 0
PeakO | 0 | 0 | 0 | 0 | 0 | 0
ST | 0 | 0 | 0 | 0 | 0 | 0
STOG | 0 | 0 | 0 | 0 | 0 | 0
STWD | 0 | 0 | 0 | 0 | 0 | 0
WT | 0 | 0 | 0 | 0 | 0 | 0
IGCC | 0 | 0 | 0 | 0 | 0 | 0
DemandResponse | 0 | 0 | 0 | 0 | 0 | 0
IGCC-CCS | 0 | 0 | 0 | 0 | 0 | 0
WT_off | 0 | 0 | 0 | 0 | 0 | 0
PseudoUnit | 0 | 0 | 0 | 0 | 0 | 0
FixedInterchange | 0 | 0 | 0 | 0 | 0 | 0
NOx Emissions (MMshortTons): NEISO
ReportingType | 2015 | 2020 | 2025 | 2030 | 2035 | 2040
BM | 0 | 0 | 0 | 0 | 0 | 0
CC | 0 | 0 | 0 | 0 | 0 | 0
CSP | 0 | 0 | 0 | 0 | 0 | 0
CT | 0 | 0 | 0 | 0 | 0 | 0
Coal | 0 | 0 | 0 | 0 | 0 | 0
Geo | 0 | 0 | 0 | 0 | 0 | 0
H | 0 | 0 | 0 | 0 | 0 | 0
LFG | 0 | 0 | 0 | 0 | 0 | 0
Nuc | 0 | 0 | 0 | 0 | 0 | 0
PS | 0 | 0 | 0 | 0 | 0 | 0
PV | 0 | 0 | 0 | 0 | 0 | 0
PeakG | 0 | 0 | 0 | 0 | 0 | 0
PeakO | 0 | 0 | 0 | 0 | 0 | 0
ST | 0 | 0 | 0 | 0 | 0 | 0
STOG | 0 | 0 | 0 | 0 | 0 | 0
STWD | 0 | 0 | 0 | 0 | 0 | 0
WT | 0 | 0 | 0 | 0 | 0 | 0
IGCC | 0 | 0 | 0 | 0 | 0 | 0
DemandResponse | 0 | 0 | 0 | 0 | 0 | 0
IGCC-CCS | 0 | 0 | 0 | 0 | 0 | 0
WT_off | 0 | 0 | 0 | 0 | 0 | 0
PseudoUnit | 0 | 0 | 0 | 0 | 0 | 0
FixedInterchange | 0 | 0 | 0 | 0 | 0 | 0
NOx Emissions (MMshortTons): NonRTO_Midwest
ReportingType | 2015 | 2020 | 2025 | 2030 | 2035 | 2040
BM | 0 | 0 | 0 | 0 | 0 | 0
CC | 0 | 0 | 0 | 0 | 0 | 0
CSP | 0 | 0 | 0 | 0 | 0 | 0
CT | 0 | 0 | 0 | 0 | 0 | 0
Coal | 0.04 | 0.05 | 0.05 | 0.05 | 0.05 | 0.05
Geo | 0 | 0 | 0 | 0 | 0 | 0
H | 0 | 0 | 0 | 0 | 0 | 0
LFG | 0 | 0 | 0 | 0 | 0 | 0
Nuc | 0 | 0 | 0 | 0 | 0 | 0
PS | 0 | 0 | 0 | 0 | 0 | 0
PV | 0 | 0 | 0 | 0 | 0 | 0
PeakG | 0 | 0 | 0 | 0 | 0 | 0
PeakO | 0 | 0 | 0 | 0 | 0 | 0
ST | 0 | 0 | 0 | 0 | 0 | 0
STOG | 0 | 0 | 0 | 0 | 0 | 0
STWD | 0 | 0 | 0 | 0 | 0 | 0
WT | 0 | 0 | 0 | 0 | 0 | 0
IGCC | 0 | 0 | 0 | 0 | 0 | 0
DemandResponse | 0 | 0 | 0 | 0 | 0 | 0
IGCC-CCS | 0 | 0 | 0 | 0 | 0 | 0
WT_off | 0 | 0 | 0 | 0 | 0 | 0
PseudoUnit | 0 | 0 | 0 | 0 | 0 | 0
FixedInterchange | 0 | 0 | 0 | 0 | 0 | 0
NOx Emissions (MMshortTons): NYISO_A-F
ReportingType | 2015 | 2020 | 2025 | 2030 | 2035 | 2040
BM | 0 | 0 | 0 | 0 | 0 | 0
CC | 0 | 0 | 0 | 0 | 0 | 0
CSP | 0 | 0 | 0 | 0 | 0 | 0
CT | 0 | 0 | 0 | 0 | 0 | 0
Coal | 0 | 0 | 0 | 0 | 0 | 0
Geo | 0 | 0 | 0 | 0 | 0 | 0
H | 0 | 0 | 0 | 0 | 0 | 0
LFG | 0 | 0 | 0 | 0 | 0 | 0
Nuc | 0 | 0 | 0 | 0 | 0 | 0
PS | 0 | 0 | 0 | 0 | 0 | 0
PV | 0 | 0 | 0 | 0 | 0 | 0
PeakG | 0 | 0 | 0 | 0 | 0 | 0
PeakO | 0 | 0 | 0 | 0 | 0 | 0
ST | 0 | 0 | 0 | 0 | 0 | 0
STOG | 0 | 0 | 0 | 0 | 0 | 0
STWD | 0 | 0 | 0 | 0 | 0 | 0
WT | 0 | 0 | 0 | 0 | 0 | 0
IGCC | 0 | 0 | 0 | 0 | 0 | 0
DemandResponse | 0 | 0 | 0 | 0 | 0 | 0
IGCC-CCS | 0 | 0 | 0 | 0 | 0 | 0
WT_off | 0 | 0 | 0 | 0 | 0 | 0
PseudoUnit | 0 | 0 | 0 | 0 | 0 | 0
FixedInterchange | 0 | 0 | 0 | 0 | 0 | 0
NOx Emissions (MMshortTons): NYISO_G-I
ReportingType | 2015 | 2020 | 2025 | 2030 | 2035 | 2040
BM | 0 | 0 | 0 | 0 | 0 | 0
CC | 0 | 0 | 0 | 0 | 0 | 0
CSP | 0 | 0 | 0 | 0 | 0 | 0
CT | 0 | 0 | 0 | 0 | 0 | 0
Coal | 0 | 0 | 0 | 0 | 0 | 0
Geo | 0 | 0 | 0 | 0 | 0 | 0
H | 0 | 0 | 0 | 0 | 0 | 0
LFG | 0 | 0 | 0 | 0 | 0 | 0
Nuc | 0 | 0 | 0 | 0 | 0 | 0
PS | 0 | 0 | 0 | 0 | 0 | 0
PV | 0 | 0 | 0 | 0 | 0 | 0
PeakG | 0 | 0 | 0 | 0 | 0 | 0
PeakO | 0 | 0 | 0 | 0 | 0 | 0
ST | 0 | 0 | 0 | 0 | 0 | 0
STOG | 0 | 0 | 0 | 0 | 0 | 0
STWD | 0 | 0 | 0 | 0 | 0 | 0
WT | 0 | 0 | 0 | 0 | 0 | 0
IGCC | 0 | 0 | 0 | 0 | 0 | 0
DemandResponse | 0 | 0 | 0 | 0 | 0 | 0
IGCC-CCS | 0 | 0 | 0 | 0 | 0 | 0
WT_off | 0 | 0 | 0 | 0 | 0 | 0
PseudoUnit | 0 | 0 | 0 | 0 | 0 | 0
FixedInterchange | 0 | 0 | 0 | 0 | 0 | 0
NOx Emissions (MMshortTons): NYISO_J-K
ReportingType | 2015 | 2020 | 2025 | 2030 | 2035 | 2040
BM | 0 | 0 | 0 | 0 | 0 | 0
CC | 0 | 0 | 0 | 0 | 0 | 0
CSP | 0 | 0 | 0 | 0 | 0 | 0
CT | 0 | 0 | 0 | 0 | 0 | 0
Coal | 0 | 0 | 0 | 0 | 0 | 0
Geo | 0 | 0 | 0 | 0 | 0 | 0
H | 0 | 0 | 0 | 0 | 0 | 0
LFG | 0 | 0 | 0 | 0 | 0 | 0
Nuc | 0 | 0 | 0 | 0 | 0 | 0
PS | 0 | 0 | 0 | 0 | 0 | 0
PV | 0 | 0 | 0 | 0 | 0 | 0
PeakG | 0 | 0 | 0 | 0 | 0 | 0
PeakO | 0 | 0 | 0 | 0 | 0 | 0
ST | 0 | 0 | 0 | 0 | 0 | 0
STOG | 0 | 0 | 0 | 0 | 0 | 0
STWD | 0 | 0 | 0 | 0 | 0 | 0
WT | 0 | 0 | 0 | 0 | 0 | 0
IGCC | 0 | 0 | 0 | 0 | 0 | 0
DemandResponse | 0 | 0 | 0 | 0 | 0 | 0
IGCC-CCS | 0 | 0 | 0 | 0 | 0 | 0
WT_off | 0 | 0 | 0 | 0 | 0 | 0
PseudoUnit | 0 | 0 | 0 | 0 | 0 | 0
FixedInterchange | 0 | 0 | 0 | 0 | 0 | 0
NOx Emissions (MMshortTons): PJM_E
ReportingType | 2015 | 2020 | 2025 | 2030 | 2035 | 2040
BM | 0 | 0 | 0 | 0 | 0 | 0
CC | 0 | 0 | 0 | 0 | 0 | 0
CSP | 0 | 0 | 0 | 0 | 0 | 0
CT | 0 | 0 | 0 | 0 | 0 | 0
Coal | 0 | 0 | 0 | 0 | 0 | 0
Geo | 0 | 0 | 0 | 0 | 0 | 0
H | 0 | 0 | 0 | 0 | 0 | 0
LFG | 0 | 0 | 0 | 0 | 0 | 0
Nuc | 0 | 0 | 0 | 0 | 0 | 0
PS | 0 | 0 | 0 | 0 | 0 | 0
PV | 0 | 0 | 0 | 0 | 0 | 0
PeakG | 0 | 0 | 0 | 0 | 0 | 0
PeakO | 0 | 0 | 0 | 0 | 0 | 0
ST | 0 | 0 | 0 | 0 | 0 | 0
STOG | 0 | 0 | 0 | 0 | 0 | 0
STWD | 0 | 0 | 0 | 0 | 0 | 0
WT | 0 | 0 | 0 | 0 | 0 | 0
IGCC | 0 | 0 | 0 | 0 | 0 | 0
DemandResponse | 0 | 0 | 0 | 0 | 0 | 0
IGCC-CCS | 0 | 0 | 0 | 0 | 0 | 0
WT_off | 0 | 0 | 0 | 0 | 0 | 0
PseudoUnit | 0 | 0 | 0 | 0 | 0 | 0
FixedInterchange | 0 | 0 | 0 | 0 | 0 | 0
NOx Emissions (MMshortTons): PJM_ROM
ReportingType | 2015 | 2020 | 2025 | 2030 | 2035 | 2040
BM | 0 | 0 | 0 | 0 | 0 | 0
CC | 0 | 0 | 0 | 0 | 0 | 0.01
CSP | 0 | 0 | 0 | 0 | 0 | 0
CT | 0 | 0 | 0 | 0 | 0 | 0
Coal | 0.04 | 0.04 | 0.04 | 0.04 | 0.04 | 0.04
Geo | 0 | 0 | 0 | 0 | 0 | 0
H | 0 | 0 | 0 | 0 | 0 | 0
LFG | 0 | 0 | 0 | 0 | 0 | 0
Nuc | 0 | 0 | 0 | 0 | 0 | 0
PS | 0 | 0 | 0 | 0 | 0 | 0
PV | 0 | 0 | 0 | 0 | 0 | 0
PeakG | 0 | 0 | 0 | 0 | 0 | 0
PeakO | 0 | 0 | 0 | 0 | 0 | 0
ST | 0 | 0 | 0 | 0 | 0 | 0
STOG | 0 | 0 | 0 | 0 | 0 | 0
STWD | 0 | 0 | 0 | 0 | 0 | 0
WT | 0 | 0 | 0 | 0 | 0 | 0
IGCC | 0 | 0 | 0 | 0 | 0 | 0
DemandResponse | 0 | 0 | 0 | 0 | 0 | 0
IGCC-CCS | 0 | 0 | 0 | 0 | 0 | 0
WT_off | 0 | 0 | 0 | 0 | 0 | 0
PseudoUnit | 0 | 0 | 0 | 0 | 0 | 0
FixedInterchange | 0 | 0 | 0 | 0 | 0 | 0
NOx Emissions (MMshortTons): PJM_ROR
ReportingType | 2015 | 2020 | 2025 | 2030 | 2035 | 2040
BM | 0 | 0 | 0 | 0 | 0 | 0
CC | 0 | 0 | 0 | 0.01 | 0.01 | 0.01
CSP | 0 | 0 | 0 | 0 | 0 | 0
CT | 0 | 0 | 0 | 0 | 0 | 0
Coal | 0.28 | 0.27 | 0.28 | 0.28 | 0.29 | 0.29
Geo | 0 | 0 | 0 | 0 | 0 | 0
H | 0 | 0 | 0 | 0 | 0 | 0
LFG | 0 | 0 | 0 | 0 | 0 | 0
Nuc | 0 | 0 | 0 | 0 | 0 | 0
PS | 0 | 0 | 0 | 0 | 0 | 0
PV | 0 | 0 | 0 | 0 | 0 | 0
PeakG | 0 | 0 | 0 | 0 | 0 | 0
PeakO | 0 | 0 | 0 | 0 | 0 | 0
ST | 0 | 0 | 0 | 0 | 0 | 0
STOG | 0 | 0 | 0 | 0 | 0 | 0
STWD | 0 | 0 | 0 | 0 | 0 | 0
WT | 0 | 0 | 0 | 0 | 0 | 0
IGCC | 0 | 0 | 0 | 0 | 0 | 0
DemandResponse | 0 | 0 | 0 | 0 | 0 | 0
IGCC-CCS | 0 | 0 | 0 | 0 | 0 | 0
WT_off | 0 | 0 | 0 | 0 | 0 | 0
PseudoUnit | 0 | 0 | 0 | 0 | 0 | 0
FixedInterchange | 0 | 0 | 0 | 0 | 0 | 0
NOx Emissions (MMshortTons): SOCO
ReportingType | 2015 | 2020 | 2025 | 2030 | 2035 | 2040
BM | 0 | 0 | 0 | 0 | 0 | 0
CC | 0.01 | 0.01 | 0.01 | 0.01 | 0.01 | 0.01
CSP | 0 | 0 | 0 | 0 | 0 | 0
CT | 0 | 0 | 0 | 0 | 0 | 0
Coal | 0.08 | 0.08 | 0.08 | 0.08 | 0.09 | 0.1
Geo | 0 | 0 | 0 | 0 | 0 | 0
H | 0 | 0 | 0 | 0 | 0 | 0
LFG | 0 | 0 | 0 | 0 | 0 | 0
Nuc | 0 | 0 | 0 | 0 | 0 | 0
PS | 0 | 0 | 0 | 0 | 0 | 0
PV | 0 | 0 | 0 | 0 | 0 | 0
PeakG | 0 | 0 | 0 | 0 | 0 | 0
PeakO | 0 | 0 | 0 | 0 | 0 | 0
ST | 0 | 0 | 0 | 0 | 0 | 0
STOG | 0 | 0 | 0 | 0 | 0 | 0
STWD | 0 | 0 | 0 | 0 | 0 | 0
WT | 0 | 0 | 0 | 0 | 0 | 0
IGCC | 0 | 0 | 0 | 0 | 0 | 0
DemandResponse | 0 | 0 | 0 | 0 | 0 | 0
IGCC-CCS | 0 | 0 | 0 | 0 | 0 | 0
WT_off | 0 | 0 | 0 | 0 | 0 | 0
PseudoUnit | 0 | 0 | 0 | 0 | 0 | 0
FixedInterchange | 0 | 0 | 0 | 0 | 0 | 0
NOx Emissions (MMshortTons): SPP_N
ReportingType | 2015 | 2020 | 2025 | 2030 | 2035 | 2040
BM | 0 | 0 | 0 | 0 | 0 | 0
CC | 0 | 0 | 0 | 0 | 0 | 0
CSP | 0 | 0 | 0 | 0 | 0 | 0
CT | 0 | 0 | 0 | 0 | 0 | 0
Coal | 0.07 | 0.07 | 0.07 | 0.07 | 0.07 | 0.07
Geo | 0 | 0 | 0 | 0 | 0 | 0
H | 0 | 0 | 0 | 0 | 0 | 0
LFG | 0 | 0 | 0 | 0 | 0 | 0
Nuc | 0 | 0 | 0 | 0 | 0 | 0
PS | 0 | 0 | 0 | 0 | 0 | 0
PV | 0 | 0 | 0 | 0 | 0 | 0
PeakG | 0 | 0 | 0 | 0 | 0 | 0
PeakO | 0 | 0 | 0 | 0 | 0 | 0
ST | 0 | 0 | 0 | 0 | 0 | 0
STOG | 0 | 0 | 0 | 0 | 0 | 0
STWD | 0 | 0 | 0 | 0 | 0 | 0
WT | 0 | 0 | 0 | 0 | 0 | 0
IGCC | 0 | 0 | 0 | 0 | 0 | 0
DemandResponse | 0 | 0 | 0 | 0 | 0 | 0
IGCC-CCS | 0 | 0 | 0 | 0 | 0 | 0
WT_off | 0 | 0 | 0 | 0 | 0 | 0
PseudoUnit | 0 | 0 | 0 | 0 | 0 | 0
FixedInterchange | 0 | 0 | 0 | 0 | 0 | 0
NOx Emissions (MMshortTons): SPP_S
ReportingType | 2015 | 2020 | 2025 | 2030 | 2035 | 2040
BM | 0 | 0 | 0 | 0 | 0 | 0
CC | 0 | 0 | 0 | 0 | 0 | 0
CSP | 0 | 0 | 0 | 0 | 0 | 0
CT | 0 | 0 | 0 | 0 | 0 | 0
Coal | 0.11 | 0.11 | 0.12 | 0.12 | 0.12 | 0.11
Geo | 0 | 0 | 0 | 0 | 0 | 0
H | 0 | 0 | 0 | 0 | 0 | 0
LFG | 0 | 0 | 0 | 0 | 0 | 0
Nuc | 0 | 0 | 0 | 0 | 0 | 0
PS | 0 | 0 | 0 | 0 | 0 | 0
PV | 0 | 0 | 0 | 0 | 0 | 0
PeakG | 0 | 0 | 0 | 0 | 0 | 0
PeakO | 0 | 0 | 0 | 0 | 0 | 0
ST | 0 | 0 | 0 | 0 | 0 | 0
STOG | 0 | 0 | 0 | 0 | 0 | 0
STWD | 0 | 0 | 0 | 0 | 0 | 0
WT | 0 | 0 | 0 | 0 | 0 | 0
IGCC | 0 | 0 | 0 | 0 | 0 | 0
DemandResponse | 0 | 0 | 0 | 0 | 0 | 0
IGCC-CCS | 0 | 0 | 0 | 0 | 0 | 0
WT_off | 0 | 0 | 0 | 0 | 0 | 0
PseudoUnit | 0 | 0 | 0 | 0 | 0 | 0
FixedInterchange | 0 | 0 | 0 | 0 | 0 | 0
NOx Emissions (MMshortTons): TVA
ReportingType | 2015 | 2020 | 2025 | 2030 | 2035 | 2040
BM | 0 | 0 | 0 | 0 | 0 | 0
CC | 0 | 0 | 0 | 0 | 0 | 0
CSP | 0 | 0 | 0 | 0 | 0 | 0
CT | 0 | 0 | 0 | 0 | 0 | 0
Coal | 0.07 | 0.07 | 0.07 | 0.07 | 0.07 | 0.08
Geo | 0 | 0 | 0 | 0 | 0 | 0
H | 0 | 0 | 0 | 0 | 0 | 0
LFG | 0 | 0 | 0 | 0 | 0 | 0
Nuc | 0 | 0 | 0 | 0 | 0 | 0
PS | 0 | 0 | 0 | 0 | 0 | 0
PV | 0 | 0 | 0 | 0 | 0 | 0
PeakG | 0 | 0 | 0 | 0 | 0 | 0
PeakO | 0 | 0 | 0 | 0 | 0 | 0
ST | 0 | 0 | 0 | 0 | 0 | 0
STOG | 0 | 0 | 0 | 0 | 0 | 0
STWD | 0 | 0 | 0 | 0 | 0 | 0
WT | 0 | 0 | 0 | 0 | 0 | 0
IGCC | 0 | 0 | 0 | 0 | 0 | 0
DemandResponse | 0 | 0 | 0 | 0 | 0 | 0
IGCC-CCS | 0 | 0 | 0 | 0 | 0 | 0
WT_off | 0 | 0 | 0 | 0 | 0 | 0
PseudoUnit | 0 | 0 | 0 | 0 | 0 | 0
FixedInterchange | 0 | 0 | 0 | 0 | 0 | 0
NOx Emissions (MMshortTons): TVA_Transmission
ReportingType | 2015 | 2020 | 2025 | 2030 | 2035 | 2040
BM | 0 | 0 | 0 | 0 | 0 | 0
CC | 0 | 0 | 0 | 0 | 0 | 0
CSP | 0 | 0 | 0 | 0 | 0 | 0
CT | 0 | 0 | 0 | 0 | 0 | 0
Coal | 0 | 0 | 0 | 0 | 0 | 0
Geo | 0 | 0 | 0 | 0 | 0 | 0
H | 0 | 0 | 0 | 0 | 0 | 0
LFG | 0 | 0 | 0 | 0 | 0 | 0
Nuc | 0 | 0 | 0 | 0 | 0 | 0
PS | 0 | 0 | 0 | 0 | 0 | 0
PV | 0 | 0 | 0 | 0 | 0 | 0
PeakG | 0 | 0 | 0 | 0 | 0 | 0
PeakO | 0 | 0 | 0 | 0 | 0 | 0
ST | 0 | 0 | 0 | 0 | 0 | 0
STOG | 0 | 0 | 0 | 0 | 0 | 0
STWD | 0 | 0 | 0 | 0 | 0 | 0
WT | 0 | 0 | 0 | 0 | 0 | 0
IGCC | 0 | 0 | 0 | 0 | 0 | 0
DemandResponse | 0 | 0 | 0 | 0 | 0 | 0
IGCC-CCS | 0 | 0 | 0 | 0 | 0 | 0
WT_off | 0 | 0 | 0 | 0 | 0 | 0
PseudoUnit | 0 | 0 | 0 | 0 | 0 | 0
FixedInterchange | 0 | 0 | 0 | 0 | 0 | 0
NOx Emissions (MMshortTons): VACAR
ReportingType | 2015 | 2020 | 2025 | 2030 | 2035 | 2040
BM | 0 | 0 | 0 | 0 | 0 | 0
CC | 0 | 0 | 0 | 0 | 0 | 0.01
CSP | 0 | 0 | 0 | 0 | 0 | 0
CT | 0 | 0 | 0 | 0 | 0 | 0
Coal | 0.04 | 0.04 | 0.06 | 0.06 | 0.07 | 0.07
Geo | 0 | 0 | 0 | 0 | 0 | 0
H | 0 | 0 | 0 | 0 | 0 | 0
LFG | 0 | 0 | 0 | 0 | 0 | 0
Nuc | 0 | 0 | 0 | 0 | 0 | 0
PS | 0 | 0 | 0 | 0 | 0 | 0
PV | 0 | 0 | 0 | 0 | 0 | 0
PeakG | 0 | 0 | 0 | 0 | 0 | 0
PeakO | 0 | 0 | 0 | 0 | 0 | 0
ST | 0 | 0 | 0 | 0 | 0 | 0
STOG | 0 | 0 | 0 | 0 | 0 | 0
STWD | 0 | 0 | 0 | 0 | 0 | 0
WT | 0 | 0 | 0 | 0 | 0 | 0
IGCC | 0 | 0 | 0 | 0 | 0 | 0
DemandResponse | 0 | 0 | 0 | 0 | 0 | 0
IGCC-CCS | 0 | 0 | 0 | 0 | 0 | 0
WT_off | 0 | 0 | 0 | 0 | 0 | 0
PseudoUnit | 0 | 0 | 0 | 0 | 0 | 0
FixedInterchange | 0 | 0 | 0 | 0 | 0 | 0
NOx Emissions (MMshortTons): IESO
ReportingType | 2015 | 2020 | 2025 | 2030 | 2035 | 2040
BM | 0 | 0 | 0 | 0 | 0 | 0
CC | 0 | 0 | 0 | 0 | 0 | 0
CSP | 0 | 0 | 0 | 0 | 0 | 0
CT | 0 | 0 | 0 | 0 | 0 | 0
Coal | 0 | 0 | 0 | 0 | 0 | 0
Geo | 0 | 0 | 0 | 0 | 0 | 0
H | 0 | 0 | 0 | 0 | 0 | 0
LFG | 0 | 0 | 0 | 0 | 0 | 0
Nuc | 0 | 0 | 0 | 0 | 0 | 0
PS | 0 | 0 | 0 | 0 | 0 | 0
PV | 0 | 0 | 0 | 0 | 0 | 0
PeakG | 0 | 0 | 0 | 0 | 0 | 0
PeakO | 0 | 0 | 0 | 0 | 0 | 0
ST | 0 | 0 | 0 | 0 | 0 | 0
STOG | 0 | 0 | 0 | 0 | 0 | 0
STWD | 0 | 0 | 0 | 0 | 0 | 0
WT | 0 | 0 | 0 | 0 | 0 | 0
IGCC | 0 | 0 | 0 | 0 | 0 | 0
DemandResponse | 0 | 0 | 0 | 0 | 0 | 0
IGCC-CCS | 0 | 0 | 0 | 0 | 0 | 0
WT_off | 0 | 0 | 0 | 0 | 0 | 0
PseudoUnit | 0 | 0 | 0 | 0 | 0 | 0
FixedInterchange | 0 | 0 | 0 | 0 | 0 | 0
NOx Emissions (MMshortTons): MAPP_CA
ReportingType | 2015 | 2020 | 2025 | 2030 | 2035 | 2040
BM | 0 | 0 | 0 | 0 | 0 | 0
CC | 0 | 0 | 0 | 0 | 0 | 0
CSP | 0 | 0 | 0 | 0 | 0 | 0
CT | 0 | 0 | 0 | 0 | 0 | 0
Coal | 0 | 0 | 0 | 0 | 0 | 0
Geo | 0 | 0 | 0 | 0 | 0 | 0
H | 0 | 0 | 0 | 0 | 0 | 0
LFG | 0 | 0 | 0 | 0 | 0 | 0
Nuc | 0 | 0 | 0 | 0 | 0 | 0
PS | 0 | 0 | 0 | 0 | 0 | 0
PV | 0 | 0 | 0 | 0 | 0 | 0
PeakG | 0 | 0 | 0 | 0 | 0 | 0
PeakO | 0 | 0 | 0 | 0 | 0 | 0
ST | 0 | 0 | 0 | 0 | 0 | 0
STOG | 0 | 0 | 0 | 0 | 0 | 0
STWD | 0 | 0 | 0 | 0 | 0 | 0
WT | 0 | 0 | 0 | 0 | 0 | 0
IGCC | 0 | 0 | 0 | 0 | 0 | 0
DemandResponse | 0 | 0 | 0 | 0 | 0 | 0
IGCC-CCS | 0 | 0 | 0 | 0 | 0 | 0
WT_off | 0 | 0 | 0 | 0 | 0 | 0
PseudoUnit | 0 | 0 | 0 | 0 | 0 | 0
FixedInterchange | 0 | 0 | 0 | 0 | 0 | 0
NOx Emissions (MMshortTons): AZ_NM_SNV_Coal
ReportingType | 2015 | 2020 | 2025 | 2030 | 2035 | 2040
BM | 0 | 0 | 0 | 0 | 0 | 0
CC | 0 | 0 | 0 | 0 | 0 | 0
CSP | 0 | 0 | 0 | 0 | 0 | 0
CT | 0 | 0 | 0 | 0 | 0 | 0
Coal | 0.12 | 0.12 | 0.12 | 0.12 | 0.12 | 0.13
Geo | 0 | 0 | 0 | 0 | 0 | 0
H | 0 | 0 | 0 | 0 | 0 | 0
LFG | 0 | 0 | 0 | 0 | 0 | 0
Nuc | 0 | 0 | 0 | 0 | 0 | 0
PS | 0 | 0 | 0 | 0 | 0 | 0
PV | 0 | 0 | 0 | 0 | 0 | 0
PeakG | 0 | 0 | 0 | 0 | 0 | 0
PeakO | 0 | 0 | 0 | 0 | 0 | 0
ST | 0 | 0 | 0 | 0 | 0 | 0
STOG | 0 | 0 | 0 | 0 | 0 | 0
STWD | 0 | 0 | 0 | 0 | 0 | 0
WT | 0 | 0 | 0 | 0 | 0 | 0
IGCC | 0 | 0 | 0 | 0 | 0 | 0
DemandResponse | 0 | 0 | 0 | 0 | 0 | 0
IGCC-CCS | 0 | 0 | 0 | 0 | 0 | 0
WT_off | 0 | 0 | 0 | 0 | 0 | 0
PseudoUnit | 0 | 0 | 0 | 0 | 0 | 0
FixedInterchange | 0 | 0 | 0 | 0 | 0 | 0
NOx Emissions (MMshortTons): AZ_NM_SNV_Gas
ReportingType | 2015 | 2020 | 2025 | 2030 | 2035 | 2040
BM | 0 | 0 | 0 | 0 | 0 | 0
CC | 0.01 | 0.01 | 0.01 | 0.01 | 0.01 | 0.01
CSP | 0 | 0 | 0 | 0 | 0 | 0
CT | 0 | 0 | 0 | 0 | 0 | 0
Coal | 0 | 0 | 0 | 0 | 0 | 0
Geo | 0 | 0 | 0 | 0 | 0 | 0
H | 0 | 0 | 0 | 0 | 0 | 0
LFG | 0 | 0 | 0 | 0 | 0 | 0
Nuc | 0 | 0 | 0 | 0 | 0 | 0
PS | 0 | 0 | 0 | 0 | 0 | 0
PV | 0 | 0 | 0 | 0 | 0 | 0
PeakG | 0 | 0 | 0 | 0 | 0 | 0
PeakO | 0 | 0 | 0 | 0 | 0 | 0
ST | 0 | 0 | 0 | 0 | 0 | 0
STOG | 0 | 0 | 0 | 0 | 0 | 0
STWD | 0 | 0 | 0 | 0 | 0 | 0
WT | 0 | 0 | 0 | 0 | 0 | 0
IGCC | 0 | 0 | 0 | 0 | 0 | 0
DemandResponse | 0 | 0 | 0 | 0 | 0 | 0
IGCC-CCS | 0 | 0 | 0 | 0 | 0 | 0
WT_off | 0 | 0 | 0 | 0 | 0 | 0
PseudoUnit | 0 | 0 | 0 | 0 | 0 | 0
FixedInterchange | 0 | 0 | 0 | 0 | 0 | 0
NOx Emissions (MMshortTons): AZ_NM_SNV_NucRenew
ReportingType | 2015 | 2020 | 2025 | 2030 | 2035 | 2040
BM | 0 | 0 | 0 | 0 | 0 | 0
CC | 0 | 0 | 0 | 0 | 0 | 0
CSP | 0 | 0 | 0 | 0 | 0 | 0
CT | 0 | 0 | 0 | 0 | 0 | 0
Coal | 0 | 0 | 0 | 0 | 0 | 0
Geo | 0 | 0 | 0 | 0 | 0 | 0
H | 0 | 0 | 0 | 0 | 0 | 0
LFG | 0 | 0 | 0 | 0 | 0 | 0
Nuc | 0 | 0 | 0 | 0 | 0 | 0
PS | 0 | 0 | 0 | 0 | 0 | 0
PV | 0 | 0 | 0 | 0 | 0 | 0
PeakG | 0 | 0 | 0 | 0 | 0 | 0
PeakO | 0 | 0 | 0 | 0 | 0 | 0
ST | 0 | 0 | 0 | 0 | 0 | 0
STOG | 0 | 0 | 0 | 0 | 0 | 0
STWD | 0 | 0 | 0 | 0 | 0 | 0
WT | 0 | 0 | 0 | 0 | 0 | 0
IGCC | 0 | 0 | 0 | 0 | 0 | 0
DemandResponse | 0 | 0 | 0 | 0 | 0 | 0
IGCC-CCS | 0 | 0 | 0 | 0 | 0 | 0
WT_off | 0 | 0 | 0 | 0 | 0 | 0
PseudoUnit | 0 | 0 | 0 | 0 | 0 | 0
FixedInterchange | 0 | 0 | 0 | 0 | 0 | 0
NOx Emissions (MMshortTons): ERCOT
ReportingType | 2015 | 2020 | 2025 | 2030 | 2035 | 2040
BM | 0 | 0 | 0 | 0 | 0 | 0
CC | 0.01 | 0.01 | 0.01 | 0.01 | 0.01 | 0.01
CSP | 0 | 0 | 0 | 0 | 0 | 0
CT | 0 | 0 | 0 | 0 | 0 | 0
Coal | 0.06 | 0.07 | 0.08 | 0.08 | 0.08 | 0.08
Geo | 0 | 0 | 0 | 0 | 0 | 0
H | 0 | 0 | 0 | 0 | 0 | 0
LFG | 0 | 0 | 0 | 0 | 0 | 0
Nuc | 0 | 0 | 0 | 0 | 0 | 0
PS | 0 | 0 | 0 | 0 | 0 | 0
PV | 0 | 0 | 0 | 0 | 0 | 0
PeakG | 0 | 0 | 0 | 0 | 0 | 0
PeakO | 0 | 0 | 0 | 0 | 0 | 0
ST | 0 | 0 | 0 | 0 | 0 | 0
STOG | 0 | 0.01 | 0.01 | 0.01 | 0.01 | 0.01
STWD | 0 | 0 | 0 | 0 | 0 | 0
WT | 0 | 0 | 0 | 0 | 0 | 0
IGCC | 0 | 0 | 0 | 0 | 0 | 0
DemandResponse | 0 | 0 | 0 | 0 | 0 | 0
IGCC-CCS | 0 | 0 | 0 | 0 | 0 | 0
WT_off | 0 | 0 | 0 | 0 | 0 | 0
PseudoUnit | 0 | 0 | 0 | 0 | 0 | 0
FixedInterchange | 0 | 0 | 0 | 0 | 0 | 0
NOx Emissions (MMshortTons): NP15
ReportingType | 2015 | 2020 | 2025 | 2030 | 2035 | 2040
BM | 0 | 0 | 0 | 0 | 0 | 0
CC | 0 | 0 | 0 | 0 | 0 | 0
CSP | 0 | 0 | 0 | 0 | 0 | 0
CT | 0 | 0 | 0 | 0 | 0 | 0
Coal | 0 | 0 | 0 | 0 | 0 | 0
Geo | 0 | 0 | 0 | 0 | 0 | 0
H | 0 | 0 | 0 | 0 | 0 | 0
LFG | 0 | 0 | 0 | 0 | 0 | 0
Nuc | 0 | 0 | 0 | 0 | 0 | 0
PS | 0 | 0 | 0 | 0 | 0 | 0
PV | 0 | 0 | 0 | 0 | 0 | 0
PeakG | 0 | 0 | 0 | 0 | 0 | 0
PeakO | 0 | 0 | 0 | 0 | 0 | 0
ST | 0 | 0 | 0 | 0 | 0 | 0
STOG | 0 | 0 | 0 | 0 | 0 | 0
STWD | 0 | 0 | 0 | 0 | 0 | 0
WT | 0 | 0 | 0 | 0 | 0 | 0
IGCC | 0 | 0 | 0 | 0 | 0 | 0
DemandResponse | 0 | 0 | 0 | 0 | 0 | 0
IGCC-CCS | 0 | 0 | 0 | 0 | 0 | 0
WT_off | 0 | 0 | 0 | 0 | 0 | 0
PseudoUnit | 0 | 0 | 0 | 0 | 0 | 0
FixedInterchange | 0 | 0 | 0 | 0 | 0 | 0
NOx Emissions (MMshortTons): NWPP_Coal
ReportingType | 2015 | 2020 | 2025 | 2030 | 2035 | 2040
BM | 0 | 0 | 0 | 0 | 0 | 0
CC | 0 | 0 | 0 | 0 | 0 | 0
CSP | 0 | 0 | 0 | 0 | 0 | 0
CT | 0 | 0 | 0 | 0 | 0 | 0
Coal | 0.14 | 0.14 | 0.14 | 0.14 | 0.14 | 0.14
Geo | 0 | 0 | 0 | 0 | 0 | 0
H | 0 | 0 | 0 | 0 | 0 | 0
LFG | 0 | 0 | 0 | 0 | 0 | 0
Nuc | 0 | 0 | 0 | 0 | 0 | 0
PS | 0 | 0 | 0 | 0 | 0 | 0
PV | 0 | 0 | 0 | 0 | 0 | 0
PeakG | 0 | 0 | 0 | 0 | 0 | 0
PeakO | 0 | 0 | 0 | 0 | 0 | 0
ST | 0 | 0 | 0 | 0 | 0 | 0
STOG | 0 | 0 | 0 | 0 | 0 | 0
STWD | 0 | 0 | 0 | 0 | 0 | 0
WT | 0 | 0 | 0 | 0 | 0 | 0
IGCC | 0 | 0 | 0 | 0 | 0 | 0
DemandResponse | 0 | 0 | 0 | 0 | 0 | 0
IGCC-CCS | 0 | 0 | 0 | 0 | 0 | 0
WT_off | 0 | 0 | 0 | 0 | 0 | 0
PseudoUnit | 0 | 0 | 0 | 0 | 0 | 0
FixedInterchange | 0 | 0 | 0 | 0 | 0 | 0
NOx Emissions (MMshortTons): NWPP_Gas
ReportingType | 2015 | 2020 | 2025 | 2030 | 2035 | 2040
BM | 0 | 0 | 0 | 0 | 0 | 0
CC | 0 | 0 | 0 | 0.01 | 0.01 | 0.01
CSP | 0 | 0 | 0 | 0 | 0 | 0
CT | 0 | 0 | 0 | 0 | 0 | 0
Coal | 0 | 0 | 0 | 0 | 0 | 0
Geo | 0 | 0 | 0 | 0 | 0 | 0
H | 0 | 0 | 0 | 0 | 0 | 0
LFG | 0 | 0 | 0 | 0 | 0 | 0
Nuc | 0 | 0 | 0 | 0 | 0 | 0
PS | 0 | 0 | 0 | 0 | 0 | 0
PV | 0 | 0 | 0 | 0 | 0 | 0
PeakG | 0 | 0 | 0 | 0 | 0 | 0
PeakO | 0 | 0 | 0 | 0 | 0 | 0
ST | 0 | 0 | 0 | 0 | 0 | 0
STOG | 0 | 0 | 0 | 0 | 0 | 0
STWD | 0 | 0 | 0 | 0 | 0 | 0
WT | 0 | 0 | 0 | 0 | 0 | 0
IGCC | 0 | 0 | 0 | 0 | 0 | 0
DemandResponse | 0 | 0 | 0 | 0 | 0 | 0
IGCC-CCS | 0 | 0 | 0 | 0 | 0 | 0
WT_off | 0 | 0 | 0 | 0 | 0 | 0
PseudoUnit | 0 | 0 | 0 | 0 | 0 | 0
FixedInterchange | 0 | 0 | 0 | 0 | 0 | 0
NOx Emissions (MMshortTons): NWPP_NucRenew
ReportingType | 2015 | 2020 | 2025 | 2030 | 2035 | 2040
BM | 0 | 0 | 0 | 0 | 0 | 0
CC | 0 | 0 | 0 | 0 | 0 | 0
CSP | 0 | 0 | 0 | 0 | 0 | 0
CT | 0 | 0 | 0 | 0 | 0 | 0
Coal | 0 | 0 | 0 | 0 | 0 | 0
Geo | 0 | 0 | 0 | 0 | 0 | 0
H | 0 | 0 | 0 | 0 | 0 | 0
LFG | 0 | 0 | 0 | 0 | 0 | 0
Nuc | 0 | 0 | 0 | 0 | 0 | 0
PS | 0 | 0 | 0 | 0 | 0 | 0
PV | 0 | 0 | 0 | 0 | 0 | 0
PeakG | 0 | 0 | 0 | 0 | 0 | 0
PeakO | 0 | 0 | 0 | 0 | 0 | 0
ST | 0 | 0 | 0 | 0 | 0 | 0
STOG | 0 | 0 | 0 | 0 | 0 | 0
STWD | 0 | 0 | 0 | 0 | 0 | 0
WT | 0 | 0 | 0 | 0 | 0 | 0
IGCC | 0 | 0 | 0 | 0 | 0 | 0
DemandResponse | 0 | 0 | 0 | 0 | 0 | 0
IGCC-CCS | 0 | 0 | 0 | 0 | 0 | 0
WT_off | 0 | 0 | 0 | 0 | 0 | 0
PseudoUnit | 0 | 0 | 0 | 0 | 0 | 0
FixedInterchange | 0 | 0 | 0 | 0 | 0 | 0
NOx Emissions (MMshortTons): RMPA
ReportingType | 2015 | 2020 | 2025 | 2030 | 2035 | 2040
BM | 0 | 0 | 0 | 0 | 0 | 0
CC | 0 | 0 | 0 | 0 | 0 | 0
CSP | 0 | 0 | 0 | 0 | 0 | 0
CT | 0 | 0 | 0 | 0 | 0 | 0
Coal | 0.06 | 0.06 | 0.05 | 0.05 | 0.06 | 0.06
Geo | 0 | 0 | 0 | 0 | 0 | 0
H | 0 | 0 | 0 | 0 | 0 | 0
LFG | 0 | 0 | 0 | 0 | 0 | 0
Nuc | 0 | 0 | 0 | 0 | 0 | 0
PS | 0 | 0 | 0 | 0 | 0 | 0
PV | 0 | 0 | 0 | 0 | 0 | 0
PeakG | 0 | 0 | 0 | 0 | 0 | 0
PeakO | 0 | 0 | 0 | 0 | 0 | 0
ST | 0 | 0 | 0 | 0 | 0 | 0
STOG | 0 | 0 | 0 | 0 | 0 | 0
STWD | 0 | 0 | 0 | 0 | 0 | 0
WT | 0 | 0 | 0 | 0 | 0 | 0
IGCC | 0 | 0 | 0 | 0 | 0 | 0
DemandResponse | 0 | 0 | 0 | 0 | 0 | 0
IGCC-CCS | 0 | 0 | 0 | 0 | 0 | 0
WT_off | 0 | 0 | 0 | 0 | 0 | 0
PseudoUnit | 0 | 0 | 0 | 0 | 0 | 0
FixedInterchange | 0 | 0 | 0 | 0 | 0 | 0
NOx Emissions (MMshortTons): SP15
ReportingType | 2015 | 2020 | 2025 | 2030 | 2035 | 2040
BM | 0 | 0 | 0 | 0 | 0 | 0
CC | 0 | 0 | 0 | 0 | 0 | 0
CSP | 0 | 0 | 0 | 0 | 0 | 0
CT | 0 | 0 | 0 | 0 | 0 | 0
Coal | 0 | 0 | 0 | 0 | 0 | 0
Geo | 0 | 0 | 0 | 0 | 0 | 0
H | 0 | 0 | 0 | 0 | 0 | 0
LFG | 0 | 0 | 0 | 0 | 0 | 0
Nuc | 0 | 0 | 0 | 0 | 0 | 0
PS | 0 | 0 | 0 | 0 | 0 | 0
PV | 0 | 0 | 0 | 0 | 0 | 0
PeakG | 0 | 0 | 0 | 0 | 0 | 0
PeakO | 0 | 0 | 0 | 0 | 0 | 0
ST | 0 | 0 | 0 | 0 | 0 | 0
STOG | 0 | 0 | 0 | 0 | 0 | 0
STWD | 0 | 0 | 0 | 0 | 0 | 0
WT | 0 | 0 | 0 | 0 | 0 | 0
IGCC | 0 | 0 | 0 | 0 | 0 | 0
DemandResponse | 0 | 0 | 0 | 0 | 0 | 0
IGCC-CCS | 0 | 0 | 0 | 0 | 0 | 0
WT_off | 0 | 0 | 0 | 0 | 0 | 0
PseudoUnit | 0 | 0 | 0 | 0 | 0 | 0
FixedInterchange | 0 | 0 | 0 | 0 | 0 | 0
NOx Emissions (MMshortTons): ALB
ReportingType | 2015 | 2020 | 2025 | 2030 | 2035 | 2040
BM | 0 | 0 | 0 | 0 | 0 | 0
CC | 0 | 0 | 0 | 0 | 0 | 0
CSP | 0 | 0 | 0 | 0 | 0 | 0
CT | 0 | 0 | 0 | 0 | 0 | 0
Coal | 0.01 | 0.01 | 0.01 | 0.01 | 0.01 | 0.01
Geo | 0 | 0 | 0 | 0 | 0 | 0
H | 0 | 0 | 0 | 0 | 0 | 0
LFG | 0 | 0 | 0 | 0 | 0 | 0
Nuc | 0 | 0 | 0 | 0 | 0 | 0
PS | 0 | 0 | 0 | 0 | 0 | 0
PV | 0 | 0 | 0 | 0 | 0 | 0
PeakG | 0 | 0 | 0 | 0 | 0 | 0
PeakO | 0 | 0 | 0 | 0 | 0 | 0
ST | 0 | 0 | 0 | 0 | 0 | 0
STOG | 0 | 0 | 0 | 0 | 0 | 0
STWD | 0 | 0 | 0 | 0 | 0 | 0
WT | 0 | 0 | 0 | 0 | 0 | 0
IGCC | 0 | 0 | 0 | 0 | 0 | 0
DemandResponse | 0 | 0 | 0 | 0 | 0 | 0
IGCC-CCS | 0 | 0 | 0 | 0 | 0 | 0
WT_off | 0 | 0 | 0 | 0 | 0 | 0
PseudoUnit | 0 | 0 | 0 | 0 | 0 | 0
FixedInterchange | 0 | 0 | 0 | 0 | 0 | 0
NOx Emissions (MMshortTons): BC
ReportingType | 2015 | 2020 | 2025 | 2030 | 2035 | 2040
BM | 0 | 0 | 0 | 0 | 0 | 0
CC | 0 | 0 | 0 | 0 | 0 | 0
CSP | 0 | 0 | 0 | 0 | 0 | 0
CT | 0 | 0 | 0 | 0 | 0 | 0
Coal | 0 | 0 | 0 | 0 | 0 | 0
Geo | 0 | 0 | 0 | 0 | 0 | 0
H | 0 | 0 | 0 | 0 | 0 | 0
LFG | 0 | 0 | 0 | 0 | 0 | 0
Nuc | 0 | 0 | 0 | 0 | 0 | 0
PS | 0 | 0 | 0 | 0 | 0 | 0
PV | 0 | 0 | 0 | 0 | 0 | 0
PeakG | 0 | 0 | 0 | 0 | 0 | 0
PeakO | 0 | 0 | 0 | 0 | 0 | 0
ST | 0 | 0 | 0 | 0 | 0 | 0
STOG | 0 | 0 | 0 | 0 | 0 | 0
STWD | 0 | 0 | 0 | 0 | 0 | 0
WT | 0 | 0 | 0 | 0 | 0 | 0
IGCC | 0 | 0 | 0 | 0 | 0 | 0
DemandResponse | 0 | 0 | 0 | 0 | 0 | 0
IGCC-CCS | 0 | 0 | 0 | 0 | 0 | 0
WT_off | 0 | 0 | 0 | 0 | 0 | 0
PseudoUnit | 0 | 0 | 0 | 0 | 0 | 0
FixedInterchange | 0 | 0 | 0 | 0 | 0 | 0
NOx Emissions (MMshortTons): HQ_IESO
ReportingType | 2015 | 2020 | 2025 | 2030 | 2035 | 2040
BM | 0 | 0 | 0 | 0 | 0 | 0
CC | 0 | 0 | 0 | 0 | 0 | 0
CSP | 0 | 0 | 0 | 0 | 0 | 0
CT | 0 | 0 | 0 | 0 | 0 | 0
Coal | 0 | 0 | 0 | 0 | 0 | 0
Geo | 0 | 0 | 0 | 0 | 0 | 0
H | 0 | 0 | 0 | 0 | 0 | 0
LFG | 0 | 0 | 0 | 0 | 0 | 0
Nuc | 0 | 0 | 0 | 0 | 0 | 0
PS | 0 | 0 | 0 | 0 | 0 | 0
PV | 0 | 0 | 0 | 0 | 0 | 0
PeakG | 0 | 0 | 0 | 0 | 0 | 0
PeakO | 0 | 0 | 0 | 0 | 0 | 0
ST | 0 | 0 | 0 | 0 | 0 | 0
STOG | 0 | 0 | 0 | 0 | 0 | 0
STWD | 0 | 0 | 0 | 0 | 0 | 0
WT | 0 | 0 | 0 | 0 | 0 | 0
IGCC | 0 | 0 | 0 | 0 | 0 | 0
DemandResponse | 0 | 0 | 0 | 0 | 0 | 0
IGCC-CCS | 0 | 0 | 0 | 0 | 0 | 0
WT_off | 0 | 0 | 0 | 0 | 0 | 0
PseudoUnit | 0 | 0 | 0 | 0 | 0 | 0
FixedInterchange | 0 | 0 | 0 | 0 | 0 | 0
NOx Emissions (MMshortTons): HQ_NEISO
ReportingType | 2015 | 2020 | 2025 | 2030 | 2035 | 2040
BM | 0 | 0 | 0 | 0 | 0 | 0
CC | 0 | 0 | 0 | 0 | 0 | 0
CSP | 0 | 0 | 0 | 0 | 0 | 0
CT | 0 | 0 | 0 | 0 | 0 | 0
Coal | 0 | 0 | 0 | 0 | 0 | 0
Geo | 0 | 0 | 0 | 0 | 0 | 0
H | 0 | 0 | 0 | 0 | 0 | 0
LFG | 0 | 0 | 0 | 0 | 0 | 0
Nuc | 0 | 0 | 0 | 0 | 0 | 0
PS | 0 | 0 | 0 | 0 | 0 | 0
PV | 0 | 0 | 0 | 0 | 0 | 0
PeakG | 0 | 0 | 0 | 0 | 0 | 0
PeakO | 0 | 0 | 0 | 0 | 0 | 0
ST | 0 | 0 | 0 | 0 | 0 | 0
STOG | 0 | 0 | 0 | 0 | 0 | 0
STWD | 0 | 0 | 0 | 0 | 0 | 0
WT | 0 | 0 | 0 | 0 | 0 | 0
IGCC | 0 | 0 | 0 | 0 | 0 | 0
DemandResponse | 0 | 0 | 0 | 0 | 0 | 0
IGCC-CCS | 0 | 0 | 0 | 0 | 0 | 0
WT_off | 0 | 0 | 0 | 0 | 0 | 0
PseudoUnit | 0 | 0 | 0 | 0 | 0 | 0
FixedInterchange | 0 | 0 | 0 | 0 | 0 | 0
NOx Emissions (MMshortTons): HQ_NY
ReportingType | 2015 | 2020 | 2025 | 2030 | 2035 | 2040
BM | 0 | 0 | 0 | 0 | 0 | 0
CC | 0 | 0 | 0 | 0 | 0 | 0
CSP | 0 | 0 | 0 | 0 | 0 | 0
CT | 0 | 0 | 0 | 0 | 0 | 0
Coal | 0 | 0 | 0 | 0 | 0 | 0
Geo | 0 | 0 | 0 | 0 | 0 | 0
H | 0 | 0 | 0 | 0 | 0 | 0
LFG | 0 | 0 | 0 | 0 | 0 | 0
Nuc | 0 | 0 | 0 | 0 | 0 | 0
PS | 0 | 0 | 0 | 0 | 0 | 0
PV | 0 | 0 | 0 | 0 | 0 | 0
PeakG | 0 | 0 | 0 | 0 | 0 | 0
PeakO | 0 | 0 | 0 | 0 | 0 | 0
ST | 0 | 0 | 0 | 0 | 0 | 0
STOG | 0 | 0 | 0 | 0 | 0 | 0
STWD | 0 | 0 | 0 | 0 | 0 | 0
WT | 0 | 0 | 0 | 0 | 0 | 0
IGCC | 0 | 0 | 0 | 0 | 0 | 0
DemandResponse | 0 | 0 | 0 | 0 | 0 | 0
IGCC-CCS | 0 | 0 | 0 | 0 | 0 | 0
WT_off | 0 | 0 | 0 | 0 | 0 | 0
PseudoUnit | 0 | 0 | 0 | 0 | 0 | 0
FixedInterchange | 0 | 0 | 0 | 0 | 0 | 0
NOx Emissions (MMshortTons): MARITIMES
ReportingType | 2015 | 2020 | 2025 | 2030 | 2035 | 2040
BM | 0 | 0 | 0 | 0 | 0 | 0
CC | 0 | 0 | 0 | 0 | 0 | 0
CSP | 0 | 0 | 0 | 0 | 0 | 0
CT | 0 | 0 | 0 | 0 | 0 | 0
Coal | 0 | 0 | 0 | 0 | 0 | 0
Geo | 0 | 0 | 0 | 0 | 0 | 0
H | 0 | 0 | 0 | 0 | 0 | 0
LFG | 0 | 0 | 0 | 0 | 0 | 0
Nuc | 0 | 0 | 0 | 0 | 0 | 0
PS | 0 | 0 | 0 | 0 | 0 | 0
PV | 0 | 0 | 0 | 0 | 0 | 0
PeakG | 0 | 0 | 0 | 0 | 0 | 0
PeakO | 0 | 0 | 0 | 0 | 0 | 0
ST | 0 | 0 | 0 | 0 | 0 | 0
STOG | 0 | 0 | 0 | 0 | 0 | 0
STWD | 0 | 0 | 0 | 0 | 0 | 0
WT | 0 | 0 | 0 | 0 | 0 | 0
IGCC | 0 | 0 | 0 | 0 | 0 | 0
DemandResponse | 0 | 0 | 0 | 0 | 0 | 0
IGCC-CCS | 0 | 0 | 0 | 0 | 0 | 0
WT_off | 0 | 0 | 0 | 0 | 0 | 0
PseudoUnit | 0 | 0 | 0 | 0 | 0 | 0
FixedInterchange | 0 | 0 | 0 | 0 | 0 | 0
NOx Emissions (MMshortTons): All
ReportingType | 2015 | 2020 | 2025 | 2030 | 2035 | 2040
BM | 0 | 0 | 0 | 0 | 0 | 0
CC | 0.08 | 0.08 | 0.08 | 0.09 | 0.11 | 0.12
CSP | 0 | 0 | 0 | 0 | 0 | 0
CT | 0 | 0 | 0 | 0 | 0 | 0
Coal | 1.57 | 1.6 | 1.65 | 1.67 | 1.71 | 1.74
Geo | 0 | 0 | 0 | 0 | 0 | 0
H | 0 | 0 | 0 | 0 | 0 | 0
LFG | 0 | 0 | 0 | 0 | 0 | 0
Nuc | 0 | 0 | 0 | 0 | 0 | 0
PS | 0 | 0 | 0 | 0 | 0 | 0
PV | 0 | 0 | 0 | 0 | 0 | 0
PeakG | 0 | 0 | 0 | 0 | 0 | 0
PeakO | 0 | 0 | 0 | 0 | 0 | 0
ST | 0 | 0 | 0 | 0 | 0 | 0
STOG | 0.01 | 0.02 | 0.02 | 0.02 | 0.02 | 0.02
STWD | 0 | 0 | 0 | 0 | 0 | 0
WT | 0 | 0 | 0 | 0 | 0 | 0
IGCC | 0 | 0 | 0 | 0 | 0 | 0
DemandResponse | 0 | 0 | 0 | 0 | 0 | 0
IGCC-CCS | 0 | 0 | 0 | 0 | 0 | 0
WT_off | 0 | 0 | 0 | 0 | 0 | 0
PseudoUnit | 0 | 0 | 0 | 0 | 0 | 0
FixedInterchange | 0 | 0 | 0 | 0 | 0 | 0
NOx Emissions (MMshortTons): EI_US
ReportingType | 2015 | 2020 | 2025 | 2030 | 2035 | 2040
BM | 0 | 0 | 0 | 0 | 0 | 0
CC | 0.05 | 0.05 | 0.05 | 0.05 | 0.07 | 0.08
CSP | 0 | 0 | 0 | 0 | 0 | 0
CT | 0 | 0 | 0 | 0 | 0 | 0
Coal | 1.18 | 1.19 | 1.24 | 1.26 | 1.29 | 1.31
Geo | 0 | 0 | 0 | 0 | 0 | 0
H | 0 | 0 | 0 | 0 | 0 | 0
LFG | 0 | 0 | 0 | 0 | 0 | 0
Nuc | 0 | 0 | 0 | 0 | 0 | 0
PS | 0 | 0 | 0 | 0 | 0 | 0
PV | 0 | 0 | 0 | 0 | 0 | 0
PeakG | 0 | 0 | 0 | 0 | 0 | 0
PeakO | 0 | 0 | 0 | 0 | 0 | 0
ST | 0 | 0 | 0 | 0 | 0 | 0
STOG | 0.01 | 0.01 | 0.01 | 0.01 | 0.01 | 0.01
STWD | 0 | 0 | 0 | 0 | 0 | 0
WT | 0 | 0 | 0 | 0 | 0 | 0
IGCC | 0 | 0 | 0 | 0 | 0 | 0
DemandResponse | 0 | 0 | 0 | 0 | 0 | 0
IGCC-CCS | 0 | 0 | 0 | 0 | 0 | 0
WT_off | 0 | 0 | 0 | 0 | 0 | 0
PseudoUnit | 0 | 0 | 0 | 0 | 0 | 0
FixedInterchange | 0 | 0 | 0 | 0 | 0 | 0
NOx Emissions (MMshortTons): EI_Canada
ReportingType | 2015 | 2020 | 2025 | 2030 | 2035 | 2040
BM | 0 | 0 | 0 | 0 | 0 | 0
CC | 0 | 0 | 0 | 0 | 0 | 0
CSP | 0 | 0 | 0 | 0 | 0 | 0
CT | 0 | 0 | 0 | 0 | 0 | 0
Coal | 0 | 0 | 0 | 0 | 0 | 0
Geo | 0 | 0 | 0 | 0 | 0 | 0
H | 0 | 0 | 0 | 0 | 0 | 0
LFG | 0 | 0 | 0 | 0 | 0 | 0
Nuc | 0 | 0 | 0 | 0 | 0 | 0
PS | 0 | 0 | 0 | 0 | 0 | 0
PV | 0 | 0 | 0 | 0 | 0 | 0
PeakG | 0 | 0 | 0 | 0 | 0 | 0
PeakO | 0 | 0 | 0 | 0 | 0 | 0
ST | 0 | 0 | 0 | 0 | 0 | 0
STOG | 0 | 0 | 0 | 0 | 0 | 0
STWD | 0 | 0 | 0 | 0 | 0 | 0
WT | 0 | 0 | 0 | 0 | 0 | 0
IGCC | 0 | 0 | 0 | 0 | 0 | 0
DemandResponse | 0 | 0 | 0 | 0 | 0 | 0
IGCC-CCS | 0 | 0 | 0 | 0 | 0 | 0
WT_off | 0 | 0 | 0 | 0 | 0 | 0
PseudoUnit | 0 | 0 | 0 | 0 | 0 | 0
FixedInterchange | 0 | 0 | 0 | 0 | 0 | 0
NOx Emissions (MMshortTons): EI
ReportingType | 2015 | 2020 | 2025 | 2030 | 2035 | 2040
BM | 0 | 0 | 0 | 0 | 0 | 0
CC | 0.05 | 0.05 | 0.05 | 0.06 | 0.07 | 0.08
CSP | 0 | 0 | 0 | 0 | 0 | 0
CT | 0 | 0 | 0 | 0 | 0 | 0
Coal | 1.18 | 1.19 | 1.24 | 1.26 | 1.3 | 1.32
Geo | 0 | 0 | 0 | 0 | 0 | 0
H | 0 | 0 | 0 | 0 | 0 | 0
LFG | 0 | 0 | 0 | 0 | 0 | 0
Nuc | 0 | 0 | 0 | 0 | 0 | 0
PS | 0 | 0 | 0 | 0 | 0 | 0
PV | 0 | 0 | 0 | 0 | 0 | 0
PeakG | 0 | 0 | 0 | 0 | 0 | 0
PeakO | 0 | 0 | 0 | 0 | 0 | 0
ST | 0 | 0 | 0 | 0 | 0 | 0
STOG | 0.01 | 0.01 | 0.01 | 0.01 | 0.01 | 0.01
STWD | 0 | 0 | 0 | 0 | 0 | 0
WT | 0 | 0 | 0 | 0 | 0 | 0
IGCC | 0 | 0 | 0 | 0 | 0 | 0
DemandResponse | 0 | 0 | 0 | 0 | 0 | 0
IGCC-CCS | 0 | 0 | 0 | 0 | 0 | 0
WT_off | 0 | 0 | 0 | 0 | 0 | 0
PseudoUnit | 0 | 0 | 0 | 0 | 0 | 0
FixedInterchange | 0 | 0 | 0 | 0 | 0 | 0
NOx Emissions (MMshortTons): Outside_EI
ReportingType | 2015 | 2020 | 2025 | 2030 | 2035 | 2040
BM | 0 | 0 | 0 | 0 | 0 | 0
CC | 0.03 | 0.03 | 0.03 | 0.04 | 0.04 | 0.04
CSP | 0 | 0 | 0 | 0 | 0 | 0
CT | 0 | 0 | 0 | 0 | 0 | 0
Coal | 0.38 | 0.4 | 0.41 | 0.41 | 0.41 | 0.42
Geo | 0 | 0 | 0 | 0 | 0 | 0
H | 0 | 0 | 0 | 0 | 0 | 0
LFG | 0 | 0 | 0 | 0 | 0 | 0
Nuc | 0 | 0 | 0 | 0 | 0 | 0
PS | 0 | 0 | 0 | 0 | 0 | 0
PV | 0 | 0 | 0 | 0 | 0 | 0
PeakG | 0 | 0 | 0 | 0 | 0 | 0
PeakO | 0 | 0 | 0 | 0 | 0 | 0
ST | 0 | 0 | 0 | 0 | 0 | 0
STOG | 0 | 0.01 | 0.01 | 0.01 | 0.01 | 0.01
STWD | 0 | 0 | 0 | 0 | 0 | 0
WT | 0 | 0 | 0 | 0 | 0 | 0
IGCC | 0 | 0 | 0 | 0 | 0 | 0
DemandResponse | 0 | 0 | 0 | 0 | 0 | 0
IGCC-CCS | 0 | 0 | 0 | 0 | 0 | 0
WT_off | 0 | 0 | 0 | 0 | 0 | 0
PseudoUnit | 0 | 0 | 0 | 0 | 0 | 0
FixedInterchange | 0 | 0 | 0 | 0 | 0 | 0
CO2 Emissions (MMshortTons): Entergy
ReportingType | 2015 | 2020 | 2025 | 2030 | 2035 | 2040
BM | 0 | 0 | 0 | 0 | 0 | 0
CC | 28.33 | 31.45 | 30.87 | 32.37 | 35.74 | 36.81
CSP | 0 | 0 | 0 | 0 | 0 | 0
CT | 0 | 0 | 0 | 0 | 0 | 0
Coal | 64.88 | 65.18 | 65.18 | 65.18 | 65.18 | 64.26
Geo | 0 | 0 | 0 | 0 | 0 | 0
H | 0 | 0 | 0 | 0 | 0 | 0
LFG | 0 | 0 | 0 | 0 | 0 | 0
Nuc | 0 | 0 | 0 | 0 | 0 | 0
PS | 0 | 0 | 0 | 0 | 0 | 0
PV | 0 | 0 | 0 | 0 | 0 | 0
PeakG | 0 | 0 | 0.07 | 0.04 | 0.01 | 0.01
PeakO | 0 | 0 | 0 | 0 | 0 | 0
ST | 0 | 0 | 0 | 0 | 0 | 0
STOG | 0.91 | 1 | 0.92 | 0.92 | 0.92 | 0.9
STWD | 0 | 0 | 0 | 0 | 0 | 0
WT | 0 | 0 | 0 | 0 | 0 | 0
IGCC | 0 | 0 | 0 | 0 | 0 | 0
DemandResponse | 0 | 0 | 0 | 0 | 0 | 0
IGCC-CCS | 0 | 0 | 0 | 0 | 0 | 0
WT_off | 0 | 0 | 0 | 0 | 0 | 0
PseudoUnit | 0 | 0 | 0 | 0 | 0 | 0
FixedInterchange | 0 | 0 | 0 | 0 | 0 | 0
CO2 Emissions (MMshortTons): FRCC
ReportingType | 2015 | 2020 | 2025 | 2030 | 2035 | 2040
BM | 0 | 0 | 0 | 0 | 0 | 0
CC | 63.39 | 70.27 | 73.67 | 80.18 | 91.32 | 102.8
CSP | 0 | 0 | 0 | 0 | 0 | 0
CT | 0.49 | 0.63 | 0.64 | 0.63 | 0.54 | 0.45
Coal | 59.07 | 58 | 63.49 | 64.29 | 65.92 | 65.92
Geo | 0 | 0 | 0 | 0 | 0 | 0
H | 0 | 0 | 0 | 0 | 0 | 0
LFG | 0 | 0 | 0 | 0 | 0 | 0
Nuc | 0 | 0 | 0 | 0 | 0 | 0
PS | 0 | 0 | 0 | 0 | 0 | 0
PV | 0 | 0 | 0 | 0 | 0 | 0
PeakG | 0.29 | 0.29 | 0.48 | 0.33 | 0.26 | 0.2
PeakO | 0 | 0 | 0 | 0 | 0 | 0
ST | 0 | 0 | 0 | 0 | 0 | 0
STOG | 2.09 | 1.84 | 1.72 | 1.69 | 1.55 | 1.02
STWD | 0 | 0 | 0 | 0 | 0 | 0
WT | 0 | 0 | 0 | 0 | 0 | 0
IGCC | 0 | 0 | 0 | 0 | 0 | 0
DemandResponse | 0 | 0 | 0 | 0 | 0 | 0
IGCC-CCS | 0 | 0 | 0 | 0 | 0 | 0
WT_off | 0 | 0 | 0 | 0 | 0 | 0
PseudoUnit | 0 | 0 | 0 | 0 | 0 | 0
FixedInterchange | 0 | 0 | 0 | 0 | 0 | 0
CO2 Emissions (MMshortTons): MAPP_US
ReportingType | 2015 | 2020 | 2025 | 2030 | 2035 | 2040
BM | 0 | 0 | 0 | 0 | 0 | 0
CC | 0.09 | 0.09 | 0.09 | 0.1 | 0.11 | 0.09
CSP | 0 | 0 | 0 | 0 | 0 | 0
CT | 0 | 0 | 0 | 0 | 0 | 0.01
Coal | 23.85 | 24.66 | 24.66 | 24.97 | 24.97 | 24.96
Geo | 0 | 0 | 0 | 0 | 0 | 0
H | 0 | 0 | 0 | 0 | 0 | 0
LFG | 0 | 0 | 0 | 0 | 0 | 0
Nuc | 0 | 0 | 0 | 0 | 0 | 0
PS | 0 | 0 | 0 | 0 | 0 | 0
PV | 0 | 0 | 0 | 0 | 0 | 0
PeakG | 0.02 | 0.05 | 0.05 | 0.08 | 0.1 | 0.07
PeakO | 0 | 0 | 0 | 0 | 0 | 0
ST | 0 | 0 | 0 | 0 | 0 | 0
STOG | 0 | 0 | 0 | 0 | 0 | 0
STWD | 0 | 0 | 0 | 0 | 0 | 0
WT | 0 | 0 | 0 | 0 | 0 | 0
IGCC | 0 | 0 | 0 | 0 | 0 | 0
DemandResponse | 0 | 0 | 0 | 0 | 0 | 0
IGCC-CCS | 0 | 0 | 0 | 0 | 0 | 0
WT_off | 0 | 0 | 0 | 0 | 0 | 0
PseudoUnit | 0 | 0 | 0 | 0 | 0 | 0
FixedInterchange | 0 | 0 | 0 | 0 | 0 | 0
CO2 Emissions (MMshortTons): MISO_IN
ReportingType | 2015 | 2020 | 2025 | 2030 | 2035 | 2040
BM | 0 | 0 | 0 | 0 | 0 | 0
CC | 1.92 | 1.49 | 1.63 | 1.96 | 11.4 | 11.13
CSP | 0 | 0 | 0 | 0 | 0 | 0
CT | 0 | 0 | 0 | 0 | 0 | 0
Coal | 88.74 | 95.16 | 98.4 | 102.01 | 104.11 | 105
Geo | 0 | 0 | 0 | 0 | 0 | 0
H | 0 | 0 | 0 | 0 | 0 | 0
LFG | 0 | 0 | 0 | 0 | 0 | 0
Nuc | 0 | 0 | 0 | 0 | 0 | 0
PS | 0 | 0 | 0 | 0 | 0 | 0
PV | 0 | 0 | 0 | 0 | 0 | 0
PeakG | 0 | 0.02 | 0.05 | 0.06 | 0.05 | 0.06
PeakO | 0 | 0 | 0 | 0 | 0 | 0
ST | 0 | 0 | 0 | 0 | 0 | 0
STOG | 0.02 | 0.04 | 0.07 | 0.07 | 0.04 | 0.04
STWD | 0 | 0 | 0 | 0 | 0 | 0
WT | 0 | 0 | 0 | 0 | 0 | 0
IGCC | 4.15 | 4.15 | 4.15 | 4.15 | 4.15 | 4.15
DemandResponse | 0 | 0 | 0 | 0 | 0 | 0
IGCC-CCS | 0 | 0 | 0 | 0 | 0 | 0
WT_off | 0 | 0 | 0 | 0 | 0 | 0
PseudoUnit | 0 | 0 | 0 | 0 | 0 | 0
FixedInterchange | 0 | 0 | 0 | 0 | 0 | 0
CO2 Emissions (MMshortTons): MISO_MI
ReportingType | 2015 | 2020 | 2025 | 2030 | 2035 | 2040
BM | 0 | 0 | 0 | 0 | 0 | 0
CC | 6.83 | 3.62 | 4.08 | 4.13 | 3.57 | 3.1
CSP | 0 | 0 | 0 | 0 | 0 | 0
CT | 0 | 0 | 0 | 0 | 0 | 0
Coal | 55.29 | 61.53 | 64.81 | 66.69 | 67.03 | 66.38
Geo | 0 | 0 | 0 | 0 | 0 | 0
H | 0 | 0 | 0 | 0 | 0 | 0
LFG | 0 | 0 | 0 | 0 | 0 | 0
Nuc | 0 | 0 | 0 | 0 | 0 | 0
PS | 0 | 0 | 0 | 0 | 0 | 0
PV | 0 | 0 | 0 | 0 | 0 | 0
PeakG | 0.01 | 0.02 | 0.05 | 0.07 | 0.07 | 0.07
PeakO | 0 | 0 | 0 | 0 | 0 | 0
ST | 0 | 0 | 0 | 0 | 0 | 0
STOG | 0.17 | 0.27 | 0.33 | 0.43 | 0.36 | 0.38
STWD | 0 | 0 | 0 | 0 | 0 | 0
WT | 0 | 0 | 0 | 0 | 0 | 0
IGCC | 0 | 0 | 0 | 0 | 0 | 0
DemandResponse | 0 | 0 | 0 | 0 | 0 | 0
IGCC-CCS | 0 | 0 | 0 | 0 | 0 | 0
WT_off | 0 | 0 | 0 | 0 | 0 | 0
PseudoUnit | 0 | 0 | 0 | 0 | 0 | 0
FixedInterchange | 0 | 0 | 0 | 0 | 0 | 0
CO2 Emissions (MMshortTons): MISO_MO-IL
ReportingType | 2015 | 2020 | 2025 | 2030 | 2035 | 2040
BM | 0 | 0 | 0 | 0 | 0 | 0
CC | 1.33 | 1.04 | 1.04 | 1.04 | 0.96 | 0.69
CSP | 0 | 0 | 0 | 0 | 0 | 0
CT | 0 | 0 | 0 | 0 | 0 | 0
Coal | 107.41 | 111.52 | 115.8 | 118.67 | 119.02 | 115.98
Geo | 0 | 0 | 0 | 0 | 0 | 0
H | 0 | 0 | 0 | 0 | 0 | 0
LFG | 0 | 0 | 0 | 0 | 0 | 0
Nuc | 0 | 0 | 0 | 0 | 0 | 0
PS | 0 | 0 | 0 | 0 | 0 | 0
PV | 0 | 0 | 0 | 0 | 0 | 0
PeakG | 0.09 | 0.15 | 0.21 | 0.35 | 0.29 | 0.32
PeakO | 0 | 0 | 0 | 0 | 0 | 0
ST | 0 | 0 | 0 | 0 | 0 | 0
STOG | 0.04 | 0.08 | 0.08 | 0.08 | 0.03 | 0.01
STWD | 0 | 0 | 0 | 0 | 0 | 0
WT | 0 | 0 | 0 | 0 | 0 | 0
IGCC | 0 | 0 | 0 | 0 | 0 | 0
DemandResponse | 0 | 0 | 0 | 0 | 0 | 0
IGCC-CCS | 0 | 0 | 0 | 0 | 0 | 0
WT_off | 0 | 0 | 0 | 0 | 0 | 0
PseudoUnit | 0 | 0 | 0 | 0 | 0 | 0
FixedInterchange | 0 | 0 | 0 | 0 | 0 | 0
CO2 Emissions (MMshortTons): MISO_W
ReportingType | 2015 | 2020 | 2025 | 2030 | 2035 | 2040
BM | 0 | 0 | 0 | 0 | 0 | 0
CC | 5.45 | 3.27 | 2.71 | 2.36 | 3.26 | 1.21
CSP | 0 | 0 | 0 | 0 | 0 | 0
CT | 0 | 0 | 0 | 0 | 0 | 0
Coal | 89.7 | 90.37 | 91.27 | 91.66 | 94.31 | 134.78
Geo | 0 | 0 | 0 | 0 | 0 | 0
H | 0 | 0 | 0 | 0 | 0 | 0
LFG | 0 | 0 | 0 | 0 | 0 | 0
Nuc | 0 | 0 | 0 | 0 | 0 | 0
PS | 0 | 0 | 0 | 0 | 0 | 0
PV | 0 | 0 | 0 | 0 | 0 | 0
PeakG | 0.26 | 0.15 | 0.14 | 0.17 | 0.67 | 0.07
PeakO | 0 | 0 | 0 | 0 | 0 | 0
ST | 0 | 0 | 0 | 0 | 0 | 0
STOG | 0.02 | 0.01 | 0 | 0 | 0.01 | 0
STWD | 0 | 0 | 0 | 0 | 0 | 0
WT | 0 | 0 | 0 | 0 | 0 | 0
IGCC | 0 | 0 | 0 | 0 | 0 | 0
DemandResponse | 0 | 0 | 0 | 0 | 0 | 0
IGCC-CCS | 0 | 0 | 0 | 0 | 0 | 0
WT_off | 0 | 0 | 0 | 0 | 0 | 0
PseudoUnit | 0 | 0 | 0 | 0 | 0 | 0
FixedInterchange | 0 | 0 | 0 | 0 | 0 | 0
CO2 Emissions (MMshortTons): MISO_WUMS
ReportingType | 2015 | 2020 | 2025 | 2030 | 2035 | 2040
BM | 0 | 0 | 0 | 0 | 0 | 0
CC | 7.68 | 5.93 | 5.22 | 6.6 | 12.26 | 10.71
CSP | 0 | 0 | 0 | 0 | 0 | 0
CT | 0 | 0.29 | 0.29 | 0.29 | 0.37 | 0.52
Coal | 28.56 | 37.55 | 41.22 | 44.69 | 48.13 | 43
Geo | 0 | 0 | 0 | 0 | 0 | 0
H | 0 | 0 | 0 | 0 | 0 | 0
LFG | 0 | 0 | 0 | 0 | 0 | 0
Nuc | 0 | 0 | 0 | 0 | 0 | 0
PS | 0 | 0 | 0 | 0 | 0 | 0
PV | 0 | 0 | 0 | 0 | 0 | 0
PeakG | 0.02 | 0.03 | 0.03 | 0 | 0 | 0
PeakO | 0 | 0 | 0 | 0 | 0 | 0
ST | 0 | 0 | 0 | 0 | 0 | 0
STOG | 0 | 0 | 0 | 0 | 0 | 0
STWD | 0 | 0 | 0 | 0 | 0 | 0
WT | 0 | 0 | 0 | 0 | 0 | 0
IGCC | 0 | 0 | 0 | 0 | 0 | 0
DemandResponse | 0 | 0 | 0 | 0 | 0 | 0
IGCC-CCS | 0 | 0 | 0 | 0 | 0 | 0
WT_off | 0 | 0 | 0 | 0 | 0 | 0
PseudoUnit | 0 | 0 | 0 | 0 | 0 | 0
FixedInterchange | 0 | 0 | 0 | 0 | 0 | 0
CO2 Emissions (MMshortTons): Nebraska
ReportingType | 2015 | 2020 | 2025 | 2030 | 2035 | 2040
BM | 0 | 0 | 0 | 0 | 0 | 0
CC | 0.3 | 0.19 | 0.21 | 0.21 | 0.14 | 0.12
CSP | 0 | 0 | 0 | 0 | 0 | 0
CT | 0 | 0 | 0 | 0 | 0 | 0
Coal | 35.38 | 35.38 | 35.38 | 35.38 | 47.71 | 55.25
Geo | 0 | 0 | 0 | 0 | 0 | 0
H | 0 | 0 | 0 | 0 | 0 | 0
LFG | 0 | 0 | 0 | 0 | 0 | 0
Nuc | 0 | 0 | 0 | 0 | 0 | 0
PS | 0 | 0 | 0 | 0 | 0 | 0
PV | 0 | 0 | 0 | 0 | 0 | 0
PeakG | 0.05 | 0.05 | 0.09 | 0.12 | 0.09 | 0.01
PeakO | 0 | 0 | 0 | 0 | 0 | 0
ST | 0 | 0 | 0 | 0 | 0 | 0
STOG | 0 | 0 | 0 | 0 | 0 | 0
STWD | 0 | 0 | 0 | 0 | 0 | 0
WT | 0 | 0 | 0 | 0 | 0 | 0
IGCC | 0 | 0 | 0 | 0 | 0 | 0
DemandResponse | 0 | 0 | 0 | 0 | 0 | 0
IGCC-CCS | 0 | 0 | 0 | 0 | 0 | 0
WT_off | 0 | 0 | 0 | 0 | 0 | 0
PseudoUnit | 0 | 0 | 0 | 0 | 0 | 0
FixedInterchange | 0 | 0 | 0 | 0 | 0 | 0
CO2 Emissions (MMshortTons): NEISO
ReportingType | 2015 | 2020 | 2025 | 2030 | 2035 | 2040
BM | 0 | 0 | 0 | 0 | 0 | 0
CC | 18.39 | 14.47 | 14.4 | 15.85 | 20.67 | 23.38
CSP | 0 | 0 | 0 | 0 | 0 | 0
CT | 0 | 0.01 | 0.01 | 0.01 | 0.02 | 0.04
Coal | 0.04 | 0 | 0 | 0 | 0 | 0
Geo | 0 | 0 | 0 | 0 | 0 | 0
H | 0 | 0 | 0 | 0 | 0 | 0
LFG | 0 | 0 | 0 | 0 | 0 | 0
Nuc | 0 | 0 | 0 | 0 | 0 | 0
PS | 0 | 0 | 0 | 0 | 0 | 0
PV | 0 | 0 | 0 | 0 | 0 | 0
PeakG | 0.02 | 0.02 | 0.02 | 0.02 | 0.06 | 0.06
PeakO | 0 | 0 | 0 | 0 | 0 | 0
ST | 0 | 0 | 0 | 0 | 0 | 0
STOG | 0 | 0 | 0 | 0 | 0 | 0
STWD | 0 | 0 | 0 | 0 | 0 | 0
WT | 0 | 0 | 0 | 0 | 0 | 0
IGCC | 0 | 0 | 0 | 0 | 0 | 0
DemandResponse | 0 | 0 | 0 | 0 | 0 | 0
IGCC-CCS | 0 | 0 | 0 | 0 | 0 | 0
WT_off | 0 | 0 | 0 | 0 | 0 | 0
PseudoUnit | 0 | 0 | 0 | 0 | 0 | 0
FixedInterchange | 0 | 0 | 0 | 0 | 0 | 0
CO2 Emissions (MMshortTons): NonRTO_Midwest
ReportingType | 2015 | 2020 | 2025 | 2030 | 2035 | 2040
BM | 0 | 0 | 0 | 0 | 0 | 0
CC | 0 | 0.15 | 0.11 | 0.38 | 0.84 | 1.28
CSP | 0 | 0 | 0 | 0 | 0 | 0
CT | 0 | 0.07 | 0.08 | 0.15 | 0.07 | 0.15
Coal | 62.57 | 65.99 | 67.91 | 69.36 | 69.9 | 70.18
Geo | 0 | 0 | 0 | 0 | 0 | 0
H | 0 | 0 | 0 | 0 | 0 | 0
LFG | 0 | 0 | 0 | 0 | 0 | 0
Nuc | 0 | 0 | 0 | 0 | 0 | 0
PS | 0 | 0 | 0 | 0 | 0 | 0
PV | 0 | 0 | 0 | 0 | 0 | 0
PeakG | 0.08 | 0.12 | 0.24 | 0.25 | 0.23 | 0.25
PeakO | 0 | 0 | 0 | 0 | 0 | 0
ST | 0 | 0 | 0 | 0 | 0 | 0
STOG | 0 | 0 | 0 | 0 | 0 | 0
STWD | 0 | 0 | 0 | 0 | 0 | 0
WT | 0 | 0 | 0 | 0 | 0 | 0
IGCC | 0 | 0 | 0 | 0 | 0 | 0
DemandResponse | 0 | 0 | 0 | 0 | 0 | 0
IGCC-CCS | 0 | 0 | 0 | 0 | 0 | 0
WT_off | 0 | 0 | 0 | 0 | 0 | 0
PseudoUnit | 0 | 0 | 0 | 0 | 0 | 0
FixedInterchange | 0 | 0 | 0 | 0 | 0 | 0
CO2 Emissions (MMshortTons): NYISO_A-F
ReportingType | 2015 | 2020 | 2025 | 2030 | 2035 | 2040
BM | 0 | 0 | 0 | 0 | 0 | 0
CC | 2.75 | 3.68 | 4.51 | 5.13 | 6.27 | 6.07
CSP | 0 | 0 | 0 | 0 | 0 | 0
CT | 0 | 0 | 0 | 0 | 0 | 0
Coal | 0 | 0 | 0 | 0 | 0 | 0
Geo | 0 | 0 | 0 | 0 | 0 | 0
H | 0 | 0 | 0 | 0 | 0 | 0
LFG | 0 | 0 | 0 | 0 | 0 | 0
Nuc | 0 | 0 | 0 | 0 | 0 | 0
PS | 0 | 0 | 0 | 0 | 0 | 0
PV | 0 | 0 | 0 | 0 | 0 | 0
PeakG | 0 | 0 | 0 | 0 | 0 | 0
PeakO | 0 | 0 | 0 | 0 | 0 | 0
ST | 0 | 0 | 0 | 0 | 0 | 0
STOG | 0 | 0 | 0 | 0 | 0 | 0
STWD | 0 | 0 | 0 | 0 | 0 | 0
WT | 0 | 0 | 0 | 0 | 0 | 0
IGCC | 0 | 0 | 0 | 0 | 0 | 0
DemandResponse | 0 | 0 | 0 | 0 | 0 | 0
IGCC-CCS | 0 | 0 | 0 | 0 | 0 | 0
WT_off | 0 | 0 | 0 | 0 | 0 | 0
PseudoUnit | 0 | 0 | 0 | 0 | 0 | 0
FixedInterchange | 0 | 0 | 0 | 0 | 0 | 0
CO2 Emissions (MMshortTons): NYISO_G-I
ReportingType | 2015 | 2020 | 2025 | 2030 | 2035 | 2040
BM | 0 | 0 | 0 | 0 | 0 | 0
CC | 2.84 | 3.59 | 4.33 | 7.09 | 15.23 | 23.3
CSP | 0 | 0 | 0 | 0 | 0 | 0
CT | 0 | 0 | 0 | 0 | 0 | 0
Coal | 0 | 0 | 0 | 0 | 0 | 0
Geo | 0 | 0 | 0 | 0 | 0 | 0
H | 0 | 0 | 0 | 0 | 0 | 0
LFG | 0 | 0 | 0 | 0 | 0 | 0
Nuc | 0 | 0 | 0 | 0 | 0 | 0
PS | 0 | 0 | 0 | 0 | 0 | 0
PV | 0 | 0 | 0 | 0 | 0 | 0
PeakG | 0 | 0 | 0 | 0 | 0 | 0
PeakO | 0 | 0 | 0 | 0 | 0 | 0
ST | 0 | 0 | 0 | 0 | 0 | 0
STOG | 0 | 0 | 0 | 0 | 0 | 0
STWD | 0 | 0 | 0 | 0 | 0 | 0
WT | 0 | 0 | 0 | 0 | 0 | 0
IGCC | 0 | 0 | 0 | 0 | 0 | 0
DemandResponse | 0 | 0 | 0 | 0 | 0 | 0
IGCC-CCS | 0 | 0 | 0 | 0 | 0 | 0
WT_off | 0 | 0 | 0 | 0 | 0 | 0
PseudoUnit | 0 | 0 | 0 | 0 | 0 | 0
FixedInterchange | 0 | 0 | 0 | 0 | 0 | 0
CO2 Emissions (MMshortTons): NYISO_J-K
ReportingType | 2015 | 2020 | 2025 | 2030 | 2035 | 2040
BM | 0 | 0 | 0 | 0 | 0 | 0
CC | 10.05 | 12.91 | 12.98 | 12.5 | 12.82 | 13.2
CSP | 0 | 0 | 0 | 0 | 0 | 0
CT | 0 | 0 | 0.01 | 0.03 | 0.06 | 0.14
Coal | 0 | 0 | 0 | 0 | 0 | 0
Geo | 0 | 0 | 0 | 0 | 0 | 0
H | 0 | 0 | 0 | 0 | 0 | 0
LFG | 0 | 0 | 0 | 0 | 0 | 0
Nuc | 0 | 0 | 0 | 0 | 0 | 0
PS | 0 | 0 | 0 | 0 | 0 | 0
PV | 0 | 0 | 0 | 0 | 0 | 0
PeakG | 0.03 | 0.09 | 0.11 | 0.11 | 0.12 | 0.23
PeakO | 0 | 0 | 0 | 0 | 0 | 0
ST | 0 | 0 | 0 | 0 | 0 | 0
STOG | 0.7 | 1.31 | 1.63 | 1.59 | 1.95 | 2.43
STWD | 0 | 0 | 0 | 0 | 0 | 0
WT | 0 | 0 | 0 | 0 | 0 | 0
IGCC | 0 | 0 | 0 | 0 | 0 | 0
DemandResponse | 0 | 0 | 0 | 0 | 0 | 0
IGCC-CCS | 0 | 0 | 0 | 0 | 0 | 0
WT_off | 0 | 0 | 0 | 0 | 0 | 0
PseudoUnit | 0 | 0 | 0 | 0 | 0 | 0
FixedInterchange | 0 | 0 | 0 | 0 | 0 | 0
CO2 Emissions (MMshortTons): PJM_E
ReportingType | 2015 | 2020 | 2025 | 2030 | 2035 | 2040
BM | 0 | 0 | 0 | 0 | 0 | 0
CC | 9.81 | 13.79 | 16.46 | 13.55 | 19.7 | 21.33
CSP | 0 | 0 | 0 | 0 | 0 | 0
CT | 0 | 0 | 0 | 0 | 0.3 | 0.33
Coal | 0.36 | 0.1 | 0.16 | 0.2 | 0.2 | 0.2
Geo | 0 | 0 | 0 | 0 | 0 | 0
H | 0 | 0 | 0 | 0 | 0 | 0
LFG | 0 | 0 | 0 | 0 | 0 | 0
Nuc | 0 | 0 | 0 | 0 | 0 | 0
PS | 0 | 0 | 0 | 0 | 0 | 0
PV | 0 | 0 | 0 | 0 | 0 | 0
PeakG | 0 | 0.05 | 0.31 | 0.31 | 0.6 | 0.6
PeakO | 0 | 0 | 0 | 0 | 0 | 0
ST | 0 | 0 | 0 | 0 | 0 | 0
STOG | 0.04 | 0.23 | 0.45 | 0.45 | 0.45 | 0.45
STWD | 0 | 0 | 0 | 0 | 0 | 0
WT | 0 | 0 | 0 | 0 | 0 | 0
IGCC | 0 | 0 | 0 | 0 | 0 | 0
DemandResponse | 0 | 0 | 0 | 0 | 0 | 0
IGCC-CCS | 0 | 0 | 0 | 0 | 0 | 0
WT_off | 0 | 0 | 0 | 0 | 0 | 0
PseudoUnit | 0 | 0 | 0 | 0 | 0 | 0
FixedInterchange | 0 | 0 | 0 | 0 | 0 | 0
CO2 Emissions (MMshortTons): PJM_ROM
ReportingType | 2015 | 2020 | 2025 | 2030 | 2035 | 2040
BM | 0 | 0 | 0 | 0 | 0 | 0
CC | 6.28 | 8.51 | 8.14 | 7.86 | 16.79 | 54.92
CSP | 0 | 0 | 0 | 0 | 0 | 0
CT | 0 | 0 | 0 | 0 | 0 | 0
Coal | 49.58 | 47.9 | 54.93 | 57.17 | 57.77 | 57.77
Geo | 0 | 0 | 0 | 0 | 0 | 0
H | 0 | 0 | 0 | 0 | 0 | 0
LFG | 0 | 0 | 0 | 0 | 0 | 0
Nuc | 0 | 0 | 0 | 0 | 0 | 0
PS | 0 | 0 | 0 | 0 | 0 | 0
PV | 0 | 0 | 0 | 0 | 0 | 0
PeakG | 0 | 0.03 | 0.03 | 0.04 | 0.2 | 0.1
PeakO | 0 | 0 | 0 | 0 | 0 | 0
ST | 0 | 0 | 0 | 0 | 0 | 0
STOG | 0.42 | 0 | 0 | 0 | 0 | 0
STWD | 0 | 0 | 0 | 0 | 0 | 0
WT | 0 | 0 | 0 | 0 | 0 | 0
IGCC | 0 | 0 | 0 | 0 | 0 | 0
DemandResponse | 0 | 0 | 0 | 0 | 0 | 0
IGCC-CCS | 0 | 0 | 0 | 0 | 0 | 0
WT_off | 0 | 0 | 0 | 0 | 0 | 0
PseudoUnit | 0 | 0 | 0 | 0 | 0 | 0
FixedInterchange | 0 | 0 | 0 | 0 | 0 | 0
CO2 Emissions (MMshortTons): PJM_ROR
ReportingType | 2015 | 2020 | 2025 | 2030 | 2035 | 2040
BM | 0 | 0 | 0 | 0 | 0 | 0
CC | 28.85 | 24.84 | 22.42 | 30.05 | 49.75 | 39.17
CSP | 0 | 0 | 0 | 0 | 0 | 0
CT | 0 | 0 | 0 | 0 | 0 | 0
Coal | 362.79 | 352.65 | 360.48 | 363.38 | 364.61 | 366.2
Geo | 0 | 0 | 0 | 0 | 0 | 0
H | 0 | 0 | 0 | 0 | 0 | 0
LFG | 0 | 0 | 0 | 0 | 0 | 0
Nuc | 0 | 0 | 0 | 0 | 0 | 0
PS | 0 | 0 | 0 | 0 | 0 | 0
PV | 0 | 0 | 0 | 0 | 0 | 0
PeakG | 0.81 | 0.81 | 0.83 | 1.05 | 0.68 | 0.78
PeakO | 0 | 0 | 0 | 0 | 0 | 0
ST | 0 | 0 | 0 | 0 | 0 | 0
STOG | 0.49 | 0.38 | 0.41 | 0.38 | 0.41 | 0.4
STWD | 0 | 0 | 0 | 0 | 0 | 0
WT | 0 | 0 | 0 | 0 | 0 | 0
IGCC | 0 | 0 | 0 | 0 | 0 | 0
DemandResponse | 0 | 0 | 0 | 0 | 0 | 0
IGCC-CCS | 0 | 0 | 0 | 0 | 0 | 0
WT_off | 0 | 0 | 0 | 0 | 0 | 0
PseudoUnit | 0 | 0 | 0 | 0 | 0 | 0
FixedInterchange | 0 | 0 | 0 | 0 | 0 | 0
CO2 Emissions (MMshortTons): SOCO
ReportingType | 2015 | 2020 | 2025 | 2030 | 2035 | 2040
BM | 0 | 0 | 0 | 0 | 0 | 0
CC | 45.12 | 43.78 | 41.42 | 45.79 | 42.95 | 40.81
CSP | 0 | 0 | 0 | 0 | 0 | 0
CT | 0 | 0 | 0 | 0 | 0 | 0
Coal | 110.6 | 119.19 | 134.45 | 134.45 | 154.46 | 195.2
Geo | 0 | 0 | 0 | 0 | 0 | 0
H | 0 | 0 | 0 | 0 | 0 | 0
LFG | 0 | 0 | 0 | 0 | 0 | 0
Nuc | 0 | 0 | 0 | 0 | 0 | 0
PS | 0 | 0 | 0 | 0 | 0 | 0
PV | 0 | 0 | 0 | 0 | 0 | 0
PeakG | 0.26 | 0.67 | 1.35 | 1.43 | 1.24 | 1.16
PeakO | 0 | 0 | 0 | 0 | 0 | 0
ST | 0 | 0 | 0 | 0 | 0 | 0
STOG | 0 | 0 | 0 | 0 | 0 | 0
STWD | 0 | 0 | 0 | 0 | 0 | 0
WT | 0 | 0 | 0 | 0 | 0 | 0
IGCC | 0 | 0 | 0 | 0 | 0 | 0
DemandResponse | 0 | 0 | 0 | 0 | 0 | 0
IGCC-CCS | 0 | 0 | 0 | 0 | 0 | 0
WT_off | 0 | 0 | 0 | 0 | 0 | 0
PseudoUnit | 0 | 0 | 0 | 0 | 0 | 0
FixedInterchange | 0 | 0 | 0 | 0 | 0 | 0
CO2 Emissions (MMshortTons): SPP_N
ReportingType | 2015 | 2020 | 2025 | 2030 | 2035 | 2040
BM | 0 | 0 | 0 | 0 | 0 | 0
CC | 3.26 | 4.18 | 4.13 | 5.55 | 3.99 | 3.94
CSP | 0 | 0 | 0 | 0 | 0 | 0
CT | 0 | 0 | 0 | 0 | 0.2 | 0.45
Coal | 68.81 | 68.81 | 68.81 | 68.81 | 68.81 | 68.79
Geo | 0 | 0 | 0 | 0 | 0 | 0
H | 0 | 0 | 0 | 0 | 0 | 0
LFG | 0 | 0 | 0 | 0 | 0 | 0
Nuc | 0 | 0 | 0 | 0 | 0 | 0
PS | 0 | 0 | 0 | 0 | 0 | 0
PV | 0 | 0 | 0 | 0 | 0 | 0
PeakG | 0.04 | 0.06 | 0.14 | 0.18 | 0.09 | 0.02
PeakO | 0 | 0 | 0 | 0 | 0 | 0
ST | 0 | 0 | 0 | 0 | 0 | 0
STOG | 0.31 | 0.36 | 0.44 | 0.44 | 0.45 | 0.42
STWD | 0 | 0 | 0 | 0 | 0 | 0
WT | 0 | 0 | 0 | 0 | 0 | 0
IGCC | 0 | 0 | 0 | 0 | 0 | 0
DemandResponse | 0 | 0 | 0 | 0 | 0 | 0
IGCC-CCS | 0 | 0 | 0 | 0 | 0 | 0
WT_off | 0 | 0 | 0 | 0 | 0 | 0
PseudoUnit | 0 | 0 | 0 | 0 | 0 | 0
FixedInterchange | 0 | 0 | 0 | 0 | 0 | 0
CO2 Emissions (MMshortTons): SPP_S
ReportingType | 2015 | 2020 | 2025 | 2030 | 2035 | 2040
BM | 0 | 0 | 0 | 0 | 0 | 0
CC | 14.71 | 15.72 | 16.37 | 19.72 | 14.08 | 13.46
CSP | 0 | 0 | 0 | 0 | 0 | 0
CT | 0 | 0.01 | 0.05 | 0.03 | 0 | 0
Coal | 104.17 | 106.1 | 111.73 | 111.84 | 112.78 | 99.9
Geo | 0 | 0 | 0 | 0 | 0 | 0
H | 0 | 0 | 0 | 0 | 0 | 0
LFG | 0 | 0 | 0 | 0 | 0 | 0
Nuc | 0 | 0 | 0 | 0 | 0 | 0
PS | 0 | 0 | 0 | 0 | 0 | 0
PV | 0 | 0 | 0 | 0 | 0 | 0
PeakG | 0 | 0 | 0.03 | 0 | 0 | 0
PeakO | 0 | 0 | 0 | 0 | 0 | 0
ST | 0 | 0 | 0 | 0 | 0 | 0
STOG | 1.09 | 1.15 | 1.37 | 1.29 | 1 | 0.94
STWD | 0 | 0 | 0 | 0 | 0 | 0
WT | 0 | 0 | 0 | 0 | 0 | 0
IGCC | 0 | 0 | 0 | 0 | 0 | 0
DemandResponse | 0 | 0 | 0 | 0 | 0 | 0
IGCC-CCS | 0 | 0 | 0 | 0 | 0 | 0
WT_off | 0 | 0 | 0 | 0 | 0 | 0
PseudoUnit | 0 | 0 | 0 | 0 | 0 | 0
FixedInterchange | 0 | 0 | 0 | 0 | 0 | 0
CO2 Emissions (MMshortTons): TVA
ReportingType | 2015 | 2020 | 2025 | 2030 | 2035 | 2040
BM | 0 | 0 | 0 | 0 | 0 | 0
CC | 6.11 | 7.17 | 7.48 | 9.04 | 8.23 | 7.26
CSP | 0 | 0 | 0 | 0 | 0 | 0
CT | 0 | 0.26 | 0.27 | 0.27 | 0.19 | 0.27
Coal | 93.38 | 93.58 | 94.56 | 94.76 | 120.65 | 136.52
Geo | 0 | 0 | 0 | 0 | 0 | 0
H | 0 | 0 | 0 | 0 | 0 | 0
LFG | 0 | 0 | 0 | 0 | 0 | 0
Nuc | 0 | 0 | 0 | 0 | 0 | 0
PS | 0 | 0 | 0 | 0 | 0 | 0
PV | 0 | 0 | 0 | 0 | 0 | 0
PeakG | 0 | 0 | 0.03 | 0.03 | 0.03 | 0.03
PeakO | 0 | 0 | 0 | 0 | 0 | 0
ST | 0 | 0 | 0 | 0 | 0 | 0
STOG | 0 | 0 | 0 | 0 | 0 | 0
STWD | 0 | 0 | 0 | 0 | 0 | 0
WT | 0 | 0 | 0 | 0 | 0 | 0
IGCC | 0 | 0 | 0 | 0 | 0 | 0
DemandResponse | 0 | 0 | 0 | 0 | 0 | 0
IGCC-CCS | 0 | 0 | 0 | 0 | 0 | 0
WT_off | 0 | 0 | 0 | 0 | 0 | 0
PseudoUnit | 0 | 0 | 0 | 0 | 0 | 0
FixedInterchange | 0 | 0 | 0 | 0 | 0 | 0
CO2 Emissions (MMshortTons): TVA_Transmission
ReportingType | 2015 | 2020 | 2025 | 2030 | 2035 | 2040
BM | 0 | 0 | 0 | 0 | 0 | 0
CC | 0 | 0 | 0 | 0 | 0 | 0
CSP | 0 | 0 | 0 | 0 | 0 | 0
CT | 0 | 0 | 0 | 0 | 0 | 0
Coal | 0 | 0 | 0 | 0 | 0 | 0
Geo | 0 | 0 | 0 | 0 | 0 | 0
H | 0 | 0 | 0 | 0 | 0 | 0
LFG | 0 | 0 | 0 | 0 | 0 | 0
Nuc | 0 | 0 | 0 | 0 | 0 | 0
PS | 0 | 0 | 0 | 0 | 0 | 0
PV | 0 | 0 | 0 | 0 | 0 | 0
PeakG | 0 | 0 | 0 | 0 | 0 | 0
PeakO | 0 | 0 | 0 | 0 | 0 | 0
ST | 0 | 0 | 0 | 0 | 0 | 0
STOG | 0 | 0 | 0 | 0 | 0 | 0
STWD | 0 | 0 | 0 | 0 | 0 | 0
WT | 0 | 0 | 0 | 0 | 0 | 0
IGCC | 0 | 0 | 0 | 0 | 0 | 0
DemandResponse | 0 | 0 | 0 | 0 | 0 | 0
IGCC-CCS | 0 | 0 | 0 | 0 | 0 | 0
WT_off | 0 | 0 | 0 | 0 | 0 | 0
PseudoUnit | 0 | 0 | 0 | 0 | 0 | 0
FixedInterchange | 0 | 0 | 0 | 0 | 0 | 0
CO2 Emissions (MMshortTons): VACAR
ReportingType | 2015 | 2020 | 2025 | 2030 | 2035 | 2040
BM | 0 | 0 | 0 | 0 | 0 | 0
CC | 21.1 | 19.05 | 15.67 | 19.06 | 26.81 | 37.01
CSP | 0 | 0 | 0 | 0 | 0 | 0
CT | 0.05 | 0.05 | 0.08 | 0.07 | 0.23 | 0.27
Coal | 81.96 | 86.36 | 107.09 | 114.58 | 127.4 | 129.78
Geo | 0 | 0 | 0 | 0 | 0 | 0
H | 0 | 0 | 0 | 0 | 0 | 0
LFG | 0 | 0 | 0 | 0 | 0 | 0
Nuc | 0 | 0 | 0 | 0 | 0 | 0
PS | 0 | 0 | 0 | 0 | 0 | 0
PV | 0 | 0 | 0 | 0 | 0 | 0
PeakG | 0.07 | 0.13 | 0.23 | 0.24 | 0.25 | 0.26
PeakO | 0 | 0 | 0 | 0 | 0 | 0
ST | 0 | 0 | 0 | 0 | 0 | 0
STOG | 0 | 0 | 0 | 0 | 0 | 0
STWD | 0 | 0 | 0 | 0 | 0 | 0
WT | 0 | 0 | 0 | 0 | 0 | 0
IGCC | 0 | 0 | 0 | 0 | 0 | 0
DemandResponse | 0 | 0 | 0 | 0 | 0 | 0
IGCC-CCS | 0 | 0 | 0 | 0 | 0 | 0
WT_off | 0 | 0 | 0 | 0 | 0 | 0
PseudoUnit | 0 | 0 | 0 | 0 | 0 | 0
FixedInterchange | 0 | 0 | 0 | 0 | 0 | 0
CO2 Emissions (MMshortTons): IESO
ReportingType | 2015 | 2020 | 2025 | 2030 | 2035 | 2040
BM | 0 | 0 | 0 | 0 | 0 | 0
CC | 0.39 | 0.51 | 0.76 | 0.94 | 4.42 | 11.54
CSP | 0 | 0 | 0 | 0 | 0 | 0
CT | 0 | 0 | 0 | 0 | 0.02 | 0.09
Coal | 0 | 0 | 0 | 0 | 0 | 0
Geo | 0 | 0 | 0 | 0 | 0 | 0
H | 0 | 0 | 0 | 0 | 0 | 0
LFG | 0 | 0 | 0 | 0 | 0 | 0
Nuc | 0 | 0 | 0 | 0 | 0 | 0
PS | 0 | 0 | 0 | 0 | 0 | 0
PV | 0 | 0 | 0 | 0 | 0 | 0
PeakG | 0 | 0 | 0 | 0 | 0.01 | 0.01
PeakO | 0 | 0 | 0 | 0 | 0 | 0
ST | 0 | 0 | 0 | 0 | 0 | 0
STOG | 0 | 0 | 0 | 0 | 0 | 0
STWD | 0 | 0 | 0 | 0 | 0 | 0
WT | 0 | 0 | 0 | 0 | 0 | 0
IGCC | 0 | 0 | 0 | 0 | 0 | 0
DemandResponse | 0 | 0 | 0 | 0 | 0 | 0
IGCC-CCS | 0 | 0 | 0 | 0 | 0 | 0
WT_off | 0 | 0 | 0 | 0 | 0 | 0
PseudoUnit | 0 | 0 | 0 | 0 | 0 | 0
FixedInterchange | 0 | 0 | 0 | 0 | 0 | 0
CO2 Emissions (MMshortTons): MAPP_CA
ReportingType | 2015 | 2020 | 2025 | 2030 | 2035 | 2040
BM | 0 | 0 | 0 | 0 | 0 | 0
CC | 3.61 | 4.57 | 5.01 | 5.93 | 7.3 | 6.88
CSP | 0 | 0 | 0 | 0 | 0 | 0
CT | 0 | 0 | 0 | 0 | 0 | 0.02
Coal | 0.15 | 0.29 | 0.71 | 2.49 | 4.58 | 5.23
Geo | 0 | 0 | 0 | 0 | 0 | 0
H | 0 | 0 | 0 | 0 | 0 | 0
LFG | 0 | 0 | 0 | 0 | 0 | 0
Nuc | 0 | 0 | 0 | 0 | 0 | 0
PS | 0 | 0 | 0 | 0 | 0 | 0
PV | 0 | 0 | 0 | 0 | 0 | 0
PeakG | 0 | 0 | 0 | 0 | 0 | 0
PeakO | 0 | 0 | 0 | 0 | 0 | 0
ST | 0 | 0 | 0 | 0 | 0 | 0
STOG | 0 | 0 | 0 | 0 | 0 | 0
STWD | 0 | 0 | 0 | 0 | 0 | 0
WT | 0 | 0 | 0 | 0 | 0 | 0
IGCC | 0 | 0 | 0 | 0 | 0 | 0
DemandResponse | 0 | 0 | 0 | 0 | 0 | 0
IGCC-CCS | 0 | 0 | 0 | 0 | 0 | 0
WT_off | 0 | 0 | 0 | 0 | 0 | 0
PseudoUnit | 0 | 0 | 0 | 0 | 0 | 0
FixedInterchange | 0 | 0 | 0 | 0 | 0 | 0
CO2 Emissions (MMshortTons): AZ_NM_SNV_Coal
ReportingType | 2015 | 2020 | 2025 | 2030 | 2035 | 2040
BM | 0 | 0 | 0 | 0 | 0 | 0
CC | 0 | 0 | 0 | 0 | 0 | 0
CSP | 0 | 0 | 0 | 0 | 0 | 0
CT | 0 | 0 | 0 | 0 | 0 | 0
Coal | 71.17 | 80.29 | 80.51 | 80.51 | 80.51 | 118.36
Geo | 0 | 0 | 0 | 0 | 0 | 0
H | 0 | 0 | 0 | 0 | 0 | 0
LFG | 0 | 0 | 0 | 0 | 0 | 0
Nuc | 0 | 0 | 0 | 0 | 0 | 0
PS | 0 | 0 | 0 | 0 | 0 | 0
PV | 0 | 0 | 0 | 0 | 0 | 0
PeakG | 0 | 0 | 0 | 0 | 0 | 0
PeakO | 0 | 0 | 0 | 0 | 0 | 0
ST | 0 | 0 | 0 | 0 | 0 | 0
STOG | 0 | 0 | 0 | 0 | 0 | 0
STWD | 0 | 0 | 0 | 0 | 0 | 0
WT | 0 | 0 | 0 | 0 | 0 | 0
IGCC | 0 | 0 | 0 | 0 | 0 | 0
DemandResponse | 0 | 0 | 0 | 0 | 0 | 0
IGCC-CCS | 0 | 0 | 0 | 0 | 0 | 0
WT_off | 0 | 0 | 0 | 0 | 0 | 0
PseudoUnit | 0 | 0 | 0 | 0 | 0 | 0
FixedInterchange | 0 | 0 | 0 | 0 | 0 | 0
CO2 Emissions (MMshortTons): AZ_NM_SNV_Gas
ReportingType | 2015 | 2020 | 2025 | 2030 | 2035 | 2040
BM | 0 | 0 | 0 | 0 | 0 | 0
CC | 43.94 | 48.59 | 49.86 | 58.05 | 69.81 | 67.07
CSP | 0 | 0 | 0 | 0 | 0 | 0
CT | 0 | 0 | 0.05 | 0.09 | 0 | 0
Coal | 0 | 0 | 0 | 0 | 0 | 0
Geo | 0 | 0 | 0 | 0 | 0 | 0
H | 0 | 0 | 0 | 0 | 0 | 0
LFG | 0 | 0 | 0 | 0 | 0 | 0
Nuc | 0 | 0 | 0 | 0 | 0 | 0
PS | 0 | 0 | 0 | 0 | 0 | 0
PV | 0 | 0 | 0 | 0 | 0 | 0
PeakG | 0 | 0 | 0.17 | 0.28 | 0.27 | 0
PeakO | 0 | 0 | 0 | 0 | 0 | 0
ST | 0 | 0 | 0 | 0 | 0 | 0
STOG | 0 | 0 | 0 | 0 | 0 | 0
STWD | 0 | 0 | 0 | 0 | 0 | 0
WT | 0 | 0 | 0 | 0 | 0 | 0
IGCC | 0 | 0 | 0 | 0 | 0 | 0
DemandResponse | 0 | 0 | 0 | 0 | 0 | 0
IGCC-CCS | 0 | 0 | 0 | 0 | 0 | 0
WT_off | 0 | 0 | 0 | 0 | 0 | 0
PseudoUnit | 0 | 0 | 0 | 0 | 0 | 0
FixedInterchange | 0 | 0 | 0 | 0 | 0 | 0
CO2 Emissions (MMshortTons): AZ_NM_SNV_NucRenew
ReportingType | 2015 | 2020 | 2025 | 2030 | 2035 | 2040
BM | 0 | 0 | 0 | 0 | 0 | 0
CC | 0 | 0 | 0 | 0 | 0 | 0
CSP | 0 | 0 | 0 | 0 | 0 | 0
CT | 0 | 0 | 0 | 0 | 0 | 0
Coal | 0 | 0 | 0 | 0 | 0 | 0
Geo | 0 | 0 | 0 | 0 | 0 | 0
H | 0 | 0 | 0 | 0 | 0 | 0
LFG | 0 | 0 | 0 | 0 | 0 | 0
Nuc | 0 | 0 | 0 | 0 | 0 | 0
PS | 0 | 0 | 0 | 0 | 0 | 0
PV | 0 | 0 | 0 | 0 | 0 | 0
PeakG | 0 | 0 | 0 | 0 | 0 | 0
PeakO | 0 | 0 | 0 | 0 | 0 | 0
ST | 0 | 0 | 0 | 0 | 0 | 0
STOG | 0 | 0 | 0 | 0 | 0 | 0
STWD | 0 | 0 | 0 | 0 | 0 | 0
WT | 0 | 0 | 0 | 0 | 0 | 0
IGCC | 0 | 0 | 0 | 0 | 0 | 0
DemandResponse | 0 | 0 | 0 | 0 | 0 | 0
IGCC-CCS | 0 | 0 | 0 | 0 | 0 | 0
WT_off | 0 | 0 | 0 | 0 | 0 | 0
PseudoUnit | 0 | 0 | 0 | 0 | 0 | 0
FixedInterchange | 0 | 0 | 0 | 0 | 0 | 0
CO2 Emissions (MMshortTons): ERCOT
ReportingType | 2015 | 2020 | 2025 | 2030 | 2035 | 2040
BM | 0 | 0 | 0 | 0 | 0 | 0
CC | 73.14 | 70.52 | 68.21 | 71.17 | 75.59 | 75.48
CSP | 0 | 0 | 0 | 0 | 0 | 0
CT | 0 | 0 | 0.02 | 0.01 | 0.01 | 0.01
Coal | 101.97 | 133.8 | 154.11 | 154.86 | 154.86 | 154.8
Geo | 0 | 0 | 0 | 0 | 0 | 0
H | 0 | 0 | 0 | 0 | 0 | 0
LFG | 0 | 0 | 0 | 0 | 0 | 0
Nuc | 0 | 0 | 0 | 0 | 0 | 0
PS | 0 | 0 | 0 | 0 | 0 | 0
PV | 0 | 0 | 0 | 0 | 0 | 0
PeakG | 0 | 0.01 | 0.07 | 0.07 | 0.06 | 0.03
PeakO | 0 | 0 | 0 | 0 | 0 | 0
ST | 0 | 0 | 0 | 0 | 0 | 0
STOG | 2.62 | 3.39 | 4.69 | 4.42 | 4.06 | 3.41
STWD | 0 | 0 | 0 | 0 | 0 | 0
WT | 0 | 0 | 0 | 0 | 0 | 0
IGCC | 0 | 0 | 0 | 0 | 0 | 0
DemandResponse | 0 | 0 | 0 | 0 | 0 | 0
IGCC-CCS | 0 | 0 | 0 | 0 | 0 | 0
WT_off | 0 | 0 | 0 | 0 | 0 | 0
PseudoUnit | 0 | 0 | 0 | 0 | 0 | 0
FixedInterchange | 0 | 0 | 0 | 0 | 0 | 0
CO2 Emissions (MMshortTons): NP15
ReportingType | 2015 | 2020 | 2025 | 2030 | 2035 | 2040
BM | 0 | 0 | 0 | 0 | 0 | 0
CC | 16.25 | 10.79 | 14.35 | 8.79 | 5.15 | 3.52
CSP | 0 | 0 | 0 | 0 | 0 | 0
CT | 0 | 0 | 0 | 0 | 0 | 0
Coal | 0.27 | 0.27 | 0.27 | 0.08 | 0 | 0
Geo | 0 | 0 | 0 | 0 | 0 | 0
H | 0 | 0 | 0 | 0 | 0 | 0
LFG | 0 | 0 | 0 | 0 | 0 | 0
Nuc | 0 | 0 | 0 | 0 | 0 | 0
PS | 0 | 0 | 0 | 0 | 0 | 0
PV | 0 | 0 | 0 | 0 | 0 | 0
PeakG | 0 | 0 | 0 | 0 | 0 | 0.01
PeakO | 0 | 0 | 0 | 0 | 0 | 0
ST | 0 | 0 | 0 | 0 | 0 | 0
STOG | 0.08 | 0.05 | 0.11 | 0.16 | 0.11 | 0.2
STWD | 0 | 0 | 0 | 0 | 0 | 0
WT | 0 | 0 | 0 | 0 | 0 | 0
IGCC | 0 | 0 | 0 | 0 | 0 | 0
DemandResponse | 0 | 0 | 0 | 0 | 0 | 0
IGCC-CCS | 0 | 0 | 0 | 0 | 0 | 0
WT_off | 0 | 0 | 0 | 0 | 0 | 0
PseudoUnit | 0 | 0 | 0 | 0 | 0 | 0
FixedInterchange | 0 | 0 | 0 | 0 | 0 | 0
CO2 Emissions (MMshortTons): NWPP_Coal
ReportingType | 2015 | 2020 | 2025 | 2030 | 2035 | 2040
BM | 0 | 0 | 0 | 0 | 0 | 0
CC | 0 | 0 | 0 | 0 | 0 | 0
CSP | 0 | 0 | 0 | 0 | 0 | 0
CT | 0 | 0 | 0 | 0 | 0 | 0
Coal | 102 | 102 | 101.97 | 102 | 102.14 | 102.13
Geo | 0 | 0 | 0 | 0 | 0 | 0
H | 0 | 0 | 0 | 0 | 0 | 0
LFG | 0 | 0 | 0 | 0 | 0 | 0
Nuc | 0 | 0 | 0 | 0 | 0 | 0
PS | 0 | 0 | 0 | 0 | 0 | 0
PV | 0 | 0 | 0 | 0 | 0 | 0
PeakG | 0 | 0 | 0 | 0 | 0 | 0
PeakO | 0 | 0 | 0 | 0 | 0 | 0
ST | 0 | 0 | 0 | 0 | 0 | 0
STOG | 0 | 0 | 0 | 0 | 0 | 0
STWD | 0 | 0 | 0 | 0 | 0 | 0
WT | 0 | 0 | 0 | 0 | 0 | 0
IGCC | 0 | 0 | 0 | 0 | 0 | 0
DemandResponse | 0 | 0 | 0 | 0 | 0 | 0
IGCC-CCS | 0 | 0 | 0 | 0 | 0 | 0
WT_off | 0 | 0 | 0 | 0 | 0 | 0
PseudoUnit | 0 | 0 | 0 | 0 | 0 | 0
FixedInterchange | 0 | 0 | 0 | 0 | 0 | 0
CO2 Emissions (MMshortTons): NWPP_Gas
ReportingType | 2015 | 2020 | 2025 | 2030 | 2035 | 2040
BM | 0 | 0 | 0 | 0 | 0 | 0
CC | 21.13 | 21.13 | 21.34 | 35.3 | 43.26 | 47.01
CSP | 0 | 0 | 0 | 0 | 0 | 0
CT | 0 | 0 | 0 | 0 | 0 | 0
Coal | 0 | 0 | 0 | 0 | 0 | 7.11
Geo | 0 | 0 | 0 | 0 | 0 | 0
H | 0 | 0 | 0 | 0 | 0 | 0
LFG | 0 | 0 | 0 | 0 | 0 | 0
Nuc | 0 | 0 | 0 | 0 | 0 | 0
PS | 0 | 0 | 0 | 0 | 0 | 0
PV | 0 | 0 | 0 | 0 | 0 | 0
PeakG | 0 | 0 | 0 | 0 | 0 | 0
PeakO | 0 | 0 | 0 | 0 | 0 | 0
ST | 0 | 0 | 0 | 0 | 0 | 0
STOG | 0 | 0 | 0 | 0 | 0 | 0
STWD | 0 | 0 | 0 | 0 | 0 | 0
WT | 0 | 0 | 0 | 0 | 0 | 0
IGCC | 0 | 0 | 0 | 0 | 0 | 0
DemandResponse | 0 | 0 | 0 | 0 | 0 | 0
IGCC-CCS | 0 | 0 | 0 | 0 | 0 | 0
WT_off | 0 | 0 | 0 | 0 | 0 | 0
PseudoUnit | 0 | 0 | 0 | 0 | 0 | 0
FixedInterchange | 0 | 0 | 0 | 0 | 0 | 0
CO2 Emissions (MMshortTons): NWPP_NucRenew
ReportingType | 2015 | 2020 | 2025 | 2030 | 2035 | 2040
BM | 0 | 0 | 0 | 0 | 0 | 0
CC | 0 | 0 | 0 | 0 | 0 | 0
CSP | 0 | 0 | 0 | 0 | 0 | 0
CT | 0 | 0 | 0 | 0 | 0 | 0
Coal | 0 | 0 | 0 | 0 | 0 | 0
Geo | 0 | 0 | 0 | 0 | 0 | 0
H | 0 | 0 | 0 | 0 | 0 | 0
LFG | 0 | 0 | 0 | 0 | 0 | 0
Nuc | 0 | 0 | 0 | 0 | 0 | 0
PS | 0 | 0 | 0 | 0 | 0 | 0
PV | 0 | 0 | 0 | 0 | 0 | 0
PeakG | 0 | 0 | 0 | 0 | 0 | 0
PeakO | 0 | 0 | 0 | 0 | 0 | 0
ST | 0 | 0 | 0 | 0 | 0 | 0
STOG | 0 | 0 | 0 | 0 | 0 | 0
STWD | 0 | 0 | 0 | 0 | 0 | 0
WT | 0 | 0 | 0 | 0 | 0 | 0
IGCC | 0 | 0 | 0 | 0 | 0 | 0
DemandResponse | 0 | 0 | 0 | 0 | 0 | 0
IGCC-CCS | 0 | 0 | 0 | 0 | 0 | 0
WT_off | 0 | 0 | 0 | 0 | 0 | 0
PseudoUnit | 0 | 0 | 0 | 0 | 0 | 0
FixedInterchange | 0 | 0 | 0 | 0 | 0 | 0
CO2 Emissions (MMshortTons): RMPA
ReportingType | 2015 | 2020 | 2025 | 2030 | 2035 | 2040
BM | 0 | 0 | 0 | 0 | 0 | 0
CC | 3.42 | 3.73 | 1.78 | 1.85 | 1.33 | 1.13
CSP | 0 | 0 | 0 | 0 | 0 | 0
CT | 0 | 0 | 0 | 0 | 0 | 0
Coal | 60.57 | 59.2 | 56.36 | 56.36 | 66.02 | 75.02
Geo | 0 | 0 | 0 | 0 | 0 | 0
H | 0 | 0 | 0 | 0 | 0 | 0
LFG | 0 | 0 | 0 | 0 | 0 | 0
Nuc | 0 | 0 | 0 | 0 | 0 | 0
PS | 0 | 0 | 0 | 0 | 0 | 0
PV | 0 | 0 | 0 | 0 | 0 | 0
PeakG | 0.01 | 0.03 | 0 | 0.07 | 0.05 | 0.05
PeakO | 0 | 0 | 0 | 0 | 0 | 0
ST | 0 | 0 | 0 | 0 | 0 | 0
STOG | 0 | 0 | 0 | 0 | 0 | 0
STWD | 0 | 0 | 0 | 0 | 0 | 0
WT | 0 | 0 | 0 | 0 | 0 | 0
IGCC | 0 | 0 | 0 | 0 | 0 | 0
DemandResponse | 0 | 0 | 0 | 0 | 0 | 0
IGCC-CCS | 0 | 0 | 0 | 0 | 0 | 0
WT_off | 0 | 0 | 0 | 0 | 0 | 0
PseudoUnit | 0 | 0 | 0 | 0 | 0 | 0
FixedInterchange | 0 | 0 | 0 | 0 | 0 | 0
CO2 Emissions (MMshortTons): SP15
ReportingType | 2015 | 2020 | 2025 | 2030 | 2035 | 2040
BM | 0 | 0 | 0 | 0 | 0 | 0
CC | 17.47 | 7.76 | 8.61 | 7.69 | 5.97 | 4.56
CSP | 0 | 0 | 0 | 0 | 0 | 0
CT | 0 | 0 | 0 | 0 | 0 | 0
Coal | 0.9 | 0.9 | 0.79 | 0.55 | 0 | 0
Geo | 0 | 0 | 0 | 0 | 0 | 0
H | 0 | 0 | 0 | 0 | 0 | 0
LFG | 0 | 0 | 0 | 0 | 0 | 0
Nuc | 0 | 0 | 0 | 0 | 0 | 0
PS | 0 | 0 | 0 | 0 | 0 | 0
PV | 0 | 0 | 0 | 0 | 0 | 0
PeakG | 0 | 0 | 0 | 0 | 0 | 0
PeakO | 0 | 0 | 0 | 0 | 0 | 0
ST | 0 | 0 | 0 | 0 | 0 | 0
STOG | 0.13 | 0.14 | 0.04 | 0.1 | 0.2 | 0.34
STWD | 0 | 0 | 0 | 0 | 0 | 0
WT | 0 | 0 | 0 | 0 | 0 | 0
IGCC | 0 | 0 | 0 | 0 | 0 | 0
DemandResponse | 0 | 0 | 0 | 0 | 0 | 0
IGCC-CCS | 0 | 0 | 0 | 0 | 0 | 0
WT_off | 0 | 0 | 0 | 0 | 0 | 0
PseudoUnit | 0 | 0 | 0 | 0 | 0 | 0
FixedInterchange | 0 | 0 | 0 | 0 | 0 | 0
CO2 Emissions (MMshortTons): ALB
ReportingType | 2015 | 2020 | 2025 | 2030 | 2035 | 2040
BM | 0 | 0 | 0 | 0 | 0 | 0
CC | 8.09 | 10.39 | 11.98 | 14.38 | 16.38 | 18.68
CSP | 0 | 0 | 0 | 0 | 0 | 0
CT | 0 | 0 | 0 | 0 | 0 | 0
Coal | 50 | 50 | 50 | 50 | 50 | 50
Geo | 0 | 0 | 0 | 0 | 0 | 0
H | 0 | 0 | 0 | 0 | 0 | 0
LFG | 0 | 0 | 0 | 0 | 0 | 0
Nuc | 0 | 0 | 0 | 0 | 0 | 0
PS | 0 | 0 | 0 | 0 | 0 | 0
PV | 0 | 0 | 0 | 0 | 0 | 0
PeakG | 0 | 0 | 0 | 0 | 0 | 0
PeakO | 0 | 0 | 0 | 0 | 0 | 0
ST | 0 | 0 | 0 | 0 | 0 | 0
STOG | 0 | 0 | 0 | 0 | 0 | 0
STWD | 0 | 0 | 0 | 0 | 0 | 0
WT | 0 | 0 | 0 | 0 | 0 | 0
IGCC | 0 | 0 | 0 | 0 | 0 | 0
DemandResponse | 0 | 0 | 0 | 0 | 0 | 0
IGCC-CCS | 0 | 0 | 0 | 0 | 0 | 0
WT_off | 0 | 0 | 0 | 0 | 0 | 0
PseudoUnit | 0 | 0 | 0 | 0 | 0 | 0
FixedInterchange | 0 | 0 | 0 | 0 | 0 | 0
CO2 Emissions (MMshortTons): BC
ReportingType | 2015 | 2020 | 2025 | 2030 | 2035 | 2040
BM | 0 | 0 | 0 | 0 | 0 | 0
CC | 3.92 | 5.17 | 7.04 | 8.56 | 10.79 | 13.13
CSP | 0 | 0 | 0 | 0 | 0 | 0
CT | 0 | 0 | 0 | 0 | 0 | 0
Coal | 0 | 0 | 0 | 0 | 0 | 0
Geo | 0 | 0 | 0 | 0 | 0 | 0
H | 0 | 0 | 0 | 0 | 0 | 0
LFG | 0 | 0 | 0 | 0 | 0 | 0
Nuc | 0 | 0 | 0 | 0 | 0 | 0
PS | 0 | 0 | 0 | 0 | 0 | 0
PV | 0 | 0 | 0 | 0 | 0 | 0
PeakG | 0 | 0 | 0 | 0 | 0 | 0
PeakO | 0 | 0 | 0 | 0 | 0 | 0
ST | 0 | 0 | 0 | 0 | 0 | 0
STOG | 0 | 0 | 0 | 0 | 0 | 0
STWD | 0 | 0 | 0 | 0 | 0 | 0
WT | 0 | 0 | 0 | 0 | 0 | 0
IGCC | 0 | 0 | 0 | 0 | 0 | 0
DemandResponse | 0 | 0 | 0 | 0 | 0 | 0
IGCC-CCS | 0 | 0 | 0 | 0 | 0 | 0
WT_off | 0 | 0 | 0 | 0 | 0 | 0
PseudoUnit | 0 | 0 | 0 | 0 | 0 | 0
FixedInterchange | 0 | 0 | 0 | 0 | 0 | 0
CO2 Emissions (MMshortTons): HQ_IESO
ReportingType | 2015 | 2020 | 2025 | 2030 | 2035 | 2040
BM | 0 | 0 | 0 | 0 | 0 | 0
CC | 0 | 0 | 0 | 0 | 0 | 0
CSP | 0 | 0 | 0 | 0 | 0 | 0
CT | 0 | 0 | 0 | 0 | 0 | 0
Coal | 0 | 0 | 0 | 0 | 0 | 0
Geo | 0 | 0 | 0 | 0 | 0 | 0
H | 0 | 0 | 0 | 0 | 0 | 0
LFG | 0 | 0 | 0 | 0 | 0 | 0
Nuc | 0 | 0 | 0 | 0 | 0 | 0
PS | 0 | 0 | 0 | 0 | 0 | 0
PV | 0 | 0 | 0 | 0 | 0 | 0
PeakG | 0 | 0 | 0 | 0 | 0 | 0
PeakO | 0 | 0 | 0 | 0 | 0 | 0
ST | 0 | 0 | 0 | 0 | 0 | 0
STOG | 0 | 0 | 0 | 0 | 0 | 0
STWD | 0 | 0 | 0 | 0 | 0 | 0
WT | 0 | 0 | 0 | 0 | 0 | 0
IGCC | 0 | 0 | 0 | 0 | 0 | 0
DemandResponse | 0 | 0 | 0 | 0 | 0 | 0
IGCC-CCS | 0 | 0 | 0 | 0 | 0 | 0
WT_off | 0 | 0 | 0 | 0 | 0 | 0
PseudoUnit | 0 | 0 | 0 | 0 | 0 | 0
FixedInterchange | 0 | 0 | 0 | 0 | 0 | 0
CO2 Emissions (MMshortTons): HQ_NEISO
ReportingType | 2015 | 2020 | 2025 | 2030 | 2035 | 2040
BM | 0 | 0 | 0 | 0 | 0 | 0
CC | 0 | 0 | 0 | 0 | 0 | 0
CSP | 0 | 0 | 0 | 0 | 0 | 0
CT | 0 | 0 | 0 | 0 | 0 | 0
Coal | 0 | 0 | 0 | 0 | 0 | 0
Geo | 0 | 0 | 0 | 0 | 0 | 0
H | 0 | 0 | 0 | 0 | 0 | 0
LFG | 0 | 0 | 0 | 0 | 0 | 0
Nuc | 0 | 0 | 0 | 0 | 0 | 0
PS | 0 | 0 | 0 | 0 | 0 | 0
PV | 0 | 0 | 0 | 0 | 0 | 0
PeakG | 0 | 0 | 0 | 0 | 0 | 0
PeakO | 0 | 0 | 0 | 0 | 0 | 0
ST | 0 | 0 | 0 | 0 | 0 | 0
STOG | 0 | 0 | 0 | 0 | 0 | 0
STWD | 0 | 0 | 0 | 0 | 0 | 0
WT | 0 | 0 | 0 | 0 | 0 | 0
IGCC | 0 | 0 | 0 | 0 | 0 | 0
DemandResponse | 0 | 0 | 0 | 0 | 0 | 0
IGCC-CCS | 0 | 0 | 0 | 0 | 0 | 0
WT_off | 0 | 0 | 0 | 0 | 0 | 0
PseudoUnit | 0 | 0 | 0 | 0 | 0 | 0
FixedInterchange | 0 | 0 | 0 | 0 | 0 | 0
CO2 Emissions (MMshortTons): HQ_NY
ReportingType | 2015 | 2020 | 2025 | 2030 | 2035 | 2040
BM | 0 | 0 | 0 | 0 | 0 | 0
CC | 0 | 0 | 0 | 0 | 0 | 0
CSP | 0 | 0 | 0 | 0 | 0 | 0
CT | 0 | 0 | 0 | 0 | 0 | 0
Coal | 0 | 0 | 0 | 0 | 0 | 0
Geo | 0 | 0 | 0 | 0 | 0 | 0
H | 0 | 0 | 0 | 0 | 0 | 0
LFG | 0 | 0 | 0 | 0 | 0 | 0
Nuc | 0 | 0 | 0 | 0 | 0 | 0
PS | 0 | 0 | 0 | 0 | 0 | 0
PV | 0 | 0 | 0 | 0 | 0 | 0
PeakG | 0 | 0 | 0 | 0 | 0 | 0
PeakO | 0 | 0 | 0 | 0 | 0 | 0
ST | 0 | 0 | 0 | 0 | 0 | 0
STOG | 0 | 0 | 0 | 0 | 0 | 0
STWD | 0 | 0 | 0 | 0 | 0 | 0
WT | 0 | 0 | 0 | 0 | 0 | 0
IGCC | 0 | 0 | 0 | 0 | 0 | 0
DemandResponse | 0 | 0 | 0 | 0 | 0 | 0
IGCC-CCS | 0 | 0 | 0 | 0 | 0 | 0
WT_off | 0 | 0 | 0 | 0 | 0 | 0
PseudoUnit | 0 | 0 | 0 | 0 | 0 | 0
FixedInterchange | 0 | 0 | 0 | 0 | 0 | 0
CO2 Emissions (MMshortTons): MARITIMES
ReportingType | 2015 | 2020 | 2025 | 2030 | 2035 | 2040
BM | 0 | 0 | 0 | 0 | 0 | 0
CC | 0 | 0 | 0 | 0 | 0 | 0
CSP | 0 | 0 | 0 | 0 | 0 | 0
CT | 0 | 0 | 0 | 0 | 0 | 0
Coal | 0 | 0 | 0 | 0 | 0 | 0
Geo | 0 | 0 | 0 | 0 | 0 | 0
H | 0 | 0 | 0 | 0 | 0 | 0
LFG | 0 | 0 | 0 | 0 | 0 | 0
Nuc | 0 | 0 | 0 | 0 | 0 | 0
PS | 0 | 0 | 0 | 0 | 0 | 0
PV | 0 | 0 | 0 | 0 | 0 | 0
PeakG | 0 | 0 | 0 | 0 | 0 | 0
PeakO | 0 | 0 | 0 | 0 | 0 | 0
ST | 0 | 0 | 0 | 0 | 0 | 0
STOG | 0 | 0 | 0 | 0 | 0 | 0
STWD | 0 | 0 | 0 | 0 | 0 | 0
WT | 0 | 0 | 0 | 0 | 0 | 0
IGCC | 0 | 0 | 0 | 0 | 0 | 0
DemandResponse | 0 | 0 | 0 | 0 | 0 | 0
IGCC-CCS | 0 | 0 | 0 | 0 | 0 | 0
WT_off | 0 | 0 | 0 | 0 | 0 | 0
PseudoUnit | 0 | 0 | 0 | 0 | 0 | 0
FixedInterchange | 0 | 0 | 0 | 0 | 0 | 0
CO2 Emissions (MMshortTons): All
ReportingType | 2015 | 2020 | 2025 | 2030 | 2035 | 2040
BM | 0 | 0 | 0 | 0 | 0 | 0
CC | 475.95 | 472.35 | 476.89 | 533.19 | 636.93 | 700.77
CSP | 0 | 0 | 0 | 0 | 0 | 0
CT | 0.54 | 1.32 | 1.5 | 1.58 | 2.02 | 2.75
Coal | 1874.14 | 1946.76 | 2045.06 | 2074.91 | 2171.06 | 2312.7
Geo | 0 | 0 | 0 | 0 | 0 | 0
H | 0 | 0 | 0 | 0 | 0 | 0
LFG | 0 | 0 | 0 | 0 | 0 | 0
Nuc | 0 | 0 | 0 | 0 | 0 | 0
PS | 0 | 0 | 0 | 0 | 0 | 0
PV | 0 | 0 | 0 | 0 | 0 | 0
PeakG | 2.08 | 2.77 | 4.73 | 5.3 | 5.45 | 4.39
PeakO | 0 | 0 | 0 | 0 | 0 | 0
ST | 0 | 0 | 0 | 0 | 0 | 0
STOG | 9.15 | 10.24 | 12.27 | 12.01 | 11.55 | 10.94
STWD | 0 | 0 | 0 | 0 | 0 | 0
WT | 0 | 0 | 0 | 0 | 0 | 0
IGCC | 4.15 | 4.15 | 4.15 | 4.15 | 4.15 | 4.15
DemandResponse | 0 | 0 | 0 | 0 | 0 | 0
IGCC-CCS | 0 | 0 | 0 | 0 | 0 | 0
WT_off | 0 | 0 | 0 | 0 | 0 | 0
PseudoUnit | 0 | 0 | 0 | 0 | 0 | 0
FixedInterchange | 0 | 0 | 0 | 0 | 0 | 0
CO2 Emissions (MMshortTons): EI_US
ReportingType | 2015 | 2020 | 2025 | 2030 | 2035 | 2040
BM | 0 | 0 | 0 | 0 | 0 | 0
CC | 284.59 | 289.18 | 287.95 | 320.53 | 396.93 | 451.77
CSP | 0 | 0 | 0 | 0 | 0 | 0
CT | 0.54 | 1.31 | 1.43 | 1.48 | 1.99 | 2.63
Coal | 1487.13 | 1520.02 | 1600.34 | 1628.07 | 1712.96 | 1800.06
Geo | 0 | 0 | 0 | 0 | 0 | 0
H | 0 | 0 | 0 | 0 | 0 | 0
LFG | 0 | 0 | 0 | 0 | 0 | 0
Nuc | 0 | 0 | 0 | 0 | 0 | 0
PS | 0 | 0 | 0 | 0 | 0 | 0
PV | 0 | 0 | 0 | 0 | 0 | 0
PeakG | 2.07 | 2.73 | 4.49 | 4.88 | 5.06 | 4.29
PeakO | 0 | 0 | 0 | 0 | 0 | 0
ST | 0 | 0 | 0 | 0 | 0 | 0
STOG | 6.32 | 6.66 | 7.43 | 7.33 | 7.17 | 6.99
STWD | 0 | 0 | 0 | 0 | 0 | 0
WT | 0 | 0 | 0 | 0 | 0 | 0
IGCC | 4.15 | 4.15 | 4.15 | 4.15 | 4.15 | 4.15
DemandResponse | 0 | 0 | 0 | 0 | 0 | 0
IGCC-CCS | 0 | 0 | 0 | 0 | 0 | 0
WT_off | 0 | 0 | 0 | 0 | 0 | 0
PseudoUnit | 0 | 0 | 0 | 0 | 0 | 0
FixedInterchange | 0 | 0 | 0 | 0 | 0 | 0
CO2 Emissions (MMshortTons): EI_Canada
ReportingType | 2015 | 2020 | 2025 | 2030 | 2035 | 2040
BM | 0 | 0 | 0 | 0 | 0 | 0
CC | 4 | 5.08 | 5.77 | 6.87 | 11.71 | 18.43
CSP | 0 | 0 | 0 | 0 | 0 | 0
CT | 0 | 0 | 0 | 0 | 0.02 | 0.11
Coal | 0.15 | 0.29 | 0.71 | 2.49 | 4.58 | 5.23
Geo | 0 | 0 | 0 | 0 | 0 | 0
H | 0 | 0 | 0 | 0 | 0 | 0
LFG | 0 | 0 | 0 | 0 | 0 | 0
Nuc | 0 | 0 | 0 | 0 | 0 | 0
PS | 0 | 0 | 0 | 0 | 0 | 0
PV | 0 | 0 | 0 | 0 | 0 | 0
PeakG | 0 | 0 | 0 | 0 | 0.01 | 0.01
PeakO | 0 | 0 | 0 | 0 | 0 | 0
ST | 0 | 0 | 0 | 0 | 0 | 0
STOG | 0 | 0 | 0 | 0 | 0 | 0
STWD | 0 | 0 | 0 | 0 | 0 | 0
WT | 0 | 0 | 0 | 0 | 0 | 0
IGCC | 0 | 0 | 0 | 0 | 0 | 0
DemandResponse | 0 | 0 | 0 | 0 | 0 | 0
IGCC-CCS | 0 | 0 | 0 | 0 | 0 | 0
WT_off | 0 | 0 | 0 | 0 | 0 | 0
PseudoUnit | 0 | 0 | 0 | 0 | 0 | 0
FixedInterchange | 0 | 0 | 0 | 0 | 0 | 0
CO2 Emissions (MMshortTons): EI
ReportingType | 2015 | 2020 | 2025 | 2030 | 2035 | 2040
BM | 0 | 0 | 0 | 0 | 0 | 0
CC | 288.59 | 294.26 | 293.72 | 327.4 | 408.64 | 470.19
CSP | 0 | 0 | 0 | 0 | 0 | 0
CT | 0.54 | 1.31 | 1.43 | 1.48 | 2.01 | 2.75
Coal | 1487.28 | 1520.32 | 1601.05 | 1630.56 | 1717.54 | 1805.29
Geo | 0 | 0 | 0 | 0 | 0 | 0
H | 0 | 0 | 0 | 0 | 0 | 0
LFG | 0 | 0 | 0 | 0 | 0 | 0
Nuc | 0 | 0 | 0 | 0 | 0 | 0
PS | 0 | 0 | 0 | 0 | 0 | 0
PV | 0 | 0 | 0 | 0 | 0 | 0
PeakG | 2.07 | 2.73 | 4.49 | 4.88 | 5.07 | 4.3
PeakO | 0 | 0 | 0 | 0 | 0 | 0
ST | 0 | 0 | 0 | 0 | 0 | 0
STOG | 6.32 | 6.66 | 7.43 | 7.33 | 7.17 | 6.99
STWD | 0 | 0 | 0 | 0 | 0 | 0
WT | 0 | 0 | 0 | 0 | 0 | 0
IGCC | 4.15 | 4.15 | 4.15 | 4.15 | 4.15 | 4.15
DemandResponse | 0 | 0 | 0 | 0 | 0 | 0
IGCC-CCS | 0 | 0 | 0 | 0 | 0 | 0
WT_off | 0 | 0 | 0 | 0 | 0 | 0
PseudoUnit | 0 | 0 | 0 | 0 | 0 | 0
FixedInterchange | 0 | 0 | 0 | 0 | 0 | 0
CO2 Emissions (MMshortTons): Outside_EI
ReportingType | 2015 | 2020 | 2025 | 2030 | 2035 | 2040
BM | 0 | 0 | 0 | 0 | 0 | 0
CC | 187.36 | 178.09 | 183.17 | 205.79 | 228.28 | 230.57
CSP | 0 | 0 | 0 | 0 | 0 | 0
CT | 0 | 0 | 0.06 | 0.1 | 0.01 | 0.01
Coal | 386.86 | 426.44 | 444.01 | 444.36 | 453.52 | 507.41
Geo | 0 | 0 | 0 | 0 | 0 | 0
H | 0 | 0 | 0 | 0 | 0 | 0
LFG | 0 | 0 | 0 | 0 | 0 | 0
Nuc | 0 | 0 | 0 | 0 | 0 | 0
PS | 0 | 0 | 0 | 0 | 0 | 0
PV | 0 | 0 | 0 | 0 | 0 | 0
PeakG | 0.01 | 0.04 | 0.24 | 0.41 | 0.38 | 0.09
PeakO | 0 | 0 | 0 | 0 | 0 | 0
ST | 0 | 0 | 0 | 0 | 0 | 0
STOG | 2.83 | 3.58 | 4.84 | 4.68 | 4.37 | 3.95
STWD | 0 | 0 | 0 | 0 | 0 | 0
WT | 0 | 0 | 0 | 0 | 0 | 0
IGCC | 0 | 0 | 0 | 0 | 0 | 0
DemandResponse | 0 | 0 | 0 | 0 | 0 | 0
IGCC-CCS | 0 | 0 | 0 | 0 | 0 | 0
WT_off | 0 | 0 | 0 | 0 | 0 | 0
PseudoUnit | 0 | 0 | 0 | 0 | 0 | 0
FixedInterchange | 0 | 0 | 0 | 0 | 0 | 0
CO2 Emissions (MMmetricTons): Entergy
ReportingType | 2015 | 2020 | 2025 | 2030 | 2035 | 2040
BM | 0 | 0 | 0 | 0 | 0 | 0
CC | 25.7 | 28.53 | 28.01 | 29.37 | 32.42 | 33.39
CSP | 0 | 0 | 0 | 0 | 0 | 0
CT | 0 | 0 | 0 | 0 | 0 | 0
Coal | 58.86 | 59.13 | 59.13 | 59.13 | 59.13 | 58.3
Geo | 0 | 0 | 0 | 0 | 0 | 0
H | 0 | 0 | 0 | 0 | 0 | 0
LFG | 0 | 0 | 0 | 0 | 0 | 0
Nuc | 0 | 0 | 0 | 0 | 0 | 0
PS | 0 | 0 | 0 | 0 | 0 | 0
PV | 0 | 0 | 0 | 0 | 0 | 0
PeakG | 0 | 0 | 0.06 | 0.04 | 0.01 | 0.01
PeakO | 0 | 0 | 0 | 0 | 0 | 0
ST | 0 | 0 | 0 | 0 | 0 | 0
STOG | 0.83 | 0.9 | 0.83 | 0.83 | 0.83 | 0.82
STWD | 0 | 0 | 0 | 0 | 0 | 0
WT | 0 | 0 | 0 | 0 | 0 | 0
IGCC | 0 | 0 | 0 | 0 | 0 | 0
DemandResponse | 0 | 0 | 0 | 0 | 0 | 0
IGCC-CCS | 0 | 0 | 0 | 0 | 0 | 0
WT_off | 0 | 0 | 0 | 0 | 0 | 0
PseudoUnit | 0 | 0 | 0 | 0 | 0 | 0
FixedInterchange | 0 | 0 | 0 | 0 | 0 | 0
CO2 Emissions (MMmetricTons): FRCC
ReportingType | 2015 | 2020 | 2025 | 2030 | 2035 | 2040
BM | 0 | 0 | 0 | 0 | 0 | 0
CC | 57.51 | 63.75 | 66.83 | 72.73 | 82.84 | 93.26
CSP | 0 | 0 | 0 | 0 | 0 | 0
CT | 0.44 | 0.57 | 0.58 | 0.57 | 0.49 | 0.41
Coal | 53.58 | 52.62 | 57.6 | 58.32 | 59.8 | 59.8
Geo | 0 | 0 | 0 | 0 | 0 | 0
H | 0 | 0 | 0 | 0 | 0 | 0
LFG | 0 | 0 | 0 | 0 | 0 | 0
Nuc | 0 | 0 | 0 | 0 | 0 | 0
PS | 0 | 0 | 0 | 0 | 0 | 0
PV | 0 | 0 | 0 | 0 | 0 | 0
PeakG | 0.26 | 0.26 | 0.43 | 0.3 | 0.24 | 0.18
PeakO | 0 | 0 | 0 | 0 | 0 | 0
ST | 0 | 0 | 0 | 0 | 0 | 0
STOG | 1.9 | 1.67 | 1.56 | 1.53 | 1.4 | 0.93
STWD | 0 | 0 | 0 | 0 | 0 | 0
WT | 0 | 0 | 0 | 0 | 0 | 0
IGCC | 0 | 0 | 0 | 0 | 0 | 0
DemandResponse | 0 | 0 | 0 | 0 | 0 | 0
IGCC-CCS | 0 | 0 | 0 | 0 | 0 | 0
WT_off | 0 | 0 | 0 | 0 | 0 | 0
PseudoUnit | 0 | 0 | 0 | 0 | 0 | 0
FixedInterchange | 0 | 0 | 0 | 0 | 0 | 0
CO2 Emissions (MMmetricTons): MAPP_US
ReportingType | 2015 | 2020 | 2025 | 2030 | 2035 | 2040
BM | 0 | 0 | 0 | 0 | 0 | 0
CC | 0.08 | 0.08 | 0.08 | 0.09 | 0.1 | 0.08
CSP | 0 | 0 | 0 | 0 | 0 | 0
CT | 0 | 0 | 0 | 0 | 0 | 0
Coal | 21.64 | 22.37 | 22.37 | 22.65 | 22.65 | 22.65
Geo | 0 | 0 | 0 | 0 | 0 | 0
H | 0 | 0 | 0 | 0 | 0 | 0
LFG | 0 | 0 | 0 | 0 | 0 | 0
Nuc | 0 | 0 | 0 | 0 | 0 | 0
PS | 0 | 0 | 0 | 0 | 0 | 0
PV | 0 | 0 | 0 | 0 | 0 | 0
PeakG | 0.02 | 0.04 | 0.05 | 0.07 | 0.09 | 0.06
PeakO | 0 | 0 | 0 | 0 | 0 | 0
ST | 0 | 0 | 0 | 0 | 0 | 0
STOG | 0 | 0 | 0 | 0 | 0 | 0
STWD | 0 | 0 | 0 | 0 | 0 | 0
WT | 0 | 0 | 0 | 0 | 0 | 0
IGCC | 0 | 0 | 0 | 0 | 0 | 0
DemandResponse | 0 | 0 | 0 | 0 | 0 | 0
IGCC-CCS | 0 | 0 | 0 | 0 | 0 | 0
WT_off | 0 | 0 | 0 | 0 | 0 | 0
PseudoUnit | 0 | 0 | 0 | 0 | 0 | 0
FixedInterchange | 0 | 0 | 0 | 0 | 0 | 0
CO2 Emissions (MMmetricTons): MISO_IN
ReportingType | 2015 | 2020 | 2025 | 2030 | 2035 | 2040
BM | 0 | 0 | 0 | 0 | 0 | 0
CC | 1.74 | 1.35 | 1.48 | 1.78 | 10.35 | 10.09
CSP | 0 | 0 | 0 | 0 | 0 | 0
CT | 0 | 0 | 0 | 0 | 0 | 0
Coal | 80.5 | 86.33 | 89.27 | 92.54 | 94.45 | 95.25
Geo | 0 | 0 | 0 | 0 | 0 | 0
H | 0 | 0 | 0 | 0 | 0 | 0
LFG | 0 | 0 | 0 | 0 | 0 | 0
Nuc | 0 | 0 | 0 | 0 | 0 | 0
PS | 0 | 0 | 0 | 0 | 0 | 0
PV | 0 | 0 | 0 | 0 | 0 | 0
PeakG | 0 | 0.02 | 0.04 | 0.06 | 0.05 | 0.06
PeakO | 0 | 0 | 0 | 0 | 0 | 0
ST | 0 | 0 | 0 | 0 | 0 | 0
STOG | 0.02 | 0.03 | 0.07 | 0.07 | 0.03 | 0.03
STWD | 0 | 0 | 0 | 0 | 0 | 0
WT | 0 | 0 | 0 | 0 | 0 | 0
IGCC | 3.76 | 3.76 | 3.76 | 3.76 | 3.76 | 3.76
DemandResponse | 0 | 0 | 0 | 0 | 0 | 0
IGCC-CCS | 0 | 0 | 0 | 0 | 0 | 0
WT_off | 0 | 0 | 0 | 0 | 0 | 0
PseudoUnit | 0 | 0 | 0 | 0 | 0 | 0
FixedInterchange | 0 | 0 | 0 | 0 | 0 | 0
CO2 Emissions (MMmetricTons): MISO_MI
ReportingType | 2015 | 2020 | 2025 | 2030 | 2035 | 2040
BM | 0 | 0 | 0 | 0 | 0 | 0
CC | 6.2 | 3.28 | 3.7 | 3.74 | 3.24 | 2.81
CSP | 0 | 0 | 0 | 0 | 0 | 0
CT | 0 | 0 | 0 | 0 | 0 | 0
Coal | 50.16 | 55.82 | 58.8 | 60.5 | 60.81 | 60.22
Geo | 0 | 0 | 0 | 0 | 0 | 0
H | 0 | 0 | 0 | 0 | 0 | 0
LFG | 0 | 0 | 0 | 0 | 0 | 0
Nuc | 0 | 0 | 0 | 0 | 0 | 0
PS | 0 | 0 | 0 | 0 | 0 | 0
PV | 0 | 0 | 0 | 0 | 0 | 0
PeakG | 0.01 | 0.01 | 0.05 | 0.07 | 0.07 | 0.07
PeakO | 0 | 0 | 0 | 0 | 0 | 0
ST | 0 | 0 | 0 | 0 | 0 | 0
STOG | 0.15 | 0.25 | 0.3 | 0.39 | 0.33 | 0.34
STWD | 0 | 0 | 0 | 0 | 0 | 0
WT | 0 | 0 | 0 | 0 | 0 | 0
IGCC | 0 | 0 | 0 | 0 | 0 | 0
DemandResponse | 0 | 0 | 0 | 0 | 0 | 0
IGCC-CCS | 0 | 0 | 0 | 0 | 0 | 0
WT_off | 0 | 0 | 0 | 0 | 0 | 0
PseudoUnit | 0 | 0 | 0 | 0 | 0 | 0
FixedInterchange | 0 | 0 | 0 | 0 | 0 | 0
CO2 Emissions (MMmetricTons): MISO_MO-IL
ReportingType | 2015 | 2020 | 2025 | 2030 | 2035 | 2040
BM | 0 | 0 | 0 | 0 | 0 | 0
CC | 1.21 | 0.94 | 0.94 | 0.94 | 0.87 | 0.62
CSP | 0 | 0 | 0 | 0 | 0 | 0
CT | 0 | 0 | 0 | 0 | 0 | 0
Coal | 97.44 | 101.17 | 105.05 | 107.65 | 107.97 | 105.21
Geo | 0 | 0 | 0 | 0 | 0 | 0
H | 0 | 0 | 0 | 0 | 0 | 0
LFG | 0 | 0 | 0 | 0 | 0 | 0
Nuc | 0 | 0 | 0 | 0 | 0 | 0
PS | 0 | 0 | 0 | 0 | 0 | 0
PV | 0 | 0 | 0 | 0 | 0 | 0
PeakG | 0.08 | 0.13 | 0.19 | 0.32 | 0.26 | 0.29
PeakO | 0 | 0 | 0 | 0 | 0 | 0
ST | 0 | 0 | 0 | 0 | 0 | 0
STOG | 0.04 | 0.07 | 0.07 | 0.07 | 0.03 | 0.01
STWD | 0 | 0 | 0 | 0 | 0 | 0
WT | 0 | 0 | 0 | 0 | 0 | 0
IGCC | 0 | 0 | 0 | 0 | 0 | 0
DemandResponse | 0 | 0 | 0 | 0 | 0 | 0
IGCC-CCS | 0 | 0 | 0 | 0 | 0 | 0
WT_off | 0 | 0 | 0 | 0 | 0 | 0
PseudoUnit | 0 | 0 | 0 | 0 | 0 | 0
FixedInterchange | 0 | 0 | 0 | 0 | 0 | 0
CO2 Emissions (MMmetricTons): MISO_W
ReportingType | 2015 | 2020 | 2025 | 2030 | 2035 | 2040
BM | 0 | 0 | 0 | 0 | 0 | 0
CC | 4.94 | 2.97 | 2.46 | 2.14 | 2.96 | 1.09
CSP | 0 | 0 | 0 | 0 | 0 | 0
CT | 0 | 0 | 0 | 0 | 0 | 0
Coal | 81.38 | 81.98 | 82.8 | 83.15 | 85.56 | 122.27
Geo | 0 | 0 | 0 | 0 | 0 | 0
H | 0 | 0 | 0 | 0 | 0 | 0
LFG | 0 | 0 | 0 | 0 | 0 | 0
Nuc | 0 | 0 | 0 | 0 | 0 | 0
PS | 0 | 0 | 0 | 0 | 0 | 0
PV | 0 | 0 | 0 | 0 | 0 | 0
PeakG | 0.24 | 0.14 | 0.12 | 0.15 | 0.61 | 0.07
PeakO | 0 | 0 | 0 | 0 | 0 | 0
ST | 0 | 0 | 0 | 0 | 0 | 0
STOG | 0.02 | 0 | 0 | 0 | 0.01 | 0
STWD | 0 | 0 | 0 | 0 | 0 | 0
WT | 0 | 0 | 0 | 0 | 0 | 0
IGCC | 0 | 0 | 0 | 0 | 0 | 0
DemandResponse | 0 | 0 | 0 | 0 | 0 | 0
IGCC-CCS | 0 | 0 | 0 | 0 | 0 | 0
WT_off | 0 | 0 | 0 | 0 | 0 | 0
PseudoUnit | 0 | 0 | 0 | 0 | 0 | 0
FixedInterchange | 0 | 0 | 0 | 0 | 0 | 0
CO2 Emissions (MMmetricTons): MISO_WUMS
ReportingType | 2015 | 2020 | 2025 | 2030 | 2035 | 2040
BM | 0 | 0 | 0 | 0 | 0 | 0
CC | 6.96 | 5.38 | 4.74 | 5.99 | 11.12 | 9.71
CSP | 0 | 0 | 0 | 0 | 0 | 0
CT | 0 | 0.26 | 0.26 | 0.26 | 0.33 | 0.47
Coal | 25.91 | 34.07 | 37.4 | 40.54 | 43.66 | 39.01
Geo | 0 | 0 | 0 | 0 | 0 | 0
H | 0 | 0 | 0 | 0 | 0 | 0
LFG | 0 | 0 | 0 | 0 | 0 | 0
Nuc | 0 | 0 | 0 | 0 | 0 | 0
PS | 0 | 0 | 0 | 0 | 0 | 0
PV | 0 | 0 | 0 | 0 | 0 | 0
PeakG | 0.02 | 0.03 | 0.03 | 0 | 0 | 0
PeakO | 0 | 0 | 0 | 0 | 0 | 0
ST | 0 | 0 | 0 | 0 | 0 | 0
STOG | 0 | 0 | 0 | 0 | 0 | 0
STWD | 0 | 0 | 0 | 0 | 0 | 0
WT | 0 | 0 | 0 | 0 | 0 | 0
IGCC | 0 | 0 | 0 | 0 | 0 | 0
DemandResponse | 0 | 0 | 0 | 0 | 0 | 0
IGCC-CCS | 0 | 0 | 0 | 0 | 0 | 0
WT_off | 0 | 0 | 0 | 0 | 0 | 0
PseudoUnit | 0 | 0 | 0 | 0 | 0 | 0
FixedInterchange | 0 | 0 | 0 | 0 | 0 | 0
CO2 Emissions (MMmetricTons): Nebraska
ReportingType | 2015 | 2020 | 2025 | 2030 | 2035 | 2040
BM | 0 | 0 | 0 | 0 | 0 | 0
CC | 0.27 | 0.17 | 0.19 | 0.19 | 0.13 | 0.1
CSP | 0 | 0 | 0 | 0 | 0 | 0
CT | 0 | 0 | 0 | 0 | 0 | 0
Coal | 32.1 | 32.1 | 32.1 | 32.1 | 43.29 | 50.13
Geo | 0 | 0 | 0 | 0 | 0 | 0
H | 0 | 0 | 0 | 0 | 0 | 0
LFG | 0 | 0 | 0 | 0 | 0 | 0
Nuc | 0 | 0 | 0 | 0 | 0 | 0
PS | 0 | 0 | 0 | 0 | 0 | 0
PV | 0 | 0 | 0 | 0 | 0 | 0
PeakG | 0.05 | 0.04 | 0.09 | 0.11 | 0.08 | 0.01
PeakO | 0 | 0 | 0 | 0 | 0 | 0
ST | 0 | 0 | 0 | 0 | 0 | 0
STOG | 0 | 0 | 0 | 0 | 0 | 0
STWD | 0 | 0 | 0 | 0 | 0 | 0
WT | 0 | 0 | 0 | 0 | 0 | 0
IGCC | 0 | 0 | 0 | 0 | 0 | 0
DemandResponse | 0 | 0 | 0 | 0 | 0 | 0
IGCC-CCS | 0 | 0 | 0 | 0 | 0 | 0
WT_off | 0 | 0 | 0 | 0 | 0 | 0
PseudoUnit | 0 | 0 | 0 | 0 | 0 | 0
FixedInterchange | 0 | 0 | 0 | 0 | 0 | 0
CO2 Emissions (MMmetricTons): NEISO
ReportingType | 2015 | 2020 | 2025 | 2030 | 2035 | 2040
BM | 0 | 0 | 0 | 0 | 0 | 0
CC | 16.68 | 13.12 | 13.07 | 14.38 | 18.75 | 21.21
CSP | 0 | 0 | 0 | 0 | 0 | 0
CT | 0 | 0.01 | 0.01 | 0.01 | 0.02 | 0.04
Coal | 0.03 | 0 | 0 | 0 | 0 | 0
Geo | 0 | 0 | 0 | 0 | 0 | 0
H | 0 | 0 | 0 | 0 | 0 | 0
LFG | 0 | 0 | 0 | 0 | 0 | 0
Nuc | 0 | 0 | 0 | 0 | 0 | 0
PS | 0 | 0 | 0 | 0 | 0 | 0
PV | 0 | 0 | 0 | 0 | 0 | 0
PeakG | 0.02 | 0.02 | 0.02 | 0.02 | 0.06 | 0.06
PeakO | 0 | 0 | 0 | 0 | 0 | 0
ST | 0 | 0 | 0 | 0 | 0 | 0
STOG | 0 | 0 | 0 | 0 | 0 | 0
STWD | 0 | 0 | 0 | 0 | 0 | 0
WT | 0 | 0 | 0 | 0 | 0 | 0
IGCC | 0 | 0 | 0 | 0 | 0 | 0
DemandResponse | 0 | 0 | 0 | 0 | 0 | 0
IGCC-CCS | 0 | 0 | 0 | 0 | 0 | 0
WT_off | 0 | 0 | 0 | 0 | 0 | 0
PseudoUnit | 0 | 0 | 0 | 0 | 0 | 0
FixedInterchange | 0 | 0 | 0 | 0 | 0 | 0
CO2 Emissions (MMmetricTons): NonRTO_Midwest
ReportingType | 2015 | 2020 | 2025 | 2030 | 2035 | 2040
BM | 0 | 0 | 0 | 0 | 0 | 0
CC | 0 | 0.14 | 0.1 | 0.35 | 0.76 | 1.16
CSP | 0 | 0 | 0 | 0 | 0 | 0
CT | 0 | 0.07 | 0.07 | 0.13 | 0.07 | 0.13
Coal | 56.76 | 59.87 | 61.61 | 62.93 | 63.42 | 63.67
Geo | 0 | 0 | 0 | 0 | 0 | 0
H | 0 | 0 | 0 | 0 | 0 | 0
LFG | 0 | 0 | 0 | 0 | 0 | 0
Nuc | 0 | 0 | 0 | 0 | 0 | 0
PS | 0 | 0 | 0 | 0 | 0 | 0
PV | 0 | 0 | 0 | 0 | 0 | 0
PeakG | 0.07 | 0.11 | 0.22 | 0.23 | 0.21 | 0.22
PeakO | 0 | 0 | 0 | 0 | 0 | 0
ST | 0 | 0 | 0 | 0 | 0 | 0
STOG | 0 | 0 | 0 | 0 | 0 | 0
STWD | 0 | 0 | 0 | 0 | 0 | 0
WT | 0 | 0 | 0 | 0 | 0 | 0
IGCC | 0 | 0 | 0 | 0 | 0 | 0
DemandResponse | 0 | 0 | 0 | 0 | 0 | 0
IGCC-CCS | 0 | 0 | 0 | 0 | 0 | 0
WT_off | 0 | 0 | 0 | 0 | 0 | 0
PseudoUnit | 0 | 0 | 0 | 0 | 0 | 0
FixedInterchange | 0 | 0 | 0 | 0 | 0 | 0
CO2 Emissions (MMmetricTons): NYISO_A-F
ReportingType | 2015 | 2020 | 2025 | 2030 | 2035 | 2040
BM | 0 | 0 | 0 | 0 | 0 | 0
CC | 2.49 | 3.34 | 4.09 | 4.66 | 5.69 | 5.51
CSP | 0 | 0 | 0 | 0 | 0 | 0
CT | 0 | 0 | 0 | 0 | 0 | 0
Coal | 0 | 0 | 0 | 0 | 0 | 0
Geo | 0 | 0 | 0 | 0 | 0 | 0
H | 0 | 0 | 0 | 0 | 0 | 0
LFG | 0 | 0 | 0 | 0 | 0 | 0
Nuc | 0 | 0 | 0 | 0 | 0 | 0
PS | 0 | 0 | 0 | 0 | 0 | 0
PV | 0 | 0 | 0 | 0 | 0 | 0
PeakG | 0 | 0 | 0 | 0 | 0 | 0
PeakO | 0 | 0 | 0 | 0 | 0 | 0
ST | 0 | 0 | 0 | 0 | 0 | 0
STOG | 0 | 0 | 0 | 0 | 0 | 0
STWD | 0 | 0 | 0 | 0 | 0 | 0
WT | 0 | 0 | 0 | 0 | 0 | 0
IGCC | 0 | 0 | 0 | 0 | 0 | 0
DemandResponse | 0 | 0 | 0 | 0 | 0 | 0
IGCC-CCS | 0 | 0 | 0 | 0 | 0 | 0
WT_off | 0 | 0 | 0 | 0 | 0 | 0
PseudoUnit | 0 | 0 | 0 | 0 | 0 | 0
FixedInterchange | 0 | 0 | 0 | 0 | 0 | 0
CO2 Emissions (MMmetricTons): NYISO_G-I
ReportingType | 2015 | 2020 | 2025 | 2030 | 2035 | 2040
BM | 0 | 0 | 0 | 0 | 0 | 0
CC | 2.58 | 3.26 | 3.93 | 6.43 | 13.81 | 21.14
CSP | 0 | 0 | 0 | 0 | 0 | 0
CT | 0 | 0 | 0 | 0 | 0 | 0
Coal | 0 | 0 | 0 | 0 | 0 | 0
Geo | 0 | 0 | 0 | 0 | 0 | 0
H | 0 | 0 | 0 | 0 | 0 | 0
LFG | 0 | 0 | 0 | 0 | 0 | 0
Nuc | 0 | 0 | 0 | 0 | 0 | 0
PS | 0 | 0 | 0 | 0 | 0 | 0
PV | 0 | 0 | 0 | 0 | 0 | 0
PeakG | 0 | 0 | 0 | 0 | 0 | 0
PeakO | 0 | 0 | 0 | 0 | 0 | 0
ST | 0 | 0 | 0 | 0 | 0 | 0
STOG | 0 | 0 | 0 | 0 | 0 | 0
STWD | 0 | 0 | 0 | 0 | 0 | 0
WT | 0 | 0 | 0 | 0 | 0 | 0
IGCC | 0 | 0 | 0 | 0 | 0 | 0
DemandResponse | 0 | 0 | 0 | 0 | 0 | 0
IGCC-CCS | 0 | 0 | 0 | 0 | 0 | 0
WT_off | 0 | 0 | 0 | 0 | 0 | 0
PseudoUnit | 0 | 0 | 0 | 0 | 0 | 0
FixedInterchange | 0 | 0 | 0 | 0 | 0 | 0
CO2 Emissions (MMmetricTons): NYISO_J-K
ReportingType | 2015 | 2020 | 2025 | 2030 | 2035 | 2040
BM | 0 | 0 | 0 | 0 | 0 | 0
CC | 9.12 | 11.71 | 11.77 | 11.34 | 11.63 | 11.97
CSP | 0 | 0 | 0 | 0 | 0 | 0
CT | 0 | 0 | 0.01 | 0.03 | 0.05 | 0.13
Coal | 0 | 0 | 0 | 0 | 0 | 0
Geo | 0 | 0 | 0 | 0 | 0 | 0
H | 0 | 0 | 0 | 0 | 0 | 0
LFG | 0 | 0 | 0 | 0 | 0 | 0
Nuc | 0 | 0 | 0 | 0 | 0 | 0
PS | 0 | 0 | 0 | 0 | 0 | 0
PV | 0 | 0 | 0 | 0 | 0 | 0
PeakG | 0.03 | 0.08 | 0.1 | 0.1 | 0.11 | 0.2
PeakO | 0 | 0 | 0 | 0 | 0 | 0
ST | 0 | 0 | 0 | 0 | 0 | 0
STOG | 0.64 | 1.19 | 1.48 | 1.44 | 1.77 | 2.2
STWD | 0 | 0 | 0 | 0 | 0 | 0
WT | 0 | 0 | 0 | 0 | 0 | 0
IGCC | 0 | 0 | 0 | 0 | 0 | 0
DemandResponse | 0 | 0 | 0 | 0 | 0 | 0
IGCC-CCS | 0 | 0 | 0 | 0 | 0 | 0
WT_off | 0 | 0 | 0 | 0 | 0 | 0
PseudoUnit | 0 | 0 | 0 | 0 | 0 | 0
FixedInterchange | 0 | 0 | 0 | 0 | 0 | 0
CO2 Emissions (MMmetricTons): PJM_E
ReportingType | 2015 | 2020 | 2025 | 2030 | 2035 | 2040
BM | 0 | 0 | 0 | 0 | 0 | 0
CC | 8.9 | 12.51 | 14.93 | 12.3 | 17.87 | 19.35
CSP | 0 | 0 | 0 | 0 | 0 | 0
CT | 0 | 0 | 0 | 0 | 0.27 | 0.3
Coal | 0.33 | 0.09 | 0.15 | 0.18 | 0.18 | 0.18
Geo | 0 | 0 | 0 | 0 | 0 | 0
H | 0 | 0 | 0 | 0 | 0 | 0
LFG | 0 | 0 | 0 | 0 | 0 | 0
Nuc | 0 | 0 | 0 | 0 | 0 | 0
PS | 0 | 0 | 0 | 0 | 0 | 0
PV | 0 | 0 | 0 | 0 | 0 | 0
PeakG | 0 | 0.05 | 0.28 | 0.28 | 0.55 | 0.54
PeakO | 0 | 0 | 0 | 0 | 0 | 0
ST | 0 | 0 | 0 | 0 | 0 | 0
STOG | 0.03 | 0.21 | 0.41 | 0.41 | 0.41 | 0.41
STWD | 0 | 0 | 0 | 0 | 0 | 0
WT | 0 | 0 | 0 | 0 | 0 | 0
IGCC | 0 | 0 | 0 | 0 | 0 | 0
DemandResponse | 0 | 0 | 0 | 0 | 0 | 0
IGCC-CCS | 0 | 0 | 0 | 0 | 0 | 0
WT_off | 0 | 0 | 0 | 0 | 0 | 0
PseudoUnit | 0 | 0 | 0 | 0 | 0 | 0
FixedInterchange | 0 | 0 | 0 | 0 | 0 | 0
CO2 Emissions (MMmetricTons): PJM_ROM
ReportingType | 2015 | 2020 | 2025 | 2030 | 2035 | 2040
BM | 0 | 0 | 0 | 0 | 0 | 0
CC | 5.7 | 7.72 | 7.39 | 7.13 | 15.23 | 49.83
CSP | 0 | 0 | 0 | 0 | 0 | 0
CT | 0 | 0 | 0 | 0 | 0 | 0
Coal | 44.97 | 43.45 | 49.83 | 51.86 | 52.41 | 52.41
Geo | 0 | 0 | 0 | 0 | 0 | 0
H | 0 | 0 | 0 | 0 | 0 | 0
LFG | 0 | 0 | 0 | 0 | 0 | 0
Nuc | 0 | 0 | 0 | 0 | 0 | 0
PS | 0 | 0 | 0 | 0 | 0 | 0
PV | 0 | 0 | 0 | 0 | 0 | 0
PeakG | 0 | 0.03 | 0.03 | 0.03 | 0.18 | 0.09
PeakO | 0 | 0 | 0 | 0 | 0 | 0
ST | 0 | 0 | 0 | 0 | 0 | 0
STOG | 0.38 | 0 | 0 | 0 | 0 | 0
STWD | 0 | 0 | 0 | 0 | 0 | 0
WT | 0 | 0 | 0 | 0 | 0 | 0
IGCC | 0 | 0 | 0 | 0 | 0 | 0
DemandResponse | 0 | 0 | 0 | 0 | 0 | 0
IGCC-CCS | 0 | 0 | 0 | 0 | 0 | 0
WT_off | 0 | 0 | 0 | 0 | 0 | 0
PseudoUnit | 0 | 0 | 0 | 0 | 0 | 0
FixedInterchange | 0 | 0 | 0 | 0 | 0 | 0
CO2 Emissions (MMmetricTons): PJM_ROR
ReportingType | 2015 | 2020 | 2025 | 2030 | 2035 | 2040
BM | 0 | 0 | 0 | 0 | 0 | 0
CC | 26.17 | 22.53 | 20.34 | 27.26 | 45.14 | 35.53
CSP | 0 | 0 | 0 | 0 | 0 | 0
CT | 0 | 0 | 0 | 0 | 0 | 0
Coal | 329.12 | 319.92 | 327.02 | 329.65 | 330.77 | 332.21
Geo | 0 | 0 | 0 | 0 | 0 | 0
H | 0 | 0 | 0 | 0 | 0 | 0
LFG | 0 | 0 | 0 | 0 | 0 | 0
Nuc | 0 | 0 | 0 | 0 | 0 | 0
PS | 0 | 0 | 0 | 0 | 0 | 0
PV | 0 | 0 | 0 | 0 | 0 | 0
PeakG | 0.74 | 0.74 | 0.76 | 0.95 | 0.62 | 0.71
PeakO | 0 | 0 | 0 | 0 | 0 | 0
ST | 0 | 0 | 0 | 0 | 0 | 0
STOG | 0.44 | 0.34 | 0.37 | 0.34 | 0.37 | 0.36
STWD | 0 | 0 | 0 | 0 | 0 | 0
WT | 0 | 0 | 0 | 0 | 0 | 0
IGCC | 0 | 0 | 0 | 0 | 0 | 0
DemandResponse | 0 | 0 | 0 | 0 | 0 | 0
IGCC-CCS | 0 | 0 | 0 | 0 | 0 | 0
WT_off | 0 | 0 | 0 | 0 | 0 | 0
PseudoUnit | 0 | 0 | 0 | 0 | 0 | 0
FixedInterchange | 0 | 0 | 0 | 0 | 0 | 0
CO2 Emissions (MMmetricTons): SOCO
ReportingType | 2015 | 2020 | 2025 | 2030 | 2035 | 2040
BM | 0 | 0 | 0 | 0 | 0 | 0
CC | 40.93 | 39.72 | 37.57 | 41.54 | 38.97 | 37.02
CSP | 0 | 0 | 0 | 0 | 0 | 0
CT | 0 | 0 | 0 | 0 | 0 | 0
Coal | 100.34 | 108.13 | 121.97 | 121.97 | 140.13 | 177.08
Geo | 0 | 0 | 0 | 0 | 0 | 0
H | 0 | 0 | 0 | 0 | 0 | 0
LFG | 0 | 0 | 0 | 0 | 0 | 0
Nuc | 0 | 0 | 0 | 0 | 0 | 0
PS | 0 | 0 | 0 | 0 | 0 | 0
PV | 0 | 0 | 0 | 0 | 0 | 0
PeakG | 0.24 | 0.61 | 1.23 | 1.3 | 1.13 | 1.05
PeakO | 0 | 0 | 0 | 0 | 0 | 0
ST | 0 | 0 | 0 | 0 | 0 | 0
STOG | 0 | 0 | 0 | 0 | 0 | 0
STWD | 0 | 0 | 0 | 0 | 0 | 0
WT | 0 | 0 | 0 | 0 | 0 | 0
IGCC | 0 | 0 | 0 | 0 | 0 | 0
DemandResponse | 0 | 0 | 0 | 0 | 0 | 0
IGCC-CCS | 0 | 0 | 0 | 0 | 0 | 0
WT_off | 0 | 0 | 0 | 0 | 0 | 0
PseudoUnit | 0 | 0 | 0 | 0 | 0 | 0
FixedInterchange | 0 | 0 | 0 | 0 | 0 | 0
CO2 Emissions (MMmetricTons): SPP_N
ReportingType | 2015 | 2020 | 2025 | 2030 | 2035 | 2040
BM | 0 | 0 | 0 | 0 | 0 | 0
CC | 2.96 | 3.79 | 3.75 | 5.03 | 3.62 | 3.57
CSP | 0 | 0 | 0 | 0 | 0 | 0
CT | 0 | 0 | 0 | 0 | 0.18 | 0.41
Coal | 62.42 | 62.42 | 62.42 | 62.42 | 62.42 | 62.41
Geo | 0 | 0 | 0 | 0 | 0 | 0
H | 0 | 0 | 0 | 0 | 0 | 0
LFG | 0 | 0 | 0 | 0 | 0 | 0
Nuc | 0 | 0 | 0 | 0 | 0 | 0
PS | 0 | 0 | 0 | 0 | 0 | 0
PV | 0 | 0 | 0 | 0 | 0 | 0
PeakG | 0.03 | 0.05 | 0.13 | 0.16 | 0.08 | 0.02
PeakO | 0 | 0 | 0 | 0 | 0 | 0
ST | 0 | 0 | 0 | 0 | 0 | 0
STOG | 0.28 | 0.33 | 0.4 | 0.4 | 0.41 | 0.39
STWD | 0 | 0 | 0 | 0 | 0 | 0
WT | 0 | 0 | 0 | 0 | 0 | 0
IGCC | 0 | 0 | 0 | 0 | 0 | 0
DemandResponse | 0 | 0 | 0 | 0 | 0 | 0
IGCC-CCS | 0 | 0 | 0 | 0 | 0 | 0
WT_off | 0 | 0 | 0 | 0 | 0 | 0
PseudoUnit | 0 | 0 | 0 | 0 | 0 | 0
FixedInterchange | 0 | 0 | 0 | 0 | 0 | 0
CO2 Emissions (MMmetricTons): SPP_S
ReportingType | 2015 | 2020 | 2025 | 2030 | 2035 | 2040
BM | 0 | 0 | 0 | 0 | 0 | 0
CC | 13.35 | 14.26 | 14.85 | 17.89 | 12.77 | 12.21
CSP | 0 | 0 | 0 | 0 | 0 | 0
CT | 0 | 0 | 0.05 | 0.03 | 0 | 0
Coal | 94.5 | 96.25 | 101.36 | 101.46 | 102.31 | 90.63
Geo | 0 | 0 | 0 | 0 | 0 | 0
H | 0 | 0 | 0 | 0 | 0 | 0
LFG | 0 | 0 | 0 | 0 | 0 | 0
Nuc | 0 | 0 | 0 | 0 | 0 | 0
PS | 0 | 0 | 0 | 0 | 0 | 0
PV | 0 | 0 | 0 | 0 | 0 | 0
PeakG | 0 | 0 | 0.02 | 0 | 0 | 0
PeakO | 0 | 0 | 0 | 0 | 0 | 0
ST | 0 | 0 | 0 | 0 | 0 | 0
STOG | 0.99 | 1.04 | 1.25 | 1.17 | 0.91 | 0.85
STWD | 0 | 0 | 0 | 0 | 0 | 0
WT | 0 | 0 | 0 | 0 | 0 | 0
IGCC | 0 | 0 | 0 | 0 | 0 | 0
DemandResponse | 0 | 0 | 0 | 0 | 0 | 0
IGCC-CCS | 0 | 0 | 0 | 0 | 0 | 0
WT_off | 0 | 0 | 0 | 0 | 0 | 0
PseudoUnit | 0 | 0 | 0 | 0 | 0 | 0
FixedInterchange | 0 | 0 | 0 | 0 | 0 | 0
CO2 Emissions (MMmetricTons): TVA
ReportingType | 2015 | 2020 | 2025 | 2030 | 2035 | 2040
BM | 0 | 0 | 0 | 0 | 0 | 0
CC | 5.54 | 6.51 | 6.79 | 8.2 | 7.47 | 6.59
CSP | 0 | 0 | 0 | 0 | 0 | 0
CT | 0 | 0.23 | 0.25 | 0.25 | 0.18 | 0.25
Coal | 84.71 | 84.89 | 85.78 | 85.97 | 109.45 | 123.85
Geo | 0 | 0 | 0 | 0 | 0 | 0
H | 0 | 0 | 0 | 0 | 0 | 0
LFG | 0 | 0 | 0 | 0 | 0 | 0
Nuc | 0 | 0 | 0 | 0 | 0 | 0
PS | 0 | 0 | 0 | 0 | 0 | 0
PV | 0 | 0 | 0 | 0 | 0 | 0
PeakG | 0 | 0 | 0.03 | 0.02 | 0.03 | 0.03
PeakO | 0 | 0 | 0 | 0 | 0 | 0
ST | 0 | 0 | 0 | 0 | 0 | 0
STOG | 0 | 0 | 0 | 0 | 0 | 0
STWD | 0 | 0 | 0 | 0 | 0 | 0
WT | 0 | 0 | 0 | 0 | 0 | 0
IGCC | 0 | 0 | 0 | 0 | 0 | 0
DemandResponse | 0 | 0 | 0 | 0 | 0 | 0
IGCC-CCS | 0 | 0 | 0 | 0 | 0 | 0
WT_off | 0 | 0 | 0 | 0 | 0 | 0
PseudoUnit | 0 | 0 | 0 | 0 | 0 | 0
FixedInterchange | 0 | 0 | 0 | 0 | 0 | 0
CO2 Emissions (MMmetricTons): TVA_Transmission
ReportingType | 2015 | 2020 | 2025 | 2030 | 2035 | 2040
BM | 0 | 0 | 0 | 0 | 0 | 0
CC | 0 | 0 | 0 | 0 | 0 | 0
CSP | 0 | 0 | 0 | 0 | 0 | 0
CT | 0 | 0 | 0 | 0 | 0 | 0
Coal | 0 | 0 | 0 | 0 | 0 | 0
Geo | 0 | 0 | 0 | 0 | 0 | 0
H | 0 | 0 | 0 | 0 | 0 | 0
LFG | 0 | 0 | 0 | 0 | 0 | 0
Nuc | 0 | 0 | 0 | 0 | 0 | 0
PS | 0 | 0 | 0 | 0 | 0 | 0
PV | 0 | 0 | 0 | 0 | 0 | 0
PeakG | 0 | 0 | 0 | 0 | 0 | 0
PeakO | 0 | 0 | 0 | 0 | 0 | 0
ST | 0 | 0 | 0 | 0 | 0 | 0
STOG | 0 | 0 | 0 | 0 | 0 | 0
STWD | 0 | 0 | 0 | 0 | 0 | 0
WT | 0 | 0 | 0 | 0 | 0 | 0
IGCC | 0 | 0 | 0 | 0 | 0 | 0
DemandResponse | 0 | 0 | 0 | 0 | 0 | 0
IGCC-CCS | 0 | 0 | 0 | 0 | 0 | 0
WT_off | 0 | 0 | 0 | 0 | 0 | 0
PseudoUnit | 0 | 0 | 0 | 0 | 0 | 0
FixedInterchange | 0 | 0 | 0 | 0 | 0 | 0
CO2 Emissions (MMmetricTons): VACAR
ReportingType | 2015 | 2020 | 2025 | 2030 | 2035 | 2040
BM | 0 | 0 | 0 | 0 | 0 | 0
CC | 19.14 | 17.28 | 14.21 | 17.29 | 24.32 | 33.57
CSP | 0 | 0 | 0 | 0 | 0 | 0
CT | 0.04 | 0.04 | 0.08 | 0.06 | 0.21 | 0.25
Coal | 74.36 | 78.34 | 97.15 | 103.95 | 115.58 | 117.73
Geo | 0 | 0 | 0 | 0 | 0 | 0
H | 0 | 0 | 0 | 0 | 0 | 0
LFG | 0 | 0 | 0 | 0 | 0 | 0
Nuc | 0 | 0 | 0 | 0 | 0 | 0
PS | 0 | 0 | 0 | 0 | 0 | 0
PV | 0 | 0 | 0 | 0 | 0 | 0
PeakG | 0.07 | 0.12 | 0.21 | 0.22 | 0.23 | 0.23
PeakO | 0 | 0 | 0 | 0 | 0 | 0
ST | 0 | 0 | 0 | 0 | 0 | 0
STOG | 0 | 0 | 0 | 0 | 0 | 0
STWD | 0 | 0 | 0 | 0 | 0 | 0
WT | 0 | 0 | 0 | 0 | 0 | 0
IGCC | 0 | 0 | 0 | 0 | 0 | 0
DemandResponse | 0 | 0 | 0 | 0 | 0 | 0
IGCC-CCS | 0 | 0 | 0 | 0 | 0 | 0
WT_off | 0 | 0 | 0 | 0 | 0 | 0
PseudoUnit | 0 | 0 | 0 | 0 | 0 | 0
FixedInterchange | 0 | 0 | 0 | 0 | 0 | 0
CO2 Emissions (MMmetricTons): IESO
ReportingType | 2015 | 2020 | 2025 | 2030 | 2035 | 2040
BM | 0 | 0 | 0 | 0 | 0 | 0
CC | 0.35 | 0.46 | 0.69 | 0.85 | 4.01 | 10.47
CSP | 0 | 0 | 0 | 0 | 0 | 0
CT | 0 | 0 | 0 | 0 | 0.02 | 0.08
Coal | 0 | 0 | 0 | 0 | 0 | 0
Geo | 0 | 0 | 0 | 0 | 0 | 0
H | 0 | 0 | 0 | 0 | 0 | 0
LFG | 0 | 0 | 0 | 0 | 0 | 0
Nuc | 0 | 0 | 0 | 0 | 0 | 0
PS | 0 | 0 | 0 | 0 | 0 | 0
PV | 0 | 0 | 0 | 0 | 0 | 0
PeakG | 0 | 0 | 0 | 0 | 0.01 | 0.01
PeakO | 0 | 0 | 0 | 0 | 0 | 0
ST | 0 | 0 | 0 | 0 | 0 | 0
STOG | 0 | 0 | 0 | 0 | 0 | 0
STWD | 0 | 0 | 0 | 0 | 0 | 0
WT | 0 | 0 | 0 | 0 | 0 | 0
IGCC | 0 | 0 | 0 | 0 | 0 | 0
DemandResponse | 0 | 0 | 0 | 0 | 0 | 0
IGCC-CCS | 0 | 0 | 0 | 0 | 0 | 0
WT_off | 0 | 0 | 0 | 0 | 0 | 0
PseudoUnit | 0 | 0 | 0 | 0 | 0 | 0
FixedInterchange | 0 | 0 | 0 | 0 | 0 | 0
CO2 Emissions (MMmetricTons): MAPP_CA
ReportingType | 2015 | 2020 | 2025 | 2030 | 2035 | 2040
BM | 0 | 0 | 0 | 0 | 0 | 0
CC | 3.27 | 4.15 | 4.54 | 5.38 | 6.62 | 6.24
CSP | 0 | 0 | 0 | 0 | 0 | 0
CT | 0 | 0 | 0 | 0 | 0 | 0.02
Coal | 0.13 | 0.26 | 0.65 | 2.26 | 4.16 | 4.74
Geo | 0 | 0 | 0 | 0 | 0 | 0
H | 0 | 0 | 0 | 0 | 0 | 0
LFG | 0 | 0 | 0 | 0 | 0 | 0
Nuc | 0 | 0 | 0 | 0 | 0 | 0
PS | 0 | 0 | 0 | 0 | 0 | 0
PV | 0 | 0 | 0 | 0 | 0 | 0
PeakG | 0 | 0 | 0 | 0 | 0 | 0
PeakO | 0 | 0 | 0 | 0 | 0 | 0
ST | 0 | 0 | 0 | 0 | 0 | 0
STOG | 0 | 0 | 0 | 0 | 0 | 0
STWD | 0 | 0 | 0 | 0 | 0 | 0
WT | 0 | 0 | 0 | 0 | 0 | 0
IGCC | 0 | 0 | 0 | 0 | 0 | 0
DemandResponse | 0 | 0 | 0 | 0 | 0 | 0
IGCC-CCS | 0 | 0 | 0 | 0 | 0 | 0
WT_off | 0 | 0 | 0 | 0 | 0 | 0
PseudoUnit | 0 | 0 | 0 | 0 | 0 | 0
FixedInterchange | 0 | 0 | 0 | 0 | 0 | 0
CO2 Emissions (MMmetricTons): AZ_NM_SNV_Coal
ReportingType | 2015 | 2020 | 2025 | 2030 | 2035 | 2040
BM | 0 | 0 | 0 | 0 | 0 | 0
CC | 0 | 0 | 0 | 0 | 0 | 0
CSP | 0 | 0 | 0 | 0 | 0 | 0
CT | 0 | 0 | 0 | 0 | 0 | 0
Coal | 64.56 | 72.84 | 73.04 | 73.04 | 73.04 | 107.38
Geo | 0 | 0 | 0 | 0 | 0 | 0
H | 0 | 0 | 0 | 0 | 0 | 0
LFG | 0 | 0 | 0 | 0 | 0 | 0
Nuc | 0 | 0 | 0 | 0 | 0 | 0
PS | 0 | 0 | 0 | 0 | 0 | 0
PV | 0 | 0 | 0 | 0 | 0 | 0
PeakG | 0 | 0 | 0 | 0 | 0 | 0
PeakO | 0 | 0 | 0 | 0 | 0 | 0
ST | 0 | 0 | 0 | 0 | 0 | 0
STOG | 0 | 0 | 0 | 0 | 0 | 0
STWD | 0 | 0 | 0 | 0 | 0 | 0
WT | 0 | 0 | 0 | 0 | 0 | 0
IGCC | 0 | 0 | 0 | 0 | 0 | 0
DemandResponse | 0 | 0 | 0 | 0 | 0 | 0
IGCC-CCS | 0 | 0 | 0 | 0 | 0 | 0
WT_off | 0 | 0 | 0 | 0 | 0 | 0
PseudoUnit | 0 | 0 | 0 | 0 | 0 | 0
FixedInterchange | 0 | 0 | 0 | 0 | 0 | 0
CO2 Emissions (MMmetricTons): AZ_NM_SNV_Gas
ReportingType | 2015 | 2020 | 2025 | 2030 | 2035 | 2040
BM | 0 | 0 | 0 | 0 | 0 | 0
CC | 39.86 | 44.08 | 45.24 | 52.67 | 63.33 | 60.84
CSP | 0 | 0 | 0 | 0 | 0 | 0
CT | 0 | 0 | 0.04 | 0.08 | 0 | 0
Coal | 0 | 0 | 0 | 0 | 0 | 0
Geo | 0 | 0 | 0 | 0 | 0 | 0
H | 0 | 0 | 0 | 0 | 0 | 0
LFG | 0 | 0 | 0 | 0 | 0 | 0
Nuc | 0 | 0 | 0 | 0 | 0 | 0
PS | 0 | 0 | 0 | 0 | 0 | 0
PV | 0 | 0 | 0 | 0 | 0 | 0
PeakG | 0 | 0 | 0.15 | 0.25 | 0.25 | 0
PeakO | 0 | 0 | 0 | 0 | 0 | 0
ST | 0 | 0 | 0 | 0 | 0 | 0
STOG | 0 | 0 | 0 | 0 | 0 | 0
STWD | 0 | 0 | 0 | 0 | 0 | 0
WT | 0 | 0 | 0 | 0 | 0 | 0
IGCC | 0 | 0 | 0 | 0 | 0 | 0
DemandResponse | 0 | 0 | 0 | 0 | 0 | 0
IGCC-CCS | 0 | 0 | 0 | 0 | 0 | 0
WT_off | 0 | 0 | 0 | 0 | 0 | 0
PseudoUnit | 0 | 0 | 0 | 0 | 0 | 0
FixedInterchange | 0 | 0 | 0 | 0 | 0 | 0
CO2 Emissions (MMmetricTons): AZ_NM_SNV_NucRenew
ReportingType | 2015 | 2020 | 2025 | 2030 | 2035 | 2040
BM | 0 | 0 | 0 | 0 | 0 | 0
CC | 0 | 0 | 0 | 0 | 0 | 0
CSP | 0 | 0 | 0 | 0 | 0 | 0
CT | 0 | 0 | 0 | 0 | 0 | 0
Coal | 0 | 0 | 0 | 0 | 0 | 0
Geo | 0 | 0 | 0 | 0 | 0 | 0
H | 0 | 0 | 0 | 0 | 0 | 0
LFG | 0 | 0 | 0 | 0 | 0 | 0
Nuc | 0 | 0 | 0 | 0 | 0 | 0
PS | 0 | 0 | 0 | 0 | 0 | 0
PV | 0 | 0 | 0 | 0 | 0 | 0
PeakG | 0 | 0 | 0 | 0 | 0 | 0
PeakO | 0 | 0 | 0 | 0 | 0 | 0
ST | 0 | 0 | 0 | 0 | 0 | 0
STOG | 0 | 0 | 0 | 0 | 0 | 0
STWD | 0 | 0 | 0 | 0 | 0 | 0
WT | 0 | 0 | 0 | 0 | 0 | 0
IGCC | 0 | 0 | 0 | 0 | 0 | 0
DemandResponse | 0 | 0 | 0 | 0 | 0 | 0
IGCC-CCS | 0 | 0 | 0 | 0 | 0 | 0
WT_off | 0 | 0 | 0 | 0 | 0 | 0
PseudoUnit | 0 | 0 | 0 | 0 | 0 | 0
FixedInterchange | 0 | 0 | 0 | 0 | 0 | 0
CO2 Emissions (MMmetricTons): ERCOT
ReportingType | 2015 | 2020 | 2025 | 2030 | 2035 | 2040
BM | 0 | 0 | 0 | 0 | 0 | 0
CC | 66.35 | 63.98 | 61.88 | 64.57 | 68.58 | 68.48
CSP | 0 | 0 | 0 | 0 | 0 | 0
CT | 0 | 0 | 0.01 | 0 | 0 | 0
Coal | 92.5 | 121.38 | 139.8 | 140.48 | 140.48 | 140.44
Geo | 0 | 0 | 0 | 0 | 0 | 0
H | 0 | 0 | 0 | 0 | 0 | 0
LFG | 0 | 0 | 0 | 0 | 0 | 0
Nuc | 0 | 0 | 0 | 0 | 0 | 0
PS | 0 | 0 | 0 | 0 | 0 | 0
PV | 0 | 0 | 0 | 0 | 0 | 0
PeakG | 0 | 0.01 | 0.06 | 0.06 | 0.05 | 0.03
PeakO | 0 | 0 | 0 | 0 | 0 | 0
ST | 0 | 0 | 0 | 0 | 0 | 0
STOG | 2.38 | 3.08 | 4.25 | 4.01 | 3.68 | 3.09
STWD | 0 | 0 | 0 | 0 | 0 | 0
WT | 0 | 0 | 0 | 0 | 0 | 0
IGCC | 0 | 0 | 0 | 0 | 0 | 0
DemandResponse | 0 | 0 | 0 | 0 | 0 | 0
IGCC-CCS | 0 | 0 | 0 | 0 | 0 | 0
WT_off | 0 | 0 | 0 | 0 | 0 | 0
PseudoUnit | 0 | 0 | 0 | 0 | 0 | 0
FixedInterchange | 0 | 0 | 0 | 0 | 0 | 0
CO2 Emissions (MMmetricTons): NP15
ReportingType | 2015 | 2020 | 2025 | 2030 | 2035 | 2040
BM | 0 | 0 | 0 | 0 | 0 | 0
CC | 14.74 | 9.79 | 13.02 | 7.97 | 4.67 | 3.19
CSP | 0 | 0 | 0 | 0 | 0 | 0
CT | 0 | 0 | 0 | 0 | 0 | 0
Coal | 0.24 | 0.24 | 0.24 | 0.08 | 0 | 0
Geo | 0 | 0 | 0 | 0 | 0 | 0
H | 0 | 0 | 0 | 0 | 0 | 0
LFG | 0 | 0 | 0 | 0 | 0 | 0
Nuc | 0 | 0 | 0 | 0 | 0 | 0
PS | 0 | 0 | 0 | 0 | 0 | 0
PV | 0 | 0 | 0 | 0 | 0 | 0
PeakG | 0 | 0 | 0 | 0 | 0 | 0.01
PeakO | 0 | 0 | 0 | 0 | 0 | 0
ST | 0 | 0 | 0 | 0 | 0 | 0
STOG | 0.07 | 0.05 | 0.1 | 0.14 | 0.1 | 0.18
STWD | 0 | 0 | 0 | 0 | 0 | 0
WT | 0 | 0 | 0 | 0 | 0 | 0
IGCC | 0 | 0 | 0 | 0 | 0 | 0
DemandResponse | 0 | 0 | 0 | 0 | 0 | 0
IGCC-CCS | 0 | 0 | 0 | 0 | 0 | 0
WT_off | 0 | 0 | 0 | 0 | 0 | 0
PseudoUnit | 0 | 0 | 0 | 0 | 0 | 0
FixedInterchange | 0 | 0 | 0 | 0 | 0 | 0
CO2 Emissions (MMmetricTons): NWPP_Coal
ReportingType | 2015 | 2020 | 2025 | 2030 | 2035 | 2040
BM | 0 | 0 | 0 | 0 | 0 | 0
CC | 0 | 0 | 0 | 0 | 0 | 0
CSP | 0 | 0 | 0 | 0 | 0 | 0
CT | 0 | 0 | 0 | 0 | 0 | 0
Coal | 92.53 | 92.53 | 92.51 | 92.53 | 92.66 | 92.65
Geo | 0 | 0 | 0 | 0 | 0 | 0
H | 0 | 0 | 0 | 0 | 0 | 0
LFG | 0 | 0 | 0 | 0 | 0 | 0
Nuc | 0 | 0 | 0 | 0 | 0 | 0
PS | 0 | 0 | 0 | 0 | 0 | 0
PV | 0 | 0 | 0 | 0 | 0 | 0
PeakG | 0 | 0 | 0 | 0 | 0 | 0
PeakO | 0 | 0 | 0 | 0 | 0 | 0
ST | 0 | 0 | 0 | 0 | 0 | 0
STOG | 0 | 0 | 0 | 0 | 0 | 0
STWD | 0 | 0 | 0 | 0 | 0 | 0
WT | 0 | 0 | 0 | 0 | 0 | 0
IGCC | 0 | 0 | 0 | 0 | 0 | 0
DemandResponse | 0 | 0 | 0 | 0 | 0 | 0
IGCC-CCS | 0 | 0 | 0 | 0 | 0 | 0
WT_off | 0 | 0 | 0 | 0 | 0 | 0
PseudoUnit | 0 | 0 | 0 | 0 | 0 | 0
FixedInterchange | 0 | 0 | 0 | 0 | 0 | 0
CO2 Emissions (MMmetricTons): NWPP_Gas
ReportingType | 2015 | 2020 | 2025 | 2030 | 2035 | 2040
BM | 0 | 0 | 0 | 0 | 0 | 0
CC | 19.17 | 19.17 | 19.36 | 32.02 | 39.25 | 42.64
CSP | 0 | 0 | 0 | 0 | 0 | 0
CT | 0 | 0 | 0 | 0 | 0 | 0
Coal | 0 | 0 | 0 | 0 | 0 | 6.45
Geo | 0 | 0 | 0 | 0 | 0 | 0
H | 0 | 0 | 0 | 0 | 0 | 0
LFG | 0 | 0 | 0 | 0 | 0 | 0
Nuc | 0 | 0 | 0 | 0 | 0 | 0
PS | 0 | 0 | 0 | 0 | 0 | 0
PV | 0 | 0 | 0 | 0 | 0 | 0
PeakG | 0 | 0 | 0 | 0 | 0 | 0
PeakO | 0 | 0 | 0 | 0 | 0 | 0
ST | 0 | 0 | 0 | 0 | 0 | 0
STOG | 0 | 0 | 0 | 0 | 0 | 0
STWD | 0 | 0 | 0 | 0 | 0 | 0
WT | 0 | 0 | 0 | 0 | 0 | 0
IGCC | 0 | 0 | 0 | 0 | 0 | 0
DemandResponse | 0 | 0 | 0 | 0 | 0 | 0
IGCC-CCS | 0 | 0 | 0 | 0 | 0 | 0
WT_off | 0 | 0 | 0 | 0 | 0 | 0
PseudoUnit | 0 | 0 | 0 | 0 | 0 | 0
FixedInterchange | 0 | 0 | 0 | 0 | 0 | 0
CO2 Emissions (MMmetricTons): NWPP_NucRenew
ReportingType | 2015 | 2020 | 2025 | 2030 | 2035 | 2040
BM | 0 | 0 | 0 | 0 | 0 | 0
CC | 0 | 0 | 0 | 0 | 0 | 0
CSP | 0 | 0 | 0 | 0 | 0 | 0
CT | 0 | 0 | 0 | 0 | 0 | 0
Coal | 0 | 0 | 0 | 0 | 0 | 0
Geo | 0 | 0 | 0 | 0 | 0 | 0
H | 0 | 0 | 0 | 0 | 0 | 0
LFG | 0 | 0 | 0 | 0 | 0 | 0
Nuc | 0 | 0 | 0 | 0 | 0 | 0
PS | 0 | 0 | 0 | 0 | 0 | 0
PV | 0 | 0 | 0 | 0 | 0 | 0
PeakG | 0 | 0 | 0 | 0 | 0 | 0
PeakO | 0 | 0 | 0 | 0 | 0 | 0
ST | 0 | 0 | 0 | 0 | 0 | 0
STOG | 0 | 0 | 0 | 0 | 0 | 0
STWD | 0 | 0 | 0 | 0 | 0 | 0
WT | 0 | 0 | 0 | 0 | 0 | 0
IGCC | 0 | 0 | 0 | 0 | 0 | 0
DemandResponse | 0 | 0 | 0 | 0 | 0 | 0
IGCC-CCS | 0 | 0 | 0 | 0 | 0 | 0
WT_off | 0 | 0 | 0 | 0 | 0 | 0
PseudoUnit | 0 | 0 | 0 | 0 | 0 | 0
FixedInterchange | 0 | 0 | 0 | 0 | 0 | 0
CO2 Emissions (MMmetricTons): RMPA
ReportingType | 2015 | 2020 | 2025 | 2030 | 2035 | 2040
BM | 0 | 0 | 0 | 0 | 0 | 0
CC | 3.1 | 3.39 | 1.62 | 1.68 | 1.21 | 1.03
CSP | 0 | 0 | 0 | 0 | 0 | 0
CT | 0 | 0 | 0 | 0 | 0 | 0
Coal | 54.95 | 53.7 | 51.13 | 51.13 | 59.89 | 68.05
Geo | 0 | 0 | 0 | 0 | 0 | 0
H | 0 | 0 | 0 | 0 | 0 | 0
LFG | 0 | 0 | 0 | 0 | 0 | 0
Nuc | 0 | 0 | 0 | 0 | 0 | 0
PS | 0 | 0 | 0 | 0 | 0 | 0
PV | 0 | 0 | 0 | 0 | 0 | 0
PeakG | 0.01 | 0.03 | 0 | 0.06 | 0.05 | 0.04
PeakO | 0 | 0 | 0 | 0 | 0 | 0
ST | 0 | 0 | 0 | 0 | 0 | 0
STOG | 0 | 0 | 0 | 0 | 0 | 0
STWD | 0 | 0 | 0 | 0 | 0 | 0
WT | 0 | 0 | 0 | 0 | 0 | 0
IGCC | 0 | 0 | 0 | 0 | 0 | 0
DemandResponse | 0 | 0 | 0 | 0 | 0 | 0
IGCC-CCS | 0 | 0 | 0 | 0 | 0 | 0
WT_off | 0 | 0 | 0 | 0 | 0 | 0
PseudoUnit | 0 | 0 | 0 | 0 | 0 | 0
FixedInterchange | 0 | 0 | 0 | 0 | 0 | 0
CO2 Emissions (MMmetricTons): SP15
ReportingType | 2015 | 2020 | 2025 | 2030 | 2035 | 2040
BM | 0 | 0 | 0 | 0 | 0 | 0
CC | 15.84 | 7.04 | 7.81 | 6.97 | 5.42 | 4.14
CSP | 0 | 0 | 0 | 0 | 0 | 0
CT | 0 | 0 | 0 | 0 | 0 | 0
Coal | 0.81 | 0.81 | 0.72 | 0.5 | 0 | 0
Geo | 0 | 0 | 0 | 0 | 0 | 0
H | 0 | 0 | 0 | 0 | 0 | 0
LFG | 0 | 0 | 0 | 0 | 0 | 0
Nuc | 0 | 0 | 0 | 0 | 0 | 0
PS | 0 | 0 | 0 | 0 | 0 | 0
PV | 0 | 0 | 0 | 0 | 0 | 0
PeakG | 0 | 0 | 0 | 0 | 0 | 0
PeakO | 0 | 0 | 0 | 0 | 0 | 0
ST | 0 | 0 | 0 | 0 | 0 | 0
STOG | 0.12 | 0.13 | 0.04 | 0.09 | 0.18 | 0.31
STWD | 0 | 0 | 0 | 0 | 0 | 0
WT | 0 | 0 | 0 | 0 | 0 | 0
IGCC | 0 | 0 | 0 | 0 | 0 | 0
DemandResponse | 0 | 0 | 0 | 0 | 0 | 0
IGCC-CCS | 0 | 0 | 0 | 0 | 0 | 0
WT_off | 0 | 0 | 0 | 0 | 0 | 0
PseudoUnit | 0 | 0 | 0 | 0 | 0 | 0
FixedInterchange | 0 | 0 | 0 | 0 | 0 | 0
CO2 Emissions (MMmetricTons): ALB
ReportingType | 2015 | 2020 | 2025 | 2030 | 2035 | 2040
BM | 0 | 0 | 0 | 0 | 0 | 0
CC | 7.34 | 9.43 | 10.87 | 13.04 | 14.86 | 16.94
CSP | 0 | 0 | 0 | 0 | 0 | 0
CT | 0 | 0 | 0 | 0 | 0 | 0
Coal | 45.36 | 45.36 | 45.36 | 45.36 | 45.36 | 45.36
Geo | 0 | 0 | 0 | 0 | 0 | 0
H | 0 | 0 | 0 | 0 | 0 | 0
LFG | 0 | 0 | 0 | 0 | 0 | 0
Nuc | 0 | 0 | 0 | 0 | 0 | 0
PS | 0 | 0 | 0 | 0 | 0 | 0
PV | 0 | 0 | 0 | 0 | 0 | 0
PeakG | 0 | 0 | 0 | 0 | 0 | 0
PeakO | 0 | 0 | 0 | 0 | 0 | 0
ST | 0 | 0 | 0 | 0 | 0 | 0
STOG | 0 | 0 | 0 | 0 | 0 | 0
STWD | 0 | 0 | 0 | 0 | 0 | 0
WT | 0 | 0 | 0 | 0 | 0 | 0
IGCC | 0 | 0 | 0 | 0 | 0 | 0
DemandResponse | 0 | 0 | 0 | 0 | 0 | 0
IGCC-CCS | 0 | 0 | 0 | 0 | 0 | 0
WT_off | 0 | 0 | 0 | 0 | 0 | 0
PseudoUnit | 0 | 0 | 0 | 0 | 0 | 0
FixedInterchange | 0 | 0 | 0 | 0 | 0 | 0
CO2 Emissions (MMmetricTons): BC
ReportingType | 2015 | 2020 | 2025 | 2030 | 2035 | 2040
BM | 0 | 0 | 0 | 0 | 0 | 0
CC | 3.56 | 4.69 | 6.39 | 7.77 | 9.79 | 11.91
CSP | 0 | 0 | 0 | 0 | 0 | 0
CT | 0 | 0 | 0 | 0 | 0 | 0
Coal | 0 | 0 | 0 | 0 | 0 | 0
Geo | 0 | 0 | 0 | 0 | 0 | 0
H | 0 | 0 | 0 | 0 | 0 | 0
LFG | 0 | 0 | 0 | 0 | 0 | 0
Nuc | 0 | 0 | 0 | 0 | 0 | 0
PS | 0 | 0 | 0 | 0 | 0 | 0
PV | 0 | 0 | 0 | 0 | 0 | 0
PeakG | 0 | 0 | 0 | 0 | 0 | 0
PeakO | 0 | 0 | 0 | 0 | 0 | 0
ST | 0 | 0 | 0 | 0 | 0 | 0
STOG | 0 | 0 | 0 | 0 | 0 | 0
STWD | 0 | 0 | 0 | 0 | 0 | 0
WT | 0 | 0 | 0 | 0 | 0 | 0
IGCC | 0 | 0 | 0 | 0 | 0 | 0
DemandResponse | 0 | 0 | 0 | 0 | 0 | 0
IGCC-CCS | 0 | 0 | 0 | 0 | 0 | 0
WT_off | 0 | 0 | 0 | 0 | 0 | 0
PseudoUnit | 0 | 0 | 0 | 0 | 0 | 0
FixedInterchange | 0 | 0 | 0 | 0 | 0 | 0
CO2 Emissions (MMmetricTons): HQ_IESO
ReportingType | 2015 | 2020 | 2025 | 2030 | 2035 | 2040
BM | 0 | 0 | 0 | 0 | 0 | 0
CC | 0 | 0 | 0 | 0 | 0 | 0
CSP | 0 | 0 | 0 | 0 | 0 | 0
CT | 0 | 0 | 0 | 0 | 0 | 0
Coal | 0 | 0 | 0 | 0 | 0 | 0
Geo | 0 | 0 | 0 | 0 | 0 | 0
H | 0 | 0 | 0 | 0 | 0 | 0
LFG | 0 | 0 | 0 | 0 | 0 | 0
Nuc | 0 | 0 | 0 | 0 | 0 | 0
PS | 0 | 0 | 0 | 0 | 0 | 0
PV | 0 | 0 | 0 | 0 | 0 | 0
PeakG | 0 | 0 | 0 | 0 | 0 | 0
PeakO | 0 | 0 | 0 | 0 | 0 | 0
ST | 0 | 0 | 0 | 0 | 0 | 0
STOG | 0 | 0 | 0 | 0 | 0 | 0
STWD | 0 | 0 | 0 | 0 | 0 | 0
WT | 0 | 0 | 0 | 0 | 0 | 0
IGCC | 0 | 0 | 0 | 0 | 0 | 0
DemandResponse | 0 | 0 | 0 | 0 | 0 | 0
IGCC-CCS | 0 | 0 | 0 | 0 | 0 | 0
WT_off | 0 | 0 | 0 | 0 | 0 | 0
PseudoUnit | 0 | 0 | 0 | 0 | 0 | 0
FixedInterchange | 0 | 0 | 0 | 0 | 0 | 0
CO2 Emissions (MMmetricTons): HQ_NEISO
ReportingType | 2015 | 2020 | 2025 | 2030 | 2035 | 2040
BM | 0 | 0 | 0 | 0 | 0 | 0
CC | 0 | 0 | 0 | 0 | 0 | 0
CSP | 0 | 0 | 0 | 0 | 0 | 0
CT | 0 | 0 | 0 | 0 | 0 | 0
Coal | 0 | 0 | 0 | 0 | 0 | 0
Geo | 0 | 0 | 0 | 0 | 0 | 0
H | 0 | 0 | 0 | 0 | 0 | 0
LFG | 0 | 0 | 0 | 0 | 0 | 0
Nuc | 0 | 0 | 0 | 0 | 0 | 0
PS | 0 | 0 | 0 | 0 | 0 | 0
PV | 0 | 0 | 0 | 0 | 0 | 0
PeakG | 0 | 0 | 0 | 0 | 0 | 0
PeakO | 0 | 0 | 0 | 0 | 0 | 0
ST | 0 | 0 | 0 | 0 | 0 | 0
STOG | 0 | 0 | 0 | 0 | 0 | 0
STWD | 0 | 0 | 0 | 0 | 0 | 0
WT | 0 | 0 | 0 | 0 | 0 | 0
IGCC | 0 | 0 | 0 | 0 | 0 | 0
DemandResponse | 0 | 0 | 0 | 0 | 0 | 0
IGCC-CCS | 0 | 0 | 0 | 0 | 0 | 0
WT_off | 0 | 0 | 0 | 0 | 0 | 0
PseudoUnit | 0 | 0 | 0 | 0 | 0 | 0
FixedInterchange | 0 | 0 | 0 | 0 | 0 | 0
CO2 Emissions (MMmetricTons): HQ_NY
ReportingType | 2015 | 2020 | 2025 | 2030 | 2035 | 2040
BM | 0 | 0 | 0 | 0 | 0 | 0
CC | 0 | 0 | 0 | 0 | 0 | 0
CSP | 0 | 0 | 0 | 0 | 0 | 0
CT | 0 | 0 | 0 | 0 | 0 | 0
Coal | 0 | 0 | 0 | 0 | 0 | 0
Geo | 0 | 0 | 0 | 0 | 0 | 0
H | 0 | 0 | 0 | 0 | 0 | 0
LFG | 0 | 0 | 0 | 0 | 0 | 0
Nuc | 0 | 0 | 0 | 0 | 0 | 0
PS | 0 | 0 | 0 | 0 | 0 | 0
PV | 0 | 0 | 0 | 0 | 0 | 0
PeakG | 0 | 0 | 0 | 0 | 0 | 0
PeakO | 0 | 0 | 0 | 0 | 0 | 0
ST | 0 | 0 | 0 | 0 | 0 | 0
STOG | 0 | 0 | 0 | 0 | 0 | 0
STWD | 0 | 0 | 0 | 0 | 0 | 0
WT | 0 | 0 | 0 | 0 | 0 | 0
IGCC | 0 | 0 | 0 | 0 | 0 | 0
DemandResponse | 0 | 0 | 0 | 0 | 0 | 0
IGCC-CCS | 0 | 0 | 0 | 0 | 0 | 0
WT_off | 0 | 0 | 0 | 0 | 0 | 0
PseudoUnit | 0 | 0 | 0 | 0 | 0 | 0
FixedInterchange | 0 | 0 | 0 | 0 | 0 | 0
CO2 Emissions (MMmetricTons): MARITIMES
ReportingType | 2015 | 2020 | 2025 | 2030 | 2035 | 2040
BM | 0 | 0 | 0 | 0 | 0 | 0
CC | 0 | 0 | 0 | 0 | 0 | 0
CSP | 0 | 0 | 0 | 0 | 0 | 0
CT | 0 | 0 | 0 | 0 | 0 | 0
Coal | 0 | 0 | 0 | 0 | 0 | 0
Geo | 0 | 0 | 0 | 0 | 0 | 0
H | 0 | 0 | 0 | 0 | 0 | 0
LFG | 0 | 0 | 0 | 0 | 0 | 0
Nuc | 0 | 0 | 0 | 0 | 0 | 0
PS | 0 | 0 | 0 | 0 | 0 | 0
PV | 0 | 0 | 0 | 0 | 0 | 0
PeakG | 0 | 0 | 0 | 0 | 0 | 0
PeakO | 0 | 0 | 0 | 0 | 0 | 0
ST | 0 | 0 | 0 | 0 | 0 | 0
STOG | 0 | 0 | 0 | 0 | 0 | 0
STWD | 0 | 0 | 0 | 0 | 0 | 0
WT | 0 | 0 | 0 | 0 | 0 | 0
IGCC | 0 | 0 | 0 | 0 | 0 | 0
DemandResponse | 0 | 0 | 0 | 0 | 0 | 0
IGCC-CCS | 0 | 0 | 0 | 0 | 0 | 0
WT_off | 0 | 0 | 0 | 0 | 0 | 0
PseudoUnit | 0 | 0 | 0 | 0 | 0 | 0
FixedInterchange | 0 | 0 | 0 | 0 | 0 | 0
CO2 Emissions (MMmetricTons): All
ReportingType | 2015 | 2020 | 2025 | 2030 | 2035 | 2040
BM | 0 | 0 | 0 | 0 | 0 | 0
CC | 431.78 | 428.51 | 432.63 | 483.7 | 577.81 | 635.73
CSP | 0 | 0 | 0 | 0 | 0 | 0
CT | 0.49 | 1.19 | 1.36 | 1.43 | 1.83 | 2.5
Coal | 1700.2 | 1766.08 | 1855.25 | 1882.34 | 1969.56 | 2098.06
Geo | 0 | 0 | 0 | 0 | 0 | 0
H | 0 | 0 | 0 | 0 | 0 | 0
LFG | 0 | 0 | 0 | 0 | 0 | 0
Nuc | 0 | 0 | 0 | 0 | 0 | 0
PS | 0 | 0 | 0 | 0 | 0 | 0
PV | 0 | 0 | 0 | 0 | 0 | 0
PeakG | 1.88 | 2.52 | 4.29 | 4.8 | 4.94 | 3.98
PeakO | 0 | 0 | 0 | 0 | 0 | 0
ST | 0 | 0 | 0 | 0 | 0 | 0
STOG | 8.3 | 9.29 | 11.13 | 10.9 | 10.48 | 9.92
STWD | 0 | 0 | 0 | 0 | 0 | 0
WT | 0 | 0 | 0 | 0 | 0 | 0
IGCC | 3.76 | 3.76 | 3.76 | 3.76 | 3.76 | 3.76
DemandResponse | 0 | 0 | 0 | 0 | 0 | 0
IGCC-CCS | 0 | 0 | 0 | 0 | 0 | 0
WT_off | 0 | 0 | 0 | 0 | 0 | 0
PseudoUnit | 0 | 0 | 0 | 0 | 0 | 0
FixedInterchange | 0 | 0 | 0 | 0 | 0 | 0
CO2 Emissions (MMmetricTons): EI_US
ReportingType | 2015 | 2020 | 2025 | 2030 | 2035 | 2040
BM | 0 | 0 | 0 | 0 | 0 | 0
CC | 258.17 | 262.34 | 261.22 | 290.78 | 360.09 | 409.84
CSP | 0 | 0 | 0 | 0 | 0 | 0
CT | 0.49 | 1.19 | 1.3 | 1.34 | 1.8 | 2.39
Coal | 1349.11 | 1378.95 | 1451.81 | 1476.97 | 1553.98 | 1632.99
Geo | 0 | 0 | 0 | 0 | 0 | 0
H | 0 | 0 | 0 | 0 | 0 | 0
LFG | 0 | 0 | 0 | 0 | 0 | 0
Nuc | 0 | 0 | 0 | 0 | 0 | 0
PS | 0 | 0 | 0 | 0 | 0 | 0
PV | 0 | 0 | 0 | 0 | 0 | 0
PeakG | 1.88 | 2.48 | 4.08 | 4.43 | 4.59 | 3.89
PeakO | 0 | 0 | 0 | 0 | 0 | 0
ST | 0 | 0 | 0 | 0 | 0 | 0
STOG | 5.73 | 6.04 | 6.74 | 6.65 | 6.51 | 6.34
STWD | 0 | 0 | 0 | 0 | 0 | 0
WT | 0 | 0 | 0 | 0 | 0 | 0
IGCC | 3.76 | 3.76 | 3.76 | 3.76 | 3.76 | 3.76
DemandResponse | 0 | 0 | 0 | 0 | 0 | 0
IGCC-CCS | 0 | 0 | 0 | 0 | 0 | 0
WT_off | 0 | 0 | 0 | 0 | 0 | 0
PseudoUnit | 0 | 0 | 0 | 0 | 0 | 0
FixedInterchange | 0 | 0 | 0 | 0 | 0 | 0
CO2 Emissions (MMmetricTons): EI_Canada
ReportingType | 2015 | 2020 | 2025 | 2030 | 2035 | 2040
BM | 0 | 0 | 0 | 0 | 0 | 0
CC | 3.63 | 4.61 | 5.23 | 6.23 | 10.63 | 16.72
CSP | 0 | 0 | 0 | 0 | 0 | 0
CT | 0 | 0 | 0 | 0 | 0.02 | 0.1
Coal | 0.13 | 0.26 | 0.65 | 2.26 | 4.16 | 4.74
Geo | 0 | 0 | 0 | 0 | 0 | 0
H | 0 | 0 | 0 | 0 | 0 | 0
LFG | 0 | 0 | 0 | 0 | 0 | 0
Nuc | 0 | 0 | 0 | 0 | 0 | 0
PS | 0 | 0 | 0 | 0 | 0 | 0
PV | 0 | 0 | 0 | 0 | 0 | 0
PeakG | 0 | 0 | 0 | 0 | 0.01 | 0.01
PeakO | 0 | 0 | 0 | 0 | 0 | 0
ST | 0 | 0 | 0 | 0 | 0 | 0
STOG | 0 | 0 | 0 | 0 | 0 | 0
STWD | 0 | 0 | 0 | 0 | 0 | 0
WT | 0 | 0 | 0 | 0 | 0 | 0
IGCC | 0 | 0 | 0 | 0 | 0 | 0
DemandResponse | 0 | 0 | 0 | 0 | 0 | 0
IGCC-CCS | 0 | 0 | 0 | 0 | 0 | 0
WT_off | 0 | 0 | 0 | 0 | 0 | 0
PseudoUnit | 0 | 0 | 0 | 0 | 0 | 0
FixedInterchange | 0 | 0 | 0 | 0 | 0 | 0
CO2 Emissions (MMmetricTons): EI
ReportingType | 2015 | 2020 | 2025 | 2030 | 2035 | 2040
BM | 0 | 0 | 0 | 0 | 0 | 0
CC | 261.8 | 266.95 | 266.46 | 297.01 | 370.72 | 426.55
CSP | 0 | 0 | 0 | 0 | 0 | 0
CT | 0.49 | 1.19 | 1.3 | 1.35 | 1.82 | 2.49
Coal | 1349.24 | 1379.22 | 1452.46 | 1479.23 | 1558.13 | 1637.74
Geo | 0 | 0 | 0 | 0 | 0 | 0
H | 0 | 0 | 0 | 0 | 0 | 0
LFG | 0 | 0 | 0 | 0 | 0 | 0
Nuc | 0 | 0 | 0 | 0 | 0 | 0
PS | 0 | 0 | 0 | 0 | 0 | 0
PV | 0 | 0 | 0 | 0 | 0 | 0
PeakG | 1.88 | 2.48 | 4.08 | 4.43 | 4.6 | 3.9
PeakO | 0 | 0 | 0 | 0 | 0 | 0
ST | 0 | 0 | 0 | 0 | 0 | 0
STOG | 5.73 | 6.04 | 6.74 | 6.65 | 6.51 | 6.34
STWD | 0 | 0 | 0 | 0 | 0 | 0
WT | 0 | 0 | 0 | 0 | 0 | 0
IGCC | 3.76 | 3.76 | 3.76 | 3.76 | 3.76 | 3.76
DemandResponse | 0 | 0 | 0 | 0 | 0 | 0
IGCC-CCS | 0 | 0 | 0 | 0 | 0 | 0
WT_off | 0 | 0 | 0 | 0 | 0 | 0
PseudoUnit | 0 | 0 | 0 | 0 | 0 | 0
FixedInterchange | 0 | 0 | 0 | 0 | 0 | 0
CO2 Emissions (MMmetricTons): Outside_EI
ReportingType | 2015 | 2020 | 2025 | 2030 | 2035 | 2040
BM | 0 | 0 | 0 | 0 | 0 | 0
CC | 169.97 | 161.56 | 166.17 | 186.69 | 207.1 | 209.17
CSP | 0 | 0 | 0 | 0 | 0 | 0
CT | 0 | 0 | 0.06 | 0.09 | 0 | 0
Coal | 350.96 | 386.86 | 402.8 | 403.12 | 411.43 | 460.32
Geo | 0 | 0 | 0 | 0 | 0 | 0
H | 0 | 0 | 0 | 0 | 0 | 0
LFG | 0 | 0 | 0 | 0 | 0 | 0
Nuc | 0 | 0 | 0 | 0 | 0 | 0
PS | 0 | 0 | 0 | 0 | 0 | 0
PV | 0 | 0 | 0 | 0 | 0 | 0
PeakG | 0.01 | 0.04 | 0.22 | 0.37 | 0.35 | 0.08
PeakO | 0 | 0 | 0 | 0 | 0 | 0
ST | 0 | 0 | 0 | 0 | 0 | 0
STOG | 2.57 | 3.25 | 4.39 | 4.24 | 3.97 | 3.58
STWD | 0 | 0 | 0 | 0 | 0 | 0
WT | 0 | 0 | 0 | 0 | 0 | 0
IGCC | 0 | 0 | 0 | 0 | 0 | 0
DemandResponse | 0 | 0 | 0 | 0 | 0 | 0
IGCC-CCS | 0 | 0 | 0 | 0 | 0 | 0
WT_off | 0 | 0 | 0 | 0 | 0 | 0
PseudoUnit | 0 | 0 | 0 | 0 | 0 | 0
FixedInterchange | 0 | 0 | 0 | 0 | 0 | 0
#6 | Fuel Cost [includes coal shadow price] ($million)
Fuel Cost by Reporting Type: Entergy
ReportingType | 2015 | 2020 | 2025 | 2030 | 2035 | 2040
BM | 0 | 0 | 0 | 0 | 0 | 0
CC | 2294.3 | 2822.81 | 3115.46 | 3513.52 | 4332.91 | 4982.18
CSP | 0 | 0 | 0 | 0 | 0 | 0
CT | 0 | 0 | 0 | 0 | 0 | 0
Coal | 1423.81 | 1456.09 | 1541.57 | 1503.17 | 1553.89 | 1553.01
Geo | 0 | 0 | 0 | 0 | 0 | 0
H | 0 | 0 | 0 | 0 | 0 | 0
LFG | 0 | 0 | 0.14 | 0.14 | 0.14 | 0.14
Nuc | 372.97 | 380.57 | 404.36 | 412.26 | 348.24 | 272.43
PS | 0 | 0 | 0 | 0 | 0 | 0
PV | 0 | 0 | 0 | 0 | 0 | 0
PeakG | 0 | 0.04 | 6.53 | 4.23 | 1.36 | 1.8
PeakO | 0 | 0 | 0 | 0 | 0 | 0
ST | 0 | 0 | 0 | 0 | 0 | 0
STOG | 72.03 | 87 | 90.11 | 96.87 | 108.36 | 118.55
STWD | 0 | 0 | 0 | 0 | 0.56 | 6.51
WT | 0 | 0 | 0 | 0 | 0 | 0
IGCC | 0 | 0 | 0 | 0 | 0 | 0
DemandResponse | 0 | 0 | 0 | 0 | 0 | 0
IGCC-CCS | 0 | 0 | 0 | 0 | 0 | 0
WT_off | 0 | 0 | 0 | 0 | 0 | 0
PseudoUnit | 0 | 0 | 0 | 0 | 0 | 0
FixedInterchange | 0 | 0 | 0 | 0 | 0 | 0
Fuel Cost by Reporting Type: FRCC
ReportingType | 2015 | 2020 | 2025 | 2030 | 2035 | 2040
BM | 0 | 0 | 0 | 0 | 0 | 0
CC | 6176.56 | 7450.92 | 8742.5 | 10126.15 | 12764.6 | 15814.27
CSP | 0 | 0 | 0 | 0 | 0 | 0
CT | 46.71 | 66.03 | 74.2 | 78.29 | 73.49 | 68.39
Coal | 1660.35 | 1723.15 | 1932.69 | 2047.69 | 2044.99 | 2103.5
Geo | 0 | 0 | 0 | 0 | 0 | 0
H | 0 | 0 | 0 | 0 | 0 | 0
LFG | 0 | 0 | 0.25 | 0.25 | 0.25 | 0.25
Nuc | 282.48 | 288.24 | 306.26 | 312.24 | 190.15 | 63.41
PS | 0 | 0 | 0 | 0 | 0 | 0
PV | 0 | 0 | 0 | 0 | 0 | 0
PeakG | 27.87 | 30.39 | 55.49 | 41.08 | 36.14 | 30.12
PeakO | 0 | 0 | 0 | 0 | 0 | 0
ST | 0 | 0 | 0 | 0 | 0 | 0
STOG | 200.79 | 191.72 | 201.63 | 209.85 | 212.91 | 155.04
STWD | 0 | 3.04 | 9.73 | 9.73 | 9.7 | 14.91
WT | 0 | 0 | 0 | 0 | 0 | 0
IGCC | 0 | 0 | 0 | 0 | 0 | 0
DemandResponse | 0 | 0 | 0 | 0 | 0 | 0
IGCC-CCS | 0 | 0 | 0 | 0 | 0 | 0
WT_off | 0 | 0 | 0 | 0 | 0 | 0
PseudoUnit | 0 | 0 | 0 | 0 | 0 | 0
FixedInterchange | 0 | 0 | 0 | 0 | 0 | 0
Fuel Cost by Reporting Type: MAPP_US
ReportingType | 2015 | 2020 | 2025 | 2030 | 2035 | 2040
BM | 0 | 0 | 0 | 0 | 0 | 0
CC | 6.2 | 7.17 | 8.73 | 10.05 | 12.81 | 11.31
CSP | 0 | 0 | 0 | 0 | 0 | 0
CT | 0 | 0 | 0 | 0.23 | 0.44 | 0.71
Coal | 286.86 | 297.32 | 331.38 | 337.55 | 345.98 | 414.97
Geo | 0 | 0 | 0 | 0 | 0 | 0
H | 0 | 0 | 0 | 0 | 0 | 0
LFG | 0 | 0 | 0.09 | 0.09 | 0.09 | 0.09
Nuc | 0 | 0 | 0 | 0 | 0 | 0
PS | 0 | 0 | 0 | 0 | 0 | 0
PV | 0 | 0 | 0 | 0 | 0 | 0
PeakG | 1.43 | 3.79 | 4.96 | 8.04 | 12.09 | 8.75
PeakO | 0 | 0 | 0 | 0 | 0 | 0
ST | 0 | 0 | 0 | 0 | 0 | 0
STOG | 0 | 0 | 0 | 0 | 0 | 0
STWD | 0 | 0 | 0 | 0 | 0 | 0
WT | 0 | 0 | 0 | 0 | 0 | 0
IGCC | 0 | 0 | 0 | 0 | 0 | 0
DemandResponse | 0 | 0 | 0 | 0 | 0 | 0
IGCC-CCS | 0 | 0 | 0 | 0 | 0 | 0
WT_off | 0 | 0 | 0 | 0 | 0 | 0
PseudoUnit | 0 | 0 | 0 | 0 | 0 | 0
FixedInterchange | 0 | 0 | 0 | 0 | 0 | 0
Fuel Cost by Reporting Type: MISO_IN
ReportingType | 2015 | 2020 | 2025 | 2030 | 2035 | 2040
BM | 0 | 0 | 0 | 0 | 0 | 0
CC | 144.85 | 123.22 | 152.64 | 201.59 | 1307.19 | 1424.84
CSP | 0 | 0 | 0 | 0 | 0 | 0
CT | 0 | 0 | 0 | 0 | 0 | 0
Coal | 1703.11 | 1840.61 | 1973.74 | 2223.04 | 2387.12 | 2559.21
Geo | 0 | 0 | 0 | 0 | 0 | 0
H | 0 | 0 | 0 | 0 | 0 | 0
LFG | 0 | 0 | 0 | 0.1 | 0.1 | 0.1
Nuc | 0 | 0 | 0 | 0 | 0 | 0
PS | 0 | 0 | 0 | 0 | 0 | 0
PV | 0 | 0 | 0 | 0 | 0 | 0
PeakG | 0.22 | 1.44 | 4.31 | 6.21 | 5.72 | 7.78
PeakO | 0 | 0 | 0 | 0 | 0 | 0
ST | 0 | 0 | 0 | 0 | 0 | 0
STOG | 1.45 | 3.03 | 6.7 | 7.3 | 4.2 | 4.69
STWD | 0 | 0 | 0 | 0 | 0 | 0
WT | 0 | 0 | 0 | 0 | 0 | 0
IGCC | 87.5 | 87.33 | 92.54 | 98.54 | 105.04 | 111.6
DemandResponse | 0 | 0 | 0 | 0 | 0 | 0
IGCC-CCS | 0 | 0 | 0 | 0 | 0 | 0
WT_off | 0 | 0 | 0 | 0 | 0 | 0
PseudoUnit | 0 | 0 | 0 | 0 | 0 | 0
FixedInterchange | 0 | 0 | 0 | 0 | 0 | 0
Fuel Cost by Reporting Type: MISO_MI
ReportingType | 2015 | 2020 | 2025 | 2030 | 2035 | 2040
BM | 0 | 0 | 0 | 0 | 0 | 0
CC | 495.95 | 297.26 | 379.27 | 420.07 | 406.8 | 395.3
CSP | 0 | 0 | 0 | 0 | 0 | 0
CT | 0 | 0 | 0 | 0 | 0 | 0
Coal | 1257.98 | 1418.47 | 1519.64 | 1589.9 | 1647.54 | 1698.19
Geo | 0 | 0 | 0 | 0 | 0 | 0
H | 0 | 0 | 0 | 0 | 0 | 0
LFG | 0 | 0.2 | 0.2 | 0.2 | 0.2 | 0.2
Nuc | 139.75 | 142.6 | 151.51 | 154.47 | 90.85 | 90.85
PS | 0 | 0 | 0 | 0 | 0 | 0
PV | 0 | 0 | 0 | 0 | 0 | 0
PeakG | 1.05 | 1.32 | 4.96 | 7.18 | 8.08 | 9.05
PeakO | 0 | 0 | 0 | 0 | 0 | 0
ST | 0 | 0 | 0 | 0 | 0 | 0
STOG | 12.12 | 22 | 30.08 | 42.91 | 40.68 | 47.14
STWD | 11.06 | 20.05 | 24.93 | 57.36 | 50.77 | 55.26
WT | 0 | 0 | 0 | 0 | 0 | 0
IGCC | 0 | 0 | 0 | 0 | 0 | 0
DemandResponse | 0 | 0 | 0 | 0 | 0 | 0
IGCC-CCS | 0 | 0 | 0 | 0 | 0 | 0
WT_off | 0 | 0 | 0 | 0 | 0 | 0
PseudoUnit | 0 | 0 | 0 | 0 | 0 | 0
FixedInterchange | 0 | 0 | 0 | 0 | 0 | 0
Fuel Cost by Reporting Type: MISO_MO-IL
ReportingType | 2015 | 2020 | 2025 | 2030 | 2035 | 2040
BM | 0 | 0 | 0 | 0 | 0 | 0
CC | 100.15 | 86.3 | 98.94 | 108.93 | 112.64 | 89.63
CSP | 0 | 0 | 0 | 0 | 0 | 0
CT | 0 | 0 | 0 | 0 | 0 | 0
Coal | 2118.07 | 2251.83 | 2447.73 | 2440.77 | 2525.23 | 2523.56
Geo | 0 | 0 | 0 | 0 | 0 | 0
H | 0 | 0 | 0 | 0 | 0 | 0
LFG | 0 | 0 | 0.29 | 0.29 | 0.29 | 0.29
Nuc | 143.46 | 146.38 | 155.53 | 158.57 | 158.57 | 158.57
PS | 0 | 0 | 0 | 0 | 0 | 0
PV | 0 | 0 | 0 | 0 | 0 | 0
PeakG | 6.76 | 11.71 | 19.19 | 35.4 | 33.08 | 40.55
PeakO | 0 | 0 | 0 | 0 | 0 | 0
ST | 0 | 0 | 0 | 0 | 0 | 0
STOG | 3.01 | 6.3 | 7.23 | 7.96 | 3.61 | 1.66
STWD | 0 | 0 | 0 | 0 | 0 | 0
WT | 0 | 0 | 0 | 0 | 0 | 0
IGCC | 0 | 0 | 0 | 0 | 0 | 0
DemandResponse | 0 | 0 | 0 | 0 | 0 | 0
IGCC-CCS | 0 | 0 | 0 | 0 | 0 | 0
WT_off | 0 | 0 | 0 | 0 | 0 | 0
PseudoUnit | 0 | 0 | 0 | 0 | 0 | 0
FixedInterchange | 0 | 0 | 0 | 0 | 0 | 0
Fuel Cost by Reporting Type: MISO_W
ReportingType | 2015 | 2020 | 2025 | 2030 | 2035 | 2040
BM | 0 | 0 | 0 | 0 | 0 | 0
CC | 408 | 280.72 | 264.7 | 250.29 | 397.12 | 160.91
CSP | 0 | 0 | 0 | 0 | 0 | 0
CT | 0 | 0 | 0 | 0 | 0 | 0
Coal | 1461.28 | 1477.68 | 1658.48 | 1677.07 | 1770.12 | 2567.38
Geo | 0 | 0 | 0 | 0 | 0 | 0
H | 0 | 0 | 0 | 0 | 0 | 0
LFG | 0 | 0 | 0.09 | 0.09 | 0.09 | 0.09
Nuc | 152.53 | 155.64 | 165.37 | 168.6 | 0.01 | 0.01
PS | 0 | 0 | 0 | 0 | 0 | 0
PV | 0 | 0 | 0 | 0 | 0 | 0
PeakG | 19.25 | 12.61 | 12.92 | 17.63 | 78.08 | 9.7
PeakO | 0 | 0 | 0 | 0 | 0 | 0
ST | 0 | 0 | 0 | 0 | 0 | 0
STOG | 1.44 | 0.46 | 0.33 | 0.13 | 1.36 | 0.12
STWD | 0 | 9.38 | 9.38 | 9.38 | 9.38 | 9.45
WT | 0 | 0 | 0 | 0 | 0 | 0
IGCC | 0 | 0 | 0 | 0 | 0 | 0
DemandResponse | 0 | 0 | 0 | 0 | 0 | 0
IGCC-CCS | 0 | 0 | 0 | 0 | 0 | 0
WT_off | 0 | 0 | 0 | 0 | 0 | 0
PseudoUnit | 0 | 0 | 0 | 0 | 0 | 0
FixedInterchange | 0 | 0 | 0 | 0 | 0 | 0
Fuel Cost by Reporting Type: MISO_WUMS
ReportingType | 2015 | 2020 | 2025 | 2030 | 2035 | 2040
BM | 0 | 0 | 0 | 0 | 0 | 0
CC | 555.86 | 485.6 | 485.64 | 672.61 | 1406.56 | 1371.97
CSP | 0 | 0 | 0 | 0 | 0 | 0
CT | 0 | 22.69 | 25.93 | 28.46 | 40.49 | 64.22
Coal | 627.29 | 851.77 | 995.01 | 1070.49 | 1222.91 | 996.86
Geo | 0 | 0 | 0 | 0 | 0 | 0
H | 0 | 0 | 0 | 0 | 0 | 0
LFG | 0 | 0 | 0.29 | 0.29 | 0.29 | 0.29
Nuc | 120.89 | 123.35 | 131.06 | 133.62 | 0.01 | 0.01
PS | 0 | 0 | 0 | 0 | 0 | 0
PV | 0 | 0 | 0 | 0 | 0 | 0
PeakG | 1.32 | 2.35 | 2.64 | 0 | 0 | 0
PeakO | 0 | 0 | 0 | 0 | 0 | 0
ST | 0 | 0 | 0 | 0 | 0 | 0
STOG | 0.13 | 0 | 0 | 0 | 0 | 0
STWD | 0 | 3.54 | 3.54 | 3.67 | 3.67 | 3.67
WT | 0 | 0 | 0 | 0 | 0 | 0
IGCC | 0 | 0 | 0 | 0 | 0 | 0
DemandResponse | 0 | 0 | 0 | 0 | 0 | 0
IGCC-CCS | 0 | 0 | 0 | 0 | 0 | 0
WT_off | 0 | 0 | 0 | 0 | 0 | 0
PseudoUnit | 0 | 0 | 0 | 0 | 0 | 0
FixedInterchange | 0 | 0 | 0 | 0 | 0 | 0
Fuel Cost by Reporting Type: Nebraska
ReportingType | 2015 | 2020 | 2025 | 2030 | 2035 | 2040
BM | 0 | 0 | 0 | 0 | 0 | 0
CC | 22.21 | 15.76 | 19.92 | 21.79 | 17.02 | 15.34
CSP | 0 | 0 | 0 | 0 | 0 | 0
CT | 0 | 0 | 0 | 0 | 0 | 0
Coal | 460.27 | 464.94 | 556.02 | 546.98 | 797.42 | 944.61
Geo | 0 | 0 | 0 | 0 | 0 | 0
H | 0 | 0 | 0 | 0 | 0 | 0
LFG | 0 | 0 | 0.09 | 0.09 | 0.09 | 0.09
Nuc | 83.67 | 85.37 | 90.71 | 92.48 | 0.01 | 0.01
PS | 0 | 0 | 0 | 0 | 0 | 0
PV | 0 | 0 | 0 | 0 | 0 | 0
PeakG | 3.98 | 3.89 | 9.03 | 12.91 | 10.28 | 1.05
PeakO | 0 | 0 | 0 | 0 | 0 | 0
ST | 0 | 0 | 0 | 0 | 0 | 0
STOG | 0 | 0 | 0 | 0 | 0 | 0
STWD | 0 | 0 | 0 | 0 | 0 | 0
WT | 0 | 0 | 0 | 0 | 0 | 0
IGCC | 0 | 0 | 0 | 0 | 0 | 0
DemandResponse | 0 | 0 | 0 | 0 | 0 | 0
IGCC-CCS | 0 | 0 | 0 | 0 | 0 | 0
WT_off | 0 | 0 | 0 | 0 | 0 | 0
PseudoUnit | 0 | 0 | 0 | 0 | 0 | 0
FixedInterchange | 0 | 0 | 0 | 0 | 0 | 0
Fuel Cost by Reporting Type: NEISO
ReportingType | 2015 | 2020 | 2025 | 2030 | 2035 | 2040
BM | 128.98 | 128.98 | 36.16 | 37.75 | 43.3 | 40.94
CC | 1483.61 | 1171.78 | 1258.83 | 1505.86 | 2100.99 | 2537.7
CSP | 0 | 0 | 0 | 0 | 0 | 0
CT | 0.14 | 0.52 | 0.57 | 0.62 | 1.92 | 4.2
Coal | 1.15 | 0 | 0 | 0 | 0 | 0
Geo | 0 | 0 | 0 | 0 | 0 | 0
H | 0 | 0 | 0 | 0 | 0 | 0
LFG | 0.06 | 0.06 | 0.15 | 0.15 | 0.15 | 0.15
Nuc | 293.25 | 299.23 | 317.93 | 324.14 | 234.19 | 173
PS | 0 | 0 | 0 | 0 | 0 | 0
PV | 0 | 0 | 0 | 0 | 0 | 0
PeakG | 1.26 | 1.78 | 1.94 | 2.11 | 5.84 | 6.2
PeakO | 0 | 0 | 0 | 0 | 0 | 0
ST | 0 | 0 | 0 | 0 | 0 | 0
STOG | 0 | 0 | 0 | 0 | 0 | 0
STWD | 317.32 | 96.61 | 5.98 | 86.09 | 93.69 | 97.18
WT | 0 | 0 | 0 | 0 | 0 | 0
IGCC | 0 | 0 | 0 | 0 | 0 | 0
DemandResponse | 0 | 0 | 0 | 0 | 0 | 0
IGCC-CCS | 0 | 0 | 0 | 0 | 0 | 0
WT_off | 0 | 0 | 0 | 0 | 0 | 0
PseudoUnit | 0 | 0 | 0 | 0 | 0 | 0
FixedInterchange | 0 | 0 | 0 | 0 | 0 | 0
Fuel Cost by Reporting Type: NonRTO_Midwest
ReportingType | 2015 | 2020 | 2025 | 2030 | 2035 | 2040
BM | 0 | 0 | 0 | 0 | 0 | 0
CC | 0 | 14.13 | 11.38 | 42.87 | 104.47 | 177.04
CSP | 0 | 0 | 0 | 0 | 0 | 0
CT | 0 | 6.75 | 7.83 | 15.97 | 9.04 | 19.62
Coal | 1337.04 | 1414.74 | 1500.03 | 1689.8 | 1802.49 | 1907.45
Geo | 0 | 0 | 0 | 0 | 0 | 0
H | 0 | 0 | 0 | 0 | 0 | 0
LFG | 0 | 0 | 0.1 | 0.2 | 0.2 | 0.2
Nuc | 0 | 0 | 0 | 0 | 0 | 0
PS | 0 | 0 | 0 | 0 | 0 | 0
PV | 0 | 0 | 0 | 0 | 0 | 0
PeakG | 6.28 | 10.98 | 24.21 | 27.2 | 27.66 | 33.24
PeakO | 0 | 0 | 0 | 0 | 0 | 0
ST | 0 | 0 | 0 | 0 | 0 | 0
STOG | 0 | 0 | 0 | 0 | 0 | 0
STWD | 0 | 0 | 0 | 0 | 0 | 0
WT | 0 | 0 | 0 | 0 | 0 | 0
IGCC | 0 | 0 | 0 | 0 | 0 | 0
DemandResponse | 0 | 0 | 0 | 0 | 0 | 0
IGCC-CCS | 0 | 0 | 0 | 0 | 0 | 0
WT_off | 0 | 0 | 0 | 0 | 0 | 0
PseudoUnit | 0 | 0 | 0 | 0 | 0 | 0
FixedInterchange | 0 | 0 | 0 | 0 | 0 | 0
Fuel Cost by Reporting Type: NYISO_A-F
ReportingType | 2015 | 2020 | 2025 | 2030 | 2035 | 2040
BM | 0 | 0 | 0 | 0 | 0 | 0
CC | 242.77 | 322.37 | 434.41 | 541.21 | 701.02 | 724.84
CSP | 0 | 0 | 0 | 0 | 0 | 0
CT | 0 | 0 | 0 | 0 | 0 | 0
Coal | 0 | 0 | 0 | 0 | 0 | 0
Geo | 0 | 0 | 0 | 0 | 0 | 0
H | 0 | 0 | 0 | 0 | 0 | 0
LFG | 0.01 | 0.01 | 0.02 | 0.09 | 0.09 | 0.09
Nuc | 217.02 | 221.45 | 235.29 | 195.6 | 154.22 | 93.47
PS | 0 | 0 | 0 | 0 | 0 | 0
PV | 0 | 0 | 0 | 0 | 0 | 0
PeakG | 0 | 0.09 | 0.36 | 0.39 | 0.41 | 0.52
PeakO | 0 | 0 | 0 | 0 | 0 | 0
ST | 0 | 0 | 0 | 0 | 0 | 0
STOG | 0 | 0 | 0 | 0 | 0 | 0
STWD | 0 | 0 | 0 | 0.06 | 0.22 | 0.22
WT | 0 | 0 | 0 | 0 | 0 | 0
IGCC | 0 | 0 | 0 | 0 | 0 | 0
DemandResponse | 0 | 0 | 0 | 0 | 0 | 0
IGCC-CCS | 0 | 0 | 0 | 0 | 0 | 0
WT_off | 0 | 0 | 0 | 0 | 0 | 0
PseudoUnit | 0 | 0 | 0 | 0 | 0 | 0
FixedInterchange | 0 | 0 | 0 | 0 | 0 | 0
Fuel Cost by Reporting Type: NYISO_G-I
ReportingType | 2015 | 2020 | 2025 | 2030 | 2035 | 2040
BM | 0 | 0 | 0 | 0 | 0 | 0
CC | 245.85 | 308.52 | 409.72 | 724.28 | 1641.78 | 2680.97
CSP | 0 | 0 | 0 | 0 | 0 | 0
CT | 0 | 0 | 0 | 0 | 0 | 0
Coal | 0 | 0 | 0 | 0 | 0 | 0
Geo | 0 | 0 | 0 | 0 | 0 | 0
H | 0 | 0 | 0 | 0 | 0 | 0
LFG | 0 | 0 | 0.09 | 0.09 | 0.09 | 0.09
Nuc | 130.64 | 133.3 | 141.63 | 144.4 | 72.41 | 0.03
PS | 0 | 0 | 0 | 0 | 0 | 0
PV | 0 | 0 | 0 | 0 | 0 | 0
PeakG | 0 | 0 | 0 | 0 | 0.06 | 0.01
PeakO | 0 | 0 | 0 | 0 | 0 | 0
ST | 0 | 0 | 0 | 0 | 0 | 0
STOG | 0 | 0 | 0 | 0 | 0 | 0
STWD | 0 | 0 | 0 | 0 | 0 | 0
WT | 0 | 0 | 0 | 0 | 0 | 0
IGCC | 0 | 0 | 0 | 0 | 0 | 0
DemandResponse | 0 | 0 | 0 | 0 | 0 | 0
IGCC-CCS | 0 | 0 | 0 | 0 | 0 | 0
WT_off | 0 | 0 | 0 | 0 | 0 | 0
PseudoUnit | 0 | 0 | 0 | 0 | 0 | 0
FixedInterchange | 0 | 0 | 0 | 0 | 0 | 0
Fuel Cost by Reporting Type: NYISO_J-K
ReportingType | 2015 | 2020 | 2025 | 2030 | 2035 | 2040
BM | 0 | 0 | 0 | 0 | 0 | 0
CC | 833.3 | 1050.23 | 1162.22 | 1229.31 | 1343.36 | 1484.99
CSP | 0 | 0 | 0 | 0 | 0 | 0
CT | 0 | 0 | 1.21 | 2.73 | 5.68 | 14.27
Coal | 0 | 0 | 0 | 0 | 0 | 0
Geo | 0 | 0 | 0 | 0 | 0 | 0
H | 0 | 0 | 0 | 0 | 0 | 0
LFG | 0 | 0 | 0 | 0.09 | 0.09 | 0.09
Nuc | 0 | 0 | 0 | 0 | 0 | 0
PS | 0 | 0 | 0 | 0 | 0 | 0
PV | 0 | 0 | 0 | 0 | 0 | 0
PeakG | 2.22 | 6.55 | 9.23 | 9.57 | 11.23 | 22.93
PeakO | 0 | 0 | 0 | 0 | 0 | 0
ST | 0 | 0 | 0 | 0 | 0 | 0
STOG | 54.01 | 99.05 | 135.65 | 144.32 | 186.79 | 248.96
STWD | 0 | 0 | 0 | 0 | 0 | 0
WT | 0 | 0 | 0 | 0 | 0 | 0
IGCC | 0 | 0 | 0 | 0 | 0 | 0
DemandResponse | 0 | 0 | 0 | 0 | 0 | 0
IGCC-CCS | 0 | 0 | 0 | 0 | 0 | 0
WT_off | 0 | 0 | 0 | 0 | 0 | 0
PseudoUnit | 0 | 0 | 0 | 0 | 0 | 0
FixedInterchange | 0 | 0 | 0 | 0 | 0 | 0
Fuel Cost by Reporting Type: PJM_E
ReportingType | 2015 | 2020 | 2025 | 2030 | 2035 | 2040
BM | 9.67 | 15.34 | 15.34 | 15.34 | 15.34 | 15.34
CC | 850.59 | 1191.94 | 1568.74 | 1404.87 | 2159.32 | 2513.99
CSP | 0 | 0 | 0 | 0 | 0 | 0
CT | 0 | 0.04 | 0.05 | 0.32 | 31.22 | 36.83
Coal | 10.86 | 3.14 | 5.12 | 6.65 | 6.92 | 7.19
Geo | 0 | 0 | 0 | 0 | 0 | 0
H | 0 | 0 | 0 | 0 | 0 | 0
LFG | 0.01 | 0.18 | 0.18 | 0.18 | 0.18 | 0.18
Nuc | 563.79 | 533.75 | 567.11 | 578.18 | 415.32 | 329.35
PS | 0 | 0 | 0 | 0 | 0 | 0
PV | 0 | 0 | 0 | 0 | 0 | 0
PeakG | 0.18 | 4.2 | 27.83 | 30.31 | 63.04 | 66.48
PeakO | 0 | 0 | 0 | 0 | 0 | 0
ST | 0 | 0 | 0 | 0 | 0 | 0
STOG | 3.17 | 18.97 | 40.84 | 44.49 | 46.96 | 49.98
STWD | 0 | 0 | 0 | 0 | 0 | 0
WT | 0 | 0 | 0 | 0 | 0 | 0
IGCC | 0 | 0 | 0 | 0 | 0 | 0
DemandResponse | 0 | 0 | 0 | 0 | 0 | 0
IGCC-CCS | 0 | 0 | 0 | 0 | 0 | 0
WT_off | 0 | 0 | 0 | 0 | 0 | 0
PseudoUnit | 0 | 0 | 0 | 0 | 0 | 0
FixedInterchange | 0 | 0 | 0 | 0 | 0 | 0
Fuel Cost by Reporting Type: PJM_ROM
ReportingType | 2015 | 2020 | 2025 | 2030 | 2035 | 2040
BM | 5.8 | 9.21 | 9.21 | 9.21 | 9.21 | 9.21
CC | 547.78 | 739.47 | 783.59 | 820.99 | 1869.51 | 6492.96
CSP | 0 | 0 | 0 | 0 | 0 | 0
CT | 0 | 0.03 | 0.18 | 0.2 | 0.21 | 0.43
Coal | 1197.66 | 1159.88 | 1356.86 | 1540.51 | 1572.45 | 1648.25
Geo | 0 | 0 | 0 | 0 | 0 | 0
H | 0 | 0 | 0 | 0 | 0 | 0
LFG | 0.02 | 0.36 | 0.36 | 0.36 | 0.36 | 0.36
Nuc | 337.6 | 344.49 | 366.02 | 373.17 | 244.83 | 178.21
PS | 0 | 0 | 0 | 0 | 0 | 0
PV | 0 | 0 | 0 | 0 | 0 | 0
PeakG | 0 | 2.7 | 2.97 | 3.5 | 21.46 | 11.69
PeakO | 0 | 0 | 0 | 0 | 0 | 0
ST | 0 | 0 | 0 | 0 | 0 | 0
STOG | 35.24 | 0 | 0 | 0 | 0 | 0
STWD | 15.89 | 35.1 | 35.1 | 35.1 | 35.1 | 35.1
WT | 0 | 0 | 0 | 0 | 0 | 0
IGCC | 0 | 0 | 0 | 0 | 0 | 0
DemandResponse | 0 | 0 | 0 | 0 | 0 | 0
IGCC-CCS | 0 | 0 | 0 | 0 | 0 | 0
WT_off | 0 | 0 | 0 | 0 | 0 | 0
PseudoUnit | 0 | 0 | 0 | 0 | 0 | 0
FixedInterchange | 0 | 0 | 0 | 0 | 0 | 0
Fuel Cost by Reporting Type: PJM_ROR
ReportingType | 2015 | 2020 | 2025 | 2030 | 2035 | 2040
BM | 2.67 | 11 | 24.54 | 45.55 | 111.97 | 83.32
CC | 2183 | 2039.59 | 2099.52 | 3067.32 | 5712.99 | 5022.49
CSP | 0 | 0 | 0 | 0 | 0 | 0
CT | 0.14 | 0.29 | 0.32 | 0.35 | 0.4 | 0.44
Coal | 7641.23 | 7486.24 | 7809.74 | 8708.87 | 9252.12 | 9636.62
Geo | 0 | 0 | 0 | 0 | 0 | 0
H | 0 | 0 | 0 | 0 | 0 | 0
LFG | 0.07 | 0.07 | 0.73 | 0.73 | 0.73 | 0.73
Nuc | 1319.64 | 1346.55 | 1430.71 | 1395.54 | 1084.35 | 728.88
PS | 0 | 0 | 0 | 0 | 0 | 0
PV | 0 | 0 | 0 | 0 | 0 | 0
PeakG | 59.48 | 64.64 | 75.3 | 103.66 | 75.66 | 96.19
PeakO | 0 | 0 | 0 | 0 | 0 | 0
ST | 0 | 0 | 0 | 0 | 0 | 0
STOG | 35.69 | 29.97 | 36.91 | 37.41 | 46.05 | 49.11
STWD | 3.13 | 46.51 | 74.56 | 103.86 | 103.87 | 103.87
WT | 0 | 0 | 0 | 0 | 0 | 0
IGCC | 0 | 0 | 0 | 0 | 0 | 0
DemandResponse | 0 | 0 | 0 | 0 | 0 | 0
IGCC-CCS | 0 | 0 | 0 | 0 | 0 | 0
WT_off | 0 | 0 | 0 | 0 | 0 | 0
PseudoUnit | 0 | 0 | 0 | 0 | 0 | 0
FixedInterchange | 0 | 0 | 0 | 0 | 0 | 0
Fuel Cost by Reporting Type: SOCO
ReportingType | 2015 | 2020 | 2025 | 2030 | 2035 | 2040
BM | 0 | 0 | 1.58 | 1.58 | 2.62 | 2.62
CC | 3922.05 | 4107.76 | 4366.57 | 5180.72 | 5430.28 | 5745.69
CSP | 0 | 0 | 0 | 0 | 0 | 0
CT | 0 | 0 | 0 | 0 | 0 | 0
Coal | 2795.66 | 3070.93 | 3669.34 | 3871.7 | 4445.6 | 5679.09
Geo | 0 | 0 | 0 | 0 | 0 | 0
H | 0 | 0 | 0 | 0 | 0 | 0
LFG | 0 | 0 | 0.14 | 0.14 | 0.14 | 0.14
Nuc | 396.64 | 551.11 | 585.56 | 596.99 | 596.99 | 398.46
PS | 0 | 0 | 0 | 0 | 0 | 0
PV | 0 | 0 | 0 | 0 | 0 | 0
PeakG | 22.15 | 61.48 | 139.08 | 157.63 | 153.36 | 159.22
PeakO | 0 | 0 | 0 | 0 | 0 | 0
ST | 0 | 0 | 0 | 0 | 0 | 0
STOG | 0 | 0 | 0 | 0 | 0 | 0
STWD | 0 | 0 | 0 | 0 | 0 | 0
WT | 0 | 0 | 0 | 0 | 0 | 0
IGCC | 0 | 0 | 0 | 0 | 0 | 0
DemandResponse | 0 | 0 | 0 | 0 | 0 | 0
IGCC-CCS | 0 | 0 | 0 | 0 | 0 | 0
WT_off | 0 | 0 | 0 | 0 | 0 | 0
PseudoUnit | 0 | 0 | 0 | 0 | 0 | 0
FixedInterchange | 0 | 0 | 0 | 0 | 0 | 0
Fuel Cost by Reporting Type: SPP_N
ReportingType | 2015 | 2020 | 2025 | 2030 | 2035 | 2040
BM | 0 | 0 | 0 | 0 | 0 | 0
CC | 252.58 | 369.27 | 412.63 | 605.24 | 491.12 | 540.49
CSP | 0 | 0 | 0 | 0 | 0 | 0
CT | 0 | 0 | 0 | 0 | 23.99 | 60.1
Coal | 1110.73 | 1126.39 | 1272.07 | 1245.73 | 1299.07 | 1242.14
Geo | 0 | 0 | 0 | 0 | 0 | 0
H | 0 | 0 | 0 | 0 | 0 | 0
LFG | 0 | 0.09 | 0.12 | 0.12 | 0.12 | 0.12
Nuc | 74.76 | 76.29 | 81.06 | 82.64 | 82.64 | 82.64
PS | 0 | 0 | 0 | 0 | 0 | 0
PV | 0 | 0 | 0 | 0 | 0 | 0
PeakG | 2.65 | 5.21 | 13.78 | 18.7 | 10.62 | 2.25
PeakO | 0 | 0 | 0 | 0 | 0 | 0
ST | 0 | 0 | 0 | 0 | 0 | 0
STOG | 23.7 | 31.25 | 43.32 | 46.97 | 53.96 | 56.81
STWD | 0 | 0 | 0 | 0 | 0 | 0
WT | 0 | 0 | 0 | 0 | 0 | 0
IGCC | 0 | 0 | 0 | 0 | 0 | 0
DemandResponse | 0 | 0 | 0 | 0 | 0 | 0
IGCC-CCS | 0 | 0 | 0 | 0 | 0 | 0
WT_off | 0 | 0 | 0 | 0 | 0 | 0
PseudoUnit | 0 | 0 | 0 | 0 | 0 | 0
FixedInterchange | 0 | 0 | 0 | 0 | 0 | 0
Fuel Cost by Reporting Type: SPP_S
ReportingType | 2015 | 2020 | 2025 | 2030 | 2035 | 2040
BM | 0 | 0 | 0 | 0 | 0 | 0
CC | 1169.53 | 1389.05 | 1629.94 | 2118.19 | 1681.77 | 1787.01
CSP | 0 | 0 | 0 | 0 | 0 | 0
CT | 0 | 0.45 | 5.11 | 3.19 | 0 | 0
Coal | 2086.13 | 2172.2 | 2505.87 | 2473.38 | 2585.42 | 2135.46
Geo | 0 | 0 | 0 | 0 | 0 | 0
H | 0 | 0 | 0 | 0 | 0 | 0
LFG | 0 | 0 | 0 | 0.12 | 0.12 | 0.12
Nuc | 0 | 0 | 0 | 0 | 0 | 0
PS | 0 | 0 | 0 | 0 | 0 | 0
PV | 0 | 0 | 0 | 0 | 0 | 0
PeakG | 0 | 0 | 2.52 | 0.17 | 0 | 0
PeakO | 0 | 0 | 0 | 0 | 0 | 0
ST | 0 | 0 | 0 | 0 | 0 | 0
STOG | 85.17 | 99.64 | 134.05 | 134.83 | 117.71 | 122.34
STWD | 0 | 0 | 0 | 0 | 0 | 0.48
WT | 0 | 0 | 0 | 0 | 0 | 0
IGCC | 0 | 0 | 0 | 0 | 0 | 0
DemandResponse | 0 | 0 | 0 | 0 | 0 | 0
IGCC-CCS | 0 | 0 | 0 | 0 | 0 | 0
WT_off | 0 | 0 | 0 | 0 | 0 | 0
PseudoUnit | 0 | 0 | 0 | 0 | 0 | 0
FixedInterchange | 0 | 0 | 0 | 0 | 0 | 0
Fuel Cost by Reporting Type: TVA
ReportingType | 2015 | 2020 | 2025 | 2030 | 2035 | 2040
BM | 0 | 0 | 0 | 0 | 0 | 0
CC | 516.96 | 667.21 | 778.48 | 1010.29 | 1027.8 | 1004.37
CSP | 0 | 0 | 0 | 0 | 0 | 0
CT | 0 | 23.13 | 27.56 | 29.49 | 23.72 | 36.7
Coal | 2024.69 | 2058.62 | 2146.57 | 2233.94 | 3020.39 | 3729.48
Geo | 0 | 0 | 0 | 0 | 0 | 0
H | 0 | 0 | 0 | 0 | 0 | 0
LFG | 0 | 0 | 0.14 | 0.14 | 0.14 | 0.14
Nuc | 542.87 | 553.94 | 588.56 | 600.05 | 420.73 | 329.46
PS | 0 | 0 | 0 | 0 | 0 | 0
PV | 0 | 0 | 0 | 0 | 0 | 0
PeakG | 0 | 0 | 2.87 | 2.94 | 3.53 | 4
PeakO | 0 | 0 | 0 | 0 | 0 | 0
ST | 0 | 0 | 0 | 0 | 0 | 0
STOG | 0 | 0 | 0 | 0 | 0 | 0
STWD | 0 | 0 | 0 | 0.01 | 0.14 | 0.15
WT | 0 | 0 | 0 | 0 | 0 | 0
IGCC | 0 | 0 | 0 | 0 | 0 | 0
DemandResponse | 0 | 0 | 0 | 0 | 0 | 0
IGCC-CCS | 0 | 0 | 0 | 0 | 0 | 0
WT_off | 0 | 0 | 0 | 0 | 0 | 0
PseudoUnit | 0 | 0 | 0 | 0 | 0 | 0
FixedInterchange | 0 | 0 | 0 | 0 | 0 | 0
Fuel Cost by Reporting Type: TVA_Transmission
ReportingType | 2015 | 2020 | 2025 | 2030 | 2035 | 2040
BM | 0 | 0 | 0 | 0 | 0 | 0
CC | 0 | 0 | 0 | 0 | 0 | 0
CSP | 0 | 0 | 0 | 0 | 0 | 0
CT | 0 | 0 | 0 | 0 | 0 | 0
Coal | 0 | 0 | 0 | 0 | 0 | 0
Geo | 0 | 0 | 0 | 0 | 0 | 0
H | 0 | 0 | 0 | 0 | 0 | 0
LFG | 0 | 0 | 0 | 0 | 0 | 0
Nuc | 0 | 0 | 0 | 0 | 0 | 0
PS | 0 | 0 | 0 | 0 | 0 | 0
PV | 0 | 0 | 0 | 0 | 0 | 0
PeakG | 0 | 0 | 0 | 0 | 0 | 0
PeakO | 0 | 0 | 0 | 0 | 0 | 0
ST | 0 | 0 | 0 | 0 | 0 | 0
STOG | 0 | 0 | 0 | 0 | 0 | 0
STWD | 0 | 0 | 0 | 0 | 0 | 0
WT | 0 | 0 | 0 | 0 | 0 | 0
IGCC | 0 | 0 | 0 | 0 | 0 | 0
DemandResponse | 0 | 0 | 0 | 0 | 0 | 0
IGCC-CCS | 0 | 0 | 0 | 0 | 0 | 0
WT_off | 0 | 0 | 0 | 0 | 0 | 0
PseudoUnit | 0 | 0 | 0 | 0 | 0 | 0
FixedInterchange | 0 | 0 | 0 | 0 | 0 | 0
Fuel Cost by Reporting Type: VACAR
ReportingType | 2015 | 2020 | 2025 | 2030 | 2035 | 2040
BM | 0.47 | 178.1 | 530.72 | 589.7 | 628.88 | 701.01
CC | 1981.82 | 1929.6 | 1777.48 | 2309.96 | 3554.25 | 5339.24
CSP | 0 | 0 | 0 | 0 | 0 | 0
CT | 4.22 | 4.56 | 9.08 | 7.79 | 29.13 | 37.59
Coal | 2431.8 | 2541.62 | 3402.82 | 3792.24 | 4536.84 | 4762.1
Geo | 0 | 0 | 0 | 0 | 0 | 0
H | 0 | 0 | 0 | 0 | 0 | 0
LFG | 0 | 0.14 | 0.14 | 0.14 | 0.14 | 0.14
Nuc | 730.67 | 900.6 | 956.89 | 975.58 | 746.08 | 614.79
PS | 0 | 0 | 0 | 0 | 0 | 0
PV | 0 | 0 | 0 | 0 | 0 | 0
PeakG | 6.8 | 12.84 | 25.39 | 28.31 | 31.87 | 35.51
PeakO | 0 | 0 | 0 | 0 | 0 | 0
ST | 0 | 0 | 0 | 0 | 0 | 0
STOG | 0 | 0 | 0 | 0.08 | 0.09 | 0.09
STWD | 159.73 | 159.73 | 81.78 | 98.25 | 159.73 | 159.73
WT | 0 | 0 | 0 | 0 | 0 | 0
IGCC | 0 | 0 | 0 | 0 | 0 | 0
DemandResponse | 0 | 0 | 0 | 0 | 0 | 0
IGCC-CCS | 0 | 0 | 0 | 0 | 0 | 0
WT_off | 0 | 0 | 0 | 0 | 0 | 0
PseudoUnit | 0 | 0 | 0 | 0 | 0 | 0
FixedInterchange | 0 | 0 | 0 | 0 | 0 | 0
Fuel Cost by Reporting Type: IESO
ReportingType | 2015 | 2020 | 2025 | 2030 | 2035 | 2040
BM | 0 | 0 | 0 | 0 | 0.26 | 0.26
CC | 33.43 | 42.7 | 70.92 | 95.94 | 489.36 | 1361.58
CSP | 0 | 0 | 0 | 0 | 0 | 0
CT | 0 | 0 | 0 | 0.22 | 2.68 | 10.65
Coal | 0 | 0 | 0 | 0 | 0 | 0
Geo | 0 | 0 | 0 | 0 | 0 | 0
H | 0 | 0 | 0 | 0 | 0 | 0
LFG | 0.02 | 0.02 | 0.02 | 0.02 | 0.02 | 0.02
Nuc | 854.23 | 871.65 | 926.13 | 944.22 | 869.51 | 757.81
PS | 0 | 0 | 0 | 0 | 0 | 0
PV | 0 | 0 | 0 | 0 | 0 | 0
PeakG | 0 | 0 | 0 | 0.29 | 1.08 | 1.16
PeakO | 0 | 0 | 0 | 0 | 0 | 0
ST | 0 | 0 | 0 | 0 | 0 | 0
STOG | 0 | 0 | 0 | 0 | 0 | 0
STWD | 0 | 0 | 0 | 0 | 0 | 0
WT | 0 | 0 | 0 | 0 | 0 | 0
IGCC | 0 | 0 | 0 | 0 | 0 | 0
DemandResponse | 0 | 0 | 0 | 0 | 0 | 0
IGCC-CCS | 0 | 0 | 0 | 0 | 0 | 0
WT_off | 0 | 0 | 0 | 0 | 0 | 0
PseudoUnit | 0 | 0 | 0 | 0 | 0 | 0
FixedInterchange | 0 | 0 | 0 | 0 | 0 | 0
Fuel Cost by Reporting Type: MAPP_CA
ReportingType | 2015 | 2020 | 2025 | 2030 | 2035 | 2040
BM | 0 | 0 | 0 | 0 | 0 | 0
CC | 272.51 | 396.39 | 496.26 | 638.84 | 890.64 | 936.94
CSP | 0 | 0 | 0 | 0 | 0 | 0
CT | 0 | 0 | 0 | 0 | 0 | 2.78
Coal | 6.27 | 12.28 | 29.96 | 111.99 | 212.46 | 250.37
Geo | 0 | 0 | 0 | 0 | 0 | 0
H | 0 | 0 | 0 | 0 | 0 | 0
LFG | 0 | 0 | 0 | 0 | 0 | 0
Nuc | 0 | 0 | 0 | 0 | 0 | 0
PS | 0 | 0 | 0 | 0 | 0 | 0
PV | 0 | 0 | 0 | 0 | 0 | 0
PeakG | 0 | 0 | 0.03 | 0.19 | 0.04 | 0
PeakO | 0 | 0 | 0 | 0 | 0 | 0
ST | 0 | 0 | 0 | 0 | 0 | 0
STOG | 0 | 0 | 0 | 0 | 0 | 0
STWD | 0 | 0 | 0 | 0 | 0 | 0
WT | 0 | 0 | 0 | 0 | 0 | 0
IGCC | 0 | 0 | 0 | 0 | 0 | 0
DemandResponse | 0 | 0 | 0 | 0 | 0 | 0
IGCC-CCS | 0 | 0 | 0 | 0 | 0 | 0
WT_off | 0 | 0 | 0 | 0 | 0 | 0
PseudoUnit | 0 | 0 | 0 | 0 | 0 | 0
FixedInterchange | 0 | 0 | 0 | 0 | 0 | 0
Fuel Cost by Reporting Type: AZ_NM_SNV_Coal
ReportingType | 2015 | 2020 | 2025 | 2030 | 2035 | 2040
BM | 0 | 0 | 0 | 0 | 0 | 0
CC | 0 | 0 | 0 | 0 | 0 | 0
CSP | 0 | 0 | 0 | 0 | 0 | 0
CT | 0 | 0 | 0 | 0 | 0 | 0
Coal | 1136.99 | 1337.88 | 1391.27 | 1371.09 | 1467.33 | 2296.7
Geo | 0 | 0 | 0 | 0 | 0 | 0
H | 0 | 0 | 0 | 0 | 0 | 0
LFG | 0 | 0 | 0 | 0 | 0 | 0
Nuc | 0 | 0 | 0 | 0 | 0 | 0
PS | 0 | 0 | 0 | 0 | 0 | 0
PV | 0 | 0 | 0 | 0 | 0 | 0
PeakG | 0 | 0 | 0 | 0 | 0 | 0
PeakO | 0 | 0 | 0 | 0 | 0 | 0
ST | 0 | 0 | 0 | 0 | 0 | 0
STOG | 0 | 0 | 0 | 0 | 0 | 0
STWD | 0 | 0 | 0 | 0 | 0 | 0
WT | 0 | 0 | 0 | 0 | 0 | 0
IGCC | 0 | 0 | 0 | 0 | 0 | 0
DemandResponse | 0 | 0 | 0 | 0 | 0 | 0
IGCC-CCS | 0 | 0 | 0 | 0 | 0 | 0
WT_off | 0 | 0 | 0 | 0 | 0 | 0
PseudoUnit | 0 | 0 | 0 | 0 | 0 | 0
FixedInterchange | 0 | 0 | 0 | 0 | 0 | 0
Fuel Cost by Reporting Type: AZ_NM_SNV_Gas
ReportingType | 2015 | 2020 | 2025 | 2030 | 2035 | 2040
BM | 0 | 0 | 0 | 0 | 0 | 0
CC | 3512.25 | 4506.3 | 5197.61 | 6640.72 | 8860.2 | 9384.79
CSP | 0 | 0 | 0 | 0 | 0 | 0
CT | 0 | 0 | 4.8 | 10.04 | 0 | 0
Coal | 0 | 0 | 0 | 0 | 0 | 0
Geo | 0 | 0 | 0 | 0 | 0 | 0
H | 0 | 0 | 0 | 0 | 0 | 0
LFG | 0 | 0 | 0 | 0 | 0 | 0
Nuc | 0 | 0 | 0 | 0 | 0 | 0
PS | 0 | 0 | 0 | 0 | 0 | 0
PV | 0 | 0 | 0 | 0 | 0 | 0
PeakG | 0 | 0 | 17.15 | 30.85 | 33.48 | 0
PeakO | 0 | 0 | 0 | 0 | 0 | 0
ST | 0 | 0 | 0 | 0 | 0 | 0
STOG | 0 | 0 | 0 | 0 | 0 | 0
STWD | 0 | 0 | 0 | 0 | 0 | 0
WT | 0 | 0 | 0 | 0 | 0 | 0
IGCC | 0 | 0 | 0 | 0 | 0 | 0
DemandResponse | 0 | 0 | 0 | 0 | 0 | 0
IGCC-CCS | 0 | 0 | 0 | 0 | 0 | 0
WT_off | 0 | 0 | 0 | 0 | 0 | 0
PseudoUnit | 0 | 0 | 0 | 0 | 0 | 0
FixedInterchange | 0 | 0 | 0 | 0 | 0 | 0
Fuel Cost by Reporting Type: AZ_NM_SNV_NucRenew
ReportingType | 2015 | 2020 | 2025 | 2030 | 2035 | 2040
BM | 0 | 0 | 0 | 0 | 0 | 0
CC | 0 | 0 | 0 | 0 | 0 | 0
CSP | 0 | 0 | 0 | 0 | 0 | 0
CT | 0 | 0 | 0 | 0 | 0 | 0
Coal | 0 | 0 | 0 | 0 | 0 | 0
Geo | 0 | 0 | 0 | 0 | 0 | 0
H | 0 | 0 | 0 | 0 | 0 | 0
LFG | 0 | 0.08 | 0.08 | 0.08 | 0.08 | 0.08
Nuc | 254.91 | 260.1 | 276.36 | 281.76 | 281.76 | 281.76
PS | 0 | 0 | 0 | 0 | 0 | 0
PV | 0 | 0 | 0 | 0 | 0 | 0
PeakG | 0 | 0 | 0 | 0 | 0 | 0
PeakO | 0 | 0 | 0 | 0 | 0 | 0
ST | 0 | 0 | 0 | 0 | 0 | 0
STOG | 0 | 0 | 0 | 0 | 0 | 0
STWD | 11.54 | 11.54 | 1.09 | 9.67 | 9.67 | 9.67
WT | 0 | 0 | 0 | 0 | 0 | 0
IGCC | 0 | 0 | 0 | 0 | 0 | 0
DemandResponse | 0 | 0 | 0 | 0 | 0 | 0
IGCC-CCS | 0 | 0 | 0 | 0 | 0 | 0
WT_off | 0 | 0 | 0 | 0 | 0 | 0
PseudoUnit | 0 | 0 | 0 | 0 | 0 | 0
FixedInterchange | 0 | 0 | 0 | 0 | 0 | 0
Fuel Cost by Reporting Type: ERCOT
ReportingType | 2015 | 2020 | 2025 | 2030 | 2035 | 2040
BM | 0 | 0 | 0.32 | 1.2 | 10.4 | 6.9
CC | 5873.56 | 6283.34 | 6842 | 7673.43 | 9121.53 | 10153.35
CSP | 0 | 0 | 0 | 0 | 0 | 0
CT | 0 | 0.29 | 1.54 | 0.54 | 0.61 | 0.68
Coal | 2304.47 | 3133.13 | 4088.74 | 4106.59 | 4202.5 | 4299.61
Geo | 0 | 0 | 0 | 0 | 0 | 0
H | 0 | 0 | 0 | 0 | 0 | 0
LFG | 0 | 0 | 0.03 | 0.45 | 0.45 | 0.45
Nuc | 339.13 | 346.04 | 367.67 | 374.85 | 374.85 | 374.85
PS | 0 | 0 | 0 | 0 | 0 | 0
PV | 0 | 0 | 0 | 0 | 0 | 0
PeakG | 0 | 0.71 | 6.59 | 7.08 | 6.59 | 3.98
PeakO | 0 | 0 | 0 | 0 | 0 | 0
ST | 0 | 0 | 0 | 0 | 0 | 0
STOG | 205.79 | 295.67 | 459.53 | 465.75 | 478.26 | 447.66
STWD | 0 | 0 | 0 | 0 | 0 | 0
WT | 0 | 0 | 0 | 0 | 0 | 0
IGCC | 0 | 0 | 0 | 0 | 0 | 0
DemandResponse | 0 | 0 | 0 | 0 | 0 | 0
IGCC-CCS | 0 | 0 | 0 | 0 | 0 | 0
WT_off | 0 | 0 | 0 | 0 | 0 | 0
PseudoUnit | 0 | 0 | 0 | 0 | 0 | 0
FixedInterchange | 0 | 0 | 0 | 0 | 0 | 0
Fuel Cost by Reporting Type: NP15
ReportingType | 2015 | 2020 | 2025 | 2030 | 2035 | 2040
BM | 0 | 0 | 0 | 0 | 0 | 0
CC | 1379.42 | 1056.47 | 1592.72 | 1039.75 | 683.45 | 508.12
CSP | 0 | 0 | 0 | 0 | 0 | 0
CT | 0 | 0 | 0 | 0 | 0 | 0
Coal | 1.54 | 1.67 | 1.87 | 0.75 | 0 | 0
Geo | 0 | 0 | 0 | 0 | 0 | 0
H | 0 | 0 | 0 | 0 | 0 | 0
LFG | 0 | 0.72 | 0.72 | 0.72 | 0.72 | 0.72
Nuc | 150.62 | 153.69 | 163.3 | 166.49 | 166.49 | 166.49
PS | 0 | 0 | 0 | 0 | 0 | 0
PV | 0 | 0 | 0 | 0 | 0 | 0
PeakG | 0 | 0 | 0 | 0 | 0 | 2.13
PeakO | 0 | 0 | 0 | 0 | 0 | 0
ST | 0 | 0 | 0 | 0 | 0 | 0
STOG | 6.35 | 4.77 | 12.26 | 18.3 | 14.85 | 28.95
STWD | 244.45 | 244.45 | 0.31 | 142.78 | 143.99 | 149.07
WT | 0 | 0 | 0 | 0 | 0 | 0
IGCC | 0 | 0 | 0 | 0 | 0 | 0
DemandResponse | 0 | 0 | 0 | 0 | 0 | 0
IGCC-CCS | 0 | 0 | 0 | 0 | 0 | 0
WT_off | 0 | 0 | 0 | 0 | 0 | 0
PseudoUnit | 0 | 0 | 0 | 0 | 0 | 0
FixedInterchange | 0 | 0 | 0 | 0 | 0 | 0
Fuel Cost by Reporting Type: NWPP_Coal
ReportingType | 2015 | 2020 | 2025 | 2030 | 2035 | 2040
BM | 0 | 0 | 0 | 0 | 0 | 0
CC | 0 | 0 | 0 | 0 | 0 | 0
CSP | 0 | 0 | 0 | 0 | 0 | 0
CT | 0 | 0 | 0 | 0 | 0 | 0
Coal | 1343.43 | 1335.51 | 1375.62 | 1379.35 | 1419.22 | 1770.38
Geo | 0 | 0 | 0 | 0 | 0 | 0
H | 0 | 0 | 0 | 0 | 0 | 0
LFG | 0 | 0 | 0 | 0 | 0 | 0
Nuc | 0 | 0 | 0 | 0 | 0 | 0
PS | 0 | 0 | 0 | 0 | 0 | 0
PV | 0 | 0 | 0 | 0 | 0 | 0
PeakG | 0 | 0 | 0 | 0 | 0 | 0
PeakO | 0 | 0 | 0 | 0 | 0 | 0
ST | 0 | 0 | 0 | 0 | 0 | 0
STOG | 0 | 0 | 0 | 0 | 0 | 0
STWD | 0 | 0 | 0 | 0 | 0 | 0
WT | 0 | 0 | 0 | 0 | 0 | 0
IGCC | 0 | 0 | 0 | 0 | 0 | 0
DemandResponse | 0 | 0 | 0 | 0 | 0 | 0
IGCC-CCS | 0 | 0 | 0 | 0 | 0 | 0
WT_off | 0 | 0 | 0 | 0 | 0 | 0
PseudoUnit | 0 | 0 | 0 | 0 | 0 | 0
FixedInterchange | 0 | 0 | 0 | 0 | 0 | 0
Fuel Cost by Reporting Type: NWPP_Gas
ReportingType | 2015 | 2020 | 2025 | 2030 | 2035 | 2040
BM | 0 | 0 | 0 | 0 | 0 | 0
CC | 1631.63 | 1916.91 | 2189.35 | 3985.96 | 5545.08 | 6798.1
CSP | 0 | 0 | 0 | 0 | 0 | 0
CT | 0 | 0 | 0 | 0 | 0 | 0
Coal | 0 | 0 | 0 | 0 | 0 | 185.19
Geo | 0 | 0 | 0 | 0 | 0 | 0
H | 0 | 0 | 0 | 0 | 0 | 0
LFG | 0 | 0 | 0 | 0 | 0 | 0
Nuc | 0 | 0 | 0 | 0 | 0 | 0
PS | 0 | 0 | 0 | 0 | 0 | 0
PV | 0 | 0 | 0 | 0 | 0 | 0
PeakG | 0 | 0 | 0 | 0 | 0 | 0
PeakO | 0 | 0 | 0 | 0 | 0 | 0
ST | 0 | 0 | 0 | 0 | 0 | 0
STOG | 0 | 0 | 0 | 0 | 0 | 0
STWD | 0 | 0 | 0 | 0 | 0 | 0
WT | 0 | 0 | 0 | 0 | 0 | 0
IGCC | 0 | 0 | 0 | 0 | 0 | 0
DemandResponse | 0 | 0 | 0 | 0 | 0 | 0
IGCC-CCS | 0 | 0 | 0 | 0 | 0 | 0
WT_off | 0 | 0 | 0 | 0 | 0 | 0
PseudoUnit | 0 | 0 | 0 | 0 | 0 | 0
FixedInterchange | 0 | 0 | 0 | 0 | 0 | 0
Fuel Cost by Reporting Type: NWPP_NucRenew
ReportingType | 2015 | 2020 | 2025 | 2030 | 2035 | 2040
BM | 0 | 16.65 | 0 | 16.65 | 16.65 | 16.65
CC | 0 | 0 | 0 | 0 | 0 | 0
CSP | 0 | 0 | 0 | 0 | 0 | 0
CT | 0 | 0 | 0 | 0 | 0 | 0
Coal | 0 | 0 | 0 | 0 | 0 | 0
Geo | 0 | 0 | 0 | 0 | 0 | 0
H | 0 | 0 | 0 | 0 | 0 | 0
LFG | 0.03 | 0.04 | 0.34 | 0.34 | 0.34 | 0.34
Nuc | 71.13 | 72.58 | 77.12 | 78.63 | 78.63 | 78.63
PS | 0 | 0 | 0 | 0 | 0 | 0
PV | 0 | 0 | 0 | 0 | 0 | 0
PeakG | 0 | 0 | 0 | 0 | 0 | 0
PeakO | 0 | 0 | 0 | 0 | 0 | 0
ST | 0 | 0 | 0 | 0 | 0 | 0
STOG | 0 | 0 | 0 | 0 | 0 | 0
STWD | 0 | 4.12 | 0 | 14.63 | 14.63 | 14.62
WT | 0 | 0 | 0 | 0 | 0 | 0
IGCC | 0 | 0 | 0 | 0 | 0 | 0
DemandResponse | 0 | 0 | 0 | 0 | 0 | 0
IGCC-CCS | 0 | 0 | 0 | 0 | 0 | 0
WT_off | 0 | 0 | 0 | 0 | 0 | 0
PseudoUnit | 0 | 0 | 0 | 0 | 0 | 0
FixedInterchange | 0 | 0 | 0 | 0 | 0 | 0
Fuel Cost by Reporting Type: RMPA
ReportingType | 2015 | 2020 | 2025 | 2030 | 2035 | 2040
BM | 0 | 0 | 0 | 0 | 0 | 0
CC | 274.31 | 347.95 | 181.01 | 208.94 | 165.96 | 155.28
CSP | 0 | 0 | 0 | 0 | 0 | 0
CT | 0 | 0 | 0 | 0 | 0 | 0
Coal | 704.94 | 700.42 | 785.46 | 766.41 | 942.93 | 969.29
Geo | 0 | 0 | 0 | 0 | 0 | 0
H | 0 | 0 | 0 | 0 | 0 | 0
LFG | 0 | 0.04 | 0.04 | 0.04 | 0.04 | 0.04
Nuc | 0 | 0 | 0 | 0 | 0 | 0
PS | 0 | 0 | 0 | 0 | 0 | 0
PV | 0 | 0 | 0 | 0 | 0 | 0
PeakG | 0.55 | 2.73 | 0.14 | 7.25 | 6.44 | 6.26
PeakO | 0 | 0 | 0 | 0 | 0 | 0
ST | 0 | 0 | 0 | 0 | 0 | 0
STOG | 0 | 0 | 0 | 0 | 0 | 0
STWD | 0 | 0 | 0 | 0 | 0 | 0
WT | 0 | 0 | 0 | 0 | 0 | 0
IGCC | 0 | 0 | 0 | 0 | 0 | 0
DemandResponse | 0 | 0 | 0 | 0 | 0 | 0
IGCC-CCS | 0 | 0 | 0 | 0 | 0 | 0
WT_off | 0 | 0 | 0 | 0 | 0 | 0
PseudoUnit | 0 | 0 | 0 | 0 | 0 | 0
FixedInterchange | 0 | 0 | 0 | 0 | 0 | 0
Fuel Cost by Reporting Type: SP15
ReportingType | 2015 | 2020 | 2025 | 2030 | 2035 | 2040
BM | 3.07 | 3.07 | 0.08 | 2.72 | 2.24 | 2.24
CC | 1458.81 | 743.8 | 930.15 | 899.68 | 779.48 | 656.22
CSP | 0 | 0 | 0 | 0 | 0 | 0
CT | 0 | 0 | 0 | 0 | 0 | 0
Coal | 5.19 | 5.65 | 5.59 | 4.99 | 0 | 0
Geo | 0 | 0 | 0 | 0 | 0 | 0
H | 0 | 0 | 0 | 0 | 0 | 0
LFG | 0.01 | 0.72 | 0.72 | 0.72 | 0.72 | 0.72
Nuc | 139.02 | 141.86 | 150.73 | 153.67 | 153.67 | 153.67
PS | 0 | 0 | 0 | 0 | 0 | 0
PV | 0 | 0 | 0 | 0 | 0 | 0
PeakG | 0 | 0 | 0 | 0 | 0 | 0
PeakO | 0 | 0 | 0 | 0 | 0 | 0
ST | 0 | 0 | 0 | 0 | 0 | 0
STOG | 10.94 | 13.39 | 4.31 | 11.71 | 26.49 | 49.4
STWD | 62.63 | 62.63 | 1.69 | 38.5 | 38.5 | 33.67
WT | 0 | 0 | 0 | 0 | 0 | 0
IGCC | 0 | 0 | 0 | 0 | 0 | 0
DemandResponse | 0 | 0 | 0 | 0 | 0 | 0
IGCC-CCS | 0 | 0 | 0 | 0 | 0 | 0
WT_off | 0 | 0 | 0 | 0 | 0 | 0
PseudoUnit | 0 | 0 | 0 | 0 | 0 | 0
FixedInterchange | 0 | 0 | 0 | 0 | 0 | 0
Fuel Cost by Reporting Type: ALB
ReportingType | 2015 | 2020 | 2025 | 2030 | 2035 | 2040
BM | 0 | 0 | 0 | 0 | 0 | 0
CC | 628.14 | 949.87 | 1238.52 | 1635.56 | 2111.23 | 2711.82
CSP | 0 | 0 | 0 | 0 | 0 | 0
CT | 0 | 0 | 0 | 0 | 0 | 0
Coal | 287.78 | 306.05 | 352.59 | 459.23 | 464.37 | 222.29
Geo | 0 | 0 | 0 | 0 | 0 | 0
H | 0 | 0 | 0 | 0 | 0 | 0
LFG | 0 | 0 | 0 | 0 | 0 | 0
Nuc | 0 | 0 | 0 | 0 | 0 | 0
PS | 0 | 0 | 0 | 0 | 0 | 0
PV | 0 | 0 | 0 | 0 | 0 | 0
PeakG | 0 | 0 | 0 | 0 | 0 | 0
PeakO | 0 | 0 | 0 | 0 | 0 | 0
ST | 0 | 0 | 0 | 0 | 0 | 0
STOG | 0 | 0 | 0 | 0 | 0 | 0
STWD | 0 | 0 | 0 | 0 | 0 | 0
WT | 0 | 0 | 0 | 0 | 0 | 0
IGCC | 0 | 0 | 0 | 0 | 0 | 0
DemandResponse | 0 | 0 | 0 | 0 | 0 | 0
IGCC-CCS | 0 | 0 | 0 | 0 | 0 | 0
WT_off | 0 | 0 | 0 | 0 | 0 | 0
PseudoUnit | 0 | 0 | 0 | 0 | 0 | 0
FixedInterchange | 0 | 0 | 0 | 0 | 0 | 0
Fuel Cost by Reporting Type: BC
ReportingType | 2015 | 2020 | 2025 | 2030 | 2035 | 2040
BM | 0 | 0 | 0 | 0 | 0 | 0
CC | 306.16 | 474.07 | 730.4 | 976.6 | 1394.37 | 1903.2
CSP | 0 | 0 | 0 | 0 | 0 | 0
CT | 0 | 0 | 0 | 0 | 0 | 0
Coal | 0 | 0 | 0 | 0 | 0 | 0
Geo | 0 | 0 | 0 | 0 | 0 | 0
H | 0 | 0 | 0 | 0 | 0 | 0
LFG | 0 | 0 | 0 | 0 | 0 | 0
Nuc | 0 | 0 | 0 | 0 | 0 | 0
PS | 0 | 0 | 0 | 0 | 0 | 0
PV | 0 | 0 | 0 | 0 | 0 | 0
PeakG | 0 | 0 | 0 | 0 | 0 | 0
PeakO | 0 | 0 | 0 | 0 | 0 | 0
ST | 0 | 0 | 0 | 0 | 0 | 0
STOG | 0 | 0 | 0 | 0 | 0 | 0
STWD | 0 | 0 | 0 | 0 | 0 | 0
WT | 0 | 0 | 0 | 0 | 0 | 0
IGCC | 0 | 0 | 0 | 0 | 0 | 0
DemandResponse | 0 | 0 | 0 | 0 | 0 | 0
IGCC-CCS | 0 | 0 | 0 | 0 | 0 | 0
WT_off | 0 | 0 | 0 | 0 | 0 | 0
PseudoUnit | 0 | 0 | 0 | 0 | 0 | 0
FixedInterchange | 0 | 0 | 0 | 0 | 0 | 0
Fuel Cost by Reporting Type: HQ_IESO
ReportingType | 2015 | 2020 | 2025 | 2030 | 2035 | 2040
BM | 0 | 0 | 0 | 0 | 0 | 0
CC | 0 | 0 | 0 | 0 | 0 | 0
CSP | 0 | 0 | 0 | 0 | 0 | 0
CT | 0 | 0 | 0 | 0 | 0 | 0
Coal | 0 | 0 | 0 | 0 | 0 | 0
Geo | 0 | 0 | 0 | 0 | 0 | 0
H | 0 | 0 | 0 | 0 | 0 | 0
LFG | 0 | 0 | 0 | 0 | 0 | 0
Nuc | 0 | 0 | 0 | 0 | 0 | 0
PS | 0 | 0 | 0 | 0 | 0 | 0
PV | 0 | 0 | 0 | 0 | 0 | 0
PeakG | 0 | 0 | 0 | 0 | 0 | 0
PeakO | 0 | 0 | 0 | 0 | 0 | 0
ST | 0 | 0 | 0 | 0 | 0 | 0
STOG | 0 | 0 | 0 | 0 | 0 | 0
STWD | 0 | 0 | 0 | 0 | 0 | 0
WT | 0 | 0 | 0 | 0 | 0 | 0
IGCC | 0 | 0 | 0 | 0 | 0 | 0
DemandResponse | 0 | 0 | 0 | 0 | 0 | 0
IGCC-CCS | 0 | 0 | 0 | 0 | 0 | 0
WT_off | 0 | 0 | 0 | 0 | 0 | 0
PseudoUnit | 0 | 0 | 0 | 0 | 0 | 0
FixedInterchange | 0 | 0 | 0 | 0 | 0 | 0
Fuel Cost by Reporting Type: HQ_NEISO
ReportingType | 2015 | 2020 | 2025 | 2030 | 2035 | 2040
BM | 0 | 0 | 0 | 0 | 0 | 0
CC | 0 | 0 | 0 | 0 | 0 | 0
CSP | 0 | 0 | 0 | 0 | 0 | 0
CT | 0 | 0 | 0 | 0 | 0 | 0
Coal | 0 | 0 | 0 | 0 | 0 | 0
Geo | 0 | 0 | 0 | 0 | 0 | 0
H | 0 | 0 | 0 | 0 | 0 | 0
LFG | 0 | 0 | 0 | 0 | 0 | 0
Nuc | 0 | 0 | 0 | 0 | 0 | 0
PS | 0 | 0 | 0 | 0 | 0 | 0
PV | 0 | 0 | 0 | 0 | 0 | 0
PeakG | 0 | 0 | 0 | 0 | 0 | 0
PeakO | 0 | 0 | 0 | 0 | 0 | 0
ST | 0 | 0 | 0 | 0 | 0 | 0
STOG | 0 | 0 | 0 | 0 | 0 | 0
STWD | 0 | 0 | 0 | 0 | 0 | 0
WT | 0 | 0 | 0 | 0 | 0 | 0
IGCC | 0 | 0 | 0 | 0 | 0 | 0
DemandResponse | 0 | 0 | 0 | 0 | 0 | 0
IGCC-CCS | 0 | 0 | 0 | 0 | 0 | 0
WT_off | 0 | 0 | 0 | 0 | 0 | 0
PseudoUnit | 0 | 0 | 0 | 0 | 0 | 0
FixedInterchange | 0 | 0 | 0 | 0 | 0 | 0
Fuel Cost by Reporting Type: HQ_NY
ReportingType | 2015 | 2020 | 2025 | 2030 | 2035 | 2040
BM | 0 | 0 | 0 | 0 | 0 | 0
CC | 0 | 0 | 0 | 0 | 0 | 0
CSP | 0 | 0 | 0 | 0 | 0 | 0
CT | 0 | 0 | 0 | 0 | 0 | 0
Coal | 0 | 0 | 0 | 0 | 0 | 0
Geo | 0 | 0 | 0 | 0 | 0 | 0
H | 0 | 0 | 0 | 0 | 0 | 0
LFG | 0 | 0 | 0 | 0 | 0 | 0
Nuc | 0 | 0 | 0 | 0 | 0 | 0
PS | 0 | 0 | 0 | 0 | 0 | 0
PV | 0 | 0 | 0 | 0 | 0 | 0
PeakG | 0 | 0 | 0 | 0 | 0 | 0
PeakO | 0 | 0 | 0 | 0 | 0 | 0
ST | 0 | 0 | 0 | 0 | 0 | 0
STOG | 0 | 0 | 0 | 0 | 0 | 0
STWD | 0 | 0 | 0 | 0 | 0 | 0
WT | 0 | 0 | 0 | 0 | 0 | 0
IGCC | 0 | 0 | 0 | 0 | 0 | 0
DemandResponse | 0 | 0 | 0 | 0 | 0 | 0
IGCC-CCS | 0 | 0 | 0 | 0 | 0 | 0
WT_off | 0 | 0 | 0 | 0 | 0 | 0
PseudoUnit | 0 | 0 | 0 | 0 | 0 | 0
FixedInterchange | 0 | 0 | 0 | 0 | 0 | 0
Fuel Cost by Reporting Type: MARITIMES
ReportingType | 2015 | 2020 | 2025 | 2030 | 2035 | 2040
BM | 0 | 0 | 0 | 0 | 0 | 0
CC | 0 | 0 | 0 | 0 | 0 | 0
CSP | 0 | 0 | 0 | 0 | 0 | 0
CT | 0 | 0 | 0 | 0 | 0 | 0
Coal | 0 | 0 | 0 | 0 | 0 | 0
Geo | 0 | 0 | 0 | 0 | 0 | 0
H | 0 | 0 | 0 | 0 | 0 | 0
LFG | 0 | 0 | 0 | 0 | 0 | 0
Nuc | 0 | 0 | 0 | 0 | 0 | 0
PS | 0 | 0 | 0 | 0 | 0 | 0
PV | 0 | 0 | 0 | 0 | 0 | 0
PeakG | 0 | 0 | 0 | 0 | 0 | 0
PeakO | 0 | 0 | 0 | 0 | 0 | 0
ST | 0 | 0 | 0 | 0 | 0 | 0
STOG | 0 | 0 | 0 | 0 | 0 | 0
STWD | 0 | 0 | 0 | 0 | 0 | 0
WT | 0 | 0 | 0 | 0 | 0 | 0
IGCC | 0 | 0 | 0 | 0 | 0 | 0
DemandResponse | 0 | 0 | 0 | 0 | 0 | 0
IGCC-CCS | 0 | 0 | 0 | 0 | 0 | 0
WT_off | 0 | 0 | 0 | 0 | 0 | 0
PseudoUnit | 0 | 0 | 0 | 0 | 0 | 0
FixedInterchange | 0 | 0 | 0 | 0 | 0 | 0
Fuel Cost by Reporting Type: All
ReportingType | 2015 | 2020 | 2025 | 2030 | 2035 | 2040
BM | 150.67 | 362.35 | 617.94 | 719.7 | 840.85 | 878.47
CC | 39804.15 | 43588.47 | 49430.24 | 59681.52 | 78617.59 | 94886.92
CSP | 0 | 0 | 0 | 0 | 0 | 0
CT | 51.21 | 124.79 | 158.4 | 178.46 | 243.03 | 357.6
Coal | 37426.59 | 39648.2 | 44655.79 | 47199.87 | 51525.32 | 56102.88
Geo | 0 | 0 | 0 | 0 | 0 | 0
H | 0 | 0 | 0 | 0 | 0 | 0
LFG | 0.25 | 2.74 | 5.56 | 6.49 | 6.49 | 6.49
Nuc | 7711.69 | 8128.82 | 8636.85 | 8698.16 | 6764.5 | 5326.78
PS | 0 | 0 | 0 | 0 | 0 | 0
PV | 0 | 0 | 0 | 0 | 0 | 0
PeakG | 163.45 | 241.44 | 469.41 | 562.85 | 637.21 | 560.56
PeakO | 0 | 0 | 0 | 0 | 0 | 0
ST | 0 | 0 | 0 | 0 | 0 | 0
STOG | 751.05 | 903.2 | 1202.96 | 1268.88 | 1342.27 | 1380.5
STWD | 825.75 | 696.71 | 248.1 | 609.11 | 673.62 | 693.56
WT | 0 | 0 | 0 | 0 | 0 | 0
IGCC | 87.5 | 87.33 | 92.54 | 98.54 | 105.04 | 111.6
DemandResponse | 0 | 0 | 0 | 0 | 0 | 0
IGCC-CCS | 0 | 0 | 0 | 0 | 0 | 0
WT_off | 0 | 0 | 0 | 0 | 0 | 0
PseudoUnit | 0 | 0 | 0 | 0 | 0 | 0
FixedInterchange | 0 | 0 | 0 | 0 | 0 | 0
Fuel Cost by Reporting Type: EI_US
ReportingType | 2015 | 2020 | 2025 | 2030 | 2035 | 2040
BM | 147.6 | 342.63 | 617.54 | 699.14 | 811.32 | 852.44
CC | 24433.93 | 26870.68 | 29961.3 | 35886.1 | 48576.3 | 60317.53
CSP | 0 | 0 | 0 | 0 | 0 | 0
CT | 51.21 | 124.5 | 152.06 | 167.65 | 239.74 | 343.49
Coal | 31635.97 | 32815.61 | 36624.68 | 38999.48 | 42816.51 | 46109.05
Geo | 0 | 0 | 0 | 0 | 0 | 0
H | 0 | 0 | 0 | 0 | 0 | 0
LFG | 0.18 | 1.12 | 3.61 | 4.11 | 4.11 | 4.11
Nuc | 5902.64 | 6282.88 | 6675.54 | 6698.54 | 4839.59 | 3513.57
PS | 0 | 0 | 0 | 0 | 0 | 0
PV | 0 | 0 | 0 | 0 | 0 | 0
PeakG | 162.9 | 238 | 445.5 | 517.18 | 589.57 | 547.03
PeakO | 0 | 0 | 0 | 0 | 0 | 0
ST | 0 | 0 | 0 | 0 | 0 | 0
STOG | 527.96 | 589.37 | 726.85 | 773.11 | 822.67 | 854.49
STWD | 507.13 | 373.96 | 245.01 | 403.53 | 466.82 | 486.53
WT | 0 | 0 | 0 | 0 | 0 | 0
IGCC | 87.5 | 87.33 | 92.54 | 98.54 | 105.04 | 111.6
DemandResponse | 0 | 0 | 0 | 0 | 0 | 0
IGCC-CCS | 0 | 0 | 0 | 0 | 0 | 0
WT_off | 0 | 0 | 0 | 0 | 0 | 0
PseudoUnit | 0 | 0 | 0 | 0 | 0 | 0
FixedInterchange | 0 | 0 | 0 | 0 | 0 | 0
Fuel Cost by Reporting Type: EI_Canada
ReportingType | 2015 | 2020 | 2025 | 2030 | 2035 | 2040
BM | 0 | 0 | 0 | 0 | 0.26 | 0.26
CC | 305.94 | 439.09 | 567.19 | 734.78 | 1380 | 2298.52
CSP | 0 | 0 | 0 | 0 | 0 | 0
CT | 0 | 0 | 0 | 0.22 | 2.68 | 13.43
Coal | 6.27 | 12.28 | 29.96 | 111.99 | 212.46 | 250.37
Geo | 0 | 0 | 0 | 0 | 0 | 0
H | 0 | 0 | 0 | 0 | 0 | 0
LFG | 0.02 | 0.02 | 0.02 | 0.02 | 0.02 | 0.02
Nuc | 854.23 | 871.65 | 926.13 | 944.22 | 869.51 | 757.82
PS | 0 | 0 | 0 | 0 | 0 | 0
PV | 0 | 0 | 0 | 0 | 0 | 0
PeakG | 0 | 0 | 0.03 | 0.49 | 1.12 | 1.16
PeakO | 0 | 0 | 0 | 0 | 0 | 0
ST | 0 | 0 | 0 | 0 | 0 | 0
STOG | 0 | 0 | 0 | 0 | 0 | 0
STWD | 0 | 0 | 0 | 0 | 0 | 0
WT | 0 | 0 | 0 | 0 | 0 | 0
IGCC | 0 | 0 | 0 | 0 | 0 | 0
DemandResponse | 0 | 0 | 0 | 0 | 0 | 0
IGCC-CCS | 0 | 0 | 0 | 0 | 0 | 0
WT_off | 0 | 0 | 0 | 0 | 0 | 0
PseudoUnit | 0 | 0 | 0 | 0 | 0 | 0
FixedInterchange | 0 | 0 | 0 | 0 | 0 | 0
Fuel Cost by Reporting Type: EI
ReportingType | 2015 | 2020 | 2025 | 2030 | 2035 | 2040
BM | 147.6 | 342.63 | 617.54 | 699.14 | 811.57 | 852.69
CC | 24739.87 | 27309.77 | 30528.48 | 36620.88 | 49956.3 | 62616.05
CSP | 0 | 0 | 0 | 0 | 0 | 0
CT | 51.21 | 124.5 | 152.06 | 167.87 | 242.42 | 356.92
Coal | 31642.24 | 32827.89 | 36654.64 | 39111.47 | 43028.97 | 46359.42
Geo | 0 | 0 | 0 | 0 | 0 | 0
H | 0 | 0 | 0 | 0 | 0 | 0
LFG | 0.2 | 1.14 | 3.63 | 4.13 | 4.13 | 4.13
Nuc | 6756.88 | 7154.54 | 7601.67 | 7642.76 | 5709.1 | 4271.39
PS | 0 | 0 | 0 | 0 | 0 | 0
PV | 0 | 0 | 0 | 0 | 0 | 0
PeakG | 162.9 | 238 | 445.53 | 517.67 | 590.69 | 548.19
PeakO | 0 | 0 | 0 | 0 | 0 | 0
ST | 0 | 0 | 0 | 0 | 0 | 0
STOG | 527.96 | 589.37 | 726.85 | 773.11 | 822.67 | 854.49
STWD | 507.13 | 373.96 | 245.01 | 403.53 | 466.82 | 486.53
WT | 0 | 0 | 0 | 0 | 0 | 0
IGCC | 87.5 | 87.33 | 92.54 | 98.54 | 105.04 | 111.6
DemandResponse | 0 | 0 | 0 | 0 | 0 | 0
IGCC-CCS | 0 | 0 | 0 | 0 | 0 | 0
WT_off | 0 | 0 | 0 | 0 | 0 | 0
PseudoUnit | 0 | 0 | 0 | 0 | 0 | 0
FixedInterchange | 0 | 0 | 0 | 0 | 0 | 0
Fuel Cost by Reporting Type: Outside_EI
ReportingType | 2015 | 2020 | 2025 | 2030 | 2035 | 2040
BM | 3.07 | 19.72 | 0.4 | 20.56 | 29.28 | 25.78
CC | 15064.28 | 16278.7 | 18901.75 | 23060.64 | 28661.29 | 32270.87
CSP | 0 | 0 | 0 | 0 | 0 | 0
CT | 0 | 0.29 | 6.34 | 10.58 | 0.61 | 0.68
Coal | 5784.35 | 6820.31 | 8001.14 | 8088.4 | 8496.35 | 9743.46
Geo | 0 | 0 | 0 | 0 | 0 | 0
H | 0 | 0 | 0 | 0 | 0 | 0
LFG | 0.05 | 1.6 | 1.93 | 2.36 | 2.36 | 2.36
Nuc | 954.81 | 974.28 | 1035.18 | 1055.4 | 1055.4 | 1055.4
PS | 0 | 0 | 0 | 0 | 0 | 0
PV | 0 | 0 | 0 | 0 | 0 | 0
PeakG | 0.55 | 3.44 | 23.87 | 45.18 | 46.51 | 12.37
PeakO | 0 | 0 | 0 | 0 | 0 | 0
ST | 0 | 0 | 0 | 0 | 0 | 0
STOG | 223.08 | 313.83 | 476.1 | 495.77 | 519.6 | 526.01
STWD | 318.62 | 322.75 | 3.09 | 205.58 | 206.79 | 207.03
WT | 0 | 0 | 0 | 0 | 0 | 0
IGCC | 0 | 0 | 0 | 0 | 0 | 0
DemandResponse | 0 | 0 | 0 | 0 | 0 | 0
IGCC-CCS | 0 | 0 | 0 | 0 | 0 | 0
WT_off | 0 | 0 | 0 | 0 | 0 | 0
PseudoUnit | 0 | 0 | 0 | 0 | 0 | 0
FixedInterchange | 0 | 0 | 0 | 0 | 0 | 0
#7 | Emission Cost ($million)
==== Emission Program: TitleIV_CAIRSO2 : (SO2) ====
Emission Cost by Reporting Type: Entergy
ReportingType | 2015 | 2020 | 2025 | 2030 | 2035 | 2040
BM | 0 | 0 | 0 | 0 | 0 | 0
CC | 0 | 0 | 0 | 0 | 0 | 0
CSP | 0 | 0 | 0 | 0 | 0 | 0
CT | 0 | 0 | 0 | 0 | 0 | 0
Coal | 47.57 | 60.84 | 77.65 | 99.06 | 126.48 | 0
Geo | 0 | 0 | 0 | 0 | 0 | 0
H | 0 | 0 | 0 | 0 | 0 | 0
LFG | 0 | 0 | 0 | 0 | 0 | 0
Nuc | 0 | 0 | 0 | 0 | 0 | 0
PS | 0 | 0 | 0 | 0 | 0 | 0
PV | 0 | 0 | 0 | 0 | 0 | 0
PeakG | 0 | 0 | 0 | 0 | 0 | 0
PeakO | 0 | 0 | 0 | 0 | 0 | 0
ST | 0 | 0 | 0 | 0 | 0 | 0
STOG | 0 | 0 | 0 | 0 | 0 | 0
STWD | 0 | 0 | 0 | 0 | 0 | 0
WT | 0 | 0 | 0 | 0 | 0 | 0
IGCC | 0 | 0 | 0 | 0 | 0 | 0
DemandResponse | 0 | 0 | 0 | 0 | 0 | 0
IGCC-CCS | 0 | 0 | 0 | 0 | 0 | 0
WT_off | 0 | 0 | 0 | 0 | 0 | 0
PseudoUnit | 0 | 0 | 0 | 0 | 0 | 0
FixedInterchange | 0 | 0 | 0 | 0 | 0 | 0
Emission Cost by Reporting Type: FRCC
ReportingType | 2015 | 2020 | 2025 | 2030 | 2035 | 2040
BM | 0 | 0 | 0 | 0 | 0 | 0
CC | 0 | 0 | 0 | 0 | 0 | 0
CSP | 0 | 0 | 0 | 0 | 0 | 0
CT | 0 | 0 | 0 | 0 | 0 | 0
Coal | 26.39 | 14.4 | 27.73 | 31.38 | 37.28 | 0
Geo | 0 | 0 | 0 | 0 | 0 | 0
H | 0 | 0 | 0 | 0 | 0 | 0
LFG | 0 | 0 | 0 | 0 | 0 | 0
Nuc | 0 | 0 | 0 | 0 | 0 | 0
PS | 0 | 0 | 0 | 0 | 0 | 0
PV | 0 | 0 | 0 | 0 | 0 | 0
PeakG | 0 | 0 | 0 | 0 | 0 | 0
PeakO | 0 | 0 | 0 | 0 | 0 | 0
ST | 0 | 0 | 0 | 0 | 0 | 0
STOG | 0 | 0 | 0 | 0 | 0 | 0
STWD | 0 | 0 | 0 | 0 | 0 | 0
WT | 0 | 0 | 0 | 0 | 0 | 0
IGCC | 0 | 0 | 0 | 0 | 0 | 0
DemandResponse | 0 | 0 | 0 | 0 | 0 | 0
IGCC-CCS | 0 | 0 | 0 | 0 | 0 | 0
WT_off | 0 | 0 | 0 | 0 | 0 | 0
PseudoUnit | 0 | 0 | 0 | 0 | 0 | 0
FixedInterchange | 0 | 0 | 0 | 0 | 0 | 0
Emission Cost by Reporting Type: MAPP_US
ReportingType | 2015 | 2020 | 2025 | 2030 | 2035 | 2040
BM | 0 | 0 | 0 | 0 | 0 | 0
CC | 0 | 0 | 0 | 0 | 0 | 0
CSP | 0 | 0 | 0 | 0 | 0 | 0
CT | 0 | 0 | 0 | 0 | 0 | 0
Coal | 4.79 | 6.17 | 7.88 | 10.06 | 12.84 | 0
Geo | 0 | 0 | 0 | 0 | 0 | 0
H | 0 | 0 | 0 | 0 | 0 | 0
LFG | 0 | 0 | 0 | 0 | 0 | 0
Nuc | 0 | 0 | 0 | 0 | 0 | 0
PS | 0 | 0 | 0 | 0 | 0 | 0
PV | 0 | 0 | 0 | 0 | 0 | 0
PeakG | 0 | 0 | 0 | 0 | 0 | 0
PeakO | 0 | 0 | 0 | 0 | 0 | 0
ST | 0 | 0 | 0 | 0 | 0 | 0
STOG | 0 | 0 | 0 | 0 | 0 | 0
STWD | 0 | 0 | 0 | 0 | 0 | 0
WT | 0 | 0 | 0 | 0 | 0 | 0
IGCC | 0 | 0 | 0 | 0 | 0 | 0
DemandResponse | 0 | 0 | 0 | 0 | 0 | 0
IGCC-CCS | 0 | 0 | 0 | 0 | 0 | 0
WT_off | 0 | 0 | 0 | 0 | 0 | 0
PseudoUnit | 0 | 0 | 0 | 0 | 0 | 0
FixedInterchange | 0 | 0 | 0 | 0 | 0 | 0
Emission Cost by Reporting Type: MISO_IN
ReportingType | 2015 | 2020 | 2025 | 2030 | 2035 | 2040
BM | 0 | 0 | 0 | 0 | 0 | 0
CC | 0 | 0 | 0 | 0 | 0 | 0
CSP | 0 | 0 | 0 | 0 | 0 | 0
CT | 0 | 0 | 0 | 0 | 0 | 0
Coal | 73.34 | 100.23 | 132.29 | 131.64 | 149.6 | 0
Geo | 0 | 0 | 0 | 0 | 0 | 0
H | 0 | 0 | 0 | 0 | 0 | 0
LFG | 0 | 0 | 0 | 0 | 0 | 0
Nuc | 0 | 0 | 0 | 0 | 0 | 0
PS | 0 | 0 | 0 | 0 | 0 | 0
PV | 0 | 0 | 0 | 0 | 0 | 0
PeakG | 0 | 0 | 0 | 0 | 0 | 0
PeakO | 0 | 0 | 0 | 0 | 0 | 0
ST | 0 | 0 | 0 | 0 | 0 | 0
STOG | 0 | 0 | 0 | 0 | 0 | 0
STWD | 0 | 0 | 0 | 0 | 0 | 0
WT | 0 | 0 | 0 | 0 | 0 | 0
IGCC | 0.68 | 0.87 | 1.11 | 1.42 | 1.82 | 0
DemandResponse | 0 | 0 | 0 | 0 | 0 | 0
IGCC-CCS | 0 | 0 | 0 | 0 | 0 | 0
WT_off | 0 | 0 | 0 | 0 | 0 | 0
PseudoUnit | 0 | 0 | 0 | 0 | 0 | 0
FixedInterchange | 0 | 0 | 0 | 0 | 0 | 0
Emission Cost by Reporting Type: MISO_MI
ReportingType | 2015 | 2020 | 2025 | 2030 | 2035 | 2040
BM | 0 | 0 | 0 | 0 | 0 | 0
CC | 0 | 0 | 0 | 0 | 0 | 0
CSP | 0 | 0 | 0 | 0 | 0 | 0
CT | 0 | 0 | 0 | 0 | 0 | 0
Coal | 79.63 | 105.93 | 138.67 | 178.84 | 229.09 | 0
Geo | 0 | 0 | 0 | 0 | 0 | 0
H | 0 | 0 | 0 | 0 | 0 | 0
LFG | 0 | 0 | 0 | 0 | 0 | 0
Nuc | 0 | 0 | 0 | 0 | 0 | 0
PS | 0 | 0 | 0 | 0 | 0 | 0
PV | 0 | 0 | 0 | 0 | 0 | 0
PeakG | 0 | 0 | 0 | 0 | 0 | 0
PeakO | 0 | 0 | 0 | 0 | 0 | 0
ST | 0 | 0 | 0 | 0 | 0 | 0
STOG | 0 | 0 | 0 | 0 | 0 | 0
STWD | 0 | 0 | 0 | 0 | 0 | 0
WT | 0 | 0 | 0 | 0 | 0 | 0
IGCC | 0 | 0 | 0 | 0 | 0 | 0
DemandResponse | 0 | 0 | 0 | 0 | 0 | 0
IGCC-CCS | 0 | 0 | 0 | 0 | 0 | 0
WT_off | 0 | 0 | 0 | 0 | 0 | 0
PseudoUnit | 0 | 0 | 0 | 0 | 0 | 0
FixedInterchange | 0 | 0 | 0 | 0 | 0 | 0
Emission Cost by Reporting Type: MISO_MO-IL
ReportingType | 2015 | 2020 | 2025 | 2030 | 2035 | 2040
BM | 0 | 0 | 0 | 0 | 0 | 0
CC | 0 | 0 | 0 | 0 | 0 | 0
CSP | 0 | 0 | 0 | 0 | 0 | 0
CT | 0 | 0 | 0 | 0 | 0 | 0
Coal | 86.64 | 113.74 | 147.59 | 189.84 | 231.92 | 0
Geo | 0 | 0 | 0 | 0 | 0 | 0
H | 0 | 0 | 0 | 0 | 0 | 0
LFG | 0 | 0 | 0 | 0 | 0 | 0
Nuc | 0 | 0 | 0 | 0 | 0 | 0
PS | 0 | 0 | 0 | 0 | 0 | 0
PV | 0 | 0 | 0 | 0 | 0 | 0
PeakG | 0 | 0 | 0 | 0 | 0 | 0
PeakO | 0 | 0 | 0 | 0 | 0 | 0
ST | 0 | 0 | 0 | 0 | 0 | 0
STOG | 0 | 0 | 0 | 0 | 0 | 0
STWD | 0 | 0 | 0 | 0 | 0 | 0
WT | 0 | 0 | 0 | 0 | 0 | 0
IGCC | 0 | 0 | 0 | 0 | 0 | 0
DemandResponse | 0 | 0 | 0 | 0 | 0 | 0
IGCC-CCS | 0 | 0 | 0 | 0 | 0 | 0
WT_off | 0 | 0 | 0 | 0 | 0 | 0
PseudoUnit | 0 | 0 | 0 | 0 | 0 | 0
FixedInterchange | 0 | 0 | 0 | 0 | 0 | 0
Emission Cost by Reporting Type: MISO_W
ReportingType | 2015 | 2020 | 2025 | 2030 | 2035 | 2040
BM | 0 | 0 | 0 | 0 | 0 | 0
CC | 0 | 0 | 0 | 0 | 0 | 0
CSP | 0 | 0 | 0 | 0 | 0 | 0
CT | 0 | 0 | 0 | 0 | 0 | 0
Coal | 71.72 | 92.24 | 118.78 | 152.65 | 194.92 | 0
Geo | 0 | 0 | 0 | 0 | 0 | 0
H | 0 | 0 | 0 | 0 | 0 | 0
LFG | 0 | 0 | 0 | 0 | 0 | 0
Nuc | 0 | 0 | 0 | 0 | 0 | 0
PS | 0 | 0 | 0 | 0 | 0 | 0
PV | 0 | 0 | 0 | 0 | 0 | 0
PeakG | 0 | 0 | 0 | 0 | 0 | 0
PeakO | 0 | 0 | 0 | 0 | 0 | 0
ST | 0 | 0 | 0 | 0 | 0 | 0
STOG | 0 | 0 | 0 | 0 | 0 | 0
STWD | 0 | 0 | 0 | 0 | 0 | 0
WT | 0 | 0 | 0 | 0 | 0 | 0
IGCC | 0 | 0 | 0 | 0 | 0 | 0
DemandResponse | 0 | 0 | 0 | 0 | 0 | 0
IGCC-CCS | 0 | 0 | 0 | 0 | 0 | 0
WT_off | 0 | 0 | 0 | 0 | 0 | 0
PseudoUnit | 0 | 0 | 0 | 0 | 0 | 0
FixedInterchange | 0 | 0 | 0 | 0 | 0 | 0
Emission Cost by Reporting Type: MISO_WUMS
ReportingType | 2015 | 2020 | 2025 | 2030 | 2035 | 2040
BM | 0 | 0 | 0 | 0 | 0 | 0
CC | 0 | 0 | 0 | 0 | 0 | 0
CSP | 0 | 0 | 0 | 0 | 0 | 0
CT | 0 | 0 | 0 | 0 | 0 | 0
Coal | 17.68 | 28.33 | 33.83 | 47.57 | 61.91 | 0
Geo | 0 | 0 | 0 | 0 | 0 | 0
H | 0 | 0 | 0 | 0 | 0 | 0
LFG | 0 | 0 | 0 | 0 | 0 | 0
Nuc | 0 | 0 | 0 | 0 | 0 | 0
PS | 0 | 0 | 0 | 0 | 0 | 0
PV | 0 | 0 | 0 | 0 | 0 | 0
PeakG | 0 | 0 | 0 | 0 | 0 | 0
PeakO | 0 | 0 | 0 | 0 | 0 | 0
ST | 0 | 0 | 0 | 0 | 0 | 0
STOG | 0 | 0 | 0 | 0 | 0 | 0
STWD | 0 | 0 | 0 | 0 | 0 | 0
WT | 0 | 0 | 0 | 0 | 0 | 0
IGCC | 0 | 0 | 0 | 0 | 0 | 0
DemandResponse | 0 | 0 | 0 | 0 | 0 | 0
IGCC-CCS | 0 | 0 | 0 | 0 | 0 | 0
WT_off | 0 | 0 | 0 | 0 | 0 | 0
PseudoUnit | 0 | 0 | 0 | 0 | 0 | 0
FixedInterchange | 0 | 0 | 0 | 0 | 0 | 0
Emission Cost by Reporting Type: Nebraska
ReportingType | 2015 | 2020 | 2025 | 2030 | 2035 | 2040
BM | 0 | 0 | 0 | 0 | 0 | 0
CC | 0 | 0 | 0 | 0 | 0 | 0
CSP | 0 | 0 | 0 | 0 | 0 | 0
CT | 0 | 0 | 0 | 0 | 0 | 0
Coal | 12.35 | 15.76 | 20.12 | 25.68 | 33.08 | 0
Geo | 0 | 0 | 0 | 0 | 0 | 0
H | 0 | 0 | 0 | 0 | 0 | 0
LFG | 0 | 0 | 0 | 0 | 0 | 0
Nuc | 0 | 0 | 0 | 0 | 0 | 0
PS | 0 | 0 | 0 | 0 | 0 | 0
PV | 0 | 0 | 0 | 0 | 0 | 0
PeakG | 0 | 0 | 0 | 0 | 0 | 0
PeakO | 0 | 0 | 0 | 0 | 0 | 0
ST | 0 | 0 | 0 | 0 | 0 | 0
STOG | 0 | 0 | 0 | 0 | 0 | 0
STWD | 0 | 0 | 0 | 0 | 0 | 0
WT | 0 | 0 | 0 | 0 | 0 | 0
IGCC | 0 | 0 | 0 | 0 | 0 | 0
DemandResponse | 0 | 0 | 0 | 0 | 0 | 0
IGCC-CCS | 0 | 0 | 0 | 0 | 0 | 0
WT_off | 0 | 0 | 0 | 0 | 0 | 0
PseudoUnit | 0 | 0 | 0 | 0 | 0 | 0
FixedInterchange | 0 | 0 | 0 | 0 | 0 | 0
Emission Cost by Reporting Type: NEISO
ReportingType | 2015 | 2020 | 2025 | 2030 | 2035 | 2040
BM | 0 | 0 | 0 | 0 | 0 | 0
CC | 0 | 0 | 0 | 0 | 0 | 0
CSP | 0 | 0 | 0 | 0 | 0 | 0
CT | 0 | 0 | 0 | 0 | 0 | 0
Coal | 0 | 0 | 0 | 0 | 0 | 0
Geo | 0 | 0 | 0 | 0 | 0 | 0
H | 0 | 0 | 0 | 0 | 0 | 0
LFG | 0 | 0 | 0 | 0 | 0 | 0
Nuc | 0 | 0 | 0 | 0 | 0 | 0
PS | 0 | 0 | 0 | 0 | 0 | 0
PV | 0 | 0 | 0 | 0 | 0 | 0
PeakG | 0 | 0 | 0 | 0 | 0 | 0
PeakO | 0 | 0 | 0 | 0 | 0 | 0
ST | 0 | 0 | 0 | 0 | 0 | 0
STOG | 0 | 0 | 0 | 0 | 0 | 0
STWD | 0 | 0 | 0 | 0 | 0 | 0
WT | 0 | 0 | 0 | 0 | 0 | 0
IGCC | 0 | 0 | 0 | 0 | 0 | 0
DemandResponse | 0 | 0 | 0 | 0 | 0 | 0
IGCC-CCS | 0 | 0 | 0 | 0 | 0 | 0
WT_off | 0 | 0 | 0 | 0 | 0 | 0
PseudoUnit | 0 | 0 | 0 | 0 | 0 | 0
FixedInterchange | 0 | 0 | 0 | 0 | 0 | 0
Emission Cost by Reporting Type: NonRTO_Midwest
ReportingType | 2015 | 2020 | 2025 | 2030 | 2035 | 2040
BM | 0 | 0 | 0 | 0 | 0 | 0
CC | 0 | 0 | 0 | 0 | 0 | 0
CSP | 0 | 0 | 0 | 0 | 0 | 0
CT | 0 | 0 | 0 | 0 | 0 | 0
Coal | 33.1 | 52.38 | 66.91 | 63.55 | 87.09 | 0
Geo | 0 | 0 | 0 | 0 | 0 | 0
H | 0 | 0 | 0 | 0 | 0 | 0
LFG | 0 | 0 | 0 | 0 | 0 | 0
Nuc | 0 | 0 | 0 | 0 | 0 | 0
PS | 0 | 0 | 0 | 0 | 0 | 0
PV | 0 | 0 | 0 | 0 | 0 | 0
PeakG | 0 | 0 | 0 | 0 | 0 | 0
PeakO | 0 | 0 | 0 | 0 | 0 | 0
ST | 0 | 0 | 0 | 0 | 0 | 0
STOG | 0 | 0 | 0 | 0 | 0 | 0
STWD | 0 | 0 | 0 | 0 | 0 | 0
WT | 0 | 0 | 0 | 0 | 0 | 0
IGCC | 0 | 0 | 0 | 0 | 0 | 0
DemandResponse | 0 | 0 | 0 | 0 | 0 | 0
IGCC-CCS | 0 | 0 | 0 | 0 | 0 | 0
WT_off | 0 | 0 | 0 | 0 | 0 | 0
PseudoUnit | 0 | 0 | 0 | 0 | 0 | 0
FixedInterchange | 0 | 0 | 0 | 0 | 0 | 0
Emission Cost by Reporting Type: NYISO_A-F
ReportingType | 2015 | 2020 | 2025 | 2030 | 2035 | 2040
BM | 0 | 0 | 0 | 0 | 0 | 0
CC | 0 | 0 | 0 | 0 | 0 | 0
CSP | 0 | 0 | 0 | 0 | 0 | 0
CT | 0 | 0 | 0 | 0 | 0 | 0
Coal | 0 | 0 | 0 | 0 | 0 | 0
Geo | 0 | 0 | 0 | 0 | 0 | 0
H | 0 | 0 | 0 | 0 | 0 | 0
LFG | 0 | 0 | 0 | 0 | 0 | 0
Nuc | 0 | 0 | 0 | 0 | 0 | 0
PS | 0 | 0 | 0 | 0 | 0 | 0
PV | 0 | 0 | 0 | 0 | 0 | 0
PeakG | 0 | 0 | 0 | 0 | 0 | 0
PeakO | 0 | 0 | 0 | 0 | 0 | 0
ST | 0 | 0 | 0 | 0 | 0 | 0
STOG | 0 | 0 | 0 | 0 | 0 | 0
STWD | 0 | 0 | 0 | 0 | 0 | 0
WT | 0 | 0 | 0 | 0 | 0 | 0
IGCC | 0 | 0 | 0 | 0 | 0 | 0
DemandResponse | 0 | 0 | 0 | 0 | 0 | 0
IGCC-CCS | 0 | 0 | 0 | 0 | 0 | 0
WT_off | 0 | 0 | 0 | 0 | 0 | 0
PseudoUnit | 0 | 0 | 0 | 0 | 0 | 0
FixedInterchange | 0 | 0 | 0 | 0 | 0 | 0
Emission Cost by Reporting Type: NYISO_G-I
ReportingType | 2015 | 2020 | 2025 | 2030 | 2035 | 2040
BM | 0 | 0 | 0 | 0 | 0 | 0
CC | 0 | 0 | 0 | 0 | 0 | 0
CSP | 0 | 0 | 0 | 0 | 0 | 0
CT | 0 | 0 | 0 | 0 | 0 | 0
Coal | 0 | 0 | 0 | 0 | 0 | 0
Geo | 0 | 0 | 0 | 0 | 0 | 0
H | 0 | 0 | 0 | 0 | 0 | 0
LFG | 0 | 0 | 0 | 0 | 0 | 0
Nuc | 0 | 0 | 0 | 0 | 0 | 0
PS | 0 | 0 | 0 | 0 | 0 | 0
PV | 0 | 0 | 0 | 0 | 0 | 0
PeakG | 0 | 0 | 0 | 0 | 0 | 0
PeakO | 0 | 0 | 0 | 0 | 0 | 0
ST | 0 | 0 | 0 | 0 | 0 | 0
STOG | 0 | 0 | 0 | 0 | 0 | 0
STWD | 0 | 0 | 0 | 0 | 0 | 0
WT | 0 | 0 | 0 | 0 | 0 | 0
IGCC | 0 | 0 | 0 | 0 | 0 | 0
DemandResponse | 0 | 0 | 0 | 0 | 0 | 0
IGCC-CCS | 0 | 0 | 0 | 0 | 0 | 0
WT_off | 0 | 0 | 0 | 0 | 0 | 0
PseudoUnit | 0 | 0 | 0 | 0 | 0 | 0
FixedInterchange | 0 | 0 | 0 | 0 | 0 | 0
Emission Cost by Reporting Type: NYISO_J-K
ReportingType | 2015 | 2020 | 2025 | 2030 | 2035 | 2040
BM | 0 | 0 | 0 | 0 | 0 | 0
CC | 0 | 0 | 0 | 0 | 0 | 0
CSP | 0 | 0 | 0 | 0 | 0 | 0
CT | 0 | 0 | 0 | 0 | 0 | 0
Coal | 0 | 0 | 0 | 0 | 0 | 0
Geo | 0 | 0 | 0 | 0 | 0 | 0
H | 0 | 0 | 0 | 0 | 0 | 0
LFG | 0 | 0 | 0 | 0 | 0 | 0
Nuc | 0 | 0 | 0 | 0 | 0 | 0
PS | 0 | 0 | 0 | 0 | 0 | 0
PV | 0 | 0 | 0 | 0 | 0 | 0
PeakG | 0 | 0 | 0 | 0 | 0 | 0
PeakO | 0 | 0 | 0 | 0 | 0 | 0
ST | 0 | 0 | 0 | 0 | 0 | 0
STOG | 0 | 0 | 0 | 0 | 0 | 0
STWD | 0 | 0 | 0 | 0 | 0 | 0
WT | 0 | 0 | 0 | 0 | 0 | 0
IGCC | 0 | 0 | 0 | 0 | 0 | 0
DemandResponse | 0 | 0 | 0 | 0 | 0 | 0
IGCC-CCS | 0 | 0 | 0 | 0 | 0 | 0
WT_off | 0 | 0 | 0 | 0 | 0 | 0
PseudoUnit | 0 | 0 | 0 | 0 | 0 | 0
FixedInterchange | 0 | 0 | 0 | 0 | 0 | 0
Emission Cost by Reporting Type: PJM_E
ReportingType | 2015 | 2020 | 2025 | 2030 | 2035 | 2040
BM | 0 | 0 | 0 | 0 | 0 | 0
CC | 0 | 0 | 0 | 0 | 0 | 0
CSP | 0 | 0 | 0 | 0 | 0 | 0
CT | 0 | 0 | 0 | 0 | 0 | 0
Coal | 0.06 | 0.02 | 0.04 | 0.05 | 0.07 | 0
Geo | 0 | 0 | 0 | 0 | 0 | 0
H | 0 | 0 | 0 | 0 | 0 | 0
LFG | 0 | 0 | 0 | 0 | 0 | 0
Nuc | 0 | 0 | 0 | 0 | 0 | 0
PS | 0 | 0 | 0 | 0 | 0 | 0
PV | 0 | 0 | 0 | 0 | 0 | 0
PeakG | 0 | 0 | 0 | 0 | 0 | 0
PeakO | 0 | 0 | 0 | 0 | 0 | 0
ST | 0 | 0 | 0 | 0 | 0 | 0
STOG | 0 | 0 | 0 | 0 | 0 | 0
STWD | 0 | 0 | 0 | 0 | 0 | 0
WT | 0 | 0 | 0 | 0 | 0 | 0
IGCC | 0 | 0 | 0 | 0 | 0 | 0
DemandResponse | 0 | 0 | 0 | 0 | 0 | 0
IGCC-CCS | 0 | 0 | 0 | 0 | 0 | 0
WT_off | 0 | 0 | 0 | 0 | 0 | 0
PseudoUnit | 0 | 0 | 0 | 0 | 0 | 0
FixedInterchange | 0 | 0 | 0 | 0 | 0 | 0
Emission Cost by Reporting Type: PJM_ROM
ReportingType | 2015 | 2020 | 2025 | 2030 | 2035 | 2040
BM | 0 | 0 | 0 | 0 | 0 | 0
CC | 0 | 0 | 0 | 0 | 0 | 0
CSP | 0 | 0 | 0 | 0 | 0 | 0
CT | 0 | 0 | 0 | 0 | 0 | 0
Coal | 45.98 | 52.44 | 76.01 | 36.17 | 48.57 | 0
Geo | 0 | 0 | 0 | 0 | 0 | 0
H | 0 | 0 | 0 | 0 | 0 | 0
LFG | 0 | 0 | 0 | 0 | 0 | 0
Nuc | 0 | 0 | 0 | 0 | 0 | 0
PS | 0 | 0 | 0 | 0 | 0 | 0
PV | 0 | 0 | 0 | 0 | 0 | 0
PeakG | 0 | 0 | 0 | 0 | 0 | 0
PeakO | 0 | 0 | 0 | 0 | 0 | 0
ST | 0 | 0 | 0 | 0 | 0 | 0
STOG | 0 | 0 | 0 | 0 | 0 | 0
STWD | 0 | 0 | 0 | 0 | 0 | 0
WT | 0 | 0 | 0 | 0 | 0 | 0
IGCC | 0 | 0 | 0 | 0 | 0 | 0
DemandResponse | 0 | 0 | 0 | 0 | 0 | 0
IGCC-CCS | 0 | 0 | 0 | 0 | 0 | 0
WT_off | 0 | 0 | 0 | 0 | 0 | 0
PseudoUnit | 0 | 0 | 0 | 0 | 0 | 0
FixedInterchange | 0 | 0 | 0 | 0 | 0 | 0
Emission Cost by Reporting Type: PJM_ROR
ReportingType | 2015 | 2020 | 2025 | 2030 | 2035 | 2040
BM | 0 | 0 | 0 | 0 | 0 | 0
CC | 0 | 0 | 0 | 0 | 0 | 0
CSP | 0 | 0 | 0 | 0 | 0 | 0
CT | 0 | 0 | 0 | 0 | 0 | 0
Coal | 426.84 | 463.8 | 553.33 | 645.2 | 669.25 | 0
Geo | 0 | 0 | 0 | 0 | 0 | 0
H | 0 | 0 | 0 | 0 | 0 | 0
LFG | 0 | 0 | 0 | 0 | 0 | 0
Nuc | 0 | 0 | 0 | 0 | 0 | 0
PS | 0 | 0 | 0 | 0 | 0 | 0
PV | 0 | 0 | 0 | 0 | 0 | 0
PeakG | 0 | 0 | 0 | 0 | 0 | 0
PeakO | 0 | 0 | 0 | 0 | 0 | 0
ST | 0 | 0 | 0 | 0 | 0 | 0
STOG | 0 | 0 | 0 | 0 | 0 | 0
STWD | 0 | 0 | 0 | 0 | 0 | 0
WT | 0 | 0 | 0 | 0 | 0 | 0
IGCC | 0 | 0 | 0 | 0 | 0 | 0
DemandResponse | 0 | 0 | 0 | 0 | 0 | 0
IGCC-CCS | 0 | 0 | 0 | 0 | 0 | 0
WT_off | 0 | 0 | 0 | 0 | 0 | 0
PseudoUnit | 0 | 0 | 0 | 0 | 0 | 0
FixedInterchange | 0 | 0 | 0 | 0 | 0 | 0
Emission Cost by Reporting Type: SOCO
ReportingType | 2015 | 2020 | 2025 | 2030 | 2035 | 2040
BM | 0 | 0 | 0 | 0 | 0 | 0
CC | 0 | 0 | 0 | 0 | 0 | 0
CSP | 0 | 0 | 0 | 0 | 0 | 0
CT | 0 | 0 | 0 | 0 | 0 | 0
Coal | 89.45 | 115.71 | 138.68 | 162.6 | 191.65 | 0
Geo | 0 | 0 | 0 | 0 | 0 | 0
H | 0 | 0 | 0 | 0 | 0 | 0
LFG | 0 | 0 | 0 | 0 | 0 | 0
Nuc | 0 | 0 | 0 | 0 | 0 | 0
PS | 0 | 0 | 0 | 0 | 0 | 0
PV | 0 | 0 | 0 | 0 | 0 | 0
PeakG | 0 | 0 | 0 | 0 | 0 | 0
PeakO | 0 | 0 | 0 | 0 | 0 | 0
ST | 0 | 0 | 0 | 0 | 0 | 0
STOG | 0 | 0 | 0 | 0 | 0 | 0
STWD | 0 | 0 | 0 | 0 | 0 | 0
WT | 0 | 0 | 0 | 0 | 0 | 0
IGCC | 0 | 0 | 0 | 0 | 0 | 0
DemandResponse | 0 | 0 | 0 | 0 | 0 | 0
IGCC-CCS | 0 | 0 | 0 | 0 | 0 | 0
WT_off | 0 | 0 | 0 | 0 | 0 | 0
PseudoUnit | 0 | 0 | 0 | 0 | 0 | 0
FixedInterchange | 0 | 0 | 0 | 0 | 0 | 0
Emission Cost by Reporting Type: SPP_N
ReportingType | 2015 | 2020 | 2025 | 2030 | 2035 | 2040
BM | 0 | 0 | 0 | 0 | 0 | 0
CC | 0 | 0 | 0 | 0 | 0 | 0
CSP | 0 | 0 | 0 | 0 | 0 | 0
CT | 0 | 0 | 0 | 0 | 0 | 0
Coal | 17.66 | 22.54 | 28.76 | 36.71 | 46.85 | 0
Geo | 0 | 0 | 0 | 0 | 0 | 0
H | 0 | 0 | 0 | 0 | 0 | 0
LFG | 0 | 0 | 0 | 0 | 0 | 0
Nuc | 0 | 0 | 0 | 0 | 0 | 0
PS | 0 | 0 | 0 | 0 | 0 | 0
PV | 0 | 0 | 0 | 0 | 0 | 0
PeakG | 0 | 0 | 0 | 0 | 0 | 0
PeakO | 0 | 0 | 0 | 0 | 0 | 0
ST | 0 | 0 | 0 | 0 | 0 | 0
STOG | 0 | 0 | 0 | 0 | 0 | 0
STWD | 0 | 0 | 0 | 0 | 0 | 0
WT | 0 | 0 | 0 | 0 | 0 | 0
IGCC | 0 | 0 | 0 | 0 | 0 | 0
DemandResponse | 0 | 0 | 0 | 0 | 0 | 0
IGCC-CCS | 0 | 0 | 0 | 0 | 0 | 0
WT_off | 0 | 0 | 0 | 0 | 0 | 0
PseudoUnit | 0 | 0 | 0 | 0 | 0 | 0
FixedInterchange | 0 | 0 | 0 | 0 | 0 | 0
Emission Cost by Reporting Type: SPP_S
ReportingType | 2015 | 2020 | 2025 | 2030 | 2035 | 2040
BM | 0 | 0 | 0 | 0 | 0 | 0
CC | 0 | 0 | 0 | 0 | 0 | 0
CSP | 0 | 0 | 0 | 0 | 0 | 0
CT | 0 | 0 | 0 | 0 | 0 | 0
Coal | 63.78 | 81.8 | 102.4 | 130.76 | 157.34 | 0
Geo | 0 | 0 | 0 | 0 | 0 | 0
H | 0 | 0 | 0 | 0 | 0 | 0
LFG | 0 | 0 | 0 | 0 | 0 | 0
Nuc | 0 | 0 | 0 | 0 | 0 | 0
PS | 0 | 0 | 0 | 0 | 0 | 0
PV | 0 | 0 | 0 | 0 | 0 | 0
PeakG | 0 | 0 | 0 | 0 | 0 | 0
PeakO | 0 | 0 | 0 | 0 | 0 | 0
ST | 0 | 0 | 0 | 0 | 0 | 0
STOG | 0 | 0 | 0 | 0 | 0 | 0
STWD | 0 | 0 | 0 | 0 | 0 | 0
WT | 0 | 0 | 0 | 0 | 0 | 0
IGCC | 0 | 0 | 0 | 0 | 0 | 0
DemandResponse | 0 | 0 | 0 | 0 | 0 | 0
IGCC-CCS | 0 | 0 | 0 | 0 | 0 | 0
WT_off | 0 | 0 | 0 | 0 | 0 | 0
PseudoUnit | 0 | 0 | 0 | 0 | 0 | 0
FixedInterchange | 0 | 0 | 0 | 0 | 0 | 0
Emission Cost by Reporting Type: TVA
ReportingType | 2015 | 2020 | 2025 | 2030 | 2035 | 2040
BM | 0 | 0 | 0 | 0 | 0 | 0
CC | 0 | 0 | 0 | 0 | 0 | 0
CSP | 0 | 0 | 0 | 0 | 0 | 0
CT | 0 | 0 | 0 | 0 | 0 | 0
Coal | 101.55 | 124.05 | 144.84 | 146.7 | 201.24 | 0
Geo | 0 | 0 | 0 | 0 | 0 | 0
H | 0 | 0 | 0 | 0 | 0 | 0
LFG | 0 | 0 | 0 | 0 | 0 | 0
Nuc | 0 | 0 | 0 | 0 | 0 | 0
PS | 0 | 0 | 0 | 0 | 0 | 0
PV | 0 | 0 | 0 | 0 | 0 | 0
PeakG | 0 | 0 | 0 | 0 | 0 | 0
PeakO | 0 | 0 | 0 | 0 | 0 | 0
ST | 0 | 0 | 0 | 0 | 0 | 0
STOG | 0 | 0 | 0 | 0 | 0 | 0
STWD | 0 | 0 | 0 | 0 | 0 | 0
WT | 0 | 0 | 0 | 0 | 0 | 0
IGCC | 0 | 0 | 0 | 0 | 0 | 0
DemandResponse | 0 | 0 | 0 | 0 | 0 | 0
IGCC-CCS | 0 | 0 | 0 | 0 | 0 | 0
WT_off | 0 | 0 | 0 | 0 | 0 | 0
PseudoUnit | 0 | 0 | 0 | 0 | 0 | 0
FixedInterchange | 0 | 0 | 0 | 0 | 0 | 0
Emission Cost by Reporting Type: TVA_Transmission
ReportingType | 2015 | 2020 | 2025 | 2030 | 2035 | 2040
BM | 0 | 0 | 0 | 0 | 0 | 0
CC | 0 | 0 | 0 | 0 | 0 | 0
CSP | 0 | 0 | 0 | 0 | 0 | 0
CT | 0 | 0 | 0 | 0 | 0 | 0
Coal | 0 | 0 | 0 | 0 | 0 | 0
Geo | 0 | 0 | 0 | 0 | 0 | 0
H | 0 | 0 | 0 | 0 | 0 | 0
LFG | 0 | 0 | 0 | 0 | 0 | 0
Nuc | 0 | 0 | 0 | 0 | 0 | 0
PS | 0 | 0 | 0 | 0 | 0 | 0
PV | 0 | 0 | 0 | 0 | 0 | 0
PeakG | 0 | 0 | 0 | 0 | 0 | 0
PeakO | 0 | 0 | 0 | 0 | 0 | 0
ST | 0 | 0 | 0 | 0 | 0 | 0
STOG | 0 | 0 | 0 | 0 | 0 | 0
STWD | 0 | 0 | 0 | 0 | 0 | 0
WT | 0 | 0 | 0 | 0 | 0 | 0
IGCC | 0 | 0 | 0 | 0 | 0 | 0
DemandResponse | 0 | 0 | 0 | 0 | 0 | 0
IGCC-CCS | 0 | 0 | 0 | 0 | 0 | 0
WT_off | 0 | 0 | 0 | 0 | 0 | 0
PseudoUnit | 0 | 0 | 0 | 0 | 0 | 0
FixedInterchange | 0 | 0 | 0 | 0 | 0 | 0
Emission Cost by Reporting Type: VACAR
ReportingType | 2015 | 2020 | 2025 | 2030 | 2035 | 2040
BM | 0 | 0 | 0 | 0 | 0 | 0
CC | 0 | 0 | 0 | 0 | 0 | 0
CSP | 0 | 0 | 0 | 0 | 0 | 0
CT | 0 | 0 | 0 | 0 | 0 | 0
Coal | 40.21 | 38.42 | 53.83 | 72.64 | 105.06 | 0
Geo | 0 | 0 | 0 | 0 | 0 | 0
H | 0 | 0 | 0 | 0 | 0 | 0
LFG | 0 | 0 | 0 | 0 | 0 | 0
Nuc | 0 | 0 | 0 | 0 | 0 | 0
PS | 0 | 0 | 0 | 0 | 0 | 0
PV | 0 | 0 | 0 | 0 | 0 | 0
PeakG | 0 | 0 | 0 | 0 | 0 | 0
PeakO | 0 | 0 | 0 | 0 | 0 | 0
ST | 0 | 0 | 0 | 0 | 0 | 0
STOG | 0 | 0 | 0 | 0 | 0 | 0
STWD | 0 | 0 | 0 | 0 | 0 | 0
WT | 0 | 0 | 0 | 0 | 0 | 0
IGCC | 0 | 0 | 0 | 0 | 0 | 0
DemandResponse | 0 | 0 | 0 | 0 | 0 | 0
IGCC-CCS | 0 | 0 | 0 | 0 | 0 | 0
WT_off | 0 | 0 | 0 | 0 | 0 | 0
PseudoUnit | 0 | 0 | 0 | 0 | 0 | 0
FixedInterchange | 0 | 0 | 0 | 0 | 0 | 0
Emission Cost by Reporting Type: IESO
ReportingType | 2015 | 2020 | 2025 | 2030 | 2035 | 2040
BM | 0 | 0 | 0 | 0 | 0 | 0
CC | 0 | 0 | 0 | 0 | 0 | 0
CSP | 0 | 0 | 0 | 0 | 0 | 0
CT | 0 | 0 | 0 | 0 | 0 | 0
Coal | 0 | 0 | 0 | 0 | 0 | 0
Geo | 0 | 0 | 0 | 0 | 0 | 0
H | 0 | 0 | 0 | 0 | 0 | 0
LFG | 0 | 0 | 0 | 0 | 0 | 0
Nuc | 0 | 0 | 0 | 0 | 0 | 0
PS | 0 | 0 | 0 | 0 | 0 | 0
PV | 0 | 0 | 0 | 0 | 0 | 0
PeakG | 0 | 0 | 0 | 0 | 0 | 0
PeakO | 0 | 0 | 0 | 0 | 0 | 0
ST | 0 | 0 | 0 | 0 | 0 | 0
STOG | 0 | 0 | 0 | 0 | 0 | 0
STWD | 0 | 0 | 0 | 0 | 0 | 0
WT | 0 | 0 | 0 | 0 | 0 | 0
IGCC | 0 | 0 | 0 | 0 | 0 | 0
DemandResponse | 0 | 0 | 0 | 0 | 0 | 0
IGCC-CCS | 0 | 0 | 0 | 0 | 0 | 0
WT_off | 0 | 0 | 0 | 0 | 0 | 0
PseudoUnit | 0 | 0 | 0 | 0 | 0 | 0
FixedInterchange | 0 | 0 | 0 | 0 | 0 | 0
Emission Cost by Reporting Type: MAPP_CA
ReportingType | 2015 | 2020 | 2025 | 2030 | 2035 | 2040
BM | 0 | 0 | 0 | 0 | 0 | 0
CC | 0 | 0 | 0 | 0 | 0 | 0
CSP | 0 | 0 | 0 | 0 | 0 | 0
CT | 0 | 0 | 0 | 0 | 0 | 0
Coal | 0 | 0 | 0 | 0 | 0 | 0
Geo | 0 | 0 | 0 | 0 | 0 | 0
H | 0 | 0 | 0 | 0 | 0 | 0
LFG | 0 | 0 | 0 | 0 | 0 | 0
Nuc | 0 | 0 | 0 | 0 | 0 | 0
PS | 0 | 0 | 0 | 0 | 0 | 0
PV | 0 | 0 | 0 | 0 | 0 | 0
PeakG | 0 | 0 | 0 | 0 | 0 | 0
PeakO | 0 | 0 | 0 | 0 | 0 | 0
ST | 0 | 0 | 0 | 0 | 0 | 0
STOG | 0 | 0 | 0 | 0 | 0 | 0
STWD | 0 | 0 | 0 | 0 | 0 | 0
WT | 0 | 0 | 0 | 0 | 0 | 0
IGCC | 0 | 0 | 0 | 0 | 0 | 0
DemandResponse | 0 | 0 | 0 | 0 | 0 | 0
IGCC-CCS | 0 | 0 | 0 | 0 | 0 | 0
WT_off | 0 | 0 | 0 | 0 | 0 | 0
PseudoUnit | 0 | 0 | 0 | 0 | 0 | 0
FixedInterchange | 0 | 0 | 0 | 0 | 0 | 0
Emission Cost by Reporting Type: AZ_NM_SNV_Coal
ReportingType | 2015 | 2020 | 2025 | 2030 | 2035 | 2040
BM | 0 | 0 | 0 | 0 | 0 | 0
CC | 0 | 0 | 0 | 0 | 0 | 0
CSP | 0 | 0 | 0 | 0 | 0 | 0
CT | 0 | 0 | 0 | 0 | 0 | 0
Coal | 3.1 | 4.31 | 5.32 | 6.79 | 8.66 | 0
Geo | 0 | 0 | 0 | 0 | 0 | 0
H | 0 | 0 | 0 | 0 | 0 | 0
LFG | 0 | 0 | 0 | 0 | 0 | 0
Nuc | 0 | 0 | 0 | 0 | 0 | 0
PS | 0 | 0 | 0 | 0 | 0 | 0
PV | 0 | 0 | 0 | 0 | 0 | 0
PeakG | 0 | 0 | 0 | 0 | 0 | 0
PeakO | 0 | 0 | 0 | 0 | 0 | 0
ST | 0 | 0 | 0 | 0 | 0 | 0
STOG | 0 | 0 | 0 | 0 | 0 | 0
STWD | 0 | 0 | 0 | 0 | 0 | 0
WT | 0 | 0 | 0 | 0 | 0 | 0
IGCC | 0 | 0 | 0 | 0 | 0 | 0
DemandResponse | 0 | 0 | 0 | 0 | 0 | 0
IGCC-CCS | 0 | 0 | 0 | 0 | 0 | 0
WT_off | 0 | 0 | 0 | 0 | 0 | 0
PseudoUnit | 0 | 0 | 0 | 0 | 0 | 0
FixedInterchange | 0 | 0 | 0 | 0 | 0 | 0
Emission Cost by Reporting Type: AZ_NM_SNV_Gas
ReportingType | 2015 | 2020 | 2025 | 2030 | 2035 | 2040
BM | 0 | 0 | 0 | 0 | 0 | 0
CC | 0 | 0 | 0 | 0 | 0 | 0
CSP | 0 | 0 | 0 | 0 | 0 | 0
CT | 0 | 0 | 0 | 0 | 0 | 0
Coal | 0 | 0 | 0 | 0 | 0 | 0
Geo | 0 | 0 | 0 | 0 | 0 | 0
H | 0 | 0 | 0 | 0 | 0 | 0
LFG | 0 | 0 | 0 | 0 | 0 | 0
Nuc | 0 | 0 | 0 | 0 | 0 | 0
PS | 0 | 0 | 0 | 0 | 0 | 0
PV | 0 | 0 | 0 | 0 | 0 | 0
PeakG | 0 | 0 | 0 | 0 | 0 | 0
PeakO | 0 | 0 | 0 | 0 | 0 | 0
ST | 0 | 0 | 0 | 0 | 0 | 0
STOG | 0 | 0 | 0 | 0 | 0 | 0
STWD | 0 | 0 | 0 | 0 | 0 | 0
WT | 0 | 0 | 0 | 0 | 0 | 0
IGCC | 0 | 0 | 0 | 0 | 0 | 0
DemandResponse | 0 | 0 | 0 | 0 | 0 | 0
IGCC-CCS | 0 | 0 | 0 | 0 | 0 | 0
WT_off | 0 | 0 | 0 | 0 | 0 | 0
PseudoUnit | 0 | 0 | 0 | 0 | 0 | 0
FixedInterchange | 0 | 0 | 0 | 0 | 0 | 0
Emission Cost by Reporting Type: AZ_NM_SNV_NucRenew
ReportingType | 2015 | 2020 | 2025 | 2030 | 2035 | 2040
BM | 0 | 0 | 0 | 0 | 0 | 0
CC | 0 | 0 | 0 | 0 | 0 | 0
CSP | 0 | 0 | 0 | 0 | 0 | 0
CT | 0 | 0 | 0 | 0 | 0 | 0
Coal | 0 | 0 | 0 | 0 | 0 | 0
Geo | 0 | 0 | 0 | 0 | 0 | 0
H | 0 | 0 | 0 | 0 | 0 | 0
LFG | 0 | 0 | 0 | 0 | 0 | 0
Nuc | 0 | 0 | 0 | 0 | 0 | 0
PS | 0 | 0 | 0 | 0 | 0 | 0
PV | 0 | 0 | 0 | 0 | 0 | 0
PeakG | 0 | 0 | 0 | 0 | 0 | 0
PeakO | 0 | 0 | 0 | 0 | 0 | 0
ST | 0 | 0 | 0 | 0 | 0 | 0
STOG | 0 | 0 | 0 | 0 | 0 | 0
STWD | 0 | 0 | 0 | 0 | 0 | 0
WT | 0 | 0 | 0 | 0 | 0 | 0
IGCC | 0 | 0 | 0 | 0 | 0 | 0
DemandResponse | 0 | 0 | 0 | 0 | 0 | 0
IGCC-CCS | 0 | 0 | 0 | 0 | 0 | 0
WT_off | 0 | 0 | 0 | 0 | 0 | 0
PseudoUnit | 0 | 0 | 0 | 0 | 0 | 0
FixedInterchange | 0 | 0 | 0 | 0 | 0 | 0
Emission Cost by Reporting Type: ERCOT
ReportingType | 2015 | 2020 | 2025 | 2030 | 2035 | 2040
BM | 0 | 0 | 0 | 0 | 0 | 0
CC | 0 | 0 | 0 | 0 | 0 | 0
CSP | 0 | 0 | 0 | 0 | 0 | 0
CT | 0 | 0 | 0 | 0 | 0 | 0
Coal | 61.38 | 95.17 | 128.78 | 164.46 | 209.9 | 0
Geo | 0 | 0 | 0 | 0 | 0 | 0
H | 0 | 0 | 0 | 0 | 0 | 0
LFG | 0 | 0 | 0 | 0 | 0 | 0
Nuc | 0 | 0 | 0 | 0 | 0 | 0
PS | 0 | 0 | 0 | 0 | 0 | 0
PV | 0 | 0 | 0 | 0 | 0 | 0
PeakG | 0 | 0 | 0 | 0 | 0 | 0
PeakO | 0 | 0 | 0 | 0 | 0 | 0
ST | 0 | 0 | 0 | 0 | 0 | 0
STOG | 0 | 0 | 0 | 0 | 0 | 0
STWD | 0 | 0 | 0 | 0 | 0 | 0
WT | 0 | 0 | 0 | 0 | 0 | 0
IGCC | 0 | 0 | 0 | 0 | 0 | 0
DemandResponse | 0 | 0 | 0 | 0 | 0 | 0
IGCC-CCS | 0 | 0 | 0 | 0 | 0 | 0
WT_off | 0 | 0 | 0 | 0 | 0 | 0
PseudoUnit | 0 | 0 | 0 | 0 | 0 | 0
FixedInterchange | 0 | 0 | 0 | 0 | 0 | 0
Emission Cost by Reporting Type: NP15
ReportingType | 2015 | 2020 | 2025 | 2030 | 2035 | 2040
BM | 0 | 0 | 0 | 0 | 0 | 0
CC | 0 | 0 | 0 | 0 | 0 | 0
CSP | 0 | 0 | 0 | 0 | 0 | 0
CT | 0 | 0 | 0 | 0 | 0 | 0
Coal | 0.01 | 0.01 | 0.01 | 0 | 0 | 0
Geo | 0 | 0 | 0 | 0 | 0 | 0
H | 0 | 0 | 0 | 0 | 0 | 0
LFG | 0 | 0 | 0 | 0 | 0 | 0
Nuc | 0 | 0 | 0 | 0 | 0 | 0
PS | 0 | 0 | 0 | 0 | 0 | 0
PV | 0 | 0 | 0 | 0 | 0 | 0
PeakG | 0 | 0 | 0 | 0 | 0 | 0
PeakO | 0 | 0 | 0 | 0 | 0 | 0
ST | 0 | 0 | 0 | 0 | 0 | 0
STOG | 0 | 0 | 0 | 0 | 0 | 0
STWD | 0 | 0 | 0 | 0 | 0 | 0
WT | 0 | 0 | 0 | 0 | 0 | 0
IGCC | 0 | 0 | 0 | 0 | 0 | 0
DemandResponse | 0 | 0 | 0 | 0 | 0 | 0
IGCC-CCS | 0 | 0 | 0 | 0 | 0 | 0
WT_off | 0 | 0 | 0 | 0 | 0 | 0
PseudoUnit | 0 | 0 | 0 | 0 | 0 | 0
FixedInterchange | 0 | 0 | 0 | 0 | 0 | 0
Emission Cost by Reporting Type: NWPP_Coal
ReportingType | 2015 | 2020 | 2025 | 2030 | 2035 | 2040
BM | 0 | 0 | 0 | 0 | 0 | 0
CC | 0 | 0 | 0 | 0 | 0 | 0
CSP | 0 | 0 | 0 | 0 | 0 | 0
CT | 0 | 0 | 0 | 0 | 0 | 0
Coal | 10.59 | 13.52 | 17.64 | 22.02 | 27.77 | 0
Geo | 0 | 0 | 0 | 0 | 0 | 0
H | 0 | 0 | 0 | 0 | 0 | 0
LFG | 0 | 0 | 0 | 0 | 0 | 0
Nuc | 0 | 0 | 0 | 0 | 0 | 0
PS | 0 | 0 | 0 | 0 | 0 | 0
PV | 0 | 0 | 0 | 0 | 0 | 0
PeakG | 0 | 0 | 0 | 0 | 0 | 0
PeakO | 0 | 0 | 0 | 0 | 0 | 0
ST | 0 | 0 | 0 | 0 | 0 | 0
STOG | 0 | 0 | 0 | 0 | 0 | 0
STWD | 0 | 0 | 0 | 0 | 0 | 0
WT | 0 | 0 | 0 | 0 | 0 | 0
IGCC | 0 | 0 | 0 | 0 | 0 | 0
DemandResponse | 0 | 0 | 0 | 0 | 0 | 0
IGCC-CCS | 0 | 0 | 0 | 0 | 0 | 0
WT_off | 0 | 0 | 0 | 0 | 0 | 0
PseudoUnit | 0 | 0 | 0 | 0 | 0 | 0
FixedInterchange | 0 | 0 | 0 | 0 | 0 | 0
Emission Cost by Reporting Type: NWPP_Gas
ReportingType | 2015 | 2020 | 2025 | 2030 | 2035 | 2040
BM | 0 | 0 | 0 | 0 | 0 | 0
CC | 0 | 0 | 0 | 0 | 0 | 0
CSP | 0 | 0 | 0 | 0 | 0 | 0
CT | 0 | 0 | 0 | 0 | 0 | 0
Coal | 0 | 0 | 0 | 0 | 0 | 0
Geo | 0 | 0 | 0 | 0 | 0 | 0
H | 0 | 0 | 0 | 0 | 0 | 0
LFG | 0 | 0 | 0 | 0 | 0 | 0
Nuc | 0 | 0 | 0 | 0 | 0 | 0
PS | 0 | 0 | 0 | 0 | 0 | 0
PV | 0 | 0 | 0 | 0 | 0 | 0
PeakG | 0 | 0 | 0 | 0 | 0 | 0
PeakO | 0 | 0 | 0 | 0 | 0 | 0
ST | 0 | 0 | 0 | 0 | 0 | 0
STOG | 0 | 0 | 0 | 0 | 0 | 0
STWD | 0 | 0 | 0 | 0 | 0 | 0
WT | 0 | 0 | 0 | 0 | 0 | 0
IGCC | 0 | 0 | 0 | 0 | 0 | 0
DemandResponse | 0 | 0 | 0 | 0 | 0 | 0
IGCC-CCS | 0 | 0 | 0 | 0 | 0 | 0
WT_off | 0 | 0 | 0 | 0 | 0 | 0
PseudoUnit | 0 | 0 | 0 | 0 | 0 | 0
FixedInterchange | 0 | 0 | 0 | 0 | 0 | 0
Emission Cost by Reporting Type: NWPP_NucRenew
ReportingType | 2015 | 2020 | 2025 | 2030 | 2035 | 2040
BM | 0 | 0 | 0 | 0 | 0 | 0
CC | 0 | 0 | 0 | 0 | 0 | 0
CSP | 0 | 0 | 0 | 0 | 0 | 0
CT | 0 | 0 | 0 | 0 | 0 | 0
Coal | 0 | 0 | 0 | 0 | 0 | 0
Geo | 0 | 0 | 0 | 0 | 0 | 0
H | 0 | 0 | 0 | 0 | 0 | 0
LFG | 0 | 0 | 0 | 0 | 0 | 0
Nuc | 0 | 0 | 0 | 0 | 0 | 0
PS | 0 | 0 | 0 | 0 | 0 | 0
PV | 0 | 0 | 0 | 0 | 0 | 0
PeakG | 0 | 0 | 0 | 0 | 0 | 0
PeakO | 0 | 0 | 0 | 0 | 0 | 0
ST | 0 | 0 | 0 | 0 | 0 | 0
STOG | 0 | 0 | 0 | 0 | 0 | 0
STWD | 0 | 0 | 0 | 0 | 0 | 0
WT | 0 | 0 | 0 | 0 | 0 | 0
IGCC | 0 | 0 | 0 | 0 | 0 | 0
DemandResponse | 0 | 0 | 0 | 0 | 0 | 0
IGCC-CCS | 0 | 0 | 0 | 0 | 0 | 0
WT_off | 0 | 0 | 0 | 0 | 0 | 0
PseudoUnit | 0 | 0 | 0 | 0 | 0 | 0
FixedInterchange | 0 | 0 | 0 | 0 | 0 | 0
Emission Cost by Reporting Type: RMPA
ReportingType | 2015 | 2020 | 2025 | 2030 | 2035 | 2040
BM | 0 | 0 | 0 | 0 | 0 | 0
CC | 0 | 0 | 0 | 0 | 0 | 0
CSP | 0 | 0 | 0 | 0 | 0 | 0
CT | 0 | 0 | 0 | 0 | 0 | 0
Coal | 6.77 | 8.61 | 10.81 | 13.8 | 17.81 | 0
Geo | 0 | 0 | 0 | 0 | 0 | 0
H | 0 | 0 | 0 | 0 | 0 | 0
LFG | 0 | 0 | 0 | 0 | 0 | 0
Nuc | 0 | 0 | 0 | 0 | 0 | 0
PS | 0 | 0 | 0 | 0 | 0 | 0
PV | 0 | 0 | 0 | 0 | 0 | 0
PeakG | 0 | 0 | 0 | 0 | 0 | 0
PeakO | 0 | 0 | 0 | 0 | 0 | 0
ST | 0 | 0 | 0 | 0 | 0 | 0
STOG | 0 | 0 | 0 | 0 | 0 | 0
STWD | 0 | 0 | 0 | 0 | 0 | 0
WT | 0 | 0 | 0 | 0 | 0 | 0
IGCC | 0 | 0 | 0 | 0 | 0 | 0
DemandResponse | 0 | 0 | 0 | 0 | 0 | 0
IGCC-CCS | 0 | 0 | 0 | 0 | 0 | 0
WT_off | 0 | 0 | 0 | 0 | 0 | 0
PseudoUnit | 0 | 0 | 0 | 0 | 0 | 0
FixedInterchange | 0 | 0 | 0 | 0 | 0 | 0
Emission Cost by Reporting Type: SP15
ReportingType | 2015 | 2020 | 2025 | 2030 | 2035 | 2040
BM | 0 | 0 | 0 | 0 | 0 | 0
CC | 0 | 0 | 0 | 0 | 0 | 0
CSP | 0 | 0 | 0 | 0 | 0 | 0
CT | 0 | 0 | 0 | 0 | 0 | 0
Coal | 0.02 | 0.02 | 0.03 | 0.03 | 0 | 0
Geo | 0 | 0 | 0 | 0 | 0 | 0
H | 0 | 0 | 0 | 0 | 0 | 0
LFG | 0 | 0 | 0 | 0 | 0 | 0
Nuc | 0 | 0 | 0 | 0 | 0 | 0
PS | 0 | 0 | 0 | 0 | 0 | 0
PV | 0 | 0 | 0 | 0 | 0 | 0
PeakG | 0 | 0 | 0 | 0 | 0 | 0
PeakO | 0 | 0 | 0 | 0 | 0 | 0
ST | 0 | 0 | 0 | 0 | 0 | 0
STOG | 0 | 0 | 0 | 0 | 0 | 0
STWD | 0 | 0 | 0 | 0 | 0 | 0
WT | 0 | 0 | 0 | 0 | 0 | 0
IGCC | 0 | 0 | 0 | 0 | 0 | 0
DemandResponse | 0 | 0 | 0 | 0 | 0 | 0
IGCC-CCS | 0 | 0 | 0 | 0 | 0 | 0
WT_off | 0 | 0 | 0 | 0 | 0 | 0
PseudoUnit | 0 | 0 | 0 | 0 | 0 | 0
FixedInterchange | 0 | 0 | 0 | 0 | 0 | 0
Emission Cost by Reporting Type: ALB
ReportingType | 2015 | 2020 | 2025 | 2030 | 2035 | 2040
BM | 0 | 0 | 0 | 0 | 0 | 0
CC | 0 | 0 | 0 | 0 | 0 | 0
CSP | 0 | 0 | 0 | 0 | 0 | 0
CT | 0 | 0 | 0 | 0 | 0 | 0
Coal | 0 | 0 | 0 | 0 | 0 | 0
Geo | 0 | 0 | 0 | 0 | 0 | 0
H | 0 | 0 | 0 | 0 | 0 | 0
LFG | 0 | 0 | 0 | 0 | 0 | 0
Nuc | 0 | 0 | 0 | 0 | 0 | 0
PS | 0 | 0 | 0 | 0 | 0 | 0
PV | 0 | 0 | 0 | 0 | 0 | 0
PeakG | 0 | 0 | 0 | 0 | 0 | 0
PeakO | 0 | 0 | 0 | 0 | 0 | 0
ST | 0 | 0 | 0 | 0 | 0 | 0
STOG | 0 | 0 | 0 | 0 | 0 | 0
STWD | 0 | 0 | 0 | 0 | 0 | 0
WT | 0 | 0 | 0 | 0 | 0 | 0
IGCC | 0 | 0 | 0 | 0 | 0 | 0
DemandResponse | 0 | 0 | 0 | 0 | 0 | 0
IGCC-CCS | 0 | 0 | 0 | 0 | 0 | 0
WT_off | 0 | 0 | 0 | 0 | 0 | 0
PseudoUnit | 0 | 0 | 0 | 0 | 0 | 0
FixedInterchange | 0 | 0 | 0 | 0 | 0 | 0
Emission Cost by Reporting Type: BC
ReportingType | 2015 | 2020 | 2025 | 2030 | 2035 | 2040
BM | 0 | 0 | 0 | 0 | 0 | 0
CC | 0 | 0 | 0 | 0 | 0 | 0
CSP | 0 | 0 | 0 | 0 | 0 | 0
CT | 0 | 0 | 0 | 0 | 0 | 0
Coal | 0 | 0 | 0 | 0 | 0 | 0
Geo | 0 | 0 | 0 | 0 | 0 | 0
H | 0 | 0 | 0 | 0 | 0 | 0
LFG | 0 | 0 | 0 | 0 | 0 | 0
Nuc | 0 | 0 | 0 | 0 | 0 | 0
PS | 0 | 0 | 0 | 0 | 0 | 0
PV | 0 | 0 | 0 | 0 | 0 | 0
PeakG | 0 | 0 | 0 | 0 | 0 | 0
PeakO | 0 | 0 | 0 | 0 | 0 | 0
ST | 0 | 0 | 0 | 0 | 0 | 0
STOG | 0 | 0 | 0 | 0 | 0 | 0
STWD | 0 | 0 | 0 | 0 | 0 | 0
WT | 0 | 0 | 0 | 0 | 0 | 0
IGCC | 0 | 0 | 0 | 0 | 0 | 0
DemandResponse | 0 | 0 | 0 | 0 | 0 | 0
IGCC-CCS | 0 | 0 | 0 | 0 | 0 | 0
WT_off | 0 | 0 | 0 | 0 | 0 | 0
PseudoUnit | 0 | 0 | 0 | 0 | 0 | 0
FixedInterchange | 0 | 0 | 0 | 0 | 0 | 0
Emission Cost by Reporting Type: HQ_IESO
ReportingType | 2015 | 2020 | 2025 | 2030 | 2035 | 2040
BM | 0 | 0 | 0 | 0 | 0 | 0
CC | 0 | 0 | 0 | 0 | 0 | 0
CSP | 0 | 0 | 0 | 0 | 0 | 0
CT | 0 | 0 | 0 | 0 | 0 | 0
Coal | 0 | 0 | 0 | 0 | 0 | 0
Geo | 0 | 0 | 0 | 0 | 0 | 0
H | 0 | 0 | 0 | 0 | 0 | 0
LFG | 0 | 0 | 0 | 0 | 0 | 0
Nuc | 0 | 0 | 0 | 0 | 0 | 0
PS | 0 | 0 | 0 | 0 | 0 | 0
PV | 0 | 0 | 0 | 0 | 0 | 0
PeakG | 0 | 0 | 0 | 0 | 0 | 0
PeakO | 0 | 0 | 0 | 0 | 0 | 0
ST | 0 | 0 | 0 | 0 | 0 | 0
STOG | 0 | 0 | 0 | 0 | 0 | 0
STWD | 0 | 0 | 0 | 0 | 0 | 0
WT | 0 | 0 | 0 | 0 | 0 | 0
IGCC | 0 | 0 | 0 | 0 | 0 | 0
DemandResponse | 0 | 0 | 0 | 0 | 0 | 0
IGCC-CCS | 0 | 0 | 0 | 0 | 0 | 0
WT_off | 0 | 0 | 0 | 0 | 0 | 0
PseudoUnit | 0 | 0 | 0 | 0 | 0 | 0
FixedInterchange | 0 | 0 | 0 | 0 | 0 | 0
Emission Cost by Reporting Type: HQ_NEISO
ReportingType | 2015 | 2020 | 2025 | 2030 | 2035 | 2040
BM | 0 | 0 | 0 | 0 | 0 | 0
CC | 0 | 0 | 0 | 0 | 0 | 0
CSP | 0 | 0 | 0 | 0 | 0 | 0
CT | 0 | 0 | 0 | 0 | 0 | 0
Coal | 0 | 0 | 0 | 0 | 0 | 0
Geo | 0 | 0 | 0 | 0 | 0 | 0
H | 0 | 0 | 0 | 0 | 0 | 0
LFG | 0 | 0 | 0 | 0 | 0 | 0
Nuc | 0 | 0 | 0 | 0 | 0 | 0
PS | 0 | 0 | 0 | 0 | 0 | 0
PV | 0 | 0 | 0 | 0 | 0 | 0
PeakG | 0 | 0 | 0 | 0 | 0 | 0
PeakO | 0 | 0 | 0 | 0 | 0 | 0
ST | 0 | 0 | 0 | 0 | 0 | 0
STOG | 0 | 0 | 0 | 0 | 0 | 0
STWD | 0 | 0 | 0 | 0 | 0 | 0
WT | 0 | 0 | 0 | 0 | 0 | 0
IGCC | 0 | 0 | 0 | 0 | 0 | 0
DemandResponse | 0 | 0 | 0 | 0 | 0 | 0
IGCC-CCS | 0 | 0 | 0 | 0 | 0 | 0
WT_off | 0 | 0 | 0 | 0 | 0 | 0
PseudoUnit | 0 | 0 | 0 | 0 | 0 | 0
FixedInterchange | 0 | 0 | 0 | 0 | 0 | 0
Emission Cost by Reporting Type: HQ_NY
ReportingType | 2015 | 2020 | 2025 | 2030 | 2035 | 2040
BM | 0 | 0 | 0 | 0 | 0 | 0
CC | 0 | 0 | 0 | 0 | 0 | 0
CSP | 0 | 0 | 0 | 0 | 0 | 0
CT | 0 | 0 | 0 | 0 | 0 | 0
Coal | 0 | 0 | 0 | 0 | 0 | 0
Geo | 0 | 0 | 0 | 0 | 0 | 0
H | 0 | 0 | 0 | 0 | 0 | 0
LFG | 0 | 0 | 0 | 0 | 0 | 0
Nuc | 0 | 0 | 0 | 0 | 0 | 0
PS | 0 | 0 | 0 | 0 | 0 | 0
PV | 0 | 0 | 0 | 0 | 0 | 0
PeakG | 0 | 0 | 0 | 0 | 0 | 0
PeakO | 0 | 0 | 0 | 0 | 0 | 0
ST | 0 | 0 | 0 | 0 | 0 | 0
STOG | 0 | 0 | 0 | 0 | 0 | 0
STWD | 0 | 0 | 0 | 0 | 0 | 0
WT | 0 | 0 | 0 | 0 | 0 | 0
IGCC | 0 | 0 | 0 | 0 | 0 | 0
DemandResponse | 0 | 0 | 0 | 0 | 0 | 0
IGCC-CCS | 0 | 0 | 0 | 0 | 0 | 0
WT_off | 0 | 0 | 0 | 0 | 0 | 0
PseudoUnit | 0 | 0 | 0 | 0 | 0 | 0
FixedInterchange | 0 | 0 | 0 | 0 | 0 | 0
Emission Cost by Reporting Type: MARITIMES
ReportingType | 2015 | 2020 | 2025 | 2030 | 2035 | 2040
BM | 0 | 0 | 0 | 0 | 0 | 0
CC | 0 | 0 | 0 | 0 | 0 | 0
CSP | 0 | 0 | 0 | 0 | 0 | 0
CT | 0 | 0 | 0 | 0 | 0 | 0
Coal | 0 | 0 | 0 | 0 | 0 | 0
Geo | 0 | 0 | 0 | 0 | 0 | 0
H | 0 | 0 | 0 | 0 | 0 | 0
LFG | 0 | 0 | 0 | 0 | 0 | 0
Nuc | 0 | 0 | 0 | 0 | 0 | 0
PS | 0 | 0 | 0 | 0 | 0 | 0
PV | 0 | 0 | 0 | 0 | 0 | 0
PeakG | 0 | 0 | 0 | 0 | 0 | 0
PeakO | 0 | 0 | 0 | 0 | 0 | 0
ST | 0 | 0 | 0 | 0 | 0 | 0
STOG | 0 | 0 | 0 | 0 | 0 | 0
STWD | 0 | 0 | 0 | 0 | 0 | 0
WT | 0 | 0 | 0 | 0 | 0 | 0
IGCC | 0 | 0 | 0 | 0 | 0 | 0
DemandResponse | 0 | 0 | 0 | 0 | 0 | 0
IGCC-CCS | 0 | 0 | 0 | 0 | 0 | 0
WT_off | 0 | 0 | 0 | 0 | 0 | 0
PseudoUnit | 0 | 0 | 0 | 0 | 0 | 0
FixedInterchange | 0 | 0 | 0 | 0 | 0 | 0
Emission Cost by Reporting Type: All
ReportingType | 2015 | 2020 | 2025 | 2030 | 2035 | 2040
BM | 0 | 0 | 0 | 0 | 0 | 0
CC | 0 | 0 | 0 | 0 | 0 | 0
CSP | 0 | 0 | 0 | 0 | 0 | 0
CT | 0 | 0 | 0 | 0 | 0 | 0
Coal | 1320.6 | 1610.46 | 2031.91 | 2368.22 | 2848.39 | 0
Geo | 0 | 0 | 0 | 0 | 0 | 0
H | 0 | 0 | 0 | 0 | 0 | 0
LFG | 0 | 0 | 0 | 0 | 0 | 0
Nuc | 0 | 0 | 0 | 0 | 0 | 0
PS | 0 | 0 | 0 | 0 | 0 | 0
PV | 0 | 0 | 0 | 0 | 0 | 0
PeakG | 0 | 0 | 0 | 0 | 0 | 0
PeakO | 0 | 0 | 0 | 0 | 0 | 0
ST | 0 | 0 | 0 | 0 | 0 | 0
STOG | 0 | 0 | 0 | 0 | 0 | 0
STWD | 0 | 0 | 0 | 0 | 0 | 0
WT | 0 | 0 | 0 | 0 | 0 | 0
IGCC | 0.68 | 0.87 | 1.11 | 1.42 | 1.82 | 0
DemandResponse | 0 | 0 | 0 | 0 | 0 | 0
IGCC-CCS | 0 | 0 | 0 | 0 | 0 | 0
WT_off | 0 | 0 | 0 | 0 | 0 | 0
PseudoUnit | 0 | 0 | 0 | 0 | 0 | 0
FixedInterchange | 0 | 0 | 0 | 0 | 0 | 0
Emission Cost by Reporting Type: EI_US
ReportingType | 2015 | 2020 | 2025 | 2030 | 2035 | 2040
BM | 0 | 0 | 0 | 0 | 0 | 0
CC | 0 | 0 | 0 | 0 | 0 | 0
CSP | 0 | 0 | 0 | 0 | 0 | 0
CT | 0 | 0 | 0 | 0 | 0 | 0
Coal | 1238.73 | 1488.81 | 1869.33 | 2161.12 | 2584.26 | 0
Geo | 0 | 0 | 0 | 0 | 0 | 0
H | 0 | 0 | 0 | 0 | 0 | 0
LFG | 0 | 0 | 0 | 0 | 0 | 0
Nuc | 0 | 0 | 0 | 0 | 0 | 0
PS | 0 | 0 | 0 | 0 | 0 | 0
PV | 0 | 0 | 0 | 0 | 0 | 0
PeakG | 0 | 0 | 0 | 0 | 0 | 0
PeakO | 0 | 0 | 0 | 0 | 0 | 0
ST | 0 | 0 | 0 | 0 | 0 | 0
STOG | 0 | 0 | 0 | 0 | 0 | 0
STWD | 0 | 0 | 0 | 0 | 0 | 0
WT | 0 | 0 | 0 | 0 | 0 | 0
IGCC | 0.68 | 0.87 | 1.11 | 1.42 | 1.82 | 0
DemandResponse | 0 | 0 | 0 | 0 | 0 | 0
IGCC-CCS | 0 | 0 | 0 | 0 | 0 | 0
WT_off | 0 | 0 | 0 | 0 | 0 | 0
PseudoUnit | 0 | 0 | 0 | 0 | 0 | 0
FixedInterchange | 0 | 0 | 0 | 0 | 0 | 0
Emission Cost by Reporting Type: EI_Canada
ReportingType | 2015 | 2020 | 2025 | 2030 | 2035 | 2040
BM | 0 | 0 | 0 | 0 | 0 | 0
CC | 0 | 0 | 0 | 0 | 0 | 0
CSP | 0 | 0 | 0 | 0 | 0 | 0
CT | 0 | 0 | 0 | 0 | 0 | 0
Coal | 0 | 0 | 0 | 0 | 0 | 0
Geo | 0 | 0 | 0 | 0 | 0 | 0
H | 0 | 0 | 0 | 0 | 0 | 0
LFG | 0 | 0 | 0 | 0 | 0 | 0
Nuc | 0 | 0 | 0 | 0 | 0 | 0
PS | 0 | 0 | 0 | 0 | 0 | 0
PV | 0 | 0 | 0 | 0 | 0 | 0
PeakG | 0 | 0 | 0 | 0 | 0 | 0
PeakO | 0 | 0 | 0 | 0 | 0 | 0
ST | 0 | 0 | 0 | 0 | 0 | 0
STOG | 0 | 0 | 0 | 0 | 0 | 0
STWD | 0 | 0 | 0 | 0 | 0 | 0
WT | 0 | 0 | 0 | 0 | 0 | 0
IGCC | 0 | 0 | 0 | 0 | 0 | 0
DemandResponse | 0 | 0 | 0 | 0 | 0 | 0
IGCC-CCS | 0 | 0 | 0 | 0 | 0 | 0
WT_off | 0 | 0 | 0 | 0 | 0 | 0
PseudoUnit | 0 | 0 | 0 | 0 | 0 | 0
FixedInterchange | 0 | 0 | 0 | 0 | 0 | 0
Emission Cost by Reporting Type: EI
ReportingType | 2015 | 2020 | 2025 | 2030 | 2035 | 2040
BM | 0 | 0 | 0 | 0 | 0 | 0
CC | 0 | 0 | 0 | 0 | 0 | 0
CSP | 0 | 0 | 0 | 0 | 0 | 0
CT | 0 | 0 | 0 | 0 | 0 | 0
Coal | 1238.73 | 1488.81 | 1869.33 | 2161.12 | 2584.26 | 0
Geo | 0 | 0 | 0 | 0 | 0 | 0
H | 0 | 0 | 0 | 0 | 0 | 0
LFG | 0 | 0 | 0 | 0 | 0 | 0
Nuc | 0 | 0 | 0 | 0 | 0 | 0
PS | 0 | 0 | 0 | 0 | 0 | 0
PV | 0 | 0 | 0 | 0 | 0 | 0
PeakG | 0 | 0 | 0 | 0 | 0 | 0
PeakO | 0 | 0 | 0 | 0 | 0 | 0
ST | 0 | 0 | 0 | 0 | 0 | 0
STOG | 0 | 0 | 0 | 0 | 0 | 0
STWD | 0 | 0 | 0 | 0 | 0 | 0
WT | 0 | 0 | 0 | 0 | 0 | 0
IGCC | 0.68 | 0.87 | 1.11 | 1.42 | 1.82 | 0
DemandResponse | 0 | 0 | 0 | 0 | 0 | 0
IGCC-CCS | 0 | 0 | 0 | 0 | 0 | 0
WT_off | 0 | 0 | 0 | 0 | 0 | 0
PseudoUnit | 0 | 0 | 0 | 0 | 0 | 0
FixedInterchange | 0 | 0 | 0 | 0 | 0 | 0
Emission Cost by Reporting Type: Outside_EI
ReportingType | 2015 | 2020 | 2025 | 2030 | 2035 | 2040
BM | 0 | 0 | 0 | 0 | 0 | 0
CC | 0 | 0 | 0 | 0 | 0 | 0
CSP | 0 | 0 | 0 | 0 | 0 | 0
CT | 0 | 0 | 0 | 0 | 0 | 0
Coal | 81.87 | 121.65 | 162.58 | 207.1 | 264.14 | 0
Geo | 0 | 0 | 0 | 0 | 0 | 0
H | 0 | 0 | 0 | 0 | 0 | 0
LFG | 0 | 0 | 0 | 0 | 0 | 0
Nuc | 0 | 0 | 0 | 0 | 0 | 0
PS | 0 | 0 | 0 | 0 | 0 | 0
PV | 0 | 0 | 0 | 0 | 0 | 0
PeakG | 0 | 0 | 0 | 0 | 0 | 0
PeakO | 0 | 0 | 0 | 0 | 0 | 0
ST | 0 | 0 | 0 | 0 | 0 | 0
STOG | 0 | 0 | 0 | 0 | 0 | 0
STWD | 0 | 0 | 0 | 0 | 0 | 0
WT | 0 | 0 | 0 | 0 | 0 | 0
IGCC | 0 | 0 | 0 | 0 | 0 | 0
DemandResponse | 0 | 0 | 0 | 0 | 0 | 0
IGCC-CCS | 0 | 0 | 0 | 0 | 0 | 0
WT_off | 0 | 0 | 0 | 0 | 0 | 0
PseudoUnit | 0 | 0 | 0 | 0 | 0 | 0
FixedInterchange | 0 | 0 | 0 | 0 | 0 | 0
==== Emission Program: CAIRNoxSeasonal : (NOx) ====
Emission Cost by Reporting Type: Entergy
ReportingType | 2015 | 2020 | 2025 | 2030 | 2035 | 2040
BM | 0 | 0 | 0 | 0 | 0 | 0
CC | 0 | 0 | 0 | 0 | 0 | 0
CSP | 0 | 0 | 0 | 0 | 0 | 0
CT | 0 | 0 | 0 | 0 | 0 | 0
Coal | 0 | 0 | 0 | 0 | 0 | 0
Geo | 0 | 0 | 0 | 0 | 0 | 0
H | 0 | 0 | 0 | 0 | 0 | 0
LFG | 0 | 0 | 0 | 0 | 0 | 0
Nuc | 0 | 0 | 0 | 0 | 0 | 0
PS | 0 | 0 | 0 | 0 | 0 | 0
PV | 0 | 0 | 0 | 0 | 0 | 0
PeakG | 0 | 0 | 0 | 0 | 0 | 0
PeakO | 0 | 0 | 0 | 0 | 0 | 0
ST | 0 | 0 | 0 | 0 | 0 | 0
STOG | 0 | 0 | 0 | 0 | 0 | 0
STWD | 0 | 0 | 0 | 0 | 0 | 0
WT | 0 | 0 | 0 | 0 | 0 | 0
IGCC | 0 | 0 | 0 | 0 | 0 | 0
DemandResponse | 0 | 0 | 0 | 0 | 0 | 0
IGCC-CCS | 0 | 0 | 0 | 0 | 0 | 0
WT_off | 0 | 0 | 0 | 0 | 0 | 0
PseudoUnit | 0 | 0 | 0 | 0 | 0 | 0
FixedInterchange | 0 | 0 | 0 | 0 | 0 | 0
Emission Cost by Reporting Type: FRCC
ReportingType | 2015 | 2020 | 2025 | 2030 | 2035 | 2040
BM | 0 | 0 | 0 | 0 | 0 | 0
CC | 0 | 0 | 0 | 0 | 0 | 0
CSP | 0 | 0 | 0 | 0 | 0 | 0
CT | 0 | 0 | 0 | 0 | 0 | 0
Coal | 0 | 0 | 0 | 0 | 0 | 0
Geo | 0 | 0 | 0 | 0 | 0 | 0
H | 0 | 0 | 0 | 0 | 0 | 0
LFG | 0 | 0 | 0 | 0 | 0 | 0
Nuc | 0 | 0 | 0 | 0 | 0 | 0
PS | 0 | 0 | 0 | 0 | 0 | 0
PV | 0 | 0 | 0 | 0 | 0 | 0
PeakG | 0 | 0 | 0 | 0 | 0 | 0
PeakO | 0 | 0 | 0 | 0 | 0 | 0
ST | 0 | 0 | 0 | 0 | 0 | 0
STOG | 0 | 0 | 0 | 0 | 0 | 0
STWD | 0 | 0 | 0 | 0 | 0 | 0
WT | 0 | 0 | 0 | 0 | 0 | 0
IGCC | 0 | 0 | 0 | 0 | 0 | 0
DemandResponse | 0 | 0 | 0 | 0 | 0 | 0
IGCC-CCS | 0 | 0 | 0 | 0 | 0 | 0
WT_off | 0 | 0 | 0 | 0 | 0 | 0
PseudoUnit | 0 | 0 | 0 | 0 | 0 | 0
FixedInterchange | 0 | 0 | 0 | 0 | 0 | 0
Emission Cost by Reporting Type: MAPP_US
ReportingType | 2015 | 2020 | 2025 | 2030 | 2035 | 2040
BM | 0 | 0 | 0 | 0 | 0 | 0
CC | 0 | 0 | 0 | 0 | 0 | 0
CSP | 0 | 0 | 0 | 0 | 0 | 0
CT | 0 | 0 | 0 | 0 | 0 | 0
Coal | 0 | 0 | 0 | 0 | 0 | 0
Geo | 0 | 0 | 0 | 0 | 0 | 0
H | 0 | 0 | 0 | 0 | 0 | 0
LFG | 0 | 0 | 0 | 0 | 0 | 0
Nuc | 0 | 0 | 0 | 0 | 0 | 0
PS | 0 | 0 | 0 | 0 | 0 | 0
PV | 0 | 0 | 0 | 0 | 0 | 0
PeakG | 0 | 0 | 0 | 0 | 0 | 0
PeakO | 0 | 0 | 0 | 0 | 0 | 0
ST | 0 | 0 | 0 | 0 | 0 | 0
STOG | 0 | 0 | 0 | 0 | 0 | 0
STWD | 0 | 0 | 0 | 0 | 0 | 0
WT | 0 | 0 | 0 | 0 | 0 | 0
IGCC | 0 | 0 | 0 | 0 | 0 | 0
DemandResponse | 0 | 0 | 0 | 0 | 0 | 0
IGCC-CCS | 0 | 0 | 0 | 0 | 0 | 0
WT_off | 0 | 0 | 0 | 0 | 0 | 0
PseudoUnit | 0 | 0 | 0 | 0 | 0 | 0
FixedInterchange | 0 | 0 | 0 | 0 | 0 | 0
Emission Cost by Reporting Type: MISO_IN
ReportingType | 2015 | 2020 | 2025 | 2030 | 2035 | 2040
BM | 0 | 0 | 0 | 0 | 0 | 0
CC | 0 | 0 | 0 | 0 | 0 | 0
CSP | 0 | 0 | 0 | 0 | 0 | 0
CT | 0 | 0 | 0 | 0 | 0 | 0
Coal | 0 | 0 | 0 | 0 | 0 | 0
Geo | 0 | 0 | 0 | 0 | 0 | 0
H | 0 | 0 | 0 | 0 | 0 | 0
LFG | 0 | 0 | 0 | 0 | 0 | 0
Nuc | 0 | 0 | 0 | 0 | 0 | 0
PS | 0 | 0 | 0 | 0 | 0 | 0
PV | 0 | 0 | 0 | 0 | 0 | 0
PeakG | 0 | 0 | 0 | 0 | 0 | 0
PeakO | 0 | 0 | 0 | 0 | 0 | 0
ST | 0 | 0 | 0 | 0 | 0 | 0
STOG | 0 | 0 | 0 | 0 | 0 | 0
STWD | 0 | 0 | 0 | 0 | 0 | 0
WT | 0 | 0 | 0 | 0 | 0 | 0
IGCC | 0 | 0 | 0 | 0 | 0 | 0
DemandResponse | 0 | 0 | 0 | 0 | 0 | 0
IGCC-CCS | 0 | 0 | 0 | 0 | 0 | 0
WT_off | 0 | 0 | 0 | 0 | 0 | 0
PseudoUnit | 0 | 0 | 0 | 0 | 0 | 0
FixedInterchange | 0 | 0 | 0 | 0 | 0 | 0
Emission Cost by Reporting Type: MISO_MI
ReportingType | 2015 | 2020 | 2025 | 2030 | 2035 | 2040
BM | 0 | 0 | 0 | 0 | 0 | 0
CC | 0 | 0 | 0 | 0 | 0 | 0
CSP | 0 | 0 | 0 | 0 | 0 | 0
CT | 0 | 0 | 0 | 0 | 0 | 0
Coal | 0 | 0 | 0 | 0 | 0 | 0
Geo | 0 | 0 | 0 | 0 | 0 | 0
H | 0 | 0 | 0 | 0 | 0 | 0
LFG | 0 | 0 | 0 | 0 | 0 | 0
Nuc | 0 | 0 | 0 | 0 | 0 | 0
PS | 0 | 0 | 0 | 0 | 0 | 0
PV | 0 | 0 | 0 | 0 | 0 | 0
PeakG | 0 | 0 | 0 | 0 | 0 | 0
PeakO | 0 | 0 | 0 | 0 | 0 | 0
ST | 0 | 0 | 0 | 0 | 0 | 0
STOG | 0 | 0 | 0 | 0 | 0 | 0
STWD | 0 | 0 | 0 | 0 | 0 | 0
WT | 0 | 0 | 0 | 0 | 0 | 0
IGCC | 0 | 0 | 0 | 0 | 0 | 0
DemandResponse | 0 | 0 | 0 | 0 | 0 | 0
IGCC-CCS | 0 | 0 | 0 | 0 | 0 | 0
WT_off | 0 | 0 | 0 | 0 | 0 | 0
PseudoUnit | 0 | 0 | 0 | 0 | 0 | 0
FixedInterchange | 0 | 0 | 0 | 0 | 0 | 0
Emission Cost by Reporting Type: MISO_MO-IL
ReportingType | 2015 | 2020 | 2025 | 2030 | 2035 | 2040
BM | 0 | 0 | 0 | 0 | 0 | 0
CC | 0 | 0 | 0 | 0 | 0 | 0
CSP | 0 | 0 | 0 | 0 | 0 | 0
CT | 0 | 0 | 0 | 0 | 0 | 0
Coal | 0 | 0 | 0 | 0 | 0 | 0
Geo | 0 | 0 | 0 | 0 | 0 | 0
H | 0 | 0 | 0 | 0 | 0 | 0
LFG | 0 | 0 | 0 | 0 | 0 | 0
Nuc | 0 | 0 | 0 | 0 | 0 | 0
PS | 0 | 0 | 0 | 0 | 0 | 0
PV | 0 | 0 | 0 | 0 | 0 | 0
PeakG | 0 | 0 | 0 | 0 | 0 | 0
PeakO | 0 | 0 | 0 | 0 | 0 | 0
ST | 0 | 0 | 0 | 0 | 0 | 0
STOG | 0 | 0 | 0 | 0 | 0 | 0
STWD | 0 | 0 | 0 | 0 | 0 | 0
WT | 0 | 0 | 0 | 0 | 0 | 0
IGCC | 0 | 0 | 0 | 0 | 0 | 0
DemandResponse | 0 | 0 | 0 | 0 | 0 | 0
IGCC-CCS | 0 | 0 | 0 | 0 | 0 | 0
WT_off | 0 | 0 | 0 | 0 | 0 | 0
PseudoUnit | 0 | 0 | 0 | 0 | 0 | 0
FixedInterchange | 0 | 0 | 0 | 0 | 0 | 0
Emission Cost by Reporting Type: MISO_W
ReportingType | 2015 | 2020 | 2025 | 2030 | 2035 | 2040
BM | 0 | 0 | 0 | 0 | 0 | 0
CC | 0 | 0 | 0 | 0 | 0 | 0
CSP | 0 | 0 | 0 | 0 | 0 | 0
CT | 0 | 0 | 0 | 0 | 0 | 0
Coal | 0 | 0 | 0 | 0 | 0 | 0
Geo | 0 | 0 | 0 | 0 | 0 | 0
H | 0 | 0 | 0 | 0 | 0 | 0
LFG | 0 | 0 | 0 | 0 | 0 | 0
Nuc | 0 | 0 | 0 | 0 | 0 | 0
PS | 0 | 0 | 0 | 0 | 0 | 0
PV | 0 | 0 | 0 | 0 | 0 | 0
PeakG | 0 | 0 | 0 | 0 | 0 | 0
PeakO | 0 | 0 | 0 | 0 | 0 | 0
ST | 0 | 0 | 0 | 0 | 0 | 0
STOG | 0 | 0 | 0 | 0 | 0 | 0
STWD | 0 | 0 | 0 | 0 | 0 | 0
WT | 0 | 0 | 0 | 0 | 0 | 0
IGCC | 0 | 0 | 0 | 0 | 0 | 0
DemandResponse | 0 | 0 | 0 | 0 | 0 | 0
IGCC-CCS | 0 | 0 | 0 | 0 | 0 | 0
WT_off | 0 | 0 | 0 | 0 | 0 | 0
PseudoUnit | 0 | 0 | 0 | 0 | 0 | 0
FixedInterchange | 0 | 0 | 0 | 0 | 0 | 0
Emission Cost by Reporting Type: MISO_WUMS
ReportingType | 2015 | 2020 | 2025 | 2030 | 2035 | 2040
BM | 0 | 0 | 0 | 0 | 0 | 0
CC | 0 | 0 | 0 | 0 | 0 | 0
CSP | 0 | 0 | 0 | 0 | 0 | 0
CT | 0 | 0 | 0 | 0 | 0 | 0
Coal | 0 | 0 | 0 | 0 | 0 | 0
Geo | 0 | 0 | 0 | 0 | 0 | 0
H | 0 | 0 | 0 | 0 | 0 | 0
LFG | 0 | 0 | 0 | 0 | 0 | 0
Nuc | 0 | 0 | 0 | 0 | 0 | 0
PS | 0 | 0 | 0 | 0 | 0 | 0
PV | 0 | 0 | 0 | 0 | 0 | 0
PeakG | 0 | 0 | 0 | 0 | 0 | 0
PeakO | 0 | 0 | 0 | 0 | 0 | 0
ST | 0 | 0 | 0 | 0 | 0 | 0
STOG | 0 | 0 | 0 | 0 | 0 | 0
STWD | 0 | 0 | 0 | 0 | 0 | 0
WT | 0 | 0 | 0 | 0 | 0 | 0
IGCC | 0 | 0 | 0 | 0 | 0 | 0
DemandResponse | 0 | 0 | 0 | 0 | 0 | 0
IGCC-CCS | 0 | 0 | 0 | 0 | 0 | 0
WT_off | 0 | 0 | 0 | 0 | 0 | 0
PseudoUnit | 0 | 0 | 0 | 0 | 0 | 0
FixedInterchange | 0 | 0 | 0 | 0 | 0 | 0
Emission Cost by Reporting Type: Nebraska
ReportingType | 2015 | 2020 | 2025 | 2030 | 2035 | 2040
BM | 0 | 0 | 0 | 0 | 0 | 0
CC | 0 | 0 | 0 | 0 | 0 | 0
CSP | 0 | 0 | 0 | 0 | 0 | 0
CT | 0 | 0 | 0 | 0 | 0 | 0
Coal | 0 | 0 | 0 | 0 | 0 | 0
Geo | 0 | 0 | 0 | 0 | 0 | 0
H | 0 | 0 | 0 | 0 | 0 | 0
LFG | 0 | 0 | 0 | 0 | 0 | 0
Nuc | 0 | 0 | 0 | 0 | 0 | 0
PS | 0 | 0 | 0 | 0 | 0 | 0
PV | 0 | 0 | 0 | 0 | 0 | 0
PeakG | 0 | 0 | 0 | 0 | 0 | 0
PeakO | 0 | 0 | 0 | 0 | 0 | 0
ST | 0 | 0 | 0 | 0 | 0 | 0
STOG | 0 | 0 | 0 | 0 | 0 | 0
STWD | 0 | 0 | 0 | 0 | 0 | 0
WT | 0 | 0 | 0 | 0 | 0 | 0
IGCC | 0 | 0 | 0 | 0 | 0 | 0
DemandResponse | 0 | 0 | 0 | 0 | 0 | 0
IGCC-CCS | 0 | 0 | 0 | 0 | 0 | 0
WT_off | 0 | 0 | 0 | 0 | 0 | 0
PseudoUnit | 0 | 0 | 0 | 0 | 0 | 0
FixedInterchange | 0 | 0 | 0 | 0 | 0 | 0
Emission Cost by Reporting Type: NEISO
ReportingType | 2015 | 2020 | 2025 | 2030 | 2035 | 2040
BM | 0 | 0 | 0 | 0 | 0 | 0
CC | 0 | 0 | 0 | 0 | 0 | 0
CSP | 0 | 0 | 0 | 0 | 0 | 0
CT | 0 | 0 | 0 | 0 | 0 | 0
Coal | 0 | 0 | 0 | 0 | 0 | 0
Geo | 0 | 0 | 0 | 0 | 0 | 0
H | 0 | 0 | 0 | 0 | 0 | 0
LFG | 0 | 0 | 0 | 0 | 0 | 0
Nuc | 0 | 0 | 0 | 0 | 0 | 0
PS | 0 | 0 | 0 | 0 | 0 | 0
PV | 0 | 0 | 0 | 0 | 0 | 0
PeakG | 0 | 0 | 0 | 0 | 0 | 0
PeakO | 0 | 0 | 0 | 0 | 0 | 0
ST | 0 | 0 | 0 | 0 | 0 | 0
STOG | 0 | 0 | 0 | 0 | 0 | 0
STWD | 0 | 0 | 0 | 0 | 0 | 0
WT | 0 | 0 | 0 | 0 | 0 | 0
IGCC | 0 | 0 | 0 | 0 | 0 | 0
DemandResponse | 0 | 0 | 0 | 0 | 0 | 0
IGCC-CCS | 0 | 0 | 0 | 0 | 0 | 0
WT_off | 0 | 0 | 0 | 0 | 0 | 0
PseudoUnit | 0 | 0 | 0 | 0 | 0 | 0
FixedInterchange | 0 | 0 | 0 | 0 | 0 | 0
Emission Cost by Reporting Type: NonRTO_Midwest
ReportingType | 2015 | 2020 | 2025 | 2030 | 2035 | 2040
BM | 0 | 0 | 0 | 0 | 0 | 0
CC | 0 | 0 | 0 | 0 | 0 | 0
CSP | 0 | 0 | 0 | 0 | 0 | 0
CT | 0 | 0 | 0 | 0 | 0 | 0
Coal | 0 | 0 | 0 | 0 | 0 | 0
Geo | 0 | 0 | 0 | 0 | 0 | 0
H | 0 | 0 | 0 | 0 | 0 | 0
LFG | 0 | 0 | 0 | 0 | 0 | 0
Nuc | 0 | 0 | 0 | 0 | 0 | 0
PS | 0 | 0 | 0 | 0 | 0 | 0
PV | 0 | 0 | 0 | 0 | 0 | 0
PeakG | 0 | 0 | 0 | 0 | 0 | 0
PeakO | 0 | 0 | 0 | 0 | 0 | 0
ST | 0 | 0 | 0 | 0 | 0 | 0
STOG | 0 | 0 | 0 | 0 | 0 | 0
STWD | 0 | 0 | 0 | 0 | 0 | 0
WT | 0 | 0 | 0 | 0 | 0 | 0
IGCC | 0 | 0 | 0 | 0 | 0 | 0
DemandResponse | 0 | 0 | 0 | 0 | 0 | 0
IGCC-CCS | 0 | 0 | 0 | 0 | 0 | 0
WT_off | 0 | 0 | 0 | 0 | 0 | 0
PseudoUnit | 0 | 0 | 0 | 0 | 0 | 0
FixedInterchange | 0 | 0 | 0 | 0 | 0 | 0
Emission Cost by Reporting Type: NYISO_A-F
ReportingType | 2015 | 2020 | 2025 | 2030 | 2035 | 2040
BM | 0 | 0 | 0 | 0 | 0 | 0
CC | 0 | 0 | 0 | 0 | 0 | 0
CSP | 0 | 0 | 0 | 0 | 0 | 0
CT | 0 | 0 | 0 | 0 | 0 | 0
Coal | 0 | 0 | 0 | 0 | 0 | 0
Geo | 0 | 0 | 0 | 0 | 0 | 0
H | 0 | 0 | 0 | 0 | 0 | 0
LFG | 0 | 0 | 0 | 0 | 0 | 0
Nuc | 0 | 0 | 0 | 0 | 0 | 0
PS | 0 | 0 | 0 | 0 | 0 | 0
PV | 0 | 0 | 0 | 0 | 0 | 0
PeakG | 0 | 0 | 0 | 0 | 0 | 0
PeakO | 0 | 0 | 0 | 0 | 0 | 0
ST | 0 | 0 | 0 | 0 | 0 | 0
STOG | 0 | 0 | 0 | 0 | 0 | 0
STWD | 0 | 0 | 0 | 0 | 0 | 0
WT | 0 | 0 | 0 | 0 | 0 | 0
IGCC | 0 | 0 | 0 | 0 | 0 | 0
DemandResponse | 0 | 0 | 0 | 0 | 0 | 0
IGCC-CCS | 0 | 0 | 0 | 0 | 0 | 0
WT_off | 0 | 0 | 0 | 0 | 0 | 0
PseudoUnit | 0 | 0 | 0 | 0 | 0 | 0
FixedInterchange | 0 | 0 | 0 | 0 | 0 | 0
Emission Cost by Reporting Type: NYISO_G-I
ReportingType | 2015 | 2020 | 2025 | 2030 | 2035 | 2040
BM | 0 | 0 | 0 | 0 | 0 | 0
CC | 0 | 0 | 0 | 0 | 0 | 0
CSP | 0 | 0 | 0 | 0 | 0 | 0
CT | 0 | 0 | 0 | 0 | 0 | 0
Coal | 0 | 0 | 0 | 0 | 0 | 0
Geo | 0 | 0 | 0 | 0 | 0 | 0
H | 0 | 0 | 0 | 0 | 0 | 0
LFG | 0 | 0 | 0 | 0 | 0 | 0
Nuc | 0 | 0 | 0 | 0 | 0 | 0
PS | 0 | 0 | 0 | 0 | 0 | 0
PV | 0 | 0 | 0 | 0 | 0 | 0
PeakG | 0 | 0 | 0 | 0 | 0 | 0
PeakO | 0 | 0 | 0 | 0 | 0 | 0
ST | 0 | 0 | 0 | 0 | 0 | 0
STOG | 0 | 0 | 0 | 0 | 0 | 0
STWD | 0 | 0 | 0 | 0 | 0 | 0
WT | 0 | 0 | 0 | 0 | 0 | 0
IGCC | 0 | 0 | 0 | 0 | 0 | 0
DemandResponse | 0 | 0 | 0 | 0 | 0 | 0
IGCC-CCS | 0 | 0 | 0 | 0 | 0 | 0
WT_off | 0 | 0 | 0 | 0 | 0 | 0
PseudoUnit | 0 | 0 | 0 | 0 | 0 | 0
FixedInterchange | 0 | 0 | 0 | 0 | 0 | 0
Emission Cost by Reporting Type: NYISO_J-K
ReportingType | 2015 | 2020 | 2025 | 2030 | 2035 | 2040
BM | 0 | 0 | 0 | 0 | 0 | 0
CC | 0 | 0 | 0 | 0 | 0 | 0
CSP | 0 | 0 | 0 | 0 | 0 | 0
CT | 0 | 0 | 0 | 0 | 0 | 0
Coal | 0 | 0 | 0 | 0 | 0 | 0
Geo | 0 | 0 | 0 | 0 | 0 | 0
H | 0 | 0 | 0 | 0 | 0 | 0
LFG | 0 | 0 | 0 | 0 | 0 | 0
Nuc | 0 | 0 | 0 | 0 | 0 | 0
PS | 0 | 0 | 0 | 0 | 0 | 0
PV | 0 | 0 | 0 | 0 | 0 | 0
PeakG | 0 | 0 | 0 | 0 | 0 | 0
PeakO | 0 | 0 | 0 | 0 | 0 | 0
ST | 0 | 0 | 0 | 0 | 0 | 0
STOG | 0 | 0 | 0 | 0 | 0 | 0
STWD | 0 | 0 | 0 | 0 | 0 | 0
WT | 0 | 0 | 0 | 0 | 0 | 0
IGCC | 0 | 0 | 0 | 0 | 0 | 0
DemandResponse | 0 | 0 | 0 | 0 | 0 | 0
IGCC-CCS | 0 | 0 | 0 | 0 | 0 | 0
WT_off | 0 | 0 | 0 | 0 | 0 | 0
PseudoUnit | 0 | 0 | 0 | 0 | 0 | 0
FixedInterchange | 0 | 0 | 0 | 0 | 0 | 0
Emission Cost by Reporting Type: PJM_E
ReportingType | 2015 | 2020 | 2025 | 2030 | 2035 | 2040
BM | 0 | 0 | 0 | 0 | 0 | 0
CC | 0 | 0 | 0 | 0 | 0 | 0
CSP | 0 | 0 | 0 | 0 | 0 | 0
CT | 0 | 0 | 0 | 0 | 0 | 0
Coal | 0 | 0 | 0 | 0 | 0 | 0
Geo | 0 | 0 | 0 | 0 | 0 | 0
H | 0 | 0 | 0 | 0 | 0 | 0
LFG | 0 | 0 | 0 | 0 | 0 | 0
Nuc | 0 | 0 | 0 | 0 | 0 | 0
PS | 0 | 0 | 0 | 0 | 0 | 0
PV | 0 | 0 | 0 | 0 | 0 | 0
PeakG | 0 | 0 | 0 | 0 | 0 | 0
PeakO | 0 | 0 | 0 | 0 | 0 | 0
ST | 0 | 0 | 0 | 0 | 0 | 0
STOG | 0 | 0 | 0 | 0 | 0 | 0
STWD | 0 | 0 | 0 | 0 | 0 | 0
WT | 0 | 0 | 0 | 0 | 0 | 0
IGCC | 0 | 0 | 0 | 0 | 0 | 0
DemandResponse | 0 | 0 | 0 | 0 | 0 | 0
IGCC-CCS | 0 | 0 | 0 | 0 | 0 | 0
WT_off | 0 | 0 | 0 | 0 | 0 | 0
PseudoUnit | 0 | 0 | 0 | 0 | 0 | 0
FixedInterchange | 0 | 0 | 0 | 0 | 0 | 0
Emission Cost by Reporting Type: PJM_ROM
ReportingType | 2015 | 2020 | 2025 | 2030 | 2035 | 2040
BM | 0 | 0 | 0 | 0 | 0 | 0
CC | 0 | 0 | 0 | 0 | 0 | 0
CSP | 0 | 0 | 0 | 0 | 0 | 0
CT | 0 | 0 | 0 | 0 | 0 | 0
Coal | 0 | 0 | 0 | 0 | 0 | 0
Geo | 0 | 0 | 0 | 0 | 0 | 0
H | 0 | 0 | 0 | 0 | 0 | 0
LFG | 0 | 0 | 0 | 0 | 0 | 0
Nuc | 0 | 0 | 0 | 0 | 0 | 0
PS | 0 | 0 | 0 | 0 | 0 | 0
PV | 0 | 0 | 0 | 0 | 0 | 0
PeakG | 0 | 0 | 0 | 0 | 0 | 0
PeakO | 0 | 0 | 0 | 0 | 0 | 0
ST | 0 | 0 | 0 | 0 | 0 | 0
STOG | 0 | 0 | 0 | 0 | 0 | 0
STWD | 0 | 0 | 0 | 0 | 0 | 0
WT | 0 | 0 | 0 | 0 | 0 | 0
IGCC | 0 | 0 | 0 | 0 | 0 | 0
DemandResponse | 0 | 0 | 0 | 0 | 0 | 0
IGCC-CCS | 0 | 0 | 0 | 0 | 0 | 0
WT_off | 0 | 0 | 0 | 0 | 0 | 0
PseudoUnit | 0 | 0 | 0 | 0 | 0 | 0
FixedInterchange | 0 | 0 | 0 | 0 | 0 | 0
Emission Cost by Reporting Type: PJM_ROR
ReportingType | 2015 | 2020 | 2025 | 2030 | 2035 | 2040
BM | 0 | 0 | 0 | 0 | 0 | 0
CC | 0 | 0 | 0 | 0 | 0 | 0
CSP | 0 | 0 | 0 | 0 | 0 | 0
CT | 0 | 0 | 0 | 0 | 0 | 0
Coal | 0 | 0 | 0 | 0 | 0 | 0
Geo | 0 | 0 | 0 | 0 | 0 | 0
H | 0 | 0 | 0 | 0 | 0 | 0
LFG | 0 | 0 | 0 | 0 | 0 | 0
Nuc | 0 | 0 | 0 | 0 | 0 | 0
PS | 0 | 0 | 0 | 0 | 0 | 0
PV | 0 | 0 | 0 | 0 | 0 | 0
PeakG | 0 | 0 | 0 | 0 | 0 | 0
PeakO | 0 | 0 | 0 | 0 | 0 | 0
ST | 0 | 0 | 0 | 0 | 0 | 0
STOG | 0 | 0 | 0 | 0 | 0 | 0
STWD | 0 | 0 | 0 | 0 | 0 | 0
WT | 0 | 0 | 0 | 0 | 0 | 0
IGCC | 0 | 0 | 0 | 0 | 0 | 0
DemandResponse | 0 | 0 | 0 | 0 | 0 | 0
IGCC-CCS | 0 | 0 | 0 | 0 | 0 | 0
WT_off | 0 | 0 | 0 | 0 | 0 | 0
PseudoUnit | 0 | 0 | 0 | 0 | 0 | 0
FixedInterchange | 0 | 0 | 0 | 0 | 0 | 0
Emission Cost by Reporting Type: SOCO
ReportingType | 2015 | 2020 | 2025 | 2030 | 2035 | 2040
BM | 0 | 0 | 0 | 0 | 0 | 0
CC | 0 | 0 | 0 | 0 | 0 | 0
CSP | 0 | 0 | 0 | 0 | 0 | 0
CT | 0 | 0 | 0 | 0 | 0 | 0
Coal | 0 | 0 | 0 | 0 | 0 | 0
Geo | 0 | 0 | 0 | 0 | 0 | 0
H | 0 | 0 | 0 | 0 | 0 | 0
LFG | 0 | 0 | 0 | 0 | 0 | 0
Nuc | 0 | 0 | 0 | 0 | 0 | 0
PS | 0 | 0 | 0 | 0 | 0 | 0
PV | 0 | 0 | 0 | 0 | 0 | 0
PeakG | 0 | 0 | 0 | 0 | 0 | 0
PeakO | 0 | 0 | 0 | 0 | 0 | 0
ST | 0 | 0 | 0 | 0 | 0 | 0
STOG | 0 | 0 | 0 | 0 | 0 | 0
STWD | 0 | 0 | 0 | 0 | 0 | 0
WT | 0 | 0 | 0 | 0 | 0 | 0
IGCC | 0 | 0 | 0 | 0 | 0 | 0
DemandResponse | 0 | 0 | 0 | 0 | 0 | 0
IGCC-CCS | 0 | 0 | 0 | 0 | 0 | 0
WT_off | 0 | 0 | 0 | 0 | 0 | 0
PseudoUnit | 0 | 0 | 0 | 0 | 0 | 0
FixedInterchange | 0 | 0 | 0 | 0 | 0 | 0
Emission Cost by Reporting Type: SPP_N
ReportingType | 2015 | 2020 | 2025 | 2030 | 2035 | 2040
BM | 0 | 0 | 0 | 0 | 0 | 0
CC | 0 | 0 | 0 | 0 | 0 | 0
CSP | 0 | 0 | 0 | 0 | 0 | 0
CT | 0 | 0 | 0 | 0 | 0 | 0
Coal | 0 | 0 | 0 | 0 | 0 | 0
Geo | 0 | 0 | 0 | 0 | 0 | 0
H | 0 | 0 | 0 | 0 | 0 | 0
LFG | 0 | 0 | 0 | 0 | 0 | 0
Nuc | 0 | 0 | 0 | 0 | 0 | 0
PS | 0 | 0 | 0 | 0 | 0 | 0
PV | 0 | 0 | 0 | 0 | 0 | 0
PeakG | 0 | 0 | 0 | 0 | 0 | 0
PeakO | 0 | 0 | 0 | 0 | 0 | 0
ST | 0 | 0 | 0 | 0 | 0 | 0
STOG | 0 | 0 | 0 | 0 | 0 | 0
STWD | 0 | 0 | 0 | 0 | 0 | 0
WT | 0 | 0 | 0 | 0 | 0 | 0
IGCC | 0 | 0 | 0 | 0 | 0 | 0
DemandResponse | 0 | 0 | 0 | 0 | 0 | 0
IGCC-CCS | 0 | 0 | 0 | 0 | 0 | 0
WT_off | 0 | 0 | 0 | 0 | 0 | 0
PseudoUnit | 0 | 0 | 0 | 0 | 0 | 0
FixedInterchange | 0 | 0 | 0 | 0 | 0 | 0
Emission Cost by Reporting Type: SPP_S
ReportingType | 2015 | 2020 | 2025 | 2030 | 2035 | 2040
BM | 0 | 0 | 0 | 0 | 0 | 0
CC | 0 | 0 | 0 | 0 | 0 | 0
CSP | 0 | 0 | 0 | 0 | 0 | 0
CT | 0 | 0 | 0 | 0 | 0 | 0
Coal | 0 | 0 | 0 | 0 | 0 | 0
Geo | 0 | 0 | 0 | 0 | 0 | 0
H | 0 | 0 | 0 | 0 | 0 | 0
LFG | 0 | 0 | 0 | 0 | 0 | 0
Nuc | 0 | 0 | 0 | 0 | 0 | 0
PS | 0 | 0 | 0 | 0 | 0 | 0
PV | 0 | 0 | 0 | 0 | 0 | 0
PeakG | 0 | 0 | 0 | 0 | 0 | 0
PeakO | 0 | 0 | 0 | 0 | 0 | 0
ST | 0 | 0 | 0 | 0 | 0 | 0
STOG | 0 | 0 | 0 | 0 | 0 | 0
STWD | 0 | 0 | 0 | 0 | 0 | 0
WT | 0 | 0 | 0 | 0 | 0 | 0
IGCC | 0 | 0 | 0 | 0 | 0 | 0
DemandResponse | 0 | 0 | 0 | 0 | 0 | 0
IGCC-CCS | 0 | 0 | 0 | 0 | 0 | 0
WT_off | 0 | 0 | 0 | 0 | 0 | 0
PseudoUnit | 0 | 0 | 0 | 0 | 0 | 0
FixedInterchange | 0 | 0 | 0 | 0 | 0 | 0
Emission Cost by Reporting Type: TVA
ReportingType | 2015 | 2020 | 2025 | 2030 | 2035 | 2040
BM | 0 | 0 | 0 | 0 | 0 | 0
CC | 0 | 0 | 0 | 0 | 0 | 0
CSP | 0 | 0 | 0 | 0 | 0 | 0
CT | 0 | 0 | 0 | 0 | 0 | 0
Coal | 0 | 0 | 0 | 0 | 0 | 0
Geo | 0 | 0 | 0 | 0 | 0 | 0
H | 0 | 0 | 0 | 0 | 0 | 0
LFG | 0 | 0 | 0 | 0 | 0 | 0
Nuc | 0 | 0 | 0 | 0 | 0 | 0
PS | 0 | 0 | 0 | 0 | 0 | 0
PV | 0 | 0 | 0 | 0 | 0 | 0
PeakG | 0 | 0 | 0 | 0 | 0 | 0
PeakO | 0 | 0 | 0 | 0 | 0 | 0
ST | 0 | 0 | 0 | 0 | 0 | 0
STOG | 0 | 0 | 0 | 0 | 0 | 0
STWD | 0 | 0 | 0 | 0 | 0 | 0
WT | 0 | 0 | 0 | 0 | 0 | 0
IGCC | 0 | 0 | 0 | 0 | 0 | 0
DemandResponse | 0 | 0 | 0 | 0 | 0 | 0
IGCC-CCS | 0 | 0 | 0 | 0 | 0 | 0
WT_off | 0 | 0 | 0 | 0 | 0 | 0
PseudoUnit | 0 | 0 | 0 | 0 | 0 | 0
FixedInterchange | 0 | 0 | 0 | 0 | 0 | 0
Emission Cost by Reporting Type: TVA_Transmission
ReportingType | 2015 | 2020 | 2025 | 2030 | 2035 | 2040
BM | 0 | 0 | 0 | 0 | 0 | 0
CC | 0 | 0 | 0 | 0 | 0 | 0
CSP | 0 | 0 | 0 | 0 | 0 | 0
CT | 0 | 0 | 0 | 0 | 0 | 0
Coal | 0 | 0 | 0 | 0 | 0 | 0
Geo | 0 | 0 | 0 | 0 | 0 | 0
H | 0 | 0 | 0 | 0 | 0 | 0
LFG | 0 | 0 | 0 | 0 | 0 | 0
Nuc | 0 | 0 | 0 | 0 | 0 | 0
PS | 0 | 0 | 0 | 0 | 0 | 0
PV | 0 | 0 | 0 | 0 | 0 | 0
PeakG | 0 | 0 | 0 | 0 | 0 | 0
PeakO | 0 | 0 | 0 | 0 | 0 | 0
ST | 0 | 0 | 0 | 0 | 0 | 0
STOG | 0 | 0 | 0 | 0 | 0 | 0
STWD | 0 | 0 | 0 | 0 | 0 | 0
WT | 0 | 0 | 0 | 0 | 0 | 0
IGCC | 0 | 0 | 0 | 0 | 0 | 0
DemandResponse | 0 | 0 | 0 | 0 | 0 | 0
IGCC-CCS | 0 | 0 | 0 | 0 | 0 | 0
WT_off | 0 | 0 | 0 | 0 | 0 | 0
PseudoUnit | 0 | 0 | 0 | 0 | 0 | 0
FixedInterchange | 0 | 0 | 0 | 0 | 0 | 0
Emission Cost by Reporting Type: VACAR
ReportingType | 2015 | 2020 | 2025 | 2030 | 2035 | 2040
BM | 0 | 0 | 0 | 0 | 0 | 0
CC | 0 | 0 | 0 | 0 | 0 | 0
CSP | 0 | 0 | 0 | 0 | 0 | 0
CT | 0 | 0 | 0 | 0 | 0 | 0
Coal | 0 | 0 | 0 | 0 | 0 | 0
Geo | 0 | 0 | 0 | 0 | 0 | 0
H | 0 | 0 | 0 | 0 | 0 | 0
LFG | 0 | 0 | 0 | 0 | 0 | 0
Nuc | 0 | 0 | 0 | 0 | 0 | 0
PS | 0 | 0 | 0 | 0 | 0 | 0
PV | 0 | 0 | 0 | 0 | 0 | 0
PeakG | 0 | 0 | 0 | 0 | 0 | 0
PeakO | 0 | 0 | 0 | 0 | 0 | 0
ST | 0 | 0 | 0 | 0 | 0 | 0
STOG | 0 | 0 | 0 | 0 | 0 | 0
STWD | 0 | 0 | 0 | 0 | 0 | 0
WT | 0 | 0 | 0 | 0 | 0 | 0
IGCC | 0 | 0 | 0 | 0 | 0 | 0
DemandResponse | 0 | 0 | 0 | 0 | 0 | 0
IGCC-CCS | 0 | 0 | 0 | 0 | 0 | 0
WT_off | 0 | 0 | 0 | 0 | 0 | 0
PseudoUnit | 0 | 0 | 0 | 0 | 0 | 0
FixedInterchange | 0 | 0 | 0 | 0 | 0 | 0
Emission Cost by Reporting Type: IESO
ReportingType | 2015 | 2020 | 2025 | 2030 | 2035 | 2040
BM | 0 | 0 | 0 | 0 | 0 | 0
CC | 0 | 0 | 0 | 0 | 0 | 0
CSP | 0 | 0 | 0 | 0 | 0 | 0
CT | 0 | 0 | 0 | 0 | 0 | 0
Coal | 0 | 0 | 0 | 0 | 0 | 0
Geo | 0 | 0 | 0 | 0 | 0 | 0
H | 0 | 0 | 0 | 0 | 0 | 0
LFG | 0 | 0 | 0 | 0 | 0 | 0
Nuc | 0 | 0 | 0 | 0 | 0 | 0
PS | 0 | 0 | 0 | 0 | 0 | 0
PV | 0 | 0 | 0 | 0 | 0 | 0
PeakG | 0 | 0 | 0 | 0 | 0 | 0
PeakO | 0 | 0 | 0 | 0 | 0 | 0
ST | 0 | 0 | 0 | 0 | 0 | 0
STOG | 0 | 0 | 0 | 0 | 0 | 0
STWD | 0 | 0 | 0 | 0 | 0 | 0
WT | 0 | 0 | 0 | 0 | 0 | 0
IGCC | 0 | 0 | 0 | 0 | 0 | 0
DemandResponse | 0 | 0 | 0 | 0 | 0 | 0
IGCC-CCS | 0 | 0 | 0 | 0 | 0 | 0
WT_off | 0 | 0 | 0 | 0 | 0 | 0
PseudoUnit | 0 | 0 | 0 | 0 | 0 | 0
FixedInterchange | 0 | 0 | 0 | 0 | 0 | 0
Emission Cost by Reporting Type: MAPP_CA
ReportingType | 2015 | 2020 | 2025 | 2030 | 2035 | 2040
BM | 0 | 0 | 0 | 0 | 0 | 0
CC | 0 | 0 | 0 | 0 | 0 | 0
CSP | 0 | 0 | 0 | 0 | 0 | 0
CT | 0 | 0 | 0 | 0 | 0 | 0
Coal | 0 | 0 | 0 | 0 | 0 | 0
Geo | 0 | 0 | 0 | 0 | 0 | 0
H | 0 | 0 | 0 | 0 | 0 | 0
LFG | 0 | 0 | 0 | 0 | 0 | 0
Nuc | 0 | 0 | 0 | 0 | 0 | 0
PS | 0 | 0 | 0 | 0 | 0 | 0
PV | 0 | 0 | 0 | 0 | 0 | 0
PeakG | 0 | 0 | 0 | 0 | 0 | 0
PeakO | 0 | 0 | 0 | 0 | 0 | 0
ST | 0 | 0 | 0 | 0 | 0 | 0
STOG | 0 | 0 | 0 | 0 | 0 | 0
STWD | 0 | 0 | 0 | 0 | 0 | 0
WT | 0 | 0 | 0 | 0 | 0 | 0
IGCC | 0 | 0 | 0 | 0 | 0 | 0
DemandResponse | 0 | 0 | 0 | 0 | 0 | 0
IGCC-CCS | 0 | 0 | 0 | 0 | 0 | 0
WT_off | 0 | 0 | 0 | 0 | 0 | 0
PseudoUnit | 0 | 0 | 0 | 0 | 0 | 0
FixedInterchange | 0 | 0 | 0 | 0 | 0 | 0
Emission Cost by Reporting Type: AZ_NM_SNV_Coal
ReportingType | 2015 | 2020 | 2025 | 2030 | 2035 | 2040
BM | 0 | 0 | 0 | 0 | 0 | 0
CC | 0 | 0 | 0 | 0 | 0 | 0
CSP | 0 | 0 | 0 | 0 | 0 | 0
CT | 0 | 0 | 0 | 0 | 0 | 0
Coal | 0 | 0 | 0 | 0 | 0 | 0
Geo | 0 | 0 | 0 | 0 | 0 | 0
H | 0 | 0 | 0 | 0 | 0 | 0
LFG | 0 | 0 | 0 | 0 | 0 | 0
Nuc | 0 | 0 | 0 | 0 | 0 | 0
PS | 0 | 0 | 0 | 0 | 0 | 0
PV | 0 | 0 | 0 | 0 | 0 | 0
PeakG | 0 | 0 | 0 | 0 | 0 | 0
PeakO | 0 | 0 | 0 | 0 | 0 | 0
ST | 0 | 0 | 0 | 0 | 0 | 0
STOG | 0 | 0 | 0 | 0 | 0 | 0
STWD | 0 | 0 | 0 | 0 | 0 | 0
WT | 0 | 0 | 0 | 0 | 0 | 0
IGCC | 0 | 0 | 0 | 0 | 0 | 0
DemandResponse | 0 | 0 | 0 | 0 | 0 | 0
IGCC-CCS | 0 | 0 | 0 | 0 | 0 | 0
WT_off | 0 | 0 | 0 | 0 | 0 | 0
PseudoUnit | 0 | 0 | 0 | 0 | 0 | 0
FixedInterchange | 0 | 0 | 0 | 0 | 0 | 0
Emission Cost by Reporting Type: AZ_NM_SNV_Gas
ReportingType | 2015 | 2020 | 2025 | 2030 | 2035 | 2040
BM | 0 | 0 | 0 | 0 | 0 | 0
CC | 0 | 0 | 0 | 0 | 0 | 0
CSP | 0 | 0 | 0 | 0 | 0 | 0
CT | 0 | 0 | 0 | 0 | 0 | 0
Coal | 0 | 0 | 0 | 0 | 0 | 0
Geo | 0 | 0 | 0 | 0 | 0 | 0
H | 0 | 0 | 0 | 0 | 0 | 0
LFG | 0 | 0 | 0 | 0 | 0 | 0
Nuc | 0 | 0 | 0 | 0 | 0 | 0
PS | 0 | 0 | 0 | 0 | 0 | 0
PV | 0 | 0 | 0 | 0 | 0 | 0
PeakG | 0 | 0 | 0 | 0 | 0 | 0
PeakO | 0 | 0 | 0 | 0 | 0 | 0
ST | 0 | 0 | 0 | 0 | 0 | 0
STOG | 0 | 0 | 0 | 0 | 0 | 0
STWD | 0 | 0 | 0 | 0 | 0 | 0
WT | 0 | 0 | 0 | 0 | 0 | 0
IGCC | 0 | 0 | 0 | 0 | 0 | 0
DemandResponse | 0 | 0 | 0 | 0 | 0 | 0
IGCC-CCS | 0 | 0 | 0 | 0 | 0 | 0
WT_off | 0 | 0 | 0 | 0 | 0 | 0
PseudoUnit | 0 | 0 | 0 | 0 | 0 | 0
FixedInterchange | 0 | 0 | 0 | 0 | 0 | 0
Emission Cost by Reporting Type: AZ_NM_SNV_NucRenew
ReportingType | 2015 | 2020 | 2025 | 2030 | 2035 | 2040
BM | 0 | 0 | 0 | 0 | 0 | 0
CC | 0 | 0 | 0 | 0 | 0 | 0
CSP | 0 | 0 | 0 | 0 | 0 | 0
CT | 0 | 0 | 0 | 0 | 0 | 0
Coal | 0 | 0 | 0 | 0 | 0 | 0
Geo | 0 | 0 | 0 | 0 | 0 | 0
H | 0 | 0 | 0 | 0 | 0 | 0
LFG | 0 | 0 | 0 | 0 | 0 | 0
Nuc | 0 | 0 | 0 | 0 | 0 | 0
PS | 0 | 0 | 0 | 0 | 0 | 0
PV | 0 | 0 | 0 | 0 | 0 | 0
PeakG | 0 | 0 | 0 | 0 | 0 | 0
PeakO | 0 | 0 | 0 | 0 | 0 | 0
ST | 0 | 0 | 0 | 0 | 0 | 0
STOG | 0 | 0 | 0 | 0 | 0 | 0
STWD | 0 | 0 | 0 | 0 | 0 | 0
WT | 0 | 0 | 0 | 0 | 0 | 0
IGCC | 0 | 0 | 0 | 0 | 0 | 0
DemandResponse | 0 | 0 | 0 | 0 | 0 | 0
IGCC-CCS | 0 | 0 | 0 | 0 | 0 | 0
WT_off | 0 | 0 | 0 | 0 | 0 | 0
PseudoUnit | 0 | 0 | 0 | 0 | 0 | 0
FixedInterchange | 0 | 0 | 0 | 0 | 0 | 0
Emission Cost by Reporting Type: ERCOT
ReportingType | 2015 | 2020 | 2025 | 2030 | 2035 | 2040
BM | 0 | 0 | 0 | 0 | 0 | 0
CC | 0 | 0 | 0 | 0 | 0 | 0
CSP | 0 | 0 | 0 | 0 | 0 | 0
CT | 0 | 0 | 0 | 0 | 0 | 0
Coal | 0 | 0 | 0 | 0 | 0 | 0
Geo | 0 | 0 | 0 | 0 | 0 | 0
H | 0 | 0 | 0 | 0 | 0 | 0
LFG | 0 | 0 | 0 | 0 | 0 | 0
Nuc | 0 | 0 | 0 | 0 | 0 | 0
PS | 0 | 0 | 0 | 0 | 0 | 0
PV | 0 | 0 | 0 | 0 | 0 | 0
PeakG | 0 | 0 | 0 | 0 | 0 | 0
PeakO | 0 | 0 | 0 | 0 | 0 | 0
ST | 0 | 0 | 0 | 0 | 0 | 0
STOG | 0 | 0 | 0 | 0 | 0 | 0
STWD | 0 | 0 | 0 | 0 | 0 | 0
WT | 0 | 0 | 0 | 0 | 0 | 0
IGCC | 0 | 0 | 0 | 0 | 0 | 0
DemandResponse | 0 | 0 | 0 | 0 | 0 | 0
IGCC-CCS | 0 | 0 | 0 | 0 | 0 | 0
WT_off | 0 | 0 | 0 | 0 | 0 | 0
PseudoUnit | 0 | 0 | 0 | 0 | 0 | 0
FixedInterchange | 0 | 0 | 0 | 0 | 0 | 0
Emission Cost by Reporting Type: NP15
ReportingType | 2015 | 2020 | 2025 | 2030 | 2035 | 2040
BM | 0 | 0 | 0 | 0 | 0 | 0
CC | 0 | 0 | 0 | 0 | 0 | 0
CSP | 0 | 0 | 0 | 0 | 0 | 0
CT | 0 | 0 | 0 | 0 | 0 | 0
Coal | 0 | 0 | 0 | 0 | 0 | 0
Geo | 0 | 0 | 0 | 0 | 0 | 0
H | 0 | 0 | 0 | 0 | 0 | 0
LFG | 0 | 0 | 0 | 0 | 0 | 0
Nuc | 0 | 0 | 0 | 0 | 0 | 0
PS | 0 | 0 | 0 | 0 | 0 | 0
PV | 0 | 0 | 0 | 0 | 0 | 0
PeakG | 0 | 0 | 0 | 0 | 0 | 0
PeakO | 0 | 0 | 0 | 0 | 0 | 0
ST | 0 | 0 | 0 | 0 | 0 | 0
STOG | 0 | 0 | 0 | 0 | 0 | 0
STWD | 0 | 0 | 0 | 0 | 0 | 0
WT | 0 | 0 | 0 | 0 | 0 | 0
IGCC | 0 | 0 | 0 | 0 | 0 | 0
DemandResponse | 0 | 0 | 0 | 0 | 0 | 0
IGCC-CCS | 0 | 0 | 0 | 0 | 0 | 0
WT_off | 0 | 0 | 0 | 0 | 0 | 0
PseudoUnit | 0 | 0 | 0 | 0 | 0 | 0
FixedInterchange | 0 | 0 | 0 | 0 | 0 | 0
Emission Cost by Reporting Type: NWPP_Coal
ReportingType | 2015 | 2020 | 2025 | 2030 | 2035 | 2040
BM | 0 | 0 | 0 | 0 | 0 | 0
CC | 0 | 0 | 0 | 0 | 0 | 0
CSP | 0 | 0 | 0 | 0 | 0 | 0
CT | 0 | 0 | 0 | 0 | 0 | 0
Coal | 0 | 0 | 0 | 0 | 0 | 0
Geo | 0 | 0 | 0 | 0 | 0 | 0
H | 0 | 0 | 0 | 0 | 0 | 0
LFG | 0 | 0 | 0 | 0 | 0 | 0
Nuc | 0 | 0 | 0 | 0 | 0 | 0
PS | 0 | 0 | 0 | 0 | 0 | 0
PV | 0 | 0 | 0 | 0 | 0 | 0
PeakG | 0 | 0 | 0 | 0 | 0 | 0
PeakO | 0 | 0 | 0 | 0 | 0 | 0
ST | 0 | 0 | 0 | 0 | 0 | 0
STOG | 0 | 0 | 0 | 0 | 0 | 0
STWD | 0 | 0 | 0 | 0 | 0 | 0
WT | 0 | 0 | 0 | 0 | 0 | 0
IGCC | 0 | 0 | 0 | 0 | 0 | 0
DemandResponse | 0 | 0 | 0 | 0 | 0 | 0
IGCC-CCS | 0 | 0 | 0 | 0 | 0 | 0
WT_off | 0 | 0 | 0 | 0 | 0 | 0
PseudoUnit | 0 | 0 | 0 | 0 | 0 | 0
FixedInterchange | 0 | 0 | 0 | 0 | 0 | 0
Emission Cost by Reporting Type: NWPP_Gas
ReportingType | 2015 | 2020 | 2025 | 2030 | 2035 | 2040
BM | 0 | 0 | 0 | 0 | 0 | 0
CC | 0 | 0 | 0 | 0 | 0 | 0
CSP | 0 | 0 | 0 | 0 | 0 | 0
CT | 0 | 0 | 0 | 0 | 0 | 0
Coal | 0 | 0 | 0 | 0 | 0 | 0
Geo | 0 | 0 | 0 | 0 | 0 | 0
H | 0 | 0 | 0 | 0 | 0 | 0
LFG | 0 | 0 | 0 | 0 | 0 | 0
Nuc | 0 | 0 | 0 | 0 | 0 | 0
PS | 0 | 0 | 0 | 0 | 0 | 0
PV | 0 | 0 | 0 | 0 | 0 | 0
PeakG | 0 | 0 | 0 | 0 | 0 | 0
PeakO | 0 | 0 | 0 | 0 | 0 | 0
ST | 0 | 0 | 0 | 0 | 0 | 0
STOG | 0 | 0 | 0 | 0 | 0 | 0
STWD | 0 | 0 | 0 | 0 | 0 | 0
WT | 0 | 0 | 0 | 0 | 0 | 0
IGCC | 0 | 0 | 0 | 0 | 0 | 0
DemandResponse | 0 | 0 | 0 | 0 | 0 | 0
IGCC-CCS | 0 | 0 | 0 | 0 | 0 | 0
WT_off | 0 | 0 | 0 | 0 | 0 | 0
PseudoUnit | 0 | 0 | 0 | 0 | 0 | 0
FixedInterchange | 0 | 0 | 0 | 0 | 0 | 0
Emission Cost by Reporting Type: NWPP_NucRenew
ReportingType | 2015 | 2020 | 2025 | 2030 | 2035 | 2040
BM | 0 | 0 | 0 | 0 | 0 | 0
CC | 0 | 0 | 0 | 0 | 0 | 0
CSP | 0 | 0 | 0 | 0 | 0 | 0
CT | 0 | 0 | 0 | 0 | 0 | 0
Coal | 0 | 0 | 0 | 0 | 0 | 0
Geo | 0 | 0 | 0 | 0 | 0 | 0
H | 0 | 0 | 0 | 0 | 0 | 0
LFG | 0 | 0 | 0 | 0 | 0 | 0
Nuc | 0 | 0 | 0 | 0 | 0 | 0
PS | 0 | 0 | 0 | 0 | 0 | 0
PV | 0 | 0 | 0 | 0 | 0 | 0
PeakG | 0 | 0 | 0 | 0 | 0 | 0
PeakO | 0 | 0 | 0 | 0 | 0 | 0
ST | 0 | 0 | 0 | 0 | 0 | 0
STOG | 0 | 0 | 0 | 0 | 0 | 0
STWD | 0 | 0 | 0 | 0 | 0 | 0
WT | 0 | 0 | 0 | 0 | 0 | 0
IGCC | 0 | 0 | 0 | 0 | 0 | 0
DemandResponse | 0 | 0 | 0 | 0 | 0 | 0
IGCC-CCS | 0 | 0 | 0 | 0 | 0 | 0
WT_off | 0 | 0 | 0 | 0 | 0 | 0
PseudoUnit | 0 | 0 | 0 | 0 | 0 | 0
FixedInterchange | 0 | 0 | 0 | 0 | 0 | 0
Emission Cost by Reporting Type: RMPA
ReportingType | 2015 | 2020 | 2025 | 2030 | 2035 | 2040
BM | 0 | 0 | 0 | 0 | 0 | 0
CC | 0 | 0 | 0 | 0 | 0 | 0
CSP | 0 | 0 | 0 | 0 | 0 | 0
CT | 0 | 0 | 0 | 0 | 0 | 0
Coal | 0 | 0 | 0 | 0 | 0 | 0
Geo | 0 | 0 | 0 | 0 | 0 | 0
H | 0 | 0 | 0 | 0 | 0 | 0
LFG | 0 | 0 | 0 | 0 | 0 | 0
Nuc | 0 | 0 | 0 | 0 | 0 | 0
PS | 0 | 0 | 0 | 0 | 0 | 0
PV | 0 | 0 | 0 | 0 | 0 | 0
PeakG | 0 | 0 | 0 | 0 | 0 | 0
PeakO | 0 | 0 | 0 | 0 | 0 | 0
ST | 0 | 0 | 0 | 0 | 0 | 0
STOG | 0 | 0 | 0 | 0 | 0 | 0
STWD | 0 | 0 | 0 | 0 | 0 | 0
WT | 0 | 0 | 0 | 0 | 0 | 0
IGCC | 0 | 0 | 0 | 0 | 0 | 0
DemandResponse | 0 | 0 | 0 | 0 | 0 | 0
IGCC-CCS | 0 | 0 | 0 | 0 | 0 | 0
WT_off | 0 | 0 | 0 | 0 | 0 | 0
PseudoUnit | 0 | 0 | 0 | 0 | 0 | 0
FixedInterchange | 0 | 0 | 0 | 0 | 0 | 0
Emission Cost by Reporting Type: SP15
ReportingType | 2015 | 2020 | 2025 | 2030 | 2035 | 2040
BM | 0 | 0 | 0 | 0 | 0 | 0
CC | 0 | 0 | 0 | 0 | 0 | 0
CSP | 0 | 0 | 0 | 0 | 0 | 0
CT | 0 | 0 | 0 | 0 | 0 | 0
Coal | 0 | 0 | 0 | 0 | 0 | 0
Geo | 0 | 0 | 0 | 0 | 0 | 0
H | 0 | 0 | 0 | 0 | 0 | 0
LFG | 0 | 0 | 0 | 0 | 0 | 0
Nuc | 0 | 0 | 0 | 0 | 0 | 0
PS | 0 | 0 | 0 | 0 | 0 | 0
PV | 0 | 0 | 0 | 0 | 0 | 0
PeakG | 0 | 0 | 0 | 0 | 0 | 0
PeakO | 0 | 0 | 0 | 0 | 0 | 0
ST | 0 | 0 | 0 | 0 | 0 | 0
STOG | 0 | 0 | 0 | 0 | 0 | 0
STWD | 0 | 0 | 0 | 0 | 0 | 0
WT | 0 | 0 | 0 | 0 | 0 | 0
IGCC | 0 | 0 | 0 | 0 | 0 | 0
DemandResponse | 0 | 0 | 0 | 0 | 0 | 0
IGCC-CCS | 0 | 0 | 0 | 0 | 0 | 0
WT_off | 0 | 0 | 0 | 0 | 0 | 0
PseudoUnit | 0 | 0 | 0 | 0 | 0 | 0
FixedInterchange | 0 | 0 | 0 | 0 | 0 | 0
Emission Cost by Reporting Type: ALB
ReportingType | 2015 | 2020 | 2025 | 2030 | 2035 | 2040
BM | 0 | 0 | 0 | 0 | 0 | 0
CC | 0 | 0 | 0 | 0 | 0 | 0
CSP | 0 | 0 | 0 | 0 | 0 | 0
CT | 0 | 0 | 0 | 0 | 0 | 0
Coal | 0 | 0 | 0 | 0 | 0 | 0
Geo | 0 | 0 | 0 | 0 | 0 | 0
H | 0 | 0 | 0 | 0 | 0 | 0
LFG | 0 | 0 | 0 | 0 | 0 | 0
Nuc | 0 | 0 | 0 | 0 | 0 | 0
PS | 0 | 0 | 0 | 0 | 0 | 0
PV | 0 | 0 | 0 | 0 | 0 | 0
PeakG | 0 | 0 | 0 | 0 | 0 | 0
PeakO | 0 | 0 | 0 | 0 | 0 | 0
ST | 0 | 0 | 0 | 0 | 0 | 0
STOG | 0 | 0 | 0 | 0 | 0 | 0
STWD | 0 | 0 | 0 | 0 | 0 | 0
WT | 0 | 0 | 0 | 0 | 0 | 0
IGCC | 0 | 0 | 0 | 0 | 0 | 0
DemandResponse | 0 | 0 | 0 | 0 | 0 | 0
IGCC-CCS | 0 | 0 | 0 | 0 | 0 | 0
WT_off | 0 | 0 | 0 | 0 | 0 | 0
PseudoUnit | 0 | 0 | 0 | 0 | 0 | 0
FixedInterchange | 0 | 0 | 0 | 0 | 0 | 0
Emission Cost by Reporting Type: BC
ReportingType | 2015 | 2020 | 2025 | 2030 | 2035 | 2040
BM | 0 | 0 | 0 | 0 | 0 | 0
CC | 0 | 0 | 0 | 0 | 0 | 0
CSP | 0 | 0 | 0 | 0 | 0 | 0
CT | 0 | 0 | 0 | 0 | 0 | 0
Coal | 0 | 0 | 0 | 0 | 0 | 0
Geo | 0 | 0 | 0 | 0 | 0 | 0
H | 0 | 0 | 0 | 0 | 0 | 0
LFG | 0 | 0 | 0 | 0 | 0 | 0
Nuc | 0 | 0 | 0 | 0 | 0 | 0
PS | 0 | 0 | 0 | 0 | 0 | 0
PV | 0 | 0 | 0 | 0 | 0 | 0
PeakG | 0 | 0 | 0 | 0 | 0 | 0
PeakO | 0 | 0 | 0 | 0 | 0 | 0
ST | 0 | 0 | 0 | 0 | 0 | 0
STOG | 0 | 0 | 0 | 0 | 0 | 0
STWD | 0 | 0 | 0 | 0 | 0 | 0
WT | 0 | 0 | 0 | 0 | 0 | 0
IGCC | 0 | 0 | 0 | 0 | 0 | 0
DemandResponse | 0 | 0 | 0 | 0 | 0 | 0
IGCC-CCS | 0 | 0 | 0 | 0 | 0 | 0
WT_off | 0 | 0 | 0 | 0 | 0 | 0
PseudoUnit | 0 | 0 | 0 | 0 | 0 | 0
FixedInterchange | 0 | 0 | 0 | 0 | 0 | 0
Emission Cost by Reporting Type: HQ_IESO
ReportingType | 2015 | 2020 | 2025 | 2030 | 2035 | 2040
BM | 0 | 0 | 0 | 0 | 0 | 0
CC | 0 | 0 | 0 | 0 | 0 | 0
CSP | 0 | 0 | 0 | 0 | 0 | 0
CT | 0 | 0 | 0 | 0 | 0 | 0
Coal | 0 | 0 | 0 | 0 | 0 | 0
Geo | 0 | 0 | 0 | 0 | 0 | 0
H | 0 | 0 | 0 | 0 | 0 | 0
LFG | 0 | 0 | 0 | 0 | 0 | 0
Nuc | 0 | 0 | 0 | 0 | 0 | 0
PS | 0 | 0 | 0 | 0 | 0 | 0
PV | 0 | 0 | 0 | 0 | 0 | 0
PeakG | 0 | 0 | 0 | 0 | 0 | 0
PeakO | 0 | 0 | 0 | 0 | 0 | 0
ST | 0 | 0 | 0 | 0 | 0 | 0
STOG | 0 | 0 | 0 | 0 | 0 | 0
STWD | 0 | 0 | 0 | 0 | 0 | 0
WT | 0 | 0 | 0 | 0 | 0 | 0
IGCC | 0 | 0 | 0 | 0 | 0 | 0
DemandResponse | 0 | 0 | 0 | 0 | 0 | 0
IGCC-CCS | 0 | 0 | 0 | 0 | 0 | 0
WT_off | 0 | 0 | 0 | 0 | 0 | 0
PseudoUnit | 0 | 0 | 0 | 0 | 0 | 0
FixedInterchange | 0 | 0 | 0 | 0 | 0 | 0
Emission Cost by Reporting Type: HQ_NEISO
ReportingType | 2015 | 2020 | 2025 | 2030 | 2035 | 2040
BM | 0 | 0 | 0 | 0 | 0 | 0
CC | 0 | 0 | 0 | 0 | 0 | 0
CSP | 0 | 0 | 0 | 0 | 0 | 0
CT | 0 | 0 | 0 | 0 | 0 | 0
Coal | 0 | 0 | 0 | 0 | 0 | 0
Geo | 0 | 0 | 0 | 0 | 0 | 0
H | 0 | 0 | 0 | 0 | 0 | 0
LFG | 0 | 0 | 0 | 0 | 0 | 0
Nuc | 0 | 0 | 0 | 0 | 0 | 0
PS | 0 | 0 | 0 | 0 | 0 | 0
PV | 0 | 0 | 0 | 0 | 0 | 0
PeakG | 0 | 0 | 0 | 0 | 0 | 0
PeakO | 0 | 0 | 0 | 0 | 0 | 0
ST | 0 | 0 | 0 | 0 | 0 | 0
STOG | 0 | 0 | 0 | 0 | 0 | 0
STWD | 0 | 0 | 0 | 0 | 0 | 0
WT | 0 | 0 | 0 | 0 | 0 | 0
IGCC | 0 | 0 | 0 | 0 | 0 | 0
DemandResponse | 0 | 0 | 0 | 0 | 0 | 0
IGCC-CCS | 0 | 0 | 0 | 0 | 0 | 0
WT_off | 0 | 0 | 0 | 0 | 0 | 0
PseudoUnit | 0 | 0 | 0 | 0 | 0 | 0
FixedInterchange | 0 | 0 | 0 | 0 | 0 | 0
Emission Cost by Reporting Type: HQ_NY
ReportingType | 2015 | 2020 | 2025 | 2030 | 2035 | 2040
BM | 0 | 0 | 0 | 0 | 0 | 0
CC | 0 | 0 | 0 | 0 | 0 | 0
CSP | 0 | 0 | 0 | 0 | 0 | 0
CT | 0 | 0 | 0 | 0 | 0 | 0
Coal | 0 | 0 | 0 | 0 | 0 | 0
Geo | 0 | 0 | 0 | 0 | 0 | 0
H | 0 | 0 | 0 | 0 | 0 | 0
LFG | 0 | 0 | 0 | 0 | 0 | 0
Nuc | 0 | 0 | 0 | 0 | 0 | 0
PS | 0 | 0 | 0 | 0 | 0 | 0
PV | 0 | 0 | 0 | 0 | 0 | 0
PeakG | 0 | 0 | 0 | 0 | 0 | 0
PeakO | 0 | 0 | 0 | 0 | 0 | 0
ST | 0 | 0 | 0 | 0 | 0 | 0
STOG | 0 | 0 | 0 | 0 | 0 | 0
STWD | 0 | 0 | 0 | 0 | 0 | 0
WT | 0 | 0 | 0 | 0 | 0 | 0
IGCC | 0 | 0 | 0 | 0 | 0 | 0
DemandResponse | 0 | 0 | 0 | 0 | 0 | 0
IGCC-CCS | 0 | 0 | 0 | 0 | 0 | 0
WT_off | 0 | 0 | 0 | 0 | 0 | 0
PseudoUnit | 0 | 0 | 0 | 0 | 0 | 0
FixedInterchange | 0 | 0 | 0 | 0 | 0 | 0
Emission Cost by Reporting Type: MARITIMES
ReportingType | 2015 | 2020 | 2025 | 2030 | 2035 | 2040
BM | 0 | 0 | 0 | 0 | 0 | 0
CC | 0 | 0 | 0 | 0 | 0 | 0
CSP | 0 | 0 | 0 | 0 | 0 | 0
CT | 0 | 0 | 0 | 0 | 0 | 0
Coal | 0 | 0 | 0 | 0 | 0 | 0
Geo | 0 | 0 | 0 | 0 | 0 | 0
H | 0 | 0 | 0 | 0 | 0 | 0
LFG | 0 | 0 | 0 | 0 | 0 | 0
Nuc | 0 | 0 | 0 | 0 | 0 | 0
PS | 0 | 0 | 0 | 0 | 0 | 0
PV | 0 | 0 | 0 | 0 | 0 | 0
PeakG | 0 | 0 | 0 | 0 | 0 | 0
PeakO | 0 | 0 | 0 | 0 | 0 | 0
ST | 0 | 0 | 0 | 0 | 0 | 0
STOG | 0 | 0 | 0 | 0 | 0 | 0
STWD | 0 | 0 | 0 | 0 | 0 | 0
WT | 0 | 0 | 0 | 0 | 0 | 0
IGCC | 0 | 0 | 0 | 0 | 0 | 0
DemandResponse | 0 | 0 | 0 | 0 | 0 | 0
IGCC-CCS | 0 | 0 | 0 | 0 | 0 | 0
WT_off | 0 | 0 | 0 | 0 | 0 | 0
PseudoUnit | 0 | 0 | 0 | 0 | 0 | 0
FixedInterchange | 0 | 0 | 0 | 0 | 0 | 0
Emission Cost by Reporting Type: All
ReportingType | 2015 | 2020 | 2025 | 2030 | 2035 | 2040
BM | 0 | 0 | 0 | 0 | 0 | 0
CC | 0 | 0 | 0 | 0 | 0 | 0
CSP | 0 | 0 | 0 | 0 | 0 | 0
CT | 0 | 0 | 0 | 0 | 0 | 0
Coal | 0 | 0 | 0 | 0 | 0 | 0
Geo | 0 | 0 | 0 | 0 | 0 | 0
H | 0 | 0 | 0 | 0 | 0 | 0
LFG | 0 | 0 | 0 | 0 | 0 | 0
Nuc | 0 | 0 | 0 | 0 | 0 | 0
PS | 0 | 0 | 0 | 0 | 0 | 0
PV | 0 | 0 | 0 | 0 | 0 | 0
PeakG | 0 | 0 | 0 | 0 | 0 | 0
PeakO | 0 | 0 | 0 | 0 | 0 | 0
ST | 0 | 0 | 0 | 0 | 0 | 0
STOG | 0 | 0 | 0 | 0 | 0 | 0
STWD | 0 | 0 | 0 | 0 | 0 | 0
WT | 0 | 0 | 0 | 0 | 0 | 0
IGCC | 0 | 0 | 0 | 0 | 0 | 0
DemandResponse | 0 | 0 | 0 | 0 | 0 | 0
IGCC-CCS | 0 | 0 | 0 | 0 | 0 | 0
WT_off | 0 | 0 | 0 | 0 | 0 | 0
PseudoUnit | 0 | 0 | 0 | 0 | 0 | 0
FixedInterchange | 0 | 0 | 0 | 0 | 0 | 0
Emission Cost by Reporting Type: EI_US
ReportingType | 2015 | 2020 | 2025 | 2030 | 2035 | 2040
BM | 0 | 0 | 0 | 0 | 0 | 0
CC | 0 | 0 | 0 | 0 | 0 | 0
CSP | 0 | 0 | 0 | 0 | 0 | 0
CT | 0 | 0 | 0 | 0 | 0 | 0
Coal | 0 | 0 | 0 | 0 | 0 | 0
Geo | 0 | 0 | 0 | 0 | 0 | 0
H | 0 | 0 | 0 | 0 | 0 | 0
LFG | 0 | 0 | 0 | 0 | 0 | 0
Nuc | 0 | 0 | 0 | 0 | 0 | 0
PS | 0 | 0 | 0 | 0 | 0 | 0
PV | 0 | 0 | 0 | 0 | 0 | 0
PeakG | 0 | 0 | 0 | 0 | 0 | 0
PeakO | 0 | 0 | 0 | 0 | 0 | 0
ST | 0 | 0 | 0 | 0 | 0 | 0
STOG | 0 | 0 | 0 | 0 | 0 | 0
STWD | 0 | 0 | 0 | 0 | 0 | 0
WT | 0 | 0 | 0 | 0 | 0 | 0
IGCC | 0 | 0 | 0 | 0 | 0 | 0
DemandResponse | 0 | 0 | 0 | 0 | 0 | 0
IGCC-CCS | 0 | 0 | 0 | 0 | 0 | 0
WT_off | 0 | 0 | 0 | 0 | 0 | 0
PseudoUnit | 0 | 0 | 0 | 0 | 0 | 0
FixedInterchange | 0 | 0 | 0 | 0 | 0 | 0
Emission Cost by Reporting Type: EI_Canada
ReportingType | 2015 | 2020 | 2025 | 2030 | 2035 | 2040
BM | 0 | 0 | 0 | 0 | 0 | 0
CC | 0 | 0 | 0 | 0 | 0 | 0
CSP | 0 | 0 | 0 | 0 | 0 | 0
CT | 0 | 0 | 0 | 0 | 0 | 0
Coal | 0 | 0 | 0 | 0 | 0 | 0
Geo | 0 | 0 | 0 | 0 | 0 | 0
H | 0 | 0 | 0 | 0 | 0 | 0
LFG | 0 | 0 | 0 | 0 | 0 | 0
Nuc | 0 | 0 | 0 | 0 | 0 | 0
PS | 0 | 0 | 0 | 0 | 0 | 0
PV | 0 | 0 | 0 | 0 | 0 | 0
PeakG | 0 | 0 | 0 | 0 | 0 | 0
PeakO | 0 | 0 | 0 | 0 | 0 | 0
ST | 0 | 0 | 0 | 0 | 0 | 0
STOG | 0 | 0 | 0 | 0 | 0 | 0
STWD | 0 | 0 | 0 | 0 | 0 | 0
WT | 0 | 0 | 0 | 0 | 0 | 0
IGCC | 0 | 0 | 0 | 0 | 0 | 0
DemandResponse | 0 | 0 | 0 | 0 | 0 | 0
IGCC-CCS | 0 | 0 | 0 | 0 | 0 | 0
WT_off | 0 | 0 | 0 | 0 | 0 | 0
PseudoUnit | 0 | 0 | 0 | 0 | 0 | 0
FixedInterchange | 0 | 0 | 0 | 0 | 0 | 0
Emission Cost by Reporting Type: EI
ReportingType | 2015 | 2020 | 2025 | 2030 | 2035 | 2040
BM | 0 | 0 | 0 | 0 | 0 | 0
CC | 0 | 0 | 0 | 0 | 0 | 0
CSP | 0 | 0 | 0 | 0 | 0 | 0
CT | 0 | 0 | 0 | 0 | 0 | 0
Coal | 0 | 0 | 0 | 0 | 0 | 0
Geo | 0 | 0 | 0 | 0 | 0 | 0
H | 0 | 0 | 0 | 0 | 0 | 0
LFG | 0 | 0 | 0 | 0 | 0 | 0
Nuc | 0 | 0 | 0 | 0 | 0 | 0
PS | 0 | 0 | 0 | 0 | 0 | 0
PV | 0 | 0 | 0 | 0 | 0 | 0
PeakG | 0 | 0 | 0 | 0 | 0 | 0
PeakO | 0 | 0 | 0 | 0 | 0 | 0
ST | 0 | 0 | 0 | 0 | 0 | 0
STOG | 0 | 0 | 0 | 0 | 0 | 0
STWD | 0 | 0 | 0 | 0 | 0 | 0
WT | 0 | 0 | 0 | 0 | 0 | 0
IGCC | 0 | 0 | 0 | 0 | 0 | 0
DemandResponse | 0 | 0 | 0 | 0 | 0 | 0
IGCC-CCS | 0 | 0 | 0 | 0 | 0 | 0
WT_off | 0 | 0 | 0 | 0 | 0 | 0
PseudoUnit | 0 | 0 | 0 | 0 | 0 | 0
FixedInterchange | 0 | 0 | 0 | 0 | 0 | 0
Emission Cost by Reporting Type: Outside_EI
ReportingType | 2015 | 2020 | 2025 | 2030 | 2035 | 2040
BM | 0 | 0 | 0 | 0 | 0 | 0
CC | 0 | 0 | 0 | 0 | 0 | 0
CSP | 0 | 0 | 0 | 0 | 0 | 0
CT | 0 | 0 | 0 | 0 | 0 | 0
Coal | 0 | 0 | 0 | 0 | 0 | 0
Geo | 0 | 0 | 0 | 0 | 0 | 0
H | 0 | 0 | 0 | 0 | 0 | 0
LFG | 0 | 0 | 0 | 0 | 0 | 0
Nuc | 0 | 0 | 0 | 0 | 0 | 0
PS | 0 | 0 | 0 | 0 | 0 | 0
PV | 0 | 0 | 0 | 0 | 0 | 0
PeakG | 0 | 0 | 0 | 0 | 0 | 0
PeakO | 0 | 0 | 0 | 0 | 0 | 0
ST | 0 | 0 | 0 | 0 | 0 | 0
STOG | 0 | 0 | 0 | 0 | 0 | 0
STWD | 0 | 0 | 0 | 0 | 0 | 0
WT | 0 | 0 | 0 | 0 | 0 | 0
IGCC | 0 | 0 | 0 | 0 | 0 | 0
DemandResponse | 0 | 0 | 0 | 0 | 0 | 0
IGCC-CCS | 0 | 0 | 0 | 0 | 0 | 0
WT_off | 0 | 0 | 0 | 0 | 0 | 0
PseudoUnit | 0 | 0 | 0 | 0 | 0 | 0
FixedInterchange | 0 | 0 | 0 | 0 | 0 | 0
==== Emission Program: CAMR : (Hg) ====
Emission Cost by Reporting Type: Entergy
ReportingType | 2015 | 2020 | 2025 | 2030 | 2035 | 2040
BM | 0 | 0 | 0 | 0 | 0 | 0
CC | 0 | 0 | 0 | 0 | 0 | 0
CSP | 0 | 0 | 0 | 0 | 0 | 0
CT | 0 | 0 | 0 | 0 | 0 | 0
Coal | 0 | 0 | 0 | 0 | 0 | 0
Geo | 0 | 0 | 0 | 0 | 0 | 0
H | 0 | 0 | 0 | 0 | 0 | 0
LFG | 0 | 0 | 0 | 0 | 0 | 0
Nuc | 0 | 0 | 0 | 0 | 0 | 0
PS | 0 | 0 | 0 | 0 | 0 | 0
PV | 0 | 0 | 0 | 0 | 0 | 0
PeakG | 0 | 0 | 0 | 0 | 0 | 0
PeakO | 0 | 0 | 0 | 0 | 0 | 0
ST | 0 | 0 | 0 | 0 | 0 | 0
STOG | 0 | 0 | 0 | 0 | 0 | 0
STWD | 0 | 0 | 0 | 0 | 0 | 0
WT | 0 | 0 | 0 | 0 | 0 | 0
IGCC | 0 | 0 | 0 | 0 | 0 | 0
DemandResponse | 0 | 0 | 0 | 0 | 0 | 0
IGCC-CCS | 0 | 0 | 0 | 0 | 0 | 0
WT_off | 0 | 0 | 0 | 0 | 0 | 0
PseudoUnit | 0 | 0 | 0 | 0 | 0 | 0
FixedInterchange | 0 | 0 | 0 | 0 | 0 | 0
Emission Cost by Reporting Type: FRCC
ReportingType | 2015 | 2020 | 2025 | 2030 | 2035 | 2040
BM | 0 | 0 | 0 | 0 | 0 | 0
CC | 0 | 0 | 0 | 0 | 0 | 0
CSP | 0 | 0 | 0 | 0 | 0 | 0
CT | 0 | 0 | 0 | 0 | 0 | 0
Coal | 0 | 0 | 0 | 0 | 0 | 0
Geo | 0 | 0 | 0 | 0 | 0 | 0
H | 0 | 0 | 0 | 0 | 0 | 0
LFG | 0 | 0 | 0 | 0 | 0 | 0
Nuc | 0 | 0 | 0 | 0 | 0 | 0
PS | 0 | 0 | 0 | 0 | 0 | 0
PV | 0 | 0 | 0 | 0 | 0 | 0
PeakG | 0 | 0 | 0 | 0 | 0 | 0
PeakO | 0 | 0 | 0 | 0 | 0 | 0
ST | 0 | 0 | 0 | 0 | 0 | 0
STOG | 0 | 0 | 0 | 0 | 0 | 0
STWD | 0 | 0 | 0 | 0 | 0 | 0
WT | 0 | 0 | 0 | 0 | 0 | 0
IGCC | 0 | 0 | 0 | 0 | 0 | 0
DemandResponse | 0 | 0 | 0 | 0 | 0 | 0
IGCC-CCS | 0 | 0 | 0 | 0 | 0 | 0
WT_off | 0 | 0 | 0 | 0 | 0 | 0
PseudoUnit | 0 | 0 | 0 | 0 | 0 | 0
FixedInterchange | 0 | 0 | 0 | 0 | 0 | 0
Emission Cost by Reporting Type: MAPP_US
ReportingType | 2015 | 2020 | 2025 | 2030 | 2035 | 2040
BM | 0 | 0 | 0 | 0 | 0 | 0
CC | 0 | 0 | 0 | 0 | 0 | 0
CSP | 0 | 0 | 0 | 0 | 0 | 0
CT | 0 | 0 | 0 | 0 | 0 | 0
Coal | 0 | 0 | 0 | 0 | 0 | 0
Geo | 0 | 0 | 0 | 0 | 0 | 0
H | 0 | 0 | 0 | 0 | 0 | 0
LFG | 0 | 0 | 0 | 0 | 0 | 0
Nuc | 0 | 0 | 0 | 0 | 0 | 0
PS | 0 | 0 | 0 | 0 | 0 | 0
PV | 0 | 0 | 0 | 0 | 0 | 0
PeakG | 0 | 0 | 0 | 0 | 0 | 0
PeakO | 0 | 0 | 0 | 0 | 0 | 0
ST | 0 | 0 | 0 | 0 | 0 | 0
STOG | 0 | 0 | 0 | 0 | 0 | 0
STWD | 0 | 0 | 0 | 0 | 0 | 0
WT | 0 | 0 | 0 | 0 | 0 | 0
IGCC | 0 | 0 | 0 | 0 | 0 | 0
DemandResponse | 0 | 0 | 0 | 0 | 0 | 0
IGCC-CCS | 0 | 0 | 0 | 0 | 0 | 0
WT_off | 0 | 0 | 0 | 0 | 0 | 0
PseudoUnit | 0 | 0 | 0 | 0 | 0 | 0
FixedInterchange | 0 | 0 | 0 | 0 | 0 | 0
Emission Cost by Reporting Type: MISO_IN
ReportingType | 2015 | 2020 | 2025 | 2030 | 2035 | 2040
BM | 0 | 0 | 0 | 0 | 0 | 0
CC | 0 | 0 | 0 | 0 | 0 | 0
CSP | 0 | 0 | 0 | 0 | 0 | 0
CT | 0 | 0 | 0 | 0 | 0 | 0
Coal | 0 | 0 | 0 | 0 | 0 | 0
Geo | 0 | 0 | 0 | 0 | 0 | 0
H | 0 | 0 | 0 | 0 | 0 | 0
LFG | 0 | 0 | 0 | 0 | 0 | 0
Nuc | 0 | 0 | 0 | 0 | 0 | 0
PS | 0 | 0 | 0 | 0 | 0 | 0
PV | 0 | 0 | 0 | 0 | 0 | 0
PeakG | 0 | 0 | 0 | 0 | 0 | 0
PeakO | 0 | 0 | 0 | 0 | 0 | 0
ST | 0 | 0 | 0 | 0 | 0 | 0
STOG | 0 | 0 | 0 | 0 | 0 | 0
STWD | 0 | 0 | 0 | 0 | 0 | 0
WT | 0 | 0 | 0 | 0 | 0 | 0
IGCC | 0 | 0 | 0 | 0 | 0 | 0
DemandResponse | 0 | 0 | 0 | 0 | 0 | 0
IGCC-CCS | 0 | 0 | 0 | 0 | 0 | 0
WT_off | 0 | 0 | 0 | 0 | 0 | 0
PseudoUnit | 0 | 0 | 0 | 0 | 0 | 0
FixedInterchange | 0 | 0 | 0 | 0 | 0 | 0
Emission Cost by Reporting Type: MISO_MI
ReportingType | 2015 | 2020 | 2025 | 2030 | 2035 | 2040
BM | 0 | 0 | 0 | 0 | 0 | 0
CC | 0 | 0 | 0 | 0 | 0 | 0
CSP | 0 | 0 | 0 | 0 | 0 | 0
CT | 0 | 0 | 0 | 0 | 0 | 0
Coal | 0 | 0 | 0 | 0 | 0 | 0
Geo | 0 | 0 | 0 | 0 | 0 | 0
H | 0 | 0 | 0 | 0 | 0 | 0
LFG | 0 | 0 | 0 | 0 | 0 | 0
Nuc | 0 | 0 | 0 | 0 | 0 | 0
PS | 0 | 0 | 0 | 0 | 0 | 0
PV | 0 | 0 | 0 | 0 | 0 | 0
PeakG | 0 | 0 | 0 | 0 | 0 | 0
PeakO | 0 | 0 | 0 | 0 | 0 | 0
ST | 0 | 0 | 0 | 0 | 0 | 0
STOG | 0 | 0 | 0 | 0 | 0 | 0
STWD | 0 | 0 | 0 | 0 | 0 | 0
WT | 0 | 0 | 0 | 0 | 0 | 0
IGCC | 0 | 0 | 0 | 0 | 0 | 0
DemandResponse | 0 | 0 | 0 | 0 | 0 | 0
IGCC-CCS | 0 | 0 | 0 | 0 | 0 | 0
WT_off | 0 | 0 | 0 | 0 | 0 | 0
PseudoUnit | 0 | 0 | 0 | 0 | 0 | 0
FixedInterchange | 0 | 0 | 0 | 0 | 0 | 0
Emission Cost by Reporting Type: MISO_MO-IL
ReportingType | 2015 | 2020 | 2025 | 2030 | 2035 | 2040
BM | 0 | 0 | 0 | 0 | 0 | 0
CC | 0 | 0 | 0 | 0 | 0 | 0
CSP | 0 | 0 | 0 | 0 | 0 | 0
CT | 0 | 0 | 0 | 0 | 0 | 0
Coal | 0 | 0 | 0 | 0 | 0 | 0
Geo | 0 | 0 | 0 | 0 | 0 | 0
H | 0 | 0 | 0 | 0 | 0 | 0
LFG | 0 | 0 | 0 | 0 | 0 | 0
Nuc | 0 | 0 | 0 | 0 | 0 | 0
PS | 0 | 0 | 0 | 0 | 0 | 0
PV | 0 | 0 | 0 | 0 | 0 | 0
PeakG | 0 | 0 | 0 | 0 | 0 | 0
PeakO | 0 | 0 | 0 | 0 | 0 | 0
ST | 0 | 0 | 0 | 0 | 0 | 0
STOG | 0 | 0 | 0 | 0 | 0 | 0
STWD | 0 | 0 | 0 | 0 | 0 | 0
WT | 0 | 0 | 0 | 0 | 0 | 0
IGCC | 0 | 0 | 0 | 0 | 0 | 0
DemandResponse | 0 | 0 | 0 | 0 | 0 | 0
IGCC-CCS | 0 | 0 | 0 | 0 | 0 | 0
WT_off | 0 | 0 | 0 | 0 | 0 | 0
PseudoUnit | 0 | 0 | 0 | 0 | 0 | 0
FixedInterchange | 0 | 0 | 0 | 0 | 0 | 0
Emission Cost by Reporting Type: MISO_W
ReportingType | 2015 | 2020 | 2025 | 2030 | 2035 | 2040
BM | 0 | 0 | 0 | 0 | 0 | 0
CC | 0 | 0 | 0 | 0 | 0 | 0
CSP | 0 | 0 | 0 | 0 | 0 | 0
CT | 0 | 0 | 0 | 0 | 0 | 0
Coal | 0 | 0 | 0 | 0 | 0 | 0
Geo | 0 | 0 | 0 | 0 | 0 | 0
H | 0 | 0 | 0 | 0 | 0 | 0
LFG | 0 | 0 | 0 | 0 | 0 | 0
Nuc | 0 | 0 | 0 | 0 | 0 | 0
PS | 0 | 0 | 0 | 0 | 0 | 0
PV | 0 | 0 | 0 | 0 | 0 | 0
PeakG | 0 | 0 | 0 | 0 | 0 | 0
PeakO | 0 | 0 | 0 | 0 | 0 | 0
ST | 0 | 0 | 0 | 0 | 0 | 0
STOG | 0 | 0 | 0 | 0 | 0 | 0
STWD | 0 | 0 | 0 | 0 | 0 | 0
WT | 0 | 0 | 0 | 0 | 0 | 0
IGCC | 0 | 0 | 0 | 0 | 0 | 0
DemandResponse | 0 | 0 | 0 | 0 | 0 | 0
IGCC-CCS | 0 | 0 | 0 | 0 | 0 | 0
WT_off | 0 | 0 | 0 | 0 | 0 | 0
PseudoUnit | 0 | 0 | 0 | 0 | 0 | 0
FixedInterchange | 0 | 0 | 0 | 0 | 0 | 0
Emission Cost by Reporting Type: MISO_WUMS
ReportingType | 2015 | 2020 | 2025 | 2030 | 2035 | 2040
BM | 0 | 0 | 0 | 0 | 0 | 0
CC | 0 | 0 | 0 | 0 | 0 | 0
CSP | 0 | 0 | 0 | 0 | 0 | 0
CT | 0 | 0 | 0 | 0 | 0 | 0
Coal | 0 | 0 | 0 | 0 | 0 | 0
Geo | 0 | 0 | 0 | 0 | 0 | 0
H | 0 | 0 | 0 | 0 | 0 | 0
LFG | 0 | 0 | 0 | 0 | 0 | 0
Nuc | 0 | 0 | 0 | 0 | 0 | 0
PS | 0 | 0 | 0 | 0 | 0 | 0
PV | 0 | 0 | 0 | 0 | 0 | 0
PeakG | 0 | 0 | 0 | 0 | 0 | 0
PeakO | 0 | 0 | 0 | 0 | 0 | 0
ST | 0 | 0 | 0 | 0 | 0 | 0
STOG | 0 | 0 | 0 | 0 | 0 | 0
STWD | 0 | 0 | 0 | 0 | 0 | 0
WT | 0 | 0 | 0 | 0 | 0 | 0
IGCC | 0 | 0 | 0 | 0 | 0 | 0
DemandResponse | 0 | 0 | 0 | 0 | 0 | 0
IGCC-CCS | 0 | 0 | 0 | 0 | 0 | 0
WT_off | 0 | 0 | 0 | 0 | 0 | 0
PseudoUnit | 0 | 0 | 0 | 0 | 0 | 0
FixedInterchange | 0 | 0 | 0 | 0 | 0 | 0
Emission Cost by Reporting Type: Nebraska
ReportingType | 2015 | 2020 | 2025 | 2030 | 2035 | 2040
BM | 0 | 0 | 0 | 0 | 0 | 0
CC | 0 | 0 | 0 | 0 | 0 | 0
CSP | 0 | 0 | 0 | 0 | 0 | 0
CT | 0 | 0 | 0 | 0 | 0 | 0
Coal | 0 | 0 | 0 | 0 | 0 | 0
Geo | 0 | 0 | 0 | 0 | 0 | 0
H | 0 | 0 | 0 | 0 | 0 | 0
LFG | 0 | 0 | 0 | 0 | 0 | 0
Nuc | 0 | 0 | 0 | 0 | 0 | 0
PS | 0 | 0 | 0 | 0 | 0 | 0
PV | 0 | 0 | 0 | 0 | 0 | 0
PeakG | 0 | 0 | 0 | 0 | 0 | 0
PeakO | 0 | 0 | 0 | 0 | 0 | 0
ST | 0 | 0 | 0 | 0 | 0 | 0
STOG | 0 | 0 | 0 | 0 | 0 | 0
STWD | 0 | 0 | 0 | 0 | 0 | 0
WT | 0 | 0 | 0 | 0 | 0 | 0
IGCC | 0 | 0 | 0 | 0 | 0 | 0
DemandResponse | 0 | 0 | 0 | 0 | 0 | 0
IGCC-CCS | 0 | 0 | 0 | 0 | 0 | 0
WT_off | 0 | 0 | 0 | 0 | 0 | 0
PseudoUnit | 0 | 0 | 0 | 0 | 0 | 0
FixedInterchange | 0 | 0 | 0 | 0 | 0 | 0
Emission Cost by Reporting Type: NEISO
ReportingType | 2015 | 2020 | 2025 | 2030 | 2035 | 2040
BM | 0 | 0 | 0 | 0 | 0 | 0
CC | 0 | 0 | 0 | 0 | 0 | 0
CSP | 0 | 0 | 0 | 0 | 0 | 0
CT | 0 | 0 | 0 | 0 | 0 | 0
Coal | 0 | 0 | 0 | 0 | 0 | 0
Geo | 0 | 0 | 0 | 0 | 0 | 0
H | 0 | 0 | 0 | 0 | 0 | 0
LFG | 0 | 0 | 0 | 0 | 0 | 0
Nuc | 0 | 0 | 0 | 0 | 0 | 0
PS | 0 | 0 | 0 | 0 | 0 | 0
PV | 0 | 0 | 0 | 0 | 0 | 0
PeakG | 0 | 0 | 0 | 0 | 0 | 0
PeakO | 0 | 0 | 0 | 0 | 0 | 0
ST | 0 | 0 | 0 | 0 | 0 | 0
STOG | 0 | 0 | 0 | 0 | 0 | 0
STWD | 0 | 0 | 0 | 0 | 0 | 0
WT | 0 | 0 | 0 | 0 | 0 | 0
IGCC | 0 | 0 | 0 | 0 | 0 | 0
DemandResponse | 0 | 0 | 0 | 0 | 0 | 0
IGCC-CCS | 0 | 0 | 0 | 0 | 0 | 0
WT_off | 0 | 0 | 0 | 0 | 0 | 0
PseudoUnit | 0 | 0 | 0 | 0 | 0 | 0
FixedInterchange | 0 | 0 | 0 | 0 | 0 | 0
Emission Cost by Reporting Type: NonRTO_Midwest
ReportingType | 2015 | 2020 | 2025 | 2030 | 2035 | 2040
BM | 0 | 0 | 0 | 0 | 0 | 0
CC | 0 | 0 | 0 | 0 | 0 | 0
CSP | 0 | 0 | 0 | 0 | 0 | 0
CT | 0 | 0 | 0 | 0 | 0 | 0
Coal | 0 | 0 | 0 | 0 | 0 | 0
Geo | 0 | 0 | 0 | 0 | 0 | 0
H | 0 | 0 | 0 | 0 | 0 | 0
LFG | 0 | 0 | 0 | 0 | 0 | 0
Nuc | 0 | 0 | 0 | 0 | 0 | 0
PS | 0 | 0 | 0 | 0 | 0 | 0
PV | 0 | 0 | 0 | 0 | 0 | 0
PeakG | 0 | 0 | 0 | 0 | 0 | 0
PeakO | 0 | 0 | 0 | 0 | 0 | 0
ST | 0 | 0 | 0 | 0 | 0 | 0
STOG | 0 | 0 | 0 | 0 | 0 | 0
STWD | 0 | 0 | 0 | 0 | 0 | 0
WT | 0 | 0 | 0 | 0 | 0 | 0
IGCC | 0 | 0 | 0 | 0 | 0 | 0
DemandResponse | 0 | 0 | 0 | 0 | 0 | 0
IGCC-CCS | 0 | 0 | 0 | 0 | 0 | 0
WT_off | 0 | 0 | 0 | 0 | 0 | 0
PseudoUnit | 0 | 0 | 0 | 0 | 0 | 0
FixedInterchange | 0 | 0 | 0 | 0 | 0 | 0
Emission Cost by Reporting Type: NYISO_A-F
ReportingType | 2015 | 2020 | 2025 | 2030 | 2035 | 2040
BM | 0 | 0 | 0 | 0 | 0 | 0
CC | 0 | 0 | 0 | 0 | 0 | 0
CSP | 0 | 0 | 0 | 0 | 0 | 0
CT | 0 | 0 | 0 | 0 | 0 | 0
Coal | 0 | 0 | 0 | 0 | 0 | 0
Geo | 0 | 0 | 0 | 0 | 0 | 0
H | 0 | 0 | 0 | 0 | 0 | 0
LFG | 0 | 0 | 0 | 0 | 0 | 0
Nuc | 0 | 0 | 0 | 0 | 0 | 0
PS | 0 | 0 | 0 | 0 | 0 | 0
PV | 0 | 0 | 0 | 0 | 0 | 0
PeakG | 0 | 0 | 0 | 0 | 0 | 0
PeakO | 0 | 0 | 0 | 0 | 0 | 0
ST | 0 | 0 | 0 | 0 | 0 | 0
STOG | 0 | 0 | 0 | 0 | 0 | 0
STWD | 0 | 0 | 0 | 0 | 0 | 0
WT | 0 | 0 | 0 | 0 | 0 | 0
IGCC | 0 | 0 | 0 | 0 | 0 | 0
DemandResponse | 0 | 0 | 0 | 0 | 0 | 0
IGCC-CCS | 0 | 0 | 0 | 0 | 0 | 0
WT_off | 0 | 0 | 0 | 0 | 0 | 0
PseudoUnit | 0 | 0 | 0 | 0 | 0 | 0
FixedInterchange | 0 | 0 | 0 | 0 | 0 | 0
Emission Cost by Reporting Type: NYISO_G-I
ReportingType | 2015 | 2020 | 2025 | 2030 | 2035 | 2040
BM | 0 | 0 | 0 | 0 | 0 | 0
CC | 0 | 0 | 0 | 0 | 0 | 0
CSP | 0 | 0 | 0 | 0 | 0 | 0
CT | 0 | 0 | 0 | 0 | 0 | 0
Coal | 0 | 0 | 0 | 0 | 0 | 0
Geo | 0 | 0 | 0 | 0 | 0 | 0
H | 0 | 0 | 0 | 0 | 0 | 0
LFG | 0 | 0 | 0 | 0 | 0 | 0
Nuc | 0 | 0 | 0 | 0 | 0 | 0
PS | 0 | 0 | 0 | 0 | 0 | 0
PV | 0 | 0 | 0 | 0 | 0 | 0
PeakG | 0 | 0 | 0 | 0 | 0 | 0
PeakO | 0 | 0 | 0 | 0 | 0 | 0
ST | 0 | 0 | 0 | 0 | 0 | 0
STOG | 0 | 0 | 0 | 0 | 0 | 0
STWD | 0 | 0 | 0 | 0 | 0 | 0
WT | 0 | 0 | 0 | 0 | 0 | 0
IGCC | 0 | 0 | 0 | 0 | 0 | 0
DemandResponse | 0 | 0 | 0 | 0 | 0 | 0
IGCC-CCS | 0 | 0 | 0 | 0 | 0 | 0
WT_off | 0 | 0 | 0 | 0 | 0 | 0
PseudoUnit | 0 | 0 | 0 | 0 | 0 | 0
FixedInterchange | 0 | 0 | 0 | 0 | 0 | 0
Emission Cost by Reporting Type: NYISO_J-K
ReportingType | 2015 | 2020 | 2025 | 2030 | 2035 | 2040
BM | 0 | 0 | 0 | 0 | 0 | 0
CC | 0 | 0 | 0 | 0 | 0 | 0
CSP | 0 | 0 | 0 | 0 | 0 | 0
CT | 0 | 0 | 0 | 0 | 0 | 0
Coal | 0 | 0 | 0 | 0 | 0 | 0
Geo | 0 | 0 | 0 | 0 | 0 | 0
H | 0 | 0 | 0 | 0 | 0 | 0
LFG | 0 | 0 | 0 | 0 | 0 | 0
Nuc | 0 | 0 | 0 | 0 | 0 | 0
PS | 0 | 0 | 0 | 0 | 0 | 0
PV | 0 | 0 | 0 | 0 | 0 | 0
PeakG | 0 | 0 | 0 | 0 | 0 | 0
PeakO | 0 | 0 | 0 | 0 | 0 | 0
ST | 0 | 0 | 0 | 0 | 0 | 0
STOG | 0 | 0 | 0 | 0 | 0 | 0
STWD | 0 | 0 | 0 | 0 | 0 | 0
WT | 0 | 0 | 0 | 0 | 0 | 0
IGCC | 0 | 0 | 0 | 0 | 0 | 0
DemandResponse | 0 | 0 | 0 | 0 | 0 | 0
IGCC-CCS | 0 | 0 | 0 | 0 | 0 | 0
WT_off | 0 | 0 | 0 | 0 | 0 | 0
PseudoUnit | 0 | 0 | 0 | 0 | 0 | 0
FixedInterchange | 0 | 0 | 0 | 0 | 0 | 0
Emission Cost by Reporting Type: PJM_E
ReportingType | 2015 | 2020 | 2025 | 2030 | 2035 | 2040
BM | 0 | 0 | 0 | 0 | 0 | 0
CC | 0 | 0 | 0 | 0 | 0 | 0
CSP | 0 | 0 | 0 | 0 | 0 | 0
CT | 0 | 0 | 0 | 0 | 0 | 0
Coal | 0 | 0 | 0 | 0 | 0 | 0
Geo | 0 | 0 | 0 | 0 | 0 | 0
H | 0 | 0 | 0 | 0 | 0 | 0
LFG | 0 | 0 | 0 | 0 | 0 | 0
Nuc | 0 | 0 | 0 | 0 | 0 | 0
PS | 0 | 0 | 0 | 0 | 0 | 0
PV | 0 | 0 | 0 | 0 | 0 | 0
PeakG | 0 | 0 | 0 | 0 | 0 | 0
PeakO | 0 | 0 | 0 | 0 | 0 | 0
ST | 0 | 0 | 0 | 0 | 0 | 0
STOG | 0 | 0 | 0 | 0 | 0 | 0
STWD | 0 | 0 | 0 | 0 | 0 | 0
WT | 0 | 0 | 0 | 0 | 0 | 0
IGCC | 0 | 0 | 0 | 0 | 0 | 0
DemandResponse | 0 | 0 | 0 | 0 | 0 | 0
IGCC-CCS | 0 | 0 | 0 | 0 | 0 | 0
WT_off | 0 | 0 | 0 | 0 | 0 | 0
PseudoUnit | 0 | 0 | 0 | 0 | 0 | 0
FixedInterchange | 0 | 0 | 0 | 0 | 0 | 0
Emission Cost by Reporting Type: PJM_ROM
ReportingType | 2015 | 2020 | 2025 | 2030 | 2035 | 2040
BM | 0 | 0 | 0 | 0 | 0 | 0
CC | 0 | 0 | 0 | 0 | 0 | 0
CSP | 0 | 0 | 0 | 0 | 0 | 0
CT | 0 | 0 | 0 | 0 | 0 | 0
Coal | 0 | 0 | 0 | 0 | 0 | 0
Geo | 0 | 0 | 0 | 0 | 0 | 0
H | 0 | 0 | 0 | 0 | 0 | 0
LFG | 0 | 0 | 0 | 0 | 0 | 0
Nuc | 0 | 0 | 0 | 0 | 0 | 0
PS | 0 | 0 | 0 | 0 | 0 | 0
PV | 0 | 0 | 0 | 0 | 0 | 0
PeakG | 0 | 0 | 0 | 0 | 0 | 0
PeakO | 0 | 0 | 0 | 0 | 0 | 0
ST | 0 | 0 | 0 | 0 | 0 | 0
STOG | 0 | 0 | 0 | 0 | 0 | 0
STWD | 0 | 0 | 0 | 0 | 0 | 0
WT | 0 | 0 | 0 | 0 | 0 | 0
IGCC | 0 | 0 | 0 | 0 | 0 | 0
DemandResponse | 0 | 0 | 0 | 0 | 0 | 0
IGCC-CCS | 0 | 0 | 0 | 0 | 0 | 0
WT_off | 0 | 0 | 0 | 0 | 0 | 0
PseudoUnit | 0 | 0 | 0 | 0 | 0 | 0
FixedInterchange | 0 | 0 | 0 | 0 | 0 | 0
Emission Cost by Reporting Type: PJM_ROR
ReportingType | 2015 | 2020 | 2025 | 2030 | 2035 | 2040
BM | 0 | 0 | 0 | 0 | 0 | 0
CC | 0 | 0 | 0 | 0 | 0 | 0
CSP | 0 | 0 | 0 | 0 | 0 | 0
CT | 0 | 0 | 0 | 0 | 0 | 0
Coal | 0 | 0 | 0 | 0 | 0 | 0
Geo | 0 | 0 | 0 | 0 | 0 | 0
H | 0 | 0 | 0 | 0 | 0 | 0
LFG | 0 | 0 | 0 | 0 | 0 | 0
Nuc | 0 | 0 | 0 | 0 | 0 | 0
PS | 0 | 0 | 0 | 0 | 0 | 0
PV | 0 | 0 | 0 | 0 | 0 | 0
PeakG | 0 | 0 | 0 | 0 | 0 | 0
PeakO | 0 | 0 | 0 | 0 | 0 | 0
ST | 0 | 0 | 0 | 0 | 0 | 0
STOG | 0 | 0 | 0 | 0 | 0 | 0
STWD | 0 | 0 | 0 | 0 | 0 | 0
WT | 0 | 0 | 0 | 0 | 0 | 0
IGCC | 0 | 0 | 0 | 0 | 0 | 0
DemandResponse | 0 | 0 | 0 | 0 | 0 | 0
IGCC-CCS | 0 | 0 | 0 | 0 | 0 | 0
WT_off | 0 | 0 | 0 | 0 | 0 | 0
PseudoUnit | 0 | 0 | 0 | 0 | 0 | 0
FixedInterchange | 0 | 0 | 0 | 0 | 0 | 0
Emission Cost by Reporting Type: SOCO
ReportingType | 2015 | 2020 | 2025 | 2030 | 2035 | 2040
BM | 0 | 0 | 0 | 0 | 0 | 0
CC | 0 | 0 | 0 | 0 | 0 | 0
CSP | 0 | 0 | 0 | 0 | 0 | 0
CT | 0 | 0 | 0 | 0 | 0 | 0
Coal | 0 | 0 | 0 | 0 | 0 | 0
Geo | 0 | 0 | 0 | 0 | 0 | 0
H | 0 | 0 | 0 | 0 | 0 | 0
LFG | 0 | 0 | 0 | 0 | 0 | 0
Nuc | 0 | 0 | 0 | 0 | 0 | 0
PS | 0 | 0 | 0 | 0 | 0 | 0
PV | 0 | 0 | 0 | 0 | 0 | 0
PeakG | 0 | 0 | 0 | 0 | 0 | 0
PeakO | 0 | 0 | 0 | 0 | 0 | 0
ST | 0 | 0 | 0 | 0 | 0 | 0
STOG | 0 | 0 | 0 | 0 | 0 | 0
STWD | 0 | 0 | 0 | 0 | 0 | 0
WT | 0 | 0 | 0 | 0 | 0 | 0
IGCC | 0 | 0 | 0 | 0 | 0 | 0
DemandResponse | 0 | 0 | 0 | 0 | 0 | 0
IGCC-CCS | 0 | 0 | 0 | 0 | 0 | 0
WT_off | 0 | 0 | 0 | 0 | 0 | 0
PseudoUnit | 0 | 0 | 0 | 0 | 0 | 0
FixedInterchange | 0 | 0 | 0 | 0 | 0 | 0
Emission Cost by Reporting Type: SPP_N
ReportingType | 2015 | 2020 | 2025 | 2030 | 2035 | 2040
BM | 0 | 0 | 0 | 0 | 0 | 0
CC | 0 | 0 | 0 | 0 | 0 | 0
CSP | 0 | 0 | 0 | 0 | 0 | 0
CT | 0 | 0 | 0 | 0 | 0 | 0
Coal | 0 | 0 | 0 | 0 | 0 | 0
Geo | 0 | 0 | 0 | 0 | 0 | 0
H | 0 | 0 | 0 | 0 | 0 | 0
LFG | 0 | 0 | 0 | 0 | 0 | 0
Nuc | 0 | 0 | 0 | 0 | 0 | 0
PS | 0 | 0 | 0 | 0 | 0 | 0
PV | 0 | 0 | 0 | 0 | 0 | 0
PeakG | 0 | 0 | 0 | 0 | 0 | 0
PeakO | 0 | 0 | 0 | 0 | 0 | 0
ST | 0 | 0 | 0 | 0 | 0 | 0
STOG | 0 | 0 | 0 | 0 | 0 | 0
STWD | 0 | 0 | 0 | 0 | 0 | 0
WT | 0 | 0 | 0 | 0 | 0 | 0
IGCC | 0 | 0 | 0 | 0 | 0 | 0
DemandResponse | 0 | 0 | 0 | 0 | 0 | 0
IGCC-CCS | 0 | 0 | 0 | 0 | 0 | 0
WT_off | 0 | 0 | 0 | 0 | 0 | 0
PseudoUnit | 0 | 0 | 0 | 0 | 0 | 0
FixedInterchange | 0 | 0 | 0 | 0 | 0 | 0
Emission Cost by Reporting Type: SPP_S
ReportingType | 2015 | 2020 | 2025 | 2030 | 2035 | 2040
BM | 0 | 0 | 0 | 0 | 0 | 0
CC | 0 | 0 | 0 | 0 | 0 | 0
CSP | 0 | 0 | 0 | 0 | 0 | 0
CT | 0 | 0 | 0 | 0 | 0 | 0
Coal | 0 | 0 | 0 | 0 | 0 | 0
Geo | 0 | 0 | 0 | 0 | 0 | 0
H | 0 | 0 | 0 | 0 | 0 | 0
LFG | 0 | 0 | 0 | 0 | 0 | 0
Nuc | 0 | 0 | 0 | 0 | 0 | 0
PS | 0 | 0 | 0 | 0 | 0 | 0
PV | 0 | 0 | 0 | 0 | 0 | 0
PeakG | 0 | 0 | 0 | 0 | 0 | 0
PeakO | 0 | 0 | 0 | 0 | 0 | 0
ST | 0 | 0 | 0 | 0 | 0 | 0
STOG | 0 | 0 | 0 | 0 | 0 | 0
STWD | 0 | 0 | 0 | 0 | 0 | 0
WT | 0 | 0 | 0 | 0 | 0 | 0
IGCC | 0 | 0 | 0 | 0 | 0 | 0
DemandResponse | 0 | 0 | 0 | 0 | 0 | 0
IGCC-CCS | 0 | 0 | 0 | 0 | 0 | 0
WT_off | 0 | 0 | 0 | 0 | 0 | 0
PseudoUnit | 0 | 0 | 0 | 0 | 0 | 0
FixedInterchange | 0 | 0 | 0 | 0 | 0 | 0
Emission Cost by Reporting Type: TVA
ReportingType | 2015 | 2020 | 2025 | 2030 | 2035 | 2040
BM | 0 | 0 | 0 | 0 | 0 | 0
CC | 0 | 0 | 0 | 0 | 0 | 0
CSP | 0 | 0 | 0 | 0 | 0 | 0
CT | 0 | 0 | 0 | 0 | 0 | 0
Coal | 0 | 0 | 0 | 0 | 0 | 0
Geo | 0 | 0 | 0 | 0 | 0 | 0
H | 0 | 0 | 0 | 0 | 0 | 0
LFG | 0 | 0 | 0 | 0 | 0 | 0
Nuc | 0 | 0 | 0 | 0 | 0 | 0
PS | 0 | 0 | 0 | 0 | 0 | 0
PV | 0 | 0 | 0 | 0 | 0 | 0
PeakG | 0 | 0 | 0 | 0 | 0 | 0
PeakO | 0 | 0 | 0 | 0 | 0 | 0
ST | 0 | 0 | 0 | 0 | 0 | 0
STOG | 0 | 0 | 0 | 0 | 0 | 0
STWD | 0 | 0 | 0 | 0 | 0 | 0
WT | 0 | 0 | 0 | 0 | 0 | 0
IGCC | 0 | 0 | 0 | 0 | 0 | 0
DemandResponse | 0 | 0 | 0 | 0 | 0 | 0
IGCC-CCS | 0 | 0 | 0 | 0 | 0 | 0
WT_off | 0 | 0 | 0 | 0 | 0 | 0
PseudoUnit | 0 | 0 | 0 | 0 | 0 | 0
FixedInterchange | 0 | 0 | 0 | 0 | 0 | 0
Emission Cost by Reporting Type: TVA_Transmission
ReportingType | 2015 | 2020 | 2025 | 2030 | 2035 | 2040
BM | 0 | 0 | 0 | 0 | 0 | 0
CC | 0 | 0 | 0 | 0 | 0 | 0
CSP | 0 | 0 | 0 | 0 | 0 | 0
CT | 0 | 0 | 0 | 0 | 0 | 0
Coal | 0 | 0 | 0 | 0 | 0 | 0
Geo | 0 | 0 | 0 | 0 | 0 | 0
H | 0 | 0 | 0 | 0 | 0 | 0
LFG | 0 | 0 | 0 | 0 | 0 | 0
Nuc | 0 | 0 | 0 | 0 | 0 | 0
PS | 0 | 0 | 0 | 0 | 0 | 0
PV | 0 | 0 | 0 | 0 | 0 | 0
PeakG | 0 | 0 | 0 | 0 | 0 | 0
PeakO | 0 | 0 | 0 | 0 | 0 | 0
ST | 0 | 0 | 0 | 0 | 0 | 0
STOG | 0 | 0 | 0 | 0 | 0 | 0
STWD | 0 | 0 | 0 | 0 | 0 | 0
WT | 0 | 0 | 0 | 0 | 0 | 0
IGCC | 0 | 0 | 0 | 0 | 0 | 0
DemandResponse | 0 | 0 | 0 | 0 | 0 | 0
IGCC-CCS | 0 | 0 | 0 | 0 | 0 | 0
WT_off | 0 | 0 | 0 | 0 | 0 | 0
PseudoUnit | 0 | 0 | 0 | 0 | 0 | 0
FixedInterchange | 0 | 0 | 0 | 0 | 0 | 0
Emission Cost by Reporting Type: VACAR
ReportingType | 2015 | 2020 | 2025 | 2030 | 2035 | 2040
BM | 0 | 0 | 0 | 0 | 0 | 0
CC | 0 | 0 | 0 | 0 | 0 | 0
CSP | 0 | 0 | 0 | 0 | 0 | 0
CT | 0 | 0 | 0 | 0 | 0 | 0
Coal | 0 | 0 | 0 | 0 | 0 | 0
Geo | 0 | 0 | 0 | 0 | 0 | 0
H | 0 | 0 | 0 | 0 | 0 | 0
LFG | 0 | 0 | 0 | 0 | 0 | 0
Nuc | 0 | 0 | 0 | 0 | 0 | 0
PS | 0 | 0 | 0 | 0 | 0 | 0
PV | 0 | 0 | 0 | 0 | 0 | 0
PeakG | 0 | 0 | 0 | 0 | 0 | 0
PeakO | 0 | 0 | 0 | 0 | 0 | 0
ST | 0 | 0 | 0 | 0 | 0 | 0
STOG | 0 | 0 | 0 | 0 | 0 | 0
STWD | 0 | 0 | 0 | 0 | 0 | 0
WT | 0 | 0 | 0 | 0 | 0 | 0
IGCC | 0 | 0 | 0 | 0 | 0 | 0
DemandResponse | 0 | 0 | 0 | 0 | 0 | 0
IGCC-CCS | 0 | 0 | 0 | 0 | 0 | 0
WT_off | 0 | 0 | 0 | 0 | 0 | 0
PseudoUnit | 0 | 0 | 0 | 0 | 0 | 0
FixedInterchange | 0 | 0 | 0 | 0 | 0 | 0
Emission Cost by Reporting Type: IESO
ReportingType | 2015 | 2020 | 2025 | 2030 | 2035 | 2040
BM | 0 | 0 | 0 | 0 | 0 | 0
CC | 0 | 0 | 0 | 0 | 0 | 0
CSP | 0 | 0 | 0 | 0 | 0 | 0
CT | 0 | 0 | 0 | 0 | 0 | 0
Coal | 0 | 0 | 0 | 0 | 0 | 0
Geo | 0 | 0 | 0 | 0 | 0 | 0
H | 0 | 0 | 0 | 0 | 0 | 0
LFG | 0 | 0 | 0 | 0 | 0 | 0
Nuc | 0 | 0 | 0 | 0 | 0 | 0
PS | 0 | 0 | 0 | 0 | 0 | 0
PV | 0 | 0 | 0 | 0 | 0 | 0
PeakG | 0 | 0 | 0 | 0 | 0 | 0
PeakO | 0 | 0 | 0 | 0 | 0 | 0
ST | 0 | 0 | 0 | 0 | 0 | 0
STOG | 0 | 0 | 0 | 0 | 0 | 0
STWD | 0 | 0 | 0 | 0 | 0 | 0
WT | 0 | 0 | 0 | 0 | 0 | 0
IGCC | 0 | 0 | 0 | 0 | 0 | 0
DemandResponse | 0 | 0 | 0 | 0 | 0 | 0
IGCC-CCS | 0 | 0 | 0 | 0 | 0 | 0
WT_off | 0 | 0 | 0 | 0 | 0 | 0
PseudoUnit | 0 | 0 | 0 | 0 | 0 | 0
FixedInterchange | 0 | 0 | 0 | 0 | 0 | 0
Emission Cost by Reporting Type: MAPP_CA
ReportingType | 2015 | 2020 | 2025 | 2030 | 2035 | 2040
BM | 0 | 0 | 0 | 0 | 0 | 0
CC | 0 | 0 | 0 | 0 | 0 | 0
CSP | 0 | 0 | 0 | 0 | 0 | 0
CT | 0 | 0 | 0 | 0 | 0 | 0
Coal | 0 | 0 | 0 | 0 | 0 | 0
Geo | 0 | 0 | 0 | 0 | 0 | 0
H | 0 | 0 | 0 | 0 | 0 | 0
LFG | 0 | 0 | 0 | 0 | 0 | 0
Nuc | 0 | 0 | 0 | 0 | 0 | 0
PS | 0 | 0 | 0 | 0 | 0 | 0
PV | 0 | 0 | 0 | 0 | 0 | 0
PeakG | 0 | 0 | 0 | 0 | 0 | 0
PeakO | 0 | 0 | 0 | 0 | 0 | 0
ST | 0 | 0 | 0 | 0 | 0 | 0
STOG | 0 | 0 | 0 | 0 | 0 | 0
STWD | 0 | 0 | 0 | 0 | 0 | 0
WT | 0 | 0 | 0 | 0 | 0 | 0
IGCC | 0 | 0 | 0 | 0 | 0 | 0
DemandResponse | 0 | 0 | 0 | 0 | 0 | 0
IGCC-CCS | 0 | 0 | 0 | 0 | 0 | 0
WT_off | 0 | 0 | 0 | 0 | 0 | 0
PseudoUnit | 0 | 0 | 0 | 0 | 0 | 0
FixedInterchange | 0 | 0 | 0 | 0 | 0 | 0
Emission Cost by Reporting Type: AZ_NM_SNV_Coal
ReportingType | 2015 | 2020 | 2025 | 2030 | 2035 | 2040
BM | 0 | 0 | 0 | 0 | 0 | 0
CC | 0 | 0 | 0 | 0 | 0 | 0
CSP | 0 | 0 | 0 | 0 | 0 | 0
CT | 0 | 0 | 0 | 0 | 0 | 0
Coal | 0 | 0 | 0 | 0 | 0 | 0
Geo | 0 | 0 | 0 | 0 | 0 | 0
H | 0 | 0 | 0 | 0 | 0 | 0
LFG | 0 | 0 | 0 | 0 | 0 | 0
Nuc | 0 | 0 | 0 | 0 | 0 | 0
PS | 0 | 0 | 0 | 0 | 0 | 0
PV | 0 | 0 | 0 | 0 | 0 | 0
PeakG | 0 | 0 | 0 | 0 | 0 | 0
PeakO | 0 | 0 | 0 | 0 | 0 | 0
ST | 0 | 0 | 0 | 0 | 0 | 0
STOG | 0 | 0 | 0 | 0 | 0 | 0
STWD | 0 | 0 | 0 | 0 | 0 | 0
WT | 0 | 0 | 0 | 0 | 0 | 0
IGCC | 0 | 0 | 0 | 0 | 0 | 0
DemandResponse | 0 | 0 | 0 | 0 | 0 | 0
IGCC-CCS | 0 | 0 | 0 | 0 | 0 | 0
WT_off | 0 | 0 | 0 | 0 | 0 | 0
PseudoUnit | 0 | 0 | 0 | 0 | 0 | 0
FixedInterchange | 0 | 0 | 0 | 0 | 0 | 0
Emission Cost by Reporting Type: AZ_NM_SNV_Gas
ReportingType | 2015 | 2020 | 2025 | 2030 | 2035 | 2040
BM | 0 | 0 | 0 | 0 | 0 | 0
CC | 0 | 0 | 0 | 0 | 0 | 0
CSP | 0 | 0 | 0 | 0 | 0 | 0
CT | 0 | 0 | 0 | 0 | 0 | 0
Coal | 0 | 0 | 0 | 0 | 0 | 0
Geo | 0 | 0 | 0 | 0 | 0 | 0
H | 0 | 0 | 0 | 0 | 0 | 0
LFG | 0 | 0 | 0 | 0 | 0 | 0
Nuc | 0 | 0 | 0 | 0 | 0 | 0
PS | 0 | 0 | 0 | 0 | 0 | 0
PV | 0 | 0 | 0 | 0 | 0 | 0
PeakG | 0 | 0 | 0 | 0 | 0 | 0
PeakO | 0 | 0 | 0 | 0 | 0 | 0
ST | 0 | 0 | 0 | 0 | 0 | 0
STOG | 0 | 0 | 0 | 0 | 0 | 0
STWD | 0 | 0 | 0 | 0 | 0 | 0
WT | 0 | 0 | 0 | 0 | 0 | 0
IGCC | 0 | 0 | 0 | 0 | 0 | 0
DemandResponse | 0 | 0 | 0 | 0 | 0 | 0
IGCC-CCS | 0 | 0 | 0 | 0 | 0 | 0
WT_off | 0 | 0 | 0 | 0 | 0 | 0
PseudoUnit | 0 | 0 | 0 | 0 | 0 | 0
FixedInterchange | 0 | 0 | 0 | 0 | 0 | 0
Emission Cost by Reporting Type: AZ_NM_SNV_NucRenew
ReportingType | 2015 | 2020 | 2025 | 2030 | 2035 | 2040
BM | 0 | 0 | 0 | 0 | 0 | 0
CC | 0 | 0 | 0 | 0 | 0 | 0
CSP | 0 | 0 | 0 | 0 | 0 | 0
CT | 0 | 0 | 0 | 0 | 0 | 0
Coal | 0 | 0 | 0 | 0 | 0 | 0
Geo | 0 | 0 | 0 | 0 | 0 | 0
H | 0 | 0 | 0 | 0 | 0 | 0
LFG | 0 | 0 | 0 | 0 | 0 | 0
Nuc | 0 | 0 | 0 | 0 | 0 | 0
PS | 0 | 0 | 0 | 0 | 0 | 0
PV | 0 | 0 | 0 | 0 | 0 | 0
PeakG | 0 | 0 | 0 | 0 | 0 | 0
PeakO | 0 | 0 | 0 | 0 | 0 | 0
ST | 0 | 0 | 0 | 0 | 0 | 0
STOG | 0 | 0 | 0 | 0 | 0 | 0
STWD | 0 | 0 | 0 | 0 | 0 | 0
WT | 0 | 0 | 0 | 0 | 0 | 0
IGCC | 0 | 0 | 0 | 0 | 0 | 0
DemandResponse | 0 | 0 | 0 | 0 | 0 | 0
IGCC-CCS | 0 | 0 | 0 | 0 | 0 | 0
WT_off | 0 | 0 | 0 | 0 | 0 | 0
PseudoUnit | 0 | 0 | 0 | 0 | 0 | 0
FixedInterchange | 0 | 0 | 0 | 0 | 0 | 0
Emission Cost by Reporting Type: ERCOT
ReportingType | 2015 | 2020 | 2025 | 2030 | 2035 | 2040
BM | 0 | 0 | 0 | 0 | 0 | 0
CC | 0 | 0 | 0 | 0 | 0 | 0
CSP | 0 | 0 | 0 | 0 | 0 | 0
CT | 0 | 0 | 0 | 0 | 0 | 0
Coal | 0 | 0 | 0 | 0 | 0 | 0
Geo | 0 | 0 | 0 | 0 | 0 | 0
H | 0 | 0 | 0 | 0 | 0 | 0
LFG | 0 | 0 | 0 | 0 | 0 | 0
Nuc | 0 | 0 | 0 | 0 | 0 | 0
PS | 0 | 0 | 0 | 0 | 0 | 0
PV | 0 | 0 | 0 | 0 | 0 | 0
PeakG | 0 | 0 | 0 | 0 | 0 | 0
PeakO | 0 | 0 | 0 | 0 | 0 | 0
ST | 0 | 0 | 0 | 0 | 0 | 0
STOG | 0 | 0 | 0 | 0 | 0 | 0
STWD | 0 | 0 | 0 | 0 | 0 | 0
WT | 0 | 0 | 0 | 0 | 0 | 0
IGCC | 0 | 0 | 0 | 0 | 0 | 0
DemandResponse | 0 | 0 | 0 | 0 | 0 | 0
IGCC-CCS | 0 | 0 | 0 | 0 | 0 | 0
WT_off | 0 | 0 | 0 | 0 | 0 | 0
PseudoUnit | 0 | 0 | 0 | 0 | 0 | 0
FixedInterchange | 0 | 0 | 0 | 0 | 0 | 0
Emission Cost by Reporting Type: NP15
ReportingType | 2015 | 2020 | 2025 | 2030 | 2035 | 2040
BM | 0 | 0 | 0 | 0 | 0 | 0
CC | 0 | 0 | 0 | 0 | 0 | 0
CSP | 0 | 0 | 0 | 0 | 0 | 0
CT | 0 | 0 | 0 | 0 | 0 | 0
Coal | 0 | 0 | 0 | 0 | 0 | 0
Geo | 0 | 0 | 0 | 0 | 0 | 0
H | 0 | 0 | 0 | 0 | 0 | 0
LFG | 0 | 0 | 0 | 0 | 0 | 0
Nuc | 0 | 0 | 0 | 0 | 0 | 0
PS | 0 | 0 | 0 | 0 | 0 | 0
PV | 0 | 0 | 0 | 0 | 0 | 0
PeakG | 0 | 0 | 0 | 0 | 0 | 0
PeakO | 0 | 0 | 0 | 0 | 0 | 0
ST | 0 | 0 | 0 | 0 | 0 | 0
STOG | 0 | 0 | 0 | 0 | 0 | 0
STWD | 0 | 0 | 0 | 0 | 0 | 0
WT | 0 | 0 | 0 | 0 | 0 | 0
IGCC | 0 | 0 | 0 | 0 | 0 | 0
DemandResponse | 0 | 0 | 0 | 0 | 0 | 0
IGCC-CCS | 0 | 0 | 0 | 0 | 0 | 0
WT_off | 0 | 0 | 0 | 0 | 0 | 0
PseudoUnit | 0 | 0 | 0 | 0 | 0 | 0
FixedInterchange | 0 | 0 | 0 | 0 | 0 | 0
Emission Cost by Reporting Type: NWPP_Coal
ReportingType | 2015 | 2020 | 2025 | 2030 | 2035 | 2040
BM | 0 | 0 | 0 | 0 | 0 | 0
CC | 0 | 0 | 0 | 0 | 0 | 0
CSP | 0 | 0 | 0 | 0 | 0 | 0
CT | 0 | 0 | 0 | 0 | 0 | 0
Coal | 0 | 0 | 0 | 0 | 0 | 0
Geo | 0 | 0 | 0 | 0 | 0 | 0
H | 0 | 0 | 0 | 0 | 0 | 0
LFG | 0 | 0 | 0 | 0 | 0 | 0
Nuc | 0 | 0 | 0 | 0 | 0 | 0
PS | 0 | 0 | 0 | 0 | 0 | 0
PV | 0 | 0 | 0 | 0 | 0 | 0
PeakG | 0 | 0 | 0 | 0 | 0 | 0
PeakO | 0 | 0 | 0 | 0 | 0 | 0
ST | 0 | 0 | 0 | 0 | 0 | 0
STOG | 0 | 0 | 0 | 0 | 0 | 0
STWD | 0 | 0 | 0 | 0 | 0 | 0
WT | 0 | 0 | 0 | 0 | 0 | 0
IGCC | 0 | 0 | 0 | 0 | 0 | 0
DemandResponse | 0 | 0 | 0 | 0 | 0 | 0
IGCC-CCS | 0 | 0 | 0 | 0 | 0 | 0
WT_off | 0 | 0 | 0 | 0 | 0 | 0
PseudoUnit | 0 | 0 | 0 | 0 | 0 | 0
FixedInterchange | 0 | 0 | 0 | 0 | 0 | 0
Emission Cost by Reporting Type: NWPP_Gas
ReportingType | 2015 | 2020 | 2025 | 2030 | 2035 | 2040
BM | 0 | 0 | 0 | 0 | 0 | 0
CC | 0 | 0 | 0 | 0 | 0 | 0
CSP | 0 | 0 | 0 | 0 | 0 | 0
CT | 0 | 0 | 0 | 0 | 0 | 0
Coal | 0 | 0 | 0 | 0 | 0 | 0
Geo | 0 | 0 | 0 | 0 | 0 | 0
H | 0 | 0 | 0 | 0 | 0 | 0
LFG | 0 | 0 | 0 | 0 | 0 | 0
Nuc | 0 | 0 | 0 | 0 | 0 | 0
PS | 0 | 0 | 0 | 0 | 0 | 0
PV | 0 | 0 | 0 | 0 | 0 | 0
PeakG | 0 | 0 | 0 | 0 | 0 | 0
PeakO | 0 | 0 | 0 | 0 | 0 | 0
ST | 0 | 0 | 0 | 0 | 0 | 0
STOG | 0 | 0 | 0 | 0 | 0 | 0
STWD | 0 | 0 | 0 | 0 | 0 | 0
WT | 0 | 0 | 0 | 0 | 0 | 0
IGCC | 0 | 0 | 0 | 0 | 0 | 0
DemandResponse | 0 | 0 | 0 | 0 | 0 | 0
IGCC-CCS | 0 | 0 | 0 | 0 | 0 | 0
WT_off | 0 | 0 | 0 | 0 | 0 | 0
PseudoUnit | 0 | 0 | 0 | 0 | 0 | 0
FixedInterchange | 0 | 0 | 0 | 0 | 0 | 0
Emission Cost by Reporting Type: NWPP_NucRenew
ReportingType | 2015 | 2020 | 2025 | 2030 | 2035 | 2040
BM | 0 | 0 | 0 | 0 | 0 | 0
CC | 0 | 0 | 0 | 0 | 0 | 0
CSP | 0 | 0 | 0 | 0 | 0 | 0
CT | 0 | 0 | 0 | 0 | 0 | 0
Coal | 0 | 0 | 0 | 0 | 0 | 0
Geo | 0 | 0 | 0 | 0 | 0 | 0
H | 0 | 0 | 0 | 0 | 0 | 0
LFG | 0 | 0 | 0 | 0 | 0 | 0
Nuc | 0 | 0 | 0 | 0 | 0 | 0
PS | 0 | 0 | 0 | 0 | 0 | 0
PV | 0 | 0 | 0 | 0 | 0 | 0
PeakG | 0 | 0 | 0 | 0 | 0 | 0
PeakO | 0 | 0 | 0 | 0 | 0 | 0
ST | 0 | 0 | 0 | 0 | 0 | 0
STOG | 0 | 0 | 0 | 0 | 0 | 0
STWD | 0 | 0 | 0 | 0 | 0 | 0
WT | 0 | 0 | 0 | 0 | 0 | 0
IGCC | 0 | 0 | 0 | 0 | 0 | 0
DemandResponse | 0 | 0 | 0 | 0 | 0 | 0
IGCC-CCS | 0 | 0 | 0 | 0 | 0 | 0
WT_off | 0 | 0 | 0 | 0 | 0 | 0
PseudoUnit | 0 | 0 | 0 | 0 | 0 | 0
FixedInterchange | 0 | 0 | 0 | 0 | 0 | 0
Emission Cost by Reporting Type: RMPA
ReportingType | 2015 | 2020 | 2025 | 2030 | 2035 | 2040
BM | 0 | 0 | 0 | 0 | 0 | 0
CC | 0 | 0 | 0 | 0 | 0 | 0
CSP | 0 | 0 | 0 | 0 | 0 | 0
CT | 0 | 0 | 0 | 0 | 0 | 0
Coal | 0 | 0 | 0 | 0 | 0 | 0
Geo | 0 | 0 | 0 | 0 | 0 | 0
H | 0 | 0 | 0 | 0 | 0 | 0
LFG | 0 | 0 | 0 | 0 | 0 | 0
Nuc | 0 | 0 | 0 | 0 | 0 | 0
PS | 0 | 0 | 0 | 0 | 0 | 0
PV | 0 | 0 | 0 | 0 | 0 | 0
PeakG | 0 | 0 | 0 | 0 | 0 | 0
PeakO | 0 | 0 | 0 | 0 | 0 | 0
ST | 0 | 0 | 0 | 0 | 0 | 0
STOG | 0 | 0 | 0 | 0 | 0 | 0
STWD | 0 | 0 | 0 | 0 | 0 | 0
WT | 0 | 0 | 0 | 0 | 0 | 0
IGCC | 0 | 0 | 0 | 0 | 0 | 0
DemandResponse | 0 | 0 | 0 | 0 | 0 | 0
IGCC-CCS | 0 | 0 | 0 | 0 | 0 | 0
WT_off | 0 | 0 | 0 | 0 | 0 | 0
PseudoUnit | 0 | 0 | 0 | 0 | 0 | 0
FixedInterchange | 0 | 0 | 0 | 0 | 0 | 0
Emission Cost by Reporting Type: SP15
ReportingType | 2015 | 2020 | 2025 | 2030 | 2035 | 2040
BM | 0 | 0 | 0 | 0 | 0 | 0
CC | 0 | 0 | 0 | 0 | 0 | 0
CSP | 0 | 0 | 0 | 0 | 0 | 0
CT | 0 | 0 | 0 | 0 | 0 | 0
Coal | 0 | 0 | 0 | 0 | 0 | 0
Geo | 0 | 0 | 0 | 0 | 0 | 0
H | 0 | 0 | 0 | 0 | 0 | 0
LFG | 0 | 0 | 0 | 0 | 0 | 0
Nuc | 0 | 0 | 0 | 0 | 0 | 0
PS | 0 | 0 | 0 | 0 | 0 | 0
PV | 0 | 0 | 0 | 0 | 0 | 0
PeakG | 0 | 0 | 0 | 0 | 0 | 0
PeakO | 0 | 0 | 0 | 0 | 0 | 0
ST | 0 | 0 | 0 | 0 | 0 | 0
STOG | 0 | 0 | 0 | 0 | 0 | 0
STWD | 0 | 0 | 0 | 0 | 0 | 0
WT | 0 | 0 | 0 | 0 | 0 | 0
IGCC | 0 | 0 | 0 | 0 | 0 | 0
DemandResponse | 0 | 0 | 0 | 0 | 0 | 0
IGCC-CCS | 0 | 0 | 0 | 0 | 0 | 0
WT_off | 0 | 0 | 0 | 0 | 0 | 0
PseudoUnit | 0 | 0 | 0 | 0 | 0 | 0
FixedInterchange | 0 | 0 | 0 | 0 | 0 | 0
Emission Cost by Reporting Type: ALB
ReportingType | 2015 | 2020 | 2025 | 2030 | 2035 | 2040
BM | 0 | 0 | 0 | 0 | 0 | 0
CC | 0 | 0 | 0 | 0 | 0 | 0
CSP | 0 | 0 | 0 | 0 | 0 | 0
CT | 0 | 0 | 0 | 0 | 0 | 0
Coal | 0 | 0 | 0 | 0 | 0 | 0
Geo | 0 | 0 | 0 | 0 | 0 | 0
H | 0 | 0 | 0 | 0 | 0 | 0
LFG | 0 | 0 | 0 | 0 | 0 | 0
Nuc | 0 | 0 | 0 | 0 | 0 | 0
PS | 0 | 0 | 0 | 0 | 0 | 0
PV | 0 | 0 | 0 | 0 | 0 | 0
PeakG | 0 | 0 | 0 | 0 | 0 | 0
PeakO | 0 | 0 | 0 | 0 | 0 | 0
ST | 0 | 0 | 0 | 0 | 0 | 0
STOG | 0 | 0 | 0 | 0 | 0 | 0
STWD | 0 | 0 | 0 | 0 | 0 | 0
WT | 0 | 0 | 0 | 0 | 0 | 0
IGCC | 0 | 0 | 0 | 0 | 0 | 0
DemandResponse | 0 | 0 | 0 | 0 | 0 | 0
IGCC-CCS | 0 | 0 | 0 | 0 | 0 | 0
WT_off | 0 | 0 | 0 | 0 | 0 | 0
PseudoUnit | 0 | 0 | 0 | 0 | 0 | 0
FixedInterchange | 0 | 0 | 0 | 0 | 0 | 0
Emission Cost by Reporting Type: BC
ReportingType | 2015 | 2020 | 2025 | 2030 | 2035 | 2040
BM | 0 | 0 | 0 | 0 | 0 | 0
CC | 0 | 0 | 0 | 0 | 0 | 0
CSP | 0 | 0 | 0 | 0 | 0 | 0
CT | 0 | 0 | 0 | 0 | 0 | 0
Coal | 0 | 0 | 0 | 0 | 0 | 0
Geo | 0 | 0 | 0 | 0 | 0 | 0
H | 0 | 0 | 0 | 0 | 0 | 0
LFG | 0 | 0 | 0 | 0 | 0 | 0
Nuc | 0 | 0 | 0 | 0 | 0 | 0
PS | 0 | 0 | 0 | 0 | 0 | 0
PV | 0 | 0 | 0 | 0 | 0 | 0
PeakG | 0 | 0 | 0 | 0 | 0 | 0
PeakO | 0 | 0 | 0 | 0 | 0 | 0
ST | 0 | 0 | 0 | 0 | 0 | 0
STOG | 0 | 0 | 0 | 0 | 0 | 0
STWD | 0 | 0 | 0 | 0 | 0 | 0
WT | 0 | 0 | 0 | 0 | 0 | 0
IGCC | 0 | 0 | 0 | 0 | 0 | 0
DemandResponse | 0 | 0 | 0 | 0 | 0 | 0
IGCC-CCS | 0 | 0 | 0 | 0 | 0 | 0
WT_off | 0 | 0 | 0 | 0 | 0 | 0
PseudoUnit | 0 | 0 | 0 | 0 | 0 | 0
FixedInterchange | 0 | 0 | 0 | 0 | 0 | 0
Emission Cost by Reporting Type: HQ_IESO
ReportingType | 2015 | 2020 | 2025 | 2030 | 2035 | 2040
BM | 0 | 0 | 0 | 0 | 0 | 0
CC | 0 | 0 | 0 | 0 | 0 | 0
CSP | 0 | 0 | 0 | 0 | 0 | 0
CT | 0 | 0 | 0 | 0 | 0 | 0
Coal | 0 | 0 | 0 | 0 | 0 | 0
Geo | 0 | 0 | 0 | 0 | 0 | 0
H | 0 | 0 | 0 | 0 | 0 | 0
LFG | 0 | 0 | 0 | 0 | 0 | 0
Nuc | 0 | 0 | 0 | 0 | 0 | 0
PS | 0 | 0 | 0 | 0 | 0 | 0
PV | 0 | 0 | 0 | 0 | 0 | 0
PeakG | 0 | 0 | 0 | 0 | 0 | 0
PeakO | 0 | 0 | 0 | 0 | 0 | 0
ST | 0 | 0 | 0 | 0 | 0 | 0
STOG | 0 | 0 | 0 | 0 | 0 | 0
STWD | 0 | 0 | 0 | 0 | 0 | 0
WT | 0 | 0 | 0 | 0 | 0 | 0
IGCC | 0 | 0 | 0 | 0 | 0 | 0
DemandResponse | 0 | 0 | 0 | 0 | 0 | 0
IGCC-CCS | 0 | 0 | 0 | 0 | 0 | 0
WT_off | 0 | 0 | 0 | 0 | 0 | 0
PseudoUnit | 0 | 0 | 0 | 0 | 0 | 0
FixedInterchange | 0 | 0 | 0 | 0 | 0 | 0
Emission Cost by Reporting Type: HQ_NEISO
ReportingType | 2015 | 2020 | 2025 | 2030 | 2035 | 2040
BM | 0 | 0 | 0 | 0 | 0 | 0
CC | 0 | 0 | 0 | 0 | 0 | 0
CSP | 0 | 0 | 0 | 0 | 0 | 0
CT | 0 | 0 | 0 | 0 | 0 | 0
Coal | 0 | 0 | 0 | 0 | 0 | 0
Geo | 0 | 0 | 0 | 0 | 0 | 0
H | 0 | 0 | 0 | 0 | 0 | 0
LFG | 0 | 0 | 0 | 0 | 0 | 0
Nuc | 0 | 0 | 0 | 0 | 0 | 0
PS | 0 | 0 | 0 | 0 | 0 | 0
PV | 0 | 0 | 0 | 0 | 0 | 0
PeakG | 0 | 0 | 0 | 0 | 0 | 0
PeakO | 0 | 0 | 0 | 0 | 0 | 0
ST | 0 | 0 | 0 | 0 | 0 | 0
STOG | 0 | 0 | 0 | 0 | 0 | 0
STWD | 0 | 0 | 0 | 0 | 0 | 0
WT | 0 | 0 | 0 | 0 | 0 | 0
IGCC | 0 | 0 | 0 | 0 | 0 | 0
DemandResponse | 0 | 0 | 0 | 0 | 0 | 0
IGCC-CCS | 0 | 0 | 0 | 0 | 0 | 0
WT_off | 0 | 0 | 0 | 0 | 0 | 0
PseudoUnit | 0 | 0 | 0 | 0 | 0 | 0
FixedInterchange | 0 | 0 | 0 | 0 | 0 | 0
Emission Cost by Reporting Type: HQ_NY
ReportingType | 2015 | 2020 | 2025 | 2030 | 2035 | 2040
BM | 0 | 0 | 0 | 0 | 0 | 0
CC | 0 | 0 | 0 | 0 | 0 | 0
CSP | 0 | 0 | 0 | 0 | 0 | 0
CT | 0 | 0 | 0 | 0 | 0 | 0
Coal | 0 | 0 | 0 | 0 | 0 | 0
Geo | 0 | 0 | 0 | 0 | 0 | 0
H | 0 | 0 | 0 | 0 | 0 | 0
LFG | 0 | 0 | 0 | 0 | 0 | 0
Nuc | 0 | 0 | 0 | 0 | 0 | 0
PS | 0 | 0 | 0 | 0 | 0 | 0
PV | 0 | 0 | 0 | 0 | 0 | 0
PeakG | 0 | 0 | 0 | 0 | 0 | 0
PeakO | 0 | 0 | 0 | 0 | 0 | 0
ST | 0 | 0 | 0 | 0 | 0 | 0
STOG | 0 | 0 | 0 | 0 | 0 | 0
STWD | 0 | 0 | 0 | 0 | 0 | 0
WT | 0 | 0 | 0 | 0 | 0 | 0
IGCC | 0 | 0 | 0 | 0 | 0 | 0
DemandResponse | 0 | 0 | 0 | 0 | 0 | 0
IGCC-CCS | 0 | 0 | 0 | 0 | 0 | 0
WT_off | 0 | 0 | 0 | 0 | 0 | 0
PseudoUnit | 0 | 0 | 0 | 0 | 0 | 0
FixedInterchange | 0 | 0 | 0 | 0 | 0 | 0
Emission Cost by Reporting Type: MARITIMES
ReportingType | 2015 | 2020 | 2025 | 2030 | 2035 | 2040
BM | 0 | 0 | 0 | 0 | 0 | 0
CC | 0 | 0 | 0 | 0 | 0 | 0
CSP | 0 | 0 | 0 | 0 | 0 | 0
CT | 0 | 0 | 0 | 0 | 0 | 0
Coal | 0 | 0 | 0 | 0 | 0 | 0
Geo | 0 | 0 | 0 | 0 | 0 | 0
H | 0 | 0 | 0 | 0 | 0 | 0
LFG | 0 | 0 | 0 | 0 | 0 | 0
Nuc | 0 | 0 | 0 | 0 | 0 | 0
PS | 0 | 0 | 0 | 0 | 0 | 0
PV | 0 | 0 | 0 | 0 | 0 | 0
PeakG | 0 | 0 | 0 | 0 | 0 | 0
PeakO | 0 | 0 | 0 | 0 | 0 | 0
ST | 0 | 0 | 0 | 0 | 0 | 0
STOG | 0 | 0 | 0 | 0 | 0 | 0
STWD | 0 | 0 | 0 | 0 | 0 | 0
WT | 0 | 0 | 0 | 0 | 0 | 0
IGCC | 0 | 0 | 0 | 0 | 0 | 0
DemandResponse | 0 | 0 | 0 | 0 | 0 | 0
IGCC-CCS | 0 | 0 | 0 | 0 | 0 | 0
WT_off | 0 | 0 | 0 | 0 | 0 | 0
PseudoUnit | 0 | 0 | 0 | 0 | 0 | 0
FixedInterchange | 0 | 0 | 0 | 0 | 0 | 0
Emission Cost by Reporting Type: All
ReportingType | 2015 | 2020 | 2025 | 2030 | 2035 | 2040
BM | 0 | 0 | 0 | 0 | 0 | 0
CC | 0 | 0 | 0 | 0 | 0 | 0
CSP | 0 | 0 | 0 | 0 | 0 | 0
CT | 0 | 0 | 0 | 0 | 0 | 0
Coal | 0 | 0 | 0 | 0 | 0 | 0
Geo | 0 | 0 | 0 | 0 | 0 | 0
H | 0 | 0 | 0 | 0 | 0 | 0
LFG | 0 | 0 | 0 | 0 | 0 | 0
Nuc | 0 | 0 | 0 | 0 | 0 | 0
PS | 0 | 0 | 0 | 0 | 0 | 0
PV | 0 | 0 | 0 | 0 | 0 | 0
PeakG | 0 | 0 | 0 | 0 | 0 | 0
PeakO | 0 | 0 | 0 | 0 | 0 | 0
ST | 0 | 0 | 0 | 0 | 0 | 0
STOG | 0 | 0 | 0 | 0 | 0 | 0
STWD | 0 | 0 | 0 | 0 | 0 | 0
WT | 0 | 0 | 0 | 0 | 0 | 0
IGCC | 0 | 0 | 0 | 0 | 0 | 0
DemandResponse | 0 | 0 | 0 | 0 | 0 | 0
IGCC-CCS | 0 | 0 | 0 | 0 | 0 | 0
WT_off | 0 | 0 | 0 | 0 | 0 | 0
PseudoUnit | 0 | 0 | 0 | 0 | 0 | 0
FixedInterchange | 0 | 0 | 0 | 0 | 0 | 0
Emission Cost by Reporting Type: EI_US
ReportingType | 2015 | 2020 | 2025 | 2030 | 2035 | 2040
BM | 0 | 0 | 0 | 0 | 0 | 0
CC | 0 | 0 | 0 | 0 | 0 | 0
CSP | 0 | 0 | 0 | 0 | 0 | 0
CT | 0 | 0 | 0 | 0 | 0 | 0
Coal | 0 | 0 | 0 | 0 | 0 | 0
Geo | 0 | 0 | 0 | 0 | 0 | 0
H | 0 | 0 | 0 | 0 | 0 | 0
LFG | 0 | 0 | 0 | 0 | 0 | 0
Nuc | 0 | 0 | 0 | 0 | 0 | 0
PS | 0 | 0 | 0 | 0 | 0 | 0
PV | 0 | 0 | 0 | 0 | 0 | 0
PeakG | 0 | 0 | 0 | 0 | 0 | 0
PeakO | 0 | 0 | 0 | 0 | 0 | 0
ST | 0 | 0 | 0 | 0 | 0 | 0
STOG | 0 | 0 | 0 | 0 | 0 | 0
STWD | 0 | 0 | 0 | 0 | 0 | 0
WT | 0 | 0 | 0 | 0 | 0 | 0
IGCC | 0 | 0 | 0 | 0 | 0 | 0
DemandResponse | 0 | 0 | 0 | 0 | 0 | 0
IGCC-CCS | 0 | 0 | 0 | 0 | 0 | 0
WT_off | 0 | 0 | 0 | 0 | 0 | 0
PseudoUnit | 0 | 0 | 0 | 0 | 0 | 0
FixedInterchange | 0 | 0 | 0 | 0 | 0 | 0
Emission Cost by Reporting Type: EI_Canada
ReportingType | 2015 | 2020 | 2025 | 2030 | 2035 | 2040
BM | 0 | 0 | 0 | 0 | 0 | 0
CC | 0 | 0 | 0 | 0 | 0 | 0
CSP | 0 | 0 | 0 | 0 | 0 | 0
CT | 0 | 0 | 0 | 0 | 0 | 0
Coal | 0 | 0 | 0 | 0 | 0 | 0
Geo | 0 | 0 | 0 | 0 | 0 | 0
H | 0 | 0 | 0 | 0 | 0 | 0
LFG | 0 | 0 | 0 | 0 | 0 | 0
Nuc | 0 | 0 | 0 | 0 | 0 | 0
PS | 0 | 0 | 0 | 0 | 0 | 0
PV | 0 | 0 | 0 | 0 | 0 | 0
PeakG | 0 | 0 | 0 | 0 | 0 | 0
PeakO | 0 | 0 | 0 | 0 | 0 | 0
ST | 0 | 0 | 0 | 0 | 0 | 0
STOG | 0 | 0 | 0 | 0 | 0 | 0
STWD | 0 | 0 | 0 | 0 | 0 | 0
WT | 0 | 0 | 0 | 0 | 0 | 0
IGCC | 0 | 0 | 0 | 0 | 0 | 0
DemandResponse | 0 | 0 | 0 | 0 | 0 | 0
IGCC-CCS | 0 | 0 | 0 | 0 | 0 | 0
WT_off | 0 | 0 | 0 | 0 | 0 | 0
PseudoUnit | 0 | 0 | 0 | 0 | 0 | 0
FixedInterchange | 0 | 0 | 0 | 0 | 0 | 0
Emission Cost by Reporting Type: EI
ReportingType | 2015 | 2020 | 2025 | 2030 | 2035 | 2040
BM | 0 | 0 | 0 | 0 | 0 | 0
CC | 0 | 0 | 0 | 0 | 0 | 0
CSP | 0 | 0 | 0 | 0 | 0 | 0
CT | 0 | 0 | 0 | 0 | 0 | 0
Coal | 0 | 0 | 0 | 0 | 0 | 0
Geo | 0 | 0 | 0 | 0 | 0 | 0
H | 0 | 0 | 0 | 0 | 0 | 0
LFG | 0 | 0 | 0 | 0 | 0 | 0
Nuc | 0 | 0 | 0 | 0 | 0 | 0
PS | 0 | 0 | 0 | 0 | 0 | 0
PV | 0 | 0 | 0 | 0 | 0 | 0
PeakG | 0 | 0 | 0 | 0 | 0 | 0
PeakO | 0 | 0 | 0 | 0 | 0 | 0
ST | 0 | 0 | 0 | 0 | 0 | 0
STOG | 0 | 0 | 0 | 0 | 0 | 0
STWD | 0 | 0 | 0 | 0 | 0 | 0
WT | 0 | 0 | 0 | 0 | 0 | 0
IGCC | 0 | 0 | 0 | 0 | 0 | 0
DemandResponse | 0 | 0 | 0 | 0 | 0 | 0
IGCC-CCS | 0 | 0 | 0 | 0 | 0 | 0
WT_off | 0 | 0 | 0 | 0 | 0 | 0
PseudoUnit | 0 | 0 | 0 | 0 | 0 | 0
FixedInterchange | 0 | 0 | 0 | 0 | 0 | 0
Emission Cost by Reporting Type: Outside_EI
ReportingType | 2015 | 2020 | 2025 | 2030 | 2035 | 2040
BM | 0 | 0 | 0 | 0 | 0 | 0
CC | 0 | 0 | 0 | 0 | 0 | 0
CSP | 0 | 0 | 0 | 0 | 0 | 0
CT | 0 | 0 | 0 | 0 | 0 | 0
Coal | 0 | 0 | 0 | 0 | 0 | 0
Geo | 0 | 0 | 0 | 0 | 0 | 0
H | 0 | 0 | 0 | 0 | 0 | 0
LFG | 0 | 0 | 0 | 0 | 0 | 0
Nuc | 0 | 0 | 0 | 0 | 0 | 0
PS | 0 | 0 | 0 | 0 | 0 | 0
PV | 0 | 0 | 0 | 0 | 0 | 0
PeakG | 0 | 0 | 0 | 0 | 0 | 0
PeakO | 0 | 0 | 0 | 0 | 0 | 0
ST | 0 | 0 | 0 | 0 | 0 | 0
STOG | 0 | 0 | 0 | 0 | 0 | 0
STWD | 0 | 0 | 0 | 0 | 0 | 0
WT | 0 | 0 | 0 | 0 | 0 | 0
IGCC | 0 | 0 | 0 | 0 | 0 | 0
DemandResponse | 0 | 0 | 0 | 0 | 0 | 0
IGCC-CCS | 0 | 0 | 0 | 0 | 0 | 0
WT_off | 0 | 0 | 0 | 0 | 0 | 0
PseudoUnit | 0 | 0 | 0 | 0 | 0 | 0
FixedInterchange | 0 | 0 | 0 | 0 | 0 | 0
==== Emission Program: CAIRNOxAnnual : (NOx) ====
Emission Cost by Reporting Type: Entergy
ReportingType | 2015 | 2020 | 2025 | 2030 | 2035 | 2040
BM | 0 | 0 | 0 | 0 | 0 | 0
CC | 0 | 0 | 0 | 0 | 0 | 0
CSP | 0 | 0 | 0 | 0 | 0 | 0
CT | 0 | 0 | 0 | 0 | 0 | 0
Coal | 0 | 0 | 0 | 0 | 0 | 0
Geo | 0 | 0 | 0 | 0 | 0 | 0
H | 0 | 0 | 0 | 0 | 0 | 0
LFG | 0 | 0 | 0 | 0 | 0 | 0
Nuc | 0 | 0 | 0 | 0 | 0 | 0
PS | 0 | 0 | 0 | 0 | 0 | 0
PV | 0 | 0 | 0 | 0 | 0 | 0
PeakG | 0 | 0 | 0 | 0 | 0 | 0
PeakO | 0 | 0 | 0 | 0 | 0 | 0
ST | 0 | 0 | 0 | 0 | 0 | 0
STOG | 0 | 0 | 0 | 0 | 0 | 0
STWD | 0 | 0 | 0 | 0 | 0 | 0
WT | 0 | 0 | 0 | 0 | 0 | 0
IGCC | 0 | 0 | 0 | 0 | 0 | 0
DemandResponse | 0 | 0 | 0 | 0 | 0 | 0
IGCC-CCS | 0 | 0 | 0 | 0 | 0 | 0
WT_off | 0 | 0 | 0 | 0 | 0 | 0
PseudoUnit | 0 | 0 | 0 | 0 | 0 | 0
FixedInterchange | 0 | 0 | 0 | 0 | 0 | 0
Emission Cost by Reporting Type: FRCC
ReportingType | 2015 | 2020 | 2025 | 2030 | 2035 | 2040
BM | 0 | 0 | 0 | 0 | 0 | 0
CC | 0 | 0 | 0 | 0 | 0 | 0
CSP | 0 | 0 | 0 | 0 | 0 | 0
CT | 0 | 0 | 0 | 0 | 0 | 0
Coal | 0 | 0 | 0 | 0 | 0 | 0
Geo | 0 | 0 | 0 | 0 | 0 | 0
H | 0 | 0 | 0 | 0 | 0 | 0
LFG | 0 | 0 | 0 | 0 | 0 | 0
Nuc | 0 | 0 | 0 | 0 | 0 | 0
PS | 0 | 0 | 0 | 0 | 0 | 0
PV | 0 | 0 | 0 | 0 | 0 | 0
PeakG | 0 | 0 | 0 | 0 | 0 | 0
PeakO | 0 | 0 | 0 | 0 | 0 | 0
ST | 0 | 0 | 0 | 0 | 0 | 0
STOG | 0 | 0 | 0 | 0 | 0 | 0
STWD | 0 | 0 | 0 | 0 | 0 | 0
WT | 0 | 0 | 0 | 0 | 0 | 0
IGCC | 0 | 0 | 0 | 0 | 0 | 0
DemandResponse | 0 | 0 | 0 | 0 | 0 | 0
IGCC-CCS | 0 | 0 | 0 | 0 | 0 | 0
WT_off | 0 | 0 | 0 | 0 | 0 | 0
PseudoUnit | 0 | 0 | 0 | 0 | 0 | 0
FixedInterchange | 0 | 0 | 0 | 0 | 0 | 0
Emission Cost by Reporting Type: MAPP_US
ReportingType | 2015 | 2020 | 2025 | 2030 | 2035 | 2040
BM | 0 | 0 | 0 | 0 | 0 | 0
CC | 0 | 0 | 0 | 0 | 0 | 0
CSP | 0 | 0 | 0 | 0 | 0 | 0
CT | 0 | 0 | 0 | 0 | 0 | 0
Coal | 0 | 0 | 0 | 0 | 0 | 0
Geo | 0 | 0 | 0 | 0 | 0 | 0
H | 0 | 0 | 0 | 0 | 0 | 0
LFG | 0 | 0 | 0 | 0 | 0 | 0
Nuc | 0 | 0 | 0 | 0 | 0 | 0
PS | 0 | 0 | 0 | 0 | 0 | 0
PV | 0 | 0 | 0 | 0 | 0 | 0
PeakG | 0 | 0 | 0 | 0 | 0 | 0
PeakO | 0 | 0 | 0 | 0 | 0 | 0
ST | 0 | 0 | 0 | 0 | 0 | 0
STOG | 0 | 0 | 0 | 0 | 0 | 0
STWD | 0 | 0 | 0 | 0 | 0 | 0
WT | 0 | 0 | 0 | 0 | 0 | 0
IGCC | 0 | 0 | 0 | 0 | 0 | 0
DemandResponse | 0 | 0 | 0 | 0 | 0 | 0
IGCC-CCS | 0 | 0 | 0 | 0 | 0 | 0
WT_off | 0 | 0 | 0 | 0 | 0 | 0
PseudoUnit | 0 | 0 | 0 | 0 | 0 | 0
FixedInterchange | 0 | 0 | 0 | 0 | 0 | 0
Emission Cost by Reporting Type: MISO_IN
ReportingType | 2015 | 2020 | 2025 | 2030 | 2035 | 2040
BM | 0 | 0 | 0 | 0 | 0 | 0
CC | 0 | 0 | 0 | 0 | 0 | 0
CSP | 0 | 0 | 0 | 0 | 0 | 0
CT | 0 | 0 | 0 | 0 | 0 | 0
Coal | 0 | 0 | 0 | 0 | 0 | 0
Geo | 0 | 0 | 0 | 0 | 0 | 0
H | 0 | 0 | 0 | 0 | 0 | 0
LFG | 0 | 0 | 0 | 0 | 0 | 0
Nuc | 0 | 0 | 0 | 0 | 0 | 0
PS | 0 | 0 | 0 | 0 | 0 | 0
PV | 0 | 0 | 0 | 0 | 0 | 0
PeakG | 0 | 0 | 0 | 0 | 0 | 0
PeakO | 0 | 0 | 0 | 0 | 0 | 0
ST | 0 | 0 | 0 | 0 | 0 | 0
STOG | 0 | 0 | 0 | 0 | 0 | 0
STWD | 0 | 0 | 0 | 0 | 0 | 0
WT | 0 | 0 | 0 | 0 | 0 | 0
IGCC | 0 | 0 | 0 | 0 | 0 | 0
DemandResponse | 0 | 0 | 0 | 0 | 0 | 0
IGCC-CCS | 0 | 0 | 0 | 0 | 0 | 0
WT_off | 0 | 0 | 0 | 0 | 0 | 0
PseudoUnit | 0 | 0 | 0 | 0 | 0 | 0
FixedInterchange | 0 | 0 | 0 | 0 | 0 | 0
Emission Cost by Reporting Type: MISO_MI
ReportingType | 2015 | 2020 | 2025 | 2030 | 2035 | 2040
BM | 0 | 0 | 0 | 0 | 0 | 0
CC | 0 | 0 | 0 | 0 | 0 | 0
CSP | 0 | 0 | 0 | 0 | 0 | 0
CT | 0 | 0 | 0 | 0 | 0 | 0
Coal | 0 | 0 | 0 | 0 | 0 | 0
Geo | 0 | 0 | 0 | 0 | 0 | 0
H | 0 | 0 | 0 | 0 | 0 | 0
LFG | 0 | 0 | 0 | 0 | 0 | 0
Nuc | 0 | 0 | 0 | 0 | 0 | 0
PS | 0 | 0 | 0 | 0 | 0 | 0
PV | 0 | 0 | 0 | 0 | 0 | 0
PeakG | 0 | 0 | 0 | 0 | 0 | 0
PeakO | 0 | 0 | 0 | 0 | 0 | 0
ST | 0 | 0 | 0 | 0 | 0 | 0
STOG | 0 | 0 | 0 | 0 | 0 | 0
STWD | 0 | 0 | 0 | 0 | 0 | 0
WT | 0 | 0 | 0 | 0 | 0 | 0
IGCC | 0 | 0 | 0 | 0 | 0 | 0
DemandResponse | 0 | 0 | 0 | 0 | 0 | 0
IGCC-CCS | 0 | 0 | 0 | 0 | 0 | 0
WT_off | 0 | 0 | 0 | 0 | 0 | 0
PseudoUnit | 0 | 0 | 0 | 0 | 0 | 0
FixedInterchange | 0 | 0 | 0 | 0 | 0 | 0
Emission Cost by Reporting Type: MISO_MO-IL
ReportingType | 2015 | 2020 | 2025 | 2030 | 2035 | 2040
BM | 0 | 0 | 0 | 0 | 0 | 0
CC | 0 | 0 | 0 | 0 | 0 | 0
CSP | 0 | 0 | 0 | 0 | 0 | 0
CT | 0 | 0 | 0 | 0 | 0 | 0
Coal | 0 | 0 | 0 | 0 | 0 | 0
Geo | 0 | 0 | 0 | 0 | 0 | 0
H | 0 | 0 | 0 | 0 | 0 | 0
LFG | 0 | 0 | 0 | 0 | 0 | 0
Nuc | 0 | 0 | 0 | 0 | 0 | 0
PS | 0 | 0 | 0 | 0 | 0 | 0
PV | 0 | 0 | 0 | 0 | 0 | 0
PeakG | 0 | 0 | 0 | 0 | 0 | 0
PeakO | 0 | 0 | 0 | 0 | 0 | 0
ST | 0 | 0 | 0 | 0 | 0 | 0
STOG | 0 | 0 | 0 | 0 | 0 | 0
STWD | 0 | 0 | 0 | 0 | 0 | 0
WT | 0 | 0 | 0 | 0 | 0 | 0
IGCC | 0 | 0 | 0 | 0 | 0 | 0
DemandResponse | 0 | 0 | 0 | 0 | 0 | 0
IGCC-CCS | 0 | 0 | 0 | 0 | 0 | 0
WT_off | 0 | 0 | 0 | 0 | 0 | 0
PseudoUnit | 0 | 0 | 0 | 0 | 0 | 0
FixedInterchange | 0 | 0 | 0 | 0 | 0 | 0
Emission Cost by Reporting Type: MISO_W
ReportingType | 2015 | 2020 | 2025 | 2030 | 2035 | 2040
BM | 0 | 0 | 0 | 0 | 0 | 0
CC | 0 | 0 | 0 | 0 | 0 | 0
CSP | 0 | 0 | 0 | 0 | 0 | 0
CT | 0 | 0 | 0 | 0 | 0 | 0
Coal | 0 | 0 | 0 | 0 | 0 | 0
Geo | 0 | 0 | 0 | 0 | 0 | 0
H | 0 | 0 | 0 | 0 | 0 | 0
LFG | 0 | 0 | 0 | 0 | 0 | 0
Nuc | 0 | 0 | 0 | 0 | 0 | 0
PS | 0 | 0 | 0 | 0 | 0 | 0
PV | 0 | 0 | 0 | 0 | 0 | 0
PeakG | 0 | 0 | 0 | 0 | 0 | 0
PeakO | 0 | 0 | 0 | 0 | 0 | 0
ST | 0 | 0 | 0 | 0 | 0 | 0
STOG | 0 | 0 | 0 | 0 | 0 | 0
STWD | 0 | 0 | 0 | 0 | 0 | 0
WT | 0 | 0 | 0 | 0 | 0 | 0
IGCC | 0 | 0 | 0 | 0 | 0 | 0
DemandResponse | 0 | 0 | 0 | 0 | 0 | 0
IGCC-CCS | 0 | 0 | 0 | 0 | 0 | 0
WT_off | 0 | 0 | 0 | 0 | 0 | 0
PseudoUnit | 0 | 0 | 0 | 0 | 0 | 0
FixedInterchange | 0 | 0 | 0 | 0 | 0 | 0
Emission Cost by Reporting Type: MISO_WUMS
ReportingType | 2015 | 2020 | 2025 | 2030 | 2035 | 2040
BM | 0 | 0 | 0 | 0 | 0 | 0
CC | 0 | 0 | 0 | 0 | 0 | 0
CSP | 0 | 0 | 0 | 0 | 0 | 0
CT | 0 | 0 | 0 | 0 | 0 | 0
Coal | 0 | 0 | 0 | 0 | 0 | 0
Geo | 0 | 0 | 0 | 0 | 0 | 0
H | 0 | 0 | 0 | 0 | 0 | 0
LFG | 0 | 0 | 0 | 0 | 0 | 0
Nuc | 0 | 0 | 0 | 0 | 0 | 0
PS | 0 | 0 | 0 | 0 | 0 | 0
PV | 0 | 0 | 0 | 0 | 0 | 0
PeakG | 0 | 0 | 0 | 0 | 0 | 0
PeakO | 0 | 0 | 0 | 0 | 0 | 0
ST | 0 | 0 | 0 | 0 | 0 | 0
STOG | 0 | 0 | 0 | 0 | 0 | 0
STWD | 0 | 0 | 0 | 0 | 0 | 0
WT | 0 | 0 | 0 | 0 | 0 | 0
IGCC | 0 | 0 | 0 | 0 | 0 | 0
DemandResponse | 0 | 0 | 0 | 0 | 0 | 0
IGCC-CCS | 0 | 0 | 0 | 0 | 0 | 0
WT_off | 0 | 0 | 0 | 0 | 0 | 0
PseudoUnit | 0 | 0 | 0 | 0 | 0 | 0
FixedInterchange | 0 | 0 | 0 | 0 | 0 | 0
Emission Cost by Reporting Type: Nebraska
ReportingType | 2015 | 2020 | 2025 | 2030 | 2035 | 2040
BM | 0 | 0 | 0 | 0 | 0 | 0
CC | 0 | 0 | 0 | 0 | 0 | 0
CSP | 0 | 0 | 0 | 0 | 0 | 0
CT | 0 | 0 | 0 | 0 | 0 | 0
Coal | 0 | 0 | 0 | 0 | 0 | 0
Geo | 0 | 0 | 0 | 0 | 0 | 0
H | 0 | 0 | 0 | 0 | 0 | 0
LFG | 0 | 0 | 0 | 0 | 0 | 0
Nuc | 0 | 0 | 0 | 0 | 0 | 0
PS | 0 | 0 | 0 | 0 | 0 | 0
PV | 0 | 0 | 0 | 0 | 0 | 0
PeakG | 0 | 0 | 0 | 0 | 0 | 0
PeakO | 0 | 0 | 0 | 0 | 0 | 0
ST | 0 | 0 | 0 | 0 | 0 | 0
STOG | 0 | 0 | 0 | 0 | 0 | 0
STWD | 0 | 0 | 0 | 0 | 0 | 0
WT | 0 | 0 | 0 | 0 | 0 | 0
IGCC | 0 | 0 | 0 | 0 | 0 | 0
DemandResponse | 0 | 0 | 0 | 0 | 0 | 0
IGCC-CCS | 0 | 0 | 0 | 0 | 0 | 0
WT_off | 0 | 0 | 0 | 0 | 0 | 0
PseudoUnit | 0 | 0 | 0 | 0 | 0 | 0
FixedInterchange | 0 | 0 | 0 | 0 | 0 | 0
Emission Cost by Reporting Type: NEISO
ReportingType | 2015 | 2020 | 2025 | 2030 | 2035 | 2040
BM | 0 | 0 | 0 | 0 | 0 | 0
CC | 0 | 0 | 0 | 0 | 0 | 0
CSP | 0 | 0 | 0 | 0 | 0 | 0
CT | 0 | 0 | 0 | 0 | 0 | 0
Coal | 0 | 0 | 0 | 0 | 0 | 0
Geo | 0 | 0 | 0 | 0 | 0 | 0
H | 0 | 0 | 0 | 0 | 0 | 0
LFG | 0 | 0 | 0 | 0 | 0 | 0
Nuc | 0 | 0 | 0 | 0 | 0 | 0
PS | 0 | 0 | 0 | 0 | 0 | 0
PV | 0 | 0 | 0 | 0 | 0 | 0
PeakG | 0 | 0 | 0 | 0 | 0 | 0
PeakO | 0 | 0 | 0 | 0 | 0 | 0
ST | 0 | 0 | 0 | 0 | 0 | 0
STOG | 0 | 0 | 0 | 0 | 0 | 0
STWD | 0 | 0 | 0 | 0 | 0 | 0
WT | 0 | 0 | 0 | 0 | 0 | 0
IGCC | 0 | 0 | 0 | 0 | 0 | 0
DemandResponse | 0 | 0 | 0 | 0 | 0 | 0
IGCC-CCS | 0 | 0 | 0 | 0 | 0 | 0
WT_off | 0 | 0 | 0 | 0 | 0 | 0
PseudoUnit | 0 | 0 | 0 | 0 | 0 | 0
FixedInterchange | 0 | 0 | 0 | 0 | 0 | 0
Emission Cost by Reporting Type: NonRTO_Midwest
ReportingType | 2015 | 2020 | 2025 | 2030 | 2035 | 2040
BM | 0 | 0 | 0 | 0 | 0 | 0
CC | 0 | 0 | 0 | 0 | 0 | 0
CSP | 0 | 0 | 0 | 0 | 0 | 0
CT | 0 | 0 | 0 | 0 | 0 | 0
Coal | 0 | 0 | 0 | 0 | 0 | 0
Geo | 0 | 0 | 0 | 0 | 0 | 0
H | 0 | 0 | 0 | 0 | 0 | 0
LFG | 0 | 0 | 0 | 0 | 0 | 0
Nuc | 0 | 0 | 0 | 0 | 0 | 0
PS | 0 | 0 | 0 | 0 | 0 | 0
PV | 0 | 0 | 0 | 0 | 0 | 0
PeakG | 0 | 0 | 0 | 0 | 0 | 0
PeakO | 0 | 0 | 0 | 0 | 0 | 0
ST | 0 | 0 | 0 | 0 | 0 | 0
STOG | 0 | 0 | 0 | 0 | 0 | 0
STWD | 0 | 0 | 0 | 0 | 0 | 0
WT | 0 | 0 | 0 | 0 | 0 | 0
IGCC | 0 | 0 | 0 | 0 | 0 | 0
DemandResponse | 0 | 0 | 0 | 0 | 0 | 0
IGCC-CCS | 0 | 0 | 0 | 0 | 0 | 0
WT_off | 0 | 0 | 0 | 0 | 0 | 0
PseudoUnit | 0 | 0 | 0 | 0 | 0 | 0
FixedInterchange | 0 | 0 | 0 | 0 | 0 | 0
Emission Cost by Reporting Type: NYISO_A-F
ReportingType | 2015 | 2020 | 2025 | 2030 | 2035 | 2040
BM | 0 | 0 | 0 | 0 | 0 | 0
CC | 0 | 0 | 0 | 0 | 0 | 0
CSP | 0 | 0 | 0 | 0 | 0 | 0
CT | 0 | 0 | 0 | 0 | 0 | 0
Coal | 0 | 0 | 0 | 0 | 0 | 0
Geo | 0 | 0 | 0 | 0 | 0 | 0
H | 0 | 0 | 0 | 0 | 0 | 0
LFG | 0 | 0 | 0 | 0 | 0 | 0
Nuc | 0 | 0 | 0 | 0 | 0 | 0
PS | 0 | 0 | 0 | 0 | 0 | 0
PV | 0 | 0 | 0 | 0 | 0 | 0
PeakG | 0 | 0 | 0 | 0 | 0 | 0
PeakO | 0 | 0 | 0 | 0 | 0 | 0
ST | 0 | 0 | 0 | 0 | 0 | 0
STOG | 0 | 0 | 0 | 0 | 0 | 0
STWD | 0 | 0 | 0 | 0 | 0 | 0
WT | 0 | 0 | 0 | 0 | 0 | 0
IGCC | 0 | 0 | 0 | 0 | 0 | 0
DemandResponse | 0 | 0 | 0 | 0 | 0 | 0
IGCC-CCS | 0 | 0 | 0 | 0 | 0 | 0
WT_off | 0 | 0 | 0 | 0 | 0 | 0
PseudoUnit | 0 | 0 | 0 | 0 | 0 | 0
FixedInterchange | 0 | 0 | 0 | 0 | 0 | 0
Emission Cost by Reporting Type: NYISO_G-I
ReportingType | 2015 | 2020 | 2025 | 2030 | 2035 | 2040
BM | 0 | 0 | 0 | 0 | 0 | 0
CC | 0 | 0 | 0 | 0 | 0 | 0
CSP | 0 | 0 | 0 | 0 | 0 | 0
CT | 0 | 0 | 0 | 0 | 0 | 0
Coal | 0 | 0 | 0 | 0 | 0 | 0
Geo | 0 | 0 | 0 | 0 | 0 | 0
H | 0 | 0 | 0 | 0 | 0 | 0
LFG | 0 | 0 | 0 | 0 | 0 | 0
Nuc | 0 | 0 | 0 | 0 | 0 | 0
PS | 0 | 0 | 0 | 0 | 0 | 0
PV | 0 | 0 | 0 | 0 | 0 | 0
PeakG | 0 | 0 | 0 | 0 | 0 | 0
PeakO | 0 | 0 | 0 | 0 | 0 | 0
ST | 0 | 0 | 0 | 0 | 0 | 0
STOG | 0 | 0 | 0 | 0 | 0 | 0
STWD | 0 | 0 | 0 | 0 | 0 | 0
WT | 0 | 0 | 0 | 0 | 0 | 0
IGCC | 0 | 0 | 0 | 0 | 0 | 0
DemandResponse | 0 | 0 | 0 | 0 | 0 | 0
IGCC-CCS | 0 | 0 | 0 | 0 | 0 | 0
WT_off | 0 | 0 | 0 | 0 | 0 | 0
PseudoUnit | 0 | 0 | 0 | 0 | 0 | 0
FixedInterchange | 0 | 0 | 0 | 0 | 0 | 0
Emission Cost by Reporting Type: NYISO_J-K
ReportingType | 2015 | 2020 | 2025 | 2030 | 2035 | 2040
BM | 0 | 0 | 0 | 0 | 0 | 0
CC | 0 | 0 | 0 | 0 | 0 | 0
CSP | 0 | 0 | 0 | 0 | 0 | 0
CT | 0 | 0 | 0 | 0 | 0 | 0
Coal | 0 | 0 | 0 | 0 | 0 | 0
Geo | 0 | 0 | 0 | 0 | 0 | 0
H | 0 | 0 | 0 | 0 | 0 | 0
LFG | 0 | 0 | 0 | 0 | 0 | 0
Nuc | 0 | 0 | 0 | 0 | 0 | 0
PS | 0 | 0 | 0 | 0 | 0 | 0
PV | 0 | 0 | 0 | 0 | 0 | 0
PeakG | 0 | 0 | 0 | 0 | 0 | 0
PeakO | 0 | 0 | 0 | 0 | 0 | 0
ST | 0 | 0 | 0 | 0 | 0 | 0
STOG | 0 | 0 | 0 | 0 | 0 | 0
STWD | 0 | 0 | 0 | 0 | 0 | 0
WT | 0 | 0 | 0 | 0 | 0 | 0
IGCC | 0 | 0 | 0 | 0 | 0 | 0
DemandResponse | 0 | 0 | 0 | 0 | 0 | 0
IGCC-CCS | 0 | 0 | 0 | 0 | 0 | 0
WT_off | 0 | 0 | 0 | 0 | 0 | 0
PseudoUnit | 0 | 0 | 0 | 0 | 0 | 0
FixedInterchange | 0 | 0 | 0 | 0 | 0 | 0
Emission Cost by Reporting Type: PJM_E
ReportingType | 2015 | 2020 | 2025 | 2030 | 2035 | 2040
BM | 0 | 0 | 0 | 0 | 0 | 0
CC | 0 | 0 | 0 | 0 | 0 | 0
CSP | 0 | 0 | 0 | 0 | 0 | 0
CT | 0 | 0 | 0 | 0 | 0 | 0
Coal | 0 | 0 | 0 | 0 | 0 | 0
Geo | 0 | 0 | 0 | 0 | 0 | 0
H | 0 | 0 | 0 | 0 | 0 | 0
LFG | 0 | 0 | 0 | 0 | 0 | 0
Nuc | 0 | 0 | 0 | 0 | 0 | 0
PS | 0 | 0 | 0 | 0 | 0 | 0
PV | 0 | 0 | 0 | 0 | 0 | 0
PeakG | 0 | 0 | 0 | 0 | 0 | 0
PeakO | 0 | 0 | 0 | 0 | 0 | 0
ST | 0 | 0 | 0 | 0 | 0 | 0
STOG | 0 | 0 | 0 | 0 | 0 | 0
STWD | 0 | 0 | 0 | 0 | 0 | 0
WT | 0 | 0 | 0 | 0 | 0 | 0
IGCC | 0 | 0 | 0 | 0 | 0 | 0
DemandResponse | 0 | 0 | 0 | 0 | 0 | 0
IGCC-CCS | 0 | 0 | 0 | 0 | 0 | 0
WT_off | 0 | 0 | 0 | 0 | 0 | 0
PseudoUnit | 0 | 0 | 0 | 0 | 0 | 0
FixedInterchange | 0 | 0 | 0 | 0 | 0 | 0
Emission Cost by Reporting Type: PJM_ROM
ReportingType | 2015 | 2020 | 2025 | 2030 | 2035 | 2040
BM | 0 | 0 | 0 | 0 | 0 | 0
CC | 0 | 0 | 0 | 0 | 0 | 0
CSP | 0 | 0 | 0 | 0 | 0 | 0
CT | 0 | 0 | 0 | 0 | 0 | 0
Coal | 0 | 0 | 0 | 0 | 0 | 0
Geo | 0 | 0 | 0 | 0 | 0 | 0
H | 0 | 0 | 0 | 0 | 0 | 0
LFG | 0 | 0 | 0 | 0 | 0 | 0
Nuc | 0 | 0 | 0 | 0 | 0 | 0
PS | 0 | 0 | 0 | 0 | 0 | 0
PV | 0 | 0 | 0 | 0 | 0 | 0
PeakG | 0 | 0 | 0 | 0 | 0 | 0
PeakO | 0 | 0 | 0 | 0 | 0 | 0
ST | 0 | 0 | 0 | 0 | 0 | 0
STOG | 0 | 0 | 0 | 0 | 0 | 0
STWD | 0 | 0 | 0 | 0 | 0 | 0
WT | 0 | 0 | 0 | 0 | 0 | 0
IGCC | 0 | 0 | 0 | 0 | 0 | 0
DemandResponse | 0 | 0 | 0 | 0 | 0 | 0
IGCC-CCS | 0 | 0 | 0 | 0 | 0 | 0
WT_off | 0 | 0 | 0 | 0 | 0 | 0
PseudoUnit | 0 | 0 | 0 | 0 | 0 | 0
FixedInterchange | 0 | 0 | 0 | 0 | 0 | 0
Emission Cost by Reporting Type: PJM_ROR
ReportingType | 2015 | 2020 | 2025 | 2030 | 2035 | 2040
BM | 0 | 0 | 0 | 0 | 0 | 0
CC | 0 | 0 | 0 | 0 | 0 | 0
CSP | 0 | 0 | 0 | 0 | 0 | 0
CT | 0 | 0 | 0 | 0 | 0 | 0
Coal | 0 | 0 | 0 | 0 | 0 | 0
Geo | 0 | 0 | 0 | 0 | 0 | 0
H | 0 | 0 | 0 | 0 | 0 | 0
LFG | 0 | 0 | 0 | 0 | 0 | 0
Nuc | 0 | 0 | 0 | 0 | 0 | 0
PS | 0 | 0 | 0 | 0 | 0 | 0
PV | 0 | 0 | 0 | 0 | 0 | 0
PeakG | 0 | 0 | 0 | 0 | 0 | 0
PeakO | 0 | 0 | 0 | 0 | 0 | 0
ST | 0 | 0 | 0 | 0 | 0 | 0
STOG | 0 | 0 | 0 | 0 | 0 | 0
STWD | 0 | 0 | 0 | 0 | 0 | 0
WT | 0 | 0 | 0 | 0 | 0 | 0
IGCC | 0 | 0 | 0 | 0 | 0 | 0
DemandResponse | 0 | 0 | 0 | 0 | 0 | 0
IGCC-CCS | 0 | 0 | 0 | 0 | 0 | 0
WT_off | 0 | 0 | 0 | 0 | 0 | 0
PseudoUnit | 0 | 0 | 0 | 0 | 0 | 0
FixedInterchange | 0 | 0 | 0 | 0 | 0 | 0
Emission Cost by Reporting Type: SOCO
ReportingType | 2015 | 2020 | 2025 | 2030 | 2035 | 2040
BM | 0 | 0 | 0 | 0 | 0 | 0
CC | 0 | 0 | 0 | 0 | 0 | 0
CSP | 0 | 0 | 0 | 0 | 0 | 0
CT | 0 | 0 | 0 | 0 | 0 | 0
Coal | 0 | 0 | 0 | 0 | 0 | 0
Geo | 0 | 0 | 0 | 0 | 0 | 0
H | 0 | 0 | 0 | 0 | 0 | 0
LFG | 0 | 0 | 0 | 0 | 0 | 0
Nuc | 0 | 0 | 0 | 0 | 0 | 0
PS | 0 | 0 | 0 | 0 | 0 | 0
PV | 0 | 0 | 0 | 0 | 0 | 0
PeakG | 0 | 0 | 0 | 0 | 0 | 0
PeakO | 0 | 0 | 0 | 0 | 0 | 0
ST | 0 | 0 | 0 | 0 | 0 | 0
STOG | 0 | 0 | 0 | 0 | 0 | 0
STWD | 0 | 0 | 0 | 0 | 0 | 0
WT | 0 | 0 | 0 | 0 | 0 | 0
IGCC | 0 | 0 | 0 | 0 | 0 | 0
DemandResponse | 0 | 0 | 0 | 0 | 0 | 0
IGCC-CCS | 0 | 0 | 0 | 0 | 0 | 0
WT_off | 0 | 0 | 0 | 0 | 0 | 0
PseudoUnit | 0 | 0 | 0 | 0 | 0 | 0
FixedInterchange | 0 | 0 | 0 | 0 | 0 | 0
Emission Cost by Reporting Type: SPP_N
ReportingType | 2015 | 2020 | 2025 | 2030 | 2035 | 2040
BM | 0 | 0 | 0 | 0 | 0 | 0
CC | 0 | 0 | 0 | 0 | 0 | 0
CSP | 0 | 0 | 0 | 0 | 0 | 0
CT | 0 | 0 | 0 | 0 | 0 | 0
Coal | 0 | 0 | 0 | 0 | 0 | 0
Geo | 0 | 0 | 0 | 0 | 0 | 0
H | 0 | 0 | 0 | 0 | 0 | 0
LFG | 0 | 0 | 0 | 0 | 0 | 0
Nuc | 0 | 0 | 0 | 0 | 0 | 0
PS | 0 | 0 | 0 | 0 | 0 | 0
PV | 0 | 0 | 0 | 0 | 0 | 0
PeakG | 0 | 0 | 0 | 0 | 0 | 0
PeakO | 0 | 0 | 0 | 0 | 0 | 0
ST | 0 | 0 | 0 | 0 | 0 | 0
STOG | 0 | 0 | 0 | 0 | 0 | 0
STWD | 0 | 0 | 0 | 0 | 0 | 0
WT | 0 | 0 | 0 | 0 | 0 | 0
IGCC | 0 | 0 | 0 | 0 | 0 | 0
DemandResponse | 0 | 0 | 0 | 0 | 0 | 0
IGCC-CCS | 0 | 0 | 0 | 0 | 0 | 0
WT_off | 0 | 0 | 0 | 0 | 0 | 0
PseudoUnit | 0 | 0 | 0 | 0 | 0 | 0
FixedInterchange | 0 | 0 | 0 | 0 | 0 | 0
Emission Cost by Reporting Type: SPP_S
ReportingType | 2015 | 2020 | 2025 | 2030 | 2035 | 2040
BM | 0 | 0 | 0 | 0 | 0 | 0
CC | 0 | 0 | 0 | 0 | 0 | 0
CSP | 0 | 0 | 0 | 0 | 0 | 0
CT | 0 | 0 | 0 | 0 | 0 | 0
Coal | 0 | 0 | 0 | 0 | 0 | 0
Geo | 0 | 0 | 0 | 0 | 0 | 0
H | 0 | 0 | 0 | 0 | 0 | 0
LFG | 0 | 0 | 0 | 0 | 0 | 0
Nuc | 0 | 0 | 0 | 0 | 0 | 0
PS | 0 | 0 | 0 | 0 | 0 | 0
PV | 0 | 0 | 0 | 0 | 0 | 0
PeakG | 0 | 0 | 0 | 0 | 0 | 0
PeakO | 0 | 0 | 0 | 0 | 0 | 0
ST | 0 | 0 | 0 | 0 | 0 | 0
STOG | 0 | 0 | 0 | 0 | 0 | 0
STWD | 0 | 0 | 0 | 0 | 0 | 0
WT | 0 | 0 | 0 | 0 | 0 | 0
IGCC | 0 | 0 | 0 | 0 | 0 | 0
DemandResponse | 0 | 0 | 0 | 0 | 0 | 0
IGCC-CCS | 0 | 0 | 0 | 0 | 0 | 0
WT_off | 0 | 0 | 0 | 0 | 0 | 0
PseudoUnit | 0 | 0 | 0 | 0 | 0 | 0
FixedInterchange | 0 | 0 | 0 | 0 | 0 | 0
Emission Cost by Reporting Type: TVA
ReportingType | 2015 | 2020 | 2025 | 2030 | 2035 | 2040
BM | 0 | 0 | 0 | 0 | 0 | 0
CC | 0 | 0 | 0 | 0 | 0 | 0
CSP | 0 | 0 | 0 | 0 | 0 | 0
CT | 0 | 0 | 0 | 0 | 0 | 0
Coal | 0 | 0 | 0 | 0 | 0 | 0
Geo | 0 | 0 | 0 | 0 | 0 | 0
H | 0 | 0 | 0 | 0 | 0 | 0
LFG | 0 | 0 | 0 | 0 | 0 | 0
Nuc | 0 | 0 | 0 | 0 | 0 | 0
PS | 0 | 0 | 0 | 0 | 0 | 0
PV | 0 | 0 | 0 | 0 | 0 | 0
PeakG | 0 | 0 | 0 | 0 | 0 | 0
PeakO | 0 | 0 | 0 | 0 | 0 | 0
ST | 0 | 0 | 0 | 0 | 0 | 0
STOG | 0 | 0 | 0 | 0 | 0 | 0
STWD | 0 | 0 | 0 | 0 | 0 | 0
WT | 0 | 0 | 0 | 0 | 0 | 0
IGCC | 0 | 0 | 0 | 0 | 0 | 0
DemandResponse | 0 | 0 | 0 | 0 | 0 | 0
IGCC-CCS | 0 | 0 | 0 | 0 | 0 | 0
WT_off | 0 | 0 | 0 | 0 | 0 | 0
PseudoUnit | 0 | 0 | 0 | 0 | 0 | 0
FixedInterchange | 0 | 0 | 0 | 0 | 0 | 0
Emission Cost by Reporting Type: TVA_Transmission
ReportingType | 2015 | 2020 | 2025 | 2030 | 2035 | 2040
BM | 0 | 0 | 0 | 0 | 0 | 0
CC | 0 | 0 | 0 | 0 | 0 | 0
CSP | 0 | 0 | 0 | 0 | 0 | 0
CT | 0 | 0 | 0 | 0 | 0 | 0
Coal | 0 | 0 | 0 | 0 | 0 | 0
Geo | 0 | 0 | 0 | 0 | 0 | 0
H | 0 | 0 | 0 | 0 | 0 | 0
LFG | 0 | 0 | 0 | 0 | 0 | 0
Nuc | 0 | 0 | 0 | 0 | 0 | 0
PS | 0 | 0 | 0 | 0 | 0 | 0
PV | 0 | 0 | 0 | 0 | 0 | 0
PeakG | 0 | 0 | 0 | 0 | 0 | 0
PeakO | 0 | 0 | 0 | 0 | 0 | 0
ST | 0 | 0 | 0 | 0 | 0 | 0
STOG | 0 | 0 | 0 | 0 | 0 | 0
STWD | 0 | 0 | 0 | 0 | 0 | 0
WT | 0 | 0 | 0 | 0 | 0 | 0
IGCC | 0 | 0 | 0 | 0 | 0 | 0
DemandResponse | 0 | 0 | 0 | 0 | 0 | 0
IGCC-CCS | 0 | 0 | 0 | 0 | 0 | 0
WT_off | 0 | 0 | 0 | 0 | 0 | 0
PseudoUnit | 0 | 0 | 0 | 0 | 0 | 0
FixedInterchange | 0 | 0 | 0 | 0 | 0 | 0
Emission Cost by Reporting Type: VACAR
ReportingType | 2015 | 2020 | 2025 | 2030 | 2035 | 2040
BM | 0 | 0 | 0 | 0 | 0 | 0
CC | 0 | 0 | 0 | 0 | 0 | 0
CSP | 0 | 0 | 0 | 0 | 0 | 0
CT | 0 | 0 | 0 | 0 | 0 | 0
Coal | 0 | 0 | 0 | 0 | 0 | 0
Geo | 0 | 0 | 0 | 0 | 0 | 0
H | 0 | 0 | 0 | 0 | 0 | 0
LFG | 0 | 0 | 0 | 0 | 0 | 0
Nuc | 0 | 0 | 0 | 0 | 0 | 0
PS | 0 | 0 | 0 | 0 | 0 | 0
PV | 0 | 0 | 0 | 0 | 0 | 0
PeakG | 0 | 0 | 0 | 0 | 0 | 0
PeakO | 0 | 0 | 0 | 0 | 0 | 0
ST | 0 | 0 | 0 | 0 | 0 | 0
STOG | 0 | 0 | 0 | 0 | 0 | 0
STWD | 0 | 0 | 0 | 0 | 0 | 0
WT | 0 | 0 | 0 | 0 | 0 | 0
IGCC | 0 | 0 | 0 | 0 | 0 | 0
DemandResponse | 0 | 0 | 0 | 0 | 0 | 0
IGCC-CCS | 0 | 0 | 0 | 0 | 0 | 0
WT_off | 0 | 0 | 0 | 0 | 0 | 0
PseudoUnit | 0 | 0 | 0 | 0 | 0 | 0
FixedInterchange | 0 | 0 | 0 | 0 | 0 | 0
Emission Cost by Reporting Type: IESO
ReportingType | 2015 | 2020 | 2025 | 2030 | 2035 | 2040
BM | 0 | 0 | 0 | 0 | 0 | 0
CC | 0 | 0 | 0 | 0 | 0 | 0
CSP | 0 | 0 | 0 | 0 | 0 | 0
CT | 0 | 0 | 0 | 0 | 0 | 0
Coal | 0 | 0 | 0 | 0 | 0 | 0
Geo | 0 | 0 | 0 | 0 | 0 | 0
H | 0 | 0 | 0 | 0 | 0 | 0
LFG | 0 | 0 | 0 | 0 | 0 | 0
Nuc | 0 | 0 | 0 | 0 | 0 | 0
PS | 0 | 0 | 0 | 0 | 0 | 0
PV | 0 | 0 | 0 | 0 | 0 | 0
PeakG | 0 | 0 | 0 | 0 | 0 | 0
PeakO | 0 | 0 | 0 | 0 | 0 | 0
ST | 0 | 0 | 0 | 0 | 0 | 0
STOG | 0 | 0 | 0 | 0 | 0 | 0
STWD | 0 | 0 | 0 | 0 | 0 | 0
WT | 0 | 0 | 0 | 0 | 0 | 0
IGCC | 0 | 0 | 0 | 0 | 0 | 0
DemandResponse | 0 | 0 | 0 | 0 | 0 | 0
IGCC-CCS | 0 | 0 | 0 | 0 | 0 | 0
WT_off | 0 | 0 | 0 | 0 | 0 | 0
PseudoUnit | 0 | 0 | 0 | 0 | 0 | 0
FixedInterchange | 0 | 0 | 0 | 0 | 0 | 0
Emission Cost by Reporting Type: MAPP_CA
ReportingType | 2015 | 2020 | 2025 | 2030 | 2035 | 2040
BM | 0 | 0 | 0 | 0 | 0 | 0
CC | 0 | 0 | 0 | 0 | 0 | 0
CSP | 0 | 0 | 0 | 0 | 0 | 0
CT | 0 | 0 | 0 | 0 | 0 | 0
Coal | 0 | 0 | 0 | 0 | 0 | 0
Geo | 0 | 0 | 0 | 0 | 0 | 0
H | 0 | 0 | 0 | 0 | 0 | 0
LFG | 0 | 0 | 0 | 0 | 0 | 0
Nuc | 0 | 0 | 0 | 0 | 0 | 0
PS | 0 | 0 | 0 | 0 | 0 | 0
PV | 0 | 0 | 0 | 0 | 0 | 0
PeakG | 0 | 0 | 0 | 0 | 0 | 0
PeakO | 0 | 0 | 0 | 0 | 0 | 0
ST | 0 | 0 | 0 | 0 | 0 | 0
STOG | 0 | 0 | 0 | 0 | 0 | 0
STWD | 0 | 0 | 0 | 0 | 0 | 0
WT | 0 | 0 | 0 | 0 | 0 | 0
IGCC | 0 | 0 | 0 | 0 | 0 | 0
DemandResponse | 0 | 0 | 0 | 0 | 0 | 0
IGCC-CCS | 0 | 0 | 0 | 0 | 0 | 0
WT_off | 0 | 0 | 0 | 0 | 0 | 0
PseudoUnit | 0 | 0 | 0 | 0 | 0 | 0
FixedInterchange | 0 | 0 | 0 | 0 | 0 | 0
Emission Cost by Reporting Type: AZ_NM_SNV_Coal
ReportingType | 2015 | 2020 | 2025 | 2030 | 2035 | 2040
BM | 0 | 0 | 0 | 0 | 0 | 0
CC | 0 | 0 | 0 | 0 | 0 | 0
CSP | 0 | 0 | 0 | 0 | 0 | 0
CT | 0 | 0 | 0 | 0 | 0 | 0
Coal | 0 | 0 | 0 | 0 | 0 | 0
Geo | 0 | 0 | 0 | 0 | 0 | 0
H | 0 | 0 | 0 | 0 | 0 | 0
LFG | 0 | 0 | 0 | 0 | 0 | 0
Nuc | 0 | 0 | 0 | 0 | 0 | 0
PS | 0 | 0 | 0 | 0 | 0 | 0
PV | 0 | 0 | 0 | 0 | 0 | 0
PeakG | 0 | 0 | 0 | 0 | 0 | 0
PeakO | 0 | 0 | 0 | 0 | 0 | 0
ST | 0 | 0 | 0 | 0 | 0 | 0
STOG | 0 | 0 | 0 | 0 | 0 | 0
STWD | 0 | 0 | 0 | 0 | 0 | 0
WT | 0 | 0 | 0 | 0 | 0 | 0
IGCC | 0 | 0 | 0 | 0 | 0 | 0
DemandResponse | 0 | 0 | 0 | 0 | 0 | 0
IGCC-CCS | 0 | 0 | 0 | 0 | 0 | 0
WT_off | 0 | 0 | 0 | 0 | 0 | 0
PseudoUnit | 0 | 0 | 0 | 0 | 0 | 0
FixedInterchange | 0 | 0 | 0 | 0 | 0 | 0
Emission Cost by Reporting Type: AZ_NM_SNV_Gas
ReportingType | 2015 | 2020 | 2025 | 2030 | 2035 | 2040
BM | 0 | 0 | 0 | 0 | 0 | 0
CC | 0 | 0 | 0 | 0 | 0 | 0
CSP | 0 | 0 | 0 | 0 | 0 | 0
CT | 0 | 0 | 0 | 0 | 0 | 0
Coal | 0 | 0 | 0 | 0 | 0 | 0
Geo | 0 | 0 | 0 | 0 | 0 | 0
H | 0 | 0 | 0 | 0 | 0 | 0
LFG | 0 | 0 | 0 | 0 | 0 | 0
Nuc | 0 | 0 | 0 | 0 | 0 | 0
PS | 0 | 0 | 0 | 0 | 0 | 0
PV | 0 | 0 | 0 | 0 | 0 | 0
PeakG | 0 | 0 | 0 | 0 | 0 | 0
PeakO | 0 | 0 | 0 | 0 | 0 | 0
ST | 0 | 0 | 0 | 0 | 0 | 0
STOG | 0 | 0 | 0 | 0 | 0 | 0
STWD | 0 | 0 | 0 | 0 | 0 | 0
WT | 0 | 0 | 0 | 0 | 0 | 0
IGCC | 0 | 0 | 0 | 0 | 0 | 0
DemandResponse | 0 | 0 | 0 | 0 | 0 | 0
IGCC-CCS | 0 | 0 | 0 | 0 | 0 | 0
WT_off | 0 | 0 | 0 | 0 | 0 | 0
PseudoUnit | 0 | 0 | 0 | 0 | 0 | 0
FixedInterchange | 0 | 0 | 0 | 0 | 0 | 0
Emission Cost by Reporting Type: AZ_NM_SNV_NucRenew
ReportingType | 2015 | 2020 | 2025 | 2030 | 2035 | 2040
BM | 0 | 0 | 0 | 0 | 0 | 0
CC | 0 | 0 | 0 | 0 | 0 | 0
CSP | 0 | 0 | 0 | 0 | 0 | 0
CT | 0 | 0 | 0 | 0 | 0 | 0
Coal | 0 | 0 | 0 | 0 | 0 | 0
Geo | 0 | 0 | 0 | 0 | 0 | 0
H | 0 | 0 | 0 | 0 | 0 | 0
LFG | 0 | 0 | 0 | 0 | 0 | 0
Nuc | 0 | 0 | 0 | 0 | 0 | 0
PS | 0 | 0 | 0 | 0 | 0 | 0
PV | 0 | 0 | 0 | 0 | 0 | 0
PeakG | 0 | 0 | 0 | 0 | 0 | 0
PeakO | 0 | 0 | 0 | 0 | 0 | 0
ST | 0 | 0 | 0 | 0 | 0 | 0
STOG | 0 | 0 | 0 | 0 | 0 | 0
STWD | 0 | 0 | 0 | 0 | 0 | 0
WT | 0 | 0 | 0 | 0 | 0 | 0
IGCC | 0 | 0 | 0 | 0 | 0 | 0
DemandResponse | 0 | 0 | 0 | 0 | 0 | 0
IGCC-CCS | 0 | 0 | 0 | 0 | 0 | 0
WT_off | 0 | 0 | 0 | 0 | 0 | 0
PseudoUnit | 0 | 0 | 0 | 0 | 0 | 0
FixedInterchange | 0 | 0 | 0 | 0 | 0 | 0
Emission Cost by Reporting Type: ERCOT
ReportingType | 2015 | 2020 | 2025 | 2030 | 2035 | 2040
BM | 0 | 0 | 0 | 0 | 0 | 0
CC | 0 | 0 | 0 | 0 | 0 | 0
CSP | 0 | 0 | 0 | 0 | 0 | 0
CT | 0 | 0 | 0 | 0 | 0 | 0
Coal | 0 | 0 | 0 | 0 | 0 | 0
Geo | 0 | 0 | 0 | 0 | 0 | 0
H | 0 | 0 | 0 | 0 | 0 | 0
LFG | 0 | 0 | 0 | 0 | 0 | 0
Nuc | 0 | 0 | 0 | 0 | 0 | 0
PS | 0 | 0 | 0 | 0 | 0 | 0
PV | 0 | 0 | 0 | 0 | 0 | 0
PeakG | 0 | 0 | 0 | 0 | 0 | 0
PeakO | 0 | 0 | 0 | 0 | 0 | 0
ST | 0 | 0 | 0 | 0 | 0 | 0
STOG | 0 | 0 | 0 | 0 | 0 | 0
STWD | 0 | 0 | 0 | 0 | 0 | 0
WT | 0 | 0 | 0 | 0 | 0 | 0
IGCC | 0 | 0 | 0 | 0 | 0 | 0
DemandResponse | 0 | 0 | 0 | 0 | 0 | 0
IGCC-CCS | 0 | 0 | 0 | 0 | 0 | 0
WT_off | 0 | 0 | 0 | 0 | 0 | 0
PseudoUnit | 0 | 0 | 0 | 0 | 0 | 0
FixedInterchange | 0 | 0 | 0 | 0 | 0 | 0
Emission Cost by Reporting Type: NP15
ReportingType | 2015 | 2020 | 2025 | 2030 | 2035 | 2040
BM | 0 | 0 | 0 | 0 | 0 | 0
CC | 0 | 0 | 0 | 0 | 0 | 0
CSP | 0 | 0 | 0 | 0 | 0 | 0
CT | 0 | 0 | 0 | 0 | 0 | 0
Coal | 0 | 0 | 0 | 0 | 0 | 0
Geo | 0 | 0 | 0 | 0 | 0 | 0
H | 0 | 0 | 0 | 0 | 0 | 0
LFG | 0 | 0 | 0 | 0 | 0 | 0
Nuc | 0 | 0 | 0 | 0 | 0 | 0
PS | 0 | 0 | 0 | 0 | 0 | 0
PV | 0 | 0 | 0 | 0 | 0 | 0
PeakG | 0 | 0 | 0 | 0 | 0 | 0
PeakO | 0 | 0 | 0 | 0 | 0 | 0
ST | 0 | 0 | 0 | 0 | 0 | 0
STOG | 0 | 0 | 0 | 0 | 0 | 0
STWD | 0 | 0 | 0 | 0 | 0 | 0
WT | 0 | 0 | 0 | 0 | 0 | 0
IGCC | 0 | 0 | 0 | 0 | 0 | 0
DemandResponse | 0 | 0 | 0 | 0 | 0 | 0
IGCC-CCS | 0 | 0 | 0 | 0 | 0 | 0
WT_off | 0 | 0 | 0 | 0 | 0 | 0
PseudoUnit | 0 | 0 | 0 | 0 | 0 | 0
FixedInterchange | 0 | 0 | 0 | 0 | 0 | 0
Emission Cost by Reporting Type: NWPP_Coal
ReportingType | 2015 | 2020 | 2025 | 2030 | 2035 | 2040
BM | 0 | 0 | 0 | 0 | 0 | 0
CC | 0 | 0 | 0 | 0 | 0 | 0
CSP | 0 | 0 | 0 | 0 | 0 | 0
CT | 0 | 0 | 0 | 0 | 0 | 0
Coal | 0 | 0 | 0 | 0 | 0 | 0
Geo | 0 | 0 | 0 | 0 | 0 | 0
H | 0 | 0 | 0 | 0 | 0 | 0
LFG | 0 | 0 | 0 | 0 | 0 | 0
Nuc | 0 | 0 | 0 | 0 | 0 | 0
PS | 0 | 0 | 0 | 0 | 0 | 0
PV | 0 | 0 | 0 | 0 | 0 | 0
PeakG | 0 | 0 | 0 | 0 | 0 | 0
PeakO | 0 | 0 | 0 | 0 | 0 | 0
ST | 0 | 0 | 0 | 0 | 0 | 0
STOG | 0 | 0 | 0 | 0 | 0 | 0
STWD | 0 | 0 | 0 | 0 | 0 | 0
WT | 0 | 0 | 0 | 0 | 0 | 0
IGCC | 0 | 0 | 0 | 0 | 0 | 0
DemandResponse | 0 | 0 | 0 | 0 | 0 | 0
IGCC-CCS | 0 | 0 | 0 | 0 | 0 | 0
WT_off | 0 | 0 | 0 | 0 | 0 | 0
PseudoUnit | 0 | 0 | 0 | 0 | 0 | 0
FixedInterchange | 0 | 0 | 0 | 0 | 0 | 0
Emission Cost by Reporting Type: NWPP_Gas
ReportingType | 2015 | 2020 | 2025 | 2030 | 2035 | 2040
BM | 0 | 0 | 0 | 0 | 0 | 0
CC | 0 | 0 | 0 | 0 | 0 | 0
CSP | 0 | 0 | 0 | 0 | 0 | 0
CT | 0 | 0 | 0 | 0 | 0 | 0
Coal | 0 | 0 | 0 | 0 | 0 | 0
Geo | 0 | 0 | 0 | 0 | 0 | 0
H | 0 | 0 | 0 | 0 | 0 | 0
LFG | 0 | 0 | 0 | 0 | 0 | 0
Nuc | 0 | 0 | 0 | 0 | 0 | 0
PS | 0 | 0 | 0 | 0 | 0 | 0
PV | 0 | 0 | 0 | 0 | 0 | 0
PeakG | 0 | 0 | 0 | 0 | 0 | 0
PeakO | 0 | 0 | 0 | 0 | 0 | 0
ST | 0 | 0 | 0 | 0 | 0 | 0
STOG | 0 | 0 | 0 | 0 | 0 | 0
STWD | 0 | 0 | 0 | 0 | 0 | 0
WT | 0 | 0 | 0 | 0 | 0 | 0
IGCC | 0 | 0 | 0 | 0 | 0 | 0
DemandResponse | 0 | 0 | 0 | 0 | 0 | 0
IGCC-CCS | 0 | 0 | 0 | 0 | 0 | 0
WT_off | 0 | 0 | 0 | 0 | 0 | 0
PseudoUnit | 0 | 0 | 0 | 0 | 0 | 0
FixedInterchange | 0 | 0 | 0 | 0 | 0 | 0
Emission Cost by Reporting Type: NWPP_NucRenew
ReportingType | 2015 | 2020 | 2025 | 2030 | 2035 | 2040
BM | 0 | 0 | 0 | 0 | 0 | 0
CC | 0 | 0 | 0 | 0 | 0 | 0
CSP | 0 | 0 | 0 | 0 | 0 | 0
CT | 0 | 0 | 0 | 0 | 0 | 0
Coal | 0 | 0 | 0 | 0 | 0 | 0
Geo | 0 | 0 | 0 | 0 | 0 | 0
H | 0 | 0 | 0 | 0 | 0 | 0
LFG | 0 | 0 | 0 | 0 | 0 | 0
Nuc | 0 | 0 | 0 | 0 | 0 | 0
PS | 0 | 0 | 0 | 0 | 0 | 0
PV | 0 | 0 | 0 | 0 | 0 | 0
PeakG | 0 | 0 | 0 | 0 | 0 | 0
PeakO | 0 | 0 | 0 | 0 | 0 | 0
ST | 0 | 0 | 0 | 0 | 0 | 0
STOG | 0 | 0 | 0 | 0 | 0 | 0
STWD | 0 | 0 | 0 | 0 | 0 | 0
WT | 0 | 0 | 0 | 0 | 0 | 0
IGCC | 0 | 0 | 0 | 0 | 0 | 0
DemandResponse | 0 | 0 | 0 | 0 | 0 | 0
IGCC-CCS | 0 | 0 | 0 | 0 | 0 | 0
WT_off | 0 | 0 | 0 | 0 | 0 | 0
PseudoUnit | 0 | 0 | 0 | 0 | 0 | 0
FixedInterchange | 0 | 0 | 0 | 0 | 0 | 0
Emission Cost by Reporting Type: RMPA
ReportingType | 2015 | 2020 | 2025 | 2030 | 2035 | 2040
BM | 0 | 0 | 0 | 0 | 0 | 0
CC | 0 | 0 | 0 | 0 | 0 | 0
CSP | 0 | 0 | 0 | 0 | 0 | 0
CT | 0 | 0 | 0 | 0 | 0 | 0
Coal | 0 | 0 | 0 | 0 | 0 | 0
Geo | 0 | 0 | 0 | 0 | 0 | 0
H | 0 | 0 | 0 | 0 | 0 | 0
LFG | 0 | 0 | 0 | 0 | 0 | 0
Nuc | 0 | 0 | 0 | 0 | 0 | 0
PS | 0 | 0 | 0 | 0 | 0 | 0
PV | 0 | 0 | 0 | 0 | 0 | 0
PeakG | 0 | 0 | 0 | 0 | 0 | 0
PeakO | 0 | 0 | 0 | 0 | 0 | 0
ST | 0 | 0 | 0 | 0 | 0 | 0
STOG | 0 | 0 | 0 | 0 | 0 | 0
STWD | 0 | 0 | 0 | 0 | 0 | 0
WT | 0 | 0 | 0 | 0 | 0 | 0
IGCC | 0 | 0 | 0 | 0 | 0 | 0
DemandResponse | 0 | 0 | 0 | 0 | 0 | 0
IGCC-CCS | 0 | 0 | 0 | 0 | 0 | 0
WT_off | 0 | 0 | 0 | 0 | 0 | 0
PseudoUnit | 0 | 0 | 0 | 0 | 0 | 0
FixedInterchange | 0 | 0 | 0 | 0 | 0 | 0
Emission Cost by Reporting Type: SP15
ReportingType | 2015 | 2020 | 2025 | 2030 | 2035 | 2040
BM | 0 | 0 | 0 | 0 | 0 | 0
CC | 0 | 0 | 0 | 0 | 0 | 0
CSP | 0 | 0 | 0 | 0 | 0 | 0
CT | 0 | 0 | 0 | 0 | 0 | 0
Coal | 0 | 0 | 0 | 0 | 0 | 0
Geo | 0 | 0 | 0 | 0 | 0 | 0
H | 0 | 0 | 0 | 0 | 0 | 0
LFG | 0 | 0 | 0 | 0 | 0 | 0
Nuc | 0 | 0 | 0 | 0 | 0 | 0
PS | 0 | 0 | 0 | 0 | 0 | 0
PV | 0 | 0 | 0 | 0 | 0 | 0
PeakG | 0 | 0 | 0 | 0 | 0 | 0
PeakO | 0 | 0 | 0 | 0 | 0 | 0
ST | 0 | 0 | 0 | 0 | 0 | 0
STOG | 0 | 0 | 0 | 0 | 0 | 0
STWD | 0 | 0 | 0 | 0 | 0 | 0
WT | 0 | 0 | 0 | 0 | 0 | 0
IGCC | 0 | 0 | 0 | 0 | 0 | 0
DemandResponse | 0 | 0 | 0 | 0 | 0 | 0
IGCC-CCS | 0 | 0 | 0 | 0 | 0 | 0
WT_off | 0 | 0 | 0 | 0 | 0 | 0
PseudoUnit | 0 | 0 | 0 | 0 | 0 | 0
FixedInterchange | 0 | 0 | 0 | 0 | 0 | 0
Emission Cost by Reporting Type: ALB
ReportingType | 2015 | 2020 | 2025 | 2030 | 2035 | 2040
BM | 0 | 0 | 0 | 0 | 0 | 0
CC | 0 | 0 | 0 | 0 | 0 | 0
CSP | 0 | 0 | 0 | 0 | 0 | 0
CT | 0 | 0 | 0 | 0 | 0 | 0
Coal | 0 | 0 | 0 | 0 | 0 | 0
Geo | 0 | 0 | 0 | 0 | 0 | 0
H | 0 | 0 | 0 | 0 | 0 | 0
LFG | 0 | 0 | 0 | 0 | 0 | 0
Nuc | 0 | 0 | 0 | 0 | 0 | 0
PS | 0 | 0 | 0 | 0 | 0 | 0
PV | 0 | 0 | 0 | 0 | 0 | 0
PeakG | 0 | 0 | 0 | 0 | 0 | 0
PeakO | 0 | 0 | 0 | 0 | 0 | 0
ST | 0 | 0 | 0 | 0 | 0 | 0
STOG | 0 | 0 | 0 | 0 | 0 | 0
STWD | 0 | 0 | 0 | 0 | 0 | 0
WT | 0 | 0 | 0 | 0 | 0 | 0
IGCC | 0 | 0 | 0 | 0 | 0 | 0
DemandResponse | 0 | 0 | 0 | 0 | 0 | 0
IGCC-CCS | 0 | 0 | 0 | 0 | 0 | 0
WT_off | 0 | 0 | 0 | 0 | 0 | 0
PseudoUnit | 0 | 0 | 0 | 0 | 0 | 0
FixedInterchange | 0 | 0 | 0 | 0 | 0 | 0
Emission Cost by Reporting Type: BC
ReportingType | 2015 | 2020 | 2025 | 2030 | 2035 | 2040
BM | 0 | 0 | 0 | 0 | 0 | 0
CC | 0 | 0 | 0 | 0 | 0 | 0
CSP | 0 | 0 | 0 | 0 | 0 | 0
CT | 0 | 0 | 0 | 0 | 0 | 0
Coal | 0 | 0 | 0 | 0 | 0 | 0
Geo | 0 | 0 | 0 | 0 | 0 | 0
H | 0 | 0 | 0 | 0 | 0 | 0
LFG | 0 | 0 | 0 | 0 | 0 | 0
Nuc | 0 | 0 | 0 | 0 | 0 | 0
PS | 0 | 0 | 0 | 0 | 0 | 0
PV | 0 | 0 | 0 | 0 | 0 | 0
PeakG | 0 | 0 | 0 | 0 | 0 | 0
PeakO | 0 | 0 | 0 | 0 | 0 | 0
ST | 0 | 0 | 0 | 0 | 0 | 0
STOG | 0 | 0 | 0 | 0 | 0 | 0
STWD | 0 | 0 | 0 | 0 | 0 | 0
WT | 0 | 0 | 0 | 0 | 0 | 0
IGCC | 0 | 0 | 0 | 0 | 0 | 0
DemandResponse | 0 | 0 | 0 | 0 | 0 | 0
IGCC-CCS | 0 | 0 | 0 | 0 | 0 | 0
WT_off | 0 | 0 | 0 | 0 | 0 | 0
PseudoUnit | 0 | 0 | 0 | 0 | 0 | 0
FixedInterchange | 0 | 0 | 0 | 0 | 0 | 0
Emission Cost by Reporting Type: HQ_IESO
ReportingType | 2015 | 2020 | 2025 | 2030 | 2035 | 2040
BM | 0 | 0 | 0 | 0 | 0 | 0
CC | 0 | 0 | 0 | 0 | 0 | 0
CSP | 0 | 0 | 0 | 0 | 0 | 0
CT | 0 | 0 | 0 | 0 | 0 | 0
Coal | 0 | 0 | 0 | 0 | 0 | 0
Geo | 0 | 0 | 0 | 0 | 0 | 0
H | 0 | 0 | 0 | 0 | 0 | 0
LFG | 0 | 0 | 0 | 0 | 0 | 0
Nuc | 0 | 0 | 0 | 0 | 0 | 0
PS | 0 | 0 | 0 | 0 | 0 | 0
PV | 0 | 0 | 0 | 0 | 0 | 0
PeakG | 0 | 0 | 0 | 0 | 0 | 0
PeakO | 0 | 0 | 0 | 0 | 0 | 0
ST | 0 | 0 | 0 | 0 | 0 | 0
STOG | 0 | 0 | 0 | 0 | 0 | 0
STWD | 0 | 0 | 0 | 0 | 0 | 0
WT | 0 | 0 | 0 | 0 | 0 | 0
IGCC | 0 | 0 | 0 | 0 | 0 | 0
DemandResponse | 0 | 0 | 0 | 0 | 0 | 0
IGCC-CCS | 0 | 0 | 0 | 0 | 0 | 0
WT_off | 0 | 0 | 0 | 0 | 0 | 0
PseudoUnit | 0 | 0 | 0 | 0 | 0 | 0
FixedInterchange | 0 | 0 | 0 | 0 | 0 | 0
Emission Cost by Reporting Type: HQ_NEISO
ReportingType | 2015 | 2020 | 2025 | 2030 | 2035 | 2040
BM | 0 | 0 | 0 | 0 | 0 | 0
CC | 0 | 0 | 0 | 0 | 0 | 0
CSP | 0 | 0 | 0 | 0 | 0 | 0
CT | 0 | 0 | 0 | 0 | 0 | 0
Coal | 0 | 0 | 0 | 0 | 0 | 0
Geo | 0 | 0 | 0 | 0 | 0 | 0
H | 0 | 0 | 0 | 0 | 0 | 0
LFG | 0 | 0 | 0 | 0 | 0 | 0
Nuc | 0 | 0 | 0 | 0 | 0 | 0
PS | 0 | 0 | 0 | 0 | 0 | 0
PV | 0 | 0 | 0 | 0 | 0 | 0
PeakG | 0 | 0 | 0 | 0 | 0 | 0
PeakO | 0 | 0 | 0 | 0 | 0 | 0
ST | 0 | 0 | 0 | 0 | 0 | 0
STOG | 0 | 0 | 0 | 0 | 0 | 0
STWD | 0 | 0 | 0 | 0 | 0 | 0
WT | 0 | 0 | 0 | 0 | 0 | 0
IGCC | 0 | 0 | 0 | 0 | 0 | 0
DemandResponse | 0 | 0 | 0 | 0 | 0 | 0
IGCC-CCS | 0 | 0 | 0 | 0 | 0 | 0
WT_off | 0 | 0 | 0 | 0 | 0 | 0
PseudoUnit | 0 | 0 | 0 | 0 | 0 | 0
FixedInterchange | 0 | 0 | 0 | 0 | 0 | 0
Emission Cost by Reporting Type: HQ_NY
ReportingType | 2015 | 2020 | 2025 | 2030 | 2035 | 2040
BM | 0 | 0 | 0 | 0 | 0 | 0
CC | 0 | 0 | 0 | 0 | 0 | 0
CSP | 0 | 0 | 0 | 0 | 0 | 0
CT | 0 | 0 | 0 | 0 | 0 | 0
Coal | 0 | 0 | 0 | 0 | 0 | 0
Geo | 0 | 0 | 0 | 0 | 0 | 0
H | 0 | 0 | 0 | 0 | 0 | 0
LFG | 0 | 0 | 0 | 0 | 0 | 0
Nuc | 0 | 0 | 0 | 0 | 0 | 0
PS | 0 | 0 | 0 | 0 | 0 | 0
PV | 0 | 0 | 0 | 0 | 0 | 0
PeakG | 0 | 0 | 0 | 0 | 0 | 0
PeakO | 0 | 0 | 0 | 0 | 0 | 0
ST | 0 | 0 | 0 | 0 | 0 | 0
STOG | 0 | 0 | 0 | 0 | 0 | 0
STWD | 0 | 0 | 0 | 0 | 0 | 0
WT | 0 | 0 | 0 | 0 | 0 | 0
IGCC | 0 | 0 | 0 | 0 | 0 | 0
DemandResponse | 0 | 0 | 0 | 0 | 0 | 0
IGCC-CCS | 0 | 0 | 0 | 0 | 0 | 0
WT_off | 0 | 0 | 0 | 0 | 0 | 0
PseudoUnit | 0 | 0 | 0 | 0 | 0 | 0
FixedInterchange | 0 | 0 | 0 | 0 | 0 | 0
Emission Cost by Reporting Type: MARITIMES
ReportingType | 2015 | 2020 | 2025 | 2030 | 2035 | 2040
BM | 0 | 0 | 0 | 0 | 0 | 0
CC | 0 | 0 | 0 | 0 | 0 | 0
CSP | 0 | 0 | 0 | 0 | 0 | 0
CT | 0 | 0 | 0 | 0 | 0 | 0
Coal | 0 | 0 | 0 | 0 | 0 | 0
Geo | 0 | 0 | 0 | 0 | 0 | 0
H | 0 | 0 | 0 | 0 | 0 | 0
LFG | 0 | 0 | 0 | 0 | 0 | 0
Nuc | 0 | 0 | 0 | 0 | 0 | 0
PS | 0 | 0 | 0 | 0 | 0 | 0
PV | 0 | 0 | 0 | 0 | 0 | 0
PeakG | 0 | 0 | 0 | 0 | 0 | 0
PeakO | 0 | 0 | 0 | 0 | 0 | 0
ST | 0 | 0 | 0 | 0 | 0 | 0
STOG | 0 | 0 | 0 | 0 | 0 | 0
STWD | 0 | 0 | 0 | 0 | 0 | 0
WT | 0 | 0 | 0 | 0 | 0 | 0
IGCC | 0 | 0 | 0 | 0 | 0 | 0
DemandResponse | 0 | 0 | 0 | 0 | 0 | 0
IGCC-CCS | 0 | 0 | 0 | 0 | 0 | 0
WT_off | 0 | 0 | 0 | 0 | 0 | 0
PseudoUnit | 0 | 0 | 0 | 0 | 0 | 0
FixedInterchange | 0 | 0 | 0 | 0 | 0 | 0
Emission Cost by Reporting Type: All
ReportingType | 2015 | 2020 | 2025 | 2030 | 2035 | 2040
BM | 0 | 0 | 0 | 0 | 0 | 0
CC | 0 | 0 | 0 | 0 | 0 | 0
CSP | 0 | 0 | 0 | 0 | 0 | 0
CT | 0 | 0 | 0 | 0 | 0 | 0
Coal | 0 | 0 | 0 | 0 | 0 | 0
Geo | 0 | 0 | 0 | 0 | 0 | 0
H | 0 | 0 | 0 | 0 | 0 | 0
LFG | 0 | 0 | 0 | 0 | 0 | 0
Nuc | 0 | 0 | 0 | 0 | 0 | 0
PS | 0 | 0 | 0 | 0 | 0 | 0
PV | 0 | 0 | 0 | 0 | 0 | 0
PeakG | 0 | 0 | 0 | 0 | 0 | 0
PeakO | 0 | 0 | 0 | 0 | 0 | 0
ST | 0 | 0 | 0 | 0 | 0 | 0
STOG | 0 | 0 | 0 | 0 | 0 | 0
STWD | 0 | 0 | 0 | 0 | 0 | 0
WT | 0 | 0 | 0 | 0 | 0 | 0
IGCC | 0 | 0 | 0 | 0 | 0 | 0
DemandResponse | 0 | 0 | 0 | 0 | 0 | 0
IGCC-CCS | 0 | 0 | 0 | 0 | 0 | 0
WT_off | 0 | 0 | 0 | 0 | 0 | 0
PseudoUnit | 0 | 0 | 0 | 0 | 0 | 0
FixedInterchange | 0 | 0 | 0 | 0 | 0 | 0
Emission Cost by Reporting Type: EI_US
ReportingType | 2015 | 2020 | 2025 | 2030 | 2035 | 2040
BM | 0 | 0 | 0 | 0 | 0 | 0
CC | 0 | 0 | 0 | 0 | 0 | 0
CSP | 0 | 0 | 0 | 0 | 0 | 0
CT | 0 | 0 | 0 | 0 | 0 | 0
Coal | 0 | 0 | 0 | 0 | 0 | 0
Geo | 0 | 0 | 0 | 0 | 0 | 0
H | 0 | 0 | 0 | 0 | 0 | 0
LFG | 0 | 0 | 0 | 0 | 0 | 0
Nuc | 0 | 0 | 0 | 0 | 0 | 0
PS | 0 | 0 | 0 | 0 | 0 | 0
PV | 0 | 0 | 0 | 0 | 0 | 0
PeakG | 0 | 0 | 0 | 0 | 0 | 0
PeakO | 0 | 0 | 0 | 0 | 0 | 0
ST | 0 | 0 | 0 | 0 | 0 | 0
STOG | 0 | 0 | 0 | 0 | 0 | 0
STWD | 0 | 0 | 0 | 0 | 0 | 0
WT | 0 | 0 | 0 | 0 | 0 | 0
IGCC | 0 | 0 | 0 | 0 | 0 | 0
DemandResponse | 0 | 0 | 0 | 0 | 0 | 0
IGCC-CCS | 0 | 0 | 0 | 0 | 0 | 0
WT_off | 0 | 0 | 0 | 0 | 0 | 0
PseudoUnit | 0 | 0 | 0 | 0 | 0 | 0
FixedInterchange | 0 | 0 | 0 | 0 | 0 | 0
Emission Cost by Reporting Type: EI_Canada
ReportingType | 2015 | 2020 | 2025 | 2030 | 2035 | 2040
BM | 0 | 0 | 0 | 0 | 0 | 0
CC | 0 | 0 | 0 | 0 | 0 | 0
CSP | 0 | 0 | 0 | 0 | 0 | 0
CT | 0 | 0 | 0 | 0 | 0 | 0
Coal | 0 | 0 | 0 | 0 | 0 | 0
Geo | 0 | 0 | 0 | 0 | 0 | 0
H | 0 | 0 | 0 | 0 | 0 | 0
LFG | 0 | 0 | 0 | 0 | 0 | 0
Nuc | 0 | 0 | 0 | 0 | 0 | 0
PS | 0 | 0 | 0 | 0 | 0 | 0
PV | 0 | 0 | 0 | 0 | 0 | 0
PeakG | 0 | 0 | 0 | 0 | 0 | 0
PeakO | 0 | 0 | 0 | 0 | 0 | 0
ST | 0 | 0 | 0 | 0 | 0 | 0
STOG | 0 | 0 | 0 | 0 | 0 | 0
STWD | 0 | 0 | 0 | 0 | 0 | 0
WT | 0 | 0 | 0 | 0 | 0 | 0
IGCC | 0 | 0 | 0 | 0 | 0 | 0
DemandResponse | 0 | 0 | 0 | 0 | 0 | 0
IGCC-CCS | 0 | 0 | 0 | 0 | 0 | 0
WT_off | 0 | 0 | 0 | 0 | 0 | 0
PseudoUnit | 0 | 0 | 0 | 0 | 0 | 0
FixedInterchange | 0 | 0 | 0 | 0 | 0 | 0
Emission Cost by Reporting Type: EI
ReportingType | 2015 | 2020 | 2025 | 2030 | 2035 | 2040
BM | 0 | 0 | 0 | 0 | 0 | 0
CC | 0 | 0 | 0 | 0 | 0 | 0
CSP | 0 | 0 | 0 | 0 | 0 | 0
CT | 0 | 0 | 0 | 0 | 0 | 0
Coal | 0 | 0 | 0 | 0 | 0 | 0
Geo | 0 | 0 | 0 | 0 | 0 | 0
H | 0 | 0 | 0 | 0 | 0 | 0
LFG | 0 | 0 | 0 | 0 | 0 | 0
Nuc | 0 | 0 | 0 | 0 | 0 | 0
PS | 0 | 0 | 0 | 0 | 0 | 0
PV | 0 | 0 | 0 | 0 | 0 | 0
PeakG | 0 | 0 | 0 | 0 | 0 | 0
PeakO | 0 | 0 | 0 | 0 | 0 | 0
ST | 0 | 0 | 0 | 0 | 0 | 0
STOG | 0 | 0 | 0 | 0 | 0 | 0
STWD | 0 | 0 | 0 | 0 | 0 | 0
WT | 0 | 0 | 0 | 0 | 0 | 0
IGCC | 0 | 0 | 0 | 0 | 0 | 0
DemandResponse | 0 | 0 | 0 | 0 | 0 | 0
IGCC-CCS | 0 | 0 | 0 | 0 | 0 | 0
WT_off | 0 | 0 | 0 | 0 | 0 | 0
PseudoUnit | 0 | 0 | 0 | 0 | 0 | 0
FixedInterchange | 0 | 0 | 0 | 0 | 0 | 0
Emission Cost by Reporting Type: Outside_EI
ReportingType | 2015 | 2020 | 2025 | 2030 | 2035 | 2040
BM | 0 | 0 | 0 | 0 | 0 | 0
CC | 0 | 0 | 0 | 0 | 0 | 0
CSP | 0 | 0 | 0 | 0 | 0 | 0
CT | 0 | 0 | 0 | 0 | 0 | 0
Coal | 0 | 0 | 0 | 0 | 0 | 0
Geo | 0 | 0 | 0 | 0 | 0 | 0
H | 0 | 0 | 0 | 0 | 0 | 0
LFG | 0 | 0 | 0 | 0 | 0 | 0
Nuc | 0 | 0 | 0 | 0 | 0 | 0
PS | 0 | 0 | 0 | 0 | 0 | 0
PV | 0 | 0 | 0 | 0 | 0 | 0
PeakG | 0 | 0 | 0 | 0 | 0 | 0
PeakO | 0 | 0 | 0 | 0 | 0 | 0
ST | 0 | 0 | 0 | 0 | 0 | 0
STOG | 0 | 0 | 0 | 0 | 0 | 0
STWD | 0 | 0 | 0 | 0 | 0 | 0
WT | 0 | 0 | 0 | 0 | 0 | 0
IGCC | 0 | 0 | 0 | 0 | 0 | 0
DemandResponse | 0 | 0 | 0 | 0 | 0 | 0
IGCC-CCS | 0 | 0 | 0 | 0 | 0 | 0
WT_off | 0 | 0 | 0 | 0 | 0 | 0
PseudoUnit | 0 | 0 | 0 | 0 | 0 | 0
FixedInterchange | 0 | 0 | 0 | 0 | 0 | 0
==== Emission Program: Carbon_CA : (CO2) ====
Emission Cost by Reporting Type: Entergy
ReportingType | 2015 | 2020 | 2025 | 2030 | 2035 | 2040
BM | 0 | 0 | 0 | 0 | 0 | 0
CC | 0 | 0 | 0 | 0 | 0 | 0
CSP | 0 | 0 | 0 | 0 | 0 | 0
CT | 0 | 0 | 0 | 0 | 0 | 0
Coal | 0 | 0 | 0 | 0 | 0 | 0
Geo | 0 | 0 | 0 | 0 | 0 | 0
H | 0 | 0 | 0 | 0 | 0 | 0
LFG | 0 | 0 | 0 | 0 | 0 | 0
Nuc | 0 | 0 | 0 | 0 | 0 | 0
PS | 0 | 0 | 0 | 0 | 0 | 0
PV | 0 | 0 | 0 | 0 | 0 | 0
PeakG | 0 | 0 | 0 | 0 | 0 | 0
PeakO | 0 | 0 | 0 | 0 | 0 | 0
ST | 0 | 0 | 0 | 0 | 0 | 0
STOG | 0 | 0 | 0 | 0 | 0 | 0
STWD | 0 | 0 | 0 | 0 | 0 | 0
WT | 0 | 0 | 0 | 0 | 0 | 0
IGCC | 0 | 0 | 0 | 0 | 0 | 0
DemandResponse | 0 | 0 | 0 | 0 | 0 | 0
IGCC-CCS | 0 | 0 | 0 | 0 | 0 | 0
WT_off | 0 | 0 | 0 | 0 | 0 | 0
PseudoUnit | 0 | 0 | 0 | 0 | 0 | 0
FixedInterchange | 0 | 0 | 0 | 0 | 0 | 0
Emission Cost by Reporting Type: FRCC
ReportingType | 2015 | 2020 | 2025 | 2030 | 2035 | 2040
BM | 0 | 0 | 0 | 0 | 0 | 0
CC | 0 | 0 | 0 | 0 | 0 | 0
CSP | 0 | 0 | 0 | 0 | 0 | 0
CT | 0 | 0 | 0 | 0 | 0 | 0
Coal | 0 | 0 | 0 | 0 | 0 | 0
Geo | 0 | 0 | 0 | 0 | 0 | 0
H | 0 | 0 | 0 | 0 | 0 | 0
LFG | 0 | 0 | 0 | 0 | 0 | 0
Nuc | 0 | 0 | 0 | 0 | 0 | 0
PS | 0 | 0 | 0 | 0 | 0 | 0
PV | 0 | 0 | 0 | 0 | 0 | 0
PeakG | 0 | 0 | 0 | 0 | 0 | 0
PeakO | 0 | 0 | 0 | 0 | 0 | 0
ST | 0 | 0 | 0 | 0 | 0 | 0
STOG | 0 | 0 | 0 | 0 | 0 | 0
STWD | 0 | 0 | 0 | 0 | 0 | 0
WT | 0 | 0 | 0 | 0 | 0 | 0
IGCC | 0 | 0 | 0 | 0 | 0 | 0
DemandResponse | 0 | 0 | 0 | 0 | 0 | 0
IGCC-CCS | 0 | 0 | 0 | 0 | 0 | 0
WT_off | 0 | 0 | 0 | 0 | 0 | 0
PseudoUnit | 0 | 0 | 0 | 0 | 0 | 0
FixedInterchange | 0 | 0 | 0 | 0 | 0 | 0
Emission Cost by Reporting Type: MAPP_US
ReportingType | 2015 | 2020 | 2025 | 2030 | 2035 | 2040
BM | 0 | 0 | 0 | 0 | 0 | 0
CC | 0 | 0 | 0 | 0 | 0 | 0
CSP | 0 | 0 | 0 | 0 | 0 | 0
CT | 0 | 0 | 0 | 0 | 0 | 0
Coal | 0 | 0 | 0 | 0 | 0 | 0
Geo | 0 | 0 | 0 | 0 | 0 | 0
H | 0 | 0 | 0 | 0 | 0 | 0
LFG | 0 | 0 | 0 | 0 | 0 | 0
Nuc | 0 | 0 | 0 | 0 | 0 | 0
PS | 0 | 0 | 0 | 0 | 0 | 0
PV | 0 | 0 | 0 | 0 | 0 | 0
PeakG | 0 | 0 | 0 | 0 | 0 | 0
PeakO | 0 | 0 | 0 | 0 | 0 | 0
ST | 0 | 0 | 0 | 0 | 0 | 0
STOG | 0 | 0 | 0 | 0 | 0 | 0
STWD | 0 | 0 | 0 | 0 | 0 | 0
WT | 0 | 0 | 0 | 0 | 0 | 0
IGCC | 0 | 0 | 0 | 0 | 0 | 0
DemandResponse | 0 | 0 | 0 | 0 | 0 | 0
IGCC-CCS | 0 | 0 | 0 | 0 | 0 | 0
WT_off | 0 | 0 | 0 | 0 | 0 | 0
PseudoUnit | 0 | 0 | 0 | 0 | 0 | 0
FixedInterchange | 0 | 0 | 0 | 0 | 0 | 0
Emission Cost by Reporting Type: MISO_IN
ReportingType | 2015 | 2020 | 2025 | 2030 | 2035 | 2040
BM | 0 | 0 | 0 | 0 | 0 | 0
CC | 0 | 0 | 0 | 0 | 0 | 0
CSP | 0 | 0 | 0 | 0 | 0 | 0
CT | 0 | 0 | 0 | 0 | 0 | 0
Coal | 0 | 0 | 0 | 0 | 0 | 0
Geo | 0 | 0 | 0 | 0 | 0 | 0
H | 0 | 0 | 0 | 0 | 0 | 0
LFG | 0 | 0 | 0 | 0 | 0 | 0
Nuc | 0 | 0 | 0 | 0 | 0 | 0
PS | 0 | 0 | 0 | 0 | 0 | 0
PV | 0 | 0 | 0 | 0 | 0 | 0
PeakG | 0 | 0 | 0 | 0 | 0 | 0
PeakO | 0 | 0 | 0 | 0 | 0 | 0
ST | 0 | 0 | 0 | 0 | 0 | 0
STOG | 0 | 0 | 0 | 0 | 0 | 0
STWD | 0 | 0 | 0 | 0 | 0 | 0
WT | 0 | 0 | 0 | 0 | 0 | 0
IGCC | 0 | 0 | 0 | 0 | 0 | 0
DemandResponse | 0 | 0 | 0 | 0 | 0 | 0
IGCC-CCS | 0 | 0 | 0 | 0 | 0 | 0
WT_off | 0 | 0 | 0 | 0 | 0 | 0
PseudoUnit | 0 | 0 | 0 | 0 | 0 | 0
FixedInterchange | 0 | 0 | 0 | 0 | 0 | 0
Emission Cost by Reporting Type: MISO_MI
ReportingType | 2015 | 2020 | 2025 | 2030 | 2035 | 2040
BM | 0 | 0 | 0 | 0 | 0 | 0
CC | 0 | 0 | 0 | 0 | 0 | 0
CSP | 0 | 0 | 0 | 0 | 0 | 0
CT | 0 | 0 | 0 | 0 | 0 | 0
Coal | 0 | 0 | 0 | 0 | 0 | 0
Geo | 0 | 0 | 0 | 0 | 0 | 0
H | 0 | 0 | 0 | 0 | 0 | 0
LFG | 0 | 0 | 0 | 0 | 0 | 0
Nuc | 0 | 0 | 0 | 0 | 0 | 0
PS | 0 | 0 | 0 | 0 | 0 | 0
PV | 0 | 0 | 0 | 0 | 0 | 0
PeakG | 0 | 0 | 0 | 0 | 0 | 0
PeakO | 0 | 0 | 0 | 0 | 0 | 0
ST | 0 | 0 | 0 | 0 | 0 | 0
STOG | 0 | 0 | 0 | 0 | 0 | 0
STWD | 0 | 0 | 0 | 0 | 0 | 0
WT | 0 | 0 | 0 | 0 | 0 | 0
IGCC | 0 | 0 | 0 | 0 | 0 | 0
DemandResponse | 0 | 0 | 0 | 0 | 0 | 0
IGCC-CCS | 0 | 0 | 0 | 0 | 0 | 0
WT_off | 0 | 0 | 0 | 0 | 0 | 0
PseudoUnit | 0 | 0 | 0 | 0 | 0 | 0
FixedInterchange | 0 | 0 | 0 | 0 | 0 | 0
Emission Cost by Reporting Type: MISO_MO-IL
ReportingType | 2015 | 2020 | 2025 | 2030 | 2035 | 2040
BM | 0 | 0 | 0 | 0 | 0 | 0
CC | 0 | 0 | 0 | 0 | 0 | 0
CSP | 0 | 0 | 0 | 0 | 0 | 0
CT | 0 | 0 | 0 | 0 | 0 | 0
Coal | 0 | 0 | 0 | 0 | 0 | 0
Geo | 0 | 0 | 0 | 0 | 0 | 0
H | 0 | 0 | 0 | 0 | 0 | 0
LFG | 0 | 0 | 0 | 0 | 0 | 0
Nuc | 0 | 0 | 0 | 0 | 0 | 0
PS | 0 | 0 | 0 | 0 | 0 | 0
PV | 0 | 0 | 0 | 0 | 0 | 0
PeakG | 0 | 0 | 0 | 0 | 0 | 0
PeakO | 0 | 0 | 0 | 0 | 0 | 0
ST | 0 | 0 | 0 | 0 | 0 | 0
STOG | 0 | 0 | 0 | 0 | 0 | 0
STWD | 0 | 0 | 0 | 0 | 0 | 0
WT | 0 | 0 | 0 | 0 | 0 | 0
IGCC | 0 | 0 | 0 | 0 | 0 | 0
DemandResponse | 0 | 0 | 0 | 0 | 0 | 0
IGCC-CCS | 0 | 0 | 0 | 0 | 0 | 0
WT_off | 0 | 0 | 0 | 0 | 0 | 0
PseudoUnit | 0 | 0 | 0 | 0 | 0 | 0
FixedInterchange | 0 | 0 | 0 | 0 | 0 | 0
Emission Cost by Reporting Type: MISO_W
ReportingType | 2015 | 2020 | 2025 | 2030 | 2035 | 2040
BM | 0 | 0 | 0 | 0 | 0 | 0
CC | 0 | 0 | 0 | 0 | 0 | 0
CSP | 0 | 0 | 0 | 0 | 0 | 0
CT | 0 | 0 | 0 | 0 | 0 | 0
Coal | 0 | 0 | 0 | 0 | 0 | 0
Geo | 0 | 0 | 0 | 0 | 0 | 0
H | 0 | 0 | 0 | 0 | 0 | 0
LFG | 0 | 0 | 0 | 0 | 0 | 0
Nuc | 0 | 0 | 0 | 0 | 0 | 0
PS | 0 | 0 | 0 | 0 | 0 | 0
PV | 0 | 0 | 0 | 0 | 0 | 0
PeakG | 0 | 0 | 0 | 0 | 0 | 0
PeakO | 0 | 0 | 0 | 0 | 0 | 0
ST | 0 | 0 | 0 | 0 | 0 | 0
STOG | 0 | 0 | 0 | 0 | 0 | 0
STWD | 0 | 0 | 0 | 0 | 0 | 0
WT | 0 | 0 | 0 | 0 | 0 | 0
IGCC | 0 | 0 | 0 | 0 | 0 | 0
DemandResponse | 0 | 0 | 0 | 0 | 0 | 0
IGCC-CCS | 0 | 0 | 0 | 0 | 0 | 0
WT_off | 0 | 0 | 0 | 0 | 0 | 0
PseudoUnit | 0 | 0 | 0 | 0 | 0 | 0
FixedInterchange | 0 | 0 | 0 | 0 | 0 | 0
Emission Cost by Reporting Type: MISO_WUMS
ReportingType | 2015 | 2020 | 2025 | 2030 | 2035 | 2040
BM | 0 | 0 | 0 | 0 | 0 | 0
CC | 0 | 0 | 0 | 0 | 0 | 0
CSP | 0 | 0 | 0 | 0 | 0 | 0
CT | 0 | 0 | 0 | 0 | 0 | 0
Coal | 0 | 0 | 0 | 0 | 0 | 0
Geo | 0 | 0 | 0 | 0 | 0 | 0
H | 0 | 0 | 0 | 0 | 0 | 0
LFG | 0 | 0 | 0 | 0 | 0 | 0
Nuc | 0 | 0 | 0 | 0 | 0 | 0
PS | 0 | 0 | 0 | 0 | 0 | 0
PV | 0 | 0 | 0 | 0 | 0 | 0
PeakG | 0 | 0 | 0 | 0 | 0 | 0
PeakO | 0 | 0 | 0 | 0 | 0 | 0
ST | 0 | 0 | 0 | 0 | 0 | 0
STOG | 0 | 0 | 0 | 0 | 0 | 0
STWD | 0 | 0 | 0 | 0 | 0 | 0
WT | 0 | 0 | 0 | 0 | 0 | 0
IGCC | 0 | 0 | 0 | 0 | 0 | 0
DemandResponse | 0 | 0 | 0 | 0 | 0 | 0
IGCC-CCS | 0 | 0 | 0 | 0 | 0 | 0
WT_off | 0 | 0 | 0 | 0 | 0 | 0
PseudoUnit | 0 | 0 | 0 | 0 | 0 | 0
FixedInterchange | 0 | 0 | 0 | 0 | 0 | 0
Emission Cost by Reporting Type: Nebraska
ReportingType | 2015 | 2020 | 2025 | 2030 | 2035 | 2040
BM | 0 | 0 | 0 | 0 | 0 | 0
CC | 0 | 0 | 0 | 0 | 0 | 0
CSP | 0 | 0 | 0 | 0 | 0 | 0
CT | 0 | 0 | 0 | 0 | 0 | 0
Coal | 0 | 0 | 0 | 0 | 0 | 0
Geo | 0 | 0 | 0 | 0 | 0 | 0
H | 0 | 0 | 0 | 0 | 0 | 0
LFG | 0 | 0 | 0 | 0 | 0 | 0
Nuc | 0 | 0 | 0 | 0 | 0 | 0
PS | 0 | 0 | 0 | 0 | 0 | 0
PV | 0 | 0 | 0 | 0 | 0 | 0
PeakG | 0 | 0 | 0 | 0 | 0 | 0
PeakO | 0 | 0 | 0 | 0 | 0 | 0
ST | 0 | 0 | 0 | 0 | 0 | 0
STOG | 0 | 0 | 0 | 0 | 0 | 0
STWD | 0 | 0 | 0 | 0 | 0 | 0
WT | 0 | 0 | 0 | 0 | 0 | 0
IGCC | 0 | 0 | 0 | 0 | 0 | 0
DemandResponse | 0 | 0 | 0 | 0 | 0 | 0
IGCC-CCS | 0 | 0 | 0 | 0 | 0 | 0
WT_off | 0 | 0 | 0 | 0 | 0 | 0
PseudoUnit | 0 | 0 | 0 | 0 | 0 | 0
FixedInterchange | 0 | 0 | 0 | 0 | 0 | 0
Emission Cost by Reporting Type: NEISO
ReportingType | 2015 | 2020 | 2025 | 2030 | 2035 | 2040
BM | 0 | 0 | 0 | 0 | 0 | 0
CC | 0 | 0 | 0 | 0 | 0 | 0
CSP | 0 | 0 | 0 | 0 | 0 | 0
CT | 0 | 0 | 0 | 0 | 0 | 0
Coal | 0 | 0 | 0 | 0 | 0 | 0
Geo | 0 | 0 | 0 | 0 | 0 | 0
H | 0 | 0 | 0 | 0 | 0 | 0
LFG | 0 | 0 | 0 | 0 | 0 | 0
Nuc | 0 | 0 | 0 | 0 | 0 | 0
PS | 0 | 0 | 0 | 0 | 0 | 0
PV | 0 | 0 | 0 | 0 | 0 | 0
PeakG | 0 | 0 | 0 | 0 | 0 | 0
PeakO | 0 | 0 | 0 | 0 | 0 | 0
ST | 0 | 0 | 0 | 0 | 0 | 0
STOG | 0 | 0 | 0 | 0 | 0 | 0
STWD | 0 | 0 | 0 | 0 | 0 | 0
WT | 0 | 0 | 0 | 0 | 0 | 0
IGCC | 0 | 0 | 0 | 0 | 0 | 0
DemandResponse | 0 | 0 | 0 | 0 | 0 | 0
IGCC-CCS | 0 | 0 | 0 | 0 | 0 | 0
WT_off | 0 | 0 | 0 | 0 | 0 | 0
PseudoUnit | 0 | 0 | 0 | 0 | 0 | 0
FixedInterchange | 0 | 0 | 0 | 0 | 0 | 0
Emission Cost by Reporting Type: NonRTO_Midwest
ReportingType | 2015 | 2020 | 2025 | 2030 | 2035 | 2040
BM | 0 | 0 | 0 | 0 | 0 | 0
CC | 0 | 0 | 0 | 0 | 0 | 0
CSP | 0 | 0 | 0 | 0 | 0 | 0
CT | 0 | 0 | 0 | 0 | 0 | 0
Coal | 0 | 0 | 0 | 0 | 0 | 0
Geo | 0 | 0 | 0 | 0 | 0 | 0
H | 0 | 0 | 0 | 0 | 0 | 0
LFG | 0 | 0 | 0 | 0 | 0 | 0
Nuc | 0 | 0 | 0 | 0 | 0 | 0
PS | 0 | 0 | 0 | 0 | 0 | 0
PV | 0 | 0 | 0 | 0 | 0 | 0
PeakG | 0 | 0 | 0 | 0 | 0 | 0
PeakO | 0 | 0 | 0 | 0 | 0 | 0
ST | 0 | 0 | 0 | 0 | 0 | 0
STOG | 0 | 0 | 0 | 0 | 0 | 0
STWD | 0 | 0 | 0 | 0 | 0 | 0
WT | 0 | 0 | 0 | 0 | 0 | 0
IGCC | 0 | 0 | 0 | 0 | 0 | 0
DemandResponse | 0 | 0 | 0 | 0 | 0 | 0
IGCC-CCS | 0 | 0 | 0 | 0 | 0 | 0
WT_off | 0 | 0 | 0 | 0 | 0 | 0
PseudoUnit | 0 | 0 | 0 | 0 | 0 | 0
FixedInterchange | 0 | 0 | 0 | 0 | 0 | 0
Emission Cost by Reporting Type: NYISO_A-F
ReportingType | 2015 | 2020 | 2025 | 2030 | 2035 | 2040
BM | 0 | 0 | 0 | 0 | 0 | 0
CC | 0 | 0 | 0 | 0 | 0 | 0
CSP | 0 | 0 | 0 | 0 | 0 | 0
CT | 0 | 0 | 0 | 0 | 0 | 0
Coal | 0 | 0 | 0 | 0 | 0 | 0
Geo | 0 | 0 | 0 | 0 | 0 | 0
H | 0 | 0 | 0 | 0 | 0 | 0
LFG | 0 | 0 | 0 | 0 | 0 | 0
Nuc | 0 | 0 | 0 | 0 | 0 | 0
PS | 0 | 0 | 0 | 0 | 0 | 0
PV | 0 | 0 | 0 | 0 | 0 | 0
PeakG | 0 | 0 | 0 | 0 | 0 | 0
PeakO | 0 | 0 | 0 | 0 | 0 | 0
ST | 0 | 0 | 0 | 0 | 0 | 0
STOG | 0 | 0 | 0 | 0 | 0 | 0
STWD | 0 | 0 | 0 | 0 | 0 | 0
WT | 0 | 0 | 0 | 0 | 0 | 0
IGCC | 0 | 0 | 0 | 0 | 0 | 0
DemandResponse | 0 | 0 | 0 | 0 | 0 | 0
IGCC-CCS | 0 | 0 | 0 | 0 | 0 | 0
WT_off | 0 | 0 | 0 | 0 | 0 | 0
PseudoUnit | 0 | 0 | 0 | 0 | 0 | 0
FixedInterchange | 0 | 0 | 0 | 0 | 0 | 0
Emission Cost by Reporting Type: NYISO_G-I
ReportingType | 2015 | 2020 | 2025 | 2030 | 2035 | 2040
BM | 0 | 0 | 0 | 0 | 0 | 0
CC | 0 | 0 | 0 | 0 | 0 | 0
CSP | 0 | 0 | 0 | 0 | 0 | 0
CT | 0 | 0 | 0 | 0 | 0 | 0
Coal | 0 | 0 | 0 | 0 | 0 | 0
Geo | 0 | 0 | 0 | 0 | 0 | 0
H | 0 | 0 | 0 | 0 | 0 | 0
LFG | 0 | 0 | 0 | 0 | 0 | 0
Nuc | 0 | 0 | 0 | 0 | 0 | 0
PS | 0 | 0 | 0 | 0 | 0 | 0
PV | 0 | 0 | 0 | 0 | 0 | 0
PeakG | 0 | 0 | 0 | 0 | 0 | 0
PeakO | 0 | 0 | 0 | 0 | 0 | 0
ST | 0 | 0 | 0 | 0 | 0 | 0
STOG | 0 | 0 | 0 | 0 | 0 | 0
STWD | 0 | 0 | 0 | 0 | 0 | 0
WT | 0 | 0 | 0 | 0 | 0 | 0
IGCC | 0 | 0 | 0 | 0 | 0 | 0
DemandResponse | 0 | 0 | 0 | 0 | 0 | 0
IGCC-CCS | 0 | 0 | 0 | 0 | 0 | 0
WT_off | 0 | 0 | 0 | 0 | 0 | 0
PseudoUnit | 0 | 0 | 0 | 0 | 0 | 0
FixedInterchange | 0 | 0 | 0 | 0 | 0 | 0
Emission Cost by Reporting Type: NYISO_J-K
ReportingType | 2015 | 2020 | 2025 | 2030 | 2035 | 2040
BM | 0 | 0 | 0 | 0 | 0 | 0
CC | 0 | 0 | 0 | 0 | 0 | 0
CSP | 0 | 0 | 0 | 0 | 0 | 0
CT | 0 | 0 | 0 | 0 | 0 | 0
Coal | 0 | 0 | 0 | 0 | 0 | 0
Geo | 0 | 0 | 0 | 0 | 0 | 0
H | 0 | 0 | 0 | 0 | 0 | 0
LFG | 0 | 0 | 0 | 0 | 0 | 0
Nuc | 0 | 0 | 0 | 0 | 0 | 0
PS | 0 | 0 | 0 | 0 | 0 | 0
PV | 0 | 0 | 0 | 0 | 0 | 0
PeakG | 0 | 0 | 0 | 0 | 0 | 0
PeakO | 0 | 0 | 0 | 0 | 0 | 0
ST | 0 | 0 | 0 | 0 | 0 | 0
STOG | 0 | 0 | 0 | 0 | 0 | 0
STWD | 0 | 0 | 0 | 0 | 0 | 0
WT | 0 | 0 | 0 | 0 | 0 | 0
IGCC | 0 | 0 | 0 | 0 | 0 | 0
DemandResponse | 0 | 0 | 0 | 0 | 0 | 0
IGCC-CCS | 0 | 0 | 0 | 0 | 0 | 0
WT_off | 0 | 0 | 0 | 0 | 0 | 0
PseudoUnit | 0 | 0 | 0 | 0 | 0 | 0
FixedInterchange | 0 | 0 | 0 | 0 | 0 | 0
Emission Cost by Reporting Type: PJM_E
ReportingType | 2015 | 2020 | 2025 | 2030 | 2035 | 2040
BM | 0 | 0 | 0 | 0 | 0 | 0
CC | 0 | 0 | 0 | 0 | 0 | 0
CSP | 0 | 0 | 0 | 0 | 0 | 0
CT | 0 | 0 | 0 | 0 | 0 | 0
Coal | 0 | 0 | 0 | 0 | 0 | 0
Geo | 0 | 0 | 0 | 0 | 0 | 0
H | 0 | 0 | 0 | 0 | 0 | 0
LFG | 0 | 0 | 0 | 0 | 0 | 0
Nuc | 0 | 0 | 0 | 0 | 0 | 0
PS | 0 | 0 | 0 | 0 | 0 | 0
PV | 0 | 0 | 0 | 0 | 0 | 0
PeakG | 0 | 0 | 0 | 0 | 0 | 0
PeakO | 0 | 0 | 0 | 0 | 0 | 0
ST | 0 | 0 | 0 | 0 | 0 | 0
STOG | 0 | 0 | 0 | 0 | 0 | 0
STWD | 0 | 0 | 0 | 0 | 0 | 0
WT | 0 | 0 | 0 | 0 | 0 | 0
IGCC | 0 | 0 | 0 | 0 | 0 | 0
DemandResponse | 0 | 0 | 0 | 0 | 0 | 0
IGCC-CCS | 0 | 0 | 0 | 0 | 0 | 0
WT_off | 0 | 0 | 0 | 0 | 0 | 0
PseudoUnit | 0 | 0 | 0 | 0 | 0 | 0
FixedInterchange | 0 | 0 | 0 | 0 | 0 | 0
Emission Cost by Reporting Type: PJM_ROM
ReportingType | 2015 | 2020 | 2025 | 2030 | 2035 | 2040
BM | 0 | 0 | 0 | 0 | 0 | 0
CC | 0 | 0 | 0 | 0 | 0 | 0
CSP | 0 | 0 | 0 | 0 | 0 | 0
CT | 0 | 0 | 0 | 0 | 0 | 0
Coal | 0 | 0 | 0 | 0 | 0 | 0
Geo | 0 | 0 | 0 | 0 | 0 | 0
H | 0 | 0 | 0 | 0 | 0 | 0
LFG | 0 | 0 | 0 | 0 | 0 | 0
Nuc | 0 | 0 | 0 | 0 | 0 | 0
PS | 0 | 0 | 0 | 0 | 0 | 0
PV | 0 | 0 | 0 | 0 | 0 | 0
PeakG | 0 | 0 | 0 | 0 | 0 | 0
PeakO | 0 | 0 | 0 | 0 | 0 | 0
ST | 0 | 0 | 0 | 0 | 0 | 0
STOG | 0 | 0 | 0 | 0 | 0 | 0
STWD | 0 | 0 | 0 | 0 | 0 | 0
WT | 0 | 0 | 0 | 0 | 0 | 0
IGCC | 0 | 0 | 0 | 0 | 0 | 0
DemandResponse | 0 | 0 | 0 | 0 | 0 | 0
IGCC-CCS | 0 | 0 | 0 | 0 | 0 | 0
WT_off | 0 | 0 | 0 | 0 | 0 | 0
PseudoUnit | 0 | 0 | 0 | 0 | 0 | 0
FixedInterchange | 0 | 0 | 0 | 0 | 0 | 0
Emission Cost by Reporting Type: PJM_ROR
ReportingType | 2015 | 2020 | 2025 | 2030 | 2035 | 2040
BM | 0 | 0 | 0 | 0 | 0 | 0
CC | 0 | 0 | 0 | 0 | 0 | 0
CSP | 0 | 0 | 0 | 0 | 0 | 0
CT | 0 | 0 | 0 | 0 | 0 | 0
Coal | 0 | 0 | 0 | 0 | 0 | 0
Geo | 0 | 0 | 0 | 0 | 0 | 0
H | 0 | 0 | 0 | 0 | 0 | 0
LFG | 0 | 0 | 0 | 0 | 0 | 0
Nuc | 0 | 0 | 0 | 0 | 0 | 0
PS | 0 | 0 | 0 | 0 | 0 | 0
PV | 0 | 0 | 0 | 0 | 0 | 0
PeakG | 0 | 0 | 0 | 0 | 0 | 0
PeakO | 0 | 0 | 0 | 0 | 0 | 0
ST | 0 | 0 | 0 | 0 | 0 | 0
STOG | 0 | 0 | 0 | 0 | 0 | 0
STWD | 0 | 0 | 0 | 0 | 0 | 0
WT | 0 | 0 | 0 | 0 | 0 | 0
IGCC | 0 | 0 | 0 | 0 | 0 | 0
DemandResponse | 0 | 0 | 0 | 0 | 0 | 0
IGCC-CCS | 0 | 0 | 0 | 0 | 0 | 0
WT_off | 0 | 0 | 0 | 0 | 0 | 0
PseudoUnit | 0 | 0 | 0 | 0 | 0 | 0
FixedInterchange | 0 | 0 | 0 | 0 | 0 | 0
Emission Cost by Reporting Type: SOCO
ReportingType | 2015 | 2020 | 2025 | 2030 | 2035 | 2040
BM | 0 | 0 | 0 | 0 | 0 | 0
CC | 0 | 0 | 0 | 0 | 0 | 0
CSP | 0 | 0 | 0 | 0 | 0 | 0
CT | 0 | 0 | 0 | 0 | 0 | 0
Coal | 0 | 0 | 0 | 0 | 0 | 0
Geo | 0 | 0 | 0 | 0 | 0 | 0
H | 0 | 0 | 0 | 0 | 0 | 0
LFG | 0 | 0 | 0 | 0 | 0 | 0
Nuc | 0 | 0 | 0 | 0 | 0 | 0
PS | 0 | 0 | 0 | 0 | 0 | 0
PV | 0 | 0 | 0 | 0 | 0 | 0
PeakG | 0 | 0 | 0 | 0 | 0 | 0
PeakO | 0 | 0 | 0 | 0 | 0 | 0
ST | 0 | 0 | 0 | 0 | 0 | 0
STOG | 0 | 0 | 0 | 0 | 0 | 0
STWD | 0 | 0 | 0 | 0 | 0 | 0
WT | 0 | 0 | 0 | 0 | 0 | 0
IGCC | 0 | 0 | 0 | 0 | 0 | 0
DemandResponse | 0 | 0 | 0 | 0 | 0 | 0
IGCC-CCS | 0 | 0 | 0 | 0 | 0 | 0
WT_off | 0 | 0 | 0 | 0 | 0 | 0
PseudoUnit | 0 | 0 | 0 | 0 | 0 | 0
FixedInterchange | 0 | 0 | 0 | 0 | 0 | 0
Emission Cost by Reporting Type: SPP_N
ReportingType | 2015 | 2020 | 2025 | 2030 | 2035 | 2040
BM | 0 | 0 | 0 | 0 | 0 | 0
CC | 0 | 0 | 0 | 0 | 0 | 0
CSP | 0 | 0 | 0 | 0 | 0 | 0
CT | 0 | 0 | 0 | 0 | 0 | 0
Coal | 0 | 0 | 0 | 0 | 0 | 0
Geo | 0 | 0 | 0 | 0 | 0 | 0
H | 0 | 0 | 0 | 0 | 0 | 0
LFG | 0 | 0 | 0 | 0 | 0 | 0
Nuc | 0 | 0 | 0 | 0 | 0 | 0
PS | 0 | 0 | 0 | 0 | 0 | 0
PV | 0 | 0 | 0 | 0 | 0 | 0
PeakG | 0 | 0 | 0 | 0 | 0 | 0
PeakO | 0 | 0 | 0 | 0 | 0 | 0
ST | 0 | 0 | 0 | 0 | 0 | 0
STOG | 0 | 0 | 0 | 0 | 0 | 0
STWD | 0 | 0 | 0 | 0 | 0 | 0
WT | 0 | 0 | 0 | 0 | 0 | 0
IGCC | 0 | 0 | 0 | 0 | 0 | 0
DemandResponse | 0 | 0 | 0 | 0 | 0 | 0
IGCC-CCS | 0 | 0 | 0 | 0 | 0 | 0
WT_off | 0 | 0 | 0 | 0 | 0 | 0
PseudoUnit | 0 | 0 | 0 | 0 | 0 | 0
FixedInterchange | 0 | 0 | 0 | 0 | 0 | 0
Emission Cost by Reporting Type: SPP_S
ReportingType | 2015 | 2020 | 2025 | 2030 | 2035 | 2040
BM | 0 | 0 | 0 | 0 | 0 | 0
CC | 0 | 0 | 0 | 0 | 0 | 0
CSP | 0 | 0 | 0 | 0 | 0 | 0
CT | 0 | 0 | 0 | 0 | 0 | 0
Coal | 0 | 0 | 0 | 0 | 0 | 0
Geo | 0 | 0 | 0 | 0 | 0 | 0
H | 0 | 0 | 0 | 0 | 0 | 0
LFG | 0 | 0 | 0 | 0 | 0 | 0
Nuc | 0 | 0 | 0 | 0 | 0 | 0
PS | 0 | 0 | 0 | 0 | 0 | 0
PV | 0 | 0 | 0 | 0 | 0 | 0
PeakG | 0 | 0 | 0 | 0 | 0 | 0
PeakO | 0 | 0 | 0 | 0 | 0 | 0
ST | 0 | 0 | 0 | 0 | 0 | 0
STOG | 0 | 0 | 0 | 0 | 0 | 0
STWD | 0 | 0 | 0 | 0 | 0 | 0
WT | 0 | 0 | 0 | 0 | 0 | 0
IGCC | 0 | 0 | 0 | 0 | 0 | 0
DemandResponse | 0 | 0 | 0 | 0 | 0 | 0
IGCC-CCS | 0 | 0 | 0 | 0 | 0 | 0
WT_off | 0 | 0 | 0 | 0 | 0 | 0
PseudoUnit | 0 | 0 | 0 | 0 | 0 | 0
FixedInterchange | 0 | 0 | 0 | 0 | 0 | 0
Emission Cost by Reporting Type: TVA
ReportingType | 2015 | 2020 | 2025 | 2030 | 2035 | 2040
BM | 0 | 0 | 0 | 0 | 0 | 0
CC | 0 | 0 | 0 | 0 | 0 | 0
CSP | 0 | 0 | 0 | 0 | 0 | 0
CT | 0 | 0 | 0 | 0 | 0 | 0
Coal | 0 | 0 | 0 | 0 | 0 | 0
Geo | 0 | 0 | 0 | 0 | 0 | 0
H | 0 | 0 | 0 | 0 | 0 | 0
LFG | 0 | 0 | 0 | 0 | 0 | 0
Nuc | 0 | 0 | 0 | 0 | 0 | 0
PS | 0 | 0 | 0 | 0 | 0 | 0
PV | 0 | 0 | 0 | 0 | 0 | 0
PeakG | 0 | 0 | 0 | 0 | 0 | 0
PeakO | 0 | 0 | 0 | 0 | 0 | 0
ST | 0 | 0 | 0 | 0 | 0 | 0
STOG | 0 | 0 | 0 | 0 | 0 | 0
STWD | 0 | 0 | 0 | 0 | 0 | 0
WT | 0 | 0 | 0 | 0 | 0 | 0
IGCC | 0 | 0 | 0 | 0 | 0 | 0
DemandResponse | 0 | 0 | 0 | 0 | 0 | 0
IGCC-CCS | 0 | 0 | 0 | 0 | 0 | 0
WT_off | 0 | 0 | 0 | 0 | 0 | 0
PseudoUnit | 0 | 0 | 0 | 0 | 0 | 0
FixedInterchange | 0 | 0 | 0 | 0 | 0 | 0
Emission Cost by Reporting Type: TVA_Transmission
ReportingType | 2015 | 2020 | 2025 | 2030 | 2035 | 2040
BM | 0 | 0 | 0 | 0 | 0 | 0
CC | 0 | 0 | 0 | 0 | 0 | 0
CSP | 0 | 0 | 0 | 0 | 0 | 0
CT | 0 | 0 | 0 | 0 | 0 | 0
Coal | 0 | 0 | 0 | 0 | 0 | 0
Geo | 0 | 0 | 0 | 0 | 0 | 0
H | 0 | 0 | 0 | 0 | 0 | 0
LFG | 0 | 0 | 0 | 0 | 0 | 0
Nuc | 0 | 0 | 0 | 0 | 0 | 0
PS | 0 | 0 | 0 | 0 | 0 | 0
PV | 0 | 0 | 0 | 0 | 0 | 0
PeakG | 0 | 0 | 0 | 0 | 0 | 0
PeakO | 0 | 0 | 0 | 0 | 0 | 0
ST | 0 | 0 | 0 | 0 | 0 | 0
STOG | 0 | 0 | 0 | 0 | 0 | 0
STWD | 0 | 0 | 0 | 0 | 0 | 0
WT | 0 | 0 | 0 | 0 | 0 | 0
IGCC | 0 | 0 | 0 | 0 | 0 | 0
DemandResponse | 0 | 0 | 0 | 0 | 0 | 0
IGCC-CCS | 0 | 0 | 0 | 0 | 0 | 0
WT_off | 0 | 0 | 0 | 0 | 0 | 0
PseudoUnit | 0 | 0 | 0 | 0 | 0 | 0
FixedInterchange | 0 | 0 | 0 | 0 | 0 | 0
Emission Cost by Reporting Type: VACAR
ReportingType | 2015 | 2020 | 2025 | 2030 | 2035 | 2040
BM | 0 | 0 | 0 | 0 | 0 | 0
CC | 0 | 0 | 0 | 0 | 0 | 0
CSP | 0 | 0 | 0 | 0 | 0 | 0
CT | 0 | 0 | 0 | 0 | 0 | 0
Coal | 0 | 0 | 0 | 0 | 0 | 0
Geo | 0 | 0 | 0 | 0 | 0 | 0
H | 0 | 0 | 0 | 0 | 0 | 0
LFG | 0 | 0 | 0 | 0 | 0 | 0
Nuc | 0 | 0 | 0 | 0 | 0 | 0
PS | 0 | 0 | 0 | 0 | 0 | 0
PV | 0 | 0 | 0 | 0 | 0 | 0
PeakG | 0 | 0 | 0 | 0 | 0 | 0
PeakO | 0 | 0 | 0 | 0 | 0 | 0
ST | 0 | 0 | 0 | 0 | 0 | 0
STOG | 0 | 0 | 0 | 0 | 0 | 0
STWD | 0 | 0 | 0 | 0 | 0 | 0
WT | 0 | 0 | 0 | 0 | 0 | 0
IGCC | 0 | 0 | 0 | 0 | 0 | 0
DemandResponse | 0 | 0 | 0 | 0 | 0 | 0
IGCC-CCS | 0 | 0 | 0 | 0 | 0 | 0
WT_off | 0 | 0 | 0 | 0 | 0 | 0
PseudoUnit | 0 | 0 | 0 | 0 | 0 | 0
FixedInterchange | 0 | 0 | 0 | 0 | 0 | 0
Emission Cost by Reporting Type: IESO
ReportingType | 2015 | 2020 | 2025 | 2030 | 2035 | 2040
BM | 0 | 0 | 0 | 0 | 0 | 0
CC | 0 | 0 | 0 | 0 | 0 | 0
CSP | 0 | 0 | 0 | 0 | 0 | 0
CT | 0 | 0 | 0 | 0 | 0 | 0
Coal | 0 | 0 | 0 | 0 | 0 | 0
Geo | 0 | 0 | 0 | 0 | 0 | 0
H | 0 | 0 | 0 | 0 | 0 | 0
LFG | 0 | 0 | 0 | 0 | 0 | 0
Nuc | 0 | 0 | 0 | 0 | 0 | 0
PS | 0 | 0 | 0 | 0 | 0 | 0
PV | 0 | 0 | 0 | 0 | 0 | 0
PeakG | 0 | 0 | 0 | 0 | 0 | 0
PeakO | 0 | 0 | 0 | 0 | 0 | 0
ST | 0 | 0 | 0 | 0 | 0 | 0
STOG | 0 | 0 | 0 | 0 | 0 | 0
STWD | 0 | 0 | 0 | 0 | 0 | 0
WT | 0 | 0 | 0 | 0 | 0 | 0
IGCC | 0 | 0 | 0 | 0 | 0 | 0
DemandResponse | 0 | 0 | 0 | 0 | 0 | 0
IGCC-CCS | 0 | 0 | 0 | 0 | 0 | 0
WT_off | 0 | 0 | 0 | 0 | 0 | 0
PseudoUnit | 0 | 0 | 0 | 0 | 0 | 0
FixedInterchange | 0 | 0 | 0 | 0 | 0 | 0
Emission Cost by Reporting Type: MAPP_CA
ReportingType | 2015 | 2020 | 2025 | 2030 | 2035 | 2040
BM | 0 | 0 | 0 | 0 | 0 | 0
CC | 0 | 0 | 0 | 0 | 0 | 0
CSP | 0 | 0 | 0 | 0 | 0 | 0
CT | 0 | 0 | 0 | 0 | 0 | 0
Coal | 0 | 0 | 0 | 0 | 0 | 0
Geo | 0 | 0 | 0 | 0 | 0 | 0
H | 0 | 0 | 0 | 0 | 0 | 0
LFG | 0 | 0 | 0 | 0 | 0 | 0
Nuc | 0 | 0 | 0 | 0 | 0 | 0
PS | 0 | 0 | 0 | 0 | 0 | 0
PV | 0 | 0 | 0 | 0 | 0 | 0
PeakG | 0 | 0 | 0 | 0 | 0 | 0
PeakO | 0 | 0 | 0 | 0 | 0 | 0
ST | 0 | 0 | 0 | 0 | 0 | 0
STOG | 0 | 0 | 0 | 0 | 0 | 0
STWD | 0 | 0 | 0 | 0 | 0 | 0
WT | 0 | 0 | 0 | 0 | 0 | 0
IGCC | 0 | 0 | 0 | 0 | 0 | 0
DemandResponse | 0 | 0 | 0 | 0 | 0 | 0
IGCC-CCS | 0 | 0 | 0 | 0 | 0 | 0
WT_off | 0 | 0 | 0 | 0 | 0 | 0
PseudoUnit | 0 | 0 | 0 | 0 | 0 | 0
FixedInterchange | 0 | 0 | 0 | 0 | 0 | 0
Emission Cost by Reporting Type: AZ_NM_SNV_Coal
ReportingType | 2015 | 2020 | 2025 | 2030 | 2035 | 2040
BM | 0 | 0 | 0 | 0 | 0 | 0
CC | 0 | 0 | 0 | 0 | 0 | 0
CSP | 0 | 0 | 0 | 0 | 0 | 0
CT | 0 | 0 | 0 | 0 | 0 | 0
Coal | 0 | 0 | 0 | 0 | 0 | 0
Geo | 0 | 0 | 0 | 0 | 0 | 0
H | 0 | 0 | 0 | 0 | 0 | 0
LFG | 0 | 0 | 0 | 0 | 0 | 0
Nuc | 0 | 0 | 0 | 0 | 0 | 0
PS | 0 | 0 | 0 | 0 | 0 | 0
PV | 0 | 0 | 0 | 0 | 0 | 0
PeakG | 0 | 0 | 0 | 0 | 0 | 0
PeakO | 0 | 0 | 0 | 0 | 0 | 0
ST | 0 | 0 | 0 | 0 | 0 | 0
STOG | 0 | 0 | 0 | 0 | 0 | 0
STWD | 0 | 0 | 0 | 0 | 0 | 0
WT | 0 | 0 | 0 | 0 | 0 | 0
IGCC | 0 | 0 | 0 | 0 | 0 | 0
DemandResponse | 0 | 0 | 0 | 0 | 0 | 0
IGCC-CCS | 0 | 0 | 0 | 0 | 0 | 0
WT_off | 0 | 0 | 0 | 0 | 0 | 0
PseudoUnit | 0 | 0 | 0 | 0 | 0 | 0
FixedInterchange | 0 | 0 | 0 | 0 | 0 | 0
Emission Cost by Reporting Type: AZ_NM_SNV_Gas
ReportingType | 2015 | 2020 | 2025 | 2030 | 2035 | 2040
BM | 0 | 0 | 0 | 0 | 0 | 0
CC | 0 | 0 | 0 | 0 | 0 | 0
CSP | 0 | 0 | 0 | 0 | 0 | 0
CT | 0 | 0 | 0 | 0 | 0 | 0
Coal | 0 | 0 | 0 | 0 | 0 | 0
Geo | 0 | 0 | 0 | 0 | 0 | 0
H | 0 | 0 | 0 | 0 | 0 | 0
LFG | 0 | 0 | 0 | 0 | 0 | 0
Nuc | 0 | 0 | 0 | 0 | 0 | 0
PS | 0 | 0 | 0 | 0 | 0 | 0
PV | 0 | 0 | 0 | 0 | 0 | 0
PeakG | 0 | 0 | 0 | 0 | 0 | 0
PeakO | 0 | 0 | 0 | 0 | 0 | 0
ST | 0 | 0 | 0 | 0 | 0 | 0
STOG | 0 | 0 | 0 | 0 | 0 | 0
STWD | 0 | 0 | 0 | 0 | 0 | 0
WT | 0 | 0 | 0 | 0 | 0 | 0
IGCC | 0 | 0 | 0 | 0 | 0 | 0
DemandResponse | 0 | 0 | 0 | 0 | 0 | 0
IGCC-CCS | 0 | 0 | 0 | 0 | 0 | 0
WT_off | 0 | 0 | 0 | 0 | 0 | 0
PseudoUnit | 0 | 0 | 0 | 0 | 0 | 0
FixedInterchange | 0 | 0 | 0 | 0 | 0 | 0
Emission Cost by Reporting Type: AZ_NM_SNV_NucRenew
ReportingType | 2015 | 2020 | 2025 | 2030 | 2035 | 2040
BM | 0 | 0 | 0 | 0 | 0 | 0
CC | 0 | 0 | 0 | 0 | 0 | 0
CSP | 0 | 0 | 0 | 0 | 0 | 0
CT | 0 | 0 | 0 | 0 | 0 | 0
Coal | 0 | 0 | 0 | 0 | 0 | 0
Geo | 0 | 0 | 0 | 0 | 0 | 0
H | 0 | 0 | 0 | 0 | 0 | 0
LFG | 0 | 0 | 0 | 0 | 0 | 0
Nuc | 0 | 0 | 0 | 0 | 0 | 0
PS | 0 | 0 | 0 | 0 | 0 | 0
PV | 0 | 0 | 0 | 0 | 0 | 0
PeakG | 0 | 0 | 0 | 0 | 0 | 0
PeakO | 0 | 0 | 0 | 0 | 0 | 0
ST | 0 | 0 | 0 | 0 | 0 | 0
STOG | 0 | 0 | 0 | 0 | 0 | 0
STWD | 0 | 0 | 0 | 0 | 0 | 0
WT | 0 | 0 | 0 | 0 | 0 | 0
IGCC | 0 | 0 | 0 | 0 | 0 | 0
DemandResponse | 0 | 0 | 0 | 0 | 0 | 0
IGCC-CCS | 0 | 0 | 0 | 0 | 0 | 0
WT_off | 0 | 0 | 0 | 0 | 0 | 0
PseudoUnit | 0 | 0 | 0 | 0 | 0 | 0
FixedInterchange | 0 | 0 | 0 | 0 | 0 | 0
Emission Cost by Reporting Type: ERCOT
ReportingType | 2015 | 2020 | 2025 | 2030 | 2035 | 2040
BM | 0 | 0 | 0 | 0 | 0 | 0
CC | 0 | 0 | 0 | 0 | 0 | 0
CSP | 0 | 0 | 0 | 0 | 0 | 0
CT | 0 | 0 | 0 | 0 | 0 | 0
Coal | 0 | 0 | 0 | 0 | 0 | 0
Geo | 0 | 0 | 0 | 0 | 0 | 0
H | 0 | 0 | 0 | 0 | 0 | 0
LFG | 0 | 0 | 0 | 0 | 0 | 0
Nuc | 0 | 0 | 0 | 0 | 0 | 0
PS | 0 | 0 | 0 | 0 | 0 | 0
PV | 0 | 0 | 0 | 0 | 0 | 0
PeakG | 0 | 0 | 0 | 0 | 0 | 0
PeakO | 0 | 0 | 0 | 0 | 0 | 0
ST | 0 | 0 | 0 | 0 | 0 | 0
STOG | 0 | 0 | 0 | 0 | 0 | 0
STWD | 0 | 0 | 0 | 0 | 0 | 0
WT | 0 | 0 | 0 | 0 | 0 | 0
IGCC | 0 | 0 | 0 | 0 | 0 | 0
DemandResponse | 0 | 0 | 0 | 0 | 0 | 0
IGCC-CCS | 0 | 0 | 0 | 0 | 0 | 0
WT_off | 0 | 0 | 0 | 0 | 0 | 0
PseudoUnit | 0 | 0 | 0 | 0 | 0 | 0
FixedInterchange | 0 | 0 | 0 | 0 | 0 | 0
Emission Cost by Reporting Type: NP15
ReportingType | 2015 | 2020 | 2025 | 2030 | 2035 | 2040
BM | 0 | 0 | 0 | 0 | 0 | 0
CC | 281.55 | 238.57 | 404.97 | 316.49 | 236.66 | 206.44
CSP | 0 | 0 | 0 | 0 | 0 | 0
CT | 0 | 0 | 0 | 0 | 0 | 0
Coal | 4.6 | 5.87 | 7.49 | 3.05 | 0 | 0
Geo | 0 | 0 | 0 | 0 | 0 | 0
H | 0 | 0 | 0 | 0 | 0 | 0
LFG | 0 | 0 | 0 | 0 | 0 | 0
Nuc | 0 | 0 | 0 | 0 | 0 | 0
PS | 0 | 0 | 0 | 0 | 0 | 0
PV | 0 | 0 | 0 | 0 | 0 | 0
PeakG | 0 | 0 | 0 | 0 | 0 | 0.87
PeakO | 0 | 0 | 0 | 0 | 0 | 0
ST | 0 | 0 | 0 | 0 | 0 | 0
STOG | 1.34 | 1.1 | 3.21 | 5.63 | 5.23 | 11.77
STWD | 0 | 0 | 0 | 0 | 0 | 0
WT | 0 | 0 | 0 | 0 | 0 | 0
IGCC | 0 | 0 | 0 | 0 | 0 | 0
DemandResponse | 0 | 0 | 0 | 0 | 0 | 0
IGCC-CCS | 0 | 0 | 0 | 0 | 0 | 0
WT_off | 0 | 0 | 0 | 0 | 0 | 0
PseudoUnit | 0 | 0 | 0 | 0 | 0 | 0
FixedInterchange | 0 | 0 | 0 | 0 | 0 | 0
Emission Cost by Reporting Type: NWPP_Coal
ReportingType | 2015 | 2020 | 2025 | 2030 | 2035 | 2040
BM | 0 | 0 | 0 | 0 | 0 | 0
CC | 0 | 0 | 0 | 0 | 0 | 0
CSP | 0 | 0 | 0 | 0 | 0 | 0
CT | 0 | 0 | 0 | 0 | 0 | 0
Coal | 0 | 0 | 0 | 0 | 0 | 0
Geo | 0 | 0 | 0 | 0 | 0 | 0
H | 0 | 0 | 0 | 0 | 0 | 0
LFG | 0 | 0 | 0 | 0 | 0 | 0
Nuc | 0 | 0 | 0 | 0 | 0 | 0
PS | 0 | 0 | 0 | 0 | 0 | 0
PV | 0 | 0 | 0 | 0 | 0 | 0
PeakG | 0 | 0 | 0 | 0 | 0 | 0
PeakO | 0 | 0 | 0 | 0 | 0 | 0
ST | 0 | 0 | 0 | 0 | 0 | 0
STOG | 0 | 0 | 0 | 0 | 0 | 0
STWD | 0 | 0 | 0 | 0 | 0 | 0
WT | 0 | 0 | 0 | 0 | 0 | 0
IGCC | 0 | 0 | 0 | 0 | 0 | 0
DemandResponse | 0 | 0 | 0 | 0 | 0 | 0
IGCC-CCS | 0 | 0 | 0 | 0 | 0 | 0
WT_off | 0 | 0 | 0 | 0 | 0 | 0
PseudoUnit | 0 | 0 | 0 | 0 | 0 | 0
FixedInterchange | 0 | 0 | 0 | 0 | 0 | 0
Emission Cost by Reporting Type: NWPP_Gas
ReportingType | 2015 | 2020 | 2025 | 2030 | 2035 | 2040
BM | 0 | 0 | 0 | 0 | 0 | 0
CC | 0 | 0 | 0 | 0 | 0 | 0
CSP | 0 | 0 | 0 | 0 | 0 | 0
CT | 0 | 0 | 0 | 0 | 0 | 0
Coal | 0 | 0 | 0 | 0 | 0 | 0
Geo | 0 | 0 | 0 | 0 | 0 | 0
H | 0 | 0 | 0 | 0 | 0 | 0
LFG | 0 | 0 | 0 | 0 | 0 | 0
Nuc | 0 | 0 | 0 | 0 | 0 | 0
PS | 0 | 0 | 0 | 0 | 0 | 0
PV | 0 | 0 | 0 | 0 | 0 | 0
PeakG | 0 | 0 | 0 | 0 | 0 | 0
PeakO | 0 | 0 | 0 | 0 | 0 | 0
ST | 0 | 0 | 0 | 0 | 0 | 0
STOG | 0 | 0 | 0 | 0 | 0 | 0
STWD | 0 | 0 | 0 | 0 | 0 | 0
WT | 0 | 0 | 0 | 0 | 0 | 0
IGCC | 0 | 0 | 0 | 0 | 0 | 0
DemandResponse | 0 | 0 | 0 | 0 | 0 | 0
IGCC-CCS | 0 | 0 | 0 | 0 | 0 | 0
WT_off | 0 | 0 | 0 | 0 | 0 | 0
PseudoUnit | 0 | 0 | 0 | 0 | 0 | 0
FixedInterchange | 0 | 0 | 0 | 0 | 0 | 0
Emission Cost by Reporting Type: NWPP_NucRenew
ReportingType | 2015 | 2020 | 2025 | 2030 | 2035 | 2040
BM | 0 | 0 | 0 | 0 | 0 | 0
CC | 0 | 0 | 0 | 0 | 0 | 0
CSP | 0 | 0 | 0 | 0 | 0 | 0
CT | 0 | 0 | 0 | 0 | 0 | 0
Coal | 0 | 0 | 0 | 0 | 0 | 0
Geo | 0 | 0 | 0 | 0 | 0 | 0
H | 0 | 0 | 0 | 0 | 0 | 0
LFG | 0 | 0 | 0 | 0 | 0 | 0
Nuc | 0 | 0 | 0 | 0 | 0 | 0
PS | 0 | 0 | 0 | 0 | 0 | 0
PV | 0 | 0 | 0 | 0 | 0 | 0
PeakG | 0 | 0 | 0 | 0 | 0 | 0
PeakO | 0 | 0 | 0 | 0 | 0 | 0
ST | 0 | 0 | 0 | 0 | 0 | 0
STOG | 0 | 0 | 0 | 0 | 0 | 0
STWD | 0 | 0 | 0 | 0 | 0 | 0
WT | 0 | 0 | 0 | 0 | 0 | 0
IGCC | 0 | 0 | 0 | 0 | 0 | 0
DemandResponse | 0 | 0 | 0 | 0 | 0 | 0
IGCC-CCS | 0 | 0 | 0 | 0 | 0 | 0
WT_off | 0 | 0 | 0 | 0 | 0 | 0
PseudoUnit | 0 | 0 | 0 | 0 | 0 | 0
FixedInterchange | 0 | 0 | 0 | 0 | 0 | 0
Emission Cost by Reporting Type: RMPA
ReportingType | 2015 | 2020 | 2025 | 2030 | 2035 | 2040
BM | 0 | 0 | 0 | 0 | 0 | 0
CC | 0 | 0 | 0 | 0 | 0 | 0
CSP | 0 | 0 | 0 | 0 | 0 | 0
CT | 0 | 0 | 0 | 0 | 0 | 0
Coal | 0 | 0 | 0 | 0 | 0 | 0
Geo | 0 | 0 | 0 | 0 | 0 | 0
H | 0 | 0 | 0 | 0 | 0 | 0
LFG | 0 | 0 | 0 | 0 | 0 | 0
Nuc | 0 | 0 | 0 | 0 | 0 | 0
PS | 0 | 0 | 0 | 0 | 0 | 0
PV | 0 | 0 | 0 | 0 | 0 | 0
PeakG | 0 | 0 | 0 | 0 | 0 | 0
PeakO | 0 | 0 | 0 | 0 | 0 | 0
ST | 0 | 0 | 0 | 0 | 0 | 0
STOG | 0 | 0 | 0 | 0 | 0 | 0
STWD | 0 | 0 | 0 | 0 | 0 | 0
WT | 0 | 0 | 0 | 0 | 0 | 0
IGCC | 0 | 0 | 0 | 0 | 0 | 0
DemandResponse | 0 | 0 | 0 | 0 | 0 | 0
IGCC-CCS | 0 | 0 | 0 | 0 | 0 | 0
WT_off | 0 | 0 | 0 | 0 | 0 | 0
PseudoUnit | 0 | 0 | 0 | 0 | 0 | 0
FixedInterchange | 0 | 0 | 0 | 0 | 0 | 0
Emission Cost by Reporting Type: SP15
ReportingType | 2015 | 2020 | 2025 | 2030 | 2035 | 2040
BM | 0 | 0 | 0 | 0 | 0 | 0
CC | 302.6 | 171.68 | 242.89 | 276.92 | 274.41 | 267.62
CSP | 0 | 0 | 0 | 0 | 0 | 0
CT | 0 | 0 | 0 | 0 | 0 | 0
Coal | 15.51 | 19.79 | 22.39 | 19.79 | 0 | 0
Geo | 0 | 0 | 0 | 0 | 0 | 0
H | 0 | 0 | 0 | 0 | 0 | 0
LFG | 0 | 0 | 0 | 0 | 0 | 0
Nuc | 0 | 0 | 0 | 0 | 0 | 0
PS | 0 | 0 | 0 | 0 | 0 | 0
PV | 0 | 0 | 0 | 0 | 0 | 0
PeakG | 0 | 0 | 0 | 0 | 0 | 0
PeakO | 0 | 0 | 0 | 0 | 0 | 0
ST | 0 | 0 | 0 | 0 | 0 | 0
STOG | 2.31 | 3.11 | 1.13 | 3.62 | 9.36 | 20.15
STWD | 0 | 0 | 0 | 0 | 0 | 0
WT | 0 | 0 | 0 | 0 | 0 | 0
IGCC | 0 | 0 | 0 | 0 | 0 | 0
DemandResponse | 0 | 0 | 0 | 0 | 0 | 0
IGCC-CCS | 0 | 0 | 0 | 0 | 0 | 0
WT_off | 0 | 0 | 0 | 0 | 0 | 0
PseudoUnit | 0 | 0 | 0 | 0 | 0 | 0
FixedInterchange | 0 | 0 | 0 | 0 | 0 | 0
Emission Cost by Reporting Type: ALB
ReportingType | 2015 | 2020 | 2025 | 2030 | 2035 | 2040
BM | 0 | 0 | 0 | 0 | 0 | 0
CC | 0 | 0 | 0 | 0 | 0 | 0
CSP | 0 | 0 | 0 | 0 | 0 | 0
CT | 0 | 0 | 0 | 0 | 0 | 0
Coal | 0 | 0 | 0 | 0 | 0 | 0
Geo | 0 | 0 | 0 | 0 | 0 | 0
H | 0 | 0 | 0 | 0 | 0 | 0
LFG | 0 | 0 | 0 | 0 | 0 | 0
Nuc | 0 | 0 | 0 | 0 | 0 | 0
PS | 0 | 0 | 0 | 0 | 0 | 0
PV | 0 | 0 | 0 | 0 | 0 | 0
PeakG | 0 | 0 | 0 | 0 | 0 | 0
PeakO | 0 | 0 | 0 | 0 | 0 | 0
ST | 0 | 0 | 0 | 0 | 0 | 0
STOG | 0 | 0 | 0 | 0 | 0 | 0
STWD | 0 | 0 | 0 | 0 | 0 | 0
WT | 0 | 0 | 0 | 0 | 0 | 0
IGCC | 0 | 0 | 0 | 0 | 0 | 0
DemandResponse | 0 | 0 | 0 | 0 | 0 | 0
IGCC-CCS | 0 | 0 | 0 | 0 | 0 | 0
WT_off | 0 | 0 | 0 | 0 | 0 | 0
PseudoUnit | 0 | 0 | 0 | 0 | 0 | 0
FixedInterchange | 0 | 0 | 0 | 0 | 0 | 0
Emission Cost by Reporting Type: BC
ReportingType | 2015 | 2020 | 2025 | 2030 | 2035 | 2040
BM | 0 | 0 | 0 | 0 | 0 | 0
CC | 0 | 0 | 0 | 0 | 0 | 0
CSP | 0 | 0 | 0 | 0 | 0 | 0
CT | 0 | 0 | 0 | 0 | 0 | 0
Coal | 0 | 0 | 0 | 0 | 0 | 0
Geo | 0 | 0 | 0 | 0 | 0 | 0
H | 0 | 0 | 0 | 0 | 0 | 0
LFG | 0 | 0 | 0 | 0 | 0 | 0
Nuc | 0 | 0 | 0 | 0 | 0 | 0
PS | 0 | 0 | 0 | 0 | 0 | 0
PV | 0 | 0 | 0 | 0 | 0 | 0
PeakG | 0 | 0 | 0 | 0 | 0 | 0
PeakO | 0 | 0 | 0 | 0 | 0 | 0
ST | 0 | 0 | 0 | 0 | 0 | 0
STOG | 0 | 0 | 0 | 0 | 0 | 0
STWD | 0 | 0 | 0 | 0 | 0 | 0
WT | 0 | 0 | 0 | 0 | 0 | 0
IGCC | 0 | 0 | 0 | 0 | 0 | 0
DemandResponse | 0 | 0 | 0 | 0 | 0 | 0
IGCC-CCS | 0 | 0 | 0 | 0 | 0 | 0
WT_off | 0 | 0 | 0 | 0 | 0 | 0
PseudoUnit | 0 | 0 | 0 | 0 | 0 | 0
FixedInterchange | 0 | 0 | 0 | 0 | 0 | 0
Emission Cost by Reporting Type: HQ_IESO
ReportingType | 2015 | 2020 | 2025 | 2030 | 2035 | 2040
BM | 0 | 0 | 0 | 0 | 0 | 0
CC | 0 | 0 | 0 | 0 | 0 | 0
CSP | 0 | 0 | 0 | 0 | 0 | 0
CT | 0 | 0 | 0 | 0 | 0 | 0
Coal | 0 | 0 | 0 | 0 | 0 | 0
Geo | 0 | 0 | 0 | 0 | 0 | 0
H | 0 | 0 | 0 | 0 | 0 | 0
LFG | 0 | 0 | 0 | 0 | 0 | 0
Nuc | 0 | 0 | 0 | 0 | 0 | 0
PS | 0 | 0 | 0 | 0 | 0 | 0
PV | 0 | 0 | 0 | 0 | 0 | 0
PeakG | 0 | 0 | 0 | 0 | 0 | 0
PeakO | 0 | 0 | 0 | 0 | 0 | 0
ST | 0 | 0 | 0 | 0 | 0 | 0
STOG | 0 | 0 | 0 | 0 | 0 | 0
STWD | 0 | 0 | 0 | 0 | 0 | 0
WT | 0 | 0 | 0 | 0 | 0 | 0
IGCC | 0 | 0 | 0 | 0 | 0 | 0
DemandResponse | 0 | 0 | 0 | 0 | 0 | 0
IGCC-CCS | 0 | 0 | 0 | 0 | 0 | 0
WT_off | 0 | 0 | 0 | 0 | 0 | 0
PseudoUnit | 0 | 0 | 0 | 0 | 0 | 0
FixedInterchange | 0 | 0 | 0 | 0 | 0 | 0
Emission Cost by Reporting Type: HQ_NEISO
ReportingType | 2015 | 2020 | 2025 | 2030 | 2035 | 2040
BM | 0 | 0 | 0 | 0 | 0 | 0
CC | 0 | 0 | 0 | 0 | 0 | 0
CSP | 0 | 0 | 0 | 0 | 0 | 0
CT | 0 | 0 | 0 | 0 | 0 | 0
Coal | 0 | 0 | 0 | 0 | 0 | 0
Geo | 0 | 0 | 0 | 0 | 0 | 0
H | 0 | 0 | 0 | 0 | 0 | 0
LFG | 0 | 0 | 0 | 0 | 0 | 0
Nuc | 0 | 0 | 0 | 0 | 0 | 0
PS | 0 | 0 | 0 | 0 | 0 | 0
PV | 0 | 0 | 0 | 0 | 0 | 0
PeakG | 0 | 0 | 0 | 0 | 0 | 0
PeakO | 0 | 0 | 0 | 0 | 0 | 0
ST | 0 | 0 | 0 | 0 | 0 | 0
STOG | 0 | 0 | 0 | 0 | 0 | 0
STWD | 0 | 0 | 0 | 0 | 0 | 0
WT | 0 | 0 | 0 | 0 | 0 | 0
IGCC | 0 | 0 | 0 | 0 | 0 | 0
DemandResponse | 0 | 0 | 0 | 0 | 0 | 0
IGCC-CCS | 0 | 0 | 0 | 0 | 0 | 0
WT_off | 0 | 0 | 0 | 0 | 0 | 0
PseudoUnit | 0 | 0 | 0 | 0 | 0 | 0
FixedInterchange | 0 | 0 | 0 | 0 | 0 | 0
Emission Cost by Reporting Type: HQ_NY
ReportingType | 2015 | 2020 | 2025 | 2030 | 2035 | 2040
BM | 0 | 0 | 0 | 0 | 0 | 0
CC | 0 | 0 | 0 | 0 | 0 | 0
CSP | 0 | 0 | 0 | 0 | 0 | 0
CT | 0 | 0 | 0 | 0 | 0 | 0
Coal | 0 | 0 | 0 | 0 | 0 | 0
Geo | 0 | 0 | 0 | 0 | 0 | 0
H | 0 | 0 | 0 | 0 | 0 | 0
LFG | 0 | 0 | 0 | 0 | 0 | 0
Nuc | 0 | 0 | 0 | 0 | 0 | 0
PS | 0 | 0 | 0 | 0 | 0 | 0
PV | 0 | 0 | 0 | 0 | 0 | 0
PeakG | 0 | 0 | 0 | 0 | 0 | 0
PeakO | 0 | 0 | 0 | 0 | 0 | 0
ST | 0 | 0 | 0 | 0 | 0 | 0
STOG | 0 | 0 | 0 | 0 | 0 | 0
STWD | 0 | 0 | 0 | 0 | 0 | 0
WT | 0 | 0 | 0 | 0 | 0 | 0
IGCC | 0 | 0 | 0 | 0 | 0 | 0
DemandResponse | 0 | 0 | 0 | 0 | 0 | 0
IGCC-CCS | 0 | 0 | 0 | 0 | 0 | 0
WT_off | 0 | 0 | 0 | 0 | 0 | 0
PseudoUnit | 0 | 0 | 0 | 0 | 0 | 0
FixedInterchange | 0 | 0 | 0 | 0 | 0 | 0
Emission Cost by Reporting Type: MARITIMES
ReportingType | 2015 | 2020 | 2025 | 2030 | 2035 | 2040
BM | 0 | 0 | 0 | 0 | 0 | 0
CC | 0 | 0 | 0 | 0 | 0 | 0
CSP | 0 | 0 | 0 | 0 | 0 | 0
CT | 0 | 0 | 0 | 0 | 0 | 0
Coal | 0 | 0 | 0 | 0 | 0 | 0
Geo | 0 | 0 | 0 | 0 | 0 | 0
H | 0 | 0 | 0 | 0 | 0 | 0
LFG | 0 | 0 | 0 | 0 | 0 | 0
Nuc | 0 | 0 | 0 | 0 | 0 | 0
PS | 0 | 0 | 0 | 0 | 0 | 0
PV | 0 | 0 | 0 | 0 | 0 | 0
PeakG | 0 | 0 | 0 | 0 | 0 | 0
PeakO | 0 | 0 | 0 | 0 | 0 | 0
ST | 0 | 0 | 0 | 0 | 0 | 0
STOG | 0 | 0 | 0 | 0 | 0 | 0
STWD | 0 | 0 | 0 | 0 | 0 | 0
WT | 0 | 0 | 0 | 0 | 0 | 0
IGCC | 0 | 0 | 0 | 0 | 0 | 0
DemandResponse | 0 | 0 | 0 | 0 | 0 | 0
IGCC-CCS | 0 | 0 | 0 | 0 | 0 | 0
WT_off | 0 | 0 | 0 | 0 | 0 | 0
PseudoUnit | 0 | 0 | 0 | 0 | 0 | 0
FixedInterchange | 0 | 0 | 0 | 0 | 0 | 0
Emission Cost by Reporting Type: All
ReportingType | 2015 | 2020 | 2025 | 2030 | 2035 | 2040
BM | 0 | 0 | 0 | 0 | 0 | 0
CC | 584.15 | 410.25 | 647.86 | 593.41 | 511.06 | 474.07
CSP | 0 | 0 | 0 | 0 | 0 | 0
CT | 0 | 0 | 0 | 0 | 0 | 0
Coal | 20.1 | 25.66 | 29.88 | 22.84 | 0 | 0
Geo | 0 | 0 | 0 | 0 | 0 | 0
H | 0 | 0 | 0 | 0 | 0 | 0
LFG | 0 | 0 | 0 | 0 | 0 | 0
Nuc | 0 | 0 | 0 | 0 | 0 | 0
PS | 0 | 0 | 0 | 0 | 0 | 0
PV | 0 | 0 | 0 | 0 | 0 | 0
PeakG | 0 | 0 | 0 | 0 | 0 | 0.87
PeakO | 0 | 0 | 0 | 0 | 0 | 0
ST | 0 | 0 | 0 | 0 | 0 | 0
STOG | 3.65 | 4.21 | 4.34 | 9.24 | 14.59 | 31.91
STWD | 0 | 0 | 0 | 0 | 0 | 0
WT | 0 | 0 | 0 | 0 | 0 | 0
IGCC | 0 | 0 | 0 | 0 | 0 | 0
DemandResponse | 0 | 0 | 0 | 0 | 0 | 0
IGCC-CCS | 0 | 0 | 0 | 0 | 0 | 0
WT_off | 0 | 0 | 0 | 0 | 0 | 0
PseudoUnit | 0 | 0 | 0 | 0 | 0 | 0
FixedInterchange | 0 | 0 | 0 | 0 | 0 | 0
Emission Cost by Reporting Type: EI_US
ReportingType | 2015 | 2020 | 2025 | 2030 | 2035 | 2040
BM | 0 | 0 | 0 | 0 | 0 | 0
CC | 0 | 0 | 0 | 0 | 0 | 0
CSP | 0 | 0 | 0 | 0 | 0 | 0
CT | 0 | 0 | 0 | 0 | 0 | 0
Coal | 0 | 0 | 0 | 0 | 0 | 0
Geo | 0 | 0 | 0 | 0 | 0 | 0
H | 0 | 0 | 0 | 0 | 0 | 0
LFG | 0 | 0 | 0 | 0 | 0 | 0
Nuc | 0 | 0 | 0 | 0 | 0 | 0
PS | 0 | 0 | 0 | 0 | 0 | 0
PV | 0 | 0 | 0 | 0 | 0 | 0
PeakG | 0 | 0 | 0 | 0 | 0 | 0
PeakO | 0 | 0 | 0 | 0 | 0 | 0
ST | 0 | 0 | 0 | 0 | 0 | 0
STOG | 0 | 0 | 0 | 0 | 0 | 0
STWD | 0 | 0 | 0 | 0 | 0 | 0
WT | 0 | 0 | 0 | 0 | 0 | 0
IGCC | 0 | 0 | 0 | 0 | 0 | 0
DemandResponse | 0 | 0 | 0 | 0 | 0 | 0
IGCC-CCS | 0 | 0 | 0 | 0 | 0 | 0
WT_off | 0 | 0 | 0 | 0 | 0 | 0
PseudoUnit | 0 | 0 | 0 | 0 | 0 | 0
FixedInterchange | 0 | 0 | 0 | 0 | 0 | 0
Emission Cost by Reporting Type: EI_Canada
ReportingType | 2015 | 2020 | 2025 | 2030 | 2035 | 2040
BM | 0 | 0 | 0 | 0 | 0 | 0
CC | 0 | 0 | 0 | 0 | 0 | 0
CSP | 0 | 0 | 0 | 0 | 0 | 0
CT | 0 | 0 | 0 | 0 | 0 | 0
Coal | 0 | 0 | 0 | 0 | 0 | 0
Geo | 0 | 0 | 0 | 0 | 0 | 0
H | 0 | 0 | 0 | 0 | 0 | 0
LFG | 0 | 0 | 0 | 0 | 0 | 0
Nuc | 0 | 0 | 0 | 0 | 0 | 0
PS | 0 | 0 | 0 | 0 | 0 | 0
PV | 0 | 0 | 0 | 0 | 0 | 0
PeakG | 0 | 0 | 0 | 0 | 0 | 0
PeakO | 0 | 0 | 0 | 0 | 0 | 0
ST | 0 | 0 | 0 | 0 | 0 | 0
STOG | 0 | 0 | 0 | 0 | 0 | 0
STWD | 0 | 0 | 0 | 0 | 0 | 0
WT | 0 | 0 | 0 | 0 | 0 | 0
IGCC | 0 | 0 | 0 | 0 | 0 | 0
DemandResponse | 0 | 0 | 0 | 0 | 0 | 0
IGCC-CCS | 0 | 0 | 0 | 0 | 0 | 0
WT_off | 0 | 0 | 0 | 0 | 0 | 0
PseudoUnit | 0 | 0 | 0 | 0 | 0 | 0
FixedInterchange | 0 | 0 | 0 | 0 | 0 | 0
Emission Cost by Reporting Type: EI
ReportingType | 2015 | 2020 | 2025 | 2030 | 2035 | 2040
BM | 0 | 0 | 0 | 0 | 0 | 0
CC | 0 | 0 | 0 | 0 | 0 | 0
CSP | 0 | 0 | 0 | 0 | 0 | 0
CT | 0 | 0 | 0 | 0 | 0 | 0
Coal | 0 | 0 | 0 | 0 | 0 | 0
Geo | 0 | 0 | 0 | 0 | 0 | 0
H | 0 | 0 | 0 | 0 | 0 | 0
LFG | 0 | 0 | 0 | 0 | 0 | 0
Nuc | 0 | 0 | 0 | 0 | 0 | 0
PS | 0 | 0 | 0 | 0 | 0 | 0
PV | 0 | 0 | 0 | 0 | 0 | 0
PeakG | 0 | 0 | 0 | 0 | 0 | 0
PeakO | 0 | 0 | 0 | 0 | 0 | 0
ST | 0 | 0 | 0 | 0 | 0 | 0
STOG | 0 | 0 | 0 | 0 | 0 | 0
STWD | 0 | 0 | 0 | 0 | 0 | 0
WT | 0 | 0 | 0 | 0 | 0 | 0
IGCC | 0 | 0 | 0 | 0 | 0 | 0
DemandResponse | 0 | 0 | 0 | 0 | 0 | 0
IGCC-CCS | 0 | 0 | 0 | 0 | 0 | 0
WT_off | 0 | 0 | 0 | 0 | 0 | 0
PseudoUnit | 0 | 0 | 0 | 0 | 0 | 0
FixedInterchange | 0 | 0 | 0 | 0 | 0 | 0
Emission Cost by Reporting Type: Outside_EI
ReportingType | 2015 | 2020 | 2025 | 2030 | 2035 | 2040
BM | 0 | 0 | 0 | 0 | 0 | 0
CC | 584.15 | 410.25 | 647.86 | 593.41 | 511.06 | 474.07
CSP | 0 | 0 | 0 | 0 | 0 | 0
CT | 0 | 0 | 0 | 0 | 0 | 0
Coal | 20.1 | 25.66 | 29.88 | 22.84 | 0 | 0
Geo | 0 | 0 | 0 | 0 | 0 | 0
H | 0 | 0 | 0 | 0 | 0 | 0
LFG | 0 | 0 | 0 | 0 | 0 | 0
Nuc | 0 | 0 | 0 | 0 | 0 | 0
PS | 0 | 0 | 0 | 0 | 0 | 0
PV | 0 | 0 | 0 | 0 | 0 | 0
PeakG | 0 | 0 | 0 | 0 | 0 | 0.87
PeakO | 0 | 0 | 0 | 0 | 0 | 0
ST | 0 | 0 | 0 | 0 | 0 | 0
STOG | 3.65 | 4.21 | 4.34 | 9.24 | 14.59 | 31.91
STWD | 0 | 0 | 0 | 0 | 0 | 0
WT | 0 | 0 | 0 | 0 | 0 | 0
IGCC | 0 | 0 | 0 | 0 | 0 | 0
DemandResponse | 0 | 0 | 0 | 0 | 0 | 0
IGCC-CCS | 0 | 0 | 0 | 0 | 0 | 0
WT_off | 0 | 0 | 0 | 0 | 0 | 0
PseudoUnit | 0 | 0 | 0 | 0 | 0 | 0
FixedInterchange | 0 | 0 | 0 | 0 | 0 | 0
==== Emission Program: RGGI : (CO2) ====
Emission Cost by Reporting Type: Entergy
ReportingType | 2015 | 2020 | 2025 | 2030 | 2035 | 2040
BM | 0 | 0 | 0 | 0 | 0 | 0
CC | 0 | 0 | 0 | 0 | 0 | 0
CSP | 0 | 0 | 0 | 0 | 0 | 0
CT | 0 | 0 | 0 | 0 | 0 | 0
Coal | 0 | 0 | 0 | 0 | 0 | 0
Geo | 0 | 0 | 0 | 0 | 0 | 0
H | 0 | 0 | 0 | 0 | 0 | 0
LFG | 0 | 0 | 0 | 0 | 0 | 0
Nuc | 0 | 0 | 0 | 0 | 0 | 0
PS | 0 | 0 | 0 | 0 | 0 | 0
PV | 0 | 0 | 0 | 0 | 0 | 0
PeakG | 0 | 0 | 0 | 0 | 0 | 0
PeakO | 0 | 0 | 0 | 0 | 0 | 0
ST | 0 | 0 | 0 | 0 | 0 | 0
STOG | 0 | 0 | 0 | 0 | 0 | 0
STWD | 0 | 0 | 0 | 0 | 0 | 0
WT | 0 | 0 | 0 | 0 | 0 | 0
IGCC | 0 | 0 | 0 | 0 | 0 | 0
DemandResponse | 0 | 0 | 0 | 0 | 0 | 0
IGCC-CCS | 0 | 0 | 0 | 0 | 0 | 0
WT_off | 0 | 0 | 0 | 0 | 0 | 0
PseudoUnit | 0 | 0 | 0 | 0 | 0 | 0
FixedInterchange | 0 | 0 | 0 | 0 | 0 | 0
Emission Cost by Reporting Type: FRCC
ReportingType | 2015 | 2020 | 2025 | 2030 | 2035 | 2040
BM | 0 | 0 | 0 | 0 | 0 | 0
CC | 0 | 0 | 0 | 0 | 0 | 0
CSP | 0 | 0 | 0 | 0 | 0 | 0
CT | 0 | 0 | 0 | 0 | 0 | 0
Coal | 0 | 0 | 0 | 0 | 0 | 0
Geo | 0 | 0 | 0 | 0 | 0 | 0
H | 0 | 0 | 0 | 0 | 0 | 0
LFG | 0 | 0 | 0 | 0 | 0 | 0
Nuc | 0 | 0 | 0 | 0 | 0 | 0
PS | 0 | 0 | 0 | 0 | 0 | 0
PV | 0 | 0 | 0 | 0 | 0 | 0
PeakG | 0 | 0 | 0 | 0 | 0 | 0
PeakO | 0 | 0 | 0 | 0 | 0 | 0
ST | 0 | 0 | 0 | 0 | 0 | 0
STOG | 0 | 0 | 0 | 0 | 0 | 0
STWD | 0 | 0 | 0 | 0 | 0 | 0
WT | 0 | 0 | 0 | 0 | 0 | 0
IGCC | 0 | 0 | 0 | 0 | 0 | 0
DemandResponse | 0 | 0 | 0 | 0 | 0 | 0
IGCC-CCS | 0 | 0 | 0 | 0 | 0 | 0
WT_off | 0 | 0 | 0 | 0 | 0 | 0
PseudoUnit | 0 | 0 | 0 | 0 | 0 | 0
FixedInterchange | 0 | 0 | 0 | 0 | 0 | 0
Emission Cost by Reporting Type: MAPP_US
ReportingType | 2015 | 2020 | 2025 | 2030 | 2035 | 2040
BM | 0 | 0 | 0 | 0 | 0 | 0
CC | 0 | 0 | 0 | 0 | 0 | 0
CSP | 0 | 0 | 0 | 0 | 0 | 0
CT | 0 | 0 | 0 | 0 | 0 | 0
Coal | 0 | 0 | 0 | 0 | 0 | 0
Geo | 0 | 0 | 0 | 0 | 0 | 0
H | 0 | 0 | 0 | 0 | 0 | 0
LFG | 0 | 0 | 0 | 0 | 0 | 0
Nuc | 0 | 0 | 0 | 0 | 0 | 0
PS | 0 | 0 | 0 | 0 | 0 | 0
PV | 0 | 0 | 0 | 0 | 0 | 0
PeakG | 0 | 0 | 0 | 0 | 0 | 0
PeakO | 0 | 0 | 0 | 0 | 0 | 0
ST | 0 | 0 | 0 | 0 | 0 | 0
STOG | 0 | 0 | 0 | 0 | 0 | 0
STWD | 0 | 0 | 0 | 0 | 0 | 0
WT | 0 | 0 | 0 | 0 | 0 | 0
IGCC | 0 | 0 | 0 | 0 | 0 | 0
DemandResponse | 0 | 0 | 0 | 0 | 0 | 0
IGCC-CCS | 0 | 0 | 0 | 0 | 0 | 0
WT_off | 0 | 0 | 0 | 0 | 0 | 0
PseudoUnit | 0 | 0 | 0 | 0 | 0 | 0
FixedInterchange | 0 | 0 | 0 | 0 | 0 | 0
Emission Cost by Reporting Type: MISO_IN
ReportingType | 2015 | 2020 | 2025 | 2030 | 2035 | 2040
BM | 0 | 0 | 0 | 0 | 0 | 0
CC | 0 | 0 | 0 | 0 | 0 | 0
CSP | 0 | 0 | 0 | 0 | 0 | 0
CT | 0 | 0 | 0 | 0 | 0 | 0
Coal | 0 | 0 | 0 | 0 | 0 | 0
Geo | 0 | 0 | 0 | 0 | 0 | 0
H | 0 | 0 | 0 | 0 | 0 | 0
LFG | 0 | 0 | 0 | 0 | 0 | 0
Nuc | 0 | 0 | 0 | 0 | 0 | 0
PS | 0 | 0 | 0 | 0 | 0 | 0
PV | 0 | 0 | 0 | 0 | 0 | 0
PeakG | 0 | 0 | 0 | 0 | 0 | 0
PeakO | 0 | 0 | 0 | 0 | 0 | 0
ST | 0 | 0 | 0 | 0 | 0 | 0
STOG | 0 | 0 | 0 | 0 | 0 | 0
STWD | 0 | 0 | 0 | 0 | 0 | 0
WT | 0 | 0 | 0 | 0 | 0 | 0
IGCC | 0 | 0 | 0 | 0 | 0 | 0
DemandResponse | 0 | 0 | 0 | 0 | 0 | 0
IGCC-CCS | 0 | 0 | 0 | 0 | 0 | 0
WT_off | 0 | 0 | 0 | 0 | 0 | 0
PseudoUnit | 0 | 0 | 0 | 0 | 0 | 0
FixedInterchange | 0 | 0 | 0 | 0 | 0 | 0
Emission Cost by Reporting Type: MISO_MI
ReportingType | 2015 | 2020 | 2025 | 2030 | 2035 | 2040
BM | 0 | 0 | 0 | 0 | 0 | 0
CC | 0 | 0 | 0 | 0 | 0 | 0
CSP | 0 | 0 | 0 | 0 | 0 | 0
CT | 0 | 0 | 0 | 0 | 0 | 0
Coal | 0 | 0 | 0 | 0 | 0 | 0
Geo | 0 | 0 | 0 | 0 | 0 | 0
H | 0 | 0 | 0 | 0 | 0 | 0
LFG | 0 | 0 | 0 | 0 | 0 | 0
Nuc | 0 | 0 | 0 | 0 | 0 | 0
PS | 0 | 0 | 0 | 0 | 0 | 0
PV | 0 | 0 | 0 | 0 | 0 | 0
PeakG | 0 | 0 | 0 | 0 | 0 | 0
PeakO | 0 | 0 | 0 | 0 | 0 | 0
ST | 0 | 0 | 0 | 0 | 0 | 0
STOG | 0 | 0 | 0 | 0 | 0 | 0
STWD | 0 | 0 | 0 | 0 | 0 | 0
WT | 0 | 0 | 0 | 0 | 0 | 0
IGCC | 0 | 0 | 0 | 0 | 0 | 0
DemandResponse | 0 | 0 | 0 | 0 | 0 | 0
IGCC-CCS | 0 | 0 | 0 | 0 | 0 | 0
WT_off | 0 | 0 | 0 | 0 | 0 | 0
PseudoUnit | 0 | 0 | 0 | 0 | 0 | 0
FixedInterchange | 0 | 0 | 0 | 0 | 0 | 0
Emission Cost by Reporting Type: MISO_MO-IL
ReportingType | 2015 | 2020 | 2025 | 2030 | 2035 | 2040
BM | 0 | 0 | 0 | 0 | 0 | 0
CC | 0 | 0 | 0 | 0 | 0 | 0
CSP | 0 | 0 | 0 | 0 | 0 | 0
CT | 0 | 0 | 0 | 0 | 0 | 0
Coal | 0 | 0 | 0 | 0 | 0 | 0
Geo | 0 | 0 | 0 | 0 | 0 | 0
H | 0 | 0 | 0 | 0 | 0 | 0
LFG | 0 | 0 | 0 | 0 | 0 | 0
Nuc | 0 | 0 | 0 | 0 | 0 | 0
PS | 0 | 0 | 0 | 0 | 0 | 0
PV | 0 | 0 | 0 | 0 | 0 | 0
PeakG | 0 | 0 | 0 | 0 | 0 | 0
PeakO | 0 | 0 | 0 | 0 | 0 | 0
ST | 0 | 0 | 0 | 0 | 0 | 0
STOG | 0 | 0 | 0 | 0 | 0 | 0
STWD | 0 | 0 | 0 | 0 | 0 | 0
WT | 0 | 0 | 0 | 0 | 0 | 0
IGCC | 0 | 0 | 0 | 0 | 0 | 0
DemandResponse | 0 | 0 | 0 | 0 | 0 | 0
IGCC-CCS | 0 | 0 | 0 | 0 | 0 | 0
WT_off | 0 | 0 | 0 | 0 | 0 | 0
PseudoUnit | 0 | 0 | 0 | 0 | 0 | 0
FixedInterchange | 0 | 0 | 0 | 0 | 0 | 0
Emission Cost by Reporting Type: MISO_W
ReportingType | 2015 | 2020 | 2025 | 2030 | 2035 | 2040
BM | 0 | 0 | 0 | 0 | 0 | 0
CC | 0 | 0 | 0 | 0 | 0 | 0
CSP | 0 | 0 | 0 | 0 | 0 | 0
CT | 0 | 0 | 0 | 0 | 0 | 0
Coal | 0 | 0 | 0 | 0 | 0 | 0
Geo | 0 | 0 | 0 | 0 | 0 | 0
H | 0 | 0 | 0 | 0 | 0 | 0
LFG | 0 | 0 | 0 | 0 | 0 | 0
Nuc | 0 | 0 | 0 | 0 | 0 | 0
PS | 0 | 0 | 0 | 0 | 0 | 0
PV | 0 | 0 | 0 | 0 | 0 | 0
PeakG | 0 | 0 | 0 | 0 | 0 | 0
PeakO | 0 | 0 | 0 | 0 | 0 | 0
ST | 0 | 0 | 0 | 0 | 0 | 0
STOG | 0 | 0 | 0 | 0 | 0 | 0
STWD | 0 | 0 | 0 | 0 | 0 | 0
WT | 0 | 0 | 0 | 0 | 0 | 0
IGCC | 0 | 0 | 0 | 0 | 0 | 0
DemandResponse | 0 | 0 | 0 | 0 | 0 | 0
IGCC-CCS | 0 | 0 | 0 | 0 | 0 | 0
WT_off | 0 | 0 | 0 | 0 | 0 | 0
PseudoUnit | 0 | 0 | 0 | 0 | 0 | 0
FixedInterchange | 0 | 0 | 0 | 0 | 0 | 0
Emission Cost by Reporting Type: MISO_WUMS
ReportingType | 2015 | 2020 | 2025 | 2030 | 2035 | 2040
BM | 0 | 0 | 0 | 0 | 0 | 0
CC | 0 | 0 | 0 | 0 | 0 | 0
CSP | 0 | 0 | 0 | 0 | 0 | 0
CT | 0 | 0 | 0 | 0 | 0 | 0
Coal | 0 | 0 | 0 | 0 | 0 | 0
Geo | 0 | 0 | 0 | 0 | 0 | 0
H | 0 | 0 | 0 | 0 | 0 | 0
LFG | 0 | 0 | 0 | 0 | 0 | 0
Nuc | 0 | 0 | 0 | 0 | 0 | 0
PS | 0 | 0 | 0 | 0 | 0 | 0
PV | 0 | 0 | 0 | 0 | 0 | 0
PeakG | 0 | 0 | 0 | 0 | 0 | 0
PeakO | 0 | 0 | 0 | 0 | 0 | 0
ST | 0 | 0 | 0 | 0 | 0 | 0
STOG | 0 | 0 | 0 | 0 | 0 | 0
STWD | 0 | 0 | 0 | 0 | 0 | 0
WT | 0 | 0 | 0 | 0 | 0 | 0
IGCC | 0 | 0 | 0 | 0 | 0 | 0
DemandResponse | 0 | 0 | 0 | 0 | 0 | 0
IGCC-CCS | 0 | 0 | 0 | 0 | 0 | 0
WT_off | 0 | 0 | 0 | 0 | 0 | 0
PseudoUnit | 0 | 0 | 0 | 0 | 0 | 0
FixedInterchange | 0 | 0 | 0 | 0 | 0 | 0
Emission Cost by Reporting Type: Nebraska
ReportingType | 2015 | 2020 | 2025 | 2030 | 2035 | 2040
BM | 0 | 0 | 0 | 0 | 0 | 0
CC | 0 | 0 | 0 | 0 | 0 | 0
CSP | 0 | 0 | 0 | 0 | 0 | 0
CT | 0 | 0 | 0 | 0 | 0 | 0
Coal | 0 | 0 | 0 | 0 | 0 | 0
Geo | 0 | 0 | 0 | 0 | 0 | 0
H | 0 | 0 | 0 | 0 | 0 | 0
LFG | 0 | 0 | 0 | 0 | 0 | 0
Nuc | 0 | 0 | 0 | 0 | 0 | 0
PS | 0 | 0 | 0 | 0 | 0 | 0
PV | 0 | 0 | 0 | 0 | 0 | 0
PeakG | 0 | 0 | 0 | 0 | 0 | 0
PeakO | 0 | 0 | 0 | 0 | 0 | 0
ST | 0 | 0 | 0 | 0 | 0 | 0
STOG | 0 | 0 | 0 | 0 | 0 | 0
STWD | 0 | 0 | 0 | 0 | 0 | 0
WT | 0 | 0 | 0 | 0 | 0 | 0
IGCC | 0 | 0 | 0 | 0 | 0 | 0
DemandResponse | 0 | 0 | 0 | 0 | 0 | 0
IGCC-CCS | 0 | 0 | 0 | 0 | 0 | 0
WT_off | 0 | 0 | 0 | 0 | 0 | 0
PseudoUnit | 0 | 0 | 0 | 0 | 0 | 0
FixedInterchange | 0 | 0 | 0 | 0 | 0 | 0
Emission Cost by Reporting Type: NEISO
ReportingType | 2015 | 2020 | 2025 | 2030 | 2035 | 2040
BM | 0 | 0 | 0 | 0 | 0 | 0
CC | 34.76 | 27.34 | 27.22 | 29.96 | 39.07 | 44.18
CSP | 0 | 0 | 0 | 0 | 0 | 0
CT | 0 | 0.01 | 0.01 | 0.01 | 0.04 | 0.08
Coal | 0.07 | 0 | 0 | 0 | 0 | 0
Geo | 0 | 0 | 0 | 0 | 0 | 0
H | 0 | 0 | 0 | 0 | 0 | 0
LFG | 0 | 0 | 0 | 0 | 0 | 0
Nuc | 0 | 0 | 0 | 0 | 0 | 0
PS | 0 | 0 | 0 | 0 | 0 | 0
PV | 0 | 0 | 0 | 0 | 0 | 0
PeakG | 0.03 | 0.04 | 0.04 | 0.04 | 0.12 | 0.12
PeakO | 0 | 0 | 0 | 0 | 0 | 0
ST | 0 | 0 | 0 | 0 | 0 | 0
STOG | 0 | 0 | 0 | 0 | 0 | 0
STWD | 0 | 0 | 0 | 0 | 0 | 0
WT | 0 | 0 | 0 | 0 | 0 | 0
IGCC | 0 | 0 | 0 | 0 | 0 | 0
DemandResponse | 0 | 0 | 0 | 0 | 0 | 0
IGCC-CCS | 0 | 0 | 0 | 0 | 0 | 0
WT_off | 0 | 0 | 0 | 0 | 0 | 0
PseudoUnit | 0 | 0 | 0 | 0 | 0 | 0
FixedInterchange | 0 | 0 | 0 | 0 | 0 | 0
Emission Cost by Reporting Type: NonRTO_Midwest
ReportingType | 2015 | 2020 | 2025 | 2030 | 2035 | 2040
BM | 0 | 0 | 0 | 0 | 0 | 0
CC | 0 | 0 | 0 | 0 | 0 | 0
CSP | 0 | 0 | 0 | 0 | 0 | 0
CT | 0 | 0 | 0 | 0 | 0 | 0
Coal | 0 | 0 | 0 | 0 | 0 | 0
Geo | 0 | 0 | 0 | 0 | 0 | 0
H | 0 | 0 | 0 | 0 | 0 | 0
LFG | 0 | 0 | 0 | 0 | 0 | 0
Nuc | 0 | 0 | 0 | 0 | 0 | 0
PS | 0 | 0 | 0 | 0 | 0 | 0
PV | 0 | 0 | 0 | 0 | 0 | 0
PeakG | 0 | 0 | 0 | 0 | 0 | 0
PeakO | 0 | 0 | 0 | 0 | 0 | 0
ST | 0 | 0 | 0 | 0 | 0 | 0
STOG | 0 | 0 | 0 | 0 | 0 | 0
STWD | 0 | 0 | 0 | 0 | 0 | 0
WT | 0 | 0 | 0 | 0 | 0 | 0
IGCC | 0 | 0 | 0 | 0 | 0 | 0
DemandResponse | 0 | 0 | 0 | 0 | 0 | 0
IGCC-CCS | 0 | 0 | 0 | 0 | 0 | 0
WT_off | 0 | 0 | 0 | 0 | 0 | 0
PseudoUnit | 0 | 0 | 0 | 0 | 0 | 0
FixedInterchange | 0 | 0 | 0 | 0 | 0 | 0
Emission Cost by Reporting Type: NYISO_A-F
ReportingType | 2015 | 2020 | 2025 | 2030 | 2035 | 2040
BM | 0 | 0 | 0 | 0 | 0 | 0
CC | 5.2 | 6.96 | 8.53 | 9.7 | 11.86 | 11.48
CSP | 0 | 0 | 0 | 0 | 0 | 0
CT | 0 | 0 | 0 | 0 | 0 | 0
Coal | 0 | 0 | 0 | 0 | 0 | 0
Geo | 0 | 0 | 0 | 0 | 0 | 0
H | 0 | 0 | 0 | 0 | 0 | 0
LFG | 0 | 0 | 0 | 0 | 0 | 0
Nuc | 0 | 0 | 0 | 0 | 0 | 0
PS | 0 | 0 | 0 | 0 | 0 | 0
PV | 0 | 0 | 0 | 0 | 0 | 0
PeakG | 0 | 0 | 0.01 | 0.01 | 0.01 | 0.01
PeakO | 0 | 0 | 0 | 0 | 0 | 0
ST | 0 | 0 | 0 | 0 | 0 | 0
STOG | 0 | 0 | 0 | 0 | 0 | 0
STWD | 0 | 0 | 0 | 0 | 0 | 0
WT | 0 | 0 | 0 | 0 | 0 | 0
IGCC | 0 | 0 | 0 | 0 | 0 | 0
DemandResponse | 0 | 0 | 0 | 0 | 0 | 0
IGCC-CCS | 0 | 0 | 0 | 0 | 0 | 0
WT_off | 0 | 0 | 0 | 0 | 0 | 0
PseudoUnit | 0 | 0 | 0 | 0 | 0 | 0
FixedInterchange | 0 | 0 | 0 | 0 | 0 | 0
Emission Cost by Reporting Type: NYISO_G-I
ReportingType | 2015 | 2020 | 2025 | 2030 | 2035 | 2040
BM | 0 | 0 | 0 | 0 | 0 | 0
CC | 5.37 | 6.79 | 8.19 | 13.4 | 28.78 | 44.03
CSP | 0 | 0 | 0 | 0 | 0 | 0
CT | 0 | 0 | 0 | 0 | 0 | 0
Coal | 0 | 0 | 0 | 0 | 0 | 0
Geo | 0 | 0 | 0 | 0 | 0 | 0
H | 0 | 0 | 0 | 0 | 0 | 0
LFG | 0 | 0 | 0 | 0 | 0 | 0
Nuc | 0 | 0 | 0 | 0 | 0 | 0
PS | 0 | 0 | 0 | 0 | 0 | 0
PV | 0 | 0 | 0 | 0 | 0 | 0
PeakG | 0 | 0 | 0 | 0 | 0 | 0
PeakO | 0 | 0 | 0 | 0 | 0 | 0
ST | 0 | 0 | 0 | 0 | 0 | 0
STOG | 0 | 0 | 0 | 0 | 0 | 0
STWD | 0 | 0 | 0 | 0 | 0 | 0
WT | 0 | 0 | 0 | 0 | 0 | 0
IGCC | 0 | 0 | 0 | 0 | 0 | 0
DemandResponse | 0 | 0 | 0 | 0 | 0 | 0
IGCC-CCS | 0 | 0 | 0 | 0 | 0 | 0
WT_off | 0 | 0 | 0 | 0 | 0 | 0
PseudoUnit | 0 | 0 | 0 | 0 | 0 | 0
FixedInterchange | 0 | 0 | 0 | 0 | 0 | 0
Emission Cost by Reporting Type: NYISO_J-K
ReportingType | 2015 | 2020 | 2025 | 2030 | 2035 | 2040
BM | 0 | 0 | 0 | 0 | 0 | 0
CC | 19 | 24.4 | 24.53 | 23.63 | 24.24 | 24.94
CSP | 0 | 0 | 0 | 0 | 0 | 0
CT | 0 | 0 | 0.03 | 0.06 | 0.11 | 0.26
Coal | 0 | 0 | 0 | 0 | 0 | 0
Geo | 0 | 0 | 0 | 0 | 0 | 0
H | 0 | 0 | 0 | 0 | 0 | 0
LFG | 0 | 0 | 0 | 0 | 0 | 0
Nuc | 0 | 0 | 0 | 0 | 0 | 0
PS | 0 | 0 | 0 | 0 | 0 | 0
PV | 0 | 0 | 0 | 0 | 0 | 0
PeakG | 0.05 | 0.16 | 0.21 | 0.2 | 0.22 | 0.43
PeakO | 0 | 0 | 0 | 0 | 0 | 0
ST | 0 | 0 | 0 | 0 | 0 | 0
STOG | 1.32 | 2.48 | 3.09 | 3.01 | 3.68 | 4.59
STWD | 0 | 0 | 0 | 0 | 0 | 0
WT | 0 | 0 | 0 | 0 | 0 | 0
IGCC | 0 | 0 | 0 | 0 | 0 | 0
DemandResponse | 0 | 0 | 0 | 0 | 0 | 0
IGCC-CCS | 0 | 0 | 0 | 0 | 0 | 0
WT_off | 0 | 0 | 0 | 0 | 0 | 0
PseudoUnit | 0 | 0 | 0 | 0 | 0 | 0
FixedInterchange | 0 | 0 | 0 | 0 | 0 | 0
Emission Cost by Reporting Type: PJM_E
ReportingType | 2015 | 2020 | 2025 | 2030 | 2035 | 2040
BM | 0 | 0 | 0 | 0 | 0 | 0
CC | 18.54 | 26.06 | 31.11 | 25.62 | 37.23 | 40.32
CSP | 0 | 0 | 0 | 0 | 0 | 0
CT | 0 | 0 | 0 | 0.01 | 0.56 | 0.62
Coal | 0.68 | 0.19 | 0.31 | 0.37 | 0.37 | 0.37
Geo | 0 | 0 | 0 | 0 | 0 | 0
H | 0 | 0 | 0 | 0 | 0 | 0
LFG | 0 | 0 | 0 | 0 | 0 | 0
Nuc | 0 | 0 | 0 | 0 | 0 | 0
PS | 0 | 0 | 0 | 0 | 0 | 0
PV | 0 | 0 | 0 | 0 | 0 | 0
PeakG | 0 | 0.1 | 0.58 | 0.58 | 1.14 | 1.13
PeakO | 0 | 0 | 0 | 0 | 0 | 0
ST | 0 | 0 | 0 | 0 | 0 | 0
STOG | 0.07 | 0.43 | 0.85 | 0.85 | 0.85 | 0.85
STWD | 0 | 0 | 0 | 0 | 0 | 0
WT | 0 | 0 | 0 | 0 | 0 | 0
IGCC | 0 | 0 | 0 | 0 | 0 | 0
DemandResponse | 0 | 0 | 0 | 0 | 0 | 0
IGCC-CCS | 0 | 0 | 0 | 0 | 0 | 0
WT_off | 0 | 0 | 0 | 0 | 0 | 0
PseudoUnit | 0 | 0 | 0 | 0 | 0 | 0
FixedInterchange | 0 | 0 | 0 | 0 | 0 | 0
Emission Cost by Reporting Type: PJM_ROM
ReportingType | 2015 | 2020 | 2025 | 2030 | 2035 | 2040
BM | 0 | 0 | 0 | 0 | 0 | 0
CC | 0.08 | 0.15 | 0.18 | 0.15 | 0.2 | 0.2
CSP | 0 | 0 | 0 | 0 | 0 | 0
CT | 0 | 0 | 0 | 0 | 0 | 0
Coal | 15.17 | 14.71 | 22.39 | 26.65 | 26.65 | 26.65
Geo | 0 | 0 | 0 | 0 | 0 | 0
H | 0 | 0 | 0 | 0 | 0 | 0
LFG | 0 | 0 | 0 | 0 | 0 | 0
Nuc | 0 | 0 | 0 | 0 | 0 | 0
PS | 0 | 0 | 0 | 0 | 0 | 0
PV | 0 | 0 | 0 | 0 | 0 | 0
PeakG | 0 | 0.06 | 0.06 | 0.07 | 0.38 | 0.2
PeakO | 0 | 0 | 0 | 0 | 0 | 0
ST | 0 | 0 | 0 | 0 | 0 | 0
STOG | 0 | 0 | 0 | 0 | 0 | 0
STWD | 0 | 0 | 0 | 0 | 0 | 0
WT | 0 | 0 | 0 | 0 | 0 | 0
IGCC | 0 | 0 | 0 | 0 | 0 | 0
DemandResponse | 0 | 0 | 0 | 0 | 0 | 0
IGCC-CCS | 0 | 0 | 0 | 0 | 0 | 0
WT_off | 0 | 0 | 0 | 0 | 0 | 0
PseudoUnit | 0 | 0 | 0 | 0 | 0 | 0
FixedInterchange | 0 | 0 | 0 | 0 | 0 | 0
Emission Cost by Reporting Type: PJM_ROR
ReportingType | 2015 | 2020 | 2025 | 2030 | 2035 | 2040
BM | 0 | 0 | 0 | 0 | 0 | 0
CC | 0 | 0 | 0 | 0 | 0 | 0
CSP | 0 | 0 | 0 | 0 | 0 | 0
CT | 0 | 0 | 0 | 0 | 0 | 0
Coal | 0 | 0 | 0 | 0 | 0 | 0
Geo | 0 | 0 | 0 | 0 | 0 | 0
H | 0 | 0 | 0 | 0 | 0 | 0
LFG | 0 | 0 | 0 | 0 | 0 | 0
Nuc | 0 | 0 | 0 | 0 | 0 | 0
PS | 0 | 0 | 0 | 0 | 0 | 0
PV | 0 | 0 | 0 | 0 | 0 | 0
PeakG | 0 | 0 | 0 | 0 | 0 | 0
PeakO | 0 | 0 | 0 | 0 | 0 | 0
ST | 0 | 0 | 0 | 0 | 0 | 0
STOG | 0 | 0 | 0 | 0 | 0 | 0
STWD | 0 | 0 | 0 | 0 | 0 | 0
WT | 0 | 0 | 0 | 0 | 0 | 0
IGCC | 0 | 0 | 0 | 0 | 0 | 0
DemandResponse | 0 | 0 | 0 | 0 | 0 | 0
IGCC-CCS | 0 | 0 | 0 | 0 | 0 | 0
WT_off | 0 | 0 | 0 | 0 | 0 | 0
PseudoUnit | 0 | 0 | 0 | 0 | 0 | 0
FixedInterchange | 0 | 0 | 0 | 0 | 0 | 0
Emission Cost by Reporting Type: SOCO
ReportingType | 2015 | 2020 | 2025 | 2030 | 2035 | 2040
BM | 0 | 0 | 0 | 0 | 0 | 0
CC | 0 | 0 | 0 | 0 | 0 | 0
CSP | 0 | 0 | 0 | 0 | 0 | 0
CT | 0 | 0 | 0 | 0 | 0 | 0
Coal | 0 | 0 | 0 | 0 | 0 | 0
Geo | 0 | 0 | 0 | 0 | 0 | 0
H | 0 | 0 | 0 | 0 | 0 | 0
LFG | 0 | 0 | 0 | 0 | 0 | 0
Nuc | 0 | 0 | 0 | 0 | 0 | 0
PS | 0 | 0 | 0 | 0 | 0 | 0
PV | 0 | 0 | 0 | 0 | 0 | 0
PeakG | 0 | 0 | 0 | 0 | 0 | 0
PeakO | 0 | 0 | 0 | 0 | 0 | 0
ST | 0 | 0 | 0 | 0 | 0 | 0
STOG | 0 | 0 | 0 | 0 | 0 | 0
STWD | 0 | 0 | 0 | 0 | 0 | 0
WT | 0 | 0 | 0 | 0 | 0 | 0
IGCC | 0 | 0 | 0 | 0 | 0 | 0
DemandResponse | 0 | 0 | 0 | 0 | 0 | 0
IGCC-CCS | 0 | 0 | 0 | 0 | 0 | 0
WT_off | 0 | 0 | 0 | 0 | 0 | 0
PseudoUnit | 0 | 0 | 0 | 0 | 0 | 0
FixedInterchange | 0 | 0 | 0 | 0 | 0 | 0
Emission Cost by Reporting Type: SPP_N
ReportingType | 2015 | 2020 | 2025 | 2030 | 2035 | 2040
BM | 0 | 0 | 0 | 0 | 0 | 0
CC | 0 | 0 | 0 | 0 | 0 | 0
CSP | 0 | 0 | 0 | 0 | 0 | 0
CT | 0 | 0 | 0 | 0 | 0 | 0
Coal | 0 | 0 | 0 | 0 | 0 | 0
Geo | 0 | 0 | 0 | 0 | 0 | 0
H | 0 | 0 | 0 | 0 | 0 | 0
LFG | 0 | 0 | 0 | 0 | 0 | 0
Nuc | 0 | 0 | 0 | 0 | 0 | 0
PS | 0 | 0 | 0 | 0 | 0 | 0
PV | 0 | 0 | 0 | 0 | 0 | 0
PeakG | 0 | 0 | 0 | 0 | 0 | 0
PeakO | 0 | 0 | 0 | 0 | 0 | 0
ST | 0 | 0 | 0 | 0 | 0 | 0
STOG | 0 | 0 | 0 | 0 | 0 | 0
STWD | 0 | 0 | 0 | 0 | 0 | 0
WT | 0 | 0 | 0 | 0 | 0 | 0
IGCC | 0 | 0 | 0 | 0 | 0 | 0
DemandResponse | 0 | 0 | 0 | 0 | 0 | 0
IGCC-CCS | 0 | 0 | 0 | 0 | 0 | 0
WT_off | 0 | 0 | 0 | 0 | 0 | 0
PseudoUnit | 0 | 0 | 0 | 0 | 0 | 0
FixedInterchange | 0 | 0 | 0 | 0 | 0 | 0
Emission Cost by Reporting Type: SPP_S
ReportingType | 2015 | 2020 | 2025 | 2030 | 2035 | 2040
BM | 0 | 0 | 0 | 0 | 0 | 0
CC | 0 | 0 | 0 | 0 | 0 | 0
CSP | 0 | 0 | 0 | 0 | 0 | 0
CT | 0 | 0 | 0 | 0 | 0 | 0
Coal | 0 | 0 | 0 | 0 | 0 | 0
Geo | 0 | 0 | 0 | 0 | 0 | 0
H | 0 | 0 | 0 | 0 | 0 | 0
LFG | 0 | 0 | 0 | 0 | 0 | 0
Nuc | 0 | 0 | 0 | 0 | 0 | 0
PS | 0 | 0 | 0 | 0 | 0 | 0
PV | 0 | 0 | 0 | 0 | 0 | 0
PeakG | 0 | 0 | 0 | 0 | 0 | 0
PeakO | 0 | 0 | 0 | 0 | 0 | 0
ST | 0 | 0 | 0 | 0 | 0 | 0
STOG | 0 | 0 | 0 | 0 | 0 | 0
STWD | 0 | 0 | 0 | 0 | 0 | 0
WT | 0 | 0 | 0 | 0 | 0 | 0
IGCC | 0 | 0 | 0 | 0 | 0 | 0
DemandResponse | 0 | 0 | 0 | 0 | 0 | 0
IGCC-CCS | 0 | 0 | 0 | 0 | 0 | 0
WT_off | 0 | 0 | 0 | 0 | 0 | 0
PseudoUnit | 0 | 0 | 0 | 0 | 0 | 0
FixedInterchange | 0 | 0 | 0 | 0 | 0 | 0
Emission Cost by Reporting Type: TVA
ReportingType | 2015 | 2020 | 2025 | 2030 | 2035 | 2040
BM | 0 | 0 | 0 | 0 | 0 | 0
CC | 0 | 0 | 0 | 0 | 0 | 0
CSP | 0 | 0 | 0 | 0 | 0 | 0
CT | 0 | 0 | 0 | 0 | 0 | 0
Coal | 0 | 0 | 0 | 0 | 0 | 0
Geo | 0 | 0 | 0 | 0 | 0 | 0
H | 0 | 0 | 0 | 0 | 0 | 0
LFG | 0 | 0 | 0 | 0 | 0 | 0
Nuc | 0 | 0 | 0 | 0 | 0 | 0
PS | 0 | 0 | 0 | 0 | 0 | 0
PV | 0 | 0 | 0 | 0 | 0 | 0
PeakG | 0 | 0 | 0 | 0 | 0 | 0
PeakO | 0 | 0 | 0 | 0 | 0 | 0
ST | 0 | 0 | 0 | 0 | 0 | 0
STOG | 0 | 0 | 0 | 0 | 0 | 0
STWD | 0 | 0 | 0 | 0 | 0 | 0
WT | 0 | 0 | 0 | 0 | 0 | 0
IGCC | 0 | 0 | 0 | 0 | 0 | 0
DemandResponse | 0 | 0 | 0 | 0 | 0 | 0
IGCC-CCS | 0 | 0 | 0 | 0 | 0 | 0
WT_off | 0 | 0 | 0 | 0 | 0 | 0
PseudoUnit | 0 | 0 | 0 | 0 | 0 | 0
FixedInterchange | 0 | 0 | 0 | 0 | 0 | 0
Emission Cost by Reporting Type: TVA_Transmission
ReportingType | 2015 | 2020 | 2025 | 2030 | 2035 | 2040
BM | 0 | 0 | 0 | 0 | 0 | 0
CC | 0 | 0 | 0 | 0 | 0 | 0
CSP | 0 | 0 | 0 | 0 | 0 | 0
CT | 0 | 0 | 0 | 0 | 0 | 0
Coal | 0 | 0 | 0 | 0 | 0 | 0
Geo | 0 | 0 | 0 | 0 | 0 | 0
H | 0 | 0 | 0 | 0 | 0 | 0
LFG | 0 | 0 | 0 | 0 | 0 | 0
Nuc | 0 | 0 | 0 | 0 | 0 | 0
PS | 0 | 0 | 0 | 0 | 0 | 0
PV | 0 | 0 | 0 | 0 | 0 | 0
PeakG | 0 | 0 | 0 | 0 | 0 | 0
PeakO | 0 | 0 | 0 | 0 | 0 | 0
ST | 0 | 0 | 0 | 0 | 0 | 0
STOG | 0 | 0 | 0 | 0 | 0 | 0
STWD | 0 | 0 | 0 | 0 | 0 | 0
WT | 0 | 0 | 0 | 0 | 0 | 0
IGCC | 0 | 0 | 0 | 0 | 0 | 0
DemandResponse | 0 | 0 | 0 | 0 | 0 | 0
IGCC-CCS | 0 | 0 | 0 | 0 | 0 | 0
WT_off | 0 | 0 | 0 | 0 | 0 | 0
PseudoUnit | 0 | 0 | 0 | 0 | 0 | 0
FixedInterchange | 0 | 0 | 0 | 0 | 0 | 0
Emission Cost by Reporting Type: VACAR
ReportingType | 2015 | 2020 | 2025 | 2030 | 2035 | 2040
BM | 0 | 0 | 0 | 0 | 0 | 0
CC | 0 | 0 | 0 | 0 | 0 | 0
CSP | 0 | 0 | 0 | 0 | 0 | 0
CT | 0 | 0 | 0 | 0 | 0 | 0
Coal | 0 | 0 | 0 | 0 | 0 | 0
Geo | 0 | 0 | 0 | 0 | 0 | 0
H | 0 | 0 | 0 | 0 | 0 | 0
LFG | 0 | 0 | 0 | 0 | 0 | 0
Nuc | 0 | 0 | 0 | 0 | 0 | 0
PS | 0 | 0 | 0 | 0 | 0 | 0
PV | 0 | 0 | 0 | 0 | 0 | 0
PeakG | 0 | 0 | 0 | 0 | 0 | 0
PeakO | 0 | 0 | 0 | 0 | 0 | 0
ST | 0 | 0 | 0 | 0 | 0 | 0
STOG | 0 | 0 | 0 | 0 | 0 | 0
STWD | 0 | 0 | 0 | 0 | 0 | 0
WT | 0 | 0 | 0 | 0 | 0 | 0
IGCC | 0 | 0 | 0 | 0 | 0 | 0
DemandResponse | 0 | 0 | 0 | 0 | 0 | 0
IGCC-CCS | 0 | 0 | 0 | 0 | 0 | 0
WT_off | 0 | 0 | 0 | 0 | 0 | 0
PseudoUnit | 0 | 0 | 0 | 0 | 0 | 0
FixedInterchange | 0 | 0 | 0 | 0 | 0 | 0
Emission Cost by Reporting Type: IESO
ReportingType | 2015 | 2020 | 2025 | 2030 | 2035 | 2040
BM | 0 | 0 | 0 | 0 | 0 | 0
CC | 0 | 0 | 0 | 0 | 0 | 0
CSP | 0 | 0 | 0 | 0 | 0 | 0
CT | 0 | 0 | 0 | 0 | 0 | 0
Coal | 0 | 0 | 0 | 0 | 0 | 0
Geo | 0 | 0 | 0 | 0 | 0 | 0
H | 0 | 0 | 0 | 0 | 0 | 0
LFG | 0 | 0 | 0 | 0 | 0 | 0
Nuc | 0 | 0 | 0 | 0 | 0 | 0
PS | 0 | 0 | 0 | 0 | 0 | 0
PV | 0 | 0 | 0 | 0 | 0 | 0
PeakG | 0 | 0 | 0 | 0 | 0 | 0
PeakO | 0 | 0 | 0 | 0 | 0 | 0
ST | 0 | 0 | 0 | 0 | 0 | 0
STOG | 0 | 0 | 0 | 0 | 0 | 0
STWD | 0 | 0 | 0 | 0 | 0 | 0
WT | 0 | 0 | 0 | 0 | 0 | 0
IGCC | 0 | 0 | 0 | 0 | 0 | 0
DemandResponse | 0 | 0 | 0 | 0 | 0 | 0
IGCC-CCS | 0 | 0 | 0 | 0 | 0 | 0
WT_off | 0 | 0 | 0 | 0 | 0 | 0
PseudoUnit | 0 | 0 | 0 | 0 | 0 | 0
FixedInterchange | 0 | 0 | 0 | 0 | 0 | 0
Emission Cost by Reporting Type: MAPP_CA
ReportingType | 2015 | 2020 | 2025 | 2030 | 2035 | 2040
BM | 0 | 0 | 0 | 0 | 0 | 0
CC | 0 | 0 | 0 | 0 | 0 | 0
CSP | 0 | 0 | 0 | 0 | 0 | 0
CT | 0 | 0 | 0 | 0 | 0 | 0
Coal | 0 | 0 | 0 | 0 | 0 | 0
Geo | 0 | 0 | 0 | 0 | 0 | 0
H | 0 | 0 | 0 | 0 | 0 | 0
LFG | 0 | 0 | 0 | 0 | 0 | 0
Nuc | 0 | 0 | 0 | 0 | 0 | 0
PS | 0 | 0 | 0 | 0 | 0 | 0
PV | 0 | 0 | 0 | 0 | 0 | 0
PeakG | 0 | 0 | 0 | 0 | 0 | 0
PeakO | 0 | 0 | 0 | 0 | 0 | 0
ST | 0 | 0 | 0 | 0 | 0 | 0
STOG | 0 | 0 | 0 | 0 | 0 | 0
STWD | 0 | 0 | 0 | 0 | 0 | 0
WT | 0 | 0 | 0 | 0 | 0 | 0
IGCC | 0 | 0 | 0 | 0 | 0 | 0
DemandResponse | 0 | 0 | 0 | 0 | 0 | 0
IGCC-CCS | 0 | 0 | 0 | 0 | 0 | 0
WT_off | 0 | 0 | 0 | 0 | 0 | 0
PseudoUnit | 0 | 0 | 0 | 0 | 0 | 0
FixedInterchange | 0 | 0 | 0 | 0 | 0 | 0
Emission Cost by Reporting Type: AZ_NM_SNV_Coal
ReportingType | 2015 | 2020 | 2025 | 2030 | 2035 | 2040
BM | 0 | 0 | 0 | 0 | 0 | 0
CC | 0 | 0 | 0 | 0 | 0 | 0
CSP | 0 | 0 | 0 | 0 | 0 | 0
CT | 0 | 0 | 0 | 0 | 0 | 0
Coal | 0 | 0 | 0 | 0 | 0 | 0
Geo | 0 | 0 | 0 | 0 | 0 | 0
H | 0 | 0 | 0 | 0 | 0 | 0
LFG | 0 | 0 | 0 | 0 | 0 | 0
Nuc | 0 | 0 | 0 | 0 | 0 | 0
PS | 0 | 0 | 0 | 0 | 0 | 0
PV | 0 | 0 | 0 | 0 | 0 | 0
PeakG | 0 | 0 | 0 | 0 | 0 | 0
PeakO | 0 | 0 | 0 | 0 | 0 | 0
ST | 0 | 0 | 0 | 0 | 0 | 0
STOG | 0 | 0 | 0 | 0 | 0 | 0
STWD | 0 | 0 | 0 | 0 | 0 | 0
WT | 0 | 0 | 0 | 0 | 0 | 0
IGCC | 0 | 0 | 0 | 0 | 0 | 0
DemandResponse | 0 | 0 | 0 | 0 | 0 | 0
IGCC-CCS | 0 | 0 | 0 | 0 | 0 | 0
WT_off | 0 | 0 | 0 | 0 | 0 | 0
PseudoUnit | 0 | 0 | 0 | 0 | 0 | 0
FixedInterchange | 0 | 0 | 0 | 0 | 0 | 0
Emission Cost by Reporting Type: AZ_NM_SNV_Gas
ReportingType | 2015 | 2020 | 2025 | 2030 | 2035 | 2040
BM | 0 | 0 | 0 | 0 | 0 | 0
CC | 0 | 0 | 0 | 0 | 0 | 0
CSP | 0 | 0 | 0 | 0 | 0 | 0
CT | 0 | 0 | 0 | 0 | 0 | 0
Coal | 0 | 0 | 0 | 0 | 0 | 0
Geo | 0 | 0 | 0 | 0 | 0 | 0
H | 0 | 0 | 0 | 0 | 0 | 0
LFG | 0 | 0 | 0 | 0 | 0 | 0
Nuc | 0 | 0 | 0 | 0 | 0 | 0
PS | 0 | 0 | 0 | 0 | 0 | 0
PV | 0 | 0 | 0 | 0 | 0 | 0
PeakG | 0 | 0 | 0 | 0 | 0 | 0
PeakO | 0 | 0 | 0 | 0 | 0 | 0
ST | 0 | 0 | 0 | 0 | 0 | 0
STOG | 0 | 0 | 0 | 0 | 0 | 0
STWD | 0 | 0 | 0 | 0 | 0 | 0
WT | 0 | 0 | 0 | 0 | 0 | 0
IGCC | 0 | 0 | 0 | 0 | 0 | 0
DemandResponse | 0 | 0 | 0 | 0 | 0 | 0
IGCC-CCS | 0 | 0 | 0 | 0 | 0 | 0
WT_off | 0 | 0 | 0 | 0 | 0 | 0
PseudoUnit | 0 | 0 | 0 | 0 | 0 | 0
FixedInterchange | 0 | 0 | 0 | 0 | 0 | 0
Emission Cost by Reporting Type: AZ_NM_SNV_NucRenew
ReportingType | 2015 | 2020 | 2025 | 2030 | 2035 | 2040
BM | 0 | 0 | 0 | 0 | 0 | 0
CC | 0 | 0 | 0 | 0 | 0 | 0
CSP | 0 | 0 | 0 | 0 | 0 | 0
CT | 0 | 0 | 0 | 0 | 0 | 0
Coal | 0 | 0 | 0 | 0 | 0 | 0
Geo | 0 | 0 | 0 | 0 | 0 | 0
H | 0 | 0 | 0 | 0 | 0 | 0
LFG | 0 | 0 | 0 | 0 | 0 | 0
Nuc | 0 | 0 | 0 | 0 | 0 | 0
PS | 0 | 0 | 0 | 0 | 0 | 0
PV | 0 | 0 | 0 | 0 | 0 | 0
PeakG | 0 | 0 | 0 | 0 | 0 | 0
PeakO | 0 | 0 | 0 | 0 | 0 | 0
ST | 0 | 0 | 0 | 0 | 0 | 0
STOG | 0 | 0 | 0 | 0 | 0 | 0
STWD | 0 | 0 | 0 | 0 | 0 | 0
WT | 0 | 0 | 0 | 0 | 0 | 0
IGCC | 0 | 0 | 0 | 0 | 0 | 0
DemandResponse | 0 | 0 | 0 | 0 | 0 | 0
IGCC-CCS | 0 | 0 | 0 | 0 | 0 | 0
WT_off | 0 | 0 | 0 | 0 | 0 | 0
PseudoUnit | 0 | 0 | 0 | 0 | 0 | 0
FixedInterchange | 0 | 0 | 0 | 0 | 0 | 0
Emission Cost by Reporting Type: ERCOT
ReportingType | 2015 | 2020 | 2025 | 2030 | 2035 | 2040
BM | 0 | 0 | 0 | 0 | 0 | 0
CC | 0 | 0 | 0 | 0 | 0 | 0
CSP | 0 | 0 | 0 | 0 | 0 | 0
CT | 0 | 0 | 0 | 0 | 0 | 0
Coal | 0 | 0 | 0 | 0 | 0 | 0
Geo | 0 | 0 | 0 | 0 | 0 | 0
H | 0 | 0 | 0 | 0 | 0 | 0
LFG | 0 | 0 | 0 | 0 | 0 | 0
Nuc | 0 | 0 | 0 | 0 | 0 | 0
PS | 0 | 0 | 0 | 0 | 0 | 0
PV | 0 | 0 | 0 | 0 | 0 | 0
PeakG | 0 | 0 | 0 | 0 | 0 | 0
PeakO | 0 | 0 | 0 | 0 | 0 | 0
ST | 0 | 0 | 0 | 0 | 0 | 0
STOG | 0 | 0 | 0 | 0 | 0 | 0
STWD | 0 | 0 | 0 | 0 | 0 | 0
WT | 0 | 0 | 0 | 0 | 0 | 0
IGCC | 0 | 0 | 0 | 0 | 0 | 0
DemandResponse | 0 | 0 | 0 | 0 | 0 | 0
IGCC-CCS | 0 | 0 | 0 | 0 | 0 | 0
WT_off | 0 | 0 | 0 | 0 | 0 | 0
PseudoUnit | 0 | 0 | 0 | 0 | 0 | 0
FixedInterchange | 0 | 0 | 0 | 0 | 0 | 0
Emission Cost by Reporting Type: NP15
ReportingType | 2015 | 2020 | 2025 | 2030 | 2035 | 2040
BM | 0 | 0 | 0 | 0 | 0 | 0
CC | 0 | 0 | 0 | 0 | 0 | 0
CSP | 0 | 0 | 0 | 0 | 0 | 0
CT | 0 | 0 | 0 | 0 | 0 | 0
Coal | 0 | 0 | 0 | 0 | 0 | 0
Geo | 0 | 0 | 0 | 0 | 0 | 0
H | 0 | 0 | 0 | 0 | 0 | 0
LFG | 0 | 0 | 0 | 0 | 0 | 0
Nuc | 0 | 0 | 0 | 0 | 0 | 0
PS | 0 | 0 | 0 | 0 | 0 | 0
PV | 0 | 0 | 0 | 0 | 0 | 0
PeakG | 0 | 0 | 0 | 0 | 0 | 0
PeakO | 0 | 0 | 0 | 0 | 0 | 0
ST | 0 | 0 | 0 | 0 | 0 | 0
STOG | 0 | 0 | 0 | 0 | 0 | 0
STWD | 0 | 0 | 0 | 0 | 0 | 0
WT | 0 | 0 | 0 | 0 | 0 | 0
IGCC | 0 | 0 | 0 | 0 | 0 | 0
DemandResponse | 0 | 0 | 0 | 0 | 0 | 0
IGCC-CCS | 0 | 0 | 0 | 0 | 0 | 0
WT_off | 0 | 0 | 0 | 0 | 0 | 0
PseudoUnit | 0 | 0 | 0 | 0 | 0 | 0
FixedInterchange | 0 | 0 | 0 | 0 | 0 | 0
Emission Cost by Reporting Type: NWPP_Coal
ReportingType | 2015 | 2020 | 2025 | 2030 | 2035 | 2040
BM | 0 | 0 | 0 | 0 | 0 | 0
CC | 0 | 0 | 0 | 0 | 0 | 0
CSP | 0 | 0 | 0 | 0 | 0 | 0
CT | 0 | 0 | 0 | 0 | 0 | 0
Coal | 0 | 0 | 0 | 0 | 0 | 0
Geo | 0 | 0 | 0 | 0 | 0 | 0
H | 0 | 0 | 0 | 0 | 0 | 0
LFG | 0 | 0 | 0 | 0 | 0 | 0
Nuc | 0 | 0 | 0 | 0 | 0 | 0
PS | 0 | 0 | 0 | 0 | 0 | 0
PV | 0 | 0 | 0 | 0 | 0 | 0
PeakG | 0 | 0 | 0 | 0 | 0 | 0
PeakO | 0 | 0 | 0 | 0 | 0 | 0
ST | 0 | 0 | 0 | 0 | 0 | 0
STOG | 0 | 0 | 0 | 0 | 0 | 0
STWD | 0 | 0 | 0 | 0 | 0 | 0
WT | 0 | 0 | 0 | 0 | 0 | 0
IGCC | 0 | 0 | 0 | 0 | 0 | 0
DemandResponse | 0 | 0 | 0 | 0 | 0 | 0
IGCC-CCS | 0 | 0 | 0 | 0 | 0 | 0
WT_off | 0 | 0 | 0 | 0 | 0 | 0
PseudoUnit | 0 | 0 | 0 | 0 | 0 | 0
FixedInterchange | 0 | 0 | 0 | 0 | 0 | 0
Emission Cost by Reporting Type: NWPP_Gas
ReportingType | 2015 | 2020 | 2025 | 2030 | 2035 | 2040
BM | 0 | 0 | 0 | 0 | 0 | 0
CC | 0 | 0 | 0 | 0 | 0 | 0
CSP | 0 | 0 | 0 | 0 | 0 | 0
CT | 0 | 0 | 0 | 0 | 0 | 0
Coal | 0 | 0 | 0 | 0 | 0 | 0
Geo | 0 | 0 | 0 | 0 | 0 | 0
H | 0 | 0 | 0 | 0 | 0 | 0
LFG | 0 | 0 | 0 | 0 | 0 | 0
Nuc | 0 | 0 | 0 | 0 | 0 | 0
PS | 0 | 0 | 0 | 0 | 0 | 0
PV | 0 | 0 | 0 | 0 | 0 | 0
PeakG | 0 | 0 | 0 | 0 | 0 | 0
PeakO | 0 | 0 | 0 | 0 | 0 | 0
ST | 0 | 0 | 0 | 0 | 0 | 0
STOG | 0 | 0 | 0 | 0 | 0 | 0
STWD | 0 | 0 | 0 | 0 | 0 | 0
WT | 0 | 0 | 0 | 0 | 0 | 0
IGCC | 0 | 0 | 0 | 0 | 0 | 0
DemandResponse | 0 | 0 | 0 | 0 | 0 | 0
IGCC-CCS | 0 | 0 | 0 | 0 | 0 | 0
WT_off | 0 | 0 | 0 | 0 | 0 | 0
PseudoUnit | 0 | 0 | 0 | 0 | 0 | 0
FixedInterchange | 0 | 0 | 0 | 0 | 0 | 0
Emission Cost by Reporting Type: NWPP_NucRenew
ReportingType | 2015 | 2020 | 2025 | 2030 | 2035 | 2040
BM | 0 | 0 | 0 | 0 | 0 | 0
CC | 0 | 0 | 0 | 0 | 0 | 0
CSP | 0 | 0 | 0 | 0 | 0 | 0
CT | 0 | 0 | 0 | 0 | 0 | 0
Coal | 0 | 0 | 0 | 0 | 0 | 0
Geo | 0 | 0 | 0 | 0 | 0 | 0
H | 0 | 0 | 0 | 0 | 0 | 0
LFG | 0 | 0 | 0 | 0 | 0 | 0
Nuc | 0 | 0 | 0 | 0 | 0 | 0
PS | 0 | 0 | 0 | 0 | 0 | 0
PV | 0 | 0 | 0 | 0 | 0 | 0
PeakG | 0 | 0 | 0 | 0 | 0 | 0
PeakO | 0 | 0 | 0 | 0 | 0 | 0
ST | 0 | 0 | 0 | 0 | 0 | 0
STOG | 0 | 0 | 0 | 0 | 0 | 0
STWD | 0 | 0 | 0 | 0 | 0 | 0
WT | 0 | 0 | 0 | 0 | 0 | 0
IGCC | 0 | 0 | 0 | 0 | 0 | 0
DemandResponse | 0 | 0 | 0 | 0 | 0 | 0
IGCC-CCS | 0 | 0 | 0 | 0 | 0 | 0
WT_off | 0 | 0 | 0 | 0 | 0 | 0
PseudoUnit | 0 | 0 | 0 | 0 | 0 | 0
FixedInterchange | 0 | 0 | 0 | 0 | 0 | 0
Emission Cost by Reporting Type: RMPA
ReportingType | 2015 | 2020 | 2025 | 2030 | 2035 | 2040
BM | 0 | 0 | 0 | 0 | 0 | 0
CC | 0 | 0 | 0 | 0 | 0 | 0
CSP | 0 | 0 | 0 | 0 | 0 | 0
CT | 0 | 0 | 0 | 0 | 0 | 0
Coal | 0 | 0 | 0 | 0 | 0 | 0
Geo | 0 | 0 | 0 | 0 | 0 | 0
H | 0 | 0 | 0 | 0 | 0 | 0
LFG | 0 | 0 | 0 | 0 | 0 | 0
Nuc | 0 | 0 | 0 | 0 | 0 | 0
PS | 0 | 0 | 0 | 0 | 0 | 0
PV | 0 | 0 | 0 | 0 | 0 | 0
PeakG | 0 | 0 | 0 | 0 | 0 | 0
PeakO | 0 | 0 | 0 | 0 | 0 | 0
ST | 0 | 0 | 0 | 0 | 0 | 0
STOG | 0 | 0 | 0 | 0 | 0 | 0
STWD | 0 | 0 | 0 | 0 | 0 | 0
WT | 0 | 0 | 0 | 0 | 0 | 0
IGCC | 0 | 0 | 0 | 0 | 0 | 0
DemandResponse | 0 | 0 | 0 | 0 | 0 | 0
IGCC-CCS | 0 | 0 | 0 | 0 | 0 | 0
WT_off | 0 | 0 | 0 | 0 | 0 | 0
PseudoUnit | 0 | 0 | 0 | 0 | 0 | 0
FixedInterchange | 0 | 0 | 0 | 0 | 0 | 0
Emission Cost by Reporting Type: SP15
ReportingType | 2015 | 2020 | 2025 | 2030 | 2035 | 2040
BM | 0 | 0 | 0 | 0 | 0 | 0
CC | 0 | 0 | 0 | 0 | 0 | 0
CSP | 0 | 0 | 0 | 0 | 0 | 0
CT | 0 | 0 | 0 | 0 | 0 | 0
Coal | 0 | 0 | 0 | 0 | 0 | 0
Geo | 0 | 0 | 0 | 0 | 0 | 0
H | 0 | 0 | 0 | 0 | 0 | 0
LFG | 0 | 0 | 0 | 0 | 0 | 0
Nuc | 0 | 0 | 0 | 0 | 0 | 0
PS | 0 | 0 | 0 | 0 | 0 | 0
PV | 0 | 0 | 0 | 0 | 0 | 0
PeakG | 0 | 0 | 0 | 0 | 0 | 0
PeakO | 0 | 0 | 0 | 0 | 0 | 0
ST | 0 | 0 | 0 | 0 | 0 | 0
STOG | 0 | 0 | 0 | 0 | 0 | 0
STWD | 0 | 0 | 0 | 0 | 0 | 0
WT | 0 | 0 | 0 | 0 | 0 | 0
IGCC | 0 | 0 | 0 | 0 | 0 | 0
DemandResponse | 0 | 0 | 0 | 0 | 0 | 0
IGCC-CCS | 0 | 0 | 0 | 0 | 0 | 0
WT_off | 0 | 0 | 0 | 0 | 0 | 0
PseudoUnit | 0 | 0 | 0 | 0 | 0 | 0
FixedInterchange | 0 | 0 | 0 | 0 | 0 | 0
Emission Cost by Reporting Type: ALB
ReportingType | 2015 | 2020 | 2025 | 2030 | 2035 | 2040
BM | 0 | 0 | 0 | 0 | 0 | 0
CC | 0 | 0 | 0 | 0 | 0 | 0
CSP | 0 | 0 | 0 | 0 | 0 | 0
CT | 0 | 0 | 0 | 0 | 0 | 0
Coal | 0 | 0 | 0 | 0 | 0 | 0
Geo | 0 | 0 | 0 | 0 | 0 | 0
H | 0 | 0 | 0 | 0 | 0 | 0
LFG | 0 | 0 | 0 | 0 | 0 | 0
Nuc | 0 | 0 | 0 | 0 | 0 | 0
PS | 0 | 0 | 0 | 0 | 0 | 0
PV | 0 | 0 | 0 | 0 | 0 | 0
PeakG | 0 | 0 | 0 | 0 | 0 | 0
PeakO | 0 | 0 | 0 | 0 | 0 | 0
ST | 0 | 0 | 0 | 0 | 0 | 0
STOG | 0 | 0 | 0 | 0 | 0 | 0
STWD | 0 | 0 | 0 | 0 | 0 | 0
WT | 0 | 0 | 0 | 0 | 0 | 0
IGCC | 0 | 0 | 0 | 0 | 0 | 0
DemandResponse | 0 | 0 | 0 | 0 | 0 | 0
IGCC-CCS | 0 | 0 | 0 | 0 | 0 | 0
WT_off | 0 | 0 | 0 | 0 | 0 | 0
PseudoUnit | 0 | 0 | 0 | 0 | 0 | 0
FixedInterchange | 0 | 0 | 0 | 0 | 0 | 0
Emission Cost by Reporting Type: BC
ReportingType | 2015 | 2020 | 2025 | 2030 | 2035 | 2040
BM | 0 | 0 | 0 | 0 | 0 | 0
CC | 0 | 0 | 0 | 0 | 0 | 0
CSP | 0 | 0 | 0 | 0 | 0 | 0
CT | 0 | 0 | 0 | 0 | 0 | 0
Coal | 0 | 0 | 0 | 0 | 0 | 0
Geo | 0 | 0 | 0 | 0 | 0 | 0
H | 0 | 0 | 0 | 0 | 0 | 0
LFG | 0 | 0 | 0 | 0 | 0 | 0
Nuc | 0 | 0 | 0 | 0 | 0 | 0
PS | 0 | 0 | 0 | 0 | 0 | 0
PV | 0 | 0 | 0 | 0 | 0 | 0
PeakG | 0 | 0 | 0 | 0 | 0 | 0
PeakO | 0 | 0 | 0 | 0 | 0 | 0
ST | 0 | 0 | 0 | 0 | 0 | 0
STOG | 0 | 0 | 0 | 0 | 0 | 0
STWD | 0 | 0 | 0 | 0 | 0 | 0
WT | 0 | 0 | 0 | 0 | 0 | 0
IGCC | 0 | 0 | 0 | 0 | 0 | 0
DemandResponse | 0 | 0 | 0 | 0 | 0 | 0
IGCC-CCS | 0 | 0 | 0 | 0 | 0 | 0
WT_off | 0 | 0 | 0 | 0 | 0 | 0
PseudoUnit | 0 | 0 | 0 | 0 | 0 | 0
FixedInterchange | 0 | 0 | 0 | 0 | 0 | 0
Emission Cost by Reporting Type: HQ_IESO
ReportingType | 2015 | 2020 | 2025 | 2030 | 2035 | 2040
BM | 0 | 0 | 0 | 0 | 0 | 0
CC | 0 | 0 | 0 | 0 | 0 | 0
CSP | 0 | 0 | 0 | 0 | 0 | 0
CT | 0 | 0 | 0 | 0 | 0 | 0
Coal | 0 | 0 | 0 | 0 | 0 | 0
Geo | 0 | 0 | 0 | 0 | 0 | 0
H | 0 | 0 | 0 | 0 | 0 | 0
LFG | 0 | 0 | 0 | 0 | 0 | 0
Nuc | 0 | 0 | 0 | 0 | 0 | 0
PS | 0 | 0 | 0 | 0 | 0 | 0
PV | 0 | 0 | 0 | 0 | 0 | 0
PeakG | 0 | 0 | 0 | 0 | 0 | 0
PeakO | 0 | 0 | 0 | 0 | 0 | 0
ST | 0 | 0 | 0 | 0 | 0 | 0
STOG | 0 | 0 | 0 | 0 | 0 | 0
STWD | 0 | 0 | 0 | 0 | 0 | 0
WT | 0 | 0 | 0 | 0 | 0 | 0
IGCC | 0 | 0 | 0 | 0 | 0 | 0
DemandResponse | 0 | 0 | 0 | 0 | 0 | 0
IGCC-CCS | 0 | 0 | 0 | 0 | 0 | 0
WT_off | 0 | 0 | 0 | 0 | 0 | 0
PseudoUnit | 0 | 0 | 0 | 0 | 0 | 0
FixedInterchange | 0 | 0 | 0 | 0 | 0 | 0
Emission Cost by Reporting Type: HQ_NEISO
ReportingType | 2015 | 2020 | 2025 | 2030 | 2035 | 2040
BM | 0 | 0 | 0 | 0 | 0 | 0
CC | 0 | 0 | 0 | 0 | 0 | 0
CSP | 0 | 0 | 0 | 0 | 0 | 0
CT | 0 | 0 | 0 | 0 | 0 | 0
Coal | 0 | 0 | 0 | 0 | 0 | 0
Geo | 0 | 0 | 0 | 0 | 0 | 0
H | 0 | 0 | 0 | 0 | 0 | 0
LFG | 0 | 0 | 0 | 0 | 0 | 0
Nuc | 0 | 0 | 0 | 0 | 0 | 0
PS | 0 | 0 | 0 | 0 | 0 | 0
PV | 0 | 0 | 0 | 0 | 0 | 0
PeakG | 0 | 0 | 0 | 0 | 0 | 0
PeakO | 0 | 0 | 0 | 0 | 0 | 0
ST | 0 | 0 | 0 | 0 | 0 | 0
STOG | 0 | 0 | 0 | 0 | 0 | 0
STWD | 0 | 0 | 0 | 0 | 0 | 0
WT | 0 | 0 | 0 | 0 | 0 | 0
IGCC | 0 | 0 | 0 | 0 | 0 | 0
DemandResponse | 0 | 0 | 0 | 0 | 0 | 0
IGCC-CCS | 0 | 0 | 0 | 0 | 0 | 0
WT_off | 0 | 0 | 0 | 0 | 0 | 0
PseudoUnit | 0 | 0 | 0 | 0 | 0 | 0
FixedInterchange | 0 | 0 | 0 | 0 | 0 | 0
Emission Cost by Reporting Type: HQ_NY
ReportingType | 2015 | 2020 | 2025 | 2030 | 2035 | 2040
BM | 0 | 0 | 0 | 0 | 0 | 0
CC | 0 | 0 | 0 | 0 | 0 | 0
CSP | 0 | 0 | 0 | 0 | 0 | 0
CT | 0 | 0 | 0 | 0 | 0 | 0
Coal | 0 | 0 | 0 | 0 | 0 | 0
Geo | 0 | 0 | 0 | 0 | 0 | 0
H | 0 | 0 | 0 | 0 | 0 | 0
LFG | 0 | 0 | 0 | 0 | 0 | 0
Nuc | 0 | 0 | 0 | 0 | 0 | 0
PS | 0 | 0 | 0 | 0 | 0 | 0
PV | 0 | 0 | 0 | 0 | 0 | 0
PeakG | 0 | 0 | 0 | 0 | 0 | 0
PeakO | 0 | 0 | 0 | 0 | 0 | 0
ST | 0 | 0 | 0 | 0 | 0 | 0
STOG | 0 | 0 | 0 | 0 | 0 | 0
STWD | 0 | 0 | 0 | 0 | 0 | 0
WT | 0 | 0 | 0 | 0 | 0 | 0
IGCC | 0 | 0 | 0 | 0 | 0 | 0
DemandResponse | 0 | 0 | 0 | 0 | 0 | 0
IGCC-CCS | 0 | 0 | 0 | 0 | 0 | 0
WT_off | 0 | 0 | 0 | 0 | 0 | 0
PseudoUnit | 0 | 0 | 0 | 0 | 0 | 0
FixedInterchange | 0 | 0 | 0 | 0 | 0 | 0
Emission Cost by Reporting Type: MARITIMES
ReportingType | 2015 | 2020 | 2025 | 2030 | 2035 | 2040
BM | 0 | 0 | 0 | 0 | 0 | 0
CC | 0 | 0 | 0 | 0 | 0 | 0
CSP | 0 | 0 | 0 | 0 | 0 | 0
CT | 0 | 0 | 0 | 0 | 0 | 0
Coal | 0 | 0 | 0 | 0 | 0 | 0
Geo | 0 | 0 | 0 | 0 | 0 | 0
H | 0 | 0 | 0 | 0 | 0 | 0
LFG | 0 | 0 | 0 | 0 | 0 | 0
Nuc | 0 | 0 | 0 | 0 | 0 | 0
PS | 0 | 0 | 0 | 0 | 0 | 0
PV | 0 | 0 | 0 | 0 | 0 | 0
PeakG | 0 | 0 | 0 | 0 | 0 | 0
PeakO | 0 | 0 | 0 | 0 | 0 | 0
ST | 0 | 0 | 0 | 0 | 0 | 0
STOG | 0 | 0 | 0 | 0 | 0 | 0
STWD | 0 | 0 | 0 | 0 | 0 | 0
WT | 0 | 0 | 0 | 0 | 0 | 0
IGCC | 0 | 0 | 0 | 0 | 0 | 0
DemandResponse | 0 | 0 | 0 | 0 | 0 | 0
IGCC-CCS | 0 | 0 | 0 | 0 | 0 | 0
WT_off | 0 | 0 | 0 | 0 | 0 | 0
PseudoUnit | 0 | 0 | 0 | 0 | 0 | 0
FixedInterchange | 0 | 0 | 0 | 0 | 0 | 0
Emission Cost by Reporting Type: All
ReportingType | 2015 | 2020 | 2025 | 2030 | 2035 | 2040
BM | 0 | 0 | 0 | 0 | 0 | 0
CC | 82.95 | 91.68 | 99.76 | 102.46 | 141.37 | 165.15
CSP | 0 | 0 | 0 | 0 | 0 | 0
CT | 0 | 0.01 | 0.04 | 0.08 | 0.71 | 0.97
Coal | 15.92 | 14.9 | 22.7 | 27.02 | 27.02 | 27.02
Geo | 0 | 0 | 0 | 0 | 0 | 0
H | 0 | 0 | 0 | 0 | 0 | 0
LFG | 0 | 0 | 0 | 0 | 0 | 0
Nuc | 0 | 0 | 0 | 0 | 0 | 0
PS | 0 | 0 | 0 | 0 | 0 | 0
PV | 0 | 0 | 0 | 0 | 0 | 0
PeakG | 0.09 | 0.37 | 0.9 | 0.89 | 1.87 | 1.88
PeakO | 0 | 0 | 0 | 0 | 0 | 0
ST | 0 | 0 | 0 | 0 | 0 | 0
STOG | 1.4 | 2.91 | 3.93 | 3.85 | 4.53 | 5.44
STWD | 0 | 0 | 0 | 0 | 0 | 0
WT | 0 | 0 | 0 | 0 | 0 | 0
IGCC | 0 | 0 | 0 | 0 | 0 | 0
DemandResponse | 0 | 0 | 0 | 0 | 0 | 0
IGCC-CCS | 0 | 0 | 0 | 0 | 0 | 0
WT_off | 0 | 0 | 0 | 0 | 0 | 0
PseudoUnit | 0 | 0 | 0 | 0 | 0 | 0
FixedInterchange | 0 | 0 | 0 | 0 | 0 | 0
Emission Cost by Reporting Type: EI_US
ReportingType | 2015 | 2020 | 2025 | 2030 | 2035 | 2040
BM | 0 | 0 | 0 | 0 | 0 | 0
CC | 82.95 | 91.68 | 99.76 | 102.46 | 141.37 | 165.15
CSP | 0 | 0 | 0 | 0 | 0 | 0
CT | 0 | 0.01 | 0.04 | 0.08 | 0.71 | 0.97
Coal | 15.92 | 14.9 | 22.7 | 27.02 | 27.02 | 27.02
Geo | 0 | 0 | 0 | 0 | 0 | 0
H | 0 | 0 | 0 | 0 | 0 | 0
LFG | 0 | 0 | 0 | 0 | 0 | 0
Nuc | 0 | 0 | 0 | 0 | 0 | 0
PS | 0 | 0 | 0 | 0 | 0 | 0
PV | 0 | 0 | 0 | 0 | 0 | 0
PeakG | 0.09 | 0.37 | 0.9 | 0.89 | 1.87 | 1.88
PeakO | 0 | 0 | 0 | 0 | 0 | 0
ST | 0 | 0 | 0 | 0 | 0 | 0
STOG | 1.4 | 2.91 | 3.93 | 3.85 | 4.53 | 5.44
STWD | 0 | 0 | 0 | 0 | 0 | 0
WT | 0 | 0 | 0 | 0 | 0 | 0
IGCC | 0 | 0 | 0 | 0 | 0 | 0
DemandResponse | 0 | 0 | 0 | 0 | 0 | 0
IGCC-CCS | 0 | 0 | 0 | 0 | 0 | 0
WT_off | 0 | 0 | 0 | 0 | 0 | 0
PseudoUnit | 0 | 0 | 0 | 0 | 0 | 0
FixedInterchange | 0 | 0 | 0 | 0 | 0 | 0
Emission Cost by Reporting Type: EI_Canada
ReportingType | 2015 | 2020 | 2025 | 2030 | 2035 | 2040
BM | 0 | 0 | 0 | 0 | 0 | 0
CC | 0 | 0 | 0 | 0 | 0 | 0
CSP | 0 | 0 | 0 | 0 | 0 | 0
CT | 0 | 0 | 0 | 0 | 0 | 0
Coal | 0 | 0 | 0 | 0 | 0 | 0
Geo | 0 | 0 | 0 | 0 | 0 | 0
H | 0 | 0 | 0 | 0 | 0 | 0
LFG | 0 | 0 | 0 | 0 | 0 | 0
Nuc | 0 | 0 | 0 | 0 | 0 | 0
PS | 0 | 0 | 0 | 0 | 0 | 0
PV | 0 | 0 | 0 | 0 | 0 | 0
PeakG | 0 | 0 | 0 | 0 | 0 | 0
PeakO | 0 | 0 | 0 | 0 | 0 | 0
ST | 0 | 0 | 0 | 0 | 0 | 0
STOG | 0 | 0 | 0 | 0 | 0 | 0
STWD | 0 | 0 | 0 | 0 | 0 | 0
WT | 0 | 0 | 0 | 0 | 0 | 0
IGCC | 0 | 0 | 0 | 0 | 0 | 0
DemandResponse | 0 | 0 | 0 | 0 | 0 | 0
IGCC-CCS | 0 | 0 | 0 | 0 | 0 | 0
WT_off | 0 | 0 | 0 | 0 | 0 | 0
PseudoUnit | 0 | 0 | 0 | 0 | 0 | 0
FixedInterchange | 0 | 0 | 0 | 0 | 0 | 0
Emission Cost by Reporting Type: EI
ReportingType | 2015 | 2020 | 2025 | 2030 | 2035 | 2040
BM | 0 | 0 | 0 | 0 | 0 | 0
CC | 82.95 | 91.68 | 99.76 | 102.46 | 141.37 | 165.15
CSP | 0 | 0 | 0 | 0 | 0 | 0
CT | 0 | 0.01 | 0.04 | 0.08 | 0.71 | 0.97
Coal | 15.92 | 14.9 | 22.7 | 27.02 | 27.02 | 27.02
Geo | 0 | 0 | 0 | 0 | 0 | 0
H | 0 | 0 | 0 | 0 | 0 | 0
LFG | 0 | 0 | 0 | 0 | 0 | 0
Nuc | 0 | 0 | 0 | 0 | 0 | 0
PS | 0 | 0 | 0 | 0 | 0 | 0
PV | 0 | 0 | 0 | 0 | 0 | 0
PeakG | 0.09 | 0.37 | 0.9 | 0.89 | 1.87 | 1.88
PeakO | 0 | 0 | 0 | 0 | 0 | 0
ST | 0 | 0 | 0 | 0 | 0 | 0
STOG | 1.4 | 2.91 | 3.93 | 3.85 | 4.53 | 5.44
STWD | 0 | 0 | 0 | 0 | 0 | 0
WT | 0 | 0 | 0 | 0 | 0 | 0
IGCC | 0 | 0 | 0 | 0 | 0 | 0
DemandResponse | 0 | 0 | 0 | 0 | 0 | 0
IGCC-CCS | 0 | 0 | 0 | 0 | 0 | 0
WT_off | 0 | 0 | 0 | 0 | 0 | 0
PseudoUnit | 0 | 0 | 0 | 0 | 0 | 0
FixedInterchange | 0 | 0 | 0 | 0 | 0 | 0
Emission Cost by Reporting Type: Outside_EI
ReportingType | 2015 | 2020 | 2025 | 2030 | 2035 | 2040
BM | 0 | 0 | 0 | 0 | 0 | 0
CC | 0 | 0 | 0 | 0 | 0 | 0
CSP | 0 | 0 | 0 | 0 | 0 | 0
CT | 0 | 0 | 0 | 0 | 0 | 0
Coal | 0 | 0 | 0 | 0 | 0 | 0
Geo | 0 | 0 | 0 | 0 | 0 | 0
H | 0 | 0 | 0 | 0 | 0 | 0
LFG | 0 | 0 | 0 | 0 | 0 | 0
Nuc | 0 | 0 | 0 | 0 | 0 | 0
PS | 0 | 0 | 0 | 0 | 0 | 0
PV | 0 | 0 | 0 | 0 | 0 | 0
PeakG | 0 | 0 | 0 | 0 | 0 | 0
PeakO | 0 | 0 | 0 | 0 | 0 | 0
ST | 0 | 0 | 0 | 0 | 0 | 0
STOG | 0 | 0 | 0 | 0 | 0 | 0
STWD | 0 | 0 | 0 | 0 | 0 | 0
WT | 0 | 0 | 0 | 0 | 0 | 0
IGCC | 0 | 0 | 0 | 0 | 0 | 0
DemandResponse | 0 | 0 | 0 | 0 | 0 | 0
IGCC-CCS | 0 | 0 | 0 | 0 | 0 | 0
WT_off | 0 | 0 | 0 | 0 | 0 | 0
PseudoUnit | 0 | 0 | 0 | 0 | 0 | 0
FixedInterchange | 0 | 0 | 0 | 0 | 0 | 0
#8 | Base VOM Costs ($million)
Base VOM Costs by Reporting Type: Entergy
ReportingType | 2015 | 2020 | 2025 | 2030 | 2035 | 2040
BM | 0 | 0 | 0 | 0 | 0 | 0
CC | 158.6 | 184.65 | 181.16 | 199.44 | 237.07 | 263.95
CSP | 0 | 0 | 0 | 0 | 0 | 0
CT | 0 | 0 | 0 | 0 | 0 | 0
Coal | 220.23 | 221.17 | 221.17 | 221.17 | 234.15 | 252.94
Geo | 0 | 0 | 0 | 0 | 0 | 0
H | 0 | 0 | 0 | 0 | 0 | 0
LFG | 0 | 0 | 0.01 | 0.01 | 0.01 | 0.01
Nuc | 100.26 | 100.26 | 100.26 | 100.26 | 84.69 | 66.26
PS | 0 | 0 | 0 | 0 | 0 | 0
PV | 0 | 0 | 0 | 0 | 0 | 0
PeakG | 0 | 0.01 | 0.81 | 0.49 | 0.14 | 0.17
PeakO | 0 | 0 | 0 | 0 | 0 | 0
ST | 0 | 0 | 0 | 0 | 0 | 0
STOG | 3.45 | 3.77 | 3.47 | 3.47 | 3.47 | 3.4
STWD | 0 | 0 | 0 | 0 | 0.02 | 0.18
WT | 0 | 0 | 0 | 0 | 0 | 0
IGCC | 0 | 0 | 0 | 0 | 0 | 0
DemandResponse | 0 | 0 | 0 | 0 | 0 | 0
IGCC-CCS | 0 | 0 | 0 | 0 | 0 | 0
WT_off | 0 | 0 | 0 | 0 | 0 | 0
PseudoUnit | 0 | 0 | 0 | 0 | 0 | 0
FixedInterchange | 0 | 0 | 0 | 0 | 0 | 0
Base VOM Costs by Reporting Type: FRCC
ReportingType | 2015 | 2020 | 2025 | 2030 | 2035 | 2040
BM | 0 | 0 | 0 | 0 | 0 | 0
CC | 370.82 | 458.19 | 502.56 | 578.33 | 698.88 | 824.66
CSP | 0 | 0 | 0 | 0 | 0 | 0
CT | 7.63 | 9.91 | 9.95 | 9.87 | 8.38 | 7.1
Coal | 193.43 | 188.64 | 207.17 | 209.63 | 228.76 | 252.59
Geo | 0 | 0 | 0 | 0 | 0 | 0
H | 0 | 0 | 0 | 0 | 0 | 0
LFG | 0.04 | 0.04 | 0.06 | 0.06 | 0.06 | 0.06
Nuc | 76.4 | 76.4 | 76.4 | 76.4 | 46.53 | 15.51
PS | 0 | 0 | 0 | 0 | 0 | 0
PV | 0 | 0 | 0 | 0 | 0 | 0
PeakG | 3.68 | 3.69 | 6.02 | 4.19 | 3.33 | 2.52
PeakO | 0 | 0 | 0 | 0 | 0 | 0
ST | 0 | 0 | 0 | 0 | 0 | 0
STOG | 8.25 | 7.24 | 6.8 | 6.65 | 6.1 | 4.04
STWD | 0 | 0.1 | 0.31 | 0.31 | 0.31 | 0.48
WT | 0 | 0 | 0 | 0 | 0 | 0
IGCC | 0 | 0 | 0 | 0 | 0 | 0
DemandResponse | 0 | 0 | 0 | 0 | 0 | 0
IGCC-CCS | 0 | 0 | 0 | 0 | 0 | 0
WT_off | 0 | 0 | 0 | 0 | 0 | 0
PseudoUnit | 0 | 0 | 0 | 0 | 0 | 0
FixedInterchange | 0 | 0 | 0 | 0 | 0 | 0
Base VOM Costs by Reporting Type: MAPP_US
ReportingType | 2015 | 2020 | 2025 | 2030 | 2035 | 2040
BM | 0 | 0 | 0 | 0 | 0 | 0
CC | 0.48 | 0.48 | 0.52 | 0.54 | 0.61 | 0.48
CSP | 0 | 0 | 0 | 0 | 0 | 0
CT | 0 | 0 | 0 | 0.04 | 0.06 | 0.08
Coal | 74.95 | 77.4 | 77.4 | 78.32 | 83.46 | 92.04
Geo | 0 | 0 | 0 | 0 | 0 | 0
H | 0 | 0 | 0 | 0 | 0 | 0
LFG | 0 | 0 | 0.01 | 0.01 | 0.01 | 0.01
Nuc | 0 | 0 | 0 | 0 | 0 | 0
PS | 0 | 0 | 0 | 0 | 0 | 0
PV | 0 | 0 | 0 | 0 | 0 | 0
PeakG | 0.28 | 0.65 | 0.75 | 1.11 | 1.48 | 0.96
PeakO | 0 | 0 | 0 | 0 | 0 | 0
ST | 0 | 0 | 0 | 0 | 0 | 0
STOG | 0 | 0 | 0 | 0 | 0 | 0
STWD | 0 | 0 | 0 | 0 | 0 | 0
WT | 0.07 | 0.09 | 0.09 | 0.1 | 0.1 | 0.11
IGCC | 0 | 0 | 0 | 0 | 0 | 0
DemandResponse | 0 | 0 | 0 | 0 | 0 | 0
IGCC-CCS | 0 | 0 | 0 | 0 | 0 | 0
WT_off | 0 | 0 | 0 | 0 | 0 | 0
PseudoUnit | 0 | 0 | 0 | 0 | 0 | 0
FixedInterchange | 0 | 0 | 0 | 0 | 0 | 0
Base VOM Costs by Reporting Type: MISO_IN
ReportingType | 2015 | 2020 | 2025 | 2030 | 2035 | 2040
BM | 0 | 0 | 0 | 0 | 0 | 0
CC | 10.75 | 8.38 | 9.11 | 11.04 | 97.76 | 96.48
CSP | 0 | 0 | 0 | 0 | 0 | 0
CT | 0 | 0 | 0 | 0 | 0 | 0
Coal | 301.84 | 322.27 | 332.94 | 343.79 | 372.45 | 414.33
Geo | 0 | 0 | 0 | 0 | 0 | 0
H | 0 | 0 | 0 | 0 | 0 | 0
LFG | 0 | 0 | 0 | 0.01 | 0.01 | 0.01
Nuc | 0 | 0 | 0 | 0 | 0 | 0
PS | 0 | 0 | 0 | 0 | 0 | 0
PV | 0 | 0 | 0.01 | 0.01 | 0.01 | 0.01
PeakG | 0.04 | 0.21 | 0.57 | 0.75 | 0.62 | 0.75
PeakO | 0 | 0 | 0 | 0 | 0 | 0
ST | 0 | 0 | 0 | 0 | 0 | 0
STOG | 0.07 | 0.13 | 0.25 | 0.25 | 0.13 | 0.13
STWD | 0 | 0 | 0 | 0 | 0 | 0
WT | 0.02 | 0.02 | 0.02 | 0.02 | 0.02 | 0.02
IGCC | 30.43 | 30.43 | 30.43 | 30.43 | 30.43 | 30.43
DemandResponse | 0 | 0 | 0 | 0 | 0 | 0
IGCC-CCS | 0 | 0 | 0 | 0 | 0 | 0
WT_off | 0 | 0 | 0 | 0 | 0 | 0
PseudoUnit | 0 | 0 | 0 | 0 | 0 | 0
FixedInterchange | 0 | 0 | 0 | 0 | 0 | 0
Base VOM Costs by Reporting Type: MISO_MI
ReportingType | 2015 | 2020 | 2025 | 2030 | 2035 | 2040
BM | 0 | 0 | 0 | 0 | 0 | 0
CC | 37.4 | 19.56 | 22.07 | 22.3 | 19.16 | 16.69
CSP | 0 | 0 | 0 | 0 | 0 | 0
CT | 0 | 0 | 0 | 0 | 0 | 0
Coal | 185.81 | 207.23 | 218.22 | 223.94 | 239.72 | 261.38
Geo | 0 | 0 | 0 | 0 | 0 | 0
H | 0 | 0 | 0 | 0 | 0 | 0
LFG | 0.01 | 0.03 | 0.03 | 0.03 | 0.03 | 0.03
Nuc | 34.93 | 34.93 | 34.93 | 34.93 | 20.54 | 20.54
PS | 0 | 0 | 0 | 0 | 0 | 0
PV | 0 | 0 | 0 | 0 | 0 | 0
PeakG | 0.18 | 0.2 | 0.66 | 0.87 | 0.87 | 0.87
PeakO | 0 | 0 | 0 | 0 | 0 | 0
ST | 0 | 0 | 0 | 0 | 0 | 0
STOG | 0.58 | 0.94 | 1.13 | 1.47 | 1.24 | 1.28
STWD | 0.34 | 0.62 | 0.77 | 1.78 | 1.57 | 1.71
WT | 0.06 | 0.06 | 0.07 | 0.07 | 0.08 | 0.08
IGCC | 0 | 0 | 0 | 0 | 0 | 0
DemandResponse | 0 | 0 | 0 | 0 | 0 | 0
IGCC-CCS | 0 | 0 | 0 | 0 | 0 | 0
WT_off | 0 | 0 | 0 | 0 | 0 | 0
PseudoUnit | 0 | 0 | 0 | 0 | 0 | 0
FixedInterchange | 0 | 0 | 0 | 0 | 0 | 0
Base VOM Costs by Reporting Type: MISO_MO-IL
ReportingType | 2015 | 2020 | 2025 | 2030 | 2035 | 2040
BM | 0 | 0 | 0 | 0 | 0 | 0
CC | 7.39 | 5.81 | 5.81 | 5.81 | 5.37 | 3.83
CSP | 0 | 0 | 0 | 0 | 0 | 0
CT | 0 | 0 | 0 | 0 | 0 | 0
Coal | 367.05 | 379.79 | 393.45 | 402.27 | 426.24 | 456.78
Geo | 0 | 0 | 0 | 0 | 0 | 0
H | 0 | 0 | 0 | 0 | 0 | 0
LFG | 0 | 0 | 0.02 | 0.02 | 0.02 | 0.02
Nuc | 41.29 | 41.29 | 41.29 | 41.29 | 41.29 | 41.29
PS | 0 | 0 | 0 | 0 | 0 | 0
PV | 0 | 0 | 0 | 0 | 0 | 0
PeakG | 1.17 | 1.84 | 2.63 | 4.41 | 3.67 | 4.03
PeakO | 0 | 0 | 0 | 0 | 0 | 0
ST | 0 | 0 | 0 | 0 | 0 | 0
STOG | 0.14 | 0.26 | 0.26 | 0.26 | 0.11 | 0.04
STWD | 0 | 0 | 0 | 0 | 0 | 0
WT | 0.02 | 0.02 | 0.02 | 0.02 | 0.02 | 0.02
IGCC | 0 | 0 | 0 | 0 | 0 | 0
DemandResponse | 0 | 0 | 0 | 0 | 0 | 0
IGCC-CCS | 0 | 0 | 0 | 0 | 0 | 0
WT_off | 0 | 0 | 0 | 0 | 0 | 0
PseudoUnit | 0 | 0 | 0 | 0 | 0 | 0
FixedInterchange | 0 | 0 | 0 | 0 | 0 | 0
Base VOM Costs by Reporting Type: MISO_W
ReportingType | 2015 | 2020 | 2025 | 2030 | 2035 | 2040
BM | 0 | 0 | 0 | 0 | 0 | 0
CC | 30.7 | 18.44 | 15.25 | 13.25 | 18.39 | 6.77
CSP | 0 | 0 | 0 | 0 | 0 | 0
CT | 0 | 0 | 0 | 0 | 0 | 0
Coal | 290.35 | 292.42 | 295.27 | 296.38 | 327.36 | 533.62
Geo | 0 | 0 | 0 | 0 | 0 | 0
H | 0 | 0 | 0 | 0 | 0 | 0
LFG | 0.02 | 0.02 | 0.02 | 0.02 | 0.02 | 0.02
Nuc | 43.67 | 43.67 | 43.67 | 43.67 | 0 | 0
PS | 0 | 0 | 0 | 0 | 0 | 0
PV | 0 | 0 | 0 | 0 | 0 | 0
PeakG | 3.36 | 1.93 | 1.73 | 2.16 | 8.47 | 0.94
PeakO | 0 | 0 | 0 | 0 | 0 | 0
ST | 0 | 0 | 0 | 0 | 0 | 0
STOG | 0.06 | 0.02 | 0.01 | 0 | 0.04 | 0
STWD | 0 | 0.3 | 0.3 | 0.3 | 0.3 | 0.3
WT | 0.32 | 0.38 | 0.49 | 0.53 | 0.54 | 0.56
IGCC | 0 | 0 | 0 | 0 | 0 | 0
DemandResponse | 0 | 0 | 0 | 0 | 0 | 0
IGCC-CCS | 0 | 0 | 0 | 0 | 0 | 0
WT_off | 0 | 0 | 0 | 0 | 0 | 0
PseudoUnit | 0 | 0 | 0 | 0 | 0 | 0
FixedInterchange | 0 | 0 | 0 | 0 | 0 | 0
Base VOM Costs by Reporting Type: MISO_WUMS
ReportingType | 2015 | 2020 | 2025 | 2030 | 2035 | 2040
BM | 0 | 0 | 0 | 0 | 0 | 0
CC | 43.3 | 33.5 | 31.71 | 46.32 | 98.34 | 86.36
CSP | 0 | 0 | 0 | 0 | 0 | 0
CT | 0 | 4.48 | 4.52 | 4.53 | 5.73 | 8.12
Coal | 93.73 | 123.74 | 136.38 | 148.48 | 171.45 | 167.07
Geo | 0 | 0 | 0 | 0 | 0 | 0
H | 0 | 0 | 0 | 0 | 0 | 0
LFG | 0.01 | 0.01 | 0.03 | 0.03 | 0.03 | 0.03
Nuc | 33.6 | 33.6 | 33.6 | 33.6 | 0 | 0
PS | 0 | 0 | 0 | 0 | 0 | 0
PV | 0 | 0 | 0 | 0 | 0 | 0
PeakG | 0.22 | 0.35 | 0.35 | 0 | 0 | 0
PeakO | 0 | 0 | 0 | 0 | 0 | 0
ST | 0 | 0 | 0 | 0 | 0 | 0
STOG | 0.01 | 0 | 0 | 0 | 0 | 0
STWD | 0 | 0.1 | 0.1 | 0.1 | 0.1 | 0.1
WT | 0.05 | 0.05 | 0.05 | 0.05 | 0.05 | 0.05
IGCC | 0 | 0 | 0 | 0 | 0 | 0
DemandResponse | 0 | 0 | 0 | 0 | 0 | 0
IGCC-CCS | 0 | 0 | 0 | 0 | 0 | 0
WT_off | 0 | 0 | 0 | 0 | 0 | 0
PseudoUnit | 0 | 0 | 0 | 0 | 0 | 0
FixedInterchange | 0 | 0 | 0 | 0 | 0 | 0
Base VOM Costs by Reporting Type: Nebraska
ReportingType | 2015 | 2020 | 2025 | 2030 | 2035 | 2040
BM | 0 | 0 | 0 | 0 | 0 | 0
CC | 1.56 | 0.97 | 1.08 | 1.08 | 0.74 | 0.6
CSP | 0 | 0 | 0 | 0 | 0 | 0
CT | 0 | 0 | 0 | 0 | 0 | 0
Coal | 110.62 | 110.62 | 110.62 | 110.62 | 171.01 | 214.38
Geo | 0 | 0 | 0 | 0 | 0 | 0
H | 0 | 0 | 0 | 0 | 0 | 0
LFG | 0 | 0 | 0.01 | 0.01 | 0.01 | 0.01
Nuc | 23.15 | 23.15 | 23.15 | 23.15 | 0 | 0
PS | 0 | 0 | 0 | 0 | 0 | 0
PV | 0 | 0 | 0 | 0 | 0 | 0
PeakG | 0.67 | 0.57 | 1.17 | 1.53 | 1.08 | 0.1
PeakO | 0 | 0 | 0 | 0 | 0 | 0
ST | 0 | 0 | 0 | 0 | 0 | 0
STOG | 0 | 0 | 0 | 0 | 0 | 0
STWD | 0 | 0 | 0 | 0 | 0 | 0
WT | 0.01 | 0.01 | 0.01 | 0.01 | 0.01 | 0.01
IGCC | 0 | 0 | 0 | 0 | 0 | 0
DemandResponse | 0 | 0 | 0 | 0 | 0 | 0
IGCC-CCS | 0 | 0 | 0 | 0 | 0 | 0
WT_off | 0 | 0 | 0 | 0 | 0 | 0
PseudoUnit | 0 | 0 | 0 | 0 | 0 | 0
FixedInterchange | 0 | 0 | 0 | 0 | 0 | 0
Base VOM Costs by Reporting Type: NEISO
ReportingType | 2015 | 2020 | 2025 | 2030 | 2035 | 2040
BM | 9.41 | 9.41 | 2.64 | 2.75 | 3.16 | 2.99
CC | 124.44 | 102.25 | 101.9 | 110.1 | 137.34 | 152.63
CSP | 0 | 0 | 0 | 0 | 0 | 0
CT | 0.03 | 0.11 | 0.11 | 0.11 | 0.32 | 0.66
Coal | 0.11 | 0 | 0 | 0 | 0 | 0
Geo | 0 | 0 | 0 | 0 | 0 | 0
H | 0 | 0 | 0 | 0 | 0 | 0
LFG | 0.05 | 0.05 | 0.06 | 0.06 | 0.06 | 0.06
Nuc | 85.9 | 85.9 | 85.9 | 85.9 | 62.06 | 45.84
PS | 0 | 0 | 0 | 0 | 0 | 0
PV | 0 | 0.01 | 0.01 | 0.01 | 0.01 | 0.01
PeakG | 0.23 | 0.32 | 0.32 | 0.32 | 0.85 | 0.85
PeakO | 0 | 0 | 0 | 0 | 0 | 0
ST | 0 | 0 | 0 | 0 | 0 | 0
STOG | 0 | 0 | 0 | 0 | 0 | 0
STWD | 9.57 | 2.96 | 0.19 | 2.61 | 2.85 | 2.95
WT | 0.01 | 0.11 | 0.16 | 0.17 | 0.17 | 0.17
IGCC | 0 | 0 | 0 | 0 | 0 | 0
DemandResponse | 0 | 0 | 0 | 0 | 0 | 0
IGCC-CCS | 0 | 0 | 0 | 0 | 0 | 0
WT_off | 0.02 | 0.02 | 0.02 | 0.02 | 0 | 0
PseudoUnit | 0 | 0 | 0 | 0 | 0 | 0
FixedInterchange | 0 | 0 | 0 | 0 | 0 | 0
Base VOM Costs by Reporting Type: NonRTO_Midwest
ReportingType | 2015 | 2020 | 2025 | 2030 | 2035 | 2040
BM | 0 | 0 | 0 | 0 | 0 | 0
CC | 0 | 1.38 | 1 | 3.52 | 7.67 | 11.71
CSP | 0 | 0 | 0 | 0 | 0 | 0
CT | 0 | 1.17 | 1.21 | 2.3 | 1.17 | 2.28
Coal | 217.91 | 229.67 | 236.63 | 241.67 | 259.45 | 287.64
Geo | 0 | 0 | 0 | 0 | 0 | 0
H | 0 | 0 | 0 | 0 | 0 | 0
LFG | 0 | 0 | 0.01 | 0.01 | 0.01 | 0.01
Nuc | 0 | 0 | 0 | 0 | 0 | 0
PS | 0 | 0 | 0 | 0 | 0 | 0
PV | 0 | 0 | 0 | 0 | 0 | 0
PeakG | 0.95 | 1.51 | 2.98 | 3.13 | 2.85 | 3.08
PeakO | 0 | 0 | 0 | 0 | 0 | 0
ST | 0 | 0 | 0 | 0 | 0 | 0
STOG | 0 | 0 | 0 | 0 | 0 | 0
STWD | 0 | 0 | 0 | 0 | 0 | 0
WT | 0 | 0 | 0 | 0 | 0 | 0
IGCC | 0 | 0 | 0 | 0 | 0 | 0
DemandResponse | 0 | 0 | 0 | 0 | 0 | 0
IGCC-CCS | 0 | 0 | 0 | 0 | 0 | 0
WT_off | 0 | 0 | 0 | 0 | 0 | 0
PseudoUnit | 0 | 0 | 0 | 0 | 0 | 0
FixedInterchange | 0 | 0 | 0 | 0 | 0 | 0
Base VOM Costs by Reporting Type: NYISO_A-F
ReportingType | 2015 | 2020 | 2025 | 2030 | 2035 | 2040
BM | 0 | 0 | 0 | 0 | 0 | 0
CC | 21.76 | 26.98 | 31.55 | 34.99 | 40.9 | 39.65
CSP | 0 | 0 | 0 | 0 | 0 | 0
CT | 0 | 0 | 0 | 0 | 0 | 0
Coal | 0 | 0 | 0 | 0 | 0 | 0
Geo | 0 | 0 | 0 | 0 | 0 | 0
H | 0 | 0 | 0 | 0 | 0 | 0
LFG | 0.02 | 0.02 | 0.02 | 0.02 | 0.02 | 0.02
Nuc | 62.23 | 62.23 | 62.23 | 50.74 | 40 | 24.24
PS | 0 | 0 | 0 | 0 | 0 | 0
PV | 0 | 0 | 0 | 0 | 0 | 0
PeakG | 0 | 0.02 | 0.05 | 0.05 | 0.05 | 0.06
PeakO | 0 | 0 | 0 | 0 | 0 | 0
ST | 0 | 0 | 0 | 0 | 0 | 0
STOG | 0 | 0 | 0 | 0 | 0 | 0
STWD | 0 | 0 | 0 | 0 | 0.01 | 0.01
WT | 0.11 | 0.13 | 0.13 | 0.14 | 0.16 | 0.16
IGCC | 0 | 0 | 0 | 0 | 0 | 0
DemandResponse | 0 | 0 | 0 | 0 | 0 | 0
IGCC-CCS | 0 | 0 | 0 | 0 | 0 | 0
WT_off | 0 | 0 | 0 | 0 | 0 | 0
PseudoUnit | 0 | 0 | 0 | 0 | 0 | 0
FixedInterchange | 0 | 0 | 0 | 0 | 0 | 0
Base VOM Costs by Reporting Type: NYISO_G-I
ReportingType | 2015 | 2020 | 2025 | 2030 | 2035 | 2040
BM | 0 | 0 | 0 | 0 | 0 | 0
CC | 16.07 | 20.31 | 26.92 | 52.93 | 126.46 | 200.27
CSP | 0 | 0 | 0 | 0 | 0 | 0
CT | 0 | 0 | 0 | 0 | 0 | 0
Coal | 0 | 0 | 0 | 0 | 0 | 0
Geo | 0 | 0 | 0 | 0 | 0 | 0
H | 0 | 0 | 0 | 0 | 0 | 0
LFG | 0.01 | 0.01 | 0.01 | 0.01 | 0.01 | 0.01
Nuc | 37.82 | 37.82 | 37.82 | 37.82 | 18.96 | 0.01
PS | 0 | 0 | 0 | 0 | 0 | 0
PV | 0 | 0 | 0 | 0 | 0 | 0
PeakG | 0 | 0 | 0 | 0 | 0.01 | 0
PeakO | 0 | 0 | 0 | 0 | 0 | 0
ST | 0 | 0 | 0 | 0 | 0 | 0
STOG | 0 | 0 | 0 | 0 | 0 | 0
STWD | 0 | 0 | 0 | 0 | 0 | 0
WT | 0 | 0 | 0 | 0 | 0 | 0
IGCC | 0 | 0 | 0 | 0 | 0 | 0
DemandResponse | 0 | 0 | 0 | 0 | 0 | 0
IGCC-CCS | 0 | 0 | 0 | 0 | 0 | 0
WT_off | 0 | 0 | 0 | 0 | 0 | 0
PseudoUnit | 0 | 0 | 0 | 0 | 0 | 0
FixedInterchange | 0 | 0 | 0 | 0 | 0 | 0
Base VOM Costs by Reporting Type: NYISO_J-K
ReportingType | 2015 | 2020 | 2025 | 2030 | 2035 | 2040
BM | 0 | 0 | 0 | 0 | 0 | 0
CC | 68.33 | 83.65 | 84.02 | 81.51 | 83.25 | 85.27
CSP | 0 | 0 | 0 | 0 | 0 | 0
CT | 0 | 0 | 0.23 | 0.47 | 0.93 | 2.19
Coal | 0 | 0 | 0 | 0 | 0 | 0
Geo | 0 | 0 | 0 | 0 | 0 | 0
H | 0 | 0 | 0 | 0 | 0 | 0
LFG | 0.01 | 0.01 | 0.01 | 0.02 | 0.02 | 0.02
Nuc | 0 | 0 | 0 | 0 | 0 | 0
PS | 0 | 0 | 0 | 0 | 0 | 0
PV | 0 | 0 | 0 | 0 | 0 | 0
PeakG | 0.41 | 1.22 | 1.57 | 1.47 | 1.62 | 3.23
PeakO | 0 | 0 | 0 | 0 | 0 | 0
ST | 0 | 0 | 0 | 0 | 0 | 0
STOG | 2.75 | 5.15 | 6.41 | 6.25 | 7.65 | 9.54
STWD | 0 | 0 | 0 | 0 | 0 | 0
WT | 0 | 0 | 0 | 0 | 0 | 0
IGCC | 0 | 0 | 0 | 0 | 0 | 0
DemandResponse | 0 | 0 | 0 | 0 | 0 | 0
IGCC-CCS | 0 | 0 | 0 | 0 | 0 | 0
WT_off | 0 | 0 | 0 | 0 | 0 | 0
PseudoUnit | 0 | 0 | 0 | 0 | 0 | 0
FixedInterchange | 0 | 0 | 0 | 0 | 0 | 0
Base VOM Costs by Reporting Type: PJM_E
ReportingType | 2015 | 2020 | 2025 | 2030 | 2035 | 2040
BM | 0.71 | 1.12 | 1.12 | 1.12 | 1.12 | 1.12
CC | 79.91 | 108.42 | 123.3 | 102 | 149.14 | 161.64
CSP | 0 | 0 | 0 | 0 | 0 | 0
CT | 0 | 0.01 | 0.01 | 0.05 | 4.67 | 5.17
Coal | 1.24 | 0.45 | 0.74 | 0.88 | 0.88 | 0.88
Geo | 0 | 0 | 0 | 0 | 0 | 0
H | 0 | 0 | 0 | 0 | 0 | 0
LFG | 0.04 | 0.05 | 0.05 | 0.05 | 0.05 | 0.05
Nuc | 157.37 | 146 | 146 | 146 | 104.88 | 83.17
PS | 0 | 0 | 0 | 0 | 0 | 0
PV | 0 | 0 | 0 | 0 | 0 | 0
PeakG | 0.03 | 0.67 | 4 | 4 | 7.83 | 7.81
PeakO | 0 | 0 | 0 | 0 | 0 | 0
ST | 0 | 0 | 0 | 0 | 0 | 0
STOG | 0.14 | 0.83 | 1.62 | 1.62 | 1.62 | 1.62
STWD | 0 | 0 | 0 | 0 | 0 | 0
WT | 0.02 | 0.02 | 0.02 | 0.02 | 0.02 | 0.02
IGCC | 0 | 0 | 0 | 0 | 0 | 0
DemandResponse | 0 | 0 | 0 | 0 | 0 | 0
IGCC-CCS | 0 | 0 | 0 | 0 | 0 | 0
WT_off | 0 | 0 | 0.04 | 0.04 | 0.04 | 0.04
PseudoUnit | 0 | 0 | 0 | 0 | 0 | 0
FixedInterchange | 0 | 0 | 0 | 0 | 0 | 0
Base VOM Costs by Reporting Type: PJM_ROM
ReportingType | 2015 | 2020 | 2025 | 2030 | 2035 | 2040
BM | 0.42 | 0.67 | 0.67 | 0.67 | 0.67 | 0.67
CC | 48.26 | 62.56 | 58.76 | 56.93 | 136.32 | 480.39
CSP | 0 | 0 | 0 | 0 | 0 | 0
CT | 0 | 0.01 | 0.03 | 0.03 | 0.03 | 0.06
Coal | 178.21 | 172.24 | 197.3 | 204.85 | 220.53 | 243.44
Geo | 0 | 0 | 0 | 0 | 0 | 0
H | 0 | 0 | 0 | 0 | 0 | 0
LFG | 0.03 | 0.05 | 0.05 | 0.05 | 0.05 | 0.05
Nuc | 93.13 | 93.13 | 93.13 | 93.13 | 61.1 | 44.47
PS | 0 | 0 | 0 | 0 | 0 | 0
PV | 0 | 0.03 | 0.04 | 0.05 | 0.05 | 0.05
PeakG | 0 | 0.4 | 0.4 | 0.43 | 2.51 | 1.29
PeakO | 0 | 0 | 0 | 0 | 0 | 0
ST | 0 | 0 | 0 | 0 | 0 | 0
STOG | 1.62 | 0 | 0 | 0 | 0 | 0
STWD | 0.53 | 1.16 | 1.16 | 1.16 | 1.16 | 1.16
WT | 0.03 | 0.03 | 0.05 | 0.14 | 0.19 | 0.19
IGCC | 0 | 0 | 0 | 0 | 0 | 0
DemandResponse | 0 | 0 | 0 | 0 | 0 | 0
IGCC-CCS | 0 | 0 | 0 | 0 | 0 | 0
WT_off | 0 | 0 | 0 | 0 | 0 | 0
PseudoUnit | 0 | 0 | 0 | 0 | 0 | 0
FixedInterchange | 0 | 0 | 0 | 0 | 0 | 0
Base VOM Costs by Reporting Type: PJM_ROR
ReportingType | 2015 | 2020 | 2025 | 2030 | 2035 | 2040
BM | 0.2 | 0.8 | 1.79 | 3.32 | 8.17 | 6.08
CC | 190.05 | 166.98 | 152.87 | 228.37 | 417.29 | 330.29
CSP | 0 | 0 | 0 | 0 | 0 | 0
CT | 0.03 | 0.06 | 0.06 | 0.06 | 0.06 | 0.06
Coal | 1277.76 | 1245.7 | 1270.31 | 1279.54 | 1364.9 | 1503.38
Geo | 0 | 0 | 0 | 0 | 0 | 0
H | 0 | 0 | 0 | 0 | 0 | 0
LFG | 0.05 | 0.05 | 0.09 | 0.09 | 0.09 | 0.09
Nuc | 370.54 | 370.54 | 370.54 | 354.51 | 275.46 | 185.16
PS | 0 | 0 | 0 | 0 | 0 | 0
PV | 0 | 0 | 0 | 0 | 0 | 0
PeakG | 10.16 | 10.14 | 10.41 | 13.14 | 8.55 | 9.73
PeakO | 0 | 0 | 0 | 0 | 0 | 0
ST | 0 | 0 | 0 | 0 | 0 | 0
STOG | 1.9 | 1.46 | 1.58 | 1.47 | 1.6 | 1.54
STWD | 0.1 | 1.45 | 2.32 | 3.23 | 3.23 | 3.23
WT | 0.31 | 0.31 | 0.31 | 0.31 | 0.31 | 0.34
IGCC | 0 | 0 | 0 | 0 | 0 | 0
DemandResponse | 0 | 0 | 0 | 0 | 0 | 0
IGCC-CCS | 0 | 0 | 0 | 0 | 0 | 0
WT_off | 0 | 0 | 0 | 0 | 0 | 0
PseudoUnit | 0 | 0 | 0 | 0 | 0 | 0
FixedInterchange | 0 | 0 | 0 | 0 | 0 | 0
Base VOM Costs by Reporting Type: SOCO
ReportingType | 2015 | 2020 | 2025 | 2030 | 2035 | 2040
BM | 0 | 0 | 0.12 | 0.12 | 0.19 | 0.19
CC | 304.84 | 299.13 | 287.7 | 338.07 | 321.95 | 308.21
CSP | 0 | 0 | 0 | 0 | 0 | 0
CT | 0 | 0 | 0 | 0 | 0 | 0
Coal | 374.38 | 403.69 | 455.66 | 455.66 | 572.57 | 800.23
Geo | 0 | 0 | 0 | 0 | 0 | 0
H | 0 | 0 | 0 | 0 | 0 | 0
LFG | 0 | 0 | 0.01 | 0.01 | 0.01 | 0.01
Nuc | 108.01 | 143 | 143 | 143 | 143 | 94.09
PS | 0 | 0 | 0 | 0 | 0 | 0
PV | 0 | 0 | 0 | 0 | 0 | 0
PeakG | 3.25 | 8.32 | 16.77 | 17.73 | 15.41 | 14.33
PeakO | 0 | 0 | 0 | 0 | 0 | 0
ST | 0 | 0 | 0 | 0 | 0 | 0
STOG | 0 | 0 | 0 | 0 | 0 | 0
STWD | 0 | 0 | 0 | 0 | 0 | 0
WT | 0 | 0 | 0 | 0 | 0 | 0
IGCC | 0 | 0 | 0 | 0 | 0 | 0
DemandResponse | 0 | 0 | 0 | 0 | 0 | 0
IGCC-CCS | 0 | 0 | 0 | 0 | 0 | 0
WT_off | 0 | 0 | 0 | 0 | 0 | 0
PseudoUnit | 0 | 0 | 0 | 0 | 0 | 0
FixedInterchange | 0 | 0 | 0 | 0 | 0 | 0
Base VOM Costs by Reporting Type: SPP_N
ReportingType | 2015 | 2020 | 2025 | 2030 | 2035 | 2040
BM | 0 | 0 | 0 | 0 | 0 | 0
CC | 18.09 | 34.45 | 34 | 47.39 | 33.73 | 33.43
CSP | 0 | 0 | 0 | 0 | 0 | 0
CT | 0 | 0 | 0 | 0 | 3.14 | 7.03
Coal | 222.66 | 222.66 | 222.66 | 222.66 | 236.28 | 258.69
Geo | 0 | 0 | 0 | 0 | 0 | 0
H | 0 | 0 | 0 | 0 | 0 | 0
LFG | 0 | 0.01 | 0.01 | 0.01 | 0.01 | 0.01
Nuc | 21.45 | 21.45 | 21.45 | 21.45 | 21.45 | 21.45
PS | 0 | 0 | 0 | 0 | 0 | 0
PV | 0 | 0 | 0 | 0 | 0 | 0
PeakG | 0.44 | 0.75 | 1.75 | 2.18 | 1.1 | 0.21
PeakO | 0 | 0 | 0 | 0 | 0 | 0
ST | 0 | 0 | 0 | 0 | 0 | 0
STOG | 1.12 | 1.29 | 1.57 | 1.57 | 1.6 | 1.51
STWD | 0 | 0 | 0 | 0 | 0 | 0
WT | 0.05 | 0.05 | 0.05 | 0.06 | 0.13 | 0.13
IGCC | 0 | 0 | 0 | 0 | 0 | 0
DemandResponse | 0 | 0 | 0 | 0 | 0 | 0
IGCC-CCS | 0 | 0 | 0 | 0 | 0 | 0
WT_off | 0 | 0 | 0 | 0 | 0 | 0
PseudoUnit | 0 | 0 | 0 | 0 | 0 | 0
FixedInterchange | 0 | 0 | 0 | 0 | 0 | 0
Base VOM Costs by Reporting Type: SPP_S
ReportingType | 2015 | 2020 | 2025 | 2030 | 2035 | 2040
BM | 0 | 0 | 0 | 0 | 0 | 0
CC | 82.4 | 93.22 | 96.84 | 132.24 | 96.74 | 94.72
CSP | 0 | 0 | 0 | 0 | 0 | 0
CT | 0 | 0.08 | 0.82 | 0.48 | 0 | 0
Coal | 349.24 | 355.21 | 372.59 | 372.93 | 397.92 | 385.05
Geo | 0 | 0 | 0 | 0 | 0 | 0
H | 0 | 0 | 0 | 0 | 0 | 0
LFG | 0 | 0 | 0 | 0.01 | 0.01 | 0.01
Nuc | 0 | 0 | 0 | 0 | 0 | 0
PS | 0 | 0 | 0 | 0 | 0 | 0
PV | 0 | 0 | 0 | 0 | 0 | 0
PeakG | 0 | 0 | 0.33 | 0.02 | 0 | 0
PeakO | 0 | 0 | 0 | 0 | 0 | 0
ST | 0 | 0 | 0 | 0 | 0 | 0
STOG | 4.2 | 4.41 | 5.28 | 4.94 | 3.86 | 3.6
STWD | 0 | 0 | 0 | 0 | 0 | 0.01
WT | 0.11 | 0.2 | 0.21 | 0.21 | 0.49 | 0.8
IGCC | 0 | 0 | 0 | 0 | 0 | 0
DemandResponse | 0 | 0 | 0 | 0 | 0 | 0
IGCC-CCS | 0 | 0 | 0 | 0 | 0 | 0
WT_off | 0 | 0 | 0 | 0 | 0 | 0
PseudoUnit | 0 | 0 | 0 | 0 | 0 | 0
FixedInterchange | 0 | 0 | 0 | 0 | 0 | 0
Base VOM Costs by Reporting Type: TVA
ReportingType | 2015 | 2020 | 2025 | 2030 | 2035 | 2040
BM | 0 | 0 | 0 | 0 | 0 | 0
CC | 45.54 | 50.79 | 53.13 | 70.15 | 65.77 | 58.98
CSP | 0 | 0 | 0 | 0 | 0 | 0
CT | 0 | 3.99 | 4.24 | 4.24 | 3.05 | 4.24
Coal | 313.95 | 315.1 | 317.72 | 317.72 | 455.19 | 567.63
Geo | 0 | 0 | 0 | 0 | 0 | 0
H | 0 | 0 | 0 | 0 | 0 | 0
LFG | 0 | 0 | 0.01 | 0.01 | 0.01 | 0.01
Nuc | 152.12 | 152.12 | 152.12 | 152.12 | 105.66 | 82.02
PS | 0 | 0 | 0 | 0 | 0 | 0
PV | 0 | 0 | 0 | 0 | 0 | 0
PeakG | 0 | 0 | 0.33 | 0.31 | 0.33 | 0.34
PeakO | 0 | 0 | 0 | 0 | 0 | 0
ST | 0 | 0 | 0 | 0 | 0 | 0
STOG | 0 | 0 | 0 | 0 | 0 | 0
STWD | 0 | 0 | 0 | 0 | 0 | 0
WT | 0 | 0 | 0 | 0 | 0 | 0
IGCC | 0 | 0 | 0 | 0 | 0 | 0
DemandResponse | 0 | 0 | 0 | 0 | 0 | 0
IGCC-CCS | 0 | 0 | 0 | 0 | 0 | 0
WT_off | 0 | 0 | 0 | 0 | 0 | 0
PseudoUnit | 0 | 0 | 0 | 0 | 0 | 0
FixedInterchange | 0 | 0 | 0 | 0 | 0 | 0
Base VOM Costs by Reporting Type: TVA_Transmission
ReportingType | 2015 | 2020 | 2025 | 2030 | 2035 | 2040
BM | 0 | 0 | 0 | 0 | 0 | 0
CC | 0 | 0 | 0 | 0 | 0 | 0
CSP | 0 | 0 | 0 | 0 | 0 | 0
CT | 0 | 0 | 0 | 0 | 0 | 0
Coal | 0 | 0 | 0 | 0 | 0 | 0
Geo | 0 | 0 | 0 | 0 | 0 | 0
H | 0 | 0 | 0 | 0 | 0 | 0
LFG | 0 | 0 | 0 | 0 | 0 | 0
Nuc | 0 | 0 | 0 | 0 | 0 | 0
PS | 0 | 0 | 0 | 0 | 0 | 0
PV | 0 | 0 | 0 | 0 | 0 | 0
PeakG | 0 | 0 | 0 | 0 | 0 | 0
PeakO | 0 | 0 | 0 | 0 | 0 | 0
ST | 0 | 0 | 0 | 0 | 0 | 0
STOG | 0 | 0 | 0 | 0 | 0 | 0
STWD | 0 | 0 | 0 | 0 | 0 | 0
WT | 0 | 0 | 0 | 0 | 0 | 0
IGCC | 0 | 0 | 0 | 0 | 0 | 0
DemandResponse | 0 | 0 | 0 | 0 | 0 | 0
IGCC-CCS | 0 | 0 | 0 | 0 | 0 | 0
WT_off | 0 | 0 | 0 | 0 | 0 | 0
PseudoUnit | 0 | 0 | 0 | 0 | 0 | 0
FixedInterchange | 0 | 0 | 0 | 0 | 0 | 0
Base VOM Costs by Reporting Type: VACAR
ReportingType | 2015 | 2020 | 2025 | 2030 | 2035 | 2040
BM | 0.03 | 12.99 | 38.72 | 43.02 | 45.88 | 51.14
CC | 173.85 | 161.21 | 135.23 | 167.43 | 238.77 | 332.01
CSP | 0 | 0 | 0 | 0 | 0 | 0
CT | 0.73 | 0.73 | 1.3 | 1.04 | 3.57 | 4.25
Coal | 291.57 | 307.42 | 377.82 | 402.9 | 472.52 | 527.79
Geo | 0 | 0 | 0 | 0 | 0 | 0
H | 0 | 0 | 0 | 0 | 0 | 0
LFG | 0.01 | 0.01 | 0.01 | 0.01 | 0.01 | 0.01
Nuc | 211.36 | 248.42 | 248.42 | 248.42 | 188.36 | 154
PS | 0 | 0 | 0 | 0 | 0 | 0
PV | 0 | 0 | 0 | 0 | 0 | 0
PeakG | 0.94 | 1.65 | 2.92 | 3.04 | 3.14 | 3.23
PeakO | 0 | 0 | 0 | 0 | 0 | 0
ST | 0 | 0 | 0 | 0 | 0 | 0
STOG | 0 | 0 | 0 | 0 | 0 | 0
STWD | 4.67 | 4.67 | 2.39 | 2.88 | 4.67 | 4.67
WT | 0 | 0.08 | 0.08 | 0.08 | 0.08 | 0.08
IGCC | 0 | 0 | 0 | 0 | 0 | 0
DemandResponse | 0 | 0 | 0 | 0 | 0 | 0
IGCC-CCS | 0 | 0 | 0 | 0 | 0 | 0
WT_off | 0 | 0 | 0 | 0 | 0 | 0
PseudoUnit | 0 | 0 | 0 | 0 | 0 | 0
FixedInterchange | 0 | 0 | 0 | 0 | 0 | 0
Base VOM Costs by Reporting Type: IESO
ReportingType | 2015 | 2020 | 2025 | 2030 | 2035 | 2040
BM | 0 | 0 | 0 | 0 | 0.02 | 0.02
CC | 2.86 | 3.92 | 5.49 | 6.61 | 36.06 | 99.44
CSP | 0 | 0 | 0 | 0 | 0 | 0
CT | 0 | 0 | 0 | 0.03 | 0.39 | 1.45
Coal | 0 | 0 | 0 | 0 | 0 | 0
Geo | 0 | 0 | 0 | 0 | 0 | 0
H | 0 | 0 | 0 | 0 | 0 | 0
LFG | 0.01 | 0.01 | 0.01 | 0.01 | 0.01 | 0.01
Nuc | 240.73 | 240.73 | 240.73 | 240.73 | 221.68 | 193.2
PS | 0 | 0 | 0 | 0 | 0 | 0
PV | 0 | 0 | 0 | 0 | 0 | 0
PeakG | 0 | 0 | 0 | 0.04 | 0.13 | 0.13
PeakO | 0 | 0 | 0 | 0 | 0 | 0
ST | 0 | 0 | 0 | 0 | 0 | 0
STOG | 0 | 0 | 0 | 0 | 0 | 0
STWD | 0 | 0 | 0 | 0 | 0 | 0
WT | 0.09 | 0.09 | 0.09 | 0.09 | 0.04 | 0.04
IGCC | 0 | 0 | 0 | 0 | 0 | 0
DemandResponse | 0 | 0 | 0 | 0 | 0 | 0
IGCC-CCS | 0 | 0 | 0 | 0 | 0 | 0
WT_off | 0 | 0 | 0 | 0 | 0 | 0
PseudoUnit | 0 | 0 | 0 | 0 | 0 | 0
FixedInterchange | 0 | 0 | 0 | 0 | 0 | 0
Base VOM Costs by Reporting Type: MAPP_CA
ReportingType | 2015 | 2020 | 2025 | 2030 | 2035 | 2040
BM | 0 | 0 | 0 | 0 | 0 | 0
CC | 28.17 | 38.83 | 43.03 | 52.34 | 64.3 | 61.93
CSP | 0 | 0 | 0 | 0 | 0 | 0
CT | 0 | 0 | 0 | 0 | 0 | 0.33
Coal | 0.51 | 1.01 | 2.47 | 8.63 | 15.9 | 18.14
Geo | 0 | 0 | 0 | 0 | 0 | 0
H | 0 | 0 | 0 | 0 | 0 | 0
LFG | 0 | 0 | 0 | 0 | 0 | 0
Nuc | 0 | 0 | 0 | 0 | 0 | 0
PS | 0 | 0 | 0 | 0 | 0 | 0
PV | 0 | 0 | 0 | 0 | 0 | 0
PeakG | 0 | 0 | 0 | 0.02 | 0 | 0
PeakO | 0 | 0 | 0 | 0 | 0 | 0
ST | 0 | 0 | 0 | 0 | 0 | 0
STOG | 0 | 0 | 0 | 0 | 0 | 0
STWD | 0 | 0 | 0 | 0 | 0 | 0
WT | 0.02 | 0.02 | 0.02 | 0.02 | 0.02 | 0.02
IGCC | 0 | 0 | 0 | 0 | 0 | 0
DemandResponse | 0 | 0 | 0 | 0 | 0 | 0
IGCC-CCS | 0 | 0 | 0 | 0 | 0 | 0
WT_off | 0 | 0 | 0 | 0 | 0 | 0
PseudoUnit | 0 | 0 | 0 | 0 | 0 | 0
FixedInterchange | 0 | 0 | 0 | 0 | 0 | 0
Base VOM Costs by Reporting Type: AZ_NM_SNV_Coal
ReportingType | 2015 | 2020 | 2025 | 2030 | 2035 | 2040
BM | 0 | 0 | 0 | 0 | 0 | 0
CC | 0 | 0 | 0 | 0 | 0 | 0
CSP | 0 | 0 | 0 | 0 | 0 | 0
CT | 0 | 0 | 0 | 0 | 0 | 0
Coal | 245.02 | 275.91 | 275.91 | 275.91 | 294.02 | 489.8
Geo | 0 | 0 | 0 | 0 | 0 | 0
H | 0 | 0 | 0 | 0 | 0 | 0
LFG | 0 | 0 | 0 | 0 | 0 | 0
Nuc | 0 | 0 | 0 | 0 | 0 | 0
PS | 0 | 0 | 0 | 0 | 0 | 0
PV | 0 | 0 | 0 | 0 | 0 | 0
PeakG | 0 | 0 | 0 | 0 | 0 | 0
PeakO | 0 | 0 | 0 | 0 | 0 | 0
ST | 0 | 0 | 0 | 0 | 0 | 0
STOG | 0 | 0 | 0 | 0 | 0 | 0
STWD | 0 | 0 | 0 | 0 | 0 | 0
WT | 0 | 0 | 0 | 0 | 0 | 0
IGCC | 0 | 0 | 0 | 0 | 0 | 0
DemandResponse | 0 | 0 | 0 | 0 | 0 | 0
IGCC-CCS | 0 | 0 | 0 | 0 | 0 | 0
WT_off | 0 | 0 | 0 | 0 | 0 | 0
PseudoUnit | 0 | 0 | 0 | 0 | 0 | 0
FixedInterchange | 0 | 0 | 0 | 0 | 0 | 0
Base VOM Costs by Reporting Type: AZ_NM_SNV_Gas
ReportingType | 2015 | 2020 | 2025 | 2030 | 2035 | 2040
BM | 0 | 0 | 0 | 0 | 0 | 0
CC | 254.3 | 291.12 | 299.25 | 372.39 | 488 | 472.5
CSP | 0 | 0 | 0 | 0 | 0 | 0
CT | 0 | 0 | 0.75 | 1.43 | 0 | 0
Coal | 0 | 0 | 0 | 0 | 0 | 0
Geo | 0 | 0 | 0 | 0 | 0 | 0
H | 0 | 0 | 0 | 0 | 0 | 0
LFG | 0 | 0 | 0 | 0 | 0 | 0
Nuc | 0 | 0 | 0 | 0 | 0 | 0
PS | 0 | 0 | 0 | 0 | 0 | 0
PV | 0 | 0 | 0 | 0 | 0 | 0
PeakG | 0 | 0 | 2.17 | 3.56 | 3.48 | 0
PeakO | 0 | 0 | 0 | 0 | 0 | 0
ST | 0 | 0 | 0 | 0 | 0 | 0
STOG | 0 | 0 | 0 | 0 | 0 | 0
STWD | 0 | 0 | 0 | 0 | 0 | 0
WT | 0 | 0 | 0 | 0 | 0 | 0
IGCC | 0 | 0 | 0 | 0 | 0 | 0
DemandResponse | 0 | 0 | 0 | 0 | 0 | 0
IGCC-CCS | 0 | 0 | 0 | 0 | 0 | 0
WT_off | 0 | 0 | 0 | 0 | 0 | 0
PseudoUnit | 0 | 0 | 0 | 0 | 0 | 0
FixedInterchange | 0 | 0 | 0 | 0 | 0 | 0
Base VOM Costs by Reporting Type: AZ_NM_SNV_NucRenew
ReportingType | 2015 | 2020 | 2025 | 2030 | 2035 | 2040
BM | 0 | 0 | 0 | 0 | 0 | 0
CC | 0 | 0 | 0 | 0 | 0 | 0
CSP | 0 | 0 | 0 | 0 | 0 | 0
CT | 0 | 0 | 0 | 0 | 0 | 0
Coal | 0 | 0 | 0 | 0 | 0 | 0
Geo | 0 | 0 | 116.31 | 116.31 | 116.31 | 116.31
H | 0 | 0 | 0 | 0 | 0 | 0
LFG | 0 | 0.01 | 0.01 | 0.01 | 0.01 | 0.01
Nuc | 71.66 | 71.66 | 71.66 | 71.66 | 71.66 | 71.66
PS | 0 | 0 | 0 | 0 | 0 | 0
PV | 0 | 0 | 0 | 0 | 0 | 0
PeakG | 0 | 0 | 0 | 0 | 0 | 0
PeakO | 0 | 0 | 0 | 0 | 0 | 0
ST | 0.01 | 0.03 | 0.04 | 0.04 | 0.04 | 0.04
STOG | 0 | 0 | 0 | 0 | 0 | 0
STWD | 0.43 | 0.43 | 0.04 | 0.36 | 0.36 | 0.36
WT | 0.02 | 0.28 | 0.28 | 0.29 | 0.29 | 0.29
IGCC | 0 | 0 | 0 | 0 | 0 | 0
DemandResponse | 0 | 0 | 0 | 0 | 0 | 0
IGCC-CCS | 0 | 0 | 0 | 0 | 0 | 0
WT_off | 0 | 0 | 0 | 0 | 0 | 0
PseudoUnit | 0 | 0 | 0 | 0 | 0 | 0
FixedInterchange | 0 | 0 | 0 | 0 | 0 | 0
Base VOM Costs by Reporting Type: ERCOT
ReportingType | 2015 | 2020 | 2025 | 2030 | 2035 | 2040
BM | 0 | 0 | 0.02 | 0.09 | 0.76 | 0.5
CC | 437.93 | 454.31 | 440.84 | 479.27 | 532.11 | 556.98
CSP | 0 | 0 | 0 | 0 | 0 | 0
CT | 0 | 0.05 | 0.25 | 0.08 | 0.08 | 0.08
Coal | 346.53 | 445.73 | 502.47 | 504.7 | 533.49 | 580.24
Geo | 0 | 0 | 0 | 0 | 0 | 0
H | 0 | 0 | 0 | 0 | 0 | 0
LFG | 0.01 | 0.01 | 0.01 | 0.04 | 0.04 | 0.04
Nuc | 94.14 | 94.14 | 94.14 | 94.14 | 94.14 | 94.14
PS | 0 | 0 | 0 | 0 | 0 | 0
PV | 0 | 0 | 0 | 0 | 0 | 0
PeakG | 0 | 0.1 | 0.82 | 0.82 | 0.68 | 0.37
PeakO | 0 | 0 | 0 | 0 | 0 | 0
ST | 0 | 0 | 0 | 0 | 0 | 0
STOG | 9.97 | 12.89 | 17.81 | 16.81 | 15.42 | 12.94
STWD | 0 | 0 | 0 | 0 | 0 | 0
WT | 0.32 | 0.32 | 0.32 | 0.32 | 0.32 | 0.45
IGCC | 0 | 0 | 0 | 0 | 0 | 0
DemandResponse | 0 | 0 | 0 | 0 | 0 | 0
IGCC-CCS | 0 | 0 | 0 | 0 | 0 | 0
WT_off | 0 | 0 | 0 | 0 | 0 | 0
PseudoUnit | 0 | 0 | 0 | 0 | 0 | 0
FixedInterchange | 0 | 0 | 0 | 0 | 0 | 0
Base VOM Costs by Reporting Type: NP15
ReportingType | 2015 | 2020 | 2025 | 2030 | 2035 | 2040
BM | 0 | 0 | 0 | 0 | 0 | 0
CC | 101.19 | 70.33 | 90.42 | 58.92 | 38.33 | 23.94
CSP | 0 | 0 | 0 | 0 | 0 | 0
CT | 0 | 0 | 0 | 0 | 0 | 0
Coal | 0.76 | 0.76 | 0.76 | 0.24 | 0 | 0
Geo | 0.11 | 27.4 | 48.23 | 48.23 | 48.23 | 48.23
H | 0 | 0 | 0 | 0 | 0 | 0
LFG | 0.01 | 0.06 | 0.06 | 0.06 | 0.06 | 0.06
Nuc | 42.53 | 42.53 | 42.53 | 42.53 | 42.53 | 42.53
PS | 0 | 0 | 0 | 0 | 0 | 0
PV | 0 | 0 | 0 | 0 | 0 | 0
PeakG | 0 | 0 | 0 | 0 | 0 | 0.2
PeakO | 0 | 0 | 0 | 0 | 0 | 0
ST | 0 | 0 | 0 | 0 | 0 | 0
STOG | 0.32 | 0.21 | 0.47 | 0.64 | 0.47 | 0.83
STWD | 7.35 | 7.35 | 0.01 | 4.3 | 4.33 | 4.48
WT | 0.04 | 0.13 | 0.13 | 0.13 | 0.13 | 0.13
IGCC | 0 | 0 | 0 | 0 | 0 | 0
DemandResponse | 0 | 0 | 0 | 0 | 0 | 0
IGCC-CCS | 0 | 0 | 0 | 0 | 0 | 0
WT_off | 0 | 0 | 0 | 0 | 0 | 0
PseudoUnit | 0 | 0 | 0 | 0 | 0 | 0
FixedInterchange | 0 | 0 | 0 | 0 | 0 | 0
Base VOM Costs by Reporting Type: NWPP_Coal
ReportingType | 2015 | 2020 | 2025 | 2030 | 2035 | 2040
BM | 0 | 0 | 0 | 0 | 0 | 0
CC | 0 | 0 | 0 | 0 | 0 | 0
CSP | 0 | 0 | 0 | 0 | 0 | 0
CT | 0 | 0 | 0 | 0 | 0 | 0
Coal | 327.97 | 327.97 | 327.97 | 327.97 | 349.5 | 385.5
Geo | 0 | 0 | 0 | 0 | 0 | 0
H | 0 | 0 | 0 | 0 | 0 | 0
LFG | 0 | 0 | 0 | 0 | 0 | 0
Nuc | 0 | 0 | 0 | 0 | 0 | 0
PS | 0 | 0 | 0 | 0 | 0 | 0
PV | 0 | 0 | 0 | 0 | 0 | 0
PeakG | 0 | 0 | 0 | 0 | 0 | 0
PeakO | 0 | 0 | 0 | 0 | 0 | 0
ST | 0 | 0 | 0 | 0 | 0 | 0
STOG | 0 | 0 | 0 | 0 | 0 | 0
STWD | 0 | 0 | 0 | 0 | 0 | 0
WT | 0 | 0 | 0 | 0 | 0 | 0
IGCC | 0 | 0 | 0 | 0 | 0 | 0
DemandResponse | 0 | 0 | 0 | 0 | 0 | 0
IGCC-CCS | 0 | 0 | 0 | 0 | 0 | 0
WT_off | 0 | 0 | 0 | 0 | 0 | 0
PseudoUnit | 0 | 0 | 0 | 0 | 0 | 0
FixedInterchange | 0 | 0 | 0 | 0 | 0 | 0
Base VOM Costs by Reporting Type: NWPP_Gas
ReportingType | 2015 | 2020 | 2025 | 2030 | 2035 | 2040
BM | 0 | 0 | 0 | 0 | 0 | 0
CC | 122.48 | 122.48 | 124.36 | 252.01 | 324.8 | 359.05
CSP | 0 | 0 | 0 | 0 | 0 | 0
CT | 0 | 0 | 0 | 0 | 0 | 0
Coal | 0 | 0 | 0 | 0 | 0 | 30.89
Geo | 0 | 0 | 0 | 0 | 0 | 0
H | 0 | 0 | 0 | 0 | 0 | 0
LFG | 0 | 0 | 0 | 0 | 0 | 0
Nuc | 0 | 0 | 0 | 0 | 0 | 0
PS | 0 | 0 | 0 | 0 | 0 | 0
PV | 0 | 0 | 0 | 0 | 0 | 0
PeakG | 0 | 0 | 0 | 0 | 0 | 0
PeakO | 0 | 0 | 0 | 0 | 0 | 0
ST | 0 | 0 | 0 | 0 | 0 | 0
STOG | 0 | 0 | 0 | 0 | 0 | 0
STWD | 0 | 0 | 0 | 0 | 0 | 0
WT | 0 | 0 | 0 | 0 | 0 | 0
IGCC | 0 | 0 | 0 | 0 | 0 | 0
DemandResponse | 0 | 0 | 0 | 0 | 0 | 0
IGCC-CCS | 0 | 0 | 0 | 0 | 0 | 0
WT_off | 0 | 0 | 0 | 0 | 0 | 0
PseudoUnit | 0 | 0 | 0 | 0 | 0 | 0
FixedInterchange | 0 | 0 | 0 | 0 | 0 | 0
Base VOM Costs by Reporting Type: NWPP_NucRenew
ReportingType | 2015 | 2020 | 2025 | 2030 | 2035 | 2040
BM | 0 | 1.21 | 0 | 1.21 | 1.21 | 1.21
CC | 0 | 0 | 0 | 0 | 0 | 0
CSP | 0 | 0 | 0 | 0 | 0 | 0
CT | 0 | 0 | 0 | 0 | 0 | 0
Coal | 0 | 0 | 0 | 0 | 0 | 0
Geo | 6.93 | 6.93 | 41.74 | 41.74 | 41.74 | 41.74
H | 0 | 0 | 0 | 0 | 0 | 0
LFG | 0.01 | 0.01 | 0.03 | 0.03 | 0.03 | 0.03
Nuc | 20.91 | 20.91 | 20.91 | 20.91 | 20.91 | 20.91
PS | 0 | 0 | 0 | 0 | 0 | 0
PV | 0 | 0 | 0 | 0 | 0 | 0
PeakG | 0 | 0 | 0 | 0 | 0 | 0
PeakO | 0 | 0 | 0 | 0 | 0 | 0
ST | 0 | 0 | 0 | 0 | 0 | 0
STOG | 0 | 0 | 0 | 0 | 0 | 0
STWD | 0 | 0.13 | 0 | 0.45 | 0.45 | 0.45
WT | 0.19 | 0.19 | 0.19 | 0.19 | 0.19 | 0.19
IGCC | 0 | 0 | 0 | 0 | 0 | 0
DemandResponse | 0 | 0 | 0 | 0 | 0 | 0
IGCC-CCS | 0 | 0 | 0 | 0 | 0 | 0
WT_off | 0 | 0 | 0 | 0 | 0 | 0
PseudoUnit | 0 | 0 | 0 | 0 | 0 | 0
FixedInterchange | 0 | 0 | 0 | 0 | 0 | 0
Base VOM Costs by Reporting Type: RMPA
ReportingType | 2015 | 2020 | 2025 | 2030 | 2035 | 2040
BM | 0 | 0 | 0 | 0 | 0 | 0
CC | 18.36 | 20.04 | 9.58 | 9.93 | 7.17 | 6.07
CSP | 0 | 0 | 0 | 0 | 0 | 0
CT | 0 | 0 | 0 | 0 | 0 | 0
Coal | 197.11 | 192.54 | 183.15 | 183.15 | 236.33 | 294.9
Geo | 0 | 22.84 | 206.14 | 206.14 | 206.14 | 206.14
H | 0 | 0 | 0 | 0 | 0 | 0
LFG | 0 | 0 | 0 | 0 | 0 | 0
Nuc | 0 | 0 | 0 | 0 | 0 | 0
PS | 0 | 0 | 0 | 0 | 0 | 0
PV | 0 | 0 | 0 | 0 | 0 | 0
PeakG | 0.09 | 0.4 | 0.02 | 0.86 | 0.68 | 0.6
PeakO | 0 | 0 | 0 | 0 | 0 | 0
ST | 0 | 0.01 | 0.01 | 0.02 | 0.02 | 0.02
STOG | 0 | 0 | 0 | 0 | 0 | 0
STWD | 0 | 0 | 0 | 0 | 0 | 0
WT | 0.07 | 0.08 | 0.08 | 0.08 | 0.08 | 0.08
IGCC | 0 | 0 | 0 | 0 | 0 | 0
DemandResponse | 0 | 0 | 0 | 0 | 0 | 0
IGCC-CCS | 0 | 0 | 0 | 0 | 0 | 0
WT_off | 0 | 0 | 0 | 0 | 0 | 0
PseudoUnit | 0 | 0 | 0 | 0 | 0 | 0
FixedInterchange | 0 | 0 | 0 | 0 | 0 | 0
Base VOM Costs by Reporting Type: SP15
ReportingType | 2015 | 2020 | 2025 | 2030 | 2035 | 2040
BM | 0.22 | 0.22 | 0.01 | 0.2 | 0.16 | 0.16
CC | 102.48 | 47.7 | 51.44 | 45.48 | 35.98 | 26.76
CSP | 0 | 0 | 0 | 0 | 0 | 0
CT | 0 | 0 | 0 | 0 | 0 | 0
Coal | 2.71 | 2.71 | 2.4 | 1.66 | 0 | 0
Geo | 4.1 | 120.4 | 120.4 | 120.4 | 120.4 | 120.4
H | 0 | 0 | 0 | 0 | 0 | 0
LFG | 0.02 | 0.07 | 0.07 | 0.07 | 0.07 | 0.07
Nuc | 41.61 | 41.61 | 41.61 | 41.61 | 41.61 | 41.61
PS | 0 | 0 | 0 | 0 | 0 | 0
PV | 0 | 0 | 0 | 0 | 0 | 0
PeakG | 0 | 0 | 0 | 0 | 0 | 0
PeakO | 0 | 0 | 0 | 0 | 0 | 0
ST | 0.02 | 0.02 | 0.02 | 0.02 | 0.02 | 0.02
STOG | 0.52 | 0.55 | 0.16 | 0.39 | 0.79 | 1.34
STWD | 1.98 | 1.98 | 0.05 | 1.22 | 1.22 | 1.06
WT | 0.07 | 0.07 | 0.07 | 0.07 | 0.07 | 0.07
IGCC | 0 | 0 | 0 | 0 | 0 | 0
DemandResponse | 0 | 0 | 0 | 0 | 0 | 0
IGCC-CCS | 0 | 0 | 0 | 0 | 0 | 0
WT_off | 0 | 0 | 0 | 0 | 0 | 0
PseudoUnit | 0 | 0 | 0 | 0 | 0 | 0
FixedInterchange | 0 | 0 | 0 | 0 | 0 | 0
Base VOM Costs by Reporting Type: ALB
ReportingType | 2015 | 2020 | 2025 | 2030 | 2035 | 2040
BM | 0 | 0 | 0 | 0 | 0 | 0
CC | 47.15 | 66.85 | 82.04 | 104.81 | 128.61 | 152.79
CSP | 0 | 0 | 0 | 0 | 0 | 0
CT | 0 | 0 | 0 | 0 | 0 | 0
Coal | 167.67 | 167.67 | 167.67 | 167.67 | 167.67 | 167.67
Geo | 0 | 0 | 0 | 0 | 0 | 0
H | 0 | 0 | 0 | 0 | 0 | 0
LFG | 0 | 0 | 0 | 0 | 0 | 0
Nuc | 0 | 0 | 0 | 0 | 0 | 0
PS | 0 | 0 | 0 | 0 | 0 | 0
PV | 0 | 0 | 0 | 0 | 0 | 0
PeakG | 0 | 0 | 0 | 0 | 0 | 0
PeakO | 0 | 0 | 0 | 0 | 0 | 0
ST | 0 | 0 | 0 | 0 | 0 | 0
STOG | 0 | 0 | 0 | 0 | 0 | 0
STWD | 0 | 0 | 0 | 0 | 0 | 0
WT | 0.02 | 0.02 | 0.02 | 0.02 | 0.02 | 0.02
IGCC | 0 | 0 | 0 | 0 | 0 | 0
DemandResponse | 0 | 0 | 0 | 0 | 0 | 0
IGCC-CCS | 0 | 0 | 0 | 0 | 0 | 0
WT_off | 0 | 0 | 0 | 0 | 0 | 0
PseudoUnit | 0 | 0 | 0 | 0 | 0 | 0
FixedInterchange | 0 | 0 | 0 | 0 | 0 | 0
Base VOM Costs by Reporting Type: BC
ReportingType | 2015 | 2020 | 2025 | 2030 | 2035 | 2040
BM | 0 | 0 | 0 | 0 | 0 | 0
CC | 33.57 | 44.95 | 62.07 | 75.98 | 96.36 | 117.75
CSP | 0 | 0 | 0 | 0 | 0 | 0
CT | 0 | 0 | 0 | 0 | 0 | 0
Coal | 0 | 0 | 0 | 0 | 0 | 0
Geo | 0 | 0 | 0 | 0 | 0 | 0
H | 0 | 0 | 0 | 0 | 0 | 0
LFG | 0 | 0 | 0 | 0 | 0 | 0
Nuc | 0 | 0 | 0 | 0 | 0 | 0
PS | 0 | 0 | 0 | 0 | 0 | 0
PV | 0 | 0 | 0 | 0 | 0 | 0
PeakG | 0 | 0 | 0 | 0 | 0 | 0
PeakO | 0 | 0 | 0 | 0 | 0 | 0
ST | 0 | 0 | 0 | 0 | 0 | 0
STOG | 0 | 0 | 0 | 0 | 0 | 0
STWD | 0 | 0 | 0 | 0 | 0 | 0
WT | 0.01 | 0.01 | 0.01 | 0.01 | 0.01 | 0.01
IGCC | 0 | 0 | 0 | 0 | 0 | 0
DemandResponse | 0 | 0 | 0 | 0 | 0 | 0
IGCC-CCS | 0 | 0 | 0 | 0 | 0 | 0
WT_off | 0 | 0 | 0 | 0 | 0 | 0
PseudoUnit | 0 | 0 | 0 | 0 | 0 | 0
FixedInterchange | 0 | 0 | 0 | 0 | 0 | 0
Base VOM Costs by Reporting Type: HQ_IESO
ReportingType | 2015 | 2020 | 2025 | 2030 | 2035 | 2040
BM | 0 | 0 | 0 | 0 | 0 | 0
CC | 0 | 0 | 0 | 0 | 0 | 0
CSP | 0 | 0 | 0 | 0 | 0 | 0
CT | 0 | 0 | 0 | 0 | 0 | 0
Coal | 0 | 0 | 0 | 0 | 0 | 0
Geo | 0 | 0 | 0 | 0 | 0 | 0
H | 0 | 0 | 0 | 0 | 0 | 0
LFG | 0 | 0 | 0 | 0 | 0 | 0
Nuc | 0 | 0 | 0 | 0 | 0 | 0
PS | 0 | 0 | 0 | 0 | 0 | 0
PV | 0 | 0 | 0 | 0 | 0 | 0
PeakG | 0 | 0 | 0 | 0 | 0 | 0
PeakO | 0 | 0 | 0 | 0 | 0 | 0
ST | 0 | 0 | 0 | 0 | 0 | 0
STOG | 0 | 0 | 0 | 0 | 0 | 0
STWD | 0 | 0 | 0 | 0 | 0 | 0
WT | 0 | 0 | 0 | 0 | 0 | 0
IGCC | 0 | 0 | 0 | 0 | 0 | 0
DemandResponse | 0 | 0 | 0 | 0 | 0 | 0
IGCC-CCS | 0 | 0 | 0 | 0 | 0 | 0
WT_off | 0 | 0 | 0 | 0 | 0 | 0
PseudoUnit | 0 | 0 | 0 | 0 | 0 | 0
FixedInterchange | 0 | 0 | 0 | 0 | 0 | 0
Base VOM Costs by Reporting Type: HQ_NEISO
ReportingType | 2015 | 2020 | 2025 | 2030 | 2035 | 2040
BM | 0 | 0 | 0 | 0 | 0 | 0
CC | 0 | 0 | 0 | 0 | 0 | 0
CSP | 0 | 0 | 0 | 0 | 0 | 0
CT | 0 | 0 | 0 | 0 | 0 | 0
Coal | 0 | 0 | 0 | 0 | 0 | 0
Geo | 0 | 0 | 0 | 0 | 0 | 0
H | 0 | 0 | 0 | 0 | 0 | 0
LFG | 0 | 0 | 0 | 0 | 0 | 0
Nuc | 0 | 0 | 0 | 0 | 0 | 0
PS | 0 | 0 | 0 | 0 | 0 | 0
PV | 0 | 0 | 0 | 0 | 0 | 0
PeakG | 0 | 0 | 0 | 0 | 0 | 0
PeakO | 0 | 0 | 0 | 0 | 0 | 0
ST | 0 | 0 | 0 | 0 | 0 | 0
STOG | 0 | 0 | 0 | 0 | 0 | 0
STWD | 0 | 0 | 0 | 0 | 0 | 0
WT | 0 | 0 | 0 | 0 | 0 | 0
IGCC | 0 | 0 | 0 | 0 | 0 | 0
DemandResponse | 0 | 0 | 0 | 0 | 0 | 0
IGCC-CCS | 0 | 0 | 0 | 0 | 0 | 0
WT_off | 0 | 0 | 0 | 0 | 0 | 0
PseudoUnit | 0 | 0 | 0 | 0 | 0 | 0
FixedInterchange | 0 | 0 | 0 | 0 | 0 | 0
Base VOM Costs by Reporting Type: HQ_NY
ReportingType | 2015 | 2020 | 2025 | 2030 | 2035 | 2040
BM | 0 | 0 | 0 | 0 | 0 | 0
CC | 0 | 0 | 0 | 0 | 0 | 0
CSP | 0 | 0 | 0 | 0 | 0 | 0
CT | 0 | 0 | 0 | 0 | 0 | 0
Coal | 0 | 0 | 0 | 0 | 0 | 0
Geo | 0 | 0 | 0 | 0 | 0 | 0
H | 0 | 0 | 0 | 0 | 0 | 0
LFG | 0 | 0 | 0 | 0 | 0 | 0
Nuc | 0 | 0 | 0 | 0 | 0 | 0
PS | 0 | 0 | 0 | 0 | 0 | 0
PV | 0 | 0 | 0 | 0 | 0 | 0
PeakG | 0 | 0 | 0 | 0 | 0 | 0
PeakO | 0 | 0 | 0 | 0 | 0 | 0
ST | 0 | 0 | 0 | 0 | 0 | 0
STOG | 0 | 0 | 0 | 0 | 0 | 0
STWD | 0 | 0 | 0 | 0 | 0 | 0
WT | 0 | 0 | 0 | 0 | 0 | 0
IGCC | 0 | 0 | 0 | 0 | 0 | 0
DemandResponse | 0 | 0 | 0 | 0 | 0 | 0
IGCC-CCS | 0 | 0 | 0 | 0 | 0 | 0
WT_off | 0 | 0 | 0 | 0 | 0 | 0
PseudoUnit | 0 | 0 | 0 | 0 | 0 | 0
FixedInterchange | 0 | 0 | 0 | 0 | 0 | 0
Base VOM Costs by Reporting Type: MARITIMES
ReportingType | 2015 | 2020 | 2025 | 2030 | 2035 | 2040
BM | 0 | 0 | 0 | 0 | 0 | 0
CC | 0 | 0 | 0 | 0 | 0 | 0
CSP | 0 | 0 | 0 | 0 | 0 | 0
CT | 0 | 0 | 0 | 0 | 0 | 0
Coal | 0 | 0 | 0 | 0 | 0 | 0
Geo | 0 | 0 | 0 | 0 | 0 | 0
H | 0 | 0 | 0 | 0 | 0 | 0
LFG | 0 | 0 | 0 | 0 | 0 | 0
Nuc | 0 | 0 | 0 | 0 | 0 | 0
PS | 0 | 0 | 0 | 0 | 0 | 0
PV | 0 | 0 | 0 | 0 | 0 | 0
PeakG | 0 | 0 | 0 | 0 | 0 | 0
PeakO | 0 | 0 | 0 | 0 | 0 | 0
ST | 0 | 0 | 0 | 0 | 0 | 0
STOG | 0 | 0 | 0 | 0 | 0 | 0
STWD | 0 | 0 | 0 | 0 | 0 | 0
WT | 0 | 0 | 0 | 0 | 0 | 0
IGCC | 0 | 0 | 0 | 0 | 0 | 0
DemandResponse | 0 | 0 | 0 | 0 | 0 | 0
IGCC-CCS | 0 | 0 | 0 | 0 | 0 | 0
WT_off | 0 | 0 | 0 | 0 | 0 | 0
PseudoUnit | 0 | 0 | 0 | 0 | 0 | 0
FixedInterchange | 0 | 0 | 0 | 0 | 0 | 0
Base VOM Costs by Reporting Type: All
ReportingType | 2015 | 2020 | 2025 | 2030 | 2035 | 2040
BM | 10.99 | 26.43 | 45.08 | 52.5 | 61.34 | 64.08
CC | 2983.02 | 3101.87 | 3165.03 | 3761.49 | 4783.37 | 5466.24
CSP | 0 | 0 | 0 | 0 | 0 | 0
CT | 8.42 | 20.6 | 23.46 | 24.75 | 31.57 | 43.1
Coal | 6353.33 | 6589.73 | 6906.88 | 7003.39 | 7831.76 | 9187.02
Geo | 11.14 | 177.58 | 532.83 | 532.83 | 532.83 | 532.83
H | 0 | 0 | 0 | 0 | 0 | 0
LFG | 0.38 | 0.54 | 0.73 | 0.79 | 0.79 | 0.79
Nuc | 2164.81 | 2225.48 | 2225.48 | 2197.96 | 1706.52 | 1342.12
PS | 0 | 0 | 0 | 0 | 0 | 0
PV | 0.02 | 0.06 | 0.08 | 0.08 | 0.08 | 0.09
PeakG | 26.12 | 34.95 | 59.52 | 66.63 | 68.91 | 55.8
PeakO | 0 | 0 | 0 | 0 | 0 | 0
ST | 0.03 | 0.06 | 0.07 | 0.07 | 0.07 | 0.07
STOG | 35.1 | 39.13 | 46.83 | 45.8 | 44.1 | 41.82
STWD | 24.98 | 21.26 | 7.66 | 18.7 | 20.6 | 21.18
WT | 2.03 | 2.78 | 3 | 3.17 | 3.54 | 4.04
IGCC | 30.43 | 30.43 | 30.43 | 30.43 | 30.43 | 30.43
DemandResponse | 0 | 0 | 0 | 0 | 0 | 0
IGCC-CCS | 0 | 0 | 0 | 0 | 0 | 0
WT_off | 0.02 | 0.02 | 0.06 | 0.06 | 0.04 | 0.04
PseudoUnit | 0 | 0 | 0 | 0 | 0 | 0
FixedInterchange | 0 | 0 | 0 | 0 | 0 | 0
Base VOM Costs by Reporting Type: EI_US
ReportingType | 2015 | 2020 | 2025 | 2030 | 2035 | 2040
BM | 10.77 | 25 | 45.05 | 51 | 59.19 | 62.19
CC | 1834.53 | 1941.33 | 1956.49 | 2303.75 | 3031.65 | 3589.03
CSP | 0 | 0 | 0 | 0 | 0 | 0
CT | 8.42 | 20.54 | 22.47 | 23.21 | 31.1 | 41.24
Coal | 5065.04 | 5175.43 | 5444.06 | 5533.44 | 6234.84 | 7219.87
Geo | 0 | 0 | 0 | 0 | 0 | 0
H | 0 | 0 | 0 | 0 | 0 | 0
LFG | 0.32 | 0.38 | 0.54 | 0.57 | 0.57 | 0.57
Nuc | 1653.22 | 1713.9 | 1713.9 | 1686.38 | 1213.99 | 878.06
PS | 0 | 0 | 0 | 0 | 0 | 0
PV | 0 | 0.05 | 0.07 | 0.07 | 0.07 | 0.07
PeakG | 26.03 | 34.46 | 56.51 | 61.34 | 63.93 | 54.51
PeakO | 0 | 0 | 0 | 0 | 0 | 0
ST | 0 | 0 | 0 | 0 | 0 | 0
STOG | 24.29 | 25.49 | 28.39 | 27.96 | 27.42 | 26.71
STWD | 15.21 | 11.36 | 7.55 | 12.37 | 14.23 | 14.82
WT | 1.2 | 1.57 | 1.8 | 1.96 | 2.39 | 2.75
IGCC | 30.43 | 30.43 | 30.43 | 30.43 | 30.43 | 30.43
DemandResponse | 0 | 0 | 0 | 0 | 0 | 0
IGCC-CCS | 0 | 0 | 0 | 0 | 0 | 0
WT_off | 0.02 | 0.02 | 0.06 | 0.06 | 0.04 | 0.04
PseudoUnit | 0 | 0 | 0 | 0 | 0 | 0
FixedInterchange | 0 | 0 | 0 | 0 | 0 | 0
Base VOM Costs by Reporting Type: EI_Canada
ReportingType | 2015 | 2020 | 2025 | 2030 | 2035 | 2040
BM | 0 | 0 | 0 | 0 | 0.02 | 0.02
CC | 31.03 | 42.75 | 48.52 | 58.94 | 100.36 | 161.36
CSP | 0 | 0 | 0 | 0 | 0 | 0
CT | 0 | 0 | 0 | 0.03 | 0.39 | 1.78
Coal | 0.51 | 1.01 | 2.47 | 8.63 | 15.9 | 18.14
Geo | 0 | 0 | 0 | 0 | 0 | 0
H | 0 | 0 | 0 | 0 | 0 | 0
LFG | 0.01 | 0.01 | 0.01 | 0.01 | 0.01 | 0.01
Nuc | 240.73 | 240.73 | 240.73 | 240.73 | 221.68 | 193.2
PS | 0 | 0 | 0 | 0 | 0 | 0
PV | 0 | 0 | 0 | 0 | 0 | 0
PeakG | 0 | 0 | 0 | 0.06 | 0.13 | 0.13
PeakO | 0 | 0 | 0 | 0 | 0 | 0
ST | 0 | 0 | 0 | 0 | 0 | 0
STOG | 0 | 0 | 0 | 0 | 0 | 0
STWD | 0 | 0 | 0 | 0 | 0 | 0
WT | 0.11 | 0.11 | 0.11 | 0.11 | 0.05 | 0.05
IGCC | 0 | 0 | 0 | 0 | 0 | 0
DemandResponse | 0 | 0 | 0 | 0 | 0 | 0
IGCC-CCS | 0 | 0 | 0 | 0 | 0 | 0
WT_off | 0 | 0 | 0 | 0 | 0 | 0
PseudoUnit | 0 | 0 | 0 | 0 | 0 | 0
FixedInterchange | 0 | 0 | 0 | 0 | 0 | 0
Base VOM Costs by Reporting Type: EI
ReportingType | 2015 | 2020 | 2025 | 2030 | 2035 | 2040
BM | 10.77 | 25 | 45.05 | 51 | 59.2 | 62.2
CC | 1865.55 | 1984.08 | 2005.01 | 2362.69 | 3132.01 | 3750.39
CSP | 0 | 0 | 0 | 0 | 0 | 0
CT | 8.42 | 20.54 | 22.47 | 23.25 | 31.49 | 43.02
Coal | 5065.56 | 5176.44 | 5446.53 | 5542.07 | 6250.74 | 7238.01
Geo | 0 | 0 | 0 | 0 | 0 | 0
H | 0 | 0 | 0 | 0 | 0 | 0
LFG | 0.33 | 0.39 | 0.55 | 0.58 | 0.58 | 0.58
Nuc | 1893.95 | 1954.63 | 1954.63 | 1927.11 | 1435.67 | 1071.27
PS | 0 | 0 | 0 | 0 | 0 | 0
PV | 0.01 | 0.05 | 0.07 | 0.07 | 0.07 | 0.08
PeakG | 26.03 | 34.46 | 56.52 | 61.4 | 64.06 | 54.64
PeakO | 0 | 0 | 0 | 0 | 0 | 0
ST | 0 | 0 | 0 | 0 | 0 | 0
STOG | 24.29 | 25.49 | 28.39 | 27.96 | 27.42 | 26.71
STWD | 15.21 | 11.36 | 7.55 | 12.37 | 14.23 | 14.82
WT | 1.31 | 1.68 | 1.91 | 2.07 | 2.44 | 2.81
IGCC | 30.43 | 30.43 | 30.43 | 30.43 | 30.43 | 30.43
DemandResponse | 0 | 0 | 0 | 0 | 0 | 0
IGCC-CCS | 0 | 0 | 0 | 0 | 0 | 0
WT_off | 0.02 | 0.02 | 0.06 | 0.06 | 0.04 | 0.04
PseudoUnit | 0 | 0 | 0 | 0 | 0 | 0
FixedInterchange | 0 | 0 | 0 | 0 | 0 | 0
Base VOM Costs by Reporting Type: Outside_EI
ReportingType | 2015 | 2020 | 2025 | 2030 | 2035 | 2040
BM | 0.22 | 1.44 | 0.03 | 1.5 | 2.14 | 1.88
CC | 1117.47 | 1117.79 | 1160.01 | 1398.79 | 1651.36 | 1715.85
CSP | 0 | 0 | 0 | 0 | 0 | 0
CT | 0 | 0.05 | 0.99 | 1.51 | 0.08 | 0.08
Coal | 1287.77 | 1413.3 | 1460.35 | 1461.32 | 1581.02 | 1949.01
Geo | 11.13 | 177.57 | 532.83 | 532.83 | 532.83 | 532.83
H | 0 | 0 | 0 | 0 | 0 | 0
LFG | 0.05 | 0.15 | 0.17 | 0.2 | 0.2 | 0.2
Nuc | 270.85 | 270.85 | 270.85 | 270.85 | 270.85 | 270.85
PS | 0 | 0 | 0 | 0 | 0 | 0
PV | 0.01 | 0.01 | 0.01 | 0.01 | 0.01 | 0.01
PeakG | 0.09 | 0.5 | 3.01 | 5.24 | 4.85 | 1.17
PeakO | 0 | 0 | 0 | 0 | 0 | 0
ST | 0.03 | 0.06 | 0.07 | 0.07 | 0.07 | 0.07
STOG | 10.81 | 13.64 | 18.44 | 17.84 | 16.68 | 15.11
STWD | 9.77 | 9.89 | 0.1 | 6.33 | 6.36 | 6.36
WT | 0.72 | 1.09 | 1.09 | 1.1 | 1.1 | 1.23
IGCC | 0 | 0 | 0 | 0 | 0 | 0
DemandResponse | 0 | 0 | 0 | 0 | 0 | 0
IGCC-CCS | 0 | 0 | 0 | 0 | 0 | 0
WT_off | 0 | 0 | 0 | 0 | 0 | 0
PseudoUnit | 0 | 0 | 0 | 0 | 0 | 0
FixedInterchange | 0 | 0 | 0 | 0 | 0 | 0
#9 | Retrofit VOM Costs ($million)
Retrofit VOM Costs by Reporting Type: Entergy
ReportingType | 2015 | 2020 | 2025 | 2030 | 2035 | 2040
BM | 0 | 0 | 0 | 0 | 0 | 0
CC | 0 | 0 | 0 | 0 | 0 | 0
CSP | 0 | 0 | 0 | 0 | 0 | 0
CT | 0 | 0 | 0 | 0 | 0 | 0
Coal | 14.32 | 16.14 | 16.14 | 16.14 | 16.14 | 420
Geo | 0 | 0 | 0 | 0 | 0 | 0
H | 0 | 0 | 0 | 0 | 0 | 0
LFG | 0 | 0 | 0 | 0 | 0 | 0
Nuc | 0 | 0 | 0 | 0 | 0 | 0
PS | 0 | 0 | 0 | 0 | 0 | 0
PV | 0 | 0 | 0 | 0 | 0 | 0
PeakG | 0 | 0 | 0 | 0 | 0 | 0
PeakO | 0 | 0 | 0 | 0 | 0 | 0
ST | 0 | 0 | 0 | 0 | 0 | 0
STOG | 0 | 0 | 0 | 0 | 0 | 0
STWD | 0 | 0 | 0 | 0 | 0 | 0
WT | 0 | 0 | 0 | 0 | 0 | 0
IGCC | 0 | 0 | 0 | 0 | 0 | 0
DemandResponse | 0 | 0 | 0 | 0 | 0 | 0
IGCC-CCS | 0 | 0 | 0 | 0 | 0 | 0
WT_off | 0 | 0 | 0 | 0 | 0 | 0
PseudoUnit | 0 | 0 | 0 | 0 | 0 | 0
FixedInterchange | 0 | 0 | 0 | 0 | 0 | 0
Retrofit VOM Costs by Reporting Type: FRCC
ReportingType | 2015 | 2020 | 2025 | 2030 | 2035 | 2040
BM | 0 | 0 | 0 | 0 | 0 | 0
CC | 0 | 0 | 0 | 0 | 0 | 0
CSP | 0 | 0 | 0 | 0 | 0 | 0
CT | 0 | 0 | 0 | 0 | 0 | 0
Coal | 219.08 | 241.83 | 266.59 | 271.97 | 283.09 | 309.24
Geo | 0 | 0 | 0 | 0 | 0 | 0
H | 0 | 0 | 0 | 0 | 0 | 0
LFG | 0 | 0 | 0 | 0 | 0 | 0
Nuc | 0 | 0 | 0 | 0 | 0 | 0
PS | 0 | 0 | 0 | 0 | 0 | 0
PV | 0 | 0 | 0 | 0 | 0 | 0
PeakG | 0 | 0 | 0 | 0 | 0 | 0
PeakO | 0 | 0 | 0 | 0 | 0 | 0
ST | 0 | 0 | 0 | 0 | 0 | 0
STOG | 0 | 0 | 0 | 0 | 0 | 0
STWD | 0 | 0 | 0 | 0 | 0 | 0
WT | 0 | 0 | 0 | 0 | 0 | 0
IGCC | 0 | 0 | 0 | 0 | 0 | 0
DemandResponse | 0 | 0 | 0 | 0 | 0 | 0
IGCC-CCS | 0 | 0 | 0 | 0 | 0 | 0
WT_off | 0 | 0 | 0 | 0 | 0 | 0
PseudoUnit | 0 | 0 | 0 | 0 | 0 | 0
FixedInterchange | 0 | 0 | 0 | 0 | 0 | 0
Retrofit VOM Costs by Reporting Type: MAPP_US
ReportingType | 2015 | 2020 | 2025 | 2030 | 2035 | 2040
BM | 0 | 0 | 0 | 0 | 0 | 0
CC | 0 | 0 | 0 | 0 | 0 | 0
CSP | 0 | 0 | 0 | 0 | 0 | 0
CT | 0 | 0 | 0 | 0 | 0 | 0
Coal | 89.95 | 93.38 | 93.38 | 94.43 | 94.43 | 137.12
Geo | 0 | 0 | 0 | 0 | 0 | 0
H | 0 | 0 | 0 | 0 | 0 | 0
LFG | 0 | 0 | 0 | 0 | 0 | 0
Nuc | 0 | 0 | 0 | 0 | 0 | 0
PS | 0 | 0 | 0 | 0 | 0 | 0
PV | 0 | 0 | 0 | 0 | 0 | 0
PeakG | 0 | 0 | 0 | 0 | 0 | 0
PeakO | 0 | 0 | 0 | 0 | 0 | 0
ST | 0 | 0 | 0 | 0 | 0 | 0
STOG | 0 | 0 | 0 | 0 | 0 | 0
STWD | 0 | 0 | 0 | 0 | 0 | 0
WT | 0 | 0 | 0 | 0 | 0 | 0
IGCC | 0 | 0 | 0 | 0 | 0 | 0
DemandResponse | 0 | 0 | 0 | 0 | 0 | 0
IGCC-CCS | 0 | 0 | 0 | 0 | 0 | 0
WT_off | 0 | 0 | 0 | 0 | 0 | 0
PseudoUnit | 0 | 0 | 0 | 0 | 0 | 0
FixedInterchange | 0 | 0 | 0 | 0 | 0 | 0
Retrofit VOM Costs by Reporting Type: MISO_IN
ReportingType | 2015 | 2020 | 2025 | 2030 | 2035 | 2040
BM | 0 | 0 | 0 | 0 | 0 | 0
CC | 0 | 0 | 0 | 0 | 0 | 0
CSP | 0 | 0 | 0 | 0 | 0 | 0
CT | 0 | 0 | 0 | 0 | 0 | 0
Coal | 302.07 | 327.71 | 350.98 | 371.29 | 386.97 | 612.88
Geo | 0 | 0 | 0 | 0 | 0 | 0
H | 0 | 0 | 0 | 0 | 0 | 0
LFG | 0 | 0 | 0 | 0 | 0 | 0
Nuc | 0 | 0 | 0 | 0 | 0 | 0
PS | 0 | 0 | 0 | 0 | 0 | 0
PV | 0 | 0 | 0 | 0 | 0 | 0
PeakG | 0 | 0 | 0 | 0 | 0 | 0
PeakO | 0 | 0 | 0 | 0 | 0 | 0
ST | 0 | 0 | 0 | 0 | 0 | 0
STOG | 0 | 0 | 0 | 0 | 0 | 0
STWD | 0 | 0 | 0 | 0 | 0 | 0
WT | 0 | 0 | 0 | 0 | 0 | 0
IGCC | 0 | 0 | 0 | 0 | 0 | 0
DemandResponse | 0 | 0 | 0 | 0 | 0 | 0
IGCC-CCS | 0 | 0 | 0 | 0 | 0 | 0
WT_off | 0 | 0 | 0 | 0 | 0 | 0
PseudoUnit | 0 | 0 | 0 | 0 | 0 | 0
FixedInterchange | 0 | 0 | 0 | 0 | 0 | 0
Retrofit VOM Costs by Reporting Type: MISO_MI
ReportingType | 2015 | 2020 | 2025 | 2030 | 2035 | 2040
BM | 0 | 0 | 0 | 0 | 0 | 0
CC | 0 | 0 | 0 | 0 | 0 | 0
CSP | 0 | 0 | 0 | 0 | 0 | 0
CT | 0 | 0 | 0 | 0 | 0 | 0
Coal | 37.86 | 58.95 | 69.14 | 74.03 | 75.98 | 391.22
Geo | 0 | 0 | 0 | 0 | 0 | 0
H | 0 | 0 | 0 | 0 | 0 | 0
LFG | 0 | 0 | 0 | 0 | 0 | 0
Nuc | 0 | 0 | 0 | 0 | 0 | 0
PS | 0 | 0 | 0 | 0 | 0 | 0
PV | 0 | 0 | 0 | 0 | 0 | 0
PeakG | 0 | 0 | 0 | 0 | 0 | 0
PeakO | 0 | 0 | 0 | 0 | 0 | 0
ST | 0 | 0 | 0 | 0 | 0 | 0
STOG | 0 | 0 | 0 | 0 | 0 | 0
STWD | 0 | 0 | 0 | 0 | 0 | 0
WT | 0 | 0 | 0 | 0 | 0 | 0
IGCC | 0 | 0 | 0 | 0 | 0 | 0
DemandResponse | 0 | 0 | 0 | 0 | 0 | 0
IGCC-CCS | 0 | 0 | 0 | 0 | 0 | 0
WT_off | 0 | 0 | 0 | 0 | 0 | 0
PseudoUnit | 0 | 0 | 0 | 0 | 0 | 0
FixedInterchange | 0 | 0 | 0 | 0 | 0 | 0
Retrofit VOM Costs by Reporting Type: MISO_MO-IL
ReportingType | 2015 | 2020 | 2025 | 2030 | 2035 | 2040
BM | 0 | 0 | 0 | 0 | 0 | 0
CC | 0 | 0 | 0 | 0 | 0 | 0
CSP | 0 | 0 | 0 | 0 | 0 | 0
CT | 0 | 0 | 0 | 0 | 0 | 0
Coal | 111.2 | 124.04 | 144.85 | 155.17 | 169 | 740.21
Geo | 0 | 0 | 0 | 0 | 0 | 0
H | 0 | 0 | 0 | 0 | 0 | 0
LFG | 0 | 0 | 0 | 0 | 0 | 0
Nuc | 0 | 0 | 0 | 0 | 0 | 0
PS | 0 | 0 | 0 | 0 | 0 | 0
PV | 0 | 0 | 0 | 0 | 0 | 0
PeakG | 0 | 0 | 0 | 0 | 0 | 0
PeakO | 0 | 0 | 0 | 0 | 0 | 0
ST | 0 | 0 | 0 | 0 | 0 | 0
STOG | 0 | 0 | 0 | 0 | 0 | 0
STWD | 0 | 0 | 0 | 0 | 0 | 0
WT | 0 | 0 | 0 | 0 | 0 | 0
IGCC | 0 | 0 | 0 | 0 | 0 | 0
DemandResponse | 0 | 0 | 0 | 0 | 0 | 0
IGCC-CCS | 0 | 0 | 0 | 0 | 0 | 0
WT_off | 0 | 0 | 0 | 0 | 0 | 0
PseudoUnit | 0 | 0 | 0 | 0 | 0 | 0
FixedInterchange | 0 | 0 | 0 | 0 | 0 | 0
Retrofit VOM Costs by Reporting Type: MISO_W
ReportingType | 2015 | 2020 | 2025 | 2030 | 2035 | 2040
BM | 0 | 0 | 0 | 0 | 0 | 0
CC | 0 | 0 | 0 | 0 | 0 | 0
CSP | 0 | 0 | 0 | 0 | 0 | 0
CT | 0 | 0 | 0 | 0 | 0 | 0
Coal | 142.03 | 144.07 | 147.08 | 147.32 | 147.32 | 411.74
Geo | 0 | 0 | 0 | 0 | 0 | 0
H | 0 | 0 | 0 | 0 | 0 | 0
LFG | 0 | 0 | 0 | 0 | 0 | 0
Nuc | 0 | 0 | 0 | 0 | 0 | 0
PS | 0 | 0 | 0 | 0 | 0 | 0
PV | 0 | 0 | 0 | 0 | 0 | 0
PeakG | 0 | 0 | 0 | 0 | 0 | 0
PeakO | 0 | 0 | 0 | 0 | 0 | 0
ST | 0 | 0 | 0 | 0 | 0 | 0
STOG | 0 | 0 | 0 | 0 | 0 | 0
STWD | 0 | 0 | 0 | 0 | 0 | 0
WT | 0 | 0 | 0 | 0 | 0 | 0
IGCC | 0 | 0 | 0 | 0 | 0 | 0
DemandResponse | 0 | 0 | 0 | 0 | 0 | 0
IGCC-CCS | 0 | 0 | 0 | 0 | 0 | 0
WT_off | 0 | 0 | 0 | 0 | 0 | 0
PseudoUnit | 0 | 0 | 0 | 0 | 0 | 0
FixedInterchange | 0 | 0 | 0 | 0 | 0 | 0
Retrofit VOM Costs by Reporting Type: MISO_WUMS
ReportingType | 2015 | 2020 | 2025 | 2030 | 2035 | 2040
BM | 0 | 0 | 0 | 0 | 0 | 0
CC | 0 | 0 | 0 | 0 | 0 | 0
CSP | 0 | 0 | 0 | 0 | 0 | 0
CT | 0 | 0 | 0 | 0 | 0 | 0
Coal | 66.65 | 90.77 | 109.24 | 118.96 | 128.98 | 257.58
Geo | 0 | 0 | 0 | 0 | 0 | 0
H | 0 | 0 | 0 | 0 | 0 | 0
LFG | 0 | 0 | 0 | 0 | 0 | 0
Nuc | 0 | 0 | 0 | 0 | 0 | 0
PS | 0 | 0 | 0 | 0 | 0 | 0
PV | 0 | 0 | 0 | 0 | 0 | 0
PeakG | 0 | 0 | 0 | 0 | 0 | 0
PeakO | 0 | 0 | 0 | 0 | 0 | 0
ST | 0 | 0 | 0 | 0 | 0 | 0
STOG | 0 | 0 | 0 | 0 | 0 | 0
STWD | 0 | 0 | 0 | 0 | 0 | 0
WT | 0 | 0 | 0 | 0 | 0 | 0
IGCC | 0 | 0 | 0 | 0 | 0 | 0
DemandResponse | 0 | 0 | 0 | 0 | 0 | 0
IGCC-CCS | 0 | 0 | 0 | 0 | 0 | 0
WT_off | 0 | 0 | 0 | 0 | 0 | 0
PseudoUnit | 0 | 0 | 0 | 0 | 0 | 0
FixedInterchange | 0 | 0 | 0 | 0 | 0 | 0
Retrofit VOM Costs by Reporting Type: Nebraska
ReportingType | 2015 | 2020 | 2025 | 2030 | 2035 | 2040
BM | 0 | 0 | 0 | 0 | 0 | 0
CC | 0 | 0 | 0 | 0 | 0 | 0
CSP | 0 | 0 | 0 | 0 | 0 | 0
CT | 0 | 0 | 0 | 0 | 0 | 0
Coal | 16.57 | 16.57 | 16.57 | 16.57 | 16.57 | 132.17
Geo | 0 | 0 | 0 | 0 | 0 | 0
H | 0 | 0 | 0 | 0 | 0 | 0
LFG | 0 | 0 | 0 | 0 | 0 | 0
Nuc | 0 | 0 | 0 | 0 | 0 | 0
PS | 0 | 0 | 0 | 0 | 0 | 0
PV | 0 | 0 | 0 | 0 | 0 | 0
PeakG | 0 | 0 | 0 | 0 | 0 | 0
PeakO | 0 | 0 | 0 | 0 | 0 | 0
ST | 0 | 0 | 0 | 0 | 0 | 0
STOG | 0 | 0 | 0 | 0 | 0 | 0
STWD | 0 | 0 | 0 | 0 | 0 | 0
WT | 0 | 0 | 0 | 0 | 0 | 0
IGCC | 0 | 0 | 0 | 0 | 0 | 0
DemandResponse | 0 | 0 | 0 | 0 | 0 | 0
IGCC-CCS | 0 | 0 | 0 | 0 | 0 | 0
WT_off | 0 | 0 | 0 | 0 | 0 | 0
PseudoUnit | 0 | 0 | 0 | 0 | 0 | 0
FixedInterchange | 0 | 0 | 0 | 0 | 0 | 0
Retrofit VOM Costs by Reporting Type: NEISO
ReportingType | 2015 | 2020 | 2025 | 2030 | 2035 | 2040
BM | 0 | 0 | 0 | 0 | 0 | 0
CC | 0 | 0 | 0 | 0 | 0 | 0
CSP | 0 | 0 | 0 | 0 | 0 | 0
CT | 0 | 0 | 0 | 0 | 0 | 0
Coal | 0.16 | 0 | 0 | 0 | 0 | 0
Geo | 0 | 0 | 0 | 0 | 0 | 0
H | 0 | 0 | 0 | 0 | 0 | 0
LFG | 0 | 0 | 0 | 0 | 0 | 0
Nuc | 0 | 0 | 0 | 0 | 0 | 0
PS | 0 | 0 | 0 | 0 | 0 | 0
PV | 0 | 0 | 0 | 0 | 0 | 0
PeakG | 0 | 0 | 0 | 0 | 0 | 0
PeakO | 0 | 0 | 0 | 0 | 0 | 0
ST | 0 | 0 | 0 | 0 | 0 | 0
STOG | 0 | 0 | 0 | 0 | 0 | 0
STWD | 0 | 0 | 0 | 0 | 0 | 0
WT | 0 | 0 | 0 | 0 | 0 | 0
IGCC | 0 | 0 | 0 | 0 | 0 | 0
DemandResponse | 0 | 0 | 0 | 0 | 0 | 0
IGCC-CCS | 0 | 0 | 0 | 0 | 0 | 0
WT_off | 0 | 0 | 0 | 0 | 0 | 0
PseudoUnit | 0 | 0 | 0 | 0 | 0 | 0
FixedInterchange | 0 | 0 | 0 | 0 | 0 | 0
Retrofit VOM Costs by Reporting Type: NonRTO_Midwest
ReportingType | 2015 | 2020 | 2025 | 2030 | 2035 | 2040
BM | 0 | 0 | 0 | 0 | 0 | 0
CC | 0 | 0 | 0 | 0 | 0 | 0
CSP | 0 | 0 | 0 | 0 | 0 | 0
CT | 0 | 0 | 0 | 0 | 0 | 0
Coal | 268.32 | 279.18 | 294.08 | 300.67 | 301.06 | 383.2
Geo | 0 | 0 | 0 | 0 | 0 | 0
H | 0 | 0 | 0 | 0 | 0 | 0
LFG | 0 | 0 | 0 | 0 | 0 | 0
Nuc | 0 | 0 | 0 | 0 | 0 | 0
PS | 0 | 0 | 0 | 0 | 0 | 0
PV | 0 | 0 | 0 | 0 | 0 | 0
PeakG | 0 | 0 | 0 | 0 | 0 | 0
PeakO | 0 | 0 | 0 | 0 | 0 | 0
ST | 0 | 0 | 0 | 0 | 0 | 0
STOG | 0 | 0 | 0 | 0 | 0 | 0
STWD | 0 | 0 | 0 | 0 | 0 | 0
WT | 0 | 0 | 0 | 0 | 0 | 0
IGCC | 0 | 0 | 0 | 0 | 0 | 0
DemandResponse | 0 | 0 | 0 | 0 | 0 | 0
IGCC-CCS | 0 | 0 | 0 | 0 | 0 | 0
WT_off | 0 | 0 | 0 | 0 | 0 | 0
PseudoUnit | 0 | 0 | 0 | 0 | 0 | 0
FixedInterchange | 0 | 0 | 0 | 0 | 0 | 0
Retrofit VOM Costs by Reporting Type: NYISO_A-F
ReportingType | 2015 | 2020 | 2025 | 2030 | 2035 | 2040
BM | 0 | 0 | 0 | 0 | 0 | 0
CC | 0 | 0 | 0 | 0 | 0 | 0
CSP | 0 | 0 | 0 | 0 | 0 | 0
CT | 0 | 0 | 0 | 0 | 0 | 0
Coal | 0 | 0 | 0 | 0 | 0 | 0
Geo | 0 | 0 | 0 | 0 | 0 | 0
H | 0 | 0 | 0 | 0 | 0 | 0
LFG | 0 | 0 | 0 | 0 | 0 | 0
Nuc | 0 | 0 | 0 | 0 | 0 | 0
PS | 0 | 0 | 0 | 0 | 0 | 0
PV | 0 | 0 | 0 | 0 | 0 | 0
PeakG | 0 | 0 | 0 | 0 | 0 | 0
PeakO | 0 | 0 | 0 | 0 | 0 | 0
ST | 0 | 0 | 0 | 0 | 0 | 0
STOG | 0 | 0 | 0 | 0 | 0 | 0
STWD | 0 | 0 | 0 | 0 | 0 | 0
WT | 0 | 0 | 0 | 0 | 0 | 0
IGCC | 0 | 0 | 0 | 0 | 0 | 0
DemandResponse | 0 | 0 | 0 | 0 | 0 | 0
IGCC-CCS | 0 | 0 | 0 | 0 | 0 | 0
WT_off | 0 | 0 | 0 | 0 | 0 | 0
PseudoUnit | 0 | 0 | 0 | 0 | 0 | 0
FixedInterchange | 0 | 0 | 0 | 0 | 0 | 0
Retrofit VOM Costs by Reporting Type: NYISO_G-I
ReportingType | 2015 | 2020 | 2025 | 2030 | 2035 | 2040
BM | 0 | 0 | 0 | 0 | 0 | 0
CC | 0 | 0 | 0 | 0 | 0 | 0
CSP | 0 | 0 | 0 | 0 | 0 | 0
CT | 0 | 0 | 0 | 0 | 0 | 0
Coal | 0 | 0 | 0 | 0 | 0 | 0
Geo | 0 | 0 | 0 | 0 | 0 | 0
H | 0 | 0 | 0 | 0 | 0 | 0
LFG | 0 | 0 | 0 | 0 | 0 | 0
Nuc | 0 | 0 | 0 | 0 | 0 | 0
PS | 0 | 0 | 0 | 0 | 0 | 0
PV | 0 | 0 | 0 | 0 | 0 | 0
PeakG | 0 | 0 | 0 | 0 | 0 | 0
PeakO | 0 | 0 | 0 | 0 | 0 | 0
ST | 0 | 0 | 0 | 0 | 0 | 0
STOG | 0 | 0 | 0 | 0 | 0 | 0
STWD | 0 | 0 | 0 | 0 | 0 | 0
WT | 0 | 0 | 0 | 0 | 0 | 0
IGCC | 0 | 0 | 0 | 0 | 0 | 0
DemandResponse | 0 | 0 | 0 | 0 | 0 | 0
IGCC-CCS | 0 | 0 | 0 | 0 | 0 | 0
WT_off | 0 | 0 | 0 | 0 | 0 | 0
PseudoUnit | 0 | 0 | 0 | 0 | 0 | 0
FixedInterchange | 0 | 0 | 0 | 0 | 0 | 0
Retrofit VOM Costs by Reporting Type: NYISO_J-K
ReportingType | 2015 | 2020 | 2025 | 2030 | 2035 | 2040
BM | 0 | 0 | 0 | 0 | 0 | 0
CC | 0 | 0 | 0 | 0 | 0 | 0
CSP | 0 | 0 | 0 | 0 | 0 | 0
CT | 0 | 0 | 0 | 0 | 0 | 0
Coal | 0 | 0 | 0 | 0 | 0 | 0
Geo | 0 | 0 | 0 | 0 | 0 | 0
H | 0 | 0 | 0 | 0 | 0 | 0
LFG | 0 | 0 | 0 | 0 | 0 | 0
Nuc | 0 | 0 | 0 | 0 | 0 | 0
PS | 0 | 0 | 0 | 0 | 0 | 0
PV | 0 | 0 | 0 | 0 | 0 | 0
PeakG | 0 | 0 | 0 | 0 | 0 | 0
PeakO | 0 | 0 | 0 | 0 | 0 | 0
ST | 0 | 0 | 0 | 0 | 0 | 0
STOG | 0 | 0 | 0 | 0 | 0 | 0
STWD | 0 | 0 | 0 | 0 | 0 | 0
WT | 0 | 0 | 0 | 0 | 0 | 0
IGCC | 0 | 0 | 0 | 0 | 0 | 0
DemandResponse | 0 | 0 | 0 | 0 | 0 | 0
IGCC-CCS | 0 | 0 | 0 | 0 | 0 | 0
WT_off | 0 | 0 | 0 | 0 | 0 | 0
PseudoUnit | 0 | 0 | 0 | 0 | 0 | 0
FixedInterchange | 0 | 0 | 0 | 0 | 0 | 0
Retrofit VOM Costs by Reporting Type: PJM_E
ReportingType | 2015 | 2020 | 2025 | 2030 | 2035 | 2040
BM | 0 | 0 | 0 | 0 | 0 | 0
CC | 0 | 0 | 0 | 0 | 0 | 0
CSP | 0 | 0 | 0 | 0 | 0 | 0
CT | 0 | 0 | 0 | 0 | 0 | 0
Coal | 1.69 | 0 | 0 | 0 | 0 | 0
Geo | 0 | 0 | 0 | 0 | 0 | 0
H | 0 | 0 | 0 | 0 | 0 | 0
LFG | 0 | 0 | 0 | 0 | 0 | 0
Nuc | 0 | 0 | 0 | 0 | 0 | 0
PS | 0 | 0 | 0 | 0 | 0 | 0
PV | 0 | 0 | 0 | 0 | 0 | 0
PeakG | 0 | 0 | 0 | 0 | 0 | 0
PeakO | 0 | 0 | 0 | 0 | 0 | 0
ST | 0 | 0 | 0 | 0 | 0 | 0
STOG | 0 | 0 | 0 | 0 | 0 | 0
STWD | 0 | 0 | 0 | 0 | 0 | 0
WT | 0 | 0 | 0 | 0 | 0 | 0
IGCC | 0 | 0 | 0 | 0 | 0 | 0
DemandResponse | 0 | 0 | 0 | 0 | 0 | 0
IGCC-CCS | 0 | 0 | 0 | 0 | 0 | 0
WT_off | 0 | 0 | 0 | 0 | 0 | 0
PseudoUnit | 0 | 0 | 0 | 0 | 0 | 0
FixedInterchange | 0 | 0 | 0 | 0 | 0 | 0
Retrofit VOM Costs by Reporting Type: PJM_ROM
ReportingType | 2015 | 2020 | 2025 | 2030 | 2035 | 2040
BM | 0 | 0 | 0 | 0 | 0 | 0
CC | 0 | 0 | 0 | 0 | 0 | 0
CSP | 0 | 0 | 0 | 0 | 0 | 0
CT | 0 | 0 | 0 | 0 | 0 | 0
Coal | 181.36 | 179.14 | 209.98 | 241.38 | 246.22 | 262.23
Geo | 0 | 0 | 0 | 0 | 0 | 0
H | 0 | 0 | 0 | 0 | 0 | 0
LFG | 0 | 0 | 0 | 0 | 0 | 0
Nuc | 0 | 0 | 0 | 0 | 0 | 0
PS | 0 | 0 | 0 | 0 | 0 | 0
PV | 0 | 0 | 0 | 0 | 0 | 0
PeakG | 0 | 0 | 0 | 0 | 0 | 0
PeakO | 0 | 0 | 0 | 0 | 0 | 0
ST | 0 | 0 | 0 | 0 | 0 | 0
STOG | 0 | 0 | 0 | 0 | 0 | 0
STWD | 0 | 0 | 0 | 0 | 0 | 0
WT | 0 | 0 | 0 | 0 | 0 | 0
IGCC | 0 | 0 | 0 | 0 | 0 | 0
DemandResponse | 0 | 0 | 0 | 0 | 0 | 0
IGCC-CCS | 0 | 0 | 0 | 0 | 0 | 0
WT_off | 0 | 0 | 0 | 0 | 0 | 0
PseudoUnit | 0 | 0 | 0 | 0 | 0 | 0
FixedInterchange | 0 | 0 | 0 | 0 | 0 | 0
Retrofit VOM Costs by Reporting Type: PJM_ROR
ReportingType | 2015 | 2020 | 2025 | 2030 | 2035 | 2040
BM | 0 | 0 | 0 | 0 | 0 | 0
CC | 0 | 0 | 0 | 0 | 0 | 0
CSP | 0 | 0 | 0 | 0 | 0 | 0
CT | 0 | 0 | 0 | 0 | 0 | 0
Coal | 982.08 | 993.94 | 1034.37 | 1053.02 | 1107.91 | 1994.23
Geo | 0 | 0 | 0 | 0 | 0 | 0
H | 0 | 0 | 0 | 0 | 0 | 0
LFG | 0 | 0 | 0 | 0 | 0 | 0
Nuc | 0 | 0 | 0 | 0 | 0 | 0
PS | 0 | 0 | 0 | 0 | 0 | 0
PV | 0 | 0 | 0 | 0 | 0 | 0
PeakG | 0 | 0 | 0 | 0 | 0 | 0
PeakO | 0 | 0 | 0 | 0 | 0 | 0
ST | 0 | 0 | 0 | 0 | 0 | 0
STOG | 0 | 0 | 0 | 0 | 0 | 0
STWD | 0 | 0 | 0 | 0 | 0 | 0
WT | 0 | 0 | 0 | 0 | 0 | 0
IGCC | 0 | 0 | 0 | 0 | 0 | 0
DemandResponse | 0 | 0 | 0 | 0 | 0 | 0
IGCC-CCS | 0 | 0 | 0 | 0 | 0 | 0
WT_off | 0 | 0 | 0 | 0 | 0 | 0
PseudoUnit | 0 | 0 | 0 | 0 | 0 | 0
FixedInterchange | 0 | 0 | 0 | 0 | 0 | 0
Retrofit VOM Costs by Reporting Type: SOCO
ReportingType | 2015 | 2020 | 2025 | 2030 | 2035 | 2040
BM | 0 | 0 | 0 | 0 | 0 | 0
CC | 0 | 0 | 0 | 0 | 0 | 0
CSP | 0 | 0 | 0 | 0 | 0 | 0
CT | 0 | 0 | 0 | 0 | 0 | 0
Coal | 350.87 | 387.95 | 453.81 | 453.81 | 453.81 | 797.99
Geo | 0 | 0 | 0 | 0 | 0 | 0
H | 0 | 0 | 0 | 0 | 0 | 0
LFG | 0 | 0 | 0 | 0 | 0 | 0
Nuc | 0 | 0 | 0 | 0 | 0 | 0
PS | 0 | 0 | 0 | 0 | 0 | 0
PV | 0 | 0 | 0 | 0 | 0 | 0
PeakG | 0 | 0 | 0 | 0 | 0 | 0
PeakO | 0 | 0 | 0 | 0 | 0 | 0
ST | 0 | 0 | 0 | 0 | 0 | 0
STOG | 0 | 0 | 0 | 0 | 0 | 0
STWD | 0 | 0 | 0 | 0 | 0 | 0
WT | 0 | 0 | 0 | 0 | 0 | 0
IGCC | 0 | 0 | 0 | 0 | 0 | 0
DemandResponse | 0 | 0 | 0 | 0 | 0 | 0
IGCC-CCS | 0 | 0 | 0 | 0 | 0 | 0
WT_off | 0 | 0 | 0 | 0 | 0 | 0
PseudoUnit | 0 | 0 | 0 | 0 | 0 | 0
FixedInterchange | 0 | 0 | 0 | 0 | 0 | 0
Retrofit VOM Costs by Reporting Type: SPP_N
ReportingType | 2015 | 2020 | 2025 | 2030 | 2035 | 2040
BM | 0 | 0 | 0 | 0 | 0 | 0
CC | 0 | 0 | 0 | 0 | 0 | 0
CSP | 0 | 0 | 0 | 0 | 0 | 0
CT | 0 | 0 | 0 | 0 | 0 | 0
Coal | 190.31 | 190.31 | 190.31 | 190.31 | 190.31 | 361.74
Geo | 0 | 0 | 0 | 0 | 0 | 0
H | 0 | 0 | 0 | 0 | 0 | 0
LFG | 0 | 0 | 0 | 0 | 0 | 0
Nuc | 0 | 0 | 0 | 0 | 0 | 0
PS | 0 | 0 | 0 | 0 | 0 | 0
PV | 0 | 0 | 0 | 0 | 0 | 0
PeakG | 0 | 0 | 0 | 0 | 0 | 0
PeakO | 0 | 0 | 0 | 0 | 0 | 0
ST | 0 | 0 | 0 | 0 | 0 | 0
STOG | 0 | 0 | 0 | 0 | 0 | 0
STWD | 0 | 0 | 0 | 0 | 0 | 0
WT | 0 | 0 | 0 | 0 | 0 | 0
IGCC | 0 | 0 | 0 | 0 | 0 | 0
DemandResponse | 0 | 0 | 0 | 0 | 0 | 0
IGCC-CCS | 0 | 0 | 0 | 0 | 0 | 0
WT_off | 0 | 0 | 0 | 0 | 0 | 0
PseudoUnit | 0 | 0 | 0 | 0 | 0 | 0
FixedInterchange | 0 | 0 | 0 | 0 | 0 | 0
Retrofit VOM Costs by Reporting Type: SPP_S
ReportingType | 2015 | 2020 | 2025 | 2030 | 2035 | 2040
BM | 0 | 0 | 0 | 0 | 0 | 0
CC | 0 | 0 | 0 | 0 | 0 | 0
CSP | 0 | 0 | 0 | 0 | 0 | 0
CT | 0 | 0 | 0 | 0 | 0 | 0
Coal | 80.73 | 96.61 | 147.57 | 148.34 | 153.86 | 832.15
Geo | 0 | 0 | 0 | 0 | 0 | 0
H | 0 | 0 | 0 | 0 | 0 | 0
LFG | 0 | 0 | 0 | 0 | 0 | 0
Nuc | 0 | 0 | 0 | 0 | 0 | 0
PS | 0 | 0 | 0 | 0 | 0 | 0
PV | 0 | 0 | 0 | 0 | 0 | 0
PeakG | 0 | 0 | 0 | 0 | 0 | 0
PeakO | 0 | 0 | 0 | 0 | 0 | 0
ST | 0 | 0 | 0 | 0 | 0 | 0
STOG | 0 | 0 | 0 | 0 | 0 | 0
STWD | 0 | 0 | 0 | 0 | 0 | 0
WT | 0 | 0 | 0 | 0 | 0 | 0
IGCC | 0 | 0 | 0 | 0 | 0 | 0
DemandResponse | 0 | 0 | 0 | 0 | 0 | 0
IGCC-CCS | 0 | 0 | 0 | 0 | 0 | 0
WT_off | 0 | 0 | 0 | 0 | 0 | 0
PseudoUnit | 0 | 0 | 0 | 0 | 0 | 0
FixedInterchange | 0 | 0 | 0 | 0 | 0 | 0
Retrofit VOM Costs by Reporting Type: TVA
ReportingType | 2015 | 2020 | 2025 | 2030 | 2035 | 2040
BM | 0 | 0 | 0 | 0 | 0 | 0
CC | 0 | 0 | 0 | 0 | 0 | 0
CSP | 0 | 0 | 0 | 0 | 0 | 0
CT | 0 | 0 | 0 | 0 | 0 | 0
Coal | 224.13 | 224.29 | 228.79 | 228.79 | 228.79 | 617.78
Geo | 0 | 0 | 0 | 0 | 0 | 0
H | 0 | 0 | 0 | 0 | 0 | 0
LFG | 0 | 0 | 0 | 0 | 0 | 0
Nuc | 0 | 0 | 0 | 0 | 0 | 0
PS | 0 | 0 | 0 | 0 | 0 | 0
PV | 0 | 0 | 0 | 0 | 0 | 0
PeakG | 0 | 0 | 0 | 0 | 0 | 0
PeakO | 0 | 0 | 0 | 0 | 0 | 0
ST | 0 | 0 | 0 | 0 | 0 | 0
STOG | 0 | 0 | 0 | 0 | 0 | 0
STWD | 0 | 0 | 0 | 0 | 0 | 0
WT | 0 | 0 | 0 | 0 | 0 | 0
IGCC | 0 | 0 | 0 | 0 | 0 | 0
DemandResponse | 0 | 0 | 0 | 0 | 0 | 0
IGCC-CCS | 0 | 0 | 0 | 0 | 0 | 0
WT_off | 0 | 0 | 0 | 0 | 0 | 0
PseudoUnit | 0 | 0 | 0 | 0 | 0 | 0
FixedInterchange | 0 | 0 | 0 | 0 | 0 | 0
Retrofit VOM Costs by Reporting Type: TVA_Transmission
ReportingType | 2015 | 2020 | 2025 | 2030 | 2035 | 2040
BM | 0 | 0 | 0 | 0 | 0 | 0
CC | 0 | 0 | 0 | 0 | 0 | 0
CSP | 0 | 0 | 0 | 0 | 0 | 0
CT | 0 | 0 | 0 | 0 | 0 | 0
Coal | 0 | 0 | 0 | 0 | 0 | 0
Geo | 0 | 0 | 0 | 0 | 0 | 0
H | 0 | 0 | 0 | 0 | 0 | 0
LFG | 0 | 0 | 0 | 0 | 0 | 0
Nuc | 0 | 0 | 0 | 0 | 0 | 0
PS | 0 | 0 | 0 | 0 | 0 | 0
PV | 0 | 0 | 0 | 0 | 0 | 0
PeakG | 0 | 0 | 0 | 0 | 0 | 0
PeakO | 0 | 0 | 0 | 0 | 0 | 0
ST | 0 | 0 | 0 | 0 | 0 | 0
STOG | 0 | 0 | 0 | 0 | 0 | 0
STWD | 0 | 0 | 0 | 0 | 0 | 0
WT | 0 | 0 | 0 | 0 | 0 | 0
IGCC | 0 | 0 | 0 | 0 | 0 | 0
DemandResponse | 0 | 0 | 0 | 0 | 0 | 0
IGCC-CCS | 0 | 0 | 0 | 0 | 0 | 0
WT_off | 0 | 0 | 0 | 0 | 0 | 0
PseudoUnit | 0 | 0 | 0 | 0 | 0 | 0
FixedInterchange | 0 | 0 | 0 | 0 | 0 | 0
Retrofit VOM Costs by Reporting Type: VACAR
ReportingType | 2015 | 2020 | 2025 | 2030 | 2035 | 2040
BM | 0 | 0 | 0 | 0 | 0 | 0
CC | 0 | 0 | 0 | 0 | 0 | 0
CSP | 0 | 0 | 0 | 0 | 0 | 0
CT | 0 | 0 | 0 | 0 | 0 | 0
Coal | 300.67 | 340.85 | 434.94 | 472.65 | 536.24 | 614.1
Geo | 0 | 0 | 0 | 0 | 0 | 0
H | 0 | 0 | 0 | 0 | 0 | 0
LFG | 0 | 0 | 0 | 0 | 0 | 0
Nuc | 0 | 0 | 0 | 0 | 0 | 0
PS | 0 | 0 | 0 | 0 | 0 | 0
PV | 0 | 0 | 0 | 0 | 0 | 0
PeakG | 0 | 0 | 0 | 0 | 0 | 0
PeakO | 0 | 0 | 0 | 0 | 0 | 0
ST | 0 | 0 | 0 | 0 | 0 | 0
STOG | 0 | 0 | 0 | 0 | 0 | 0
STWD | 0 | 0 | 0 | 0 | 0 | 0
WT | 0 | 0 | 0 | 0 | 0 | 0
IGCC | 0 | 0 | 0 | 0 | 0 | 0
DemandResponse | 0 | 0 | 0 | 0 | 0 | 0
IGCC-CCS | 0 | 0 | 0 | 0 | 0 | 0
WT_off | 0 | 0 | 0 | 0 | 0 | 0
PseudoUnit | 0 | 0 | 0 | 0 | 0 | 0
FixedInterchange | 0 | 0 | 0 | 0 | 0 | 0
Retrofit VOM Costs by Reporting Type: IESO
ReportingType | 2015 | 2020 | 2025 | 2030 | 2035 | 2040
BM | 0 | 0 | 0 | 0 | 0 | 0
CC | 0 | 0 | 0 | 0 | 0 | 0
CSP | 0 | 0 | 0 | 0 | 0 | 0
CT | 0 | 0 | 0 | 0 | 0 | 0
Coal | 0 | 0 | 0 | 0 | 0 | 0
Geo | 0 | 0 | 0 | 0 | 0 | 0
H | 0 | 0 | 0 | 0 | 0 | 0
LFG | 0 | 0 | 0 | 0 | 0 | 0
Nuc | 0 | 0 | 0 | 0 | 0 | 0
PS | 0 | 0 | 0 | 0 | 0 | 0
PV | 0 | 0 | 0 | 0 | 0 | 0
PeakG | 0 | 0 | 0 | 0 | 0 | 0
PeakO | 0 | 0 | 0 | 0 | 0 | 0
ST | 0 | 0 | 0 | 0 | 0 | 0
STOG | 0 | 0 | 0 | 0 | 0 | 0
STWD | 0 | 0 | 0 | 0 | 0 | 0
WT | 0 | 0 | 0 | 0 | 0 | 0
IGCC | 0 | 0 | 0 | 0 | 0 | 0
DemandResponse | 0 | 0 | 0 | 0 | 0 | 0
IGCC-CCS | 0 | 0 | 0 | 0 | 0 | 0
WT_off | 0 | 0 | 0 | 0 | 0 | 0
PseudoUnit | 0 | 0 | 0 | 0 | 0 | 0
FixedInterchange | 0 | 0 | 0 | 0 | 0 | 0
Retrofit VOM Costs by Reporting Type: MAPP_CA
ReportingType | 2015 | 2020 | 2025 | 2030 | 2035 | 2040
BM | 0 | 0 | 0 | 0 | 0 | 0
CC | 0 | 0 | 0 | 0 | 0 | 0
CSP | 0 | 0 | 0 | 0 | 0 | 0
CT | 0 | 0 | 0 | 0 | 0 | 0
Coal | 0 | 0 | 0 | 0 | 0 | 0
Geo | 0 | 0 | 0 | 0 | 0 | 0
H | 0 | 0 | 0 | 0 | 0 | 0
LFG | 0 | 0 | 0 | 0 | 0 | 0
Nuc | 0 | 0 | 0 | 0 | 0 | 0
PS | 0 | 0 | 0 | 0 | 0 | 0
PV | 0 | 0 | 0 | 0 | 0 | 0
PeakG | 0 | 0 | 0 | 0 | 0 | 0
PeakO | 0 | 0 | 0 | 0 | 0 | 0
ST | 0 | 0 | 0 | 0 | 0 | 0
STOG | 0 | 0 | 0 | 0 | 0 | 0
STWD | 0 | 0 | 0 | 0 | 0 | 0
WT | 0 | 0 | 0 | 0 | 0 | 0
IGCC | 0 | 0 | 0 | 0 | 0 | 0
DemandResponse | 0 | 0 | 0 | 0 | 0 | 0
IGCC-CCS | 0 | 0 | 0 | 0 | 0 | 0
WT_off | 0 | 0 | 0 | 0 | 0 | 0
PseudoUnit | 0 | 0 | 0 | 0 | 0 | 0
FixedInterchange | 0 | 0 | 0 | 0 | 0 | 0
Retrofit VOM Costs by Reporting Type: AZ_NM_SNV_Coal
ReportingType | 2015 | 2020 | 2025 | 2030 | 2035 | 2040
BM | 0 | 0 | 0 | 0 | 0 | 0
CC | 0 | 0 | 0 | 0 | 0 | 0
CSP | 0 | 0 | 0 | 0 | 0 | 0
CT | 0 | 0 | 0 | 0 | 0 | 0
Coal | 299.44 | 358.05 | 358.05 | 358.05 | 358.05 | 397.4
Geo | 0 | 0 | 0 | 0 | 0 | 0
H | 0 | 0 | 0 | 0 | 0 | 0
LFG | 0 | 0 | 0 | 0 | 0 | 0
Nuc | 0 | 0 | 0 | 0 | 0 | 0
PS | 0 | 0 | 0 | 0 | 0 | 0
PV | 0 | 0 | 0 | 0 | 0 | 0
PeakG | 0 | 0 | 0 | 0 | 0 | 0
PeakO | 0 | 0 | 0 | 0 | 0 | 0
ST | 0 | 0 | 0 | 0 | 0 | 0
STOG | 0 | 0 | 0 | 0 | 0 | 0
STWD | 0 | 0 | 0 | 0 | 0 | 0
WT | 0 | 0 | 0 | 0 | 0 | 0
IGCC | 0 | 0 | 0 | 0 | 0 | 0
DemandResponse | 0 | 0 | 0 | 0 | 0 | 0
IGCC-CCS | 0 | 0 | 0 | 0 | 0 | 0
WT_off | 0 | 0 | 0 | 0 | 0 | 0
PseudoUnit | 0 | 0 | 0 | 0 | 0 | 0
FixedInterchange | 0 | 0 | 0 | 0 | 0 | 0
Retrofit VOM Costs by Reporting Type: AZ_NM_SNV_Gas
ReportingType | 2015 | 2020 | 2025 | 2030 | 2035 | 2040
BM | 0 | 0 | 0 | 0 | 0 | 0
CC | 0 | 0 | 0 | 0 | 0 | 0
CSP | 0 | 0 | 0 | 0 | 0 | 0
CT | 0 | 0 | 0 | 0 | 0 | 0
Coal | 0 | 0 | 0 | 0 | 0 | 0
Geo | 0 | 0 | 0 | 0 | 0 | 0
H | 0 | 0 | 0 | 0 | 0 | 0
LFG | 0 | 0 | 0 | 0 | 0 | 0
Nuc | 0 | 0 | 0 | 0 | 0 | 0
PS | 0 | 0 | 0 | 0 | 0 | 0
PV | 0 | 0 | 0 | 0 | 0 | 0
PeakG | 0 | 0 | 0 | 0 | 0 | 0
PeakO | 0 | 0 | 0 | 0 | 0 | 0
ST | 0 | 0 | 0 | 0 | 0 | 0
STOG | 0 | 0 | 0 | 0 | 0 | 0
STWD | 0 | 0 | 0 | 0 | 0 | 0
WT | 0 | 0 | 0 | 0 | 0 | 0
IGCC | 0 | 0 | 0 | 0 | 0 | 0
DemandResponse | 0 | 0 | 0 | 0 | 0 | 0
IGCC-CCS | 0 | 0 | 0 | 0 | 0 | 0
WT_off | 0 | 0 | 0 | 0 | 0 | 0
PseudoUnit | 0 | 0 | 0 | 0 | 0 | 0
FixedInterchange | 0 | 0 | 0 | 0 | 0 | 0
Retrofit VOM Costs by Reporting Type: AZ_NM_SNV_NucRenew
ReportingType | 2015 | 2020 | 2025 | 2030 | 2035 | 2040
BM | 0 | 0 | 0 | 0 | 0 | 0
CC | 0 | 0 | 0 | 0 | 0 | 0
CSP | 0 | 0 | 0 | 0 | 0 | 0
CT | 0 | 0 | 0 | 0 | 0 | 0
Coal | 0 | 0 | 0 | 0 | 0 | 0
Geo | 0 | 0 | 0 | 0 | 0 | 0
H | 0 | 0 | 0 | 0 | 0 | 0
LFG | 0 | 0 | 0 | 0 | 0 | 0
Nuc | 0 | 0 | 0 | 0 | 0 | 0
PS | 0 | 0 | 0 | 0 | 0 | 0
PV | 0 | 0 | 0 | 0 | 0 | 0
PeakG | 0 | 0 | 0 | 0 | 0 | 0
PeakO | 0 | 0 | 0 | 0 | 0 | 0
ST | 0 | 0 | 0 | 0 | 0 | 0
STOG | 0 | 0 | 0 | 0 | 0 | 0
STWD | 0 | 0 | 0 | 0 | 0 | 0
WT | 0 | 0 | 0 | 0 | 0 | 0
IGCC | 0 | 0 | 0 | 0 | 0 | 0
DemandResponse | 0 | 0 | 0 | 0 | 0 | 0
IGCC-CCS | 0 | 0 | 0 | 0 | 0 | 0
WT_off | 0 | 0 | 0 | 0 | 0 | 0
PseudoUnit | 0 | 0 | 0 | 0 | 0 | 0
FixedInterchange | 0 | 0 | 0 | 0 | 0 | 0
Retrofit VOM Costs by Reporting Type: ERCOT
ReportingType | 2015 | 2020 | 2025 | 2030 | 2035 | 2040
BM | 0 | 0 | 0 | 0 | 0 | 0
CC | 0 | 0 | 0 | 0 | 0 | 0
CSP | 0 | 0 | 0 | 0 | 0 | 0
CT | 0 | 0 | 0 | 0 | 0 | 0
Coal | 237.82 | 329.27 | 401.14 | 403.77 | 403.77 | 626.71
Geo | 0 | 0 | 0 | 0 | 0 | 0
H | 0 | 0 | 0 | 0 | 0 | 0
LFG | 0 | 0 | 0 | 0 | 0 | 0
Nuc | 0 | 0 | 0 | 0 | 0 | 0
PS | 0 | 0 | 0 | 0 | 0 | 0
PV | 0 | 0 | 0 | 0 | 0 | 0
PeakG | 0 | 0 | 0 | 0 | 0 | 0
PeakO | 0 | 0 | 0 | 0 | 0 | 0
ST | 0 | 0 | 0 | 0 | 0 | 0
STOG | 0 | 0 | 0 | 0 | 0 | 0
STWD | 0 | 0 | 0 | 0 | 0 | 0
WT | 0 | 0 | 0 | 0 | 0 | 0
IGCC | 0 | 0 | 0 | 0 | 0 | 0
DemandResponse | 0 | 0 | 0 | 0 | 0 | 0
IGCC-CCS | 0 | 0 | 0 | 0 | 0 | 0
WT_off | 0 | 0 | 0 | 0 | 0 | 0
PseudoUnit | 0 | 0 | 0 | 0 | 0 | 0
FixedInterchange | 0 | 0 | 0 | 0 | 0 | 0
Retrofit VOM Costs by Reporting Type: NP15
ReportingType | 2015 | 2020 | 2025 | 2030 | 2035 | 2040
BM | 0 | 0 | 0 | 0 | 0 | 0
CC | 0 | 0 | 0 | 0 | 0 | 0
CSP | 0 | 0 | 0 | 0 | 0 | 0
CT | 0 | 0 | 0 | 0 | 0 | 0
Coal | 1.46 | 1.46 | 1.46 | 0.46 | 0 | 0
Geo | 0 | 0 | 0 | 0 | 0 | 0
H | 0 | 0 | 0 | 0 | 0 | 0
LFG | 0 | 0 | 0 | 0 | 0 | 0
Nuc | 0 | 0 | 0 | 0 | 0 | 0
PS | 0 | 0 | 0 | 0 | 0 | 0
PV | 0 | 0 | 0 | 0 | 0 | 0
PeakG | 0 | 0 | 0 | 0 | 0 | 0
PeakO | 0 | 0 | 0 | 0 | 0 | 0
ST | 0 | 0 | 0 | 0 | 0 | 0
STOG | 0 | 0 | 0 | 0 | 0 | 0
STWD | 0 | 0 | 0 | 0 | 0 | 0
WT | 0 | 0 | 0 | 0 | 0 | 0
IGCC | 0 | 0 | 0 | 0 | 0 | 0
DemandResponse | 0 | 0 | 0 | 0 | 0 | 0
IGCC-CCS | 0 | 0 | 0 | 0 | 0 | 0
WT_off | 0 | 0 | 0 | 0 | 0 | 0
PseudoUnit | 0 | 0 | 0 | 0 | 0 | 0
FixedInterchange | 0 | 0 | 0 | 0 | 0 | 0
Retrofit VOM Costs by Reporting Type: NWPP_Coal
ReportingType | 2015 | 2020 | 2025 | 2030 | 2035 | 2040
BM | 0 | 0 | 0 | 0 | 0 | 0
CC | 0 | 0 | 0 | 0 | 0 | 0
CSP | 0 | 0 | 0 | 0 | 0 | 0
CT | 0 | 0 | 0 | 0 | 0 | 0
Coal | 514.07 | 514.07 | 514.07 | 514.07 | 514.07 | 667.89
Geo | 0 | 0 | 0 | 0 | 0 | 0
H | 0 | 0 | 0 | 0 | 0 | 0
LFG | 0 | 0 | 0 | 0 | 0 | 0
Nuc | 0 | 0 | 0 | 0 | 0 | 0
PS | 0 | 0 | 0 | 0 | 0 | 0
PV | 0 | 0 | 0 | 0 | 0 | 0
PeakG | 0 | 0 | 0 | 0 | 0 | 0
PeakO | 0 | 0 | 0 | 0 | 0 | 0
ST | 0 | 0 | 0 | 0 | 0 | 0
STOG | 0 | 0 | 0 | 0 | 0 | 0
STWD | 0 | 0 | 0 | 0 | 0 | 0
WT | 0 | 0 | 0 | 0 | 0 | 0
IGCC | 0 | 0 | 0 | 0 | 0 | 0
DemandResponse | 0 | 0 | 0 | 0 | 0 | 0
IGCC-CCS | 0 | 0 | 0 | 0 | 0 | 0
WT_off | 0 | 0 | 0 | 0 | 0 | 0
PseudoUnit | 0 | 0 | 0 | 0 | 0 | 0
FixedInterchange | 0 | 0 | 0 | 0 | 0 | 0
Retrofit VOM Costs by Reporting Type: NWPP_Gas
ReportingType | 2015 | 2020 | 2025 | 2030 | 2035 | 2040
BM | 0 | 0 | 0 | 0 | 0 | 0
CC | 0 | 0 | 0 | 0 | 0 | 0
CSP | 0 | 0 | 0 | 0 | 0 | 0
CT | 0 | 0 | 0 | 0 | 0 | 0
Coal | 0 | 0 | 0 | 0 | 0 | 0
Geo | 0 | 0 | 0 | 0 | 0 | 0
H | 0 | 0 | 0 | 0 | 0 | 0
LFG | 0 | 0 | 0 | 0 | 0 | 0
Nuc | 0 | 0 | 0 | 0 | 0 | 0
PS | 0 | 0 | 0 | 0 | 0 | 0
PV | 0 | 0 | 0 | 0 | 0 | 0
PeakG | 0 | 0 | 0 | 0 | 0 | 0
PeakO | 0 | 0 | 0 | 0 | 0 | 0
ST | 0 | 0 | 0 | 0 | 0 | 0
STOG | 0 | 0 | 0 | 0 | 0 | 0
STWD | 0 | 0 | 0 | 0 | 0 | 0
WT | 0 | 0 | 0 | 0 | 0 | 0
IGCC | 0 | 0 | 0 | 0 | 0 | 0
DemandResponse | 0 | 0 | 0 | 0 | 0 | 0
IGCC-CCS | 0 | 0 | 0 | 0 | 0 | 0
WT_off | 0 | 0 | 0 | 0 | 0 | 0
PseudoUnit | 0 | 0 | 0 | 0 | 0 | 0
FixedInterchange | 0 | 0 | 0 | 0 | 0 | 0
Retrofit VOM Costs by Reporting Type: NWPP_NucRenew
ReportingType | 2015 | 2020 | 2025 | 2030 | 2035 | 2040
BM | 0 | 0 | 0 | 0 | 0 | 0
CC | 0 | 0 | 0 | 0 | 0 | 0
CSP | 0 | 0 | 0 | 0 | 0 | 0
CT | 0 | 0 | 0 | 0 | 0 | 0
Coal | 0 | 0 | 0 | 0 | 0 | 0
Geo | 0 | 0 | 0 | 0 | 0 | 0
H | 0 | 0 | 0 | 0 | 0 | 0
LFG | 0 | 0 | 0 | 0 | 0 | 0
Nuc | 0 | 0 | 0 | 0 | 0 | 0
PS | 0 | 0 | 0 | 0 | 0 | 0
PV | 0 | 0 | 0 | 0 | 0 | 0
PeakG | 0 | 0 | 0 | 0 | 0 | 0
PeakO | 0 | 0 | 0 | 0 | 0 | 0
ST | 0 | 0 | 0 | 0 | 0 | 0
STOG | 0 | 0 | 0 | 0 | 0 | 0
STWD | 0 | 0 | 0 | 0 | 0 | 0
WT | 0 | 0 | 0 | 0 | 0 | 0
IGCC | 0 | 0 | 0 | 0 | 0 | 0
DemandResponse | 0 | 0 | 0 | 0 | 0 | 0
IGCC-CCS | 0 | 0 | 0 | 0 | 0 | 0
WT_off | 0 | 0 | 0 | 0 | 0 | 0
PseudoUnit | 0 | 0 | 0 | 0 | 0 | 0
FixedInterchange | 0 | 0 | 0 | 0 | 0 | 0
Retrofit VOM Costs by Reporting Type: RMPA
ReportingType | 2015 | 2020 | 2025 | 2030 | 2035 | 2040
BM | 0 | 0 | 0 | 0 | 0 | 0
CC | 0 | 0 | 0 | 0 | 0 | 0
CSP | 0 | 0 | 0 | 0 | 0 | 0
CT | 0 | 0 | 0 | 0 | 0 | 0
Coal | 256.82 | 248.07 | 230.11 | 230.11 | 230.11 | 311.8
Geo | 0 | 0 | 0 | 0 | 0 | 0
H | 0 | 0 | 0 | 0 | 0 | 0
LFG | 0 | 0 | 0 | 0 | 0 | 0
Nuc | 0 | 0 | 0 | 0 | 0 | 0
PS | 0 | 0 | 0 | 0 | 0 | 0
PV | 0 | 0 | 0 | 0 | 0 | 0
PeakG | 0 | 0 | 0 | 0 | 0 | 0
PeakO | 0 | 0 | 0 | 0 | 0 | 0
ST | 0 | 0 | 0 | 0 | 0 | 0
STOG | 0 | 0 | 0 | 0 | 0 | 0
STWD | 0 | 0 | 0 | 0 | 0 | 0
WT | 0 | 0 | 0 | 0 | 0 | 0
IGCC | 0 | 0 | 0 | 0 | 0 | 0
DemandResponse | 0 | 0 | 0 | 0 | 0 | 0
IGCC-CCS | 0 | 0 | 0 | 0 | 0 | 0
WT_off | 0 | 0 | 0 | 0 | 0 | 0
PseudoUnit | 0 | 0 | 0 | 0 | 0 | 0
FixedInterchange | 0 | 0 | 0 | 0 | 0 | 0
Retrofit VOM Costs by Reporting Type: SP15
ReportingType | 2015 | 2020 | 2025 | 2030 | 2035 | 2040
BM | 0 | 0 | 0 | 0 | 0 | 0
CC | 0 | 0 | 0 | 0 | 0 | 0
CSP | 0 | 0 | 0 | 0 | 0 | 0
CT | 0 | 0 | 0 | 0 | 0 | 0
Coal | 5.19 | 5.19 | 4.6 | 3.19 | 0 | 0
Geo | 0 | 0 | 0 | 0 | 0 | 0
H | 0 | 0 | 0 | 0 | 0 | 0
LFG | 0 | 0 | 0 | 0 | 0 | 0
Nuc | 0 | 0 | 0 | 0 | 0 | 0
PS | 0 | 0 | 0 | 0 | 0 | 0
PV | 0 | 0 | 0 | 0 | 0 | 0
PeakG | 0 | 0 | 0 | 0 | 0 | 0
PeakO | 0 | 0 | 0 | 0 | 0 | 0
ST | 0 | 0 | 0 | 0 | 0 | 0
STOG | 0 | 0 | 0 | 0 | 0 | 0
STWD | 0 | 0 | 0 | 0 | 0 | 0
WT | 0 | 0 | 0 | 0 | 0 | 0
IGCC | 0 | 0 | 0 | 0 | 0 | 0
DemandResponse | 0 | 0 | 0 | 0 | 0 | 0
IGCC-CCS | 0 | 0 | 0 | 0 | 0 | 0
WT_off | 0 | 0 | 0 | 0 | 0 | 0
PseudoUnit | 0 | 0 | 0 | 0 | 0 | 0
FixedInterchange | 0 | 0 | 0 | 0 | 0 | 0
Retrofit VOM Costs by Reporting Type: ALB
ReportingType | 2015 | 2020 | 2025 | 2030 | 2035 | 2040
BM | 0 | 0 | 0 | 0 | 0 | 0
CC | 0 | 0 | 0 | 0 | 0 | 0
CSP | 0 | 0 | 0 | 0 | 0 | 0
CT | 0 | 0 | 0 | 0 | 0 | 0
Coal | 21.2 | 21.2 | 21.2 | 21.2 | 21.2 | 21.2
Geo | 0 | 0 | 0 | 0 | 0 | 0
H | 0 | 0 | 0 | 0 | 0 | 0
LFG | 0 | 0 | 0 | 0 | 0 | 0
Nuc | 0 | 0 | 0 | 0 | 0 | 0
PS | 0 | 0 | 0 | 0 | 0 | 0
PV | 0 | 0 | 0 | 0 | 0 | 0
PeakG | 0 | 0 | 0 | 0 | 0 | 0
PeakO | 0 | 0 | 0 | 0 | 0 | 0
ST | 0 | 0 | 0 | 0 | 0 | 0
STOG | 0 | 0 | 0 | 0 | 0 | 0
STWD | 0 | 0 | 0 | 0 | 0 | 0
WT | 0 | 0 | 0 | 0 | 0 | 0
IGCC | 0 | 0 | 0 | 0 | 0 | 0
DemandResponse | 0 | 0 | 0 | 0 | 0 | 0
IGCC-CCS | 0 | 0 | 0 | 0 | 0 | 0
WT_off | 0 | 0 | 0 | 0 | 0 | 0
PseudoUnit | 0 | 0 | 0 | 0 | 0 | 0
FixedInterchange | 0 | 0 | 0 | 0 | 0 | 0
Retrofit VOM Costs by Reporting Type: BC
ReportingType | 2015 | 2020 | 2025 | 2030 | 2035 | 2040
BM | 0 | 0 | 0 | 0 | 0 | 0
CC | 0 | 0 | 0 | 0 | 0 | 0
CSP | 0 | 0 | 0 | 0 | 0 | 0
CT | 0 | 0 | 0 | 0 | 0 | 0
Coal | 0 | 0 | 0 | 0 | 0 | 0
Geo | 0 | 0 | 0 | 0 | 0 | 0
H | 0 | 0 | 0 | 0 | 0 | 0
LFG | 0 | 0 | 0 | 0 | 0 | 0
Nuc | 0 | 0 | 0 | 0 | 0 | 0
PS | 0 | 0 | 0 | 0 | 0 | 0
PV | 0 | 0 | 0 | 0 | 0 | 0
PeakG | 0 | 0 | 0 | 0 | 0 | 0
PeakO | 0 | 0 | 0 | 0 | 0 | 0
ST | 0 | 0 | 0 | 0 | 0 | 0
STOG | 0 | 0 | 0 | 0 | 0 | 0
STWD | 0 | 0 | 0 | 0 | 0 | 0
WT | 0 | 0 | 0 | 0 | 0 | 0
IGCC | 0 | 0 | 0 | 0 | 0 | 0
DemandResponse | 0 | 0 | 0 | 0 | 0 | 0
IGCC-CCS | 0 | 0 | 0 | 0 | 0 | 0
WT_off | 0 | 0 | 0 | 0 | 0 | 0
PseudoUnit | 0 | 0 | 0 | 0 | 0 | 0
FixedInterchange | 0 | 0 | 0 | 0 | 0 | 0
Retrofit VOM Costs by Reporting Type: HQ_IESO
ReportingType | 2015 | 2020 | 2025 | 2030 | 2035 | 2040
BM | 0 | 0 | 0 | 0 | 0 | 0
CC | 0 | 0 | 0 | 0 | 0 | 0
CSP | 0 | 0 | 0 | 0 | 0 | 0
CT | 0 | 0 | 0 | 0 | 0 | 0
Coal | 0 | 0 | 0 | 0 | 0 | 0
Geo | 0 | 0 | 0 | 0 | 0 | 0
H | 0 | 0 | 0 | 0 | 0 | 0
LFG | 0 | 0 | 0 | 0 | 0 | 0
Nuc | 0 | 0 | 0 | 0 | 0 | 0
PS | 0 | 0 | 0 | 0 | 0 | 0
PV | 0 | 0 | 0 | 0 | 0 | 0
PeakG | 0 | 0 | 0 | 0 | 0 | 0
PeakO | 0 | 0 | 0 | 0 | 0 | 0
ST | 0 | 0 | 0 | 0 | 0 | 0
STOG | 0 | 0 | 0 | 0 | 0 | 0
STWD | 0 | 0 | 0 | 0 | 0 | 0
WT | 0 | 0 | 0 | 0 | 0 | 0
IGCC | 0 | 0 | 0 | 0 | 0 | 0
DemandResponse | 0 | 0 | 0 | 0 | 0 | 0
IGCC-CCS | 0 | 0 | 0 | 0 | 0 | 0
WT_off | 0 | 0 | 0 | 0 | 0 | 0
PseudoUnit | 0 | 0 | 0 | 0 | 0 | 0
FixedInterchange | 0 | 0 | 0 | 0 | 0 | 0
Retrofit VOM Costs by Reporting Type: HQ_NEISO
ReportingType | 2015 | 2020 | 2025 | 2030 | 2035 | 2040
BM | 0 | 0 | 0 | 0 | 0 | 0
CC | 0 | 0 | 0 | 0 | 0 | 0
CSP | 0 | 0 | 0 | 0 | 0 | 0
CT | 0 | 0 | 0 | 0 | 0 | 0
Coal | 0 | 0 | 0 | 0 | 0 | 0
Geo | 0 | 0 | 0 | 0 | 0 | 0
H | 0 | 0 | 0 | 0 | 0 | 0
LFG | 0 | 0 | 0 | 0 | 0 | 0
Nuc | 0 | 0 | 0 | 0 | 0 | 0
PS | 0 | 0 | 0 | 0 | 0 | 0
PV | 0 | 0 | 0 | 0 | 0 | 0
PeakG | 0 | 0 | 0 | 0 | 0 | 0
PeakO | 0 | 0 | 0 | 0 | 0 | 0
ST | 0 | 0 | 0 | 0 | 0 | 0
STOG | 0 | 0 | 0 | 0 | 0 | 0
STWD | 0 | 0 | 0 | 0 | 0 | 0
WT | 0 | 0 | 0 | 0 | 0 | 0
IGCC | 0 | 0 | 0 | 0 | 0 | 0
DemandResponse | 0 | 0 | 0 | 0 | 0 | 0
IGCC-CCS | 0 | 0 | 0 | 0 | 0 | 0
WT_off | 0 | 0 | 0 | 0 | 0 | 0
PseudoUnit | 0 | 0 | 0 | 0 | 0 | 0
FixedInterchange | 0 | 0 | 0 | 0 | 0 | 0
Retrofit VOM Costs by Reporting Type: HQ_NY
ReportingType | 2015 | 2020 | 2025 | 2030 | 2035 | 2040
BM | 0 | 0 | 0 | 0 | 0 | 0
CC | 0 | 0 | 0 | 0 | 0 | 0
CSP | 0 | 0 | 0 | 0 | 0 | 0
CT | 0 | 0 | 0 | 0 | 0 | 0
Coal | 0 | 0 | 0 | 0 | 0 | 0
Geo | 0 | 0 | 0 | 0 | 0 | 0
H | 0 | 0 | 0 | 0 | 0 | 0
LFG | 0 | 0 | 0 | 0 | 0 | 0
Nuc | 0 | 0 | 0 | 0 | 0 | 0
PS | 0 | 0 | 0 | 0 | 0 | 0
PV | 0 | 0 | 0 | 0 | 0 | 0
PeakG | 0 | 0 | 0 | 0 | 0 | 0
PeakO | 0 | 0 | 0 | 0 | 0 | 0
ST | 0 | 0 | 0 | 0 | 0 | 0
STOG | 0 | 0 | 0 | 0 | 0 | 0
STWD | 0 | 0 | 0 | 0 | 0 | 0
WT | 0 | 0 | 0 | 0 | 0 | 0
IGCC | 0 | 0 | 0 | 0 | 0 | 0
DemandResponse | 0 | 0 | 0 | 0 | 0 | 0
IGCC-CCS | 0 | 0 | 0 | 0 | 0 | 0
WT_off | 0 | 0 | 0 | 0 | 0 | 0
PseudoUnit | 0 | 0 | 0 | 0 | 0 | 0
FixedInterchange | 0 | 0 | 0 | 0 | 0 | 0
Retrofit VOM Costs by Reporting Type: MARITIMES
ReportingType | 2015 | 2020 | 2025 | 2030 | 2035 | 2040
BM | 0 | 0 | 0 | 0 | 0 | 0
CC | 0 | 0 | 0 | 0 | 0 | 0
CSP | 0 | 0 | 0 | 0 | 0 | 0
CT | 0 | 0 | 0 | 0 | 0 | 0
Coal | 0 | 0 | 0 | 0 | 0 | 0
Geo | 0 | 0 | 0 | 0 | 0 | 0
H | 0 | 0 | 0 | 0 | 0 | 0
LFG | 0 | 0 | 0 | 0 | 0 | 0
Nuc | 0 | 0 | 0 | 0 | 0 | 0
PS | 0 | 0 | 0 | 0 | 0 | 0
PV | 0 | 0 | 0 | 0 | 0 | 0
PeakG | 0 | 0 | 0 | 0 | 0 | 0
PeakO | 0 | 0 | 0 | 0 | 0 | 0
ST | 0 | 0 | 0 | 0 | 0 | 0
STOG | 0 | 0 | 0 | 0 | 0 | 0
STWD | 0 | 0 | 0 | 0 | 0 | 0
WT | 0 | 0 | 0 | 0 | 0 | 0
IGCC | 0 | 0 | 0 | 0 | 0 | 0
DemandResponse | 0 | 0 | 0 | 0 | 0 | 0
IGCC-CCS | 0 | 0 | 0 | 0 | 0 | 0
WT_off | 0 | 0 | 0 | 0 | 0 | 0
PseudoUnit | 0 | 0 | 0 | 0 | 0 | 0
FixedInterchange | 0 | 0 | 0 | 0 | 0 | 0
retrofit VOM Costs by Reporting Type: All
ReportingType | 2015 | 2020 | 2025 | 2030 | 2035 | 2040
BM | 0 | 0 | 0 | 0 | 0 | 0
CC | 0 | 0 | 0 | 0 | 0 | 0
CSP | 0 | 0 | 0 | 0 | 0 | 0
CT | 0 | 0 | 0 | 0 | 0 | 0
Coal | 4916.03 | 5283.04 | 5738.46 | 5885.71 | 6063.87 | 11300.59
Geo | 0 | 0 | 0 | 0 | 0 | 0
H | 0 | 0 | 0 | 0 | 0 | 0
LFG | 0 | 0 | 0 | 0 | 0 | 0
Nuc | 0 | 0 | 0 | 0 | 0 | 0
PS | 0 | 0 | 0 | 0 | 0 | 0
PV | 0 | 0 | 0 | 0 | 0 | 0
PeakG | 0 | 0 | 0 | 0 | 0 | 0
PeakO | 0 | 0 | 0 | 0 | 0 | 0
ST | 0 | 0 | 0 | 0 | 0 | 0
STOG | 0 | 0 | 0 | 0 | 0 | 0
STWD | 0 | 0 | 0 | 0 | 0 | 0
WT | 0 | 0 | 0 | 0 | 0 | 0
IGCC | 0 | 0 | 0 | 0 | 0 | 0
DemandResponse | 0 | 0 | 0 | 0 | 0 | 0
IGCC-CCS | 0 | 0 | 0 | 0 | 0 | 0
WT_off | 0 | 0 | 0 | 0 | 0 | 0
PseudoUnit | 0 | 0 | 0 | 0 | 0 | 0
FixedInterchange | 0 | 0 | 0 | 0 | 0 | 0
retrofit VOM Costs by Reporting Type: EI_US
ReportingType | 2015 | 2020 | 2025 | 2030 | 2035 | 2040
BM | 0 | 0 | 0 | 0 | 0 | 0
CC | 0 | 0 | 0 | 0 | 0 | 0
CSP | 0 | 0 | 0 | 0 | 0 | 0
CT | 0 | 0 | 0 | 0 | 0 | 0
Coal | 3580.03 | 3805.73 | 4207.85 | 4354.86 | 4536.68 | 9275.6
Geo | 0 | 0 | 0 | 0 | 0 | 0
H | 0 | 0 | 0 | 0 | 0 | 0
LFG | 0 | 0 | 0 | 0 | 0 | 0
Nuc | 0 | 0 | 0 | 0 | 0 | 0
PS | 0 | 0 | 0 | 0 | 0 | 0
PV | 0 | 0 | 0 | 0 | 0 | 0
PeakG | 0 | 0 | 0 | 0 | 0 | 0
PeakO | 0 | 0 | 0 | 0 | 0 | 0
ST | 0 | 0 | 0 | 0 | 0 | 0
STOG | 0 | 0 | 0 | 0 | 0 | 0
STWD | 0 | 0 | 0 | 0 | 0 | 0
WT | 0 | 0 | 0 | 0 | 0 | 0
IGCC | 0 | 0 | 0 | 0 | 0 | 0
DemandResponse | 0 | 0 | 0 | 0 | 0 | 0
IGCC-CCS | 0 | 0 | 0 | 0 | 0 | 0
WT_off | 0 | 0 | 0 | 0 | 0 | 0
PseudoUnit | 0 | 0 | 0 | 0 | 0 | 0
FixedInterchange | 0 | 0 | 0 | 0 | 0 | 0
retrofit VOM Costs by Reporting Type: EI_Canada
ReportingType | 2015 | 2020 | 2025 | 2030 | 2035 | 2040
BM | 0 | 0 | 0 | 0 | 0 | 0
CC | 0 | 0 | 0 | 0 | 0 | 0
CSP | 0 | 0 | 0 | 0 | 0 | 0
CT | 0 | 0 | 0 | 0 | 0 | 0
Coal | 0 | 0 | 0 | 0 | 0 | 0
Geo | 0 | 0 | 0 | 0 | 0 | 0
H | 0 | 0 | 0 | 0 | 0 | 0
LFG | 0 | 0 | 0 | 0 | 0 | 0
Nuc | 0 | 0 | 0 | 0 | 0 | 0
PS | 0 | 0 | 0 | 0 | 0 | 0
PV | 0 | 0 | 0 | 0 | 0 | 0
PeakG | 0 | 0 | 0 | 0 | 0 | 0
PeakO | 0 | 0 | 0 | 0 | 0 | 0
ST | 0 | 0 | 0 | 0 | 0 | 0
STOG | 0 | 0 | 0 | 0 | 0 | 0
STWD | 0 | 0 | 0 | 0 | 0 | 0
WT | 0 | 0 | 0 | 0 | 0 | 0
IGCC | 0 | 0 | 0 | 0 | 0 | 0
DemandResponse | 0 | 0 | 0 | 0 | 0 | 0
IGCC-CCS | 0 | 0 | 0 | 0 | 0 | 0
WT_off | 0 | 0 | 0 | 0 | 0 | 0
PseudoUnit | 0 | 0 | 0 | 0 | 0 | 0
FixedInterchange | 0 | 0 | 0 | 0 | 0 | 0
retrofit VOM Costs by Reporting Type: EI
ReportingType | 2015 | 2020 | 2025 | 2030 | 2035 | 2040
BM | 0 | 0 | 0 | 0 | 0 | 0
CC | 0 | 0 | 0 | 0 | 0 | 0
CSP | 0 | 0 | 0 | 0 | 0 | 0
CT | 0 | 0 | 0 | 0 | 0 | 0
Coal | 3580.03 | 3805.73 | 4207.85 | 4354.86 | 4536.68 | 9275.6
Geo | 0 | 0 | 0 | 0 | 0 | 0
H | 0 | 0 | 0 | 0 | 0 | 0
LFG | 0 | 0 | 0 | 0 | 0 | 0
Nuc | 0 | 0 | 0 | 0 | 0 | 0
PS | 0 | 0 | 0 | 0 | 0 | 0
PV | 0 | 0 | 0 | 0 | 0 | 0
PeakG | 0 | 0 | 0 | 0 | 0 | 0
PeakO | 0 | 0 | 0 | 0 | 0 | 0
ST | 0 | 0 | 0 | 0 | 0 | 0
STOG | 0 | 0 | 0 | 0 | 0 | 0
STWD | 0 | 0 | 0 | 0 | 0 | 0
WT | 0 | 0 | 0 | 0 | 0 | 0
IGCC | 0 | 0 | 0 | 0 | 0 | 0
DemandResponse | 0 | 0 | 0 | 0 | 0 | 0
IGCC-CCS | 0 | 0 | 0 | 0 | 0 | 0
WT_off | 0 | 0 | 0 | 0 | 0 | 0
PseudoUnit | 0 | 0 | 0 | 0 | 0 | 0
FixedInterchange | 0 | 0 | 0 | 0 | 0 | 0
retrofit VOM Costs by Reporting Type: Outside_EI
ReportingType | 2015 | 2020 | 2025 | 2030 | 2035 | 2040
BM | 0 | 0 | 0 | 0 | 0 | 0
CC | 0 | 0 | 0 | 0 | 0 | 0
CSP | 0 | 0 | 0 | 0 | 0 | 0
CT | 0 | 0 | 0 | 0 | 0 | 0
Coal | 1336 | 1477.31 | 1530.62 | 1530.85 | 1527.19 | 2024.99
Geo | 0 | 0 | 0 | 0 | 0 | 0
H | 0 | 0 | 0 | 0 | 0 | 0
LFG | 0 | 0 | 0 | 0 | 0 | 0
Nuc | 0 | 0 | 0 | 0 | 0 | 0
PS | 0 | 0 | 0 | 0 | 0 | 0
PV | 0 | 0 | 0 | 0 | 0 | 0
PeakG | 0 | 0 | 0 | 0 | 0 | 0
PeakO | 0 | 0 | 0 | 0 | 0 | 0
ST | 0 | 0 | 0 | 0 | 0 | 0
STOG | 0 | 0 | 0 | 0 | 0 | 0
STWD | 0 | 0 | 0 | 0 | 0 | 0
WT | 0 | 0 | 0 | 0 | 0 | 0
IGCC | 0 | 0 | 0 | 0 | 0 | 0
DemandResponse | 0 | 0 | 0 | 0 | 0 | 0
IGCC-CCS | 0 | 0 | 0 | 0 | 0 | 0
WT_off | 0 | 0 | 0 | 0 | 0 | 0
PseudoUnit | 0 | 0 | 0 | 0 | 0 | 0
FixedInterchange | 0 | 0 | 0 | 0 | 0 | 0
#10 | Base FOM Costs ($million)
Base FOM Costs by Reporting Type: Entergy
ReportingType | 2015 | 2020 | 2025 | 2030 | 2035 | 2040
BM | 0 | 0 | 0 | 0 | 0 | 0
CC | 413.46 | 425.77 | 425.77 | 467.65 | 558.88 | 701
CSP | 0 | 0 | 0 | 0 | 0 | 0
CT | 0 | 0 | 0 | 0 | 0 | 0
Coal | 517.35 | 532.6 | 562.52 | 589.2 | 615.4 | 799.86
Geo | 0 | 0 | 0 | 0 | 0 | 0
H | 10.6 | 10.6 | 10.6 | 10.6 | 10.6 | 10.6
LFG | 0.97 | 0.97 | 13.89 | 13.89 | 13.89 | 13.89
Nuc | 789.41 | 789.41 | 789.41 | 789.41 | 666.82 | 1135.74
PS | 1.4 | 1.4 | 1.4 | 1.4 | 1.4 | 1.4
PV | 0 | 1.08 | 1.67 | 1.72 | 1.78 | 1.84
PeakG | 47.54 | 47.54 | 47.54 | 61.35 | 65.24 | 87.69
PeakO | 4.42 | 4.47 | 4.97 | 5.11 | 5.11 | 6.51
ST | 0 | 0 | 0 | 0 | 0 | 0
STOG | 176.46 | 176.46 | 158.04 | 158.04 | 158.04 | 187
STWD | 6.6 | 6.6 | 6.6 | 6.6 | 6.6 | 8.26
WT | 3.66 | 3.66 | 3.66 | 3.66 | 3.66 | 3.66
IGCC | 0 | 0 | 0 | 0 | 0 | 0
DemandResponse | 0 | 0 | 0 | 0 | 0 | 0
IGCC-CCS | 0 | 0 | 0 | 0 | 0 | 0
WT_off | 0 | 0 | 0 | 0 | 0 | 0
PseudoUnit | 0 | 0 | 0 | 0 | 0 | 0
FixedInterchange | 0 | 0 | 0 | 0 | 0 | 0
Base FOM Costs by Reporting Type: FRCC
ReportingType | 2015 | 2020 | 2025 | 2030 | 2035 | 2040
BM | 0 | 0 | 0 | 0 | 0 | 0
CC | 674.93 | 743.42 | 779.29 | 862.83 | 1034 | 1321.7
CSP | 0 | 0 | 0 | 0 | 0 | 0
CT | 16.6 | 16.6 | 16.6 | 16.6 | 16.6 | 16.6
Coal | 581.48 | 540.31 | 578.34 | 623.48 | 656.12 | 727.51
Geo | 0 | 0 | 0 | 0 | 0 | 0
H | 0.78 | 0.78 | 0.78 | 0.78 | 0.78 | 0.78
LFG | 58.63 | 58.63 | 82.46 | 82.46 | 82.46 | 82.46
Nuc | 601.49 | 601.49 | 601.49 | 601.49 | 946.02 | 376.9
PS | 0 | 0 | 0 | 0 | 0 | 0
PV | 0.75 | 0.75 | 0.75 | 0.75 | 0.75 | 0.75
PeakG | 149.81 | 149.81 | 149.81 | 197.37 | 197.37 | 265.27
PeakO | 64.61 | 65.04 | 66.99 | 66.99 | 66.99 | 85.38
ST | 0 | 0 | 0 | 0 | 0 | 0
STOG | 191.29 | 191.29 | 179.04 | 179.04 | 179.04 | 211.85
STWD | 6.25 | 6.25 | 6.25 | 6.25 | 6.25 | 7.82
WT | 0 | 0 | 0 | 0 | 0 | 0
IGCC | 0 | 0 | 0 | 0 | 0 | 0
DemandResponse | 0 | 0 | 0 | 0 | 0 | 0
IGCC-CCS | 0 | 0 | 0 | 0 | 0 | 0
WT_off | 0 | 0 | 0 | 0 | 0 | 0
PseudoUnit | 0 | 0 | 0 | 0 | 0 | 0
FixedInterchange | 0 | 0 | 0 | 0 | 0 | 0
Base FOM Costs by Reporting Type: MAPP_US
ReportingType | 2015 | 2020 | 2025 | 2030 | 2035 | 2040
BM | 0 | 0 | 0 | 0 | 0 | 0
CC | 8.58 | 8.58 | 8.6 | 8.62 | 9.33 | 12.87
CSP | 0 | 0 | 0 | 0 | 0 | 0
CT | 2.06 | 2.06 | 2.06 | 2.56 | 4.31 | 6.16
Coal | 200.74 | 211.85 | 225.28 | 239.8 | 271.25 | 315.03
Geo | 3.95 | 3.95 | 3.95 | 3.95 | 3.95 | 3.95
H | 31.14 | 31.14 | 31.14 | 31.14 | 31.14 | 31.14
LFG | 0.24 | 0.24 | 8.86 | 8.86 | 8.86 | 8.86
Nuc | 0.01 | 0.01 | 0.01 | 0.01 | 0.01 | 0.01
PS | 0 | 0 | 0 | 0 | 0 | 0
PV | 0 | 0 | 0 | 0 | 0 | 0
PeakG | 12.29 | 13.42 | 13.71 | 15.62 | 16.6 | 22.31
PeakO | 0 | 0 | 0 | 0 | 0 | 0
ST | 0 | 0 | 0 | 0 | 0 | 0
STOG | 0 | 0 | 0 | 0 | 0 | 0
STWD | 0 | 0 | 0 | 0 | 0 | 0
WT | 55.22 | 72.52 | 75.08 | 77.75 | 80.52 | 83.4
IGCC | 0 | 0 | 0 | 0 | 0 | 0
DemandResponse | 0 | 0 | 0 | 0 | 0 | 0
IGCC-CCS | 0 | 0 | 0 | 0 | 0 | 0
WT_off | 0 | 0 | 0 | 0 | 0 | 0
PseudoUnit | 0 | 0 | 0 | 0 | 0 | 0
FixedInterchange | 0 | 0 | 0 | 0 | 0 | 0
Base FOM Costs by Reporting Type: MISO_IN
ReportingType | 2015 | 2020 | 2025 | 2030 | 2035 | 2040
BM | 0 | 0 | 0 | 0 | 0 | 0
CC | 41.43 | 41.43 | 41.43 | 44.94 | 116.63 | 127.88
CSP | 0 | 0 | 0 | 0 | 0 | 0
CT | 0 | 0 | 0 | 0 | 0 | 0
Coal | 937.32 | 991.36 | 1043.47 | 1163.66 | 1317.03 | 1531.23
Geo | 0 | 0 | 0 | 0 | 0 | 0
H | 1.07 | 1.07 | 1.07 | 1.07 | 1.07 | 1.07
LFG | 4.46 | 4.46 | 4.46 | 14.11 | 14.11 | 14.11
Nuc | 0.01 | 0.01 | 0.01 | 0.01 | 0.01 | 0.01
PS | 0 | 0 | 0 | 0 | 0 | 0
PV | 0 | 4.03 | 6.57 | 6.79 | 7.01 | 7.24
PeakG | 52.35 | 52.35 | 52.35 | 71.47 | 71.47 | 96.06
PeakO | 10.59 | 10.59 | 10.59 | 10.59 | 10.59 | 13.5
ST | 0 | 0 | 0 | 0 | 0 | 0
STOG | 12.26 | 12.26 | 12.26 | 12.26 | 12.26 | 14.51
STWD | 0 | 0 | 0 | 0 | 0 | 0
WT | 18.31 | 18.31 | 18.31 | 18.31 | 18.31 | 18.31
IGCC | 30.22 | 30.22 | 30.22 | 30.22 | 30.22 | 30.22
DemandResponse | 0 | 0 | 0 | 0 | 0 | 0
IGCC-CCS | 0 | 0 | 0 | 0 | 0 | 0
WT_off | 0 | 0 | 0 | 0 | 0 | 0
PseudoUnit | 0 | 0 | 0 | 0 | 0 | 0
FixedInterchange | 0 | 0 | 0 | 0 | 0 | 0
Base FOM Costs by Reporting Type: MISO_MI
ReportingType | 2015 | 2020 | 2025 | 2030 | 2035 | 2040
BM | 0 | 0 | 0 | 0 | 0 | 0
CC | 128.88 | 137.23 | 139.59 | 145.98 | 158.19 | 193.13
CSP | 0 | 0 | 0 | 0 | 0 | 0
CT | 0 | 0 | 0 | 0 | 0 | 0
Coal | 635.18 | 694.51 | 726.58 | 809.56 | 889.71 | 1014.36
Geo | 0 | 0 | 0 | 0 | 0 | 0
H | 2.01 | 2.01 | 2.01 | 2.01 | 2.01 | 2.01
LFG | 19.67 | 38.95 | 38.95 | 38.95 | 38.95 | 38.95
Nuc | 275.03 | 275.03 | 275.03 | 275.03 | 161.75 | 417.74
PS | 44.44 | 44.44 | 44.44 | 44.44 | 44.44 | 44.44
PV | 0 | 0 | 0 | 0 | 0 | 0
PeakG | 61.2 | 61.2 | 69.43 | 83.39 | 83.39 | 112.07
PeakO | 15.67 | 15.67 | 15.67 | 15.67 | 15.67 | 19.97
ST | 0 | 0 | 0 | 0 | 0 | 0
STOG | 125.33 | 125.33 | 125.33 | 125.33 | 125.33 | 148.3
STWD | 5.22 | 5.22 | 5.22 | 5.22 | 5.22 | 6.54
WT | 61.65 | 61.65 | 78.5 | 78.5 | 84.76 | 89.52
IGCC | 0 | 0 | 0 | 0 | 0 | 0
DemandResponse | 0 | 0 | 0 | 0 | 0 | 0
IGCC-CCS | 0 | 0 | 0 | 0 | 0 | 0
WT_off | 0 | 0 | 0 | 0 | 0 | 0
PseudoUnit | 0 | 0 | 0 | 0 | 0 | 0
FixedInterchange | 0 | 0 | 0 | 0 | 0 | 0
Base FOM Costs by Reporting Type: MISO_MO-IL
ReportingType | 2015 | 2020 | 2025 | 2030 | 2035 | 2040
BM | 0 | 0 | 0 | 0 | 0 | 0
CC | 31.4 | 31.4 | 31.4 | 34.55 | 38.58 | 47.1
CSP | 0 | 0 | 0 | 0 | 0 | 0
CT | 0 | 0 | 0 | 0 | 0 | 0
Coal | 1046.98 | 1104.87 | 1163.97 | 1327.31 | 1498.94 | 1694.36
Geo | 0 | 0 | 0 | 0 | 0 | 0
H | 5.01 | 5.01 | 5.01 | 5.01 | 5.01 | 5.01
LFG | 2.17 | 2.17 | 29.04 | 29.04 | 29.04 | 29.04
Nuc | 308.98 | 325.11 | 325.11 | 325.11 | 325.11 | 325.11
PS | 10.45 | 10.45 | 10.45 | 10.45 | 10.45 | 10.45
PV | 0 | 0 | 0 | 0 | 0 | 0
PeakG | 77.83 | 77.83 | 77.83 | 101.03 | 107.57 | 144.58
PeakO | 21.48 | 22.48 | 22.48 | 22.48 | 22.48 | 28.65
ST | 0 | 0 | 0 | 0 | 0 | 0
STOG | 26.02 | 26.02 | 26.02 | 26.02 | 26.02 | 30.78
STWD | 0 | 0 | 0 | 0 | 0 | 0
WT | 21.36 | 21.36 | 21.36 | 21.36 | 21.36 | 21.36
IGCC | 0 | 0 | 0 | 0 | 0 | 0
DemandResponse | 0 | 0 | 0 | 0 | 0 | 0
IGCC-CCS | 0 | 0 | 0 | 0 | 0 | 0
WT_off | 0 | 0 | 0 | 0 | 0 | 0
PseudoUnit | 0 | 0 | 0 | 0 | 0 | 0
FixedInterchange | 0 | 0 | 0 | 0 | 0 | 0
Base FOM Costs by Reporting Type: MISO_W
ReportingType | 2015 | 2020 | 2025 | 2030 | 2035 | 2040
BM | 0 | 0 | 0 | 0 | 0 | 0
CC | 90.43 | 90.43 | 90.78 | 90.78 | 107.58 | 134.68
CSP | 0 | 0 | 0 | 0 | 0 | 0
CT | 0 | 0 | 0 | 0 | 0 | 0
Coal | 728.59 | 783.75 | 820.78 | 851.31 | 997.72 | 1375.57
Geo | 0 | 0 | 0 | 0 | 0 | 0
H | 7.08 | 7.08 | 7.08 | 7.08 | 7.08 | 7.08
LFG | 24.73 | 24.73 | 33.36 | 33.36 | 33.36 | 33.36
Nuc | 343.79 | 343.79 | 343.79 | 602.57 | 0.04 | 0.04
PS | 0 | 0 | 0 | 0 | 0 | 0
PV | 0 | 0 | 0 | 0 | 0 | 0
PeakG | 87.12 | 87.12 | 87.12 | 102.32 | 105.86 | 142.28
PeakO | 56.38 | 61.73 | 63.21 | 63.21 | 63.21 | 80.56
ST | 0 | 0 | 0 | 0 | 0 | 0
STOG | 7.56 | 7.56 | 7.56 | 7.56 | 7.56 | 8.94
STWD | 10.03 | 10.03 | 10.03 | 10.03 | 10.03 | 12.55
WT | 268.82 | 321.68 | 409.68 | 436.4 | 451.81 | 467.73
IGCC | 0 | 0 | 0 | 0 | 0 | 0
DemandResponse | 0 | 0 | 0 | 0 | 0 | 0
IGCC-CCS | 0 | 0 | 0 | 0 | 0 | 0
WT_off | 0 | 0 | 0 | 0 | 0 | 0
PseudoUnit | 0 | 0 | 0 | 0 | 0 | 0
FixedInterchange | 0 | 0 | 0 | 0 | 0 | 0
Base FOM Costs by Reporting Type: MISO_WUMS
ReportingType | 2015 | 2020 | 2025 | 2030 | 2035 | 2040
BM | 0 | 0 | 0 | 0 | 0 | 0
CC | 80.83 | 80.83 | 85.01 | 97.91 | 148.53 | 174.28
CSP | 0 | 0 | 0 | 0 | 0 | 0
CT | 0 | 22.07 | 26.18 | 47.73 | 60.67 | 60.67
Coal | 393.51 | 391.84 | 424.99 | 446.01 | 481.55 | 501.6
Geo | 0 | 0 | 0 | 0 | 0 | 0
H | 4.79 | 4.79 | 4.79 | 4.79 | 4.79 | 4.79
LFG | 8.57 | 8.57 | 35.44 | 35.44 | 35.44 | 35.44
Nuc | 264.54 | 264.54 | 264.54 | 570.75 | 0.04 | 0.05
PS | 0 | 0 | 0 | 0 | 0 | 0
PV | 0 | 0 | 0 | 0 | 0 | 0
PeakG | 55.64 | 55.64 | 63.05 | 75.61 | 75.61 | 101.63
PeakO | 13.52 | 13.84 | 14.38 | 14.38 | 14.38 | 18.33
ST | 0 | 0 | 0 | 0 | 0 | 0
STOG | 13.21 | 13.21 | 13.21 | 13.21 | 13.21 | 15.63
STWD | 3.37 | 3.37 | 3.37 | 3.37 | 3.37 | 4.21
WT | 46.36 | 46.36 | 46.36 | 46.36 | 46.36 | 46.36
IGCC | 0 | 0 | 0 | 0 | 0 | 0
DemandResponse | 0 | 0 | 0 | 0 | 0 | 0
IGCC-CCS | 0 | 0 | 0 | 0 | 0 | 0
WT_off | 0 | 0 | 0 | 0 | 0 | 0
PseudoUnit | 0 | 0 | 0 | 0 | 0 | 0
FixedInterchange | 0 | 0 | 0 | 0 | 0 | 0
Base FOM Costs by Reporting Type: Nebraska
ReportingType | 2015 | 2020 | 2025 | 2030 | 2035 | 2040
BM | 0 | 0 | 0 | 0 | 0 | 0
CC | 10.62 | 10.62 | 10.62 | 10.62 | 12.52 | 15.94
CSP | 0 | 0 | 0 | 0 | 0 | 0
CT | 0 | 0 | 0 | 0 | 0 | 0
Coal | 257.61 | 272.59 | 306.29 | 324.12 | 383.44 | 512.13
Geo | 0 | 0 | 0 | 0 | 0 | 0
H | 2.38 | 2.38 | 2.38 | 2.38 | 2.38 | 2.38
LFG | 0.72 | 0.72 | 9.35 | 9.35 | 9.35 | 9.35
Nuc | 182.28 | 182.28 | 182.28 | 249.21 | 0.09 | 0.09
PS | 0 | 0 | 0 | 0 | 0 | 0
PV | 0 | 0 | 0 | 0 | 0 | 0
PeakG | 21.82 | 26.8 | 30.55 | 30.55 | 30.55 | 41.06
PeakO | 9.57 | 9.57 | 9.57 | 9.57 | 9.57 | 12.19
ST | 0 | 0 | 0 | 0 | 0 | 0
STOG | 0 | 0 | 0 | 0 | 0 | 0
STWD | 0 | 0 | 0 | 0 | 0 | 0
WT | 10.53 | 10.53 | 10.53 | 10.53 | 10.53 | 10.53
IGCC | 0 | 0 | 0 | 0 | 0 | 0
DemandResponse | 0 | 0 | 0 | 0 | 0 | 0
IGCC-CCS | 0 | 0 | 0 | 0 | 0 | 0
WT_off | 0 | 0 | 0 | 0 | 0 | 0
PseudoUnit | 0 | 0 | 0 | 0 | 0 | 0
FixedInterchange | 0 | 0 | 0 | 0 | 0 | 0
Base FOM Costs by Reporting Type: NEISO
ReportingType | 2015 | 2020 | 2025 | 2030 | 2035 | 2040
BM | 25.35 | 25.35 | 25.35 | 25.35 | 25.35 | 25.35
CC | 300.11 | 300.11 | 301.74 | 328.63 | 362.05 | 435.5
CSP | 0 | 0 | 0 | 0 | 0 | 0
CT | 2.24 | 2.24 | 2.24 | 2.24 | 6.6 | 13.61
Coal | 22.84 | 0 | 0 | 0 | 0 | 0
Geo | 0 | 0 | 0 | 0 | 0 | 0
H | 46.4 | 46.4 | 46.4 | 46.4 | 46.4 | 46.4
LFG | 70.11 | 70.11 | 78.5 | 78.5 | 78.5 | 78.5
Nuc | 676.28 | 676.28 | 676.28 | 676.28 | 488.61 | 963.83
PS | 39.74 | 39.74 | 39.74 | 39.74 | 39.74 | 39.74
PV | 0.03 | 5.29 | 5.29 | 5.29 | 5.29 | 5.29
PeakG | 19.94 | 19.94 | 19.94 | 21.77 | 28.09 | 37.76
PeakO | 24.61 | 24.61 | 24.61 | 24.61 | 24.61 | 31.36
ST | 0 | 0 | 0 | 0 | 0 | 0
STOG | 0 | 0 | 0 | 0 | 0 | 0
STWD | 19.55 | 19.55 | 19.55 | 19.55 | 19.55 | 24.46
WT | 13.44 | 94.88 | 145.53 | 155.17 | 155.17 | 155.17
IGCC | 0 | 0 | 0 | 0 | 0 | 0
DemandResponse | 0 | 0 | 0 | 0 | 0 | 0
IGCC-CCS | 0 | 0 | 0 | 0 | 0 | 0
WT_off | 24.96 | 24.96 | 24.96 | 24.96 | 0 | 0
PseudoUnit | 0 | 0 | 0 | 0 | 0 | 0
FixedInterchange | 0 | 0 | 0 | 0 | 0 | 0
Base FOM Costs by Reporting Type: NonRTO_Midwest
ReportingType | 2015 | 2020 | 2025 | 2030 | 2035 | 2040
BM | 0 | 0 | 0 | 0 | 0 | 0
CC | 0 | 1.93 | 1.93 | 5.66 | 10.71 | 16.03
CSP | 0 | 0 | 0 | 0 | 0 | 0
CT | 0 | 4.04 | 4.04 | 4.04 | 4.04 | 4.04
Coal | 721.96 | 762.99 | 780.41 | 832.85 | 911.43 | 1023.79
Geo | 0 | 0 | 0 | 0 | 0 | 0
H | 2.04 | 2.04 | 2.04 | 2.04 | 2.04 | 2.04
LFG | 1.69 | 1.69 | 11 | 20.97 | 20.97 | 20.97
Nuc | 0.01 | 0.01 | 0.01 | 0.01 | 0.01 | 0.01
PS | 0 | 0 | 0 | 0 | 0 | 0
PV | 0 | 0 | 0 | 0 | 0 | 0
PeakG | 56.39 | 56.39 | 56.39 | 69 | 78.49 | 105.5
PeakO | 0.35 | 0.35 | 0.35 | 0.35 | 0.35 | 0.45
ST | 0 | 0 | 0 | 0 | 0 | 0
STOG | 0 | 0 | 0 | 0 | 0 | 0
STWD | 0 | 0 | 0 | 0 | 0 | 0
WT | 2.26 | 2.26 | 2.26 | 2.26 | 2.26 | 2.26
IGCC | 0 | 0 | 0 | 0 | 0 | 0
DemandResponse | 0 | 0 | 0 | 0 | 0 | 0
IGCC-CCS | 0 | 0 | 0 | 0 | 0 | 0
WT_off | 0 | 0 | 0 | 0 | 0 | 0
PseudoUnit | 0 | 0 | 0 | 0 | 0 | 0
FixedInterchange | 0 | 0 | 0 | 0 | 0 | 0
Base FOM Costs by Reporting Type: NYISO_A-F
ReportingType | 2015 | 2020 | 2025 | 2030 | 2035 | 2040
BM | 0 | 0 | 0 | 0 | 0 | 0
CC | 115.84 | 119.14 | 128.84 | 140.26 | 140.26 | 169.2
CSP | 0 | 0 | 0 | 0 | 0 | 0
CT | 0 | 0 | 0 | 0 | 0 | 0
Coal | 0 | 0 | 0 | 0 | 0 | 0
Geo | 0 | 0 | 0 | 0 | 0 | 0
H | 62.6 | 62.6 | 62.6 | 62.6 | 62.6 | 62.6
LFG | 20.8 | 20.8 | 21.71 | 28.97 | 28.97 | 28.97
Nuc | 489.92 | 489.92 | 489.92 | 399.48 | 552.03 | 585.68
PS | 33.52 | 33.52 | 33.52 | 33.52 | 33.52 | 33.52
PV | 0 | 0 | 0 | 0 | 0 | 0
PeakG | 3.78 | 3.78 | 5.17 | 5.17 | 5.17 | 6.95
PeakO | 1.14 | 1.14 | 1.14 | 1.14 | 1.14 | 1.46
ST | 0 | 0 | 0 | 0 | 0 | 0
STOG | 0 | 0 | 0 | 0 | 0 | 0
STWD | 2.76 | 2.76 | 2.76 | 2.76 | 2.76 | 3.45
WT | 113.42 | 133.35 | 133.35 | 143.58 | 162.88 | 162.88
IGCC | 0 | 0 | 0 | 0 | 0 | 0
DemandResponse | 0 | 0 | 0 | 0 | 0 | 0
IGCC-CCS | 0 | 0 | 0 | 0 | 0 | 0
WT_off | 0 | 0 | 0 | 0 | 0 | 0
PseudoUnit | 0 | 0 | 0 | 0 | 0 | 0
FixedInterchange | 0 | 0 | 0 | 0 | 0 | 0
Base FOM Costs by Reporting Type: NYISO_G-I
ReportingType | 2015 | 2020 | 2025 | 2030 | 2035 | 2040
BM | 0 | 0 | 0 | 0 | 0 | 0
CC | 34.33 | 34.33 | 37.86 | 52.95 | 100.32 | 150.21
CSP | 0 | 0 | 0 | 0 | 0 | 0
CT | 0 | 0 | 0 | 0 | 0 | 0
Coal | 0 | 0 | 0 | 0 | 0 | 0
Geo | 0 | 0 | 0 | 0 | 0 | 0
H | 0.46 | 0.46 | 0.46 | 0.46 | 0.46 | 0.46
LFG | 7.72 | 7.72 | 16.67 | 16.67 | 16.67 | 16.67
Nuc | 297.74 | 297.74 | 297.74 | 297.74 | 452.18 | 0.18
PS | 0 | 0 | 0 | 0 | 0 | 0
PV | 0 | 0 | 0 | 0 | 0 | 0
PeakG | 1.51 | 1.51 | 1.52 | 1.52 | 1.52 | 2.05
PeakO | 2.55 | 2.55 | 2.55 | 2.55 | 2.55 | 3.25
ST | 0 | 0 | 0 | 0 | 0 | 0
STOG | 0 | 0 | 0 | 0 | 0 | 0
STWD | 0 | 0 | 0 | 0 | 0 | 0
WT | 0 | 1.68 | 1.68 | 1.68 | 1.68 | 1.68
IGCC | 0 | 0 | 0 | 0 | 0 | 0
DemandResponse | 0 | 0 | 0 | 0 | 0 | 0
IGCC-CCS | 0 | 0 | 0 | 0 | 0 | 0
WT_off | 0 | 0 | 0 | 0 | 0 | 0
PseudoUnit | 0 | 0 | 0 | 0 | 0 | 0
FixedInterchange | 0 | 0 | 0 | 0 | 0 | 0
Base FOM Costs by Reporting Type: NYISO_J-K
ReportingType | 2015 | 2020 | 2025 | 2030 | 2035 | 2040
BM | 0 | 0 | 0 | 0 | 0 | 0
CC | 125.46 | 125.46 | 125.46 | 136.64 | 150.31 | 179.77
CSP | 0 | 0 | 0 | 0 | 0 | 0
CT | 0 | 0 | 4.75 | 9.79 | 10.92 | 14.47
Coal | 0 | 0 | 0 | 0 | 0 | 0
Geo | 0 | 0 | 0 | 0 | 0 | 0
H | 0 | 0 | 0 | 0 | 0 | 0
LFG | 14.96 | 14.96 | 14.96 | 23.9 | 23.9 | 23.9
Nuc | 0.01 | 0.01 | 0.01 | 0.01 | 0.01 | 0.01
PS | 0 | 0 | 0 | 0 | 0 | 0
PV | 0.53 | 0.53 | 0.53 | 0.53 | 0 | 0
PeakG | 54.7 | 54.7 | 54.7 | 60.6 | 65.03 | 87.41
PeakO | 61.69 | 61.69 | 62.41 | 63.65 | 63.65 | 81.12
ST | 0 | 0 | 0 | 0 | 0 | 0
STOG | 249.19 | 249.19 | 249.19 | 249.19 | 249.19 | 294.86
STWD | 0 | 0 | 0 | 0 | 0 | 0
WT | 0 | 0 | 0 | 0 | 0 | 0
IGCC | 0 | 0 | 0 | 0 | 0 | 0
DemandResponse | 0 | 0 | 0 | 0 | 0 | 0
IGCC-CCS | 0 | 0 | 0 | 0 | 0 | 0
WT_off | 0 | 0 | 0 | 0 | 0 | 0
PseudoUnit | 0 | 0 | 0 | 0 | 0 | 0
FixedInterchange | 0 | 0 | 0 | 0 | 0 | 0
Base FOM Costs by Reporting Type: PJM_E
ReportingType | 2015 | 2020 | 2025 | 2030 | 2035 | 2040
BM | 3.02 | 3.02 | 3.02 | 3.02 | 3.02 | 3.02
CC | 297.21 | 297.8 | 308.05 | 325.38 | 345.61 | 407.21
CSP | 0 | 0 | 0 | 0 | 0 | 0
CT | 0.18 | 0.18 | 0.18 | 0.18 | 16.12 | 16.12
Coal | 41.72 | 0.8 | 0.8 | 0.8 | 0.8 | 0.8
Geo | 0 | 0 | 0 | 0 | 0 | 0
H | 3.85 | 3.85 | 3.85 | 3.85 | 3.85 | 3.85
LFG | 56.83 | 72.83 | 72.83 | 72.83 | 72.83 | 72.83
Nuc | 1239 | 1149.53 | 1149.53 | 1149.53 | 825.73 | 2003.11
PS | 9.5 | 9.5 | 9.5 | 9.5 | 9.5 | 9.5
PV | 0.75 | 0.75 | 0.75 | 0.75 | 0.75 | 0.75
PeakG | 75.2 | 75.2 | 75.2 | 87.35 | 90.77 | 122
PeakO | 75.92 | 78.63 | 80.68 | 80.68 | 80.68 | 102.82
ST | 0 | 0 | 0 | 0 | 0 | 0
STOG | 78.55 | 78.55 | 78.55 | 78.55 | 78.55 | 92.95
STWD | 0 | 0 | 0 | 0 | 0 | 0
WT | 32.63 | 32.63 | 32.63 | 32.63 | 32.63 | 32.63
IGCC | 0 | 0 | 0 | 0 | 0 | 0
DemandResponse | 0 | 0 | 0 | 0 | 0 | 0
IGCC-CCS | 0 | 0 | 0 | 0 | 0 | 0
WT_off | 0 | 0 | 58.67 | 58.67 | 58.67 | 58.67
PseudoUnit | 0 | 0 | 0 | 0 | 0 | 0
FixedInterchange | 0 | 0 | 0 | 0 | 0 | 0
Base FOM Costs by Reporting Type: PJM_ROM
ReportingType | 2015 | 2020 | 2025 | 2030 | 2035 | 2040
BM | 1.81 | 1.81 | 1.81 | 1.81 | 1.81 | 1.81
CC | 142.43 | 142.43 | 143.31 | 148.59 | 205.42 | 422.77
CSP | 0 | 0 | 0 | 0 | 0 | 0
CT | 0.11 | 0.11 | 0.11 | 0.11 | 0.11 | 0.11
Coal | 546.13 | 552.79 | 606.71 | 792.06 | 822.39 | 846.99
Geo | 0 | 0 | 0 | 0 | 0 | 0
H | 19.83 | 19.83 | 19.83 | 19.83 | 19.83 | 19.83
LFG | 43.05 | 74.95 | 74.95 | 74.95 | 74.95 | 74.95
Nuc | 733.21 | 733.21 | 733.21 | 733.21 | 657.66 | 1071.82
PS | 35.92 | 35.92 | 35.92 | 35.92 | 35.92 | 35.92
PV | 0.06 | 24.21 | 39.25 | 43.04 | 44.54 | 46.09
PeakG | 30.83 | 30.83 | 40.24 | 40.24 | 40.24 | 54.09
PeakO | 45.95 | 45.95 | 45.95 | 45.95 | 45.95 | 58.57
ST | 0 | 0 | 0 | 0 | 0 | 0
STOG | 155.08 | 0 | 0 | 0 | 0 | 0
STWD | 2.24 | 2.24 | 2.24 | 2.24 | 2.24 | 2.81
WT | 38.48 | 38.48 | 59.54 | 170.81 | 222.65 | 222.65
IGCC | 0 | 0 | 0 | 0 | 0 | 0
DemandResponse | 0 | 0 | 0 | 0 | 0 | 0
IGCC-CCS | 0 | 0 | 0 | 0 | 0 | 0
WT_off | 0 | 0 | 0 | 0 | 0 | 0
PseudoUnit | 0 | 0 | 0 | 0 | 0 | 0
FixedInterchange | 0 | 0 | 0 | 0 | 0 | 0
Base FOM Costs by Reporting Type: PJM_ROR
ReportingType | 2015 | 2020 | 2025 | 2030 | 2035 | 2040
BM | 38.69 | 38.69 | 38.69 | 38.69 | 38.69 | 19.4
CC | 357.07 | 362.08 | 367.63 | 461.92 | 623.63 | 708.53
CSP | 0 | 0 | 0 | 0 | 0 | 0
CT | 0.19 | 0.19 | 0.19 | 0.19 | 0.19 | 0.19
Coal | 3594.62 | 3730.07 | 3986.84 | 4522.39 | 5042.75 | 5459.59
Geo | 0 | 0 | 0 | 0 | 0 | 0
H | 26.17 | 26.17 | 26.17 | 26.17 | 26.17 | 26.17
LFG | 65.06 | 65.06 | 126.87 | 126.87 | 126.87 | 126.87
Nuc | 2917.4 | 2917.4 | 2917.4 | 2791.17 | 2168.76 | 4463.75
PS | 73.14 | 73.14 | 73.14 | 73.14 | 73.14 | 73.14
PV | 0.35 | 0.35 | 0.35 | 0.35 | 0.35 | 0.35
PeakG | 325.76 | 325.76 | 325.76 | 424.29 | 452.07 | 607.6
PeakO | 48.69 | 51.12 | 51.12 | 51.12 | 51.12 | 65.15
ST | 0 | 0 | 0 | 0 | 0 | 0
STOG | 91.71 | 70.27 | 70.27 | 70.27 | 70.27 | 83.15
STWD | 6.22 | 6.22 | 6.22 | 6.22 | 6.22 | 7.78
WT | 322.6 | 322.6 | 322.6 | 327.98 | 327.98 | 358.69
IGCC | 0 | 0 | 0 | 0 | 0 | 0
DemandResponse | 0 | 0 | 0 | 0 | 0 | 0
IGCC-CCS | 0 | 0 | 0 | 0 | 0 | 0
WT_off | 0 | 0 | 0 | 0 | 0 | 0
PseudoUnit | 0 | 0 | 0 | 0 | 0 | 0
FixedInterchange | 0 | 0 | 0 | 0 | 0 | 0
Base FOM Costs by Reporting Type: SOCO
ReportingType | 2015 | 2020 | 2025 | 2030 | 2035 | 2040
BM | 5.53 | 5.53 | 5.53 | 5.53 | 5.53 | 5.53
CC | 511.87 | 514.56 | 518.05 | 575.81 | 654.72 | 774.02
CSP | 0 | 0 | 0 | 0 | 0 | 0
CT | 0 | 0 | 0 | 0 | 0 | 0
Coal | 1198.88 | 1256.91 | 1314.37 | 1479.68 | 1773.62 | 2061.84
Geo | 0 | 0 | 0 | 0 | 0 | 0
H | 59.74 | 59.74 | 59.74 | 59.74 | 59.74 | 59.74
LFG | 4.46 | 4.46 | 17.39 | 17.39 | 17.39 | 17.39
Nuc | 850.41 | 1045.67 | 1045.67 | 1045.67 | 1045.67 | 1199.16
PS | 39.76 | 39.76 | 39.76 | 39.76 | 39.76 | 39.76
PV | 0 | 0 | 0 | 0 | 0 | 0
PeakG | 179.33 | 179.33 | 179.33 | 236.09 | 252.1 | 338.83
PeakO | 0 | 0 | 0 | 0 | 0 | 0
ST | 0 | 0 | 0 | 0 | 0 | 0
STOG | 0 | 0 | 0 | 0 | 0 | 0
STWD | 0 | 0 | 0 | 0 | 0 | 0
WT | 0 | 0 | 0 | 0 | 0 | 0
IGCC | 0 | 0 | 0 | 0 | 0 | 0
DemandResponse | 0 | 0 | 0 | 0 | 0 | 0
IGCC-CCS | 0 | 0 | 0 | 0 | 0 | 0
WT_off | 0 | 0 | 0 | 0 | 0 | 0
PseudoUnit | 0 | 0 | 0 | 0 | 0 | 0
FixedInterchange | 0 | 0 | 0 | 0 | 0 | 0
Base FOM Costs by Reporting Type: SPP_N
ReportingType | 2015 | 2020 | 2025 | 2030 | 2035 | 2040
BM | 0 | 0 | 0 | 0 | 0 | 0
CC | 41.13 | 58.01 | 58.01 | 71.96 | 76.85 | 88.01
CSP | 0 | 0 | 0 | 0 | 0 | 0
CT | 0 | 0 | 0 | 0 | 10.84 | 29.83
Coal | 578.25 | 619.75 | 668.19 | 735.81 | 789.55 | 950.79
Geo | 0 | 0 | 0 | 0 | 0 | 0
H | 0.3 | 0.3 | 0.3 | 0.3 | 0.3 | 0.3
LFG | 0.84 | 9.23 | 12.28 | 12.28 | 12.28 | 12.28
Nuc | 160.51 | 168.89 | 168.89 | 168.89 | 168.89 | 168.89
PS | 0 | 0 | 0 | 0 | 0 | 0
PV | 0 | 0 | 0 | 0 | 0 | 0
PeakG | 74.97 | 82.28 | 102.93 | 102.93 | 102.93 | 138.35
PeakO | 34.89 | 35.18 | 35.18 | 35.18 | 35.18 | 44.84
ST | 0 | 0 | 0 | 0 | 0 | 0
STOG | 73.04 | 73.04 | 73.04 | 73.04 | 73.04 | 86.42
STWD | 0 | 0 | 0 | 0 | 0 | 0
WT | 41.99 | 41.99 | 41.99 | 49.61 | 102.43 | 102.43
IGCC | 0 | 0 | 0 | 0 | 0 | 0
DemandResponse | 0 | 0 | 0 | 0 | 0 | 0
IGCC-CCS | 0 | 0 | 0 | 0 | 0 | 0
WT_off | 0 | 0 | 0 | 0 | 0 | 0
PseudoUnit | 0 | 0 | 0 | 0 | 0 | 0
FixedInterchange | 0 | 0 | 0 | 0 | 0 | 0
Base FOM Costs by Reporting Type: SPP_S
ReportingType | 2015 | 2020 | 2025 | 2030 | 2035 | 2040
BM | 0 | 0 | 0 | 0 | 0 | 0
CC | 327.42 | 335.41 | 337.87 | 390.85 | 426.92 | 518.48
CSP | 0 | 0 | 0 | 0 | 0 | 0
CT | 2.76 | 4.77 | 4.77 | 4.77 | 4.77 | 4.77
Coal | 889.04 | 935.89 | 974.63 | 982.58 | 1059.16 | 1199.26
Geo | 0 | 0 | 0 | 0 | 0 | 0
H | 30.03 | 30.03 | 30.03 | 30.03 | 30.03 | 30.03
LFG | 2.29 | 2.29 | 2.29 | 13.72 | 13.72 | 13.72
Nuc | 0.01 | 0.01 | 0.01 | 0.01 | 0.01 | 0.01
PS | 10.59 | 10.59 | 10.59 | 10.59 | 10.59 | 10.59
PV | 0 | 0 | 0 | 0 | 0 | 0
PeakG | 60.2 | 60.2 | 60.2 | 74.61 | 80.6 | 108.33
PeakO | 3.36 | 3.55 | 3.55 | 3.55 | 3.56 | 4.56
ST | 0 | 0 | 0 | 0 | 0 | 0
STOG | 262.74 | 262.74 | 262.74 | 262.74 | 262.74 | 310.9
STWD | 2.69 | 2.69 | 2.69 | 2.69 | 2.69 | 3.37
WT | 90.68 | 159.82 | 170.84 | 170.84 | 380.81 | 618.71
IGCC | 0 | 0 | 0 | 0 | 0 | 0
DemandResponse | 0 | 0 | 0 | 0 | 0 | 0
IGCC-CCS | 0 | 0 | 0 | 0 | 0 | 0
WT_off | 0 | 0 | 0 | 0 | 0 | 0
PseudoUnit | 0 | 0 | 0 | 0 | 0 | 0
FixedInterchange | 0 | 0 | 0 | 0 | 0 | 0
Base FOM Costs by Reporting Type: TVA
ReportingType | 2015 | 2020 | 2025 | 2030 | 2035 | 2040
BM | 0 | 0 | 0 | 0 | 0 | 0
CC | 152.84 | 154.25 | 156.8 | 177.49 | 201.95 | 237.89
CSP | 0 | 0 | 0 | 0 | 0 | 0
CT | 0 | 14.64 | 14.64 | 14.64 | 14.64 | 14.64
Coal | 1059.65 | 1123.73 | 1223.05 | 1326.2 | 1505 | 1652.63
Geo | 0 | 0 | 0 | 0 | 0 | 0
H | 72.8 | 72.8 | 72.8 | 72.8 | 72.8 | 72.8
LFG | 1.57 | 1.57 | 14.49 | 14.49 | 14.49 | 14.49
Nuc | 1153.81 | 1153.81 | 1153.81 | 1153.81 | 788.03 | 1406.65
PS | 41.38 | 41.38 | 41.38 | 41.38 | 41.38 | 41.38
PV | 0 | 0 | 0 | 0 | 0 | 0
PeakG | 99.24 | 106.13 | 137.3 | 137.3 | 137.3 | 184.54
PeakO | 1.87 | 1.87 | 1.87 | 2.44 | 2.44 | 3.1
ST | 0 | 0 | 0 | 0 | 0 | 0
STOG | 0 | 0 | 0 | 0 | 0 | 0
STWD | 0.16 | 0.16 | 0.16 | 0.16 | 0.16 | 0.2
WT | 0.99 | 0.99 | 0.99 | 0.99 | 0.99 | 0.99
IGCC | 0 | 0 | 0 | 0 | 0 | 0
DemandResponse | 0 | 0 | 0 | 0 | 0 | 0
IGCC-CCS | 0 | 0 | 0 | 0 | 0 | 0
WT_off | 0 | 0 | 0 | 0 | 0 | 0
PseudoUnit | 0 | 0 | 0 | 0 | 0 | 0
FixedInterchange | 0 | 0 | 0 | 0 | 0 | 0
Base FOM Costs by Reporting Type: TVA_Transmission
ReportingType | 2015 | 2020 | 2025 | 2030 | 2035 | 2040
BM | 0 | 0 | 0 | 0 | 0 | 0
CC | 0 | 0 | 0 | 0 | 0 | 0
CSP | 0 | 0 | 0 | 0 | 0 | 0
CT | 0 | 0 | 0 | 0 | 0 | 0
Coal | 0 | 0 | 0 | 0 | 0 | 0
Geo | 0 | 0 | 0 | 0 | 0 | 0
H | 0 | 0 | 0 | 0 | 0 | 0
LFG | 0 | 0 | 0 | 0 | 0 | 0
Nuc | 0 | 0 | 0 | 0 | 0 | 0
PS | 0 | 0 | 0 | 0 | 0 | 0
PV | 0 | 0 | 0 | 0 | 0 | 0
PeakG | 0 | 0 | 0 | 0 | 0 | 0
PeakO | 0 | 0 | 0 | 0 | 0 | 0
ST | 0 | 0 | 0 | 0 | 0 | 0
STOG | 0 | 0 | 0 | 0 | 0 | 0
STWD | 0 | 0 | 0 | 0 | 0 | 0
WT | 0 | 0 | 0 | 0 | 0 | 0
IGCC | 0 | 0 | 0 | 0 | 0 | 0
DemandResponse | 0 | 0 | 0 | 0 | 0 | 0
IGCC-CCS | 0 | 0 | 0 | 0 | 0 | 0
WT_off | 0 | 0 | 0 | 0 | 0 | 0
PseudoUnit | 0 | 0 | 0 | 0 | 0 | 0
FixedInterchange | 0 | 0 | 0 | 0 | 0 | 0
Base FOM Costs by Reporting Type: VACAR
ReportingType | 2015 | 2020 | 2025 | 2030 | 2035 | 2040
BM | 0.09 | 35 | 104.29 | 115.89 | 123.58 | 137.76
CC | 186.14 | 190.08 | 201.29 | 249.17 | 331.65 | 423.09
CSP | 0 | 0 | 0 | 0 | 0 | 0
CT | 4.8 | 4.8 | 4.8 | 4.8 | 14.14 | 17.28
Coal | 1258.66 | 1263.42 | 1342.14 | 1533.72 | 1706.11 | 1862.52
Geo | 0 | 0 | 0 | 0 | 0 | 0
H | 30.23 | 30.23 | 30.23 | 30.23 | 30.23 | 30.23
LFG | 7.64 | 20.52 | 20.52 | 20.52 | 20.52 | 20.52
Nuc | 1664.13 | 1870.92 | 1870.92 | 1870.92 | 1398.04 | 3042.2
PS | 62.1 | 62.1 | 62.1 | 62.1 | 62.1 | 62.1
PV | 0.23 | 2.51 | 2.62 | 2.76 | 2.9 | 3.05
PeakG | 142.93 | 142.93 | 142.93 | 183.15 | 194.49 | 261.4
PeakO | 36.13 | 36.13 | 36.53 | 37.21 | 37.21 | 47.42
ST | 0 | 0 | 0 | 0 | 0 | 0
STOG | 4.04 | 4.04 | 4.04 | 4.04 | 4.04 | 4.78
STWD | 9.01 | 9.01 | 9.01 | 9.01 | 9.01 | 11.27
WT | 0.03 | 98.25 | 98.25 | 98.25 | 98.25 | 98.25
IGCC | 0 | 0 | 0 | 0 | 0 | 0
DemandResponse | 0 | 0 | 0 | 0 | 0 | 0
IGCC-CCS | 0 | 0 | 0 | 0 | 0 | 0
WT_off | 0.05 | 0.05 | 0.05 | 0.05 | 0.05 | 0.05
PseudoUnit | 0 | 0 | 0 | 0 | 0 | 0
FixedInterchange | 0 | 0 | 0 | 0 | 0 | 0
Base FOM Costs by Reporting Type: IESO
ReportingType | 2015 | 2020 | 2025 | 2030 | 2035 | 2040
BM | 32.8 | 32.8 | 32.8 | 32.8 | 32.8 | 32.8
CC | 102.34 | 102.34 | 102.34 | 102.34 | 109.49 | 154.13
CSP | 0 | 0 | 0 | 0 | 0 | 0
CT | 2.46 | 2.46 | 2.46 | 2.46 | 8.07 | 9.55
Coal | 0 | 0 | 0 | 0 | 0 | 0
Geo | 0 | 0 | 0 | 0 | 0 | 0
H | 123.83 | 123.83 | 123.83 | 123.83 | 123.83 | 123.83
LFG | 14.17 | 14.17 | 14.17 | 14.17 | 14.23 | 14.23
Nuc | 1895.33 | 1895.33 | 1895.33 | 1895.33 | 1745.37 | 2079.68
PS | 2.92 | 2.92 | 2.92 | 2.92 | 2.92 | 2.92
PV | 18.26 | 18.26 | 18.26 | 18.26 | 0.44 | 0.44
PeakG | 11.67 | 13.67 | 13.67 | 13.67 | 13.67 | 13.67
PeakO | 0.66 | 0.66 | 0.78 | 0.86 | 0.86 | 0.86
ST | 0 | 0 | 0 | 0 | 0 | 0
STOG | 0 | 0 | 0 | 0 | 0 | 0
STWD | 0 | 0 | 0 | 0 | 0 | 0
WT | 102.92 | 102.92 | 102.92 | 102.92 | 43.8 | 43.8
IGCC | 0 | 0 | 0 | 0 | 0 | 0
DemandResponse | 0 | 0 | 0 | 0 | 0 | 0
IGCC-CCS | 0 | 0 | 0 | 0 | 0 | 0
WT_off | 0 | 0 | 0 | 0 | 0 | 0
PseudoUnit | 0 | 0 | 0 | 0 | 0 | 0
FixedInterchange | 0 | 0 | 0 | 0 | 0 | 0
Base FOM Costs by Reporting Type: MAPP_CA
ReportingType | 2015 | 2020 | 2025 | 2030 | 2035 | 2040
BM | 0 | 0 | 0 | 0 | 0 | 0
CC | 33.14 | 40.5 | 43.01 | 51.31 | 59.94 | 59.94
CSP | 0 | 0 | 0 | 0 | 0 | 0
CT | 0 | 0 | 0 | 0 | 0 | 2.95
Coal | 56.47 | 57.39 | 61.59 | 61.59 | 61.59 | 75.76
Geo | 0 | 0 | 0 | 0 | 0 | 0
H | 92.24 | 92.24 | 92.24 | 92.24 | 92.24 | 92.24
LFG | 0 | 0 | 0 | 0 | 0 | 0
Nuc | 0.01 | 0.01 | 0.01 | 0.01 | 0.01 | 0.01
PS | 0 | 0 | 0 | 0 | 0 | 0
PV | 0 | 0 | 0 | 0 | 0 | 0
PeakG | 9.88 | 9.88 | 9.88 | 9.88 | 13.09 | 13.09
PeakO | 0.09 | 0.09 | 0.09 | 0.12 | 0.12 | 0.12
ST | 0 | 0 | 0 | 0 | 0 | 0
STOG | 5.54 | 5.54 | 5.54 | 5.54 | 5.54 | 5.54
STWD | 0 | 0 | 0 | 0 | 0 | 0
WT | 17.9 | 17.9 | 17.9 | 17.9 | 17.9 | 17.9
IGCC | 0 | 0 | 0 | 0 | 0 | 0
DemandResponse | 0 | 0 | 0 | 0 | 0 | 0
IGCC-CCS | 0 | 0 | 0 | 0 | 0 | 0
WT_off | 0 | 0 | 0 | 0 | 0 | 0
PseudoUnit | 0 | 0 | 0 | 0 | 0 | 0
FixedInterchange | 0 | 0 | 0 | 0 | 0 | 0
Base FOM Costs by Reporting Type: AZ_NM_SNV_Coal
ReportingType | 2015 | 2020 | 2025 | 2030 | 2035 | 2040
BM | 0 | 0 | 0 | 0 | 0 | 0
CC | 0 | 0 | 0 | 0 | 0 | 0
CSP | 0 | 0 | 0 | 0 | 0 | 0
CT | 0 | 0 | 0 | 0 | 0 | 0
Coal | 731.78 | 754.5 | 788.44 | 903.92 | 1032.81 | 1306.24
Geo | 0 | 0 | 0 | 0 | 0 | 0
H | 0 | 0 | 0 | 0 | 0 | 0
LFG | 0 | 0 | 0 | 0 | 0 | 0
Nuc | 0 | 0 | 0 | 0 | 0 | 0
PS | 0 | 0 | 0 | 0 | 0 | 0
PV | 0 | 0 | 0 | 0 | 0 | 0
PeakG | 0 | 0 | 0 | 0 | 0 | 0
PeakO | 5.77 | 5.77 | 5.87 | 0 | 0 | 0
ST | 0 | 0 | 0 | 0 | 0 | 0
STOG | 0 | 0 | 0 | 0 | 0 | 0
STWD | 0 | 0 | 0 | 0 | 0 | 0
WT | 0 | 0 | 0 | 0 | 0 | 0
IGCC | 0 | 0 | 0 | 0 | 0 | 0
DemandResponse | 0 | 0 | 0 | 0 | 0 | 0
IGCC-CCS | 0 | 0 | 0 | 0 | 0 | 0
WT_off | 0 | 0 | 0 | 0 | 0 | 0
PseudoUnit | 0 | 0 | 0 | 0 | 0 | 0
FixedInterchange | 0 | 0 | 0 | 0 | 0 | 0
Base FOM Costs by Reporting Type: AZ_NM_SNV_Gas
ReportingType | 2015 | 2020 | 2025 | 2030 | 2035 | 2040
BM | 0 | 0 | 0 | 0 | 0 | 0
CC | 447.72 | 464.36 | 466.05 | 531.44 | 673.97 | 792.59
CSP | 0 | 0 | 0 | 0 | 0 | 0
CT | 4.93 | 4.93 | 4.93 | 4.93 | 0 | 0
Coal | 0 | 0 | 0 | 0 | 0 | 0
Geo | 0 | 0 | 0 | 0 | 0 | 0
H | 0 | 0 | 0 | 0 | 0 | 0
LFG | 0 | 0 | 0 | 0 | 0 | 0
Nuc | 0 | 0 | 0 | 0 | 0 | 0
PS | 0 | 0 | 0 | 0 | 0 | 0
PV | 0 | 0 | 0 | 0 | 0 | 0
PeakG | 63.97 | 63.97 | 72.03 | 85.68 | 50.94 | 0
PeakO | 0 | 0 | 0 | 0 | 0 | 0
ST | 0 | 0 | 0 | 0 | 0 | 0
STOG | 0 | 0 | 0 | 0 | 0 | 0
STWD | 0 | 0 | 0 | 0 | 0 | 0
WT | 0 | 0 | 0 | 0 | 0 | 0
IGCC | 0 | 0 | 0 | 0 | 0 | 0
DemandResponse | 0 | 0 | 0 | 0 | 0 | 0
IGCC-CCS | 0 | 0 | 0 | 0 | 0 | 0
WT_off | 0 | 0 | 0 | 0 | 0 | 0
PseudoUnit | 0 | 0 | 0 | 0 | 0 | 0
FixedInterchange | 0 | 0 | 0 | 0 | 0 | 0
Base FOM Costs by Reporting Type: AZ_NM_SNV_NucRenew
ReportingType | 2015 | 2020 | 2025 | 2030 | 2035 | 2040
BM | 0 | 0 | 0 | 0 | 0 | 0
CC | 0 | 0 | 0 | 0 | 0 | 0
CSP | 0 | 0 | 0 | 0 | 0 | 0
CT | 0 | 0 | 0 | 0 | 0 | 0
Coal | 0 | 0 | 0 | 0 | 0 | 0
Geo | 0 | 0 | 122.18 | 122.18 | 122.18 | 122.18
H | 44.6 | 44.6 | 44.6 | 44.6 | 44.6 | 44.6
LFG | 0.84 | 8.14 | 8.14 | 8.14 | 8.14 | 8.14
Nuc | 484.16 | 564.17 | 564.17 | 564.17 | 564.17 | 564.17
PS | 5.13 | 5.13 | 5.13 | 5.13 | 5.13 | 5.13
PV | 2.38 | 2.38 | 2.38 | 2.38 | 2.38 | 2.38
PeakG | 0 | 0 | 0 | 0 | 0 | 0
PeakO | 0 | 0 | 0 | 0 | 0 | 0
ST | 17.92 | 47.63 | 65.45 | 70.25 | 70.25 | 70.25
STOG | 0 | 0 | 0 | 0 | 0 | 0
STWD | 0.83 | 0.83 | 0.83 | 0.83 | 0.83 | 1.04
WT | 17.57 | 281.1 | 281.1 | 289.88 | 289.88 | 289.88
IGCC | 0 | 0 | 0 | 0 | 0 | 0
DemandResponse | 0 | 0 | 0 | 0 | 0 | 0
IGCC-CCS | 0 | 0 | 0 | 0 | 0 | 0
WT_off | 0 | 0 | 0 | 0 | 0 | 0
PseudoUnit | 0 | 0 | 0 | 0 | 0 | 0
FixedInterchange | 0 | 0 | 0 | 0 | 0 | 0
Base FOM Costs by Reporting Type: ERCOT
ReportingType | 2015 | 2020 | 2025 | 2030 | 2035 | 2040
BM | 14.57 | 14.57 | 14.57 | 14.57 | 14.57 | 14.57
CC | 896.76 | 947.83 | 972.5 | 1033.17 | 1206.24 | 1475.32
CSP | 0 | 0 | 0 | 0 | 0 | 0
CT | 1.67 | 1.67 | 1.67 | 1.67 | 1.67 | 1.67
Coal | 1150.09 | 1204.35 | 1227.65 | 1282.08 | 1432.63 | 1851.29
Geo | 0 | 0 | 0 | 0 | 0 | 0
H | 8.05 | 8.05 | 8.05 | 8.05 | 8.05 | 8.05
LFG | 9.05 | 9.05 | 11.84 | 51.64 | 51.64 | 51.64
Nuc | 574.09 | 704.45 | 741.22 | 741.22 | 741.22 | 771.48
PS | 0 | 0 | 0 | 0 | 0 | 0
PV | 0.25 | 0.25 | 0.25 | 0.25 | 0.01 | 0.01
PeakG | 80.63 | 80.63 | 111.62 | 111.62 | 111.62 | 150.02
PeakO | 1.29 | 1.45 | 1.5 | 1.5 | 1.5 | 1.91
ST | 0 | 0 | 0 | 0 | 0 | 0
STOG | 724.33 | 724.33 | 717.93 | 717.93 | 717.93 | 849.5
STWD | 0 | 0 | 0 | 0 | 0 | 0
WT | 315.42 | 315.42 | 315.42 | 315.42 | 315.42 | 431.37
IGCC | 0 | 0 | 0 | 0 | 0 | 0
DemandResponse | 0 | 0 | 0 | 0 | 0 | 0
IGCC-CCS | 0 | 0 | 0 | 0 | 0 | 0
WT_off | 0 | 0 | 0 | 0 | 0 | 0
PseudoUnit | 0 | 0 | 0 | 0 | 0 | 0
FixedInterchange | 0 | 0 | 0 | 0 | 0 | 0
Base FOM Costs by Reporting Type: NP15
ReportingType | 2015 | 2020 | 2025 | 2030 | 2035 | 2040
BM | 0 | 0 | 0 | 0 | 0 | 0
CC | 205.4 | 205.98 | 208.17 | 222.78 | 249.25 | 301.31
CSP | 0 | 0 | 0 | 0 | 0 | 0
CT | 1.87 | 6.99 | 25.55 | 54.64 | 83.65 | 112.7
Coal | 1.65 | 1.9 | 1.98 | 2.11 | 0 | 0
Geo | 100.8 | 129.47 | 151.36 | 151.36 | 151.36 | 151.36
H | 125.7 | 125.7 | 125.7 | 125.7 | 125.7 | 125.7
LFG | 10.26 | 78.24 | 78.24 | 78.24 | 78.24 | 78.24
Nuc | 302.44 | 334.86 | 334.86 | 334.86 | 334.86 | 364.27
PS | 53.58 | 53.58 | 53.58 | 53.58 | 53.58 | 53.58
PV | 0.89 | 0.89 | 0.89 | 0.89 | 0.89 | 0.89
PeakG | 56.04 | 56.04 | 56.04 | 71.95 | 76.43 | 102.73
PeakO | 10.26 | 10.26 | 10.26 | 10.27 | 10.27 | 13.09
ST | 1.86 | 1.86 | 1.86 | 1.86 | 1.86 | 1.86
STOG | 167.55 | 167.55 | 167.55 | 167.55 | 167.55 | 198.25
STWD | 14.17 | 14.17 | 14.17 | 14.17 | 14.17 | 17.73
WT | 40.21 | 132.82 | 132.82 | 132.82 | 132.82 | 132.82
IGCC | 0 | 0 | 0 | 0 | 0 | 0
DemandResponse | 0 | 0 | 0 | 0 | 0 | 0
IGCC-CCS | 0 | 0 | 0 | 0 | 0 | 0
WT_off | 0 | 0 | 0 | 0 | 0 | 0
PseudoUnit | 0 | 0 | 0 | 0 | 0 | 0
FixedInterchange | 0 | 0 | 0 | 0 | 0 | 0
Base FOM Costs by Reporting Type: NWPP_Coal
ReportingType | 2015 | 2020 | 2025 | 2030 | 2035 | 2040
BM | 0 | 0 | 0 | 0 | 0 | 0
CC | 0 | 0 | 0 | 0 | 0 | 0
CSP | 0 | 0 | 0 | 0 | 0 | 0
CT | 0 | 0 | 0 | 0 | 0 | 0
Coal | 849.1 | 895.53 | 941.37 | 995.72 | 1153.77 | 1263.6
Geo | 0 | 0 | 0 | 0 | 0 | 0
H | 0 | 0 | 0 | 0 | 0 | 0
LFG | 0 | 0 | 0 | 0 | 0 | 0
Nuc | 0 | 0 | 0 | 0 | 0 | 0
PS | 0 | 0 | 0 | 0 | 0 | 0
PV | 0 | 0 | 0 | 0 | 0 | 0
PeakG | 0 | 0 | 0 | 0 | 0 | 0
PeakO | 0 | 0 | 0 | 0 | 0 | 0
ST | 0 | 0 | 0 | 0 | 0 | 0
STOG | 0 | 0 | 0 | 0 | 0 | 0
STWD | 0 | 0 | 0 | 0 | 0 | 0
WT | 0 | 0 | 0 | 0 | 0 | 0
IGCC | 0 | 0 | 0 | 0 | 0 | 0
DemandResponse | 0 | 0 | 0 | 0 | 0 | 0
IGCC-CCS | 0 | 0 | 0 | 0 | 0 | 0
WT_off | 0 | 0 | 0 | 0 | 0 | 0
PseudoUnit | 0 | 0 | 0 | 0 | 0 | 0
FixedInterchange | 0 | 0 | 0 | 0 | 0 | 0
Base FOM Costs by Reporting Type: NWPP_Gas
ReportingType | 2015 | 2020 | 2025 | 2030 | 2035 | 2040
BM | 0 | 0 | 0 | 0 | 0 | 0
CC | 192.07 | 192.07 | 193.1 | 263.24 | 346.22 | 416
CSP | 0 | 0 | 0 | 0 | 0 | 0
CT | 1 | 1 | 1 | 1 | 0 | 0
Coal | 0 | 0 | 0 | 0 | 0 | 28.06
Geo | 0 | 0 | 0 | 0 | 0 | 0
H | 0 | 0 | 0 | 0 | 0 | 0
LFG | 0 | 0 | 0 | 0 | 0 | 0
Nuc | 0 | 0 | 0 | 0 | 0 | 0
PS | 0 | 0 | 0 | 0 | 0 | 0
PV | 0 | 0 | 0 | 0 | 0 | 0
PeakG | 0 | 0 | 0 | 0 | 0 | 0
PeakO | 0 | 0 | 0 | 0 | 0 | 0
ST | 0 | 0 | 0 | 0 | 0 | 0
STOG | 0 | 0 | 0 | 0 | 0 | 0
STWD | 0 | 0 | 0 | 0 | 0 | 0
WT | 0 | 0 | 0 | 0 | 0 | 0
IGCC | 0 | 0 | 0 | 0 | 0 | 0
DemandResponse | 0 | 0 | 0 | 0 | 0 | 0
IGCC-CCS | 0 | 0 | 0 | 0 | 0 | 0
WT_off | 0 | 0 | 0 | 0 | 0 | 0
PseudoUnit | 0 | 0 | 0 | 0 | 0 | 0
FixedInterchange | 0 | 0 | 0 | 0 | 0 | 0
Base FOM Costs by Reporting Type: NWPP_NucRenew
ReportingType | 2015 | 2020 | 2025 | 2030 | 2035 | 2040
BM | 3.27 | 3.27 | 3.27 | 3.27 | 3.27 | 3.27
CC | 0 | 0 | 0 | 0 | 0 | 0
CSP | 0 | 0 | 0 | 0 | 0 | 0
CT | 0 | 0 | 0 | 0 | 0 | 0
Coal | 0 | 0 | 0 | 0 | 0 | 0
Geo | 35.81 | 35.81 | 72.38 | 72.38 | 72.38 | 72.38
H | 480.54 | 480.54 | 480.54 | 480.54 | 480.54 | 480.54
LFG | 15.5 | 16.41 | 44.91 | 44.91 | 44.91 | 44.91
Nuc | 164.67 | 164.67 | 164.67 | 164.67 | 164.67 | 225.13
PS | 6.12 | 6.12 | 6.12 | 6.12 | 6.12 | 6.12
PV | 0.04 | 0.04 | 0.04 | 0.04 | 0.04 | 0.04
PeakG | 0 | 0 | 0 | 0 | 0 | 0
PeakO | 0 | 0 | 0 | 0 | 0 | 0
ST | 0 | 0 | 0 | 0 | 0 | 0
STOG | 0 | 0 | 0 | 0 | 0 | 0
STWD | 0.87 | 0.87 | 0.87 | 0.87 | 0.87 | 1.09
WT | 228.93 | 228.93 | 228.93 | 228.93 | 228.93 | 228.93
IGCC | 0 | 0 | 0 | 0 | 0 | 0
DemandResponse | 0 | 0 | 0 | 0 | 0 | 0
IGCC-CCS | 0 | 0 | 0 | 0 | 0 | 0
WT_off | 0 | 0 | 0 | 0 | 0 | 0
PseudoUnit | 0 | 0 | 0 | 0 | 0 | 0
FixedInterchange | 0 | 0 | 0 | 0 | 0 | 0
Base FOM Costs by Reporting Type: RMPA
ReportingType | 2015 | 2020 | 2025 | 2030 | 2035 | 2040
BM | 0 | 0 | 0 | 0 | 0 | 0
CC | 79.71 | 79.71 | 79.71 | 97.95 | 97.95 | 119.58
CSP | 0 | 0 | 0 | 0 | 0 | 0
CT | 1.02 | 1.02 | 1.02 | 1.02 | 0 | 0
Coal | 477.36 | 483.13 | 498.77 | 506.59 | 584.01 | 737.6
Geo | 0 | 24 | 216.56 | 216.56 | 216.56 | 216.56
H | 13.99 | 13.99 | 13.99 | 13.99 | 13.99 | 13.99
LFG | 0.89 | 4.37 | 4.37 | 4.37 | 4.37 | 4.37
Nuc | 0.01 | 0.01 | 0.01 | 0.01 | 0.01 | 0.01
PS | 13.37 | 13.37 | 13.37 | 13.37 | 13.37 | 13.37
PV | 0.31 | 0.31 | 0.31 | 0.31 | 0.31 | 0.31
PeakG | 48.87 | 48.87 | 48.87 | 59.77 | 67.98 | 91.37
PeakO | 5.49 | 5.49 | 4.99 | 4.99 | 4.99 | 6.36
ST | 0.19 | 24.26 | 25.91 | 27.67 | 27.67 | 27.67
STOG | 0 | 0 | 0 | 0 | 0 | 0
STWD | 0 | 0 | 0 | 0 | 0 | 0
WT | 67.62 | 78.1 | 78.1 | 78.1 | 78.1 | 78.1
IGCC | 0 | 0 | 0 | 0 | 0 | 0
DemandResponse | 0 | 0 | 0 | 0 | 0 | 0
IGCC-CCS | 0 | 0 | 0 | 0 | 0 | 0
WT_off | 0 | 0 | 0 | 0 | 0 | 0
PseudoUnit | 0 | 0 | 0 | 0 | 0 | 0
FixedInterchange | 0 | 0 | 0 | 0 | 0 | 0
Base FOM Costs by Reporting Type: SP15
ReportingType | 2015 | 2020 | 2025 | 2030 | 2035 | 2040
BM | 0.6 | 0.6 | 0.6 | 0.6 | 0.6 | 0.6
CC | 299.75 | 299.75 | 305.41 | 315 | 348.98 | 436.45
CSP | 0 | 0 | 0 | 0 | 0 | 0
CT | 0 | 0 | 0 | 0 | 0 | 0
Coal | 6.4 | 7.3 | 7.55 | 8.03 | 0 | 0
Geo | 86.16 | 208.35 | 208.35 | 208.35 | 208.35 | 208.35
H | 16.57 | 16.57 | 16.57 | 16.57 | 16.57 | 16.57
LFG | 26.93 | 93.8 | 93.8 | 93.8 | 93.8 | 93.8
Nuc | 327.58 | 327.58 | 327.58 | 327.58 | 327.58 | 476.63
PS | 34.19 | 34.19 | 34.19 | 34.19 | 34.19 | 34.19
PV | 1.87 | 1.87 | 1.87 | 1.87 | 1.8 | 1.8
PeakG | 76.73 | 76.73 | 90.51 | 100.87 | 100.87 | 135.58
PeakO | 1.47 | 1.5 | 1.5 | 1.5 | 1.5 | 1.91
ST | 28.67 | 28.67 | 28.67 | 28.67 | 28.67 | 28.67
STOG | 450.09 | 450.09 | 450.09 | 450.09 | 450.09 | 532.57
STWD | 3.81 | 3.81 | 3.81 | 3.81 | 3.81 | 4.77
WT | 71.03 | 71.03 | 71.03 | 71.03 | 71.03 | 71.03
IGCC | 0 | 0 | 0 | 0 | 0 | 0
DemandResponse | 0 | 0 | 0 | 0 | 0 | 0
IGCC-CCS | 0 | 0 | 0 | 0 | 0 | 0
WT_off | 0 | 0 | 0 | 0 | 0 | 0
PseudoUnit | 0 | 0 | 0 | 0 | 0 | 0
FixedInterchange | 0 | 0 | 0 | 0 | 0 | 0
Base FOM Costs by Reporting Type: ALB
ReportingType | 2015 | 2020 | 2025 | 2030 | 2035 | 2040
BM | 0 | 0 | 0 | 0 | 0 | 0
CC | 71 | 80.86 | 92.11 | 116.43 | 134.96 | 149.72
CSP | 0 | 0 | 0 | 0 | 0 | 0
CT | 1.35 | 1.35 | 1.35 | 1.35 | 0 | 0
Coal | 380.9 | 399.22 | 412.86 | 439.17 | 499.16 | 562.47
Geo | 0 | 0 | 0 | 0 | 0 | 0
H | 12.99 | 12.99 | 12.99 | 12.99 | 12.99 | 12.99
LFG | 1.21 | 1.21 | 1.21 | 1.21 | 1.21 | 1.21
Nuc | 0.01 | 0.01 | 0.01 | 0.01 | 0.01 | 0.01
PS | 0 | 0 | 0 | 0 | 0 | 0
PV | 0 | 0 | 0 | 0 | 0 | 0
PeakG | 24.53 | 22.93 | 22.93 | 22.93 | 32.3 | 32.3
PeakO | 0 | 0 | 0 | 0 | 0 | 0
ST | 0 | 0 | 0 | 0 | 0 | 0
STOG | 0 | 0 | 0 | 0 | 0 | 0
STWD | 0 | 0 | 0 | 0 | 0 | 0
WT | 22.94 | 22.94 | 22.94 | 22.94 | 22.94 | 22.94
IGCC | 0 | 0 | 0 | 0 | 0 | 0
DemandResponse | 0 | 0 | 0 | 0 | 0 | 0
IGCC-CCS | 0 | 0 | 0 | 0 | 0 | 0
WT_off | 0 | 0 | 0 | 0 | 0 | 0
PseudoUnit | 0 | 0 | 0 | 0 | 0 | 0
FixedInterchange | 0 | 0 | 0 | 0 | 0 | 0
Base FOM Costs by Reporting Type: BC
ReportingType | 2015 | 2020 | 2025 | 2030 | 2035 | 2040
BM | 0 | 0 | 0 | 0 | 0 | 0
CC | 22.49 | 28.74 | 38.15 | 46.31 | 58.39 | 70.14
CSP | 0 | 0 | 0 | 0 | 0 | 0
CT | 0 | 0 | 0 | 0 | 0 | 0
Coal | 0 | 0 | 0 | 0 | 0 | 0
Geo | 0 | 0 | 0 | 0 | 0 | 0
H | 173.22 | 173.22 | 173.22 | 173.22 | 173.22 | 173.22
LFG | 2.9 | 2.9 | 2.9 | 2.9 | 2.9 | 2.9
Nuc | 0.01 | 0.01 | 0.01 | 0.01 | 0.01 | 0.01
PS | 0 | 0 | 0 | 0 | 0 | 0
PV | 0 | 0 | 0 | 0 | 0 | 0
PeakG | 2.66 | 2.77 | 3.3 | 3.3 | 3.3 | 3.3
PeakO | 1.16 | 1.29 | 1.29 | 1.29 | 1.29 | 1.29
ST | 0 | 0 | 0 | 0 | 0 | 0
STOG | 0 | 0 | 0 | 0 | 0 | 0
STWD | 16.34 | 16.34 | 16.34 | 16.34 | 16.34 | 16.34
WT | 7.53 | 7.53 | 7.53 | 7.53 | 7.53 | 7.53
IGCC | 0 | 0 | 0 | 0 | 0 | 0
DemandResponse | 0 | 0 | 0 | 0 | 0 | 0
IGCC-CCS | 0 | 0 | 0 | 0 | 0 | 0
WT_off | 0 | 0 | 0 | 0 | 0 | 0
PseudoUnit | 0 | 0 | 0 | 0 | 0 | 0
FixedInterchange | 0 | 0 | 0 | 0 | 0 | 0
Base FOM Costs by Reporting Type: HQ_IESO
ReportingType | 2015 | 2020 | 2025 | 2030 | 2035 | 2040
BM | 0 | 0 | 0 | 0 | 0 | 0
CC | 0 | 0 | 0 | 0 | 0 | 0
CSP | 0 | 0 | 0 | 0 | 0 | 0
CT | 0 | 0 | 0 | 0 | 0 | 0
Coal | 0 | 0 | 0 | 0 | 0 | 0
Geo | 0 | 0 | 0 | 0 | 0 | 0
H | 0 | 0 | 0 | 0 | 0 | 0
LFG | 0 | 0 | 0 | 0 | 0 | 0
Nuc | 0.01 | 0.01 | 0.01 | 0.01 | 0.01 | 0.01
PS | 0 | 0 | 0 | 0 | 0 | 0
PV | 0 | 0 | 0 | 0 | 0 | 0
PeakG | 0 | 0 | 0 | 0 | 0 | 0
PeakO | 0 | 0 | 0 | 0 | 0 | 0
ST | 0 | 0 | 0 | 0 | 0 | 0
STOG | 0 | 0 | 0 | 0 | 0 | 0
STWD | 0 | 0 | 0 | 0 | 0 | 0
WT | 0 | 0 | 0 | 0 | 0 | 0
IGCC | 0 | 0 | 0 | 0 | 0 | 0
DemandResponse | 0 | 0 | 0 | 0 | 0 | 0
IGCC-CCS | 0 | 0 | 0 | 0 | 0 | 0
WT_off | 0 | 0 | 0 | 0 | 0 | 0
PseudoUnit | 0 | 0 | 0 | 0 | 0 | 0
FixedInterchange | 0 | 0 | 0 | 0 | 0 | 0
Base FOM Costs by Reporting Type: HQ_NEISO
ReportingType | 2015 | 2020 | 2025 | 2030 | 2035 | 2040
BM | 0 | 0 | 0 | 0 | 0 | 0
CC | 0 | 0 | 0 | 0 | 0 | 0
CSP | 0 | 0 | 0 | 0 | 0 | 0
CT | 0 | 0 | 0 | 0 | 0 | 0
Coal | 0 | 0 | 0 | 0 | 0 | 0
Geo | 0 | 0 | 0 | 0 | 0 | 0
H | 0 | 0 | 0 | 0 | 0 | 0
LFG | 0 | 0 | 0 | 0 | 0 | 0
Nuc | 0.01 | 0.01 | 0.01 | 0.01 | 0.01 | 0.01
PS | 0 | 0 | 0 | 0 | 0 | 0
PV | 0 | 0 | 0 | 0 | 0 | 0
PeakG | 0 | 0 | 0 | 0 | 0 | 0
PeakO | 0 | 0 | 0 | 0 | 0 | 0
ST | 0 | 0 | 0 | 0 | 0 | 0
STOG | 0 | 0 | 0 | 0 | 0 | 0
STWD | 0 | 0 | 0 | 0 | 0 | 0
WT | 0 | 0 | 0 | 0 | 0 | 0
IGCC | 0 | 0 | 0 | 0 | 0 | 0
DemandResponse | 0 | 0 | 0 | 0 | 0 | 0
IGCC-CCS | 0 | 0 | 0 | 0 | 0 | 0
WT_off | 0 | 0 | 0 | 0 | 0 | 0
PseudoUnit | 0 | 0 | 0 | 0 | 0 | 0
FixedInterchange | 0 | 0 | 0 | 0 | 0 | 0
Base FOM Costs by Reporting Type: HQ_NY
ReportingType | 2015 | 2020 | 2025 | 2030 | 2035 | 2040
BM | 0 | 0 | 0 | 0 | 0 | 0
CC | 0 | 0 | 0 | 0 | 0 | 0
CSP | 0 | 0 | 0 | 0 | 0 | 0
CT | 0 | 0 | 0 | 0 | 0 | 0
Coal | 0 | 0 | 0 | 0 | 0 | 0
Geo | 0 | 0 | 0 | 0 | 0 | 0
H | 0 | 0 | 0 | 0 | 0 | 0
LFG | 0 | 0 | 0 | 0 | 0 | 0
Nuc | 0.01 | 0.01 | 0.01 | 0.01 | 0.01 | 0.01
PS | 0 | 0 | 0 | 0 | 0 | 0
PV | 0 | 0 | 0 | 0 | 0 | 0
PeakG | 0 | 0 | 0 | 0 | 0 | 0
PeakO | 0 | 0 | 0 | 0 | 0 | 0
ST | 0 | 0 | 0 | 0 | 0 | 0
STOG | 0 | 0 | 0 | 0 | 0 | 0
STWD | 0 | 0 | 0 | 0 | 0 | 0
WT | 0 | 0 | 0 | 0 | 0 | 0
IGCC | 0 | 0 | 0 | 0 | 0 | 0
DemandResponse | 0 | 0 | 0 | 0 | 0 | 0
IGCC-CCS | 0 | 0 | 0 | 0 | 0 | 0
WT_off | 0 | 0 | 0 | 0 | 0 | 0
PseudoUnit | 0 | 0 | 0 | 0 | 0 | 0
FixedInterchange | 0 | 0 | 0 | 0 | 0 | 0
Base FOM Costs by Reporting Type: MARITIMES
ReportingType | 2015 | 2020 | 2025 | 2030 | 2035 | 2040
BM | 0 | 0 | 0 | 0 | 0 | 0
CC | 0 | 0 | 0 | 0 | 0 | 0
CSP | 0 | 0 | 0 | 0 | 0 | 0
CT | 0 | 0 | 0 | 0 | 0 | 0
Coal | 0 | 0 | 0 | 0 | 0 | 0
Geo | 0 | 0 | 0 | 0 | 0 | 0
H | 0 | 0 | 0 | 0 | 0 | 0
LFG | 0 | 0 | 0 | 0 | 0 | 0
Nuc | 0.01 | 0.01 | 0.01 | 0.01 | 0.01 | 0.01
PS | 0 | 0 | 0 | 0 | 0 | 0
PV | 0 | 0 | 0 | 0 | 0 | 0
PeakG | 0 | 0 | 0 | 0 | 0 | 0
PeakO | 0 | 0 | 0 | 0 | 0 | 0
ST | 0 | 0 | 0 | 0 | 0 | 0
STOG | 0 | 0 | 0 | 0 | 0 | 0
STWD | 0 | 0 | 0 | 0 | 0 | 0
WT | 0 | 0 | 0 | 0 | 0 | 0
IGCC | 0 | 0 | 0 | 0 | 0 | 0
DemandResponse | 0 | 0 | 0 | 0 | 0 | 0
IGCC-CCS | 0 | 0 | 0 | 0 | 0 | 0
WT_off | 0 | 0 | 0 | 0 | 0 | 0
PseudoUnit | 0 | 0 | 0 | 0 | 0 | 0
FixedInterchange | 0 | 0 | 0 | 0 | 0 | 0
Base FOM Costs by Reporting Type: All
ReportingType | 2015 | 2020 | 2025 | 2030 | 2035 | 2040
BM | 125.73 | 160.64 | 229.93 | 241.52 | 249.22 | 244.1
CC | 6422.79 | 6647.43 | 6799.91 | 7609.15 | 9100.03 | 11234.45
CSP | 0 | 0 | 0 | 0 | 0 | 0
CT | 43.25 | 91.13 | 118.55 | 174.72 | 257.34 | 325.37
Coal | 18864.25 | 19573.36 | 20689.55 | 22779.76 | 25485.92 | 29354.88
Geo | 226.72 | 401.57 | 774.79 | 774.79 | 774.79 | 774.79
H | 1511 | 1511 | 1511 | 1511 | 1511 | 1511
LFG | 498.94 | 733.94 | 999.86 | 1086.91 | 1086.97 | 1086.97
Nuc | 16696.36 | 17276.25 | 17313.01 | 17728.25 | 14523.5 | 21642.46
PS | 517.25 | 517.25 | 517.25 | 517.25 | 517.25 | 517.25
PV | 26.7 | 63.5 | 81.77 | 85.98 | 69.24 | 71.23
PeakG | 2065.38 | 2086.21 | 2221.88 | 2662.4 | 2752.7 | 3609.8
PeakO | 559.58 | 572.68 | 580.1 | 576.97 | 576.98 | 734.73
ST | 48.64 | 102.42 | 121.88 | 128.44 | 128.44 | 128.44
STOG | 2813.98 | 2637.45 | 2600.38 | 2600.38 | 2600.38 | 3075.94
STWD | 110.13 | 110.13 | 110.13 | 110.13 | 110.13 | 133.7
WT | 2034.5 | 2741.7 | 2931.84 | 3114.14 | 3413.4 | 3821.52
IGCC | 30.22 | 30.22 | 30.22 | 30.22 | 30.22 | 30.22
DemandResponse | 0 | 0 | 0 | 0 | 0 | 0
IGCC-CCS | 0 | 0 | 0 | 0 | 0 | 0
WT_off | 25.01 | 25.01 | 83.68 | 83.68 | 58.72 | 58.72
PseudoUnit | 0 | 0 | 0 | 0 | 0 | 0
FixedInterchange | 0 | 0 | 0 | 0 | 0 | 0
Base FOM Costs by Reporting Type: EI_US
ReportingType | 2015 | 2020 | 2025 | 2030 | 2035 | 2040
BM | 74.48 | 109.39 | 178.69 | 190.28 | 197.98 | 192.85
CC | 4072.41 | 4205.3 | 4299.35 | 4829.19 | 5814.65 | 7259.27
CSP | 0 | 0 | 0 | 0 | 0 | 0
CT | 28.95 | 71.7 | 80.56 | 107.64 | 163.95 | 198.49
Coal | 15210.52 | 15770.04 | 16749.35 | 18580.55 | 20721.96 | 23529.87
Geo | 3.95 | 3.95 | 3.95 | 3.95 | 3.95 | 3.95
H | 419.29 | 419.29 | 419.29 | 419.29 | 419.29 | 419.29
LFG | 417.2 | 505.64 | 740.27 | 787.52 | 787.52 | 787.52
Nuc | 12948.03 | 13285.11 | 13285.11 | 13700.35 | 10645.57 | 17161.04
PS | 401.94 | 401.94 | 401.94 | 401.94 | 401.94 | 401.94
PV | 2.71 | 39.51 | 57.78 | 61.98 | 63.37 | 65.35
PeakG | 1690.4 | 1710.71 | 1793.03 | 2182.72 | 2282.49 | 3067.74
PeakO | 533.39 | 546.17 | 553.82 | 556.44 | 556.45 | 709.19
ST | 0 | 0 | 0 | 0 | 0 | 0
STOG | 1466.48 | 1289.95 | 1259.29 | 1259.29 | 1259.29 | 1490.08
STWD | 74.1 | 74.1 | 74.1 | 74.1 | 74.1 | 92.72
WT | 1142.42 | 1483 | 1673.14 | 1846.66 | 2205.04 | 2497.22
IGCC | 30.22 | 30.22 | 30.22 | 30.22 | 30.22 | 30.22
DemandResponse | 0 | 0 | 0 | 0 | 0 | 0
IGCC-CCS | 0 | 0 | 0 | 0 | 0 | 0
WT_off | 25.01 | 25.01 | 83.68 | 83.68 | 58.72 | 58.72
PseudoUnit | 0 | 0 | 0 | 0 | 0 | 0
FixedInterchange | 0 | 0 | 0 | 0 | 0 | 0
Base FOM Costs by Reporting Type: EI_Canada
ReportingType | 2015 | 2020 | 2025 | 2030 | 2035 | 2040
BM | 32.8 | 32.8 | 32.8 | 32.8 | 32.8 | 32.8
CC | 135.48 | 142.84 | 145.35 | 153.65 | 169.43 | 214.07
CSP | 0 | 0 | 0 | 0 | 0 | 0
CT | 2.46 | 2.46 | 2.46 | 2.46 | 8.07 | 12.5
Coal | 56.47 | 57.39 | 61.59 | 61.59 | 61.59 | 75.76
Geo | 0 | 0 | 0 | 0 | 0 | 0
H | 216.06 | 216.06 | 216.06 | 216.06 | 216.06 | 216.06
LFG | 14.17 | 14.17 | 14.17 | 14.17 | 14.23 | 14.23
Nuc | 1895.36 | 1895.36 | 1895.36 | 1895.36 | 1745.4 | 2079.7
PS | 2.92 | 2.92 | 2.92 | 2.92 | 2.92 | 2.92
PV | 18.26 | 18.26 | 18.26 | 18.26 | 0.44 | 0.44
PeakG | 21.55 | 23.55 | 23.55 | 23.55 | 26.76 | 26.76
PeakO | 0.75 | 0.75 | 0.87 | 0.98 | 0.98 | 0.98
ST | 0 | 0 | 0 | 0 | 0 | 0
STOG | 5.54 | 5.54 | 5.54 | 5.54 | 5.54 | 5.54
STWD | 0 | 0 | 0 | 0 | 0 | 0
WT | 120.82 | 120.82 | 120.82 | 120.82 | 61.7 | 61.7
IGCC | 0 | 0 | 0 | 0 | 0 | 0
DemandResponse | 0 | 0 | 0 | 0 | 0 | 0
IGCC-CCS | 0 | 0 | 0 | 0 | 0 | 0
WT_off | 0 | 0 | 0 | 0 | 0 | 0
PseudoUnit | 0 | 0 | 0 | 0 | 0 | 0
FixedInterchange | 0 | 0 | 0 | 0 | 0 | 0
Base FOM Costs by Reporting Type: EI
ReportingType | 2015 | 2020 | 2025 | 2030 | 2035 | 2040
BM | 107.28 | 142.19 | 211.48 | 223.08 | 230.77 | 225.65
CC | 4207.89 | 4348.14 | 4444.7 | 4982.83 | 5984.08 | 7473.34
CSP | 0 | 0 | 0 | 0 | 0 | 0
CT | 31.41 | 74.17 | 83.02 | 110.11 | 172.02 | 210.99
Coal | 15266.98 | 15827.43 | 16810.94 | 18642.14 | 20783.55 | 23605.63
Geo | 3.95 | 3.95 | 3.95 | 3.95 | 3.95 | 3.95
H | 635.35 | 635.35 | 635.35 | 635.35 | 635.35 | 635.35
LFG | 431.38 | 519.81 | 754.44 | 801.69 | 801.75 | 801.75
Nuc | 14843.39 | 15180.47 | 15180.47 | 15595.71 | 12390.96 | 19240.74
PS | 404.86 | 404.86 | 404.86 | 404.86 | 404.86 | 404.86
PV | 20.97 | 57.77 | 76.04 | 80.25 | 63.81 | 65.79
PeakG | 1711.95 | 1734.26 | 1816.58 | 2206.27 | 2309.24 | 3094.5
PeakO | 534.14 | 546.92 | 554.69 | 557.42 | 557.43 | 710.17
ST | 0 | 0 | 0 | 0 | 0 | 0
STOG | 1472.02 | 1295.49 | 1264.82 | 1264.82 | 1264.82 | 1495.61
STWD | 74.1 | 74.1 | 74.1 | 74.1 | 74.1 | 92.72
WT | 1263.24 | 1603.83 | 1793.96 | 1967.48 | 2266.75 | 2558.92
IGCC | 30.22 | 30.22 | 30.22 | 30.22 | 30.22 | 30.22
DemandResponse | 0 | 0 | 0 | 0 | 0 | 0
IGCC-CCS | 0 | 0 | 0 | 0 | 0 | 0
WT_off | 25.01 | 25.01 | 83.68 | 83.68 | 58.72 | 58.72
PseudoUnit | 0 | 0 | 0 | 0 | 0 | 0
FixedInterchange | 0 | 0 | 0 | 0 | 0 | 0
Base FOM Costs by Reporting Type: Outside_EI
ReportingType | 2015 | 2020 | 2025 | 2030 | 2035 | 2040
BM | 18.45 | 18.45 | 18.45 | 18.45 | 18.45 | 18.45
CC | 2214.9 | 2299.29 | 2355.21 | 2626.32 | 3115.96 | 3761.11
CSP | 0 | 0 | 0 | 0 | 0 | 0
CT | 11.84 | 16.96 | 35.52 | 64.61 | 85.32 | 114.37
Coal | 3597.27 | 3745.93 | 3878.61 | 4137.62 | 4702.38 | 5749.25
Geo | 222.78 | 397.63 | 770.84 | 770.84 | 770.84 | 770.84
H | 875.65 | 875.65 | 875.65 | 875.65 | 875.65 | 875.65
LFG | 67.56 | 214.12 | 245.41 | 285.22 | 285.22 | 285.22
Nuc | 1852.97 | 2095.77 | 2132.54 | 2132.54 | 2132.54 | 2401.72
PS | 112.39 | 112.39 | 112.39 | 112.39 | 112.39 | 112.39
PV | 5.73 | 5.73 | 5.73 | 5.73 | 5.43 | 5.43
PeakG | 353.43 | 351.95 | 405.3 | 456.13 | 443.45 | 515.3
PeakO | 25.44 | 25.76 | 25.41 | 19.55 | 19.55 | 24.56
ST | 48.64 | 102.42 | 121.88 | 128.44 | 128.44 | 128.44
STOG | 1341.96 | 1341.96 | 1335.56 | 1335.56 | 1335.56 | 1580.33
STWD | 36.03 | 36.03 | 36.03 | 36.03 | 36.03 | 40.98
WT | 771.26 | 1137.87 | 1137.87 | 1146.65 | 1146.65 | 1262.6
IGCC | 0 | 0 | 0 | 0 | 0 | 0
DemandResponse | 0 | 0 | 0 | 0 | 0 | 0
IGCC-CCS | 0 | 0 | 0 | 0 | 0 | 0
WT_off | 0 | 0 | 0 | 0 | 0 | 0
PseudoUnit | 0 | 0 | 0 | 0 | 0 | 0
FixedInterchange | 0 | 0 | 0 | 0 | 0 | 0
#11 | Retrofit FOM Costs ($million)
Retrofit FOM Costs by Reporting Type: Entergy
ReportingType | 2015 | 2020 | 2025 | 2030 | 2035 | 2040
BM | 0 | 0 | 0 | 0 | 0 | 0
CC | 0 | 0 | 0 | 0 | 0 | 0
CSP | 0 | 0 | 0 | 0 | 0 | 0
CT | 0 | 0 | 0 | 0 | 0 | 0
Coal | 3.38 | 3.38 | 3.38 | 3.38 | 3.38 | 31.29
Geo | 0 | 0 | 0 | 0 | 0 | 0
H | 0 | 0 | 0 | 0 | 0 | 0
LFG | 0 | 0 | 0 | 0 | 0 | 0
Nuc | 0 | 0 | 0 | 0 | 0 | 0
PS | 0 | 0 | 0 | 0 | 0 | 0
PV | 0 | 0 | 0 | 0 | 0 | 0
PeakG | 0 | 0 | 0 | 0 | 0 | 0
PeakO | 0 | 0 | 0 | 0 | 0 | 0
ST | 0 | 0 | 0 | 0 | 0 | 0
STOG | 0 | 0 | 0 | 0 | 0 | 0
STWD | 0 | 0 | 0 | 0 | 0 | 0
WT | 0 | 0 | 0 | 0 | 0 | 0
IGCC | 0 | 0 | 0 | 0 | 0 | 0
DemandResponse | 0 | 0 | 0 | 0 | 0 | 0
IGCC-CCS | 0 | 0 | 0 | 0 | 0 | 0
WT_off | 0 | 0 | 0 | 0 | 0 | 0
PseudoUnit | 0 | 0 | 0 | 0 | 0 | 0
FixedInterchange | 0 | 0 | 0 | 0 | 0 | 0
Retrofit FOM Costs by Reporting Type: FRCC
ReportingType | 2015 | 2020 | 2025 | 2030 | 2035 | 2040
BM | 0 | 0 | 0 | 0 | 0 | 0
CC | 0 | 0 | 0 | 0 | 0 | 0
CSP | 0 | 0 | 0 | 0 | 0 | 0
CT | 0 | 0 | 0 | 0 | 0 | 0
Coal | 67.35 | 67.35 | 67.35 | 67.35 | 67.35 | 70.41
Geo | 0 | 0 | 0 | 0 | 0 | 0
H | 0 | 0 | 0 | 0 | 0 | 0
LFG | 0 | 0 | 0 | 0 | 0 | 0
Nuc | 0 | 0 | 0 | 0 | 0 | 0
PS | 0 | 0 | 0 | 0 | 0 | 0
PV | 0 | 0 | 0 | 0 | 0 | 0
PeakG | 0 | 0 | 0 | 0 | 0 | 0
PeakO | 0 | 0 | 0 | 0 | 0 | 0
ST | 0 | 0 | 0 | 0 | 0 | 0
STOG | 0 | 0 | 0 | 0 | 0 | 0
STWD | 0 | 0 | 0 | 0 | 0 | 0
WT | 0 | 0 | 0 | 0 | 0 | 0
IGCC | 0 | 0 | 0 | 0 | 0 | 0
DemandResponse | 0 | 0 | 0 | 0 | 0 | 0
IGCC-CCS | 0 | 0 | 0 | 0 | 0 | 0
WT_off | 0 | 0 | 0 | 0 | 0 | 0
PseudoUnit | 0 | 0 | 0 | 0 | 0 | 0
FixedInterchange | 0 | 0 | 0 | 0 | 0 | 0
Retrofit FOM Costs by Reporting Type: MAPP_US
ReportingType | 2015 | 2020 | 2025 | 2030 | 2035 | 2040
BM | 0 | 0 | 0 | 0 | 0 | 0
CC | 0 | 0 | 0 | 0 | 0 | 0
CSP | 0 | 0 | 0 | 0 | 0 | 0
CT | 0 | 0 | 0 | 0 | 0 | 0
Coal | 16.92 | 16.92 | 16.92 | 16.92 | 16.92 | 19.46
Geo | 0 | 0 | 0 | 0 | 0 | 0
H | 0 | 0 | 0 | 0 | 0 | 0
LFG | 0 | 0 | 0 | 0 | 0 | 0
Nuc | 0 | 0 | 0 | 0 | 0 | 0
PS | 0 | 0 | 0 | 0 | 0 | 0
PV | 0 | 0 | 0 | 0 | 0 | 0
PeakG | 0 | 0 | 0 | 0 | 0 | 0
PeakO | 0 | 0 | 0 | 0 | 0 | 0
ST | 0 | 0 | 0 | 0 | 0 | 0
STOG | 0 | 0 | 0 | 0 | 0 | 0
STWD | 0 | 0 | 0 | 0 | 0 | 0
WT | 0 | 0 | 0 | 0 | 0 | 0
IGCC | 0 | 0 | 0 | 0 | 0 | 0
DemandResponse | 0 | 0 | 0 | 0 | 0 | 0
IGCC-CCS | 0 | 0 | 0 | 0 | 0 | 0
WT_off | 0 | 0 | 0 | 0 | 0 | 0
PseudoUnit | 0 | 0 | 0 | 0 | 0 | 0
FixedInterchange | 0 | 0 | 0 | 0 | 0 | 0
Retrofit FOM Costs by Reporting Type: MISO_IN
ReportingType | 2015 | 2020 | 2025 | 2030 | 2035 | 2040
BM | 0 | 0 | 0 | 0 | 0 | 0
CC | 0 | 0 | 0 | 0 | 0 | 0
CSP | 0 | 0 | 0 | 0 | 0 | 0
CT | 0 | 0 | 0 | 0 | 0 | 0
Coal | 99.59 | 99.59 | 99.59 | 99.59 | 99.59 | 110.12
Geo | 0 | 0 | 0 | 0 | 0 | 0
H | 0 | 0 | 0 | 0 | 0 | 0
LFG | 0 | 0 | 0 | 0 | 0 | 0
Nuc | 0 | 0 | 0 | 0 | 0 | 0
PS | 0 | 0 | 0 | 0 | 0 | 0
PV | 0 | 0 | 0 | 0 | 0 | 0
PeakG | 0 | 0 | 0 | 0 | 0 | 0
PeakO | 0 | 0 | 0 | 0 | 0 | 0
ST | 0 | 0 | 0 | 0 | 0 | 0
STOG | 0 | 0 | 0 | 0 | 0 | 0
STWD | 0 | 0 | 0 | 0 | 0 | 0
WT | 0 | 0 | 0 | 0 | 0 | 0
IGCC | 0 | 0 | 0 | 0 | 0 | 0
DemandResponse | 0 | 0 | 0 | 0 | 0 | 0
IGCC-CCS | 0 | 0 | 0 | 0 | 0 | 0
WT_off | 0 | 0 | 0 | 0 | 0 | 0
PseudoUnit | 0 | 0 | 0 | 0 | 0 | 0
FixedInterchange | 0 | 0 | 0 | 0 | 0 | 0
Retrofit FOM Costs by Reporting Type: MISO_MI
ReportingType | 2015 | 2020 | 2025 | 2030 | 2035 | 2040
BM | 0 | 0 | 0 | 0 | 0 | 0
CC | 0 | 0 | 0 | 0 | 0 | 0
CSP | 0 | 0 | 0 | 0 | 0 | 0
CT | 0 | 0 | 0 | 0 | 0 | 0
Coal | 17.66 | 17.66 | 17.66 | 17.66 | 17.66 | 47.86
Geo | 0 | 0 | 0 | 0 | 0 | 0
H | 0 | 0 | 0 | 0 | 0 | 0
LFG | 0 | 0 | 0 | 0 | 0 | 0
Nuc | 0 | 0 | 0 | 0 | 0 | 0
PS | 0 | 0 | 0 | 0 | 0 | 0
PV | 0 | 0 | 0 | 0 | 0 | 0
PeakG | 0 | 0 | 0 | 0 | 0 | 0
PeakO | 0 | 0 | 0 | 0 | 0 | 0
ST | 0 | 0 | 0 | 0 | 0 | 0
STOG | 0 | 0 | 0 | 0 | 0 | 0
STWD | 0 | 0 | 0 | 0 | 0 | 0
WT | 0 | 0 | 0 | 0 | 0 | 0
IGCC | 0 | 0 | 0 | 0 | 0 | 0
DemandResponse | 0 | 0 | 0 | 0 | 0 | 0
IGCC-CCS | 0 | 0 | 0 | 0 | 0 | 0
WT_off | 0 | 0 | 0 | 0 | 0 | 0
PseudoUnit | 0 | 0 | 0 | 0 | 0 | 0
FixedInterchange | 0 | 0 | 0 | 0 | 0 | 0
Retrofit FOM Costs by Reporting Type: MISO_MO-IL
ReportingType | 2015 | 2020 | 2025 | 2030 | 2035 | 2040
BM | 0 | 0 | 0 | 0 | 0 | 0
CC | 0 | 0 | 0 | 0 | 0 | 0
CSP | 0 | 0 | 0 | 0 | 0 | 0
CT | 0 | 0 | 0 | 0 | 0 | 0
Coal | 30.23 | 30.23 | 30.23 | 30.23 | 33.93 | 60.79
Geo | 0 | 0 | 0 | 0 | 0 | 0
H | 0 | 0 | 0 | 0 | 0 | 0
LFG | 0 | 0 | 0 | 0 | 0 | 0
Nuc | 0 | 0 | 0 | 0 | 0 | 0
PS | 0 | 0 | 0 | 0 | 0 | 0
PV | 0 | 0 | 0 | 0 | 0 | 0
PeakG | 0 | 0 | 0 | 0 | 0 | 0
PeakO | 0 | 0 | 0 | 0 | 0 | 0
ST | 0 | 0 | 0 | 0 | 0 | 0
STOG | 0 | 0 | 0 | 0 | 0 | 0
STWD | 0 | 0 | 0 | 0 | 0 | 0
WT | 0 | 0 | 0 | 0 | 0 | 0
IGCC | 0 | 0 | 0 | 0 | 0 | 0
DemandResponse | 0 | 0 | 0 | 0 | 0 | 0
IGCC-CCS | 0 | 0 | 0 | 0 | 0 | 0
WT_off | 0 | 0 | 0 | 0 | 0 | 0
PseudoUnit | 0 | 0 | 0 | 0 | 0 | 0
FixedInterchange | 0 | 0 | 0 | 0 | 0 | 0
Retrofit FOM Costs by Reporting Type: MISO_W
ReportingType | 2015 | 2020 | 2025 | 2030 | 2035 | 2040
BM | 0 | 0 | 0 | 0 | 0 | 0
CC | 0 | 0 | 0 | 0 | 0 | 0
CSP | 0 | 0 | 0 | 0 | 0 | 0
CT | 0 | 0 | 0 | 0 | 0 | 0
Coal | 38.36 | 38.36 | 38.36 | 38.36 | 38.36 | 61.93
Geo | 0 | 0 | 0 | 0 | 0 | 0
H | 0 | 0 | 0 | 0 | 0 | 0
LFG | 0 | 0 | 0 | 0 | 0 | 0
Nuc | 0 | 0 | 0 | 0 | 0 | 0
PS | 0 | 0 | 0 | 0 | 0 | 0
PV | 0 | 0 | 0 | 0 | 0 | 0
PeakG | 0 | 0 | 0 | 0 | 0 | 0
PeakO | 0 | 0 | 0 | 0 | 0 | 0
ST | 0 | 0 | 0 | 0 | 0 | 0
STOG | 0 | 0 | 0 | 0 | 0 | 0
STWD | 0 | 0 | 0 | 0 | 0 | 0
WT | 0 | 0 | 0 | 0 | 0 | 0
IGCC | 0 | 0 | 0 | 0 | 0 | 0
DemandResponse | 0 | 0 | 0 | 0 | 0 | 0
IGCC-CCS | 0 | 0 | 0 | 0 | 0 | 0
WT_off | 0 | 0 | 0 | 0 | 0 | 0
PseudoUnit | 0 | 0 | 0 | 0 | 0 | 0
FixedInterchange | 0 | 0 | 0 | 0 | 0 | 0
Retrofit FOM Costs by Reporting Type: MISO_WUMS
ReportingType | 2015 | 2020 | 2025 | 2030 | 2035 | 2040
BM | 0 | 0 | 0 | 0 | 0 | 0
CC | 0 | 0 | 0 | 0 | 0 | 0
CSP | 0 | 0 | 0 | 0 | 0 | 0
CT | 0 | 0 | 0 | 0 | 0 | 0
Coal | 35.36 | 31.59 | 31.59 | 31.59 | 31.59 | 33.88
Geo | 0 | 0 | 0 | 0 | 0 | 0
H | 0 | 0 | 0 | 0 | 0 | 0
LFG | 0 | 0 | 0 | 0 | 0 | 0
Nuc | 0 | 0 | 0 | 0 | 0 | 0
PS | 0 | 0 | 0 | 0 | 0 | 0
PV | 0 | 0 | 0 | 0 | 0 | 0
PeakG | 0 | 0 | 0 | 0 | 0 | 0
PeakO | 0 | 0 | 0 | 0 | 0 | 0
ST | 0 | 0 | 0 | 0 | 0 | 0
STOG | 0 | 0 | 0 | 0 | 0 | 0
STWD | 0 | 0 | 0 | 0 | 0 | 0
WT | 0 | 0 | 0 | 0 | 0 | 0
IGCC | 0 | 0 | 0 | 0 | 0 | 0
DemandResponse | 0 | 0 | 0 | 0 | 0 | 0
IGCC-CCS | 0 | 0 | 0 | 0 | 0 | 0
WT_off | 0 | 0 | 0 | 0 | 0 | 0
PseudoUnit | 0 | 0 | 0 | 0 | 0 | 0
FixedInterchange | 0 | 0 | 0 | 0 | 0 | 0
Retrofit FOM Costs by Reporting Type: Nebraska
ReportingType | 2015 | 2020 | 2025 | 2030 | 2035 | 2040
BM | 0 | 0 | 0 | 0 | 0 | 0
CC | 0 | 0 | 0 | 0 | 0 | 0
CSP | 0 | 0 | 0 | 0 | 0 | 0
CT | 0 | 0 | 0 | 0 | 0 | 0
Coal | 4.88 | 4.88 | 4.88 | 4.88 | 4.88 | 22.22
Geo | 0 | 0 | 0 | 0 | 0 | 0
H | 0 | 0 | 0 | 0 | 0 | 0
LFG | 0 | 0 | 0 | 0 | 0 | 0
Nuc | 0 | 0 | 0 | 0 | 0 | 0
PS | 0 | 0 | 0 | 0 | 0 | 0
PV | 0 | 0 | 0 | 0 | 0 | 0
PeakG | 0 | 0 | 0 | 0 | 0 | 0
PeakO | 0 | 0 | 0 | 0 | 0 | 0
ST | 0 | 0 | 0 | 0 | 0 | 0
STOG | 0 | 0 | 0 | 0 | 0 | 0
STWD | 0 | 0 | 0 | 0 | 0 | 0
WT | 0 | 0 | 0 | 0 | 0 | 0
IGCC | 0 | 0 | 0 | 0 | 0 | 0
DemandResponse | 0 | 0 | 0 | 0 | 0 | 0
IGCC-CCS | 0 | 0 | 0 | 0 | 0 | 0
WT_off | 0 | 0 | 0 | 0 | 0 | 0
PseudoUnit | 0 | 0 | 0 | 0 | 0 | 0
FixedInterchange | 0 | 0 | 0 | 0 | 0 | 0
Retrofit FOM Costs by Reporting Type: NEISO
ReportingType | 2015 | 2020 | 2025 | 2030 | 2035 | 2040
BM | 0 | 0 | 0 | 0 | 0 | 0
CC | 0 | 0 | 0 | 0 | 0 | 0
CSP | 0 | 0 | 0 | 0 | 0 | 0
CT | 0 | 0 | 0 | 0 | 0 | 0
Coal | 4.08 | 0 | 0 | 0 | 0 | 0
Geo | 0 | 0 | 0 | 0 | 0 | 0
H | 0 | 0 | 0 | 0 | 0 | 0
LFG | 0 | 0 | 0 | 0 | 0 | 0
Nuc | 0 | 0 | 0 | 0 | 0 | 0
PS | 0 | 0 | 0 | 0 | 0 | 0
PV | 0 | 0 | 0 | 0 | 0 | 0
PeakG | 0 | 0 | 0 | 0 | 0 | 0
PeakO | 0 | 0 | 0 | 0 | 0 | 0
ST | 0 | 0 | 0 | 0 | 0 | 0
STOG | 0 | 0 | 0 | 0 | 0 | 0
STWD | 0 | 0 | 0 | 0 | 0 | 0
WT | 0 | 0 | 0 | 0 | 0 | 0
IGCC | 0 | 0 | 0 | 0 | 0 | 0
DemandResponse | 0 | 0 | 0 | 0 | 0 | 0
IGCC-CCS | 0 | 0 | 0 | 0 | 0 | 0
WT_off | 0 | 0 | 0 | 0 | 0 | 0
PseudoUnit | 0 | 0 | 0 | 0 | 0 | 0
FixedInterchange | 0 | 0 | 0 | 0 | 0 | 0
Retrofit FOM Costs by Reporting Type: NonRTO_Midwest
ReportingType | 2015 | 2020 | 2025 | 2030 | 2035 | 2040
BM | 0 | 0 | 0 | 0 | 0 | 0
CC | 0 | 0 | 0 | 0 | 0 | 0
CSP | 0 | 0 | 0 | 0 | 0 | 0
CT | 0 | 0 | 0 | 0 | 0 | 0
Coal | 87.32 | 87.32 | 87.32 | 87.32 | 87.32 | 92.89
Geo | 0 | 0 | 0 | 0 | 0 | 0
H | 0 | 0 | 0 | 0 | 0 | 0
LFG | 0 | 0 | 0 | 0 | 0 | 0
Nuc | 0 | 0 | 0 | 0 | 0 | 0
PS | 0 | 0 | 0 | 0 | 0 | 0
PV | 0 | 0 | 0 | 0 | 0 | 0
PeakG | 0 | 0 | 0 | 0 | 0 | 0
PeakO | 0 | 0 | 0 | 0 | 0 | 0
ST | 0 | 0 | 0 | 0 | 0 | 0
STOG | 0 | 0 | 0 | 0 | 0 | 0
STWD | 0 | 0 | 0 | 0 | 0 | 0
WT | 0 | 0 | 0 | 0 | 0 | 0
IGCC | 0 | 0 | 0 | 0 | 0 | 0
DemandResponse | 0 | 0 | 0 | 0 | 0 | 0
IGCC-CCS | 0 | 0 | 0 | 0 | 0 | 0
WT_off | 0 | 0 | 0 | 0 | 0 | 0
PseudoUnit | 0 | 0 | 0 | 0 | 0 | 0
FixedInterchange | 0 | 0 | 0 | 0 | 0 | 0
Retrofit FOM Costs by Reporting Type: NYISO_A-F
ReportingType | 2015 | 2020 | 2025 | 2030 | 2035 | 2040
BM | 0 | 0 | 0 | 0 | 0 | 0
CC | 0 | 0 | 0 | 0 | 0 | 0
CSP | 0 | 0 | 0 | 0 | 0 | 0
CT | 0 | 0 | 0 | 0 | 0 | 0
Coal | 0 | 0 | 0 | 0 | 0 | 0
Geo | 0 | 0 | 0 | 0 | 0 | 0
H | 0 | 0 | 0 | 0 | 0 | 0
LFG | 0 | 0 | 0 | 0 | 0 | 0
Nuc | 0 | 0 | 0 | 0 | 0 | 0
PS | 0 | 0 | 0 | 0 | 0 | 0
PV | 0 | 0 | 0 | 0 | 0 | 0
PeakG | 0 | 0 | 0 | 0 | 0 | 0
PeakO | 0 | 0 | 0 | 0 | 0 | 0
ST | 0 | 0 | 0 | 0 | 0 | 0
STOG | 0 | 0 | 0 | 0 | 0 | 0
STWD | 0 | 0 | 0 | 0 | 0 | 0
WT | 0 | 0 | 0 | 0 | 0 | 0
IGCC | 0 | 0 | 0 | 0 | 0 | 0
DemandResponse | 0 | 0 | 0 | 0 | 0 | 0
IGCC-CCS | 0 | 0 | 0 | 0 | 0 | 0
WT_off | 0 | 0 | 0 | 0 | 0 | 0
PseudoUnit | 0 | 0 | 0 | 0 | 0 | 0
FixedInterchange | 0 | 0 | 0 | 0 | 0 | 0
Retrofit FOM Costs by Reporting Type: NYISO_G-I
ReportingType | 2015 | 2020 | 2025 | 2030 | 2035 | 2040
BM | 0 | 0 | 0 | 0 | 0 | 0
CC | 0 | 0 | 0 | 0 | 0 | 0
CSP | 0 | 0 | 0 | 0 | 0 | 0
CT | 0 | 0 | 0 | 0 | 0 | 0
Coal | 0 | 0 | 0 | 0 | 0 | 0
Geo | 0 | 0 | 0 | 0 | 0 | 0
H | 0 | 0 | 0 | 0 | 0 | 0
LFG | 0 | 0 | 0 | 0 | 0 | 0
Nuc | 0 | 0 | 0 | 0 | 0 | 0
PS | 0 | 0 | 0 | 0 | 0 | 0
PV | 0 | 0 | 0 | 0 | 0 | 0
PeakG | 0 | 0 | 0 | 0 | 0 | 0
PeakO | 0 | 0 | 0 | 0 | 0 | 0
ST | 0 | 0 | 0 | 0 | 0 | 0
STOG | 0 | 0 | 0 | 0 | 0 | 0
STWD | 0 | 0 | 0 | 0 | 0 | 0
WT | 0 | 0 | 0 | 0 | 0 | 0
IGCC | 0 | 0 | 0 | 0 | 0 | 0
DemandResponse | 0 | 0 | 0 | 0 | 0 | 0
IGCC-CCS | 0 | 0 | 0 | 0 | 0 | 0
WT_off | 0 | 0 | 0 | 0 | 0 | 0
PseudoUnit | 0 | 0 | 0 | 0 | 0 | 0
FixedInterchange | 0 | 0 | 0 | 0 | 0 | 0
Retrofit FOM Costs by Reporting Type: NYISO_J-K
ReportingType | 2015 | 2020 | 2025 | 2030 | 2035 | 2040
BM | 0 | 0 | 0 | 0 | 0 | 0
CC | 0 | 0 | 0 | 0 | 0 | 0
CSP | 0 | 0 | 0 | 0 | 0 | 0
CT | 0 | 0 | 0 | 0 | 0 | 0
Coal | 0 | 0 | 0 | 0 | 0 | 0
Geo | 0 | 0 | 0 | 0 | 0 | 0
H | 0 | 0 | 0 | 0 | 0 | 0
LFG | 0 | 0 | 0 | 0 | 0 | 0
Nuc | 0 | 0 | 0 | 0 | 0 | 0
PS | 0 | 0 | 0 | 0 | 0 | 0
PV | 0 | 0 | 0 | 0 | 0 | 0
PeakG | 0 | 0 | 0 | 0 | 0 | 0
PeakO | 0 | 0 | 0 | 0 | 0 | 0
ST | 0 | 0 | 0 | 0 | 0 | 0
STOG | 0 | 0 | 0 | 0 | 0 | 0
STWD | 0 | 0 | 0 | 0 | 0 | 0
WT | 0 | 0 | 0 | 0 | 0 | 0
IGCC | 0 | 0 | 0 | 0 | 0 | 0
DemandResponse | 0 | 0 | 0 | 0 | 0 | 0
IGCC-CCS | 0 | 0 | 0 | 0 | 0 | 0
WT_off | 0 | 0 | 0 | 0 | 0 | 0
PseudoUnit | 0 | 0 | 0 | 0 | 0 | 0
FixedInterchange | 0 | 0 | 0 | 0 | 0 | 0
Retrofit FOM Costs by Reporting Type: PJM_E
ReportingType | 2015 | 2020 | 2025 | 2030 | 2035 | 2040
BM | 0 | 0 | 0 | 0 | 0 | 0
CC | 0 | 0 | 0 | 0 | 0 | 0
CSP | 0 | 0 | 0 | 0 | 0 | 0
CT | 0 | 0 | 0 | 0 | 0 | 0
Coal | 1.07 | 0 | 0 | 0 | 0 | 0
Geo | 0 | 0 | 0 | 0 | 0 | 0
H | 0 | 0 | 0 | 0 | 0 | 0
LFG | 0 | 0 | 0 | 0 | 0 | 0
Nuc | 0 | 0 | 0 | 0 | 0 | 0
PS | 0 | 0 | 0 | 0 | 0 | 0
PV | 0 | 0 | 0 | 0 | 0 | 0
PeakG | 0 | 0 | 0 | 0 | 0 | 0
PeakO | 0 | 0 | 0 | 0 | 0 | 0
ST | 0 | 0 | 0 | 0 | 0 | 0
STOG | 0 | 0 | 0 | 0 | 0 | 0
STWD | 0 | 0 | 0 | 0 | 0 | 0
WT | 0 | 0 | 0 | 0 | 0 | 0
IGCC | 0 | 0 | 0 | 0 | 0 | 0
DemandResponse | 0 | 0 | 0 | 0 | 0 | 0
IGCC-CCS | 0 | 0 | 0 | 0 | 0 | 0
WT_off | 0 | 0 | 0 | 0 | 0 | 0
PseudoUnit | 0 | 0 | 0 | 0 | 0 | 0
FixedInterchange | 0 | 0 | 0 | 0 | 0 | 0
Retrofit FOM Costs by Reporting Type: PJM_ROM
ReportingType | 2015 | 2020 | 2025 | 2030 | 2035 | 2040
BM | 0 | 0 | 0 | 0 | 0 | 0
CC | 0 | 0 | 0 | 0 | 0 | 0
CSP | 0 | 0 | 0 | 0 | 0 | 0
CT | 0 | 0 | 0 | 0 | 0 | 0
Coal | 52.46 | 52.46 | 52.46 | 59.96 | 59.96 | 61.89
Geo | 0 | 0 | 0 | 0 | 0 | 0
H | 0 | 0 | 0 | 0 | 0 | 0
LFG | 0 | 0 | 0 | 0 | 0 | 0
Nuc | 0 | 0 | 0 | 0 | 0 | 0
PS | 0 | 0 | 0 | 0 | 0 | 0
PV | 0 | 0 | 0 | 0 | 0 | 0
PeakG | 0 | 0 | 0 | 0 | 0 | 0
PeakO | 0 | 0 | 0 | 0 | 0 | 0
ST | 0 | 0 | 0 | 0 | 0 | 0
STOG | 0 | 0 | 0 | 0 | 0 | 0
STWD | 0 | 0 | 0 | 0 | 0 | 0
WT | 0 | 0 | 0 | 0 | 0 | 0
IGCC | 0 | 0 | 0 | 0 | 0 | 0
DemandResponse | 0 | 0 | 0 | 0 | 0 | 0
IGCC-CCS | 0 | 0 | 0 | 0 | 0 | 0
WT_off | 0 | 0 | 0 | 0 | 0 | 0
PseudoUnit | 0 | 0 | 0 | 0 | 0 | 0
FixedInterchange | 0 | 0 | 0 | 0 | 0 | 0
Retrofit FOM Costs by Reporting Type: PJM_ROR
ReportingType | 2015 | 2020 | 2025 | 2030 | 2035 | 2040
BM | 0 | 0 | 0 | 0 | 0 | 0
CC | 0 | 0 | 0 | 0 | 0 | 0
CSP | 0 | 0 | 0 | 0 | 0 | 0
CT | 0 | 0 | 0 | 0 | 0 | 0
Coal | 271.78 | 271.3 | 271.3 | 271.3 | 282.92 | 328.18
Geo | 0 | 0 | 0 | 0 | 0 | 0
H | 0 | 0 | 0 | 0 | 0 | 0
LFG | 0 | 0 | 0 | 0 | 0 | 0
Nuc | 0 | 0 | 0 | 0 | 0 | 0
PS | 0 | 0 | 0 | 0 | 0 | 0
PV | 0 | 0 | 0 | 0 | 0 | 0
PeakG | 0 | 0 | 0 | 0 | 0 | 0
PeakO | 0 | 0 | 0 | 0 | 0 | 0
ST | 0 | 0 | 0 | 0 | 0 | 0
STOG | 0 | 0 | 0 | 0 | 0 | 0
STWD | 0 | 0 | 0 | 0 | 0 | 0
WT | 0 | 0 | 0 | 0 | 0 | 0
IGCC | 0 | 0 | 0 | 0 | 0 | 0
DemandResponse | 0 | 0 | 0 | 0 | 0 | 0
IGCC-CCS | 0 | 0 | 0 | 0 | 0 | 0
WT_off | 0 | 0 | 0 | 0 | 0 | 0
PseudoUnit | 0 | 0 | 0 | 0 | 0 | 0
FixedInterchange | 0 | 0 | 0 | 0 | 0 | 0
Retrofit FOM Costs by Reporting Type: SOCO
ReportingType | 2015 | 2020 | 2025 | 2030 | 2035 | 2040
BM | 0 | 0 | 0 | 0 | 0 | 0
CC | 0 | 0 | 0 | 0 | 0 | 0
CSP | 0 | 0 | 0 | 0 | 0 | 0
CT | 0 | 0 | 0 | 0 | 0 | 0
Coal | 118.26 | 118.26 | 118.26 | 118.26 | 118.26 | 129.15
Geo | 0 | 0 | 0 | 0 | 0 | 0
H | 0 | 0 | 0 | 0 | 0 | 0
LFG | 0 | 0 | 0 | 0 | 0 | 0
Nuc | 0 | 0 | 0 | 0 | 0 | 0
PS | 0 | 0 | 0 | 0 | 0 | 0
PV | 0 | 0 | 0 | 0 | 0 | 0
PeakG | 0 | 0 | 0 | 0 | 0 | 0
PeakO | 0 | 0 | 0 | 0 | 0 | 0
ST | 0 | 0 | 0 | 0 | 0 | 0
STOG | 0 | 0 | 0 | 0 | 0 | 0
STWD | 0 | 0 | 0 | 0 | 0 | 0
WT | 0 | 0 | 0 | 0 | 0 | 0
IGCC | 0 | 0 | 0 | 0 | 0 | 0
DemandResponse | 0 | 0 | 0 | 0 | 0 | 0
IGCC-CCS | 0 | 0 | 0 | 0 | 0 | 0
WT_off | 0 | 0 | 0 | 0 | 0 | 0
PseudoUnit | 0 | 0 | 0 | 0 | 0 | 0
FixedInterchange | 0 | 0 | 0 | 0 | 0 | 0
Retrofit FOM Costs by Reporting Type: SPP_N
ReportingType | 2015 | 2020 | 2025 | 2030 | 2035 | 2040
BM | 0 | 0 | 0 | 0 | 0 | 0
CC | 0 | 0 | 0 | 0 | 0 | 0
CSP | 0 | 0 | 0 | 0 | 0 | 0
CT | 0 | 0 | 0 | 0 | 0 | 0
Coal | 36.22 | 36.22 | 36.22 | 36.22 | 36.22 | 47.87
Geo | 0 | 0 | 0 | 0 | 0 | 0
H | 0 | 0 | 0 | 0 | 0 | 0
LFG | 0 | 0 | 0 | 0 | 0 | 0
Nuc | 0 | 0 | 0 | 0 | 0 | 0
PS | 0 | 0 | 0 | 0 | 0 | 0
PV | 0 | 0 | 0 | 0 | 0 | 0
PeakG | 0 | 0 | 0 | 0 | 0 | 0
PeakO | 0 | 0 | 0 | 0 | 0 | 0
ST | 0 | 0 | 0 | 0 | 0 | 0
STOG | 0 | 0 | 0 | 0 | 0 | 0
STWD | 0 | 0 | 0 | 0 | 0 | 0
WT | 0 | 0 | 0 | 0 | 0 | 0
IGCC | 0 | 0 | 0 | 0 | 0 | 0
DemandResponse | 0 | 0 | 0 | 0 | 0 | 0
IGCC-CCS | 0 | 0 | 0 | 0 | 0 | 0
WT_off | 0 | 0 | 0 | 0 | 0 | 0
PseudoUnit | 0 | 0 | 0 | 0 | 0 | 0
FixedInterchange | 0 | 0 | 0 | 0 | 0 | 0
Retrofit FOM Costs by Reporting Type: SPP_S
ReportingType | 2015 | 2020 | 2025 | 2030 | 2035 | 2040
BM | 0 | 0 | 0 | 0 | 0 | 0
CC | 0 | 0 | 0 | 0 | 0 | 0
CSP | 0 | 0 | 0 | 0 | 0 | 0
CT | 0 | 0 | 0 | 0 | 0 | 0
Coal | 20.12 | 20.12 | 20.12 | 20.12 | 20.12 | 33.71
Geo | 0 | 0 | 0 | 0 | 0 | 0
H | 0 | 0 | 0 | 0 | 0 | 0
LFG | 0 | 0 | 0 | 0 | 0 | 0
Nuc | 0 | 0 | 0 | 0 | 0 | 0
PS | 0 | 0 | 0 | 0 | 0 | 0
PV | 0 | 0 | 0 | 0 | 0 | 0
PeakG | 0 | 0 | 0 | 0 | 0 | 0
PeakO | 0 | 0 | 0 | 0 | 0 | 0
ST | 0 | 0 | 0 | 0 | 0 | 0
STOG | 0 | 0 | 0 | 0 | 0 | 0
STWD | 0 | 0 | 0 | 0 | 0 | 0
WT | 0 | 0 | 0 | 0 | 0 | 0
IGCC | 0 | 0 | 0 | 0 | 0 | 0
DemandResponse | 0 | 0 | 0 | 0 | 0 | 0
IGCC-CCS | 0 | 0 | 0 | 0 | 0 | 0
WT_off | 0 | 0 | 0 | 0 | 0 | 0
PseudoUnit | 0 | 0 | 0 | 0 | 0 | 0
FixedInterchange | 0 | 0 | 0 | 0 | 0 | 0
Retrofit FOM Costs by Reporting Type: TVA
ReportingType | 2015 | 2020 | 2025 | 2030 | 2035 | 2040
BM | 0 | 0 | 0 | 0 | 0 | 0
CC | 0 | 0 | 0 | 0 | 0 | 0
CSP | 0 | 0 | 0 | 0 | 0 | 0
CT | 0 | 0 | 0 | 0 | 0 | 0
Coal | 51 | 51 | 51 | 51 | 51 | 68.65
Geo | 0 | 0 | 0 | 0 | 0 | 0
H | 0 | 0 | 0 | 0 | 0 | 0
LFG | 0 | 0 | 0 | 0 | 0 | 0
Nuc | 0 | 0 | 0 | 0 | 0 | 0
PS | 0 | 0 | 0 | 0 | 0 | 0
PV | 0 | 0 | 0 | 0 | 0 | 0
PeakG | 0 | 0 | 0 | 0 | 0 | 0
PeakO | 0 | 0 | 0 | 0 | 0 | 0
ST | 0 | 0 | 0 | 0 | 0 | 0
STOG | 0 | 0 | 0 | 0 | 0 | 0
STWD | 0 | 0 | 0 | 0 | 0 | 0
WT | 0 | 0 | 0 | 0 | 0 | 0
IGCC | 0 | 0 | 0 | 0 | 0 | 0
DemandResponse | 0 | 0 | 0 | 0 | 0 | 0
IGCC-CCS | 0 | 0 | 0 | 0 | 0 | 0
WT_off | 0 | 0 | 0 | 0 | 0 | 0
PseudoUnit | 0 | 0 | 0 | 0 | 0 | 0
FixedInterchange | 0 | 0 | 0 | 0 | 0 | 0
Retrofit FOM Costs by Reporting Type: TVA_Transmission
ReportingType | 2015 | 2020 | 2025 | 2030 | 2035 | 2040
BM | 0 | 0 | 0 | 0 | 0 | 0
CC | 0 | 0 | 0 | 0 | 0 | 0
CSP | 0 | 0 | 0 | 0 | 0 | 0
CT | 0 | 0 | 0 | 0 | 0 | 0
Coal | 0 | 0 | 0 | 0 | 0 | 0
Geo | 0 | 0 | 0 | 0 | 0 | 0
H | 0 | 0 | 0 | 0 | 0 | 0
LFG | 0 | 0 | 0 | 0 | 0 | 0
Nuc | 0 | 0 | 0 | 0 | 0 | 0
PS | 0 | 0 | 0 | 0 | 0 | 0
PV | 0 | 0 | 0 | 0 | 0 | 0
PeakG | 0 | 0 | 0 | 0 | 0 | 0
PeakO | 0 | 0 | 0 | 0 | 0 | 0
ST | 0 | 0 | 0 | 0 | 0 | 0
STOG | 0 | 0 | 0 | 0 | 0 | 0
STWD | 0 | 0 | 0 | 0 | 0 | 0
WT | 0 | 0 | 0 | 0 | 0 | 0
IGCC | 0 | 0 | 0 | 0 | 0 | 0
DemandResponse | 0 | 0 | 0 | 0 | 0 | 0
IGCC-CCS | 0 | 0 | 0 | 0 | 0 | 0
WT_off | 0 | 0 | 0 | 0 | 0 | 0
PseudoUnit | 0 | 0 | 0 | 0 | 0 | 0
FixedInterchange | 0 | 0 | 0 | 0 | 0 | 0
Retrofit FOM Costs by Reporting Type: VACAR
ReportingType | 2015 | 2020 | 2025 | 2030 | 2035 | 2040
BM | 0 | 0 | 0 | 0 | 0 | 0
CC | 0 | 0 | 0 | 0 | 0 | 0
CSP | 0 | 0 | 0 | 0 | 0 | 0
CT | 0 | 0 | 0 | 0 | 0 | 0
Coal | 139.43 | 139.43 | 139.43 | 139.43 | 139.43 | 147.23
Geo | 0 | 0 | 0 | 0 | 0 | 0
H | 0 | 0 | 0 | 0 | 0 | 0
LFG | 0 | 0 | 0 | 0 | 0 | 0
Nuc | 0 | 0 | 0 | 0 | 0 | 0
PS | 0 | 0 | 0 | 0 | 0 | 0
PV | 0 | 0 | 0 | 0 | 0 | 0
PeakG | 0 | 0 | 0 | 0 | 0 | 0
PeakO | 0 | 0 | 0 | 0 | 0 | 0
ST | 0 | 0 | 0 | 0 | 0 | 0
STOG | 0 | 0 | 0 | 0 | 0 | 0
STWD | 0 | 0 | 0 | 0 | 0 | 0
WT | 0 | 0 | 0 | 0 | 0 | 0
IGCC | 0 | 0 | 0 | 0 | 0 | 0
DemandResponse | 0 | 0 | 0 | 0 | 0 | 0
IGCC-CCS | 0 | 0 | 0 | 0 | 0 | 0
WT_off | 0 | 0 | 0 | 0 | 0 | 0
PseudoUnit | 0 | 0 | 0 | 0 | 0 | 0
FixedInterchange | 0 | 0 | 0 | 0 | 0 | 0
Retrofit FOM Costs by Reporting Type: IESO
ReportingType | 2015 | 2020 | 2025 | 2030 | 2035 | 2040
BM | 0 | 0 | 0 | 0 | 0 | 0
CC | 0 | 0 | 0 | 0 | 0 | 0
CSP | 0 | 0 | 0 | 0 | 0 | 0
CT | 0 | 0 | 0 | 0 | 0 | 0
Coal | 0 | 0 | 0 | 0 | 0 | 0
Geo | 0 | 0 | 0 | 0 | 0 | 0
H | 0 | 0 | 0 | 0 | 0 | 0
LFG | 0 | 0 | 0 | 0 | 0 | 0
Nuc | 0 | 0 | 0 | 0 | 0 | 0
PS | 0 | 0 | 0 | 0 | 0 | 0
PV | 0 | 0 | 0 | 0 | 0 | 0
PeakG | 0 | 0 | 0 | 0 | 0 | 0
PeakO | 0 | 0 | 0 | 0 | 0 | 0
ST | 0 | 0 | 0 | 0 | 0 | 0
STOG | 0 | 0 | 0 | 0 | 0 | 0
STWD | 0 | 0 | 0 | 0 | 0 | 0
WT | 0 | 0 | 0 | 0 | 0 | 0
IGCC | 0 | 0 | 0 | 0 | 0 | 0
DemandResponse | 0 | 0 | 0 | 0 | 0 | 0
IGCC-CCS | 0 | 0 | 0 | 0 | 0 | 0
WT_off | 0 | 0 | 0 | 0 | 0 | 0
PseudoUnit | 0 | 0 | 0 | 0 | 0 | 0
FixedInterchange | 0 | 0 | 0 | 0 | 0 | 0
Retrofit FOM Costs by Reporting Type: MAPP_CA
ReportingType | 2015 | 2020 | 2025 | 2030 | 2035 | 2040
BM | 0 | 0 | 0 | 0 | 0 | 0
CC | 0 | 0 | 0 | 0 | 0 | 0
CSP | 0 | 0 | 0 | 0 | 0 | 0
CT | 0 | 0 | 0 | 0 | 0 | 0
Coal | 0 | 0 | 0 | 0 | 0 | 0
Geo | 0 | 0 | 0 | 0 | 0 | 0
H | 0 | 0 | 0 | 0 | 0 | 0
LFG | 0 | 0 | 0 | 0 | 0 | 0
Nuc | 0 | 0 | 0 | 0 | 0 | 0
PS | 0 | 0 | 0 | 0 | 0 | 0
PV | 0 | 0 | 0 | 0 | 0 | 0
PeakG | 0 | 0 | 0 | 0 | 0 | 0
PeakO | 0 | 0 | 0 | 0 | 0 | 0
ST | 0 | 0 | 0 | 0 | 0 | 0
STOG | 0 | 0 | 0 | 0 | 0 | 0
STWD | 0 | 0 | 0 | 0 | 0 | 0
WT | 0 | 0 | 0 | 0 | 0 | 0
IGCC | 0 | 0 | 0 | 0 | 0 | 0
DemandResponse | 0 | 0 | 0 | 0 | 0 | 0
IGCC-CCS | 0 | 0 | 0 | 0 | 0 | 0
WT_off | 0 | 0 | 0 | 0 | 0 | 0
PseudoUnit | 0 | 0 | 0 | 0 | 0 | 0
FixedInterchange | 0 | 0 | 0 | 0 | 0 | 0
Retrofit FOM Costs by Reporting Type: AZ_NM_SNV_Coal
ReportingType | 2015 | 2020 | 2025 | 2030 | 2035 | 2040
BM | 0 | 0 | 0 | 0 | 0 | 0
CC | 0 | 0 | 0 | 0 | 0 | 0
CSP | 0 | 0 | 0 | 0 | 0 | 0
CT | 0 | 0 | 0 | 0 | 0 | 0
Coal | 70.07 | 70.07 | 70.07 | 70.07 | 70.07 | 71.99
Geo | 0 | 0 | 0 | 0 | 0 | 0
H | 0 | 0 | 0 | 0 | 0 | 0
LFG | 0 | 0 | 0 | 0 | 0 | 0
Nuc | 0 | 0 | 0 | 0 | 0 | 0
PS | 0 | 0 | 0 | 0 | 0 | 0
PV | 0 | 0 | 0 | 0 | 0 | 0
PeakG | 0 | 0 | 0 | 0 | 0 | 0
PeakO | 0 | 0 | 0 | 0 | 0 | 0
ST | 0 | 0 | 0 | 0 | 0 | 0
STOG | 0 | 0 | 0 | 0 | 0 | 0
STWD | 0 | 0 | 0 | 0 | 0 | 0
WT | 0 | 0 | 0 | 0 | 0 | 0
IGCC | 0 | 0 | 0 | 0 | 0 | 0
DemandResponse | 0 | 0 | 0 | 0 | 0 | 0
IGCC-CCS | 0 | 0 | 0 | 0 | 0 | 0
WT_off | 0 | 0 | 0 | 0 | 0 | 0
PseudoUnit | 0 | 0 | 0 | 0 | 0 | 0
FixedInterchange | 0 | 0 | 0 | 0 | 0 | 0
Retrofit FOM Costs by Reporting Type: AZ_NM_SNV_Gas
ReportingType | 2015 | 2020 | 2025 | 2030 | 2035 | 2040
BM | 0 | 0 | 0 | 0 | 0 | 0
CC | 0 | 0 | 0 | 0 | 0 | 0
CSP | 0 | 0 | 0 | 0 | 0 | 0
CT | 0 | 0 | 0 | 0 | 0 | 0
Coal | 0 | 0 | 0 | 0 | 0 | 0
Geo | 0 | 0 | 0 | 0 | 0 | 0
H | 0 | 0 | 0 | 0 | 0 | 0
LFG | 0 | 0 | 0 | 0 | 0 | 0
Nuc | 0 | 0 | 0 | 0 | 0 | 0
PS | 0 | 0 | 0 | 0 | 0 | 0
PV | 0 | 0 | 0 | 0 | 0 | 0
PeakG | 0 | 0 | 0 | 0 | 0 | 0
PeakO | 0 | 0 | 0 | 0 | 0 | 0
ST | 0 | 0 | 0 | 0 | 0 | 0
STOG | 0 | 0 | 0 | 0 | 0 | 0
STWD | 0 | 0 | 0 | 0 | 0 | 0
WT | 0 | 0 | 0 | 0 | 0 | 0
IGCC | 0 | 0 | 0 | 0 | 0 | 0
DemandResponse | 0 | 0 | 0 | 0 | 0 | 0
IGCC-CCS | 0 | 0 | 0 | 0 | 0 | 0
WT_off | 0 | 0 | 0 | 0 | 0 | 0
PseudoUnit | 0 | 0 | 0 | 0 | 0 | 0
FixedInterchange | 0 | 0 | 0 | 0 | 0 | 0
Retrofit FOM Costs by Reporting Type: AZ_NM_SNV_NucRenew
ReportingType | 2015 | 2020 | 2025 | 2030 | 2035 | 2040
BM | 0 | 0 | 0 | 0 | 0 | 0
CC | 0 | 0 | 0 | 0 | 0 | 0
CSP | 0 | 0 | 0 | 0 | 0 | 0
CT | 0 | 0 | 0 | 0 | 0 | 0
Coal | 0 | 0 | 0 | 0 | 0 | 0
Geo | 0 | 0 | 0 | 0 | 0 | 0
H | 0 | 0 | 0 | 0 | 0 | 0
LFG | 0 | 0 | 0 | 0 | 0 | 0
Nuc | 0 | 0 | 0 | 0 | 0 | 0
PS | 0 | 0 | 0 | 0 | 0 | 0
PV | 0 | 0 | 0 | 0 | 0 | 0
PeakG | 0 | 0 | 0 | 0 | 0 | 0
PeakO | 0 | 0 | 0 | 0 | 0 | 0
ST | 0 | 0 | 0 | 0 | 0 | 0
STOG | 0 | 0 | 0 | 0 | 0 | 0
STWD | 0 | 0 | 0 | 0 | 0 | 0
WT | 0 | 0 | 0 | 0 | 0 | 0
IGCC | 0 | 0 | 0 | 0 | 0 | 0
DemandResponse | 0 | 0 | 0 | 0 | 0 | 0
IGCC-CCS | 0 | 0 | 0 | 0 | 0 | 0
WT_off | 0 | 0 | 0 | 0 | 0 | 0
PseudoUnit | 0 | 0 | 0 | 0 | 0 | 0
FixedInterchange | 0 | 0 | 0 | 0 | 0 | 0
Retrofit FOM Costs by Reporting Type: ERCOT
ReportingType | 2015 | 2020 | 2025 | 2030 | 2035 | 2040
BM | 0 | 0 | 0 | 0 | 0 | 0
CC | 0 | 0 | 0 | 0 | 0 | 0
CSP | 0 | 0 | 0 | 0 | 0 | 0
CT | 0 | 0 | 0 | 0 | 0 | 0
Coal | 89.33 | 89.33 | 89.33 | 89.33 | 89.33 | 113.96
Geo | 0 | 0 | 0 | 0 | 0 | 0
H | 0 | 0 | 0 | 0 | 0 | 0
LFG | 0 | 0 | 0 | 0 | 0 | 0
Nuc | 0 | 0 | 0 | 0 | 0 | 0
PS | 0 | 0 | 0 | 0 | 0 | 0
PV | 0 | 0 | 0 | 0 | 0 | 0
PeakG | 0 | 0 | 0 | 0 | 0 | 0
PeakO | 0 | 0 | 0 | 0 | 0 | 0
ST | 0 | 0 | 0 | 0 | 0 | 0
STOG | 0 | 0 | 0 | 0 | 0 | 0
STWD | 0 | 0 | 0 | 0 | 0 | 0
WT | 0 | 0 | 0 | 0 | 0 | 0
IGCC | 0 | 0 | 0 | 0 | 0 | 0
DemandResponse | 0 | 0 | 0 | 0 | 0 | 0
IGCC-CCS | 0 | 0 | 0 | 0 | 0 | 0
WT_off | 0 | 0 | 0 | 0 | 0 | 0
PseudoUnit | 0 | 0 | 0 | 0 | 0 | 0
FixedInterchange | 0 | 0 | 0 | 0 | 0 | 0
Retrofit FOM Costs by Reporting Type: NP15
ReportingType | 2015 | 2020 | 2025 | 2030 | 2035 | 2040
BM | 0 | 0 | 0 | 0 | 0 | 0
CC | 0 | 0 | 0 | 0 | 0 | 0
CSP | 0 | 0 | 0 | 0 | 0 | 0
CT | 0 | 0 | 0 | 0 | 0 | 0
Coal | 0.19 | 0.19 | 0.19 | 0.19 | 0 | 0
Geo | 0 | 0 | 0 | 0 | 0 | 0
H | 0 | 0 | 0 | 0 | 0 | 0
LFG | 0 | 0 | 0 | 0 | 0 | 0
Nuc | 0 | 0 | 0 | 0 | 0 | 0
PS | 0 | 0 | 0 | 0 | 0 | 0
PV | 0 | 0 | 0 | 0 | 0 | 0
PeakG | 0 | 0 | 0 | 0 | 0 | 0
PeakO | 0 | 0 | 0 | 0 | 0 | 0
ST | 0 | 0 | 0 | 0 | 0 | 0
STOG | 0 | 0 | 0 | 0 | 0 | 0
STWD | 0 | 0 | 0 | 0 | 0 | 0
WT | 0 | 0 | 0 | 0 | 0 | 0
IGCC | 0 | 0 | 0 | 0 | 0 | 0
DemandResponse | 0 | 0 | 0 | 0 | 0 | 0
IGCC-CCS | 0 | 0 | 0 | 0 | 0 | 0
WT_off | 0 | 0 | 0 | 0 | 0 | 0
PseudoUnit | 0 | 0 | 0 | 0 | 0 | 0
FixedInterchange | 0 | 0 | 0 | 0 | 0 | 0
Retrofit FOM Costs by Reporting Type: NWPP_Coal
ReportingType | 2015 | 2020 | 2025 | 2030 | 2035 | 2040
BM | 0 | 0 | 0 | 0 | 0 | 0
CC | 0 | 0 | 0 | 0 | 0 | 0
CSP | 0 | 0 | 0 | 0 | 0 | 0
CT | 0 | 0 | 0 | 0 | 0 | 0
Coal | 61.35 | 61.35 | 61.35 | 61.35 | 61.35 | 70.84
Geo | 0 | 0 | 0 | 0 | 0 | 0
H | 0 | 0 | 0 | 0 | 0 | 0
LFG | 0 | 0 | 0 | 0 | 0 | 0
Nuc | 0 | 0 | 0 | 0 | 0 | 0
PS | 0 | 0 | 0 | 0 | 0 | 0
PV | 0 | 0 | 0 | 0 | 0 | 0
PeakG | 0 | 0 | 0 | 0 | 0 | 0
PeakO | 0 | 0 | 0 | 0 | 0 | 0
ST | 0 | 0 | 0 | 0 | 0 | 0
STOG | 0 | 0 | 0 | 0 | 0 | 0
STWD | 0 | 0 | 0 | 0 | 0 | 0
WT | 0 | 0 | 0 | 0 | 0 | 0
IGCC | 0 | 0 | 0 | 0 | 0 | 0
DemandResponse | 0 | 0 | 0 | 0 | 0 | 0
IGCC-CCS | 0 | 0 | 0 | 0 | 0 | 0
WT_off | 0 | 0 | 0 | 0 | 0 | 0
PseudoUnit | 0 | 0 | 0 | 0 | 0 | 0
FixedInterchange | 0 | 0 | 0 | 0 | 0 | 0
Retrofit FOM Costs by Reporting Type: NWPP_Gas
ReportingType | 2015 | 2020 | 2025 | 2030 | 2035 | 2040
BM | 0 | 0 | 0 | 0 | 0 | 0
CC | 0 | 0 | 0 | 0 | 0 | 0
CSP | 0 | 0 | 0 | 0 | 0 | 0
CT | 0 | 0 | 0 | 0 | 0 | 0
Coal | 0 | 0 | 0 | 0 | 0 | 0
Geo | 0 | 0 | 0 | 0 | 0 | 0
H | 0 | 0 | 0 | 0 | 0 | 0
LFG | 0 | 0 | 0 | 0 | 0 | 0
Nuc | 0 | 0 | 0 | 0 | 0 | 0
PS | 0 | 0 | 0 | 0 | 0 | 0
PV | 0 | 0 | 0 | 0 | 0 | 0
PeakG | 0 | 0 | 0 | 0 | 0 | 0
PeakO | 0 | 0 | 0 | 0 | 0 | 0
ST | 0 | 0 | 0 | 0 | 0 | 0
STOG | 0 | 0 | 0 | 0 | 0 | 0
STWD | 0 | 0 | 0 | 0 | 0 | 0
WT | 0 | 0 | 0 | 0 | 0 | 0
IGCC | 0 | 0 | 0 | 0 | 0 | 0
DemandResponse | 0 | 0 | 0 | 0 | 0 | 0
IGCC-CCS | 0 | 0 | 0 | 0 | 0 | 0
WT_off | 0 | 0 | 0 | 0 | 0 | 0
PseudoUnit | 0 | 0 | 0 | 0 | 0 | 0
FixedInterchange | 0 | 0 | 0 | 0 | 0 | 0
Retrofit FOM Costs by Reporting Type: NWPP_NucRenew
ReportingType | 2015 | 2020 | 2025 | 2030 | 2035 | 2040
BM | 0 | 0 | 0 | 0 | 0 | 0
CC | 0 | 0 | 0 | 0 | 0 | 0
CSP | 0 | 0 | 0 | 0 | 0 | 0
CT | 0 | 0 | 0 | 0 | 0 | 0
Coal | 0 | 0 | 0 | 0 | 0 | 0
Geo | 0 | 0 | 0 | 0 | 0 | 0
H | 0 | 0 | 0 | 0 | 0 | 0
LFG | 0 | 0 | 0 | 0 | 0 | 0
Nuc | 0 | 0 | 0 | 0 | 0 | 0
PS | 0 | 0 | 0 | 0 | 0 | 0
PV | 0 | 0 | 0 | 0 | 0 | 0
PeakG | 0 | 0 | 0 | 0 | 0 | 0
PeakO | 0 | 0 | 0 | 0 | 0 | 0
ST | 0 | 0 | 0 | 0 | 0 | 0
STOG | 0 | 0 | 0 | 0 | 0 | 0
STWD | 0 | 0 | 0 | 0 | 0 | 0
WT | 0 | 0 | 0 | 0 | 0 | 0
IGCC | 0 | 0 | 0 | 0 | 0 | 0
DemandResponse | 0 | 0 | 0 | 0 | 0 | 0
IGCC-CCS | 0 | 0 | 0 | 0 | 0 | 0
WT_off | 0 | 0 | 0 | 0 | 0 | 0
PseudoUnit | 0 | 0 | 0 | 0 | 0 | 0
FixedInterchange | 0 | 0 | 0 | 0 | 0 | 0
Retrofit FOM Costs by Reporting Type: RMPA
ReportingType | 2015 | 2020 | 2025 | 2030 | 2035 | 2040
BM | 0 | 0 | 0 | 0 | 0 | 0
CC | 0 | 0 | 0 | 0 | 0 | 0
CSP | 0 | 0 | 0 | 0 | 0 | 0
CT | 0 | 0 | 0 | 0 | 0 | 0
Coal | 25.06 | 24.81 | 24.53 | 24.53 | 24.53 | 31.21
Geo | 0 | 0 | 0 | 0 | 0 | 0
H | 0 | 0 | 0 | 0 | 0 | 0
LFG | 0 | 0 | 0 | 0 | 0 | 0
Nuc | 0 | 0 | 0 | 0 | 0 | 0
PS | 0 | 0 | 0 | 0 | 0 | 0
PV | 0 | 0 | 0 | 0 | 0 | 0
PeakG | 0 | 0 | 0 | 0 | 0 | 0
PeakO | 0 | 0 | 0 | 0 | 0 | 0
ST | 0 | 0 | 0 | 0 | 0 | 0
STOG | 0 | 0 | 0 | 0 | 0 | 0
STWD | 0 | 0 | 0 | 0 | 0 | 0
WT | 0 | 0 | 0 | 0 | 0 | 0
IGCC | 0 | 0 | 0 | 0 | 0 | 0
DemandResponse | 0 | 0 | 0 | 0 | 0 | 0
IGCC-CCS | 0 | 0 | 0 | 0 | 0 | 0
WT_off | 0 | 0 | 0 | 0 | 0 | 0
PseudoUnit | 0 | 0 | 0 | 0 | 0 | 0
FixedInterchange | 0 | 0 | 0 | 0 | 0 | 0
Retrofit FOM Costs by Reporting Type: SP15
ReportingType | 2015 | 2020 | 2025 | 2030 | 2035 | 2040
BM | 0 | 0 | 0 | 0 | 0 | 0
CC | 0 | 0 | 0 | 0 | 0 | 0
CSP | 0 | 0 | 0 | 0 | 0 | 0
CT | 0 | 0 | 0 | 0 | 0 | 0
Coal | 0.23 | 0.23 | 0.23 | 0.23 | 0 | 0
Geo | 0 | 0 | 0 | 0 | 0 | 0
H | 0 | 0 | 0 | 0 | 0 | 0
LFG | 0 | 0 | 0 | 0 | 0 | 0
Nuc | 0 | 0 | 0 | 0 | 0 | 0
PS | 0 | 0 | 0 | 0 | 0 | 0
PV | 0 | 0 | 0 | 0 | 0 | 0
PeakG | 0 | 0 | 0 | 0 | 0 | 0
PeakO | 0 | 0 | 0 | 0 | 0 | 0
ST | 0 | 0 | 0 | 0 | 0 | 0
STOG | 0 | 0 | 0 | 0 | 0 | 0
STWD | 0 | 0 | 0 | 0 | 0 | 0
WT | 0 | 0 | 0 | 0 | 0 | 0
IGCC | 0 | 0 | 0 | 0 | 0 | 0
DemandResponse | 0 | 0 | 0 | 0 | 0 | 0
IGCC-CCS | 0 | 0 | 0 | 0 | 0 | 0
WT_off | 0 | 0 | 0 | 0 | 0 | 0
PseudoUnit | 0 | 0 | 0 | 0 | 0 | 0
FixedInterchange | 0 | 0 | 0 | 0 | 0 | 0
Retrofit FOM Costs by Reporting Type: ALB
ReportingType | 2015 | 2020 | 2025 | 2030 | 2035 | 2040
BM | 0 | 0 | 0 | 0 | 0 | 0
CC | 0 | 0 | 0 | 0 | 0 | 0
CSP | 0 | 0 | 0 | 0 | 0 | 0
CT | 0 | 0 | 0 | 0 | 0 | 0
Coal | 0.29 | 0.29 | 0.29 | 0.29 | 0.29 | 0.29
Geo | 0 | 0 | 0 | 0 | 0 | 0
H | 0 | 0 | 0 | 0 | 0 | 0
LFG | 0 | 0 | 0 | 0 | 0 | 0
Nuc | 0 | 0 | 0 | 0 | 0 | 0
PS | 0 | 0 | 0 | 0 | 0 | 0
PV | 0 | 0 | 0 | 0 | 0 | 0
PeakG | 0 | 0 | 0 | 0 | 0 | 0
PeakO | 0 | 0 | 0 | 0 | 0 | 0
ST | 0 | 0 | 0 | 0 | 0 | 0
STOG | 0 | 0 | 0 | 0 | 0 | 0
STWD | 0 | 0 | 0 | 0 | 0 | 0
WT | 0 | 0 | 0 | 0 | 0 | 0
IGCC | 0 | 0 | 0 | 0 | 0 | 0
DemandResponse | 0 | 0 | 0 | 0 | 0 | 0
IGCC-CCS | 0 | 0 | 0 | 0 | 0 | 0
WT_off | 0 | 0 | 0 | 0 | 0 | 0
PseudoUnit | 0 | 0 | 0 | 0 | 0 | 0
FixedInterchange | 0 | 0 | 0 | 0 | 0 | 0
Retrofit FOM Costs by Reporting Type: BC
ReportingType | 2015 | 2020 | 2025 | 2030 | 2035 | 2040
BM | 0 | 0 | 0 | 0 | 0 | 0
CC | 0 | 0 | 0 | 0 | 0 | 0
CSP | 0 | 0 | 0 | 0 | 0 | 0
CT | 0 | 0 | 0 | 0 | 0 | 0
Coal | 0 | 0 | 0 | 0 | 0 | 0
Geo | 0 | 0 | 0 | 0 | 0 | 0
H | 0 | 0 | 0 | 0 | 0 | 0
LFG | 0 | 0 | 0 | 0 | 0 | 0
Nuc | 0 | 0 | 0 | 0 | 0 | 0
PS | 0 | 0 | 0 | 0 | 0 | 0
PV | 0 | 0 | 0 | 0 | 0 | 0
PeakG | 0 | 0 | 0 | 0 | 0 | 0
PeakO | 0 | 0 | 0 | 0 | 0 | 0
ST | 0 | 0 | 0 | 0 | 0 | 0
STOG | 0 | 0 | 0 | 0 | 0 | 0
STWD | 0 | 0 | 0 | 0 | 0 | 0
WT | 0 | 0 | 0 | 0 | 0 | 0
IGCC | 0 | 0 | 0 | 0 | 0 | 0
DemandResponse | 0 | 0 | 0 | 0 | 0 | 0
IGCC-CCS | 0 | 0 | 0 | 0 | 0 | 0
WT_off | 0 | 0 | 0 | 0 | 0 | 0
PseudoUnit | 0 | 0 | 0 | 0 | 0 | 0
FixedInterchange | 0 | 0 | 0 | 0 | 0 | 0
Retrofit FOM Costs by Reporting Type: HQ_IESO
ReportingType | 2015 | 2020 | 2025 | 2030 | 2035 | 2040
BM | 0 | 0 | 0 | 0 | 0 | 0
CC | 0 | 0 | 0 | 0 | 0 | 0
CSP | 0 | 0 | 0 | 0 | 0 | 0
CT | 0 | 0 | 0 | 0 | 0 | 0
Coal | 0 | 0 | 0 | 0 | 0 | 0
Geo | 0 | 0 | 0 | 0 | 0 | 0
H | 0 | 0 | 0 | 0 | 0 | 0
LFG | 0 | 0 | 0 | 0 | 0 | 0
Nuc | 0 | 0 | 0 | 0 | 0 | 0
PS | 0 | 0 | 0 | 0 | 0 | 0
PV | 0 | 0 | 0 | 0 | 0 | 0
PeakG | 0 | 0 | 0 | 0 | 0 | 0
PeakO | 0 | 0 | 0 | 0 | 0 | 0
ST | 0 | 0 | 0 | 0 | 0 | 0
STOG | 0 | 0 | 0 | 0 | 0 | 0
STWD | 0 | 0 | 0 | 0 | 0 | 0
WT | 0 | 0 | 0 | 0 | 0 | 0
IGCC | 0 | 0 | 0 | 0 | 0 | 0
DemandResponse | 0 | 0 | 0 | 0 | 0 | 0
IGCC-CCS | 0 | 0 | 0 | 0 | 0 | 0
WT_off | 0 | 0 | 0 | 0 | 0 | 0
PseudoUnit | 0 | 0 | 0 | 0 | 0 | 0
FixedInterchange | 0 | 0 | 0 | 0 | 0 | 0
Retrofit FOM Costs by Reporting Type: HQ_NEISO
ReportingType | 2015 | 2020 | 2025 | 2030 | 2035 | 2040
BM | 0 | 0 | 0 | 0 | 0 | 0
CC | 0 | 0 | 0 | 0 | 0 | 0
CSP | 0 | 0 | 0 | 0 | 0 | 0
CT | 0 | 0 | 0 | 0 | 0 | 0
Coal | 0 | 0 | 0 | 0 | 0 | 0
Geo | 0 | 0 | 0 | 0 | 0 | 0
H | 0 | 0 | 0 | 0 | 0 | 0
LFG | 0 | 0 | 0 | 0 | 0 | 0
Nuc | 0 | 0 | 0 | 0 | 0 | 0
PS | 0 | 0 | 0 | 0 | 0 | 0
PV | 0 | 0 | 0 | 0 | 0 | 0
PeakG | 0 | 0 | 0 | 0 | 0 | 0
PeakO | 0 | 0 | 0 | 0 | 0 | 0
ST | 0 | 0 | 0 | 0 | 0 | 0
STOG | 0 | 0 | 0 | 0 | 0 | 0
STWD | 0 | 0 | 0 | 0 | 0 | 0
WT | 0 | 0 | 0 | 0 | 0 | 0
IGCC | 0 | 0 | 0 | 0 | 0 | 0
DemandResponse | 0 | 0 | 0 | 0 | 0 | 0
IGCC-CCS | 0 | 0 | 0 | 0 | 0 | 0
WT_off | 0 | 0 | 0 | 0 | 0 | 0
PseudoUnit | 0 | 0 | 0 | 0 | 0 | 0
FixedInterchange | 0 | 0 | 0 | 0 | 0 | 0
Retrofit FOM Costs by Reporting Type: HQ_NY
ReportingType | 2015 | 2020 | 2025 | 2030 | 2035 | 2040
BM | 0 | 0 | 0 | 0 | 0 | 0
CC | 0 | 0 | 0 | 0 | 0 | 0
CSP | 0 | 0 | 0 | 0 | 0 | 0
CT | 0 | 0 | 0 | 0 | 0 | 0
Coal | 0 | 0 | 0 | 0 | 0 | 0
Geo | 0 | 0 | 0 | 0 | 0 | 0
H | 0 | 0 | 0 | 0 | 0 | 0
LFG | 0 | 0 | 0 | 0 | 0 | 0
Nuc | 0 | 0 | 0 | 0 | 0 | 0
PS | 0 | 0 | 0 | 0 | 0 | 0
PV | 0 | 0 | 0 | 0 | 0 | 0
PeakG | 0 | 0 | 0 | 0 | 0 | 0
PeakO | 0 | 0 | 0 | 0 | 0 | 0
ST | 0 | 0 | 0 | 0 | 0 | 0
STOG | 0 | 0 | 0 | 0 | 0 | 0
STWD | 0 | 0 | 0 | 0 | 0 | 0
WT | 0 | 0 | 0 | 0 | 0 | 0
IGCC | 0 | 0 | 0 | 0 | 0 | 0
DemandResponse | 0 | 0 | 0 | 0 | 0 | 0
IGCC-CCS | 0 | 0 | 0 | 0 | 0 | 0
WT_off | 0 | 0 | 0 | 0 | 0 | 0
PseudoUnit | 0 | 0 | 0 | 0 | 0 | 0
FixedInterchange | 0 | 0 | 0 | 0 | 0 | 0
Retrofit FOM Costs by Reporting Type: MARITIMES
ReportingType | 2015 | 2020 | 2025 | 2030 | 2035 | 2040
BM | 0 | 0 | 0 | 0 | 0 | 0
CC | 0 | 0 | 0 | 0 | 0 | 0
CSP | 0 | 0 | 0 | 0 | 0 | 0
CT | 0 | 0 | 0 | 0 | 0 | 0
Coal | 0 | 0 | 0 | 0 | 0 | 0
Geo | 0 | 0 | 0 | 0 | 0 | 0
H | 0 | 0 | 0 | 0 | 0 | 0
LFG | 0 | 0 | 0 | 0 | 0 | 0
Nuc | 0 | 0 | 0 | 0 | 0 | 0
PS | 0 | 0 | 0 | 0 | 0 | 0
PV | 0 | 0 | 0 | 0 | 0 | 0
PeakG | 0 | 0 | 0 | 0 | 0 | 0
PeakO | 0 | 0 | 0 | 0 | 0 | 0
ST | 0 | 0 | 0 | 0 | 0 | 0
STOG | 0 | 0 | 0 | 0 | 0 | 0
STWD | 0 | 0 | 0 | 0 | 0 | 0
WT | 0 | 0 | 0 | 0 | 0 | 0
IGCC | 0 | 0 | 0 | 0 | 0 | 0
DemandResponse | 0 | 0 | 0 | 0 | 0 | 0
IGCC-CCS | 0 | 0 | 0 | 0 | 0 | 0
WT_off | 0 | 0 | 0 | 0 | 0 | 0
PseudoUnit | 0 | 0 | 0 | 0 | 0 | 0
FixedInterchange | 0 | 0 | 0 | 0 | 0 | 0
Retrofit FOM Costs by Reporting Type: All
ReportingType | 2015 | 2020 | 2025 | 2030 | 2035 | 2040
BM | 0 | 0 | 0 | 0 | 0 | 0
CC | 0 | 0 | 0 | 0 | 0 | 0
CSP | 0 | 0 | 0 | 0 | 0 | 0
CT | 0 | 0 | 0 | 0 | 0 | 0
Coal | 1341.99 | 1332.34 | 1332.07 | 1339.56 | 1354.46 | 1655.82
Geo | 0 | 0 | 0 | 0 | 0 | 0
H | 0 | 0 | 0 | 0 | 0 | 0
LFG | 0 | 0 | 0 | 0 | 0 | 0
Nuc | 0 | 0 | 0 | 0 | 0 | 0
PS | 0 | 0 | 0 | 0 | 0 | 0
PV | 0 | 0 | 0 | 0 | 0 | 0
PeakG | 0 | 0 | 0 | 0 | 0 | 0
PeakO | 0 | 0 | 0 | 0 | 0 | 0
ST | 0 | 0 | 0 | 0 | 0 | 0
STOG | 0 | 0 | 0 | 0 | 0 | 0
STWD | 0 | 0 | 0 | 0 | 0 | 0
WT | 0 | 0 | 0 | 0 | 0 | 0
IGCC | 0 | 0 | 0 | 0 | 0 | 0
DemandResponse | 0 | 0 | 0 | 0 | 0 | 0
IGCC-CCS | 0 | 0 | 0 | 0 | 0 | 0
WT_off | 0 | 0 | 0 | 0 | 0 | 0
PseudoUnit | 0 | 0 | 0 | 0 | 0 | 0
FixedInterchange | 0 | 0 | 0 | 0 | 0 | 0
Retrofit FOM Costs by Reporting Type: EI_US
ReportingType | 2015 | 2020 | 2025 | 2030 | 2035 | 2040
BM | 0 | 0 | 0 | 0 | 0 | 0
CC | 0 | 0 | 0 | 0 | 0 | 0
CSP | 0 | 0 | 0 | 0 | 0 | 0
CT | 0 | 0 | 0 | 0 | 0 | 0
Coal | 1095.47 | 1086.07 | 1086.07 | 1093.57 | 1108.89 | 1367.53
Geo | 0 | 0 | 0 | 0 | 0 | 0
H | 0 | 0 | 0 | 0 | 0 | 0
LFG | 0 | 0 | 0 | 0 | 0 | 0
Nuc | 0 | 0 | 0 | 0 | 0 | 0
PS | 0 | 0 | 0 | 0 | 0 | 0
PV | 0 | 0 | 0 | 0 | 0 | 0
PeakG | 0 | 0 | 0 | 0 | 0 | 0
PeakO | 0 | 0 | 0 | 0 | 0 | 0
ST | 0 | 0 | 0 | 0 | 0 | 0
STOG | 0 | 0 | 0 | 0 | 0 | 0
STWD | 0 | 0 | 0 | 0 | 0 | 0
WT | 0 | 0 | 0 | 0 | 0 | 0
IGCC | 0 | 0 | 0 | 0 | 0 | 0
DemandResponse | 0 | 0 | 0 | 0 | 0 | 0
IGCC-CCS | 0 | 0 | 0 | 0 | 0 | 0
WT_off | 0 | 0 | 0 | 0 | 0 | 0
PseudoUnit | 0 | 0 | 0 | 0 | 0 | 0
FixedInterchange | 0 | 0 | 0 | 0 | 0 | 0
Retrofit FOM Costs by Reporting Type: EI_Canada
ReportingType | 2015 | 2020 | 2025 | 2030 | 2035 | 2040
BM | 0 | 0 | 0 | 0 | 0 | 0
CC | 0 | 0 | 0 | 0 | 0 | 0
CSP | 0 | 0 | 0 | 0 | 0 | 0
CT | 0 | 0 | 0 | 0 | 0 | 0
Coal | 0 | 0 | 0 | 0 | 0 | 0
Geo | 0 | 0 | 0 | 0 | 0 | 0
H | 0 | 0 | 0 | 0 | 0 | 0
LFG | 0 | 0 | 0 | 0 | 0 | 0
Nuc | 0 | 0 | 0 | 0 | 0 | 0
PS | 0 | 0 | 0 | 0 | 0 | 0
PV | 0 | 0 | 0 | 0 | 0 | 0
PeakG | 0 | 0 | 0 | 0 | 0 | 0
PeakO | 0 | 0 | 0 | 0 | 0 | 0
ST | 0 | 0 | 0 | 0 | 0 | 0
STOG | 0 | 0 | 0 | 0 | 0 | 0
STWD | 0 | 0 | 0 | 0 | 0 | 0
WT | 0 | 0 | 0 | 0 | 0 | 0
IGCC | 0 | 0 | 0 | 0 | 0 | 0
DemandResponse | 0 | 0 | 0 | 0 | 0 | 0
IGCC-CCS | 0 | 0 | 0 | 0 | 0 | 0
WT_off | 0 | 0 | 0 | 0 | 0 | 0
PseudoUnit | 0 | 0 | 0 | 0 | 0 | 0
FixedInterchange | 0 | 0 | 0 | 0 | 0 | 0
Retrofit FOM Costs by Reporting Type: EI
ReportingType | 2015 | 2020 | 2025 | 2030 | 2035 | 2040
BM | 0 | 0 | 0 | 0 | 0 | 0
CC | 0 | 0 | 0 | 0 | 0 | 0
CSP | 0 | 0 | 0 | 0 | 0 | 0
CT | 0 | 0 | 0 | 0 | 0 | 0
Coal | 1095.47 | 1086.07 | 1086.07 | 1093.57 | 1108.89 | 1367.53
Geo | 0 | 0 | 0 | 0 | 0 | 0
H | 0 | 0 | 0 | 0 | 0 | 0
LFG | 0 | 0 | 0 | 0 | 0 | 0
Nuc | 0 | 0 | 0 | 0 | 0 | 0
PS | 0 | 0 | 0 | 0 | 0 | 0
PV | 0 | 0 | 0 | 0 | 0 | 0
PeakG | 0 | 0 | 0 | 0 | 0 | 0
PeakO | 0 | 0 | 0 | 0 | 0 | 0
ST | 0 | 0 | 0 | 0 | 0 | 0
STOG | 0 | 0 | 0 | 0 | 0 | 0
STWD | 0 | 0 | 0 | 0 | 0 | 0
WT | 0 | 0 | 0 | 0 | 0 | 0
IGCC | 0 | 0 | 0 | 0 | 0 | 0
DemandResponse | 0 | 0 | 0 | 0 | 0 | 0
IGCC-CCS | 0 | 0 | 0 | 0 | 0 | 0
WT_off | 0 | 0 | 0 | 0 | 0 | 0
PseudoUnit | 0 | 0 | 0 | 0 | 0 | 0
FixedInterchange | 0 | 0 | 0 | 0 | 0 | 0
Retrofit FOM Costs by Reporting Type: Outside_EI
ReportingType | 2015 | 2020 | 2025 | 2030 | 2035 | 2040
BM | 0 | 0 | 0 | 0 | 0 | 0
CC | 0 | 0 | 0 | 0 | 0 | 0
CSP | 0 | 0 | 0 | 0 | 0 | 0
CT | 0 | 0 | 0 | 0 | 0 | 0
Coal | 246.52 | 246.27 | 246 | 246 | 245.57 | 288.28
Geo | 0 | 0 | 0 | 0 | 0 | 0
H | 0 | 0 | 0 | 0 | 0 | 0
LFG | 0 | 0 | 0 | 0 | 0 | 0
Nuc | 0 | 0 | 0 | 0 | 0 | 0
PS | 0 | 0 | 0 | 0 | 0 | 0
PV | 0 | 0 | 0 | 0 | 0 | 0
PeakG | 0 | 0 | 0 | 0 | 0 | 0
PeakO | 0 | 0 | 0 | 0 | 0 | 0
ST | 0 | 0 | 0 | 0 | 0 | 0
STOG | 0 | 0 | 0 | 0 | 0 | 0
STWD | 0 | 0 | 0 | 0 | 0 | 0
WT | 0 | 0 | 0 | 0 | 0 | 0
IGCC | 0 | 0 | 0 | 0 | 0 | 0
DemandResponse | 0 | 0 | 0 | 0 | 0 | 0
IGCC-CCS | 0 | 0 | 0 | 0 | 0 | 0
WT_off | 0 | 0 | 0 | 0 | 0 | 0
PseudoUnit | 0 | 0 | 0 | 0 | 0 | 0
FixedInterchange | 0 | 0 | 0 | 0 | 0 | 0
#12 | Levelized Capital Costs ($million)
Levelized Capital Costs by Reporting Type: Entergy
ReportingType | 2015 | 2020 | 2025 | 2030 | 2035 | 2040
BM | 0 | 0 | 0 | 0 | 0 | 0
CC | 0 | 90.84 | 90.84 | 191.25 | 382.04 | 601.35
CSP | 0 | 0 | 0 | 0 | 0 | 0
CT | 0 | 0 | 0 | 0 | 0 | 0
Coal | 202.06 | 202.06 | 202.06 | 202.06 | 202.06 | 202.06
Geo | 0 | 0 | 0 | 0 | 0 | 0
H | 0 | 0 | 0 | 0 | 0 | 0
LFG | 0 | 0 | 20.14 | 20.14 | 20.14 | 20.14
Nuc | 0 | 0 | 0 | 0 | 0 | 0
PS | 0 | 0 | 0 | 0 | 0 | 0
PV | 0.11 | 21.79 | 32.6 | 33.58 | 34.58 | 14.04
PeakG | 0 | 0 | 0 | 0 | 0 | 0
PeakO | 0 | 0 | 0 | 0 | 0 | 0
ST | 0 | 0 | 0 | 0 | 0 | 0
STOG | 0 | 0 | 0 | 0 | 0 | 0
STWD | 0 | 0 | 0 | 0 | 0 | 0
WT | 0 | 0 | 0 | 0 | 0 | 0
IGCC | 0 | 0 | 0 | 0 | 0 | 0
DemandResponse | 0 | 0 | 0 | 0 | 0 | 0
IGCC-CCS | 0 | 0 | 0 | 0 | 0 | 0
WT_off | 0 | 0 | 0 | 0 | 0 | 0
PseudoUnit | 0 | 0 | 0 | 0 | 0 | 0
FixedInterchange | 0 | 0 | 0 | 0 | 0 | 0
Levelized Capital Costs by Reporting Type: FRCC
ReportingType | 2015 | 2020 | 2025 | 2030 | 2035 | 2040
BM | 0 | 0 | 0 | 0 | 0 | 0
CC | 165.38 | 675.35 | 937.6 | 1345.56 | 1949.34 | 2421.98
CSP | 0 | 0 | 0 | 0 | 0 | 0
CT | 196.14 | 196.14 | 196.14 | 196.14 | 0 | 0
Coal | 0 | 0 | 0 | 0 | 0 | 0
Geo | 0 | 0 | 0 | 0 | 0 | 0
H | 0 | 0 | 0 | 0 | 0 | 0
LFG | 0 | 0 | 37.91 | 37.91 | 37.91 | 37.91
Nuc | 0 | 0 | 0 | 0 | 0 | 0
PS | 0 | 0 | 0 | 0 | 0 | 0
PV | 0 | 0 | 0 | 0 | 0 | 0
PeakG | 0 | 0 | 0 | 0 | 0 | 0
PeakO | 0 | 0 | 0 | 0 | 0 | 0
ST | 0 | 0 | 0 | 0 | 0 | 0
STOG | 0 | 0 | 0 | 0 | 0 | 0
STWD | 0 | 0 | 0 | 0 | 0 | 0
WT | 0 | 0 | 0 | 0 | 0 | 0
IGCC | 0 | 0 | 0 | 0 | 0 | 0
DemandResponse | 0 | 0 | 0 | 0 | 0 | 0
IGCC-CCS | 0 | 0 | 0 | 0 | 0 | 0
WT_off | 0 | 0 | 0 | 0 | 0 | 0
PseudoUnit | 0 | 0 | 0 | 0 | 0 | 0
FixedInterchange | 0 | 0 | 0 | 0 | 0 | 0
Levelized Capital Costs by Reporting Type: MAPP_US
ReportingType | 2015 | 2020 | 2025 | 2030 | 2035 | 2040
BM | 0 | 0 | 0 | 0 | 0 | 0
CC | 0 | 0 | 0 | 0 | 0 | 0
CSP | 0 | 0 | 0 | 0 | 0 | 0
CT | 25.9 | 25.9 | 25.9 | 31.15 | 27.21 | 49.6
Coal | 0 | 0 | 0 | 0 | 0 | 0
Geo | 0 | 0 | 0 | 0 | 0 | 0
H | 0 | 0 | 0 | 0 | 0 | 0
LFG | 0 | 0 | 13.26 | 13.26 | 13.26 | 13.26
Nuc | 0 | 0 | 0 | 0 | 0 | 0
PS | 0 | 0 | 0 | 0 | 0 | 0
PV | 0 | 0 | 0 | 0 | 0 | 0
PeakG | 0 | 0 | 0 | 0 | 0 | 0
PeakO | 0 | 0 | 0 | 0 | 0 | 0
ST | 0 | 0 | 0 | 0 | 0 | 0
STOG | 0 | 0 | 0 | 0 | 0 | 0
STWD | 0 | 0 | 0 | 0 | 0 | 0
WT | 91.97 | 217.91 | 235.62 | 216.65 | 181.21 | 75.17
IGCC | 0 | 0 | 0 | 0 | 0 | 0
DemandResponse | 0 | 0 | 0 | 0 | 0 | 0
IGCC-CCS | 0 | 0 | 0 | 0 | 0 | 0
WT_off | 0 | 0 | 0 | 0 | 0 | 0
PseudoUnit | 0 | 0 | 0 | 0 | 0 | 0
FixedInterchange | 0 | 0 | 0 | 0 | 0 | 0
Levelized Capital Costs by Reporting Type: MISO_IN
ReportingType | 2015 | 2020 | 2025 | 2030 | 2035 | 2040
BM | 0 | 0 | 0 | 0 | 0 | 0
CC | 0 | 0 | 0 | 0 | 514.65 | 514.65
CSP | 0 | 0 | 0 | 0 | 0 | 0
CT | 0 | 0 | 0 | 0 | 0 | 0
Coal | 0 | 0 | 0 | 0 | 0 | 0
Geo | 0 | 0 | 0 | 0 | 0 | 0
H | 0 | 0 | 0 | 0 | 0 | 0
LFG | 0 | 0 | 0 | 15.89 | 15.89 | 15.89
Nuc | 0 | 0 | 0 | 0 | 0 | 0
PS | 0 | 0 | 0 | 0 | 0 | 0
PV | 0 | 85.77 | 135.33 | 139.51 | 143.82 | 62.49
PeakG | 0 | 0 | 0 | 0 | 0 | 0
PeakO | 0 | 0 | 0 | 0 | 0 | 0
ST | 0 | 0 | 0 | 0 | 0 | 0
STOG | 0 | 0 | 0 | 0 | 0 | 0
STWD | 0 | 0 | 0 | 0 | 0 | 0
WT | 0 | 0 | 0 | 0 | 0 | 0
IGCC | 215.26 | 215.26 | 215.26 | 215.26 | 215.26 | 215.26
DemandResponse | 0 | 0 | 0 | 0 | 0 | 0
IGCC-CCS | 0 | 0 | 0 | 0 | 0 | 0
WT_off | 0 | 0 | 0 | 0 | 0 | 0
PseudoUnit | 0 | 0 | 0 | 0 | 0 | 0
FixedInterchange | 0 | 0 | 0 | 0 | 0 | 0
Levelized Capital Costs by Reporting Type: MISO_MI
ReportingType | 2015 | 2020 | 2025 | 2030 | 2035 | 2040
BM | 0 | 0 | 0 | 0 | 0 | 0
CC | 0 | 0 | 0 | 0 | 0 | 0
CSP | 0 | 0 | 0 | 0 | 0 | 0
CT | 0 | 0 | 0 | 0 | 0 | 0
Coal | 0 | 0 | 0 | 0 | 0 | 0
Geo | 0 | 0 | 0 | 0 | 0 | 0
H | 0 | 0 | 0 | 0 | 0 | 0
LFG | 0 | 34.29 | 34.29 | 34.29 | 34.29 | 0
Nuc | 0 | 0 | 0 | 0 | 0 | 0
PS | 0 | 0 | 0 | 0 | 0 | 0
PV | 0 | 0 | 0 | 0 | 0 | 0
PeakG | 0 | 0 | 0 | 0 | 0 | 0
PeakO | 0 | 0 | 0 | 0 | 0 | 0
ST | 0 | 0 | 0 | 0 | 0 | 0
STOG | 0 | 0 | 0 | 0 | 0 | 0
STWD | 0 | 0 | 0 | 0 | 0 | 0
WT | 480.98 | 480.98 | 608.5 | 608.5 | 176.47 | 213.64
IGCC | 0 | 0 | 0 | 0 | 0 | 0
DemandResponse | 0 | 0 | 0 | 0 | 0 | 0
IGCC-CCS | 0 | 0 | 0 | 0 | 0 | 0
WT_off | 0 | 0 | 0 | 0 | 0 | 0
PseudoUnit | 0 | 0 | 0 | 0 | 0 | 0
FixedInterchange | 0 | 0 | 0 | 0 | 0 | 0
Levelized Capital Costs by Reporting Type: MISO_MO-IL
ReportingType | 2015 | 2020 | 2025 | 2030 | 2035 | 2040
BM | 0 | 0 | 0 | 0 | 0 | 0
CC | 0 | 0 | 0 | 0 | 0 | 0
CSP | 0 | 0 | 0 | 0 | 0 | 0
CT | 0 | 0 | 0 | 0 | 0 | 0
Coal | 574.94 | 574.94 | 574.94 | 574.94 | 574.94 | 574.94
Geo | 0 | 0 | 0 | 0 | 0 | 0
H | 0 | 0 | 0 | 0 | 0 | 0
LFG | 0 | 0 | 46.76 | 46.76 | 46.76 | 46.76
Nuc | 0 | 0 | 0 | 0 | 0 | 0
PS | 0 | 0 | 0 | 0 | 0 | 0
PV | 0 | 0 | 0 | 0 | 0 | 0
PeakG | 0 | 0 | 0 | 0 | 0 | 0
PeakO | 0 | 0 | 0 | 0 | 0 | 0
ST | 0 | 0 | 0 | 0 | 0 | 0
STOG | 0 | 0 | 0 | 0 | 0 | 0
STWD | 0 | 0 | 0 | 0 | 0 | 0
WT | 68.52 | 68.52 | 68.52 | 68.52 | 0 | 0
IGCC | 0 | 0 | 0 | 0 | 0 | 0
DemandResponse | 0 | 0 | 0 | 0 | 0 | 0
IGCC-CCS | 0 | 0 | 0 | 0 | 0 | 0
WT_off | 0 | 0 | 0 | 0 | 0 | 0
PseudoUnit | 0 | 0 | 0 | 0 | 0 | 0
FixedInterchange | 0 | 0 | 0 | 0 | 0 | 0
Levelized Capital Costs by Reporting Type: MISO_W
ReportingType | 2015 | 2020 | 2025 | 2030 | 2035 | 2040
BM | 0 | 0 | 0 | 0 | 0 | 0
CC | 0 | 0 | 0 | 0 | 0 | 0
CSP | 0 | 0 | 0 | 0 | 0 | 0
CT | 0 | 0 | 0 | 0 | 0 | 0
Coal | 0 | 0 | 0 | 0 | 105.64 | 1762.61
Geo | 0 | 0 | 0 | 0 | 0 | 0
H | 0 | 0 | 0 | 0 | 0 | 0
LFG | 0 | 0 | 14.86 | 14.86 | 14.86 | 14.86
Nuc | 0 | 0 | 0 | 0 | 0 | 0
PS | 0 | 0 | 0 | 0 | 0 | 0
PV | 0 | 0 | 0 | 0 | 0 | 0
PeakG | 0 | 0 | 0 | 0 | 0 | 0
PeakO | 0 | 0 | 0 | 0 | 0 | 0
ST | 0 | 0 | 0 | 0 | 0 | 0
STOG | 0 | 0 | 0 | 0 | 0 | 0
STWD | 0 | 0 | 0 | 0 | 0 | 0
WT | 658.73 | 1079.02 | 1744.31 | 1880.95 | 1404.03 | 1104.11
IGCC | 0 | 0 | 0 | 0 | 0 | 0
DemandResponse | 0 | 0 | 0 | 0 | 0 | 0
IGCC-CCS | 0 | 0 | 0 | 0 | 0 | 0
WT_off | 0 | 0 | 0 | 0 | 0 | 0
PseudoUnit | 0 | 0 | 0 | 0 | 0 | 0
FixedInterchange | 0 | 0 | 0 | 0 | 0 | 0
Levelized Capital Costs by Reporting Type: MISO_WUMS
ReportingType | 2015 | 2020 | 2025 | 2030 | 2035 | 2040
BM | 0 | 0 | 0 | 0 | 0 | 0
CC | 0 | 0 | 31.98 | 130.78 | 406 | 406
CSP | 0 | 0 | 0 | 0 | 0 | 0
CT | 0 | 254.74 | 301.3 | 545.75 | 692.55 | 437.81
Coal | 184.51 | 184.51 | 184.51 | 184.51 | 184.51 | 184.51
Geo | 0 | 0 | 0 | 0 | 0 | 0
H | 0 | 0 | 0 | 0 | 0 | 0
LFG | 0 | 0 | 43.4 | 43.4 | 43.4 | 43.4
Nuc | 0 | 0 | 0 | 0 | 0 | 0
PS | 0 | 0 | 0 | 0 | 0 | 0
PV | 0 | 0 | 0 | 0 | 0 | 0
PeakG | 0 | 0 | 0 | 0 | 0 | 0
PeakO | 0 | 0 | 0 | 0 | 0 | 0
ST | 0 | 0 | 0 | 0 | 0 | 0
STOG | 0 | 0 | 0 | 0 | 0 | 0
STWD | 0 | 0 | 0 | 0 | 0 | 0
WT | 218.37 | 218.37 | 218.37 | 218.37 | 0 | 0
IGCC | 0 | 0 | 0 | 0 | 0 | 0
DemandResponse | 0 | 0 | 0 | 0 | 0 | 0
IGCC-CCS | 0 | 0 | 0 | 0 | 0 | 0
WT_off | 0 | 0 | 0 | 0 | 0 | 0
PseudoUnit | 0 | 0 | 0 | 0 | 0 | 0
FixedInterchange | 0 | 0 | 0 | 0 | 0 | 0
Levelized Capital Costs by Reporting Type: Nebraska
ReportingType | 2015 | 2020 | 2025 | 2030 | 2035 | 2040
BM | 0 | 0 | 0 | 0 | 0 | 0
CC | 0 | 0 | 0 | 0 | 0 | 0
CSP | 0 | 0 | 0 | 0 | 0 | 0
CT | 0 | 0 | 0 | 0 | 0 | 0
Coal | 66.52 | 66.52 | 66.52 | 66.52 | 520.12 | 809.7
Geo | 0 | 0 | 0 | 0 | 0 | 0
H | 0 | 0 | 0 | 0 | 0 | 0
LFG | 0 | 0 | 13.78 | 13.78 | 13.78 | 13.78
Nuc | 0 | 0 | 0 | 0 | 0 | 0
PS | 0 | 0 | 0 | 0 | 0 | 0
PV | 0 | 0 | 0 | 0 | 0 | 0
PeakG | 0 | 0 | 0 | 0 | 0 | 0
PeakO | 0 | 0 | 0 | 0 | 0 | 0
ST | 0 | 0 | 0 | 0 | 0 | 0
STOG | 0 | 0 | 0 | 0 | 0 | 0
STWD | 0 | 0 | 0 | 0 | 0 | 0
WT | 44.36 | 44.36 | 44.36 | 34.86 | 0 | 0
IGCC | 0 | 0 | 0 | 0 | 0 | 0
DemandResponse | 0 | 0 | 0 | 0 | 0 | 0
IGCC-CCS | 0 | 0 | 0 | 0 | 0 | 0
WT_off | 0 | 0 | 0 | 0 | 0 | 0
PseudoUnit | 0 | 0 | 0 | 0 | 0 | 0
FixedInterchange | 0 | 0 | 0 | 0 | 0 | 0
Levelized Capital Costs by Reporting Type: NEISO
ReportingType | 2015 | 2020 | 2025 | 2030 | 2035 | 2040
BM | 115.57 | 115.57 | 115.57 | 115.57 | 115.57 | 115.57
CC | 273.49 | 273.49 | 273.49 | 273.49 | 273.49 | 0
CSP | 0 | 0 | 0 | 0 | 0 | 0
CT | 30 | 30 | 30 | 29.13 | 56.57 | 147.35
Coal | 0 | 0 | 0 | 0 | 0 | 0
Geo | 0 | 0 | 0 | 0 | 0 | 0
H | 0 | 0 | 0 | 0 | 0 | 0
LFG | 10.64 | 10.64 | 24.97 | 24.97 | 14.32 | 14.32
Nuc | 0 | 0 | 0 | 0 | 0 | 0
PS | 0 | 0 | 0 | 0 | 0 | 0
PV | 0 | 116.73 | 116.73 | 116.76 | 116.77 | 0.06
PeakG | 0 | 0 | 0 | 0 | 0 | 0
PeakO | 0 | 0 | 0 | 0 | 0 | 0
ST | 0 | 0 | 0 | 0 | 0 | 0
STOG | 0 | 0 | 0 | 0 | 0 | 0
STWD | 0 | 0 | 0 | 0 | 0 | 0
WT | 54.49 | 703.39 | 1087.54 | 1153.37 | 1106.17 | 457.27
IGCC | 0 | 0 | 0 | 0 | 0 | 0
DemandResponse | 0 | 0 | 0 | 0 | 0 | 0
IGCC-CCS | 0 | 0 | 0 | 0 | 0 | 0
WT_off | 283.24 | 283.24 | 283.24 | 283.24 | 0 | 0
PseudoUnit | 0 | 0 | 0 | 0 | 0 | 0
FixedInterchange | 0 | 0 | 0 | 0 | 0 | 0
Levelized Capital Costs by Reporting Type: NonRTO_Midwest
ReportingType | 2015 | 2020 | 2025 | 2030 | 2035 | 2040
BM | 0 | 0 | 0 | 0 | 0 | 0
CC | 0 | 14.44 | 14.44 | 41.93 | 79.08 | 118.17
CSP | 0 | 0 | 0 | 0 | 0 | 0
CT | 0 | 46.88 | 46.88 | 46.88 | 46.88 | 0
Coal | 0 | 0 | 0 | 0 | 0 | 0
Geo | 0 | 0 | 0 | 0 | 0 | 0
H | 0 | 0 | 0 | 0 | 0 | 0
LFG | 0 | 0 | 14.49 | 30 | 30 | 30
Nuc | 0 | 0 | 0 | 0 | 0 | 0
PS | 0 | 0 | 0 | 0 | 0 | 0
PV | 0 | 0 | 0 | 0 | 0 | 0
PeakG | 0 | 0 | 0 | 0 | 0 | 0
PeakO | 0 | 0 | 0 | 0 | 0 | 0
ST | 0 | 0 | 0 | 0 | 0 | 0
STOG | 0 | 0 | 0 | 0 | 0 | 0
STWD | 0 | 0 | 0 | 0 | 0 | 0
WT | 0 | 0 | 0 | 0 | 0 | 0
IGCC | 0 | 0 | 0 | 0 | 0 | 0
DemandResponse | 0 | 0 | 0 | 0 | 0 | 0
IGCC-CCS | 0 | 0 | 0 | 0 | 0 | 0
WT_off | 0 | 0 | 0 | 0 | 0 | 0
PseudoUnit | 0 | 0 | 0 | 0 | 0 | 0
FixedInterchange | 0 | 0 | 0 | 0 | 0 | 0
Levelized Capital Costs by Reporting Type: NYISO_A-F
ReportingType | 2015 | 2020 | 2025 | 2030 | 2035 | 2040
BM | 0 | 0 | 0 | 0 | 0 | 0
CC | 85.71 | 85.71 | 85.71 | 85.71 | 85.71 | 0
CSP | 0 | 0 | 0 | 0 | 0 | 0
CT | 0 | 0 | 0 | 0 | 0 | 0
Coal | 0 | 0 | 0 | 0 | 0 | 0
Geo | 0 | 0 | 0 | 0 | 0 | 0
H | 0 | 0 | 0 | 0 | 0 | 0
LFG | 1.35 | 1.35 | 2.86 | 14.91 | 13.57 | 13.57
Nuc | 0 | 0 | 0 | 0 | 0 | 0
PS | 0 | 0 | 0 | 0 | 0 | 0
PV | 0 | 0 | 0 | 0 | 0 | 0
PeakG | 0 | 0 | 0 | 0 | 0 | 0
PeakO | 0 | 0 | 0 | 0 | 0 | 0
ST | 0 | 0 | 0 | 0 | 0 | 0
STOG | 0 | 0 | 0 | 0 | 0 | 0
STWD | 0 | 0 | 0 | 0 | 0 | 0
WT | 571.17 | 727.41 | 727.41 | 804.75 | 379.54 | 223.3
IGCC | 0 | 0 | 0 | 0 | 0 | 0
DemandResponse | 0 | 0 | 0 | 0 | 0 | 0
IGCC-CCS | 0 | 0 | 0 | 0 | 0 | 0
WT_off | 0 | 0 | 0 | 0 | 0 | 0
PseudoUnit | 0 | 0 | 0 | 0 | 0 | 0
FixedInterchange | 0 | 0 | 0 | 0 | 0 | 0
Levelized Capital Costs by Reporting Type: NYISO_G-I
ReportingType | 2015 | 2020 | 2025 | 2030 | 2035 | 2040
BM | 0 | 0 | 0 | 0 | 0 | 0
CC | 0 | 0 | 31.53 | 166.31 | 522.87 | 887.77
CSP | 0 | 0 | 0 | 0 | 0 | 0
CT | 0 | 0 | 0 | 0 | 0 | 0
Coal | 0 | 0 | 0 | 0 | 0 | 0
Geo | 0 | 0 | 0 | 0 | 0 | 0
H | 0 | 0 | 0 | 0 | 0 | 0
LFG | 0 | 0 | 14.85 | 14.85 | 14.85 | 14.85
Nuc | 0 | 0 | 0 | 0 | 0 | 0
PS | 0 | 0 | 0 | 0 | 0 | 0
PV | 0 | 0 | 0 | 0 | 0 | 0
PeakG | 0 | 0 | 0 | 0 | 0 | 0
PeakO | 0 | 0 | 0 | 0 | 0 | 0
ST | 0 | 0 | 0 | 0 | 0 | 0
STOG | 0 | 0 | 0 | 0 | 0 | 0
STWD | 0 | 0 | 0 | 0 | 0 | 0
WT | 0 | 12.72 | 12.72 | 12.72 | 12.72 | 0
IGCC | 0 | 0 | 0 | 0 | 0 | 0
DemandResponse | 0 | 0 | 0 | 0 | 0 | 0
IGCC-CCS | 0 | 0 | 0 | 0 | 0 | 0
WT_off | 0 | 0 | 0 | 0 | 0 | 0
PseudoUnit | 0 | 0 | 0 | 0 | 0 | 0
FixedInterchange | 0 | 0 | 0 | 0 | 0 | 0
Levelized Capital Costs by Reporting Type: NYISO_J-K
ReportingType | 2015 | 2020 | 2025 | 2030 | 2035 | 2040
BM | 0 | 0 | 0 | 0 | 0 | 0
CC | 226.37 | 226.37 | 226.37 | 226.37 | 226.37 | 0
CSP | 0 | 0 | 0 | 0 | 0 | 0
CT | 0 | 0 | 54.91 | 113.15 | 126.16 | 167.26
Coal | 0 | 0 | 0 | 0 | 0 | 0
Geo | 0 | 0 | 0 | 0 | 0 | 0
H | 0 | 0 | 0 | 0 | 0 | 0
LFG | 0 | 0 | 0 | 20.47 | 20.47 | 20.47
Nuc | 0 | 0 | 0 | 0 | 0 | 0
PS | 0 | 0 | 0 | 0 | 0 | 0
PV | 16.99 | 16.99 | 16.99 | 16.99 | 0 | 0
PeakG | 0 | 0 | 0 | 0 | 0 | 0
PeakO | 0 | 0 | 0 | 0 | 0 | 0
ST | 0 | 0 | 0 | 0 | 0 | 0
STOG | 0 | 0 | 0 | 0 | 0 | 0
STWD | 0 | 0 | 0 | 0 | 0 | 0
WT | 0 | 0 | 0 | 0 | 0 | 0
IGCC | 0 | 0 | 0 | 0 | 0 | 0
DemandResponse | 0 | 0 | 0 | 0 | 0 | 0
IGCC-CCS | 0 | 0 | 0 | 0 | 0 | 0
WT_off | 0 | 0 | 0 | 0 | 0 | 0
PseudoUnit | 0 | 0 | 0 | 0 | 0 | 0
FixedInterchange | 0 | 0 | 0 | 0 | 0 | 0
Levelized Capital Costs by Reporting Type: PJM_E
ReportingType | 2015 | 2020 | 2025 | 2030 | 2035 | 2040
BM | 14.48 | 14.48 | 14.48 | 14.48 | 14.48 | 14.48
CC | 673.31 | 673.31 | 673.31 | 673.31 | 582.39 | 0
CSP | 0 | 0 | 0 | 0 | 0 | 0
CT | 2.28 | 2.28 | 2.28 | 0 | 197.86 | 197.86
Coal | 9.09 | 9.09 | 9.09 | 9.09 | 9.09 | 9.09
Geo | 0 | 0 | 0 | 0 | 0 | 0
H | 0 | 0 | 0 | 0 | 0 | 0
LFG | 2.19 | 32.86 | 32.86 | 30.67 | 30.67 | 0
Nuc | 0 | 0 | 0 | 0 | 0 | 0
PS | 0 | 0 | 0 | 0 | 0 | 0
PV | 11.04 | 11.04 | 11.04 | 11.04 | 0 | 0
PeakG | 0 | 0 | 0 | 0 | 0 | 0
PeakO | 0 | 0 | 0 | 0 | 0 | 0
ST | 0 | 0 | 0 | 0 | 0 | 0
STOG | 0 | 0 | 0 | 0 | 0 | 0
STWD | 0 | 0 | 0 | 0 | 0 | 0
WT | 300.12 | 300.12 | 300.12 | 300.12 | 0 | 0
IGCC | 0 | 0 | 0 | 0 | 0 | 0
DemandResponse | 0 | 0 | 0 | 0 | 0 | 0
IGCC-CCS | 0 | 0 | 0 | 0 | 0 | 0
WT_off | 0 | 0 | 540.35 | 540.35 | 540.35 | 540.35
PseudoUnit | 0 | 0 | 0 | 0 | 0 | 0
FixedInterchange | 0 | 0 | 0 | 0 | 0 | 0
Levelized Capital Costs by Reporting Type: PJM_ROM
ReportingType | 2015 | 2020 | 2025 | 2030 | 2035 | 2040
BM | 7.8 | 7.8 | 7.8 | 7.8 | 7.8 | 7.8
CC | 232.92 | 232.92 | 232.92 | 232.92 | 567.15 | 2057.9
CSP | 0 | 0 | 0 | 0 | 0 | 0
CT | 1.4 | 1.4 | 1.4 | 1.4 | 0 | 0
Coal | 10.21 | 10.21 | 10.21 | 10.21 | 10.21 | 10.21
Geo | 0 | 0 | 0 | 0 | 0 | 0
H | 0 | 0 | 0 | 0 | 0 | 0
LFG | 3.93 | 57.29 | 57.29 | 55.71 | 53.36 | 0
Nuc | 0 | 0 | 0 | 0 | 0 | 0
PS | 0 | 0 | 0 | 0 | 0 | 0
PV | 0 | 506.14 | 795.52 | 868.62 | 897.43 | 421.06
PeakG | 0 | 0 | 0 | 0 | 0 | 0
PeakO | 0 | 0 | 0 | 0 | 0 | 0
ST | 0 | 0 | 0 | 0 | 0 | 0
STOG | 0 | 0 | 0 | 0 | 0 | 0
STWD | 0 | 0 | 0 | 0 | 0 | 0
WT | 113.55 | 113.55 | 273.91 | 1125.7 | 1449.19 | 1449.19
IGCC | 0 | 0 | 0 | 0 | 0 | 0
DemandResponse | 0 | 0 | 0 | 0 | 0 | 0
IGCC-CCS | 0 | 0 | 0 | 0 | 0 | 0
WT_off | 0 | 0 | 0 | 0 | 0 | 0
PseudoUnit | 0 | 0 | 0 | 0 | 0 | 0
FixedInterchange | 0 | 0 | 0 | 0 | 0 | 0
Levelized Capital Costs by Reporting Type: PJM_ROR
ReportingType | 2015 | 2020 | 2025 | 2030 | 2035 | 2040
BM | 165.77 | 165.77 | 165.77 | 165.77 | 165.77 | 80.7
CC | 350.7 | 364.13 | 364.13 | 884.31 | 1819.69 | 1489.09
CSP | 0 | 0 | 0 | 0 | 0 | 0
CT | 2.4 | 2.4 | 2.4 | 2.4 | 0 | 0
Coal | 648.6 | 648.6 | 648.6 | 648.6 | 648.6 | 648.6
Geo | 0 | 0 | 0 | 0 | 0 | 0
H | 0 | 0 | 0 | 0 | 0 | 0
LFG | 11.72 | 11.72 | 110.38 | 104.73 | 98.66 | 98.66
Nuc | 0 | 0 | 0 | 0 | 0 | 0
PS | 0 | 0 | 0 | 0 | 0 | 0
PV | 0 | 0 | 0 | 0 | 0 | 0
PeakG | 0 | 0 | 0 | 0 | 0 | 0
PeakO | 0 | 0 | 0 | 0 | 0 | 0
ST | 0 | 0 | 0 | 0 | 0 | 0
STOG | 0 | 0 | 0 | 0 | 0 | 0
STWD | 0 | 0 | 0 | 0 | 0 | 0
WT | 1894.89 | 1894.89 | 1894.89 | 1146.08 | 38.03 | 264.96
IGCC | 0 | 0 | 0 | 0 | 0 | 0
DemandResponse | 0 | 0 | 0 | 0 | 0 | 0
IGCC-CCS | 0 | 0 | 0 | 0 | 0 | 0
WT_off | 0 | 0 | 0 | 0 | 0 | 0
PseudoUnit | 0 | 0 | 0 | 0 | 0 | 0
FixedInterchange | 0 | 0 | 0 | 0 | 0 | 0
Levelized Capital Costs by Reporting Type: SOCO
ReportingType | 2015 | 2020 | 2025 | 2030 | 2035 | 2040
BM | 21 | 21 | 21 | 21 | 21 | 21
CC | 545.14 | 565.07 | 585.22 | 852.76 | 852.76 | 307.61
CSP | 0 | 0 | 0 | 0 | 0 | 0
CT | 0 | 0 | 0 | 0 | 0 | 0
Coal | 0 | 0 | 0 | 0 | 697.61 | 2128.22
Geo | 0 | 0 | 0 | 0 | 0 | 0
H | 0 | 0 | 0 | 0 | 0 | 0
LFG | 0 | 0 | 19.65 | 19.65 | 19.65 | 19.65
Nuc | 0 | 1254.21 | 1254.21 | 1254.21 | 1254.21 | 1254.21
PS | 0 | 0 | 0 | 0 | 0 | 0
PV | 0 | 0 | 0 | 0 | 0 | 0
PeakG | 0 | 0 | 0 | 0 | 0 | 0
PeakO | 0 | 0 | 0 | 0 | 0 | 0
ST | 0 | 0 | 0 | 0 | 0 | 0
STOG | 0 | 0 | 0 | 0 | 0 | 0
STWD | 0 | 0 | 0 | 0 | 0 | 0
WT | 0 | 0 | 0 | 0 | 0 | 0
IGCC | 0 | 0 | 0 | 0 | 0 | 0
DemandResponse | 0 | 0 | 0 | 0 | 0 | 0
IGCC-CCS | 0 | 0 | 0 | 0 | 0 | 0
WT_off | 0 | 0 | 0 | 0 | 0 | 0
PseudoUnit | 0 | 0 | 0 | 0 | 0 | 0
FixedInterchange | 0 | 0 | 0 | 0 | 0 | 0
Levelized Capital Costs by Reporting Type: SPP_N
ReportingType | 2015 | 2020 | 2025 | 2030 | 2035 | 2040
BM | 0 | 0 | 0 | 0 | 0 | 0
CC | 0 | 127.72 | 127.72 | 197.69 | 197.69 | 197.69
CSP | 0 | 0 | 0 | 0 | 0 | 0
CT | 0 | 0 | 0 | 0 | 125.76 | 346.16
Coal | 128.56 | 128.56 | 128.56 | 128.56 | 128.56 | 128.56
Geo | 0 | 0 | 0 | 0 | 0 | 0
H | 0 | 0 | 0 | 0 | 0 | 0
LFG | 0 | 13.28 | 17.98 | 17.98 | 17.98 | 4.7
Nuc | 0 | 0 | 0 | 0 | 0 | 0
PS | 0 | 0 | 0 | 0 | 0 | 0
PV | 0 | 0 | 0 | 0 | 0 | 0
PeakG | 0 | 0 | 0 | 0 | 0 | 0
PeakO | 0 | 0 | 0 | 0 | 0 | 0
ST | 0 | 0 | 0 | 0 | 0 | 0
STOG | 0 | 0 | 0 | 0 | 0 | 0
STWD | 0 | 0 | 0 | 0 | 0 | 0
WT | 0 | 0 | 0 | 52.89 | 419.31 | 419.31
IGCC | 0 | 0 | 0 | 0 | 0 | 0
DemandResponse | 0 | 0 | 0 | 0 | 0 | 0
IGCC-CCS | 0 | 0 | 0 | 0 | 0 | 0
WT_off | 0 | 0 | 0 | 0 | 0 | 0
PseudoUnit | 0 | 0 | 0 | 0 | 0 | 0
FixedInterchange | 0 | 0 | 0 | 0 | 0 | 0
Levelized Capital Costs by Reporting Type: SPP_S
ReportingType | 2015 | 2020 | 2025 | 2030 | 2035 | 2040
BM | 0 | 0 | 0 | 0 | 0 | 0
CC | 0 | 60.42 | 60.42 | 242.04 | 242.04 | 242.04
CSP | 0 | 0 | 0 | 0 | 0 | 0
CT | 33.21 | 56.93 | 56.93 | 56.93 | 23.72 | 0.01
Coal | 273.14 | 273.14 | 273.14 | 273.14 | 273.14 | 273.14
Geo | 0 | 0 | 0 | 0 | 0 | 0
H | 0 | 0 | 0 | 0 | 0 | 0
LFG | 0 | 0 | 0 | 17.63 | 17.63 | 17.63
Nuc | 0 | 0 | 0 | 0 | 0 | 0
PS | 0 | 0 | 0 | 0 | 0 | 0
PV | 0 | 0 | 0 | 0 | 0 | 0
PeakG | 0 | 0 | 0 | 0 | 0 | 0
PeakO | 0 | 0 | 0 | 0 | 0 | 0
ST | 0 | 0 | 0 | 0 | 0 | 0
STOG | 0 | 0 | 0 | 0 | 0 | 0
STWD | 0 | 0 | 0 | 0 | 0 | 0
WT | 92.65 | 597.27 | 673.57 | 673.57 | 2035.28 | 3178.45
IGCC | 0 | 0 | 0 | 0 | 0 | 0
DemandResponse | 0 | 0 | 0 | 0 | 0 | 0
IGCC-CCS | 0 | 0 | 0 | 0 | 0 | 0
WT_off | 0 | 0 | 0 | 0 | 0 | 0
PseudoUnit | 0 | 0 | 0 | 0 | 0 | 0
FixedInterchange | 0 | 0 | 0 | 0 | 0 | 0
Levelized Capital Costs by Reporting Type: TVA
ReportingType | 2015 | 2020 | 2025 | 2030 | 2035 | 2040
BM | 0 | 0 | 0 | 0 | 0 | 0
CC | 151.13 | 161.35 | 179.56 | 285.22 | 250.75 | 134.09
CSP | 0 | 0 | 0 | 0 | 0 | 0
CT | 0 | 175.54 | 175.54 | 175.55 | 175.55 | 0
Coal | 0 | 0 | 0 | 0 | 926.81 | 1552.7
Geo | 0 | 0 | 0 | 0 | 0 | 0
H | 0 | 0 | 0 | 0 | 0 | 0
LFG | 0 | 0 | 19.35 | 19.35 | 19.35 | 19.35
Nuc | 684.91 | 684.91 | 684.91 | 684.91 | 684.91 | 684.91
PS | 0 | 0 | 0 | 0 | 0 | 0
PV | 0 | 0 | 0 | 0 | 0 | 0
PeakG | 0 | 0 | 0 | 0 | 0 | 0
PeakO | 0 | 0 | 0 | 0 | 0 | 0
ST | 0 | 0 | 0 | 0 | 0 | 0
STOG | 0 | 0 | 0 | 0 | 0 | 0
STWD | 0 | 0 | 0 | 0 | 0 | 0
WT | 0 | 0 | 0 | 0 | 0 | 0
IGCC | 0 | 0 | 0 | 0 | 0 | 0
DemandResponse | 0 | 0 | 0 | 0 | 0 | 0
IGCC-CCS | 0 | 0 | 0 | 0 | 0 | 0
WT_off | 0 | 0 | 0 | 0 | 0 | 0
PseudoUnit | 0 | 0 | 0 | 0 | 0 | 0
FixedInterchange | 0 | 0 | 0 | 0 | 0 | 0
Levelized Capital Costs by Reporting Type: TVA_Transmission
ReportingType | 2015 | 2020 | 2025 | 2030 | 2035 | 2040
BM | 0 | 0 | 0 | 0 | 0 | 0
CC | 0 | 0 | 0 | 0 | 0 | 0
CSP | 0 | 0 | 0 | 0 | 0 | 0
CT | 0 | 0 | 0 | 0 | 0 | 0
Coal | 0 | 0 | 0 | 0 | 0 | 0
Geo | 0 | 0 | 0 | 0 | 0 | 0
H | 0 | 0 | 0 | 0 | 0 | 0
LFG | 0 | 0 | 0 | 0 | 0 | 0
Nuc | 0 | 0 | 0 | 0 | 0 | 0
PS | 0 | 0 | 0 | 0 | 0 | 0
PV | 0 | 0 | 0 | 0 | 0 | 0
PeakG | 0 | 0 | 0 | 0 | 0 | 0
PeakO | 0 | 0 | 0 | 0 | 0 | 0
ST | 0 | 0 | 0 | 0 | 0 | 0
STOG | 0 | 0 | 0 | 0 | 0 | 0
STWD | 0 | 0 | 0 | 0 | 0 | 0
WT | 0 | 0 | 0 | 0 | 0 | 0
IGCC | 0 | 0 | 0 | 0 | 0 | 0
DemandResponse | 0 | 0 | 0 | 0 | 0 | 0
IGCC-CCS | 0 | 0 | 0 | 0 | 0 | 0
WT_off | 0 | 0 | 0 | 0 | 0 | 0
PseudoUnit | 0 | 0 | 0 | 0 | 0 | 0
FixedInterchange | 0 | 0 | 0 | 0 | 0 | 0
Levelized Capital Costs by Reporting Type: VACAR
ReportingType | 2015 | 2020 | 2025 | 2030 | 2035 | 2040
BM | 0.34 | 119.03 | 335.58 | 371.81 | 395.87 | 440.16
CC | 594.58 | 615.51 | 694.55 | 971.28 | 1454.16 | 1304.36
CSP | 0 | 0 | 0 | 0 | 0 | 0
CT | 60.17 | 60.17 | 60.17 | 60.17 | 113.05 | 151.08
Coal | 220.45 | 220.45 | 220.45 | 220.45 | 220.45 | 220.45
Geo | 0 | 0 | 0 | 0 | 0 | 0
H | 0 | 0 | 0 | 0 | 0 | 0
LFG | 0.06 | 19.57 | 19.57 | 19.57 | 19.51 | 0
Nuc | 0 | 1320.06 | 1320.06 | 1320.06 | 1320.06 | 1320.06
PS | 0 | 0 | 0 | 0 | 0 | 0
PV | 0 | 43.33 | 45.27 | 47.67 | 50.14 | 9.41
PeakG | 0 | 0 | 0 | 0 | 0 | 0
PeakO | 0 | 0 | 0 | 0 | 0 | 0
ST | 0 | 0 | 0 | 0 | 0 | 0
STOG | 0 | 0 | 0 | 0 | 0 | 0
STWD | 0 | 0 | 0 | 0 | 0 | 0
WT | 0.19 | 740.59 | 740.59 | 740.59 | 740.4 | 0
IGCC | 0 | 0 | 0 | 0 | 0 | 0
DemandResponse | 0 | 0 | 0 | 0 | 0 | 0
IGCC-CCS | 0 | 0 | 0 | 0 | 0 | 0
WT_off | 0.53 | 0.53 | 0.53 | 0.53 | 0 | 0
PseudoUnit | 0 | 0 | 0 | 0 | 0 | 0
FixedInterchange | 0 | 0 | 0 | 0 | 0 | 0
Levelized Capital Costs by Reporting Type: IESO
ReportingType | 2015 | 2020 | 2025 | 2030 | 2035 | 2040
BM | 144.8 | 144.8 | 144.8 | 144.8 | 144.8 | 144.8
CC | 175.41 | 175.41 | 175.41 | 175.41 | 175.41 | 302.93
CSP | 0 | 0 | 0 | 0 | 0 | 0
CT | 41.8 | 41.8 | 41.8 | 41.8 | 91.91 | 116.1
Coal | 0 | 0 | 0 | 0 | 0 | 0
Geo | 0 | 0 | 0 | 0 | 0 | 0
H | 0 | 0 | 0 | 0 | 0 | 0
LFG | 5.12 | 5.12 | 5.12 | 5.12 | 0.17 | 0.17
Nuc | 0 | 0 | 0 | 0 | 0 | 0
PS | 0 | 0 | 0 | 0 | 0 | 0
PV | 539.74 | 539.74 | 539.74 | 539.74 | 0 | 0
PeakG | 0 | 0 | 0 | 0 | 0 | 0
PeakO | 0 | 0 | 0 | 0 | 0 | 0
ST | 0 | 0 | 0 | 0 | 0 | 0
STOG | 0 | 0 | 0 | 0 | 0 | 0
STWD | 0 | 0 | 0 | 0 | 0 | 0
WT | 660.4 | 660.4 | 660.4 | 660.4 | 0 | 0
IGCC | 0 | 0 | 0 | 0 | 0 | 0
DemandResponse | 0 | 0 | 0 | 0 | 0 | 0
IGCC-CCS | 0 | 0 | 0 | 0 | 0 | 0
WT_off | 0 | 0 | 0 | 0 | 0 | 0
PseudoUnit | 0 | 0 | 0 | 0 | 0 | 0
FixedInterchange | 0 | 0 | 0 | 0 | 0 | 0
Levelized Capital Costs by Reporting Type: MAPP_CA
ReportingType | 2015 | 2020 | 2025 | 2030 | 2035 | 2040
BM | 0 | 0 | 0 | 0 | 0 | 0
CC | 87.32 | 142.45 | 160.92 | 204.08 | 248.95 | 161.63
CSP | 0 | 0 | 0 | 0 | 0 | 0
CT | 0 | 0 | 0 | 0 | 0 | 35.76
Coal | 0 | 0 | 0 | 0 | 0 | 0
Geo | 0 | 0 | 0 | 0 | 0 | 0
H | 0 | 0 | 0 | 0 | 0 | 0
LFG | 0 | 0 | 0 | 0 | 0 | 0
Nuc | 0 | 0 | 0 | 0 | 0 | 0
PS | 0 | 0 | 0 | 0 | 0 | 0
PV | 0 | 0 | 0 | 0 | 0 | 0
PeakG | 0 | 0 | 0 | 0 | 0 | 0
PeakO | 0 | 0 | 0 | 0 | 0 | 0
ST | 0 | 0 | 0 | 0 | 0 | 0
STOG | 0 | 0 | 0 | 0 | 0 | 0
STWD | 0 | 0 | 0 | 0 | 0 | 0
WT | 87.23 | 87.23 | 87.23 | 87.23 | 0 | 0
IGCC | 0 | 0 | 0 | 0 | 0 | 0
DemandResponse | 0 | 0 | 0 | 0 | 0 | 0
IGCC-CCS | 0 | 0 | 0 | 0 | 0 | 0
WT_off | 0 | 0 | 0 | 0 | 0 | 0
PseudoUnit | 0 | 0 | 0 | 0 | 0 | 0
FixedInterchange | 0 | 0 | 0 | 0 | 0 | 0
Levelized Capital Costs by Reporting Type: AZ_NM_SNV_Coal
ReportingType | 2015 | 2020 | 2025 | 2030 | 2035 | 2040
BM | 0 | 0 | 0 | 0 | 0 | 0
CC | 0 | 0 | 0 | 0 | 0 | 0
CSP | 0 | 0 | 0 | 0 | 0 | 0
CT | 0 | 0 | 0 | 0 | 0 | 0
Coal | 0 | 0 | 0 | 0 | 0 | 1428.23
Geo | 0 | 0 | 0 | 0 | 0 | 0
H | 0 | 0 | 0 | 0 | 0 | 0
LFG | 0 | 0 | 0 | 0 | 0 | 0
Nuc | 0 | 0 | 0 | 0 | 0 | 0
PS | 0 | 0 | 0 | 0 | 0 | 0
PV | 0 | 0 | 0 | 0 | 0 | 0
PeakG | 0 | 0 | 0 | 0 | 0 | 0
PeakO | 0 | 0 | 0 | 0 | 0 | 0
ST | 0 | 0 | 0 | 0 | 0 | 0
STOG | 0 | 0 | 0 | 0 | 0 | 0
STWD | 0 | 0 | 0 | 0 | 0 | 0
WT | 0 | 0 | 0 | 0 | 0 | 0
IGCC | 0 | 0 | 0 | 0 | 0 | 0
DemandResponse | 0 | 0 | 0 | 0 | 0 | 0
IGCC-CCS | 0 | 0 | 0 | 0 | 0 | 0
WT_off | 0 | 0 | 0 | 0 | 0 | 0
PseudoUnit | 0 | 0 | 0 | 0 | 0 | 0
FixedInterchange | 0 | 0 | 0 | 0 | 0 | 0
Levelized Capital Costs by Reporting Type: AZ_NM_SNV_Gas
ReportingType | 2015 | 2020 | 2025 | 2030 | 2035 | 2040
BM | 0 | 0 | 0 | 0 | 0 | 0
CC | 79.32 | 214.24 | 227.69 | 535.95 | 1094.86 | 1015.54
CSP | 0 | 0 | 0 | 0 | 0 | 0
CT | 63.7 | 63.7 | 63.7 | 63.7 | 0 | 0
Coal | 0 | 0 | 0 | 0 | 0 | 0
Geo | 0 | 0 | 0 | 0 | 0 | 0
H | 0 | 0 | 0 | 0 | 0 | 0
LFG | 0 | 0 | 0 | 0 | 0 | 0
Nuc | 0 | 0 | 0 | 0 | 0 | 0
PS | 0 | 0 | 0 | 0 | 0 | 0
PV | 0 | 0 | 0 | 0 | 0 | 0
PeakG | 0 | 0 | 0 | 0 | 0 | 0
PeakO | 0 | 0 | 0 | 0 | 0 | 0
ST | 0 | 0 | 0 | 0 | 0 | 0
STOG | 0 | 0 | 0 | 0 | 0 | 0
STWD | 0 | 0 | 0 | 0 | 0 | 0
WT | 0 | 0 | 0 | 0 | 0 | 0
IGCC | 0 | 0 | 0 | 0 | 0 | 0
DemandResponse | 0 | 0 | 0 | 0 | 0 | 0
IGCC-CCS | 0 | 0 | 0 | 0 | 0 | 0
WT_off | 0 | 0 | 0 | 0 | 0 | 0
PseudoUnit | 0 | 0 | 0 | 0 | 0 | 0
FixedInterchange | 0 | 0 | 0 | 0 | 0 | 0
Levelized Capital Costs by Reporting Type: AZ_NM_SNV_NucRenew
ReportingType | 2015 | 2020 | 2025 | 2030 | 2035 | 2040
BM | 0 | 0 | 0 | 0 | 0 | 0
CC | 0 | 0 | 0 | 0 | 0 | 0
CSP | 0 | 0 | 0 | 0 | 0 | 0
CT | 0 | 0 | 0 | 0 | 0 | 0
Coal | 0 | 0 | 0 | 0 | 0 | 0
Geo | 0 | 0 | 369.64 | 369.64 | 369.64 | 369.64
H | 0 | 0 | 0 | 0 | 0 | 0
LFG | 0 | 11.72 | 11.72 | 11.72 | 11.72 | 0
Nuc | 0 | 0 | 0 | 0 | 0 | 0
PS | 0 | 0 | 0 | 0 | 0 | 0
PV | 34.88 | 34.88 | 34.88 | 34.88 | 0 | 0
PeakG | 0 | 0 | 0 | 0 | 0 | 0
PeakO | 0 | 0 | 0 | 0 | 0 | 0
ST | 101.54 | 251.51 | 334.1 | 291 | 254.82 | 104.86
STOG | 0 | 0 | 0 | 0 | 0 | 0
STWD | 0 | 0 | 0 | 0 | 0 | 0
WT | 14.28 | 1979.09 | 1979.09 | 2041.41 | 2027.12 | 62.32
IGCC | 0 | 0 | 0 | 0 | 0 | 0
DemandResponse | 0 | 0 | 0 | 0 | 0 | 0
IGCC-CCS | 0 | 0 | 0 | 0 | 0 | 0
WT_off | 0 | 0 | 0 | 0 | 0 | 0
PseudoUnit | 0 | 0 | 0 | 0 | 0 | 0
FixedInterchange | 0 | 0 | 0 | 0 | 0 | 0
Levelized Capital Costs by Reporting Type: ERCOT
ReportingType | 2015 | 2020 | 2025 | 2030 | 2035 | 2040
BM | 54.69 | 54.69 | 54.69 | 54.69 | 54.69 | 54.69
CC | 279.6 | 599.56 | 599.56 | 820.19 | 1103.98 | 1083.73
CSP | 0 | 0 | 0 | 0 | 0 | 0
CT | 20.97 | 20.97 | 20.97 | 20.97 | 0 | 0
Coal | 540.38 | 540.38 | 540.38 | 540.38 | 540.38 | 540.38
Geo | 0 | 0 | 0 | 0 | 0 | 0
H | 0 | 0 | 0 | 0 | 0 | 0
LFG | 0 | 0 | 4.17 | 63.77 | 63.77 | 63.77
Nuc | 0 | 0 | 0 | 0 | 0 | 0
PS | 0 | 0 | 0 | 0 | 0 | 0
PV | 4.89 | 4.89 | 4.89 | 4.89 | 0 | 0
PeakG | 0 | 0 | 0 | 0 | 0 | 0
PeakO | 0 | 0 | 0 | 0 | 0 | 0
ST | 0 | 0 | 0 | 0 | 0 | 0
STOG | 0 | 0 | 0 | 0 | 0 | 0
STWD | 0 | 0 | 0 | 0 | 0 | 0
WT | 72.7 | 72.7 | 72.7 | 72.7 | 0 | 776.67
IGCC | 0 | 0 | 0 | 0 | 0 | 0
DemandResponse | 0 | 0 | 0 | 0 | 0 | 0
IGCC-CCS | 0 | 0 | 0 | 0 | 0 | 0
WT_off | 0 | 0 | 0 | 0 | 0 | 0
PseudoUnit | 0 | 0 | 0 | 0 | 0 | 0
FixedInterchange | 0 | 0 | 0 | 0 | 0 | 0
Levelized Capital Costs by Reporting Type: NP15
ReportingType | 2015 | 2020 | 2025 | 2030 | 2035 | 2040
BM | 0 | 0 | 0 | 0 | 0 | 0
CC | 130.44 | 130.44 | 130.44 | 130.44 | 130.44 | 0
CSP | 0 | 0 | 0 | 0 | 0 | 0
CT | 23.49 | 86.57 | 311.57 | 664.15 | 992.19 | 1281.24
Coal | 0 | 0 | 0 | 0 | 0 | 0
Geo | 0 | 105.68 | 181.57 | 181.57 | 181.57 | 75.89
H | 0 | 0 | 0 | 0 | 0 | 0
LFG | 0 | 125.8 | 125.8 | 125.8 | 125.8 | 0
Nuc | 0 | 0 | 0 | 0 | 0 | 0
PS | 0 | 0 | 0 | 0 | 0 | 0
PV | 2.79 | 2.79 | 2.79 | 2.79 | 0 | 0
PeakG | 0 | 0 | 0 | 0 | 0 | 0
PeakO | 0 | 0 | 0 | 0 | 0 | 0
ST | 12.6 | 12.6 | 12.6 | 12.6 | 0 | 0
STOG | 0 | 0 | 0 | 0 | 0 | 0
STWD | 0 | 0 | 0 | 0 | 0 | 0
WT | 26.07 | 837.92 | 837.92 | 837.92 | 811.85 | 0
IGCC | 0 | 0 | 0 | 0 | 0 | 0
DemandResponse | 0 | 0 | 0 | 0 | 0 | 0
IGCC-CCS | 0 | 0 | 0 | 0 | 0 | 0
WT_off | 0 | 0 | 0 | 0 | 0 | 0
PseudoUnit | 0 | 0 | 0 | 0 | 0 | 0
FixedInterchange | 0 | 0 | 0 | 0 | 0 | 0
Levelized Capital Costs by Reporting Type: NWPP_Coal
ReportingType | 2015 | 2020 | 2025 | 2030 | 2035 | 2040
BM | 0 | 0 | 0 | 0 | 0 | 0
CC | 0 | 0 | 0 | 0 | 0 | 0
CSP | 0 | 0 | 0 | 0 | 0 | 0
CT | 0 | 0 | 0 | 0 | 0 | 0
Coal | 0 | 0 | 0 | 0 | 0 | 0
Geo | 0 | 0 | 0 | 0 | 0 | 0
H | 0 | 0 | 0 | 0 | 0 | 0
LFG | 0 | 0 | 0 | 0 | 0 | 0
Nuc | 0 | 0 | 0 | 0 | 0 | 0
PS | 0 | 0 | 0 | 0 | 0 | 0
PV | 0 | 0 | 0 | 0 | 0 | 0
PeakG | 0 | 0 | 0 | 0 | 0 | 0
PeakO | 0 | 0 | 0 | 0 | 0 | 0
ST | 0 | 0 | 0 | 0 | 0 | 0
STOG | 0 | 0 | 0 | 0 | 0 | 0
STWD | 0 | 0 | 0 | 0 | 0 | 0
WT | 0 | 0 | 0 | 0 | 0 | 0
IGCC | 0 | 0 | 0 | 0 | 0 | 0
DemandResponse | 0 | 0 | 0 | 0 | 0 | 0
IGCC-CCS | 0 | 0 | 0 | 0 | 0 | 0
WT_off | 0 | 0 | 0 | 0 | 0 | 0
PseudoUnit | 0 | 0 | 0 | 0 | 0 | 0
FixedInterchange | 0 | 0 | 0 | 0 | 0 | 0
Levelized Capital Costs by Reporting Type: NWPP_Gas
ReportingType | 2015 | 2020 | 2025 | 2030 | 2035 | 2040
BM | 0 | 0 | 0 | 0 | 0 | 0
CC | 33.4 | 33.4 | 41.11 | 564.77 | 863.4 | 970.51
CSP | 0 | 0 | 0 | 0 | 0 | 0
CT | 13.02 | 13.02 | 13.02 | 13.02 | 0 | 0
Coal | 0 | 0 | 0 | 0 | 0 | 262.93
Geo | 0 | 0 | 0 | 0 | 0 | 0
H | 0 | 0 | 0 | 0 | 0 | 0
LFG | 0 | 0 | 0 | 0 | 0 | 0
Nuc | 0 | 0 | 0 | 0 | 0 | 0
PS | 0 | 0 | 0 | 0 | 0 | 0
PV | 0 | 0 | 0 | 0 | 0 | 0
PeakG | 0 | 0 | 0 | 0 | 0 | 0
PeakO | 0 | 0 | 0 | 0 | 0 | 0
ST | 0 | 0 | 0 | 0 | 0 | 0
STOG | 0 | 0 | 0 | 0 | 0 | 0
STWD | 0 | 0 | 0 | 0 | 0 | 0
WT | 0 | 0 | 0 | 0 | 0 | 0
IGCC | 0 | 0 | 0 | 0 | 0 | 0
DemandResponse | 0 | 0 | 0 | 0 | 0 | 0
IGCC-CCS | 0 | 0 | 0 | 0 | 0 | 0
WT_off | 0 | 0 | 0 | 0 | 0 | 0
PseudoUnit | 0 | 0 | 0 | 0 | 0 | 0
FixedInterchange | 0 | 0 | 0 | 0 | 0 | 0
Levelized Capital Costs by Reporting Type: NWPP_NucRenew
ReportingType | 2015 | 2020 | 2025 | 2030 | 2035 | 2040
BM | 13.89 | 13.89 | 13.89 | 13.89 | 13.89 | 13.89
CC | 0 | 0 | 0 | 0 | 0 | 0
CSP | 0 | 0 | 0 | 0 | 0 | 0
CT | 0 | 0 | 0 | 0 | 0 | 0
Coal | 0 | 0 | 0 | 0 | 0 | 0
Geo | 24.88 | 24.88 | 135.71 | 135.71 | 110.83 | 110.83
H | 0 | 0 | 0 | 0 | 0 | 0
LFG | 5.02 | 6.49 | 50.77 | 50.77 | 45.75 | 44.28
Nuc | 0 | 0 | 0 | 0 | 0 | 0
PS | 0 | 0 | 0 | 0 | 0 | 0
PV | 0 | 0 | 0 | 0 | 0 | 0
PeakG | 0 | 0 | 0 | 0 | 0 | 0
PeakO | 0 | 0 | 0 | 0 | 0 | 0
ST | 0 | 0 | 0 | 0 | 0 | 0
STOG | 0 | 0 | 0 | 0 | 0 | 0
STWD | 0 | 0 | 0 | 0 | 0 | 0
WT | 238.86 | 238.86 | 238.86 | 238.86 | 0 | 0
IGCC | 0 | 0 | 0 | 0 | 0 | 0
DemandResponse | 0 | 0 | 0 | 0 | 0 | 0
IGCC-CCS | 0 | 0 | 0 | 0 | 0 | 0
WT_off | 0 | 0 | 0 | 0 | 0 | 0
PseudoUnit | 0 | 0 | 0 | 0 | 0 | 0
FixedInterchange | 0 | 0 | 0 | 0 | 0 | 0
Levelized Capital Costs by Reporting Type: RMPA
ReportingType | 2015 | 2020 | 2025 | 2030 | 2035 | 2040
BM | 0 | 0 | 0 | 0 | 0 | 0
CC | 0 | 0 | 0 | 0 | 0 | 0
CSP | 0 | 0 | 0 | 0 | 0 | 0
CT | 15.2 | 15.2 | 15.2 | 15.2 | 0 | 0
Coal | 108.63 | 108.63 | 108.63 | 108.63 | 453.86 | 823.43
Geo | 0 | 77.84 | 663.43 | 663.43 | 663.43 | 585.59
H | 0 | 0 | 0 | 0 | 0 | 0
LFG | 0.28 | 5.85 | 5.85 | 5.85 | 5.57 | 0
Nuc | 0 | 0 | 0 | 0 | 0 | 0
PS | 0 | 0 | 0 | 0 | 0 | 0
PV | 0.37 | 0.37 | 0.37 | 0.37 | 0 | 0
PeakG | 0 | 0 | 0 | 0 | 0 | 0
PeakO | 0 | 0 | 0 | 0 | 0 | 0
ST | 1.07 | 124.7 | 132.47 | 140.76 | 139.69 | 16.06
STOG | 0 | 0 | 0 | 0 | 0 | 0
STWD | 0 | 0 | 0 | 0 | 0 | 0
WT | 172.66 | 252.91 | 252.91 | 252.91 | 80.24 | 0
IGCC | 0 | 0 | 0 | 0 | 0 | 0
DemandResponse | 0 | 0 | 0 | 0 | 0 | 0
IGCC-CCS | 0 | 0 | 0 | 0 | 0 | 0
WT_off | 0 | 0 | 0 | 0 | 0 | 0
PseudoUnit | 0 | 0 | 0 | 0 | 0 | 0
FixedInterchange | 0 | 0 | 0 | 0 | 0 | 0
Levelized Capital Costs by Reporting Type: SP15
ReportingType | 2015 | 2020 | 2025 | 2030 | 2035 | 2040
BM | 2.9 | 2.9 | 2.9 | 2.9 | 2.9 | 2.9
CC | 60.76 | 60.76 | 60.76 | 60.76 | 60.76 | 0
CSP | 0 | 0 | 0 | 0 | 0 | 0
CT | 0 | 0 | 0 | 0 | 0 | 0
Coal | 0 | 0 | 0 | 0 | 0 | 0
Geo | 14.26 | 385.19 | 385.19 | 370.93 | 370.93 | 0
H | 0 | 0 | 0 | 0 | 0 | 0
LFG | 2.09 | 125.04 | 125.04 | 124.8 | 122.95 | 0
Nuc | 0 | 0 | 0 | 0 | 0 | 0
PS | 0 | 0 | 0 | 0 | 0 | 0
PV | 1.62 | 1.62 | 1.62 | 1.62 | 0 | 0
PeakG | 0 | 0 | 0 | 0 | 0 | 0
PeakO | 0 | 0 | 0 | 0 | 0 | 0
ST | 191.39 | 191.39 | 191.39 | 191.39 | 0 | 0
STOG | 0 | 0 | 0 | 0 | 0 | 0
STWD | 0 | 0 | 0 | 0 | 0 | 0
WT | 193.26 | 193.26 | 193.26 | 193.26 | 0 | 0
IGCC | 0 | 0 | 0 | 0 | 0 | 0
DemandResponse | 0 | 0 | 0 | 0 | 0 | 0
IGCC-CCS | 0 | 0 | 0 | 0 | 0 | 0
WT_off | 0 | 0 | 0 | 0 | 0 | 0
PseudoUnit | 0 | 0 | 0 | 0 | 0 | 0
FixedInterchange | 0 | 0 | 0 | 0 | 0 | 0
Levelized Capital Costs by Reporting Type: ALB
ReportingType | 2015 | 2020 | 2025 | 2030 | 2035 | 2040
BM | 0 | 0 | 0 | 0 | 0 | 0
CC | 45.53 | 123.4 | 192.15 | 294.17 | 427.23 | 502.92
CSP | 0 | 0 | 0 | 0 | 0 | 0
CT | 16.7 | 16.7 | 16.7 | 16.7 | 0 | 0
Coal | 147.62 | 147.62 | 147.62 | 147.62 | 147.62 | 147.62
Geo | 0 | 0 | 0 | 0 | 0 | 0
H | 0 | 0 | 0 | 0 | 0 | 0
LFG | 0 | 0 | 0 | 0 | 0 | 0
Nuc | 0 | 0 | 0 | 0 | 0 | 0
PS | 0 | 0 | 0 | 0 | 0 | 0
PV | 0 | 0 | 0 | 0 | 0 | 0
PeakG | 0 | 0 | 0 | 0 | 0 | 0
PeakO | 0 | 0 | 0 | 0 | 0 | 0
ST | 0 | 0 | 0 | 0 | 0 | 0
STOG | 0 | 0 | 0 | 0 | 0 | 0
STWD | 0 | 0 | 0 | 0 | 0 | 0
WT | 2.54 | 2.54 | 2.54 | 2.54 | 0 | 0
IGCC | 0 | 0 | 0 | 0 | 0 | 0
DemandResponse | 0 | 0 | 0 | 0 | 0 | 0
IGCC-CCS | 0 | 0 | 0 | 0 | 0 | 0
WT_off | 0 | 0 | 0 | 0 | 0 | 0
PseudoUnit | 0 | 0 | 0 | 0 | 0 | 0
FixedInterchange | 0 | 0 | 0 | 0 | 0 | 0
Levelized Capital Costs by Reporting Type: BC
ReportingType | 2015 | 2020 | 2025 | 2030 | 2035 | 2040
BM | 0 | 0 | 0 | 0 | 0 | 0
CC | 131.98 | 181.41 | 254.45 | 313.74 | 400.68 | 359.9
CSP | 0 | 0 | 0 | 0 | 0 | 0
CT | 0 | 0 | 0 | 0 | 0 | 0
Coal | 0 | 0 | 0 | 0 | 0 | 0
Geo | 0 | 0 | 0 | 0 | 0 | 0
H | 0 | 0 | 0 | 0 | 0 | 0
LFG | 0 | 0 | 0 | 0 | 0 | 0
Nuc | 0 | 0 | 0 | 0 | 0 | 0
PS | 0 | 0 | 0 | 0 | 0 | 0
PV | 0 | 0 | 0 | 0 | 0 | 0
PeakG | 0 | 0 | 0 | 0 | 0 | 0
PeakO | 0 | 0 | 0 | 0 | 0 | 0
ST | 0 | 0 | 0 | 0 | 0 | 0
STOG | 0 | 0 | 0 | 0 | 0 | 0
STWD | 0 | 0 | 0 | 0 | 0 | 0
WT | 40.68 | 40.68 | 40.68 | 40.68 | 0 | 0
IGCC | 0 | 0 | 0 | 0 | 0 | 0
DemandResponse | 0 | 0 | 0 | 0 | 0 | 0
IGCC-CCS | 0 | 0 | 0 | 0 | 0 | 0
WT_off | 0 | 0 | 0 | 0 | 0 | 0
PseudoUnit | 0 | 0 | 0 | 0 | 0 | 0
FixedInterchange | 0 | 0 | 0 | 0 | 0 | 0
Levelized Capital Costs by Reporting Type: HQ_IESO
ReportingType | 2015 | 2020 | 2025 | 2030 | 2035 | 2040
BM | 0 | 0 | 0 | 0 | 0 | 0
CC | 0 | 0 | 0 | 0 | 0 | 0
CSP | 0 | 0 | 0 | 0 | 0 | 0
CT | 0 | 0 | 0 | 0 | 0 | 0
Coal | 0 | 0 | 0 | 0 | 0 | 0
Geo | 0 | 0 | 0 | 0 | 0 | 0
H | 0 | 0 | 0 | 0 | 0 | 0
LFG | 0 | 0 | 0 | 0 | 0 | 0
Nuc | 0 | 0 | 0 | 0 | 0 | 0
PS | 0 | 0 | 0 | 0 | 0 | 0
PV | 0 | 0 | 0 | 0 | 0 | 0
PeakG | 0 | 0 | 0 | 0 | 0 | 0
PeakO | 0 | 0 | 0 | 0 | 0 | 0
ST | 0 | 0 | 0 | 0 | 0 | 0
STOG | 0 | 0 | 0 | 0 | 0 | 0
STWD | 0 | 0 | 0 | 0 | 0 | 0
WT | 0 | 0 | 0 | 0 | 0 | 0
IGCC | 0 | 0 | 0 | 0 | 0 | 0
DemandResponse | 0 | 0 | 0 | 0 | 0 | 0
IGCC-CCS | 0 | 0 | 0 | 0 | 0 | 0
WT_off | 0 | 0 | 0 | 0 | 0 | 0
PseudoUnit | 0 | 0 | 0 | 0 | 0 | 0
FixedInterchange | 0 | 0 | 0 | 0 | 0 | 0
Levelized Capital Costs by Reporting Type: HQ_NEISO
ReportingType | 2015 | 2020 | 2025 | 2030 | 2035 | 2040
BM | 0 | 0 | 0 | 0 | 0 | 0
CC | 0 | 0 | 0 | 0 | 0 | 0
CSP | 0 | 0 | 0 | 0 | 0 | 0
CT | 0 | 0 | 0 | 0 | 0 | 0
Coal | 0 | 0 | 0 | 0 | 0 | 0
Geo | 0 | 0 | 0 | 0 | 0 | 0
H | 0 | 0 | 0 | 0 | 0 | 0
LFG | 0 | 0 | 0 | 0 | 0 | 0
Nuc | 0 | 0 | 0 | 0 | 0 | 0
PS | 0 | 0 | 0 | 0 | 0 | 0
PV | 0 | 0 | 0 | 0 | 0 | 0
PeakG | 0 | 0 | 0 | 0 | 0 | 0
PeakO | 0 | 0 | 0 | 0 | 0 | 0
ST | 0 | 0 | 0 | 0 | 0 | 0
STOG | 0 | 0 | 0 | 0 | 0 | 0
STWD | 0 | 0 | 0 | 0 | 0 | 0
WT | 0 | 0 | 0 | 0 | 0 | 0
IGCC | 0 | 0 | 0 | 0 | 0 | 0
DemandResponse | 0 | 0 | 0 | 0 | 0 | 0
IGCC-CCS | 0 | 0 | 0 | 0 | 0 | 0
WT_off | 0 | 0 | 0 | 0 | 0 | 0
PseudoUnit | 0 | 0 | 0 | 0 | 0 | 0
FixedInterchange | 0 | 0 | 0 | 0 | 0 | 0
Levelized Capital Costs by Reporting Type: HQ_NY
ReportingType | 2015 | 2020 | 2025 | 2030 | 2035 | 2040
BM | 0 | 0 | 0 | 0 | 0 | 0
CC | 0 | 0 | 0 | 0 | 0 | 0
CSP | 0 | 0 | 0 | 0 | 0 | 0
CT | 0 | 0 | 0 | 0 | 0 | 0
Coal | 0 | 0 | 0 | 0 | 0 | 0
Geo | 0 | 0 | 0 | 0 | 0 | 0
H | 0 | 0 | 0 | 0 | 0 | 0
LFG | 0 | 0 | 0 | 0 | 0 | 0
Nuc | 0 | 0 | 0 | 0 | 0 | 0
PS | 0 | 0 | 0 | 0 | 0 | 0
PV | 0 | 0 | 0 | 0 | 0 | 0
PeakG | 0 | 0 | 0 | 0 | 0 | 0
PeakO | 0 | 0 | 0 | 0 | 0 | 0
ST | 0 | 0 | 0 | 0 | 0 | 0
STOG | 0 | 0 | 0 | 0 | 0 | 0
STWD | 0 | 0 | 0 | 0 | 0 | 0
WT | 0 | 0 | 0 | 0 | 0 | 0
IGCC | 0 | 0 | 0 | 0 | 0 | 0
DemandResponse | 0 | 0 | 0 | 0 | 0 | 0
IGCC-CCS | 0 | 0 | 0 | 0 | 0 | 0
WT_off | 0 | 0 | 0 | 0 | 0 | 0
PseudoUnit | 0 | 0 | 0 | 0 | 0 | 0
FixedInterchange | 0 | 0 | 0 | 0 | 0 | 0
Levelized Capital Costs by Reporting Type: MARITIMES
ReportingType | 2015 | 2020 | 2025 | 2030 | 2035 | 2040
BM | 0 | 0 | 0 | 0 | 0 | 0
CC | 0 | 0 | 0 | 0 | 0 | 0
CSP | 0 | 0 | 0 | 0 | 0 | 0
CT | 0 | 0 | 0 | 0 | 0 | 0
Coal | 0 | 0 | 0 | 0 | 0 | 0
Geo | 0 | 0 | 0 | 0 | 0 | 0
H | 0 | 0 | 0 | 0 | 0 | 0
LFG | 0 | 0 | 0 | 0 | 0 | 0
Nuc | 0 | 0 | 0 | 0 | 0 | 0
PS | 0 | 0 | 0 | 0 | 0 | 0
PV | 0 | 0 | 0 | 0 | 0 | 0
PeakG | 0 | 0 | 0 | 0 | 0 | 0
PeakO | 0 | 0 | 0 | 0 | 0 | 0
ST | 0 | 0 | 0 | 0 | 0 | 0
STOG | 0 | 0 | 0 | 0 | 0 | 0
STWD | 0 | 0 | 0 | 0 | 0 | 0
WT | 0 | 0 | 0 | 0 | 0 | 0
IGCC | 0 | 0 | 0 | 0 | 0 | 0
DemandResponse | 0 | 0 | 0 | 0 | 0 | 0
IGCC-CCS | 0 | 0 | 0 | 0 | 0 | 0
WT_off | 0 | 0 | 0 | 0 | 0 | 0
PseudoUnit | 0 | 0 | 0 | 0 | 0 | 0
FixedInterchange | 0 | 0 | 0 | 0 | 0 | 0
Levelized Capital Costs by Reporting Type: All
ReportingType | 2015 | 2020 | 2025 | 2030 | 2035 | 2040
BM | 541.24 | 659.93 | 876.48 | 912.71 | 936.77 | 896
CC | 4322.5 | 5827.71 | 6452.3 | 9900.45 | 14911.92 | 15079.86
CSP | 0 | 0 | 0 | 0 | 0 | 0
CT | 546.4 | 1110.36 | 1436.83 | 2094.21 | 2669.4 | 2930.24
Coal | 3114.71 | 3114.71 | 3114.71 | 3114.71 | 5643.6 | 11707.39
Geo | 39.14 | 593.58 | 1735.53 | 1721.27 | 1696.39 | 1141.95
H | 0 | 0 | 0 | 0 | 0 | 0
LFG | 42.41 | 461 | 887.1 | 1018.6 | 986.02 | 567.42
Nuc | 684.91 | 3259.17 | 3259.17 | 3259.17 | 3259.17 | 3259.17
PS | 0 | 0 | 0 | 0 | 0 | 0
PV | 612.43 | 1386.08 | 1737.77 | 1818.47 | 1242.74 | 507.06
PeakG | 0 | 0 | 0 | 0 | 0 | 0
PeakO | 0 | 0 | 0 | 0 | 0 | 0
ST | 306.6 | 580.2 | 670.56 | 635.74 | 394.51 | 120.92
STOG | 0 | 0 | 0 | 0 | 0 | 0
STWD | 0 | 0 | 0 | 0 | 0 | 0
WT | 6098.68 | 11564.7 | 12996.02 | 13465.53 | 10861.57 | 8224.39
IGCC | 215.26 | 215.26 | 215.26 | 215.26 | 215.26 | 215.26
DemandResponse | 0 | 0 | 0 | 0 | 0 | 0
IGCC-CCS | 0 | 0 | 0 | 0 | 0 | 0
WT_off | 283.77 | 283.77 | 824.12 | 824.12 | 540.35 | 540.35
PseudoUnit | 0 | 0 | 0 | 0 | 0 | 0
FixedInterchange | 0 | 0 | 0 | 0 | 0 | 0
Levelized Capital Costs by Reporting Type: EI_US
ReportingType | 2015 | 2020 | 2025 | 2030 | 2035 | 2040
BM | 324.96 | 443.65 | 660.2 | 696.43 | 720.48 | 679.71
CC | 3298.74 | 4166.64 | 4609.81 | 6800.93 | 10406.2 | 10682.7
CSP | 0 | 0 | 0 | 0 | 0 | 0
CT | 351.51 | 852.4 | 953.86 | 1258.66 | 1585.3 | 1497.14
Coal | 2318.08 | 2318.08 | 2318.08 | 2318.08 | 4501.73 | 8504.8
Geo | 0 | 0 | 0 | 0 | 0 | 0
H | 0 | 0 | 0 | 0 | 0 | 0
LFG | 29.9 | 180.99 | 558.64 | 630.77 | 610.29 | 459.2
Nuc | 684.91 | 3259.17 | 3259.17 | 3259.17 | 3259.17 | 3259.17
PS | 0 | 0 | 0 | 0 | 0 | 0
PV | 28.13 | 801.78 | 1153.47 | 1234.17 | 1242.74 | 507.06
PeakG | 0 | 0 | 0 | 0 | 0 | 0
PeakO | 0 | 0 | 0 | 0 | 0 | 0
ST | 0 | 0 | 0 | 0 | 0 | 0
STOG | 0 | 0 | 0 | 0 | 0 | 0
STWD | 0 | 0 | 0 | 0 | 0 | 0
WT | 4589.99 | 7199.11 | 8630.43 | 9037.63 | 7942.35 | 7385.4
IGCC | 215.26 | 215.26 | 215.26 | 215.26 | 215.26 | 215.26
DemandResponse | 0 | 0 | 0 | 0 | 0 | 0
IGCC-CCS | 0 | 0 | 0 | 0 | 0 | 0
WT_off | 283.77 | 283.77 | 824.12 | 824.12 | 540.35 | 540.35
PseudoUnit | 0 | 0 | 0 | 0 | 0 | 0
FixedInterchange | 0 | 0 | 0 | 0 | 0 | 0
Levelized Capital Costs by Reporting Type: EI_Canada
ReportingType | 2015 | 2020 | 2025 | 2030 | 2035 | 2040
BM | 144.8 | 144.8 | 144.8 | 144.8 | 144.8 | 144.8
CC | 262.73 | 317.86 | 336.33 | 379.49 | 424.36 | 464.56
CSP | 0 | 0 | 0 | 0 | 0 | 0
CT | 41.8 | 41.8 | 41.8 | 41.8 | 91.91 | 151.86
Coal | 0 | 0 | 0 | 0 | 0 | 0
Geo | 0 | 0 | 0 | 0 | 0 | 0
H | 0 | 0 | 0 | 0 | 0 | 0
LFG | 5.12 | 5.12 | 5.12 | 5.12 | 0.17 | 0.17
Nuc | 0 | 0 | 0 | 0 | 0 | 0
PS | 0 | 0 | 0 | 0 | 0 | 0
PV | 539.74 | 539.74 | 539.74 | 539.74 | 0 | 0
PeakG | 0 | 0 | 0 | 0 | 0 | 0
PeakO | 0 | 0 | 0 | 0 | 0 | 0
ST | 0 | 0 | 0 | 0 | 0 | 0
STOG | 0 | 0 | 0 | 0 | 0 | 0
STWD | 0 | 0 | 0 | 0 | 0 | 0
WT | 747.62 | 747.62 | 747.62 | 747.62 | 0 | 0
IGCC | 0 | 0 | 0 | 0 | 0 | 0
DemandResponse | 0 | 0 | 0 | 0 | 0 | 0
IGCC-CCS | 0 | 0 | 0 | 0 | 0 | 0
WT_off | 0 | 0 | 0 | 0 | 0 | 0
PseudoUnit | 0 | 0 | 0 | 0 | 0 | 0
FixedInterchange | 0 | 0 | 0 | 0 | 0 | 0
Levelized Capital Costs by Reporting Type: EI
ReportingType | 2015 | 2020 | 2025 | 2030 | 2035 | 2040
BM | 469.76 | 588.45 | 805 | 841.23 | 865.29 | 824.52
CC | 3561.47 | 4484.5 | 4946.13 | 7180.42 | 10830.56 | 11147.26
CSP | 0 | 0 | 0 | 0 | 0 | 0
CT | 393.31 | 894.19 | 995.66 | 1300.46 | 1677.21 | 1649
Coal | 2318.08 | 2318.08 | 2318.08 | 2318.08 | 4501.73 | 8504.8
Geo | 0 | 0 | 0 | 0 | 0 | 0
H | 0 | 0 | 0 | 0 | 0 | 0
LFG | 35.02 | 186.11 | 563.76 | 635.88 | 610.46 | 459.37
Nuc | 684.91 | 3259.17 | 3259.17 | 3259.17 | 3259.17 | 3259.17
PS | 0 | 0 | 0 | 0 | 0 | 0
PV | 567.88 | 1341.52 | 1693.21 | 1773.91 | 1242.74 | 507.06
PeakG | 0 | 0 | 0 | 0 | 0 | 0
PeakO | 0 | 0 | 0 | 0 | 0 | 0
ST | 0 | 0 | 0 | 0 | 0 | 0
STOG | 0 | 0 | 0 | 0 | 0 | 0
STWD | 0 | 0 | 0 | 0 | 0 | 0
WT | 5337.61 | 7946.73 | 9378.05 | 9785.25 | 7942.35 | 7385.4
IGCC | 215.26 | 215.26 | 215.26 | 215.26 | 215.26 | 215.26
DemandResponse | 0 | 0 | 0 | 0 | 0 | 0
IGCC-CCS | 0 | 0 | 0 | 0 | 0 | 0
WT_off | 283.77 | 283.77 | 824.12 | 824.12 | 540.35 | 540.35
PseudoUnit | 0 | 0 | 0 | 0 | 0 | 0
FixedInterchange | 0 | 0 | 0 | 0 | 0 | 0
Levelized Capital Costs by Reporting Type: Outside_EI
ReportingType | 2015 | 2020 | 2025 | 2030 | 2035 | 2040
BM | 71.48 | 71.48 | 71.48 | 71.48 | 71.48 | 71.48
CC | 761.03 | 1343.21 | 1506.17 | 2720.03 | 4081.36 | 3932.6
CSP | 0 | 0 | 0 | 0 | 0 | 0
CT | 153.09 | 216.17 | 441.16 | 793.75 | 992.19 | 1281.24
Coal | 796.63 | 796.63 | 796.63 | 796.63 | 1141.86 | 3202.59
Geo | 39.14 | 593.58 | 1735.53 | 1721.27 | 1696.39 | 1141.95
H | 0 | 0 | 0 | 0 | 0 | 0
LFG | 7.39 | 274.89 | 323.35 | 382.71 | 375.55 | 108.05
Nuc | 0 | 0 | 0 | 0 | 0 | 0
PS | 0 | 0 | 0 | 0 | 0 | 0
PV | 44.56 | 44.56 | 44.56 | 44.56 | 0 | 0
PeakG | 0 | 0 | 0 | 0 | 0 | 0
PeakO | 0 | 0 | 0 | 0 | 0 | 0
ST | 306.6 | 580.2 | 670.56 | 635.74 | 394.51 | 120.92
STOG | 0 | 0 | 0 | 0 | 0 | 0
STWD | 0 | 0 | 0 | 0 | 0 | 0
WT | 761.07 | 3617.97 | 3617.97 | 3680.28 | 2919.22 | 838.99
IGCC | 0 | 0 | 0 | 0 | 0 | 0
DemandResponse | 0 | 0 | 0 | 0 | 0 | 0
IGCC-CCS | 0 | 0 | 0 | 0 | 0 | 0
WT_off | 0 | 0 | 0 | 0 | 0 | 0
PseudoUnit | 0 | 0 | 0 | 0 | 0 | 0
FixedInterchange | 0 | 0 | 0 | 0 | 0 | 0
#13 | Levelized Retrofit Capital Costs ($million)
Levelized Retrofit Capital Costs by Reporting Type: Entergy
ReportingType | 2015 | 2020 | 2025 | 2030 | 2035 | 2040
BM | 0 | 0 | 0 | 0 | 0 | 0
CC | 0 | 0 | 0 | 0 | 0 | 0
CSP | 0 | 0 | 0 | 0 | 0 | 0
CT | 0 | 0 | 0 | 0 | 0 | 0
Coal | 0 | 0 | 0 | 0 | 0 | 353.26
Geo | 0 | 0 | 0 | 0 | 0 | 0
H | 0 | 0 | 0 | 0 | 0 | 0
LFG | 0 | 0 | 0 | 0 | 0 | 0
Nuc | 0 | 0 | 0 | 0 | 0 | 0
PS | 0 | 0 | 0 | 0 | 0 | 0
PV | 0 | 0 | 0 | 0 | 0 | 0
PeakG | 0 | 0 | 0 | 0 | 0 | 0
PeakO | 0 | 0 | 0 | 0 | 0 | 0
ST | 0 | 0 | 0 | 0 | 0 | 0
STOG | 0 | 0 | 0 | 0 | 0 | 0
STWD | 0 | 0 | 0 | 0 | 0 | 0
WT | 0 | 0 | 0 | 0 | 0 | 0
IGCC | 0 | 0 | 0 | 0 | 0 | 0
DemandResponse | 0 | 0 | 0 | 0 | 0 | 0
IGCC-CCS | 0 | 0 | 0 | 0 | 0 | 0
WT_off | 0 | 0 | 0 | 0 | 0 | 0
PseudoUnit | 0 | 0 | 0 | 0 | 0 | 0
FixedInterchange | 0 | 0 | 0 | 0 | 0 | 0
Levelized Retrofit Capital Costs by Reporting Type: FRCC
ReportingType | 2015 | 2020 | 2025 | 2030 | 2035 | 2040
BM | 0 | 0 | 0 | 0 | 0 | 0
CC | 0 | 0 | 0 | 0 | 0 | 0
CSP | 0 | 0 | 0 | 0 | 0 | 0
CT | 0 | 0 | 0 | 0 | 0 | 0
Coal | 73.1 | 0 | 0 | 0 | 0 | 90.37
Geo | 0 | 0 | 0 | 0 | 0 | 0
H | 0 | 0 | 0 | 0 | 0 | 0
LFG | 0 | 0 | 0 | 0 | 0 | 0
Nuc | 0 | 0 | 0 | 0 | 0 | 0
PS | 0 | 0 | 0 | 0 | 0 | 0
PV | 0 | 0 | 0 | 0 | 0 | 0
PeakG | 0 | 0 | 0 | 0 | 0 | 0
PeakO | 0 | 0 | 0 | 0 | 0 | 0
ST | 0 | 0 | 0 | 0 | 0 | 0
STOG | 0 | 0 | 0 | 0 | 0 | 0
STWD | 0 | 0 | 0 | 0 | 0 | 0
WT | 0 | 0 | 0 | 0 | 0 | 0
IGCC | 0 | 0 | 0 | 0 | 0 | 0
DemandResponse | 0 | 0 | 0 | 0 | 0 | 0
IGCC-CCS | 0 | 0 | 0 | 0 | 0 | 0
WT_off | 0 | 0 | 0 | 0 | 0 | 0
PseudoUnit | 0 | 0 | 0 | 0 | 0 | 0
FixedInterchange | 0 | 0 | 0 | 0 | 0 | 0
Levelized Retrofit Capital Costs by Reporting Type: MAPP_US
ReportingType | 2015 | 2020 | 2025 | 2030 | 2035 | 2040
BM | 0 | 0 | 0 | 0 | 0 | 0
CC | 0 | 0 | 0 | 0 | 0 | 0
CSP | 0 | 0 | 0 | 0 | 0 | 0
CT | 0 | 0 | 0 | 0 | 0 | 0
Coal | 22.36 | 22.36 | 0 | 0 | 0 | 38.02
Geo | 0 | 0 | 0 | 0 | 0 | 0
H | 0 | 0 | 0 | 0 | 0 | 0
LFG | 0 | 0 | 0 | 0 | 0 | 0
Nuc | 0 | 0 | 0 | 0 | 0 | 0
PS | 0 | 0 | 0 | 0 | 0 | 0
PV | 0 | 0 | 0 | 0 | 0 | 0
PeakG | 0 | 0 | 0 | 0 | 0 | 0
PeakO | 0 | 0 | 0 | 0 | 0 | 0
ST | 0 | 0 | 0 | 0 | 0 | 0
STOG | 0 | 0 | 0 | 0 | 0 | 0
STWD | 0 | 0 | 0 | 0 | 0 | 0
WT | 0 | 0 | 0 | 0 | 0 | 0
IGCC | 0 | 0 | 0 | 0 | 0 | 0
DemandResponse | 0 | 0 | 0 | 0 | 0 | 0
IGCC-CCS | 0 | 0 | 0 | 0 | 0 | 0
WT_off | 0 | 0 | 0 | 0 | 0 | 0
PseudoUnit | 0 | 0 | 0 | 0 | 0 | 0
FixedInterchange | 0 | 0 | 0 | 0 | 0 | 0
Levelized Retrofit Capital Costs by Reporting Type: MISO_IN
ReportingType | 2015 | 2020 | 2025 | 2030 | 2035 | 2040
BM | 0 | 0 | 0 | 0 | 0 | 0
CC | 0 | 0 | 0 | 0 | 0 | 0
CSP | 0 | 0 | 0 | 0 | 0 | 0
CT | 0 | 0 | 0 | 0 | 0 | 0
Coal | 0 | 0 | 0 | 0 | 0 | 228.85
Geo | 0 | 0 | 0 | 0 | 0 | 0
H | 0 | 0 | 0 | 0 | 0 | 0
LFG | 0 | 0 | 0 | 0 | 0 | 0
Nuc | 0 | 0 | 0 | 0 | 0 | 0
PS | 0 | 0 | 0 | 0 | 0 | 0
PV | 0 | 0 | 0 | 0 | 0 | 0
PeakG | 0 | 0 | 0 | 0 | 0 | 0
PeakO | 0 | 0 | 0 | 0 | 0 | 0
ST | 0 | 0 | 0 | 0 | 0 | 0
STOG | 0 | 0 | 0 | 0 | 0 | 0
STWD | 0 | 0 | 0 | 0 | 0 | 0
WT | 0 | 0 | 0 | 0 | 0 | 0
IGCC | 0 | 0 | 0 | 0 | 0 | 0
DemandResponse | 0 | 0 | 0 | 0 | 0 | 0
IGCC-CCS | 0 | 0 | 0 | 0 | 0 | 0
WT_off | 0 | 0 | 0 | 0 | 0 | 0
PseudoUnit | 0 | 0 | 0 | 0 | 0 | 0
FixedInterchange | 0 | 0 | 0 | 0 | 0 | 0
Levelized Retrofit Capital Costs by Reporting Type: MISO_MI
ReportingType | 2015 | 2020 | 2025 | 2030 | 2035 | 2040
BM | 0 | 0 | 0 | 0 | 0 | 0
CC | 0 | 0 | 0 | 0 | 0 | 0
CSP | 0 | 0 | 0 | 0 | 0 | 0
CT | 0 | 0 | 0 | 0 | 0 | 0
Coal | 15.14 | 15.14 | 0 | 0 | 0 | 380.81
Geo | 0 | 0 | 0 | 0 | 0 | 0
H | 0 | 0 | 0 | 0 | 0 | 0
LFG | 0 | 0 | 0 | 0 | 0 | 0
Nuc | 0 | 0 | 0 | 0 | 0 | 0
PS | 0 | 0 | 0 | 0 | 0 | 0
PV | 0 | 0 | 0 | 0 | 0 | 0
PeakG | 0 | 0 | 0 | 0 | 0 | 0
PeakO | 0 | 0 | 0 | 0 | 0 | 0
ST | 0 | 0 | 0 | 0 | 0 | 0
STOG | 0 | 0 | 0 | 0 | 0 | 0
STWD | 0 | 0 | 0 | 0 | 0 | 0
WT | 0 | 0 | 0 | 0 | 0 | 0
IGCC | 0 | 0 | 0 | 0 | 0 | 0
DemandResponse | 0 | 0 | 0 | 0 | 0 | 0
IGCC-CCS | 0 | 0 | 0 | 0 | 0 | 0
WT_off | 0 | 0 | 0 | 0 | 0 | 0
PseudoUnit | 0 | 0 | 0 | 0 | 0 | 0
FixedInterchange | 0 | 0 | 0 | 0 | 0 | 0
Levelized Retrofit Capital Costs by Reporting Type: MISO_MO-IL
ReportingType | 2015 | 2020 | 2025 | 2030 | 2035 | 2040
BM | 0 | 0 | 0 | 0 | 0 | 0
CC | 0 | 0 | 0 | 0 | 0 | 0
CSP | 0 | 0 | 0 | 0 | 0 | 0
CT | 0 | 0 | 0 | 0 | 0 | 0
Coal | 9.29 | 0 | 0 | 0 | 37.69 | 407.32
Geo | 0 | 0 | 0 | 0 | 0 | 0
H | 0 | 0 | 0 | 0 | 0 | 0
LFG | 0 | 0 | 0 | 0 | 0 | 0
Nuc | 0 | 0 | 0 | 0 | 0 | 0
PS | 0 | 0 | 0 | 0 | 0 | 0
PV | 0 | 0 | 0 | 0 | 0 | 0
PeakG | 0 | 0 | 0 | 0 | 0 | 0
PeakO | 0 | 0 | 0 | 0 | 0 | 0
ST | 0 | 0 | 0 | 0 | 0 | 0
STOG | 0 | 0 | 0 | 0 | 0 | 0
STWD | 0 | 0 | 0 | 0 | 0 | 0
WT | 0 | 0 | 0 | 0 | 0 | 0
IGCC | 0 | 0 | 0 | 0 | 0 | 0
DemandResponse | 0 | 0 | 0 | 0 | 0 | 0
IGCC-CCS | 0 | 0 | 0 | 0 | 0 | 0
WT_off | 0 | 0 | 0 | 0 | 0 | 0
PseudoUnit | 0 | 0 | 0 | 0 | 0 | 0
FixedInterchange | 0 | 0 | 0 | 0 | 0 | 0
Levelized Retrofit Capital Costs by Reporting Type: MISO_W
ReportingType | 2015 | 2020 | 2025 | 2030 | 2035 | 2040
BM | 0 | 0 | 0 | 0 | 0 | 0
CC | 0 | 0 | 0 | 0 | 0 | 0
CSP | 0 | 0 | 0 | 0 | 0 | 0
CT | 0 | 0 | 0 | 0 | 0 | 0
Coal | 26.68 | 0 | 0 | 0 | 0 | 279.54
Geo | 0 | 0 | 0 | 0 | 0 | 0
H | 0 | 0 | 0 | 0 | 0 | 0
LFG | 0 | 0 | 0 | 0 | 0 | 0
Nuc | 0 | 0 | 0 | 0 | 0 | 0
PS | 0 | 0 | 0 | 0 | 0 | 0
PV | 0 | 0 | 0 | 0 | 0 | 0
PeakG | 0 | 0 | 0 | 0 | 0 | 0
PeakO | 0 | 0 | 0 | 0 | 0 | 0
ST | 0 | 0 | 0 | 0 | 0 | 0
STOG | 0 | 0 | 0 | 0 | 0 | 0
STWD | 0 | 0 | 0 | 0 | 0 | 0
WT | 0 | 0 | 0 | 0 | 0 | 0
IGCC | 0 | 0 | 0 | 0 | 0 | 0
DemandResponse | 0 | 0 | 0 | 0 | 0 | 0
IGCC-CCS | 0 | 0 | 0 | 0 | 0 | 0
WT_off | 0 | 0 | 0 | 0 | 0 | 0
PseudoUnit | 0 | 0 | 0 | 0 | 0 | 0
FixedInterchange | 0 | 0 | 0 | 0 | 0 | 0
Levelized Retrofit Capital Costs by Reporting Type: MISO_WUMS
ReportingType | 2015 | 2020 | 2025 | 2030 | 2035 | 2040
BM | 0 | 0 | 0 | 0 | 0 | 0
CC | 0 | 0 | 0 | 0 | 0 | 0
CSP | 0 | 0 | 0 | 0 | 0 | 0
CT | 0 | 0 | 0 | 0 | 0 | 0
Coal | 197.26 | 173.27 | 0 | 0 | 0 | 55.13
Geo | 0 | 0 | 0 | 0 | 0 | 0
H | 0 | 0 | 0 | 0 | 0 | 0
LFG | 0 | 0 | 0 | 0 | 0 | 0
Nuc | 0 | 0 | 0 | 0 | 0 | 0
PS | 0 | 0 | 0 | 0 | 0 | 0
PV | 0 | 0 | 0 | 0 | 0 | 0
PeakG | 0 | 0 | 0 | 0 | 0 | 0
PeakO | 0 | 0 | 0 | 0 | 0 | 0
ST | 0 | 0 | 0 | 0 | 0 | 0
STOG | 0 | 0 | 0 | 0 | 0 | 0
STWD | 0 | 0 | 0 | 0 | 0 | 0
WT | 0 | 0 | 0 | 0 | 0 | 0
IGCC | 0 | 0 | 0 | 0 | 0 | 0
DemandResponse | 0 | 0 | 0 | 0 | 0 | 0
IGCC-CCS | 0 | 0 | 0 | 0 | 0 | 0
WT_off | 0 | 0 | 0 | 0 | 0 | 0
PseudoUnit | 0 | 0 | 0 | 0 | 0 | 0
FixedInterchange | 0 | 0 | 0 | 0 | 0 | 0
Levelized Retrofit Capital Costs by Reporting Type: Nebraska
ReportingType | 2015 | 2020 | 2025 | 2030 | 2035 | 2040
BM | 0 | 0 | 0 | 0 | 0 | 0
CC | 0 | 0 | 0 | 0 | 0 | 0
CSP | 0 | 0 | 0 | 0 | 0 | 0
CT | 0 | 0 | 0 | 0 | 0 | 0
Coal | 0 | 0 | 0 | 0 | 0 | 187.72
Geo | 0 | 0 | 0 | 0 | 0 | 0
H | 0 | 0 | 0 | 0 | 0 | 0
LFG | 0 | 0 | 0 | 0 | 0 | 0
Nuc | 0 | 0 | 0 | 0 | 0 | 0
PS | 0 | 0 | 0 | 0 | 0 | 0
PV | 0 | 0 | 0 | 0 | 0 | 0
PeakG | 0 | 0 | 0 | 0 | 0 | 0
PeakO | 0 | 0 | 0 | 0 | 0 | 0
ST | 0 | 0 | 0 | 0 | 0 | 0
STOG | 0 | 0 | 0 | 0 | 0 | 0
STWD | 0 | 0 | 0 | 0 | 0 | 0
WT | 0 | 0 | 0 | 0 | 0 | 0
IGCC | 0 | 0 | 0 | 0 | 0 | 0
DemandResponse | 0 | 0 | 0 | 0 | 0 | 0
IGCC-CCS | 0 | 0 | 0 | 0 | 0 | 0
WT_off | 0 | 0 | 0 | 0 | 0 | 0
PseudoUnit | 0 | 0 | 0 | 0 | 0 | 0
FixedInterchange | 0 | 0 | 0 | 0 | 0 | 0
Levelized Retrofit Capital Costs by Reporting Type: NEISO
ReportingType | 2015 | 2020 | 2025 | 2030 | 2035 | 2040
BM | 0 | 0 | 0 | 0 | 0 | 0
CC | 0 | 0 | 0 | 0 | 0 | 0
CSP | 0 | 0 | 0 | 0 | 0 | 0
CT | 0 | 0 | 0 | 0 | 0 | 0
Coal | 29.15 | 29.15 | 0 | 0 | 0 | 0
Geo | 0 | 0 | 0 | 0 | 0 | 0
H | 0 | 0 | 0 | 0 | 0 | 0
LFG | 0 | 0 | 0 | 0 | 0 | 0
Nuc | 0 | 0 | 0 | 0 | 0 | 0
PS | 0 | 0 | 0 | 0 | 0 | 0
PV | 0 | 0 | 0 | 0 | 0 | 0
PeakG | 0 | 0 | 0 | 0 | 0 | 0
PeakO | 0 | 0 | 0 | 0 | 0 | 0
ST | 0 | 0 | 0 | 0 | 0 | 0
STOG | 0 | 0 | 0 | 0 | 0 | 0
STWD | 0 | 0 | 0 | 0 | 0 | 0
WT | 0 | 0 | 0 | 0 | 0 | 0
IGCC | 0 | 0 | 0 | 0 | 0 | 0
DemandResponse | 0 | 0 | 0 | 0 | 0 | 0
IGCC-CCS | 0 | 0 | 0 | 0 | 0 | 0
WT_off | 0 | 0 | 0 | 0 | 0 | 0
PseudoUnit | 0 | 0 | 0 | 0 | 0 | 0
FixedInterchange | 0 | 0 | 0 | 0 | 0 | 0
Levelized Retrofit Capital Costs by Reporting Type: NonRTO_Midwest
ReportingType | 2015 | 2020 | 2025 | 2030 | 2035 | 2040
BM | 0 | 0 | 0 | 0 | 0 | 0
CC | 0 | 0 | 0 | 0 | 0 | 0
CSP | 0 | 0 | 0 | 0 | 0 | 0
CT | 0 | 0 | 0 | 0 | 0 | 0
Coal | 165.72 | 138.02 | 0 | 0 | 0 | 132.54
Geo | 0 | 0 | 0 | 0 | 0 | 0
H | 0 | 0 | 0 | 0 | 0 | 0
LFG | 0 | 0 | 0 | 0 | 0 | 0
Nuc | 0 | 0 | 0 | 0 | 0 | 0
PS | 0 | 0 | 0 | 0 | 0 | 0
PV | 0 | 0 | 0 | 0 | 0 | 0
PeakG | 0 | 0 | 0 | 0 | 0 | 0
PeakO | 0 | 0 | 0 | 0 | 0 | 0
ST | 0 | 0 | 0 | 0 | 0 | 0
STOG | 0 | 0 | 0 | 0 | 0 | 0
STWD | 0 | 0 | 0 | 0 | 0 | 0
WT | 0 | 0 | 0 | 0 | 0 | 0
IGCC | 0 | 0 | 0 | 0 | 0 | 0
DemandResponse | 0 | 0 | 0 | 0 | 0 | 0
IGCC-CCS | 0 | 0 | 0 | 0 | 0 | 0
WT_off | 0 | 0 | 0 | 0 | 0 | 0
PseudoUnit | 0 | 0 | 0 | 0 | 0 | 0
FixedInterchange | 0 | 0 | 0 | 0 | 0 | 0
Levelized Retrofit Capital Costs by Reporting Type: NYISO_A-F
ReportingType | 2015 | 2020 | 2025 | 2030 | 2035 | 2040
BM | 0 | 0 | 0 | 0 | 0 | 0
CC | 0 | 0 | 0 | 0 | 0 | 0
CSP | 0 | 0 | 0 | 0 | 0 | 0
CT | 0 | 0 | 0 | 0 | 0 | 0
Coal | 0 | 0 | 0 | 0 | 0 | 0
Geo | 0 | 0 | 0 | 0 | 0 | 0
H | 0 | 0 | 0 | 0 | 0 | 0
LFG | 0 | 0 | 0 | 0 | 0 | 0
Nuc | 0 | 0 | 0 | 0 | 0 | 0
PS | 0 | 0 | 0 | 0 | 0 | 0
PV | 0 | 0 | 0 | 0 | 0 | 0
PeakG | 0 | 0 | 0 | 0 | 0 | 0
PeakO | 0 | 0 | 0 | 0 | 0 | 0
ST | 0 | 0 | 0 | 0 | 0 | 0
STOG | 0 | 0 | 0 | 0 | 0 | 0
STWD | 0 | 0 | 0 | 0 | 0 | 0
WT | 0 | 0 | 0 | 0 | 0 | 0
IGCC | 0 | 0 | 0 | 0 | 0 | 0
DemandResponse | 0 | 0 | 0 | 0 | 0 | 0
IGCC-CCS | 0 | 0 | 0 | 0 | 0 | 0
WT_off | 0 | 0 | 0 | 0 | 0 | 0
PseudoUnit | 0 | 0 | 0 | 0 | 0 | 0
FixedInterchange | 0 | 0 | 0 | 0 | 0 | 0
Levelized Retrofit Capital Costs by Reporting Type: NYISO_G-I
ReportingType | 2015 | 2020 | 2025 | 2030 | 2035 | 2040
BM | 0 | 0 | 0 | 0 | 0 | 0
CC | 0 | 0 | 0 | 0 | 0 | 0
CSP | 0 | 0 | 0 | 0 | 0 | 0
CT | 0 | 0 | 0 | 0 | 0 | 0
Coal | 0 | 0 | 0 | 0 | 0 | 0
Geo | 0 | 0 | 0 | 0 | 0 | 0
H | 0 | 0 | 0 | 0 | 0 | 0
LFG | 0 | 0 | 0 | 0 | 0 | 0
Nuc | 0 | 0 | 0 | 0 | 0 | 0
PS | 0 | 0 | 0 | 0 | 0 | 0
PV | 0 | 0 | 0 | 0 | 0 | 0
PeakG | 0 | 0 | 0 | 0 | 0 | 0
PeakO | 0 | 0 | 0 | 0 | 0 | 0
ST | 0 | 0 | 0 | 0 | 0 | 0
STOG | 0 | 0 | 0 | 0 | 0 | 0
STWD | 0 | 0 | 0 | 0 | 0 | 0
WT | 0 | 0 | 0 | 0 | 0 | 0
IGCC | 0 | 0 | 0 | 0 | 0 | 0
DemandResponse | 0 | 0 | 0 | 0 | 0 | 0
IGCC-CCS | 0 | 0 | 0 | 0 | 0 | 0
WT_off | 0 | 0 | 0 | 0 | 0 | 0
PseudoUnit | 0 | 0 | 0 | 0 | 0 | 0
FixedInterchange | 0 | 0 | 0 | 0 | 0 | 0
Levelized Retrofit Capital Costs by Reporting Type: NYISO_J-K
ReportingType | 2015 | 2020 | 2025 | 2030 | 2035 | 2040
BM | 0 | 0 | 0 | 0 | 0 | 0
CC | 0 | 0 | 0 | 0 | 0 | 0
CSP | 0 | 0 | 0 | 0 | 0 | 0
CT | 0 | 0 | 0 | 0 | 0 | 0
Coal | 0 | 0 | 0 | 0 | 0 | 0
Geo | 0 | 0 | 0 | 0 | 0 | 0
H | 0 | 0 | 0 | 0 | 0 | 0
LFG | 0 | 0 | 0 | 0 | 0 | 0
Nuc | 0 | 0 | 0 | 0 | 0 | 0
PS | 0 | 0 | 0 | 0 | 0 | 0
PV | 0 | 0 | 0 | 0 | 0 | 0
PeakG | 0 | 0 | 0 | 0 | 0 | 0
PeakO | 0 | 0 | 0 | 0 | 0 | 0
ST | 0 | 0 | 0 | 0 | 0 | 0
STOG | 0 | 0 | 0 | 0 | 0 | 0
STWD | 0 | 0 | 0 | 0 | 0 | 0
WT | 0 | 0 | 0 | 0 | 0 | 0
IGCC | 0 | 0 | 0 | 0 | 0 | 0
DemandResponse | 0 | 0 | 0 | 0 | 0 | 0
IGCC-CCS | 0 | 0 | 0 | 0 | 0 | 0
WT_off | 0 | 0 | 0 | 0 | 0 | 0
PseudoUnit | 0 | 0 | 0 | 0 | 0 | 0
FixedInterchange | 0 | 0 | 0 | 0 | 0 | 0
Levelized Retrofit Capital Costs by Reporting Type: PJM_E
ReportingType | 2015 | 2020 | 2025 | 2030 | 2035 | 2040
BM | 0 | 0 | 0 | 0 | 0 | 0
CC | 0 | 0 | 0 | 0 | 0 | 0
CSP | 0 | 0 | 0 | 0 | 0 | 0
CT | 0 | 0 | 0 | 0 | 0 | 0
Coal | 22.45 | 22.45 | 0 | 0 | 0 | 0
Geo | 0 | 0 | 0 | 0 | 0 | 0
H | 0 | 0 | 0 | 0 | 0 | 0
LFG | 0 | 0 | 0 | 0 | 0 | 0
Nuc | 0 | 0 | 0 | 0 | 0 | 0
PS | 0 | 0 | 0 | 0 | 0 | 0
PV | 0 | 0 | 0 | 0 | 0 | 0
PeakG | 0 | 0 | 0 | 0 | 0 | 0
PeakO | 0 | 0 | 0 | 0 | 0 | 0
ST | 0 | 0 | 0 | 0 | 0 | 0
STOG | 0 | 0 | 0 | 0 | 0 | 0
STWD | 0 | 0 | 0 | 0 | 0 | 0
WT | 0 | 0 | 0 | 0 | 0 | 0
IGCC | 0 | 0 | 0 | 0 | 0 | 0
DemandResponse | 0 | 0 | 0 | 0 | 0 | 0
IGCC-CCS | 0 | 0 | 0 | 0 | 0 | 0
WT_off | 0 | 0 | 0 | 0 | 0 | 0
PseudoUnit | 0 | 0 | 0 | 0 | 0 | 0
FixedInterchange | 0 | 0 | 0 | 0 | 0 | 0
Levelized Retrofit Capital Costs by Reporting Type: PJM_ROM
ReportingType | 2015 | 2020 | 2025 | 2030 | 2035 | 2040
BM | 0 | 0 | 0 | 0 | 0 | 0
CC | 0 | 0 | 0 | 0 | 0 | 0
CSP | 0 | 0 | 0 | 0 | 0 | 0
CT | 0 | 0 | 0 | 0 | 0 | 0
Coal | 14.63 | 0 | 0 | 76.82 | 76.82 | 63.27
Geo | 0 | 0 | 0 | 0 | 0 | 0
H | 0 | 0 | 0 | 0 | 0 | 0
LFG | 0 | 0 | 0 | 0 | 0 | 0
Nuc | 0 | 0 | 0 | 0 | 0 | 0
PS | 0 | 0 | 0 | 0 | 0 | 0
PV | 0 | 0 | 0 | 0 | 0 | 0
PeakG | 0 | 0 | 0 | 0 | 0 | 0
PeakO | 0 | 0 | 0 | 0 | 0 | 0
ST | 0 | 0 | 0 | 0 | 0 | 0
STOG | 0 | 0 | 0 | 0 | 0 | 0
STWD | 0 | 0 | 0 | 0 | 0 | 0
WT | 0 | 0 | 0 | 0 | 0 | 0
IGCC | 0 | 0 | 0 | 0 | 0 | 0
DemandResponse | 0 | 0 | 0 | 0 | 0 | 0
IGCC-CCS | 0 | 0 | 0 | 0 | 0 | 0
WT_off | 0 | 0 | 0 | 0 | 0 | 0
PseudoUnit | 0 | 0 | 0 | 0 | 0 | 0
FixedInterchange | 0 | 0 | 0 | 0 | 0 | 0
Levelized Retrofit Capital Costs by Reporting Type: PJM_ROR
ReportingType | 2015 | 2020 | 2025 | 2030 | 2035 | 2040
BM | 0 | 0 | 0 | 0 | 0 | 0
CC | 0 | 0 | 0 | 0 | 0 | 0
CSP | 0 | 0 | 0 | 0 | 0 | 0
CT | 0 | 0 | 0 | 0 | 0 | 0
Coal | 46.99 | 0 | 0 | 0 | 142.71 | 1026.02
Geo | 0 | 0 | 0 | 0 | 0 | 0
H | 0 | 0 | 0 | 0 | 0 | 0
LFG | 0 | 0 | 0 | 0 | 0 | 0
Nuc | 0 | 0 | 0 | 0 | 0 | 0
PS | 0 | 0 | 0 | 0 | 0 | 0
PV | 0 | 0 | 0 | 0 | 0 | 0
PeakG | 0 | 0 | 0 | 0 | 0 | 0
PeakO | 0 | 0 | 0 | 0 | 0 | 0
ST | 0 | 0 | 0 | 0 | 0 | 0
STOG | 0 | 0 | 0 | 0 | 0 | 0
STWD | 0 | 0 | 0 | 0 | 0 | 0
WT | 0 | 0 | 0 | 0 | 0 | 0
IGCC | 0 | 0 | 0 | 0 | 0 | 0
DemandResponse | 0 | 0 | 0 | 0 | 0 | 0
IGCC-CCS | 0 | 0 | 0 | 0 | 0 | 0
WT_off | 0 | 0 | 0 | 0 | 0 | 0
PseudoUnit | 0 | 0 | 0 | 0 | 0 | 0
FixedInterchange | 0 | 0 | 0 | 0 | 0 | 0
Levelized Retrofit Capital Costs by Reporting Type: SOCO
ReportingType | 2015 | 2020 | 2025 | 2030 | 2035 | 2040
BM | 0 | 0 | 0 | 0 | 0 | 0
CC | 0 | 0 | 0 | 0 | 0 | 0
CSP | 0 | 0 | 0 | 0 | 0 | 0
CT | 0 | 0 | 0 | 0 | 0 | 0
Coal | 400.34 | 400.34 | 0 | 0 | 0 | 223.41
Geo | 0 | 0 | 0 | 0 | 0 | 0
H | 0 | 0 | 0 | 0 | 0 | 0
LFG | 0 | 0 | 0 | 0 | 0 | 0
Nuc | 0 | 0 | 0 | 0 | 0 | 0
PS | 0 | 0 | 0 | 0 | 0 | 0
PV | 0 | 0 | 0 | 0 | 0 | 0
PeakG | 0 | 0 | 0 | 0 | 0 | 0
PeakO | 0 | 0 | 0 | 0 | 0 | 0
ST | 0 | 0 | 0 | 0 | 0 | 0
STOG | 0 | 0 | 0 | 0 | 0 | 0
STWD | 0 | 0 | 0 | 0 | 0 | 0
WT | 0 | 0 | 0 | 0 | 0 | 0
IGCC | 0 | 0 | 0 | 0 | 0 | 0
DemandResponse | 0 | 0 | 0 | 0 | 0 | 0
IGCC-CCS | 0 | 0 | 0 | 0 | 0 | 0
WT_off | 0 | 0 | 0 | 0 | 0 | 0
PseudoUnit | 0 | 0 | 0 | 0 | 0 | 0
FixedInterchange | 0 | 0 | 0 | 0 | 0 | 0
Levelized Retrofit Capital Costs by Reporting Type: SPP_N
ReportingType | 2015 | 2020 | 2025 | 2030 | 2035 | 2040
BM | 0 | 0 | 0 | 0 | 0 | 0
CC | 0 | 0 | 0 | 0 | 0 | 0
CSP | 0 | 0 | 0 | 0 | 0 | 0
CT | 0 | 0 | 0 | 0 | 0 | 0
Coal | 0 | 0 | 0 | 0 | 0 | 164.61
Geo | 0 | 0 | 0 | 0 | 0 | 0
H | 0 | 0 | 0 | 0 | 0 | 0
LFG | 0 | 0 | 0 | 0 | 0 | 0
Nuc | 0 | 0 | 0 | 0 | 0 | 0
PS | 0 | 0 | 0 | 0 | 0 | 0
PV | 0 | 0 | 0 | 0 | 0 | 0
PeakG | 0 | 0 | 0 | 0 | 0 | 0
PeakO | 0 | 0 | 0 | 0 | 0 | 0
ST | 0 | 0 | 0 | 0 | 0 | 0
STOG | 0 | 0 | 0 | 0 | 0 | 0
STWD | 0 | 0 | 0 | 0 | 0 | 0
WT | 0 | 0 | 0 | 0 | 0 | 0
IGCC | 0 | 0 | 0 | 0 | 0 | 0
DemandResponse | 0 | 0 | 0 | 0 | 0 | 0
IGCC-CCS | 0 | 0 | 0 | 0 | 0 | 0
WT_off | 0 | 0 | 0 | 0 | 0 | 0
PseudoUnit | 0 | 0 | 0 | 0 | 0 | 0
FixedInterchange | 0 | 0 | 0 | 0 | 0 | 0
Levelized Retrofit Capital Costs by Reporting Type: SPP_S
ReportingType | 2015 | 2020 | 2025 | 2030 | 2035 | 2040
BM | 0 | 0 | 0 | 0 | 0 | 0
CC | 0 | 0 | 0 | 0 | 0 | 0
CSP | 0 | 0 | 0 | 0 | 0 | 0
CT | 0 | 0 | 0 | 0 | 0 | 0
Coal | 0 | 0 | 0 | 0 | 0 | 203.07
Geo | 0 | 0 | 0 | 0 | 0 | 0
H | 0 | 0 | 0 | 0 | 0 | 0
LFG | 0 | 0 | 0 | 0 | 0 | 0
Nuc | 0 | 0 | 0 | 0 | 0 | 0
PS | 0 | 0 | 0 | 0 | 0 | 0
PV | 0 | 0 | 0 | 0 | 0 | 0
PeakG | 0 | 0 | 0 | 0 | 0 | 0
PeakO | 0 | 0 | 0 | 0 | 0 | 0
ST | 0 | 0 | 0 | 0 | 0 | 0
STOG | 0 | 0 | 0 | 0 | 0 | 0
STWD | 0 | 0 | 0 | 0 | 0 | 0
WT | 0 | 0 | 0 | 0 | 0 | 0
IGCC | 0 | 0 | 0 | 0 | 0 | 0
DemandResponse | 0 | 0 | 0 | 0 | 0 | 0
IGCC-CCS | 0 | 0 | 0 | 0 | 0 | 0
WT_off | 0 | 0 | 0 | 0 | 0 | 0
PseudoUnit | 0 | 0 | 0 | 0 | 0 | 0
FixedInterchange | 0 | 0 | 0 | 0 | 0 | 0
Levelized Retrofit Capital Costs by Reporting Type: TVA
ReportingType | 2015 | 2020 | 2025 | 2030 | 2035 | 2040
BM | 0 | 0 | 0 | 0 | 0 | 0
CC | 0 | 0 | 0 | 0 | 0 | 0
CSP | 0 | 0 | 0 | 0 | 0 | 0
CT | 0 | 0 | 0 | 0 | 0 | 0
Coal | 0 | 0 | 0 | 0 | 0 | 284
Geo | 0 | 0 | 0 | 0 | 0 | 0
H | 0 | 0 | 0 | 0 | 0 | 0
LFG | 0 | 0 | 0 | 0 | 0 | 0
Nuc | 0 | 0 | 0 | 0 | 0 | 0
PS | 0 | 0 | 0 | 0 | 0 | 0
PV | 0 | 0 | 0 | 0 | 0 | 0
PeakG | 0 | 0 | 0 | 0 | 0 | 0
PeakO | 0 | 0 | 0 | 0 | 0 | 0
ST | 0 | 0 | 0 | 0 | 0 | 0
STOG | 0 | 0 | 0 | 0 | 0 | 0
STWD | 0 | 0 | 0 | 0 | 0 | 0
WT | 0 | 0 | 0 | 0 | 0 | 0
IGCC | 0 | 0 | 0 | 0 | 0 | 0
DemandResponse | 0 | 0 | 0 | 0 | 0 | 0
IGCC-CCS | 0 | 0 | 0 | 0 | 0 | 0
WT_off | 0 | 0 | 0 | 0 | 0 | 0
PseudoUnit | 0 | 0 | 0 | 0 | 0 | 0
FixedInterchange | 0 | 0 | 0 | 0 | 0 | 0
Levelized Retrofit Capital Costs by Reporting Type: TVA_Transmission
ReportingType | 2015 | 2020 | 2025 | 2030 | 2035 | 2040
BM | 0 | 0 | 0 | 0 | 0 | 0
CC | 0 | 0 | 0 | 0 | 0 | 0
CSP | 0 | 0 | 0 | 0 | 0 | 0
CT | 0 | 0 | 0 | 0 | 0 | 0
Coal | 0 | 0 | 0 | 0 | 0 | 0
Geo | 0 | 0 | 0 | 0 | 0 | 0
H | 0 | 0 | 0 | 0 | 0 | 0
LFG | 0 | 0 | 0 | 0 | 0 | 0
Nuc | 0 | 0 | 0 | 0 | 0 | 0
PS | 0 | 0 | 0 | 0 | 0 | 0
PV | 0 | 0 | 0 | 0 | 0 | 0
PeakG | 0 | 0 | 0 | 0 | 0 | 0
PeakO | 0 | 0 | 0 | 0 | 0 | 0
ST | 0 | 0 | 0 | 0 | 0 | 0
STOG | 0 | 0 | 0 | 0 | 0 | 0
STWD | 0 | 0 | 0 | 0 | 0 | 0
WT | 0 | 0 | 0 | 0 | 0 | 0
IGCC | 0 | 0 | 0 | 0 | 0 | 0
DemandResponse | 0 | 0 | 0 | 0 | 0 | 0
IGCC-CCS | 0 | 0 | 0 | 0 | 0 | 0
WT_off | 0 | 0 | 0 | 0 | 0 | 0
PseudoUnit | 0 | 0 | 0 | 0 | 0 | 0
FixedInterchange | 0 | 0 | 0 | 0 | 0 | 0
Levelized Retrofit Capital Costs by Reporting Type: VACAR
ReportingType | 2015 | 2020 | 2025 | 2030 | 2035 | 2040
BM | 0 | 0 | 0 | 0 | 0 | 0
CC | 0 | 0 | 0 | 0 | 0 | 0
CSP | 0 | 0 | 0 | 0 | 0 | 0
CT | 0 | 0 | 0 | 0 | 0 | 0
Coal | 0 | 0 | 0 | 0 | 0 | 212.42
Geo | 0 | 0 | 0 | 0 | 0 | 0
H | 0 | 0 | 0 | 0 | 0 | 0
LFG | 0 | 0 | 0 | 0 | 0 | 0
Nuc | 0 | 0 | 0 | 0 | 0 | 0
PS | 0 | 0 | 0 | 0 | 0 | 0
PV | 0 | 0 | 0 | 0 | 0 | 0
PeakG | 0 | 0 | 0 | 0 | 0 | 0
PeakO | 0 | 0 | 0 | 0 | 0 | 0
ST | 0 | 0 | 0 | 0 | 0 | 0
STOG | 0 | 0 | 0 | 0 | 0 | 0
STWD | 0 | 0 | 0 | 0 | 0 | 0
WT | 0 | 0 | 0 | 0 | 0 | 0
IGCC | 0 | 0 | 0 | 0 | 0 | 0
DemandResponse | 0 | 0 | 0 | 0 | 0 | 0
IGCC-CCS | 0 | 0 | 0 | 0 | 0 | 0
WT_off | 0 | 0 | 0 | 0 | 0 | 0
PseudoUnit | 0 | 0 | 0 | 0 | 0 | 0
FixedInterchange | 0 | 0 | 0 | 0 | 0 | 0
Levelized Retrofit Capital Costs by Reporting Type: IESO
ReportingType | 2015 | 2020 | 2025 | 2030 | 2035 | 2040
BM | 0 | 0 | 0 | 0 | 0 | 0
CC | 0 | 0 | 0 | 0 | 0 | 0
CSP | 0 | 0 | 0 | 0 | 0 | 0
CT | 0 | 0 | 0 | 0 | 0 | 0
Coal | 0 | 0 | 0 | 0 | 0 | 0
Geo | 0 | 0 | 0 | 0 | 0 | 0
H | 0 | 0 | 0 | 0 | 0 | 0
LFG | 0 | 0 | 0 | 0 | 0 | 0
Nuc | 0 | 0 | 0 | 0 | 0 | 0
PS | 0 | 0 | 0 | 0 | 0 | 0
PV | 0 | 0 | 0 | 0 | 0 | 0
PeakG | 0 | 0 | 0 | 0 | 0 | 0
PeakO | 0 | 0 | 0 | 0 | 0 | 0
ST | 0 | 0 | 0 | 0 | 0 | 0
STOG | 0 | 0 | 0 | 0 | 0 | 0
STWD | 0 | 0 | 0 | 0 | 0 | 0
WT | 0 | 0 | 0 | 0 | 0 | 0
IGCC | 0 | 0 | 0 | 0 | 0 | 0
DemandResponse | 0 | 0 | 0 | 0 | 0 | 0
IGCC-CCS | 0 | 0 | 0 | 0 | 0 | 0
WT_off | 0 | 0 | 0 | 0 | 0 | 0
PseudoUnit | 0 | 0 | 0 | 0 | 0 | 0
FixedInterchange | 0 | 0 | 0 | 0 | 0 | 0
Levelized Retrofit Capital Costs by Reporting Type: MAPP_CA
ReportingType | 2015 | 2020 | 2025 | 2030 | 2035 | 2040
BM | 0 | 0 | 0 | 0 | 0 | 0
CC | 0 | 0 | 0 | 0 | 0 | 0
CSP | 0 | 0 | 0 | 0 | 0 | 0
CT | 0 | 0 | 0 | 0 | 0 | 0
Coal | 0 | 0 | 0 | 0 | 0 | 0
Geo | 0 | 0 | 0 | 0 | 0 | 0
H | 0 | 0 | 0 | 0 | 0 | 0
LFG | 0 | 0 | 0 | 0 | 0 | 0
Nuc | 0 | 0 | 0 | 0 | 0 | 0
PS | 0 | 0 | 0 | 0 | 0 | 0
PV | 0 | 0 | 0 | 0 | 0 | 0
PeakG | 0 | 0 | 0 | 0 | 0 | 0
PeakO | 0 | 0 | 0 | 0 | 0 | 0
ST | 0 | 0 | 0 | 0 | 0 | 0
STOG | 0 | 0 | 0 | 0 | 0 | 0
STWD | 0 | 0 | 0 | 0 | 0 | 0
WT | 0 | 0 | 0 | 0 | 0 | 0
IGCC | 0 | 0 | 0 | 0 | 0 | 0
DemandResponse | 0 | 0 | 0 | 0 | 0 | 0
IGCC-CCS | 0 | 0 | 0 | 0 | 0 | 0
WT_off | 0 | 0 | 0 | 0 | 0 | 0
PseudoUnit | 0 | 0 | 0 | 0 | 0 | 0
FixedInterchange | 0 | 0 | 0 | 0 | 0 | 0
Levelized Retrofit Capital Costs by Reporting Type: AZ_NM_SNV_Coal
ReportingType | 2015 | 2020 | 2025 | 2030 | 2035 | 2040
BM | 0 | 0 | 0 | 0 | 0 | 0
CC | 0 | 0 | 0 | 0 | 0 | 0
CSP | 0 | 0 | 0 | 0 | 0 | 0
CT | 0 | 0 | 0 | 0 | 0 | 0
Coal | 49.67 | 32.93 | 0 | 0 | 0 | 81.21
Geo | 0 | 0 | 0 | 0 | 0 | 0
H | 0 | 0 | 0 | 0 | 0 | 0
LFG | 0 | 0 | 0 | 0 | 0 | 0
Nuc | 0 | 0 | 0 | 0 | 0 | 0
PS | 0 | 0 | 0 | 0 | 0 | 0
PV | 0 | 0 | 0 | 0 | 0 | 0
PeakG | 0 | 0 | 0 | 0 | 0 | 0
PeakO | 0 | 0 | 0 | 0 | 0 | 0
ST | 0 | 0 | 0 | 0 | 0 | 0
STOG | 0 | 0 | 0 | 0 | 0 | 0
STWD | 0 | 0 | 0 | 0 | 0 | 0
WT | 0 | 0 | 0 | 0 | 0 | 0
IGCC | 0 | 0 | 0 | 0 | 0 | 0
DemandResponse | 0 | 0 | 0 | 0 | 0 | 0
IGCC-CCS | 0 | 0 | 0 | 0 | 0 | 0
WT_off | 0 | 0 | 0 | 0 | 0 | 0
PseudoUnit | 0 | 0 | 0 | 0 | 0 | 0
FixedInterchange | 0 | 0 | 0 | 0 | 0 | 0
Levelized Retrofit Capital Costs by Reporting Type: AZ_NM_SNV_Gas
ReportingType | 2015 | 2020 | 2025 | 2030 | 2035 | 2040
BM | 0 | 0 | 0 | 0 | 0 | 0
CC | 0 | 0 | 0 | 0 | 0 | 0
CSP | 0 | 0 | 0 | 0 | 0 | 0
CT | 0 | 0 | 0 | 0 | 0 | 0
Coal | 0 | 0 | 0 | 0 | 0 | 0
Geo | 0 | 0 | 0 | 0 | 0 | 0
H | 0 | 0 | 0 | 0 | 0 | 0
LFG | 0 | 0 | 0 | 0 | 0 | 0
Nuc | 0 | 0 | 0 | 0 | 0 | 0
PS | 0 | 0 | 0 | 0 | 0 | 0
PV | 0 | 0 | 0 | 0 | 0 | 0
PeakG | 0 | 0 | 0 | 0 | 0 | 0
PeakO | 0 | 0 | 0 | 0 | 0 | 0
ST | 0 | 0 | 0 | 0 | 0 | 0
STOG | 0 | 0 | 0 | 0 | 0 | 0
STWD | 0 | 0 | 0 | 0 | 0 | 0
WT | 0 | 0 | 0 | 0 | 0 | 0
IGCC | 0 | 0 | 0 | 0 | 0 | 0
DemandResponse | 0 | 0 | 0 | 0 | 0 | 0
IGCC-CCS | 0 | 0 | 0 | 0 | 0 | 0
WT_off | 0 | 0 | 0 | 0 | 0 | 0
PseudoUnit | 0 | 0 | 0 | 0 | 0 | 0
FixedInterchange | 0 | 0 | 0 | 0 | 0 | 0
Levelized Retrofit Capital Costs by Reporting Type: AZ_NM_SNV_NucRenew
ReportingType | 2015 | 2020 | 2025 | 2030 | 2035 | 2040
BM | 0 | 0 | 0 | 0 | 0 | 0
CC | 0 | 0 | 0 | 0 | 0 | 0
CSP | 0 | 0 | 0 | 0 | 0 | 0
CT | 0 | 0 | 0 | 0 | 0 | 0
Coal | 0 | 0 | 0 | 0 | 0 | 0
Geo | 0 | 0 | 0 | 0 | 0 | 0
H | 0 | 0 | 0 | 0 | 0 | 0
LFG | 0 | 0 | 0 | 0 | 0 | 0
Nuc | 0 | 0 | 0 | 0 | 0 | 0
PS | 0 | 0 | 0 | 0 | 0 | 0
PV | 0 | 0 | 0 | 0 | 0 | 0
PeakG | 0 | 0 | 0 | 0 | 0 | 0
PeakO | 0 | 0 | 0 | 0 | 0 | 0
ST | 0 | 0 | 0 | 0 | 0 | 0
STOG | 0 | 0 | 0 | 0 | 0 | 0
STWD | 0 | 0 | 0 | 0 | 0 | 0
WT | 0 | 0 | 0 | 0 | 0 | 0
IGCC | 0 | 0 | 0 | 0 | 0 | 0
DemandResponse | 0 | 0 | 0 | 0 | 0 | 0
IGCC-CCS | 0 | 0 | 0 | 0 | 0 | 0
WT_off | 0 | 0 | 0 | 0 | 0 | 0
PseudoUnit | 0 | 0 | 0 | 0 | 0 | 0
FixedInterchange | 0 | 0 | 0 | 0 | 0 | 0
Levelized Retrofit Capital Costs by Reporting Type: ERCOT
ReportingType | 2015 | 2020 | 2025 | 2030 | 2035 | 2040
BM | 0 | 0 | 0 | 0 | 0 | 0
CC | 0 | 0 | 0 | 0 | 0 | 0
CSP | 0 | 0 | 0 | 0 | 0 | 0
CT | 0 | 0 | 0 | 0 | 0 | 0
Coal | 82.51 | 0 | 0 | 0 | 0 | 302.25
Geo | 0 | 0 | 0 | 0 | 0 | 0
H | 0 | 0 | 0 | 0 | 0 | 0
LFG | 0 | 0 | 0 | 0 | 0 | 0
Nuc | 0 | 0 | 0 | 0 | 0 | 0
PS | 0 | 0 | 0 | 0 | 0 | 0
PV | 0 | 0 | 0 | 0 | 0 | 0
PeakG | 0 | 0 | 0 | 0 | 0 | 0
PeakO | 0 | 0 | 0 | 0 | 0 | 0
ST | 0 | 0 | 0 | 0 | 0 | 0
STOG | 0 | 0 | 0 | 0 | 0 | 0
STWD | 0 | 0 | 0 | 0 | 0 | 0
WT | 0 | 0 | 0 | 0 | 0 | 0
IGCC | 0 | 0 | 0 | 0 | 0 | 0
DemandResponse | 0 | 0 | 0 | 0 | 0 | 0
IGCC-CCS | 0 | 0 | 0 | 0 | 0 | 0
WT_off | 0 | 0 | 0 | 0 | 0 | 0
PseudoUnit | 0 | 0 | 0 | 0 | 0 | 0
FixedInterchange | 0 | 0 | 0 | 0 | 0 | 0
Levelized Retrofit Capital Costs by Reporting Type: NP15
ReportingType | 2015 | 2020 | 2025 | 2030 | 2035 | 2040
BM | 0 | 0 | 0 | 0 | 0 | 0
CC | 0 | 0 | 0 | 0 | 0 | 0
CSP | 0 | 0 | 0 | 0 | 0 | 0
CT | 0 | 0 | 0 | 0 | 0 | 0
Coal | 0 | 0 | 0 | 0 | 0 | 0
Geo | 0 | 0 | 0 | 0 | 0 | 0
H | 0 | 0 | 0 | 0 | 0 | 0
LFG | 0 | 0 | 0 | 0 | 0 | 0
Nuc | 0 | 0 | 0 | 0 | 0 | 0
PS | 0 | 0 | 0 | 0 | 0 | 0
PV | 0 | 0 | 0 | 0 | 0 | 0
PeakG | 0 | 0 | 0 | 0 | 0 | 0
PeakO | 0 | 0 | 0 | 0 | 0 | 0
ST | 0 | 0 | 0 | 0 | 0 | 0
STOG | 0 | 0 | 0 | 0 | 0 | 0
STWD | 0 | 0 | 0 | 0 | 0 | 0
WT | 0 | 0 | 0 | 0 | 0 | 0
IGCC | 0 | 0 | 0 | 0 | 0 | 0
DemandResponse | 0 | 0 | 0 | 0 | 0 | 0
IGCC-CCS | 0 | 0 | 0 | 0 | 0 | 0
WT_off | 0 | 0 | 0 | 0 | 0 | 0
PseudoUnit | 0 | 0 | 0 | 0 | 0 | 0
FixedInterchange | 0 | 0 | 0 | 0 | 0 | 0
Levelized Retrofit Capital Costs by Reporting Type: NWPP_Coal
ReportingType | 2015 | 2020 | 2025 | 2030 | 2035 | 2040
BM | 0 | 0 | 0 | 0 | 0 | 0
CC | 0 | 0 | 0 | 0 | 0 | 0
CSP | 0 | 0 | 0 | 0 | 0 | 0
CT | 0 | 0 | 0 | 0 | 0 | 0
Coal | 0 | 0 | 0 | 0 | 0 | 166.25
Geo | 0 | 0 | 0 | 0 | 0 | 0
H | 0 | 0 | 0 | 0 | 0 | 0
LFG | 0 | 0 | 0 | 0 | 0 | 0
Nuc | 0 | 0 | 0 | 0 | 0 | 0
PS | 0 | 0 | 0 | 0 | 0 | 0
PV | 0 | 0 | 0 | 0 | 0 | 0
PeakG | 0 | 0 | 0 | 0 | 0 | 0
PeakO | 0 | 0 | 0 | 0 | 0 | 0
ST | 0 | 0 | 0 | 0 | 0 | 0
STOG | 0 | 0 | 0 | 0 | 0 | 0
STWD | 0 | 0 | 0 | 0 | 0 | 0
WT | 0 | 0 | 0 | 0 | 0 | 0
IGCC | 0 | 0 | 0 | 0 | 0 | 0
DemandResponse | 0 | 0 | 0 | 0 | 0 | 0
IGCC-CCS | 0 | 0 | 0 | 0 | 0 | 0
WT_off | 0 | 0 | 0 | 0 | 0 | 0
PseudoUnit | 0 | 0 | 0 | 0 | 0 | 0
FixedInterchange | 0 | 0 | 0 | 0 | 0 | 0
Levelized Retrofit Capital Costs by Reporting Type: NWPP_Gas
ReportingType | 2015 | 2020 | 2025 | 2030 | 2035 | 2040
BM | 0 | 0 | 0 | 0 | 0 | 0
CC | 0 | 0 | 0 | 0 | 0 | 0
CSP | 0 | 0 | 0 | 0 | 0 | 0
CT | 0 | 0 | 0 | 0 | 0 | 0
Coal | 0 | 0 | 0 | 0 | 0 | 0
Geo | 0 | 0 | 0 | 0 | 0 | 0
H | 0 | 0 | 0 | 0 | 0 | 0
LFG | 0 | 0 | 0 | 0 | 0 | 0
Nuc | 0 | 0 | 0 | 0 | 0 | 0
PS | 0 | 0 | 0 | 0 | 0 | 0
PV | 0 | 0 | 0 | 0 | 0 | 0
PeakG | 0 | 0 | 0 | 0 | 0 | 0
PeakO | 0 | 0 | 0 | 0 | 0 | 0
ST | 0 | 0 | 0 | 0 | 0 | 0
STOG | 0 | 0 | 0 | 0 | 0 | 0
STWD | 0 | 0 | 0 | 0 | 0 | 0
WT | 0 | 0 | 0 | 0 | 0 | 0
IGCC | 0 | 0 | 0 | 0 | 0 | 0
DemandResponse | 0 | 0 | 0 | 0 | 0 | 0
IGCC-CCS | 0 | 0 | 0 | 0 | 0 | 0
WT_off | 0 | 0 | 0 | 0 | 0 | 0
PseudoUnit | 0 | 0 | 0 | 0 | 0 | 0
FixedInterchange | 0 | 0 | 0 | 0 | 0 | 0
Levelized Retrofit Capital Costs by Reporting Type: NWPP_NucRenew
ReportingType | 2015 | 2020 | 2025 | 2030 | 2035 | 2040
BM | 0 | 0 | 0 | 0 | 0 | 0
CC | 0 | 0 | 0 | 0 | 0 | 0
CSP | 0 | 0 | 0 | 0 | 0 | 0
CT | 0 | 0 | 0 | 0 | 0 | 0
Coal | 0 | 0 | 0 | 0 | 0 | 0
Geo | 0 | 0 | 0 | 0 | 0 | 0
H | 0 | 0 | 0 | 0 | 0 | 0
LFG | 0 | 0 | 0 | 0 | 0 | 0
Nuc | 0 | 0 | 0 | 0 | 0 | 0
PS | 0 | 0 | 0 | 0 | 0 | 0
PV | 0 | 0 | 0 | 0 | 0 | 0
PeakG | 0 | 0 | 0 | 0 | 0 | 0
PeakO | 0 | 0 | 0 | 0 | 0 | 0
ST | 0 | 0 | 0 | 0 | 0 | 0
STOG | 0 | 0 | 0 | 0 | 0 | 0
STWD | 0 | 0 | 0 | 0 | 0 | 0
WT | 0 | 0 | 0 | 0 | 0 | 0
IGCC | 0 | 0 | 0 | 0 | 0 | 0
DemandResponse | 0 | 0 | 0 | 0 | 0 | 0
IGCC-CCS | 0 | 0 | 0 | 0 | 0 | 0
WT_off | 0 | 0 | 0 | 0 | 0 | 0
PseudoUnit | 0 | 0 | 0 | 0 | 0 | 0
FixedInterchange | 0 | 0 | 0 | 0 | 0 | 0
Levelized Retrofit Capital Costs by Reporting Type: RMPA
ReportingType | 2015 | 2020 | 2025 | 2030 | 2035 | 2040
BM | 0 | 0 | 0 | 0 | 0 | 0
CC | 0 | 0 | 0 | 0 | 0 | 0
CSP | 0 | 0 | 0 | 0 | 0 | 0
CT | 0 | 0 | 0 | 0 | 0 | 0
Coal | 29.1 | 0 | 0 | 0 | 0 | 90.57
Geo | 0 | 0 | 0 | 0 | 0 | 0
H | 0 | 0 | 0 | 0 | 0 | 0
LFG | 0 | 0 | 0 | 0 | 0 | 0
Nuc | 0 | 0 | 0 | 0 | 0 | 0
PS | 0 | 0 | 0 | 0 | 0 | 0
PV | 0 | 0 | 0 | 0 | 0 | 0
PeakG | 0 | 0 | 0 | 0 | 0 | 0
PeakO | 0 | 0 | 0 | 0 | 0 | 0
ST | 0 | 0 | 0 | 0 | 0 | 0
STOG | 0 | 0 | 0 | 0 | 0 | 0
STWD | 0 | 0 | 0 | 0 | 0 | 0
WT | 0 | 0 | 0 | 0 | 0 | 0
IGCC | 0 | 0 | 0 | 0 | 0 | 0
DemandResponse | 0 | 0 | 0 | 0 | 0 | 0
IGCC-CCS | 0 | 0 | 0 | 0 | 0 | 0
WT_off | 0 | 0 | 0 | 0 | 0 | 0
PseudoUnit | 0 | 0 | 0 | 0 | 0 | 0
FixedInterchange | 0 | 0 | 0 | 0 | 0 | 0
Levelized Retrofit Capital Costs by Reporting Type: SP15
ReportingType | 2015 | 2020 | 2025 | 2030 | 2035 | 2040
BM | 0 | 0 | 0 | 0 | 0 | 0
CC | 0 | 0 | 0 | 0 | 0 | 0
CSP | 0 | 0 | 0 | 0 | 0 | 0
CT | 0 | 0 | 0 | 0 | 0 | 0
Coal | 0 | 0 | 0 | 0 | 0 | 0
Geo | 0 | 0 | 0 | 0 | 0 | 0
H | 0 | 0 | 0 | 0 | 0 | 0
LFG | 0 | 0 | 0 | 0 | 0 | 0
Nuc | 0 | 0 | 0 | 0 | 0 | 0
PS | 0 | 0 | 0 | 0 | 0 | 0
PV | 0 | 0 | 0 | 0 | 0 | 0
PeakG | 0 | 0 | 0 | 0 | 0 | 0
PeakO | 0 | 0 | 0 | 0 | 0 | 0
ST | 0 | 0 | 0 | 0 | 0 | 0
STOG | 0 | 0 | 0 | 0 | 0 | 0
STWD | 0 | 0 | 0 | 0 | 0 | 0
WT | 0 | 0 | 0 | 0 | 0 | 0
IGCC | 0 | 0 | 0 | 0 | 0 | 0
DemandResponse | 0 | 0 | 0 | 0 | 0 | 0
IGCC-CCS | 0 | 0 | 0 | 0 | 0 | 0
WT_off | 0 | 0 | 0 | 0 | 0 | 0
PseudoUnit | 0 | 0 | 0 | 0 | 0 | 0
FixedInterchange | 0 | 0 | 0 | 0 | 0 | 0
Levelized Retrofit Capital Costs by Reporting Type: ALB
ReportingType | 2015 | 2020 | 2025 | 2030 | 2035 | 2040
BM | 0 | 0 | 0 | 0 | 0 | 0
CC | 0 | 0 | 0 | 0 | 0 | 0
CSP | 0 | 0 | 0 | 0 | 0 | 0
CT | 0 | 0 | 0 | 0 | 0 | 0
Coal | 0 | 0 | 0 | 0 | 0 | 0
Geo | 0 | 0 | 0 | 0 | 0 | 0
H | 0 | 0 | 0 | 0 | 0 | 0
LFG | 0 | 0 | 0 | 0 | 0 | 0
Nuc | 0 | 0 | 0 | 0 | 0 | 0
PS | 0 | 0 | 0 | 0 | 0 | 0
PV | 0 | 0 | 0 | 0 | 0 | 0
PeakG | 0 | 0 | 0 | 0 | 0 | 0
PeakO | 0 | 0 | 0 | 0 | 0 | 0
ST | 0 | 0 | 0 | 0 | 0 | 0
STOG | 0 | 0 | 0 | 0 | 0 | 0
STWD | 0 | 0 | 0 | 0 | 0 | 0
WT | 0 | 0 | 0 | 0 | 0 | 0
IGCC | 0 | 0 | 0 | 0 | 0 | 0
DemandResponse | 0 | 0 | 0 | 0 | 0 | 0
IGCC-CCS | 0 | 0 | 0 | 0 | 0 | 0
WT_off | 0 | 0 | 0 | 0 | 0 | 0
PseudoUnit | 0 | 0 | 0 | 0 | 0 | 0
FixedInterchange | 0 | 0 | 0 | 0 | 0 | 0
Levelized Retrofit Capital Costs by Reporting Type: BC
ReportingType | 2015 | 2020 | 2025 | 2030 | 2035 | 2040
BM | 0 | 0 | 0 | 0 | 0 | 0
CC | 0 | 0 | 0 | 0 | 0 | 0
CSP | 0 | 0 | 0 | 0 | 0 | 0
CT | 0 | 0 | 0 | 0 | 0 | 0
Coal | 0 | 0 | 0 | 0 | 0 | 0
Geo | 0 | 0 | 0 | 0 | 0 | 0
H | 0 | 0 | 0 | 0 | 0 | 0
LFG | 0 | 0 | 0 | 0 | 0 | 0
Nuc | 0 | 0 | 0 | 0 | 0 | 0
PS | 0 | 0 | 0 | 0 | 0 | 0
PV | 0 | 0 | 0 | 0 | 0 | 0
PeakG | 0 | 0 | 0 | 0 | 0 | 0
PeakO | 0 | 0 | 0 | 0 | 0 | 0
ST | 0 | 0 | 0 | 0 | 0 | 0
STOG | 0 | 0 | 0 | 0 | 0 | 0
STWD | 0 | 0 | 0 | 0 | 0 | 0
WT | 0 | 0 | 0 | 0 | 0 | 0
IGCC | 0 | 0 | 0 | 0 | 0 | 0
DemandResponse | 0 | 0 | 0 | 0 | 0 | 0
IGCC-CCS | 0 | 0 | 0 | 0 | 0 | 0
WT_off | 0 | 0 | 0 | 0 | 0 | 0
PseudoUnit | 0 | 0 | 0 | 0 | 0 | 0
FixedInterchange | 0 | 0 | 0 | 0 | 0 | 0
Levelized Retrofit Capital Costs by Reporting Type: HQ_IESO
ReportingType | 2015 | 2020 | 2025 | 2030 | 2035 | 2040
BM | 0 | 0 | 0 | 0 | 0 | 0
CC | 0 | 0 | 0 | 0 | 0 | 0
CSP | 0 | 0 | 0 | 0 | 0 | 0
CT | 0 | 0 | 0 | 0 | 0 | 0
Coal | 0 | 0 | 0 | 0 | 0 | 0
Geo | 0 | 0 | 0 | 0 | 0 | 0
H | 0 | 0 | 0 | 0 | 0 | 0
LFG | 0 | 0 | 0 | 0 | 0 | 0
Nuc | 0 | 0 | 0 | 0 | 0 | 0
PS | 0 | 0 | 0 | 0 | 0 | 0
PV | 0 | 0 | 0 | 0 | 0 | 0
PeakG | 0 | 0 | 0 | 0 | 0 | 0
PeakO | 0 | 0 | 0 | 0 | 0 | 0
ST | 0 | 0 | 0 | 0 | 0 | 0
STOG | 0 | 0 | 0 | 0 | 0 | 0
STWD | 0 | 0 | 0 | 0 | 0 | 0
WT | 0 | 0 | 0 | 0 | 0 | 0
IGCC | 0 | 0 | 0 | 0 | 0 | 0
DemandResponse | 0 | 0 | 0 | 0 | 0 | 0
IGCC-CCS | 0 | 0 | 0 | 0 | 0 | 0
WT_off | 0 | 0 | 0 | 0 | 0 | 0
PseudoUnit | 0 | 0 | 0 | 0 | 0 | 0
FixedInterchange | 0 | 0 | 0 | 0 | 0 | 0
Levelized Retrofit Capital Costs by Reporting Type: HQ_NEISO
ReportingType | 2015 | 2020 | 2025 | 2030 | 2035 | 2040
BM | 0 | 0 | 0 | 0 | 0 | 0
CC | 0 | 0 | 0 | 0 | 0 | 0
CSP | 0 | 0 | 0 | 0 | 0 | 0
CT | 0 | 0 | 0 | 0 | 0 | 0
Coal | 0 | 0 | 0 | 0 | 0 | 0
Geo | 0 | 0 | 0 | 0 | 0 | 0
H | 0 | 0 | 0 | 0 | 0 | 0
LFG | 0 | 0 | 0 | 0 | 0 | 0
Nuc | 0 | 0 | 0 | 0 | 0 | 0
PS | 0 | 0 | 0 | 0 | 0 | 0
PV | 0 | 0 | 0 | 0 | 0 | 0
PeakG | 0 | 0 | 0 | 0 | 0 | 0
PeakO | 0 | 0 | 0 | 0 | 0 | 0
ST | 0 | 0 | 0 | 0 | 0 | 0
STOG | 0 | 0 | 0 | 0 | 0 | 0
STWD | 0 | 0 | 0 | 0 | 0 | 0
WT | 0 | 0 | 0 | 0 | 0 | 0
IGCC | 0 | 0 | 0 | 0 | 0 | 0
DemandResponse | 0 | 0 | 0 | 0 | 0 | 0
IGCC-CCS | 0 | 0 | 0 | 0 | 0 | 0
WT_off | 0 | 0 | 0 | 0 | 0 | 0
PseudoUnit | 0 | 0 | 0 | 0 | 0 | 0
FixedInterchange | 0 | 0 | 0 | 0 | 0 | 0
Levelized Retrofit Capital Costs by Reporting Type: HQ_NY
ReportingType | 2015 | 2020 | 2025 | 2030 | 2035 | 2040
BM | 0 | 0 | 0 | 0 | 0 | 0
CC | 0 | 0 | 0 | 0 | 0 | 0
CSP | 0 | 0 | 0 | 0 | 0 | 0
CT | 0 | 0 | 0 | 0 | 0 | 0
Coal | 0 | 0 | 0 | 0 | 0 | 0
Geo | 0 | 0 | 0 | 0 | 0 | 0
H | 0 | 0 | 0 | 0 | 0 | 0
LFG | 0 | 0 | 0 | 0 | 0 | 0
Nuc | 0 | 0 | 0 | 0 | 0 | 0
PS | 0 | 0 | 0 | 0 | 0 | 0
PV | 0 | 0 | 0 | 0 | 0 | 0
PeakG | 0 | 0 | 0 | 0 | 0 | 0
PeakO | 0 | 0 | 0 | 0 | 0 | 0
ST | 0 | 0 | 0 | 0 | 0 | 0
STOG | 0 | 0 | 0 | 0 | 0 | 0
STWD | 0 | 0 | 0 | 0 | 0 | 0
WT | 0 | 0 | 0 | 0 | 0 | 0
IGCC | 0 | 0 | 0 | 0 | 0 | 0
DemandResponse | 0 | 0 | 0 | 0 | 0 | 0
IGCC-CCS | 0 | 0 | 0 | 0 | 0 | 0
WT_off | 0 | 0 | 0 | 0 | 0 | 0
PseudoUnit | 0 | 0 | 0 | 0 | 0 | 0
FixedInterchange | 0 | 0 | 0 | 0 | 0 | 0
Levelized Retrofit Capital Costs by Reporting Type: MARITIMES
ReportingType | 2015 | 2020 | 2025 | 2030 | 2035 | 2040
BM | 0 | 0 | 0 | 0 | 0 | 0
CC | 0 | 0 | 0 | 0 | 0 | 0
CSP | 0 | 0 | 0 | 0 | 0 | 0
CT | 0 | 0 | 0 | 0 | 0 | 0
Coal | 0 | 0 | 0 | 0 | 0 | 0
Geo | 0 | 0 | 0 | 0 | 0 | 0
H | 0 | 0 | 0 | 0 | 0 | 0
LFG | 0 | 0 | 0 | 0 | 0 | 0
Nuc | 0 | 0 | 0 | 0 | 0 | 0
PS | 0 | 0 | 0 | 0 | 0 | 0
PV | 0 | 0 | 0 | 0 | 0 | 0
PeakG | 0 | 0 | 0 | 0 | 0 | 0
PeakO | 0 | 0 | 0 | 0 | 0 | 0
ST | 0 | 0 | 0 | 0 | 0 | 0
STOG | 0 | 0 | 0 | 0 | 0 | 0
STWD | 0 | 0 | 0 | 0 | 0 | 0
WT | 0 | 0 | 0 | 0 | 0 | 0
IGCC | 0 | 0 | 0 | 0 | 0 | 0
DemandResponse | 0 | 0 | 0 | 0 | 0 | 0
IGCC-CCS | 0 | 0 | 0 | 0 | 0 | 0
WT_off | 0 | 0 | 0 | 0 | 0 | 0
PseudoUnit | 0 | 0 | 0 | 0 | 0 | 0
FixedInterchange | 0 | 0 | 0 | 0 | 0 | 0
Levelized Retrofit Capital Costs by Reporting Type: All
ReportingType | 2015 | 2020 | 2025 | 2030 | 2035 | 2040
BM | 0 | 0 | 0 | 0 | 0 | 0
CC | 0 | 0 | 0 | 0 | 0 | 0
CSP | 0 | 0 | 0 | 0 | 0 | 0
CT | 0 | 0 | 0 | 0 | 0 | 0
Coal | 1184.41 | 833.68 | 0 | 76.83 | 257.22 | 4970.64
Geo | 0 | 0 | 0 | 0 | 0 | 0
H | 0 | 0 | 0 | 0 | 0 | 0
LFG | 0 | 0 | 0 | 0 | 0 | 0
Nuc | 0 | 0 | 0 | 0 | 0 | 0
PS | 0 | 0 | 0 | 0 | 0 | 0
PV | 0 | 0 | 0 | 0 | 0 | 0
PeakG | 0 | 0 | 0 | 0 | 0 | 0
PeakO | 0 | 0 | 0 | 0 | 0 | 0
ST | 0 | 0 | 0 | 0 | 0 | 0
STOG | 0 | 0 | 0 | 0 | 0 | 0
STWD | 0 | 0 | 0 | 0 | 0 | 0
WT | 0 | 0 | 0 | 0 | 0 | 0
IGCC | 0 | 0 | 0 | 0 | 0 | 0
DemandResponse | 0 | 0 | 0 | 0 | 0 | 0
IGCC-CCS | 0 | 0 | 0 | 0 | 0 | 0
WT_off | 0 | 0 | 0 | 0 | 0 | 0
PseudoUnit | 0 | 0 | 0 | 0 | 0 | 0
FixedInterchange | 0 | 0 | 0 | 0 | 0 | 0
Levelized Retrofit Capital Costs by Reporting Type: EI_US
ReportingType | 2015 | 2020 | 2025 | 2030 | 2035 | 2040
BM | 0 | 0 | 0 | 0 | 0 | 0
CC | 0 | 0 | 0 | 0 | 0 | 0
CSP | 0 | 0 | 0 | 0 | 0 | 0
CT | 0 | 0 | 0 | 0 | 0 | 0
Coal | 1023.13 | 800.75 | 0 | 76.83 | 257.22 | 4330.37
Geo | 0 | 0 | 0 | 0 | 0 | 0
H | 0 | 0 | 0 | 0 | 0 | 0
LFG | 0 | 0 | 0 | 0 | 0 | 0
Nuc | 0 | 0 | 0 | 0 | 0 | 0
PS | 0 | 0 | 0 | 0 | 0 | 0
PV | 0 | 0 | 0 | 0 | 0 | 0
PeakG | 0 | 0 | 0 | 0 | 0 | 0
PeakO | 0 | 0 | 0 | 0 | 0 | 0
ST | 0 | 0 | 0 | 0 | 0 | 0
STOG | 0 | 0 | 0 | 0 | 0 | 0
STWD | 0 | 0 | 0 | 0 | 0 | 0
WT | 0 | 0 | 0 | 0 | 0 | 0
IGCC | 0 | 0 | 0 | 0 | 0 | 0
DemandResponse | 0 | 0 | 0 | 0 | 0 | 0
IGCC-CCS | 0 | 0 | 0 | 0 | 0 | 0
WT_off | 0 | 0 | 0 | 0 | 0 | 0
PseudoUnit | 0 | 0 | 0 | 0 | 0 | 0
FixedInterchange | 0 | 0 | 0 | 0 | 0 | 0
Levelized Retrofit Capital Costs by Reporting Type: EI_Canada
ReportingType | 2015 | 2020 | 2025 | 2030 | 2035 | 2040
BM | 0 | 0 | 0 | 0 | 0 | 0
CC | 0 | 0 | 0 | 0 | 0 | 0
CSP | 0 | 0 | 0 | 0 | 0 | 0
CT | 0 | 0 | 0 | 0 | 0 | 0
Coal | 0 | 0 | 0 | 0 | 0 | 0
Geo | 0 | 0 | 0 | 0 | 0 | 0
H | 0 | 0 | 0 | 0 | 0 | 0
LFG | 0 | 0 | 0 | 0 | 0 | 0
Nuc | 0 | 0 | 0 | 0 | 0 | 0
PS | 0 | 0 | 0 | 0 | 0 | 0
PV | 0 | 0 | 0 | 0 | 0 | 0
PeakG | 0 | 0 | 0 | 0 | 0 | 0
PeakO | 0 | 0 | 0 | 0 | 0 | 0
ST | 0 | 0 | 0 | 0 | 0 | 0
STOG | 0 | 0 | 0 | 0 | 0 | 0
STWD | 0 | 0 | 0 | 0 | 0 | 0
WT | 0 | 0 | 0 | 0 | 0 | 0
IGCC | 0 | 0 | 0 | 0 | 0 | 0
DemandResponse | 0 | 0 | 0 | 0 | 0 | 0
IGCC-CCS | 0 | 0 | 0 | 0 | 0 | 0
WT_off | 0 | 0 | 0 | 0 | 0 | 0
PseudoUnit | 0 | 0 | 0 | 0 | 0 | 0
FixedInterchange | 0 | 0 | 0 | 0 | 0 | 0
Levelized Retrofit Capital Costs by Reporting Type: EI
ReportingType | 2015 | 2020 | 2025 | 2030 | 2035 | 2040
BM | 0 | 0 | 0 | 0 | 0 | 0
CC | 0 | 0 | 0 | 0 | 0 | 0
CSP | 0 | 0 | 0 | 0 | 0 | 0
CT | 0 | 0 | 0 | 0 | 0 | 0
Coal | 1023.13 | 800.75 | 0 | 76.83 | 257.22 | 4330.37
Geo | 0 | 0 | 0 | 0 | 0 | 0
H | 0 | 0 | 0 | 0 | 0 | 0
LFG | 0 | 0 | 0 | 0 | 0 | 0
Nuc | 0 | 0 | 0 | 0 | 0 | 0
PS | 0 | 0 | 0 | 0 | 0 | 0
PV | 0 | 0 | 0 | 0 | 0 | 0
PeakG | 0 | 0 | 0 | 0 | 0 | 0
PeakO | 0 | 0 | 0 | 0 | 0 | 0
ST | 0 | 0 | 0 | 0 | 0 | 0
STOG | 0 | 0 | 0 | 0 | 0 | 0
STWD | 0 | 0 | 0 | 0 | 0 | 0
WT | 0 | 0 | 0 | 0 | 0 | 0
IGCC | 0 | 0 | 0 | 0 | 0 | 0
DemandResponse | 0 | 0 | 0 | 0 | 0 | 0
IGCC-CCS | 0 | 0 | 0 | 0 | 0 | 0
WT_off | 0 | 0 | 0 | 0 | 0 | 0
PseudoUnit | 0 | 0 | 0 | 0 | 0 | 0
FixedInterchange | 0 | 0 | 0 | 0 | 0 | 0
Levelized Retrofit Capital Costs by Reporting Type: Outside_EI
ReportingType | 2015 | 2020 | 2025 | 2030 | 2035 | 2040
BM | 0 | 0 | 0 | 0 | 0 | 0
CC | 0 | 0 | 0 | 0 | 0 | 0
CSP | 0 | 0 | 0 | 0 | 0 | 0
CT | 0 | 0 | 0 | 0 | 0 | 0
Coal | 161.28 | 32.93 | 0 | 0 | 0 | 640.27
Geo | 0 | 0 | 0 | 0 | 0 | 0
H | 0 | 0 | 0 | 0 | 0 | 0
LFG | 0 | 0 | 0 | 0 | 0 | 0
Nuc | 0 | 0 | 0 | 0 | 0 | 0
PS | 0 | 0 | 0 | 0 | 0 | 0
PV | 0 | 0 | 0 | 0 | 0 | 0
PeakG | 0 | 0 | 0 | 0 | 0 | 0
PeakO | 0 | 0 | 0 | 0 | 0 | 0
ST | 0 | 0 | 0 | 0 | 0 | 0
STOG | 0 | 0 | 0 | 0 | 0 | 0
STWD | 0 | 0 | 0 | 0 | 0 | 0
WT | 0 | 0 | 0 | 0 | 0 | 0
IGCC | 0 | 0 | 0 | 0 | 0 | 0
DemandResponse | 0 | 0 | 0 | 0 | 0 | 0
IGCC-CCS | 0 | 0 | 0 | 0 | 0 | 0
WT_off | 0 | 0 | 0 | 0 | 0 | 0
PseudoUnit | 0 | 0 | 0 | 0 | 0 | 0
FixedInterchange | 0 | 0 | 0 | 0 | 0 | 0
#14 | Total Costs ($million)
Total Costs by Reporting Type: Entergy
ReportingType | 2015 | 2020 | 2025 | 2030 | 2035 | 2040
BM | 0 | 0 | 0 | 0 | 0 | 0
CC | 2866.36 | 3524.06 | 3813.23 | 4371.85 | 5510.91 | 6548.48
CSP | 0 | 0 | 0 | 0 | 0 | 0
CT | 0 | 0 | 0 | 0 | 0 | 0
Coal | 2428.71 | 2492.29 | 2624.5 | 2634.19 | 2751.5 | 3612.41
Geo | 0 | 0 | 0 | 0 | 0 | 0
H | 10.6 | 10.6 | 10.6 | 10.6 | 10.6 | 10.6
LFG | 0.97 | 0.97 | 34.17 | 34.17 | 34.17 | 34.17
Nuc | 1262.64 | 1270.24 | 1294.03 | 1301.93 | 1099.75 | 1474.43
PS | 1.4 | 1.4 | 1.4 | 1.4 | 1.4 | 1.4
PV | 0.11 | 22.87 | 34.27 | 35.3 | 36.36 | 15.89
PeakG | 47.54 | 47.58 | 54.87 | 66.06 | 66.75 | 89.65
PeakO | 4.42 | 4.47 | 4.97 | 5.11 | 5.11 | 6.51
ST | 0 | 0 | 0 | 0 | 0 | 0
STOG | 251.94 | 267.22 | 251.62 | 258.37 | 269.86 | 308.95
STWD | 6.6 | 6.6 | 6.6 | 6.6 | 7.17 | 14.95
WT | 3.67 | 3.67 | 3.67 | 3.67 | 3.67 | 3.67
IGCC | 0 | 0 | 0 | 0 | 0 | 0
DemandResponse | 0 | 0 | 0 | 0 | 0 | 0
IGCC-CCS | 0 | 0 | 0 | 0 | 0 | 0
WT_off | 0 | 0 | 0 | 0 | 0 | 0
PseudoUnit | 0 | 0 | 0 | 0 | 0 | 0
FixedInterchange | 0 | 0 | 0 | 0 | 0 | 0
Total Costs by Reporting Type: FRCC
ReportingType | 2015 | 2020 | 2025 | 2030 | 2035 | 2040
BM | 0 | 0 | 0 | 0 | 0 | 0
CC | 7387.69 | 9327.88 | 10961.95 | 12912.87 | 16446.82 | 20382.61
CSP | 0 | 0 | 0 | 0 | 0 | 0
CT | 267.08 | 288.69 | 296.9 | 300.91 | 98.48 | 92.09
Coal | 2821.18 | 2775.68 | 3079.87 | 3251.5 | 3317.59 | 3553.62
Geo | 0 | 0 | 0 | 0 | 0 | 0
H | 0.78 | 0.78 | 0.78 | 0.78 | 0.78 | 0.78
LFG | 58.68 | 58.68 | 120.69 | 120.69 | 120.69 | 120.69
Nuc | 960.37 | 966.13 | 984.15 | 990.13 | 1182.7 | 455.82
PS | 0 | 0 | 0 | 0 | 0 | 0
PV | 0.75 | 0.75 | 0.75 | 0.75 | 0.75 | 0.75
PeakG | 181.36 | 183.9 | 211.32 | 242.64 | 236.85 | 297.92
PeakO | 64.61 | 65.04 | 66.99 | 66.99 | 66.99 | 85.38
ST | 0 | 0 | 0 | 0 | 0 | 0
STOG | 400.32 | 390.24 | 387.46 | 395.53 | 398.05 | 370.93
STWD | 6.25 | 9.39 | 16.3 | 16.3 | 16.26 | 23.21
WT | 0 | 0 | 0 | 0 | 0 | 0
IGCC | 0 | 0 | 0 | 0 | 0 | 0
DemandResponse | 0 | 0 | 0 | 0 | 0 | 0
IGCC-CCS | 0 | 0 | 0 | 0 | 0 | 0
WT_off | 0 | 0 | 0 | 0 | 0 | 0
PseudoUnit | 0 | 0 | 0 | 0 | 0 | 0
FixedInterchange | 0 | 0 | 0 | 0 | 0 | 0
Total Costs by Reporting Type: MAPP_US
ReportingType | 2015 | 2020 | 2025 | 2030 | 2035 | 2040
BM | 0 | 0 | 0 | 0 | 0 | 0
CC | 15.26 | 16.23 | 17.85 | 19.21 | 22.76 | 24.66
CSP | 0 | 0 | 0 | 0 | 0 | 0
CT | 27.96 | 27.96 | 27.96 | 33.97 | 32.02 | 56.56
Coal | 696.58 | 725.4 | 752.24 | 777.09 | 824.88 | 1016.65
Geo | 3.95 | 3.95 | 3.95 | 3.95 | 3.95 | 3.95
H | 31.14 | 31.14 | 31.14 | 31.14 | 31.14 | 31.14
LFG | 0.24 | 0.24 | 22.22 | 22.22 | 22.22 | 22.22
Nuc | 0.01 | 0.01 | 0.01 | 0.01 | 0.01 | 0.01
PS | 0 | 0 | 0 | 0 | 0 | 0
PV | 0 | 0 | 0 | 0 | 0 | 0
PeakG | 14 | 17.86 | 19.42 | 24.77 | 30.16 | 32.01
PeakO | 0 | 0 | 0 | 0 | 0 | 0
ST | 0 | 0 | 0 | 0 | 0 | 0
STOG | 0 | 0 | 0 | 0 | 0 | 0
STWD | 0 | 0 | 0 | 0 | 0 | 0
WT | 147.25 | 290.51 | 310.79 | 294.5 | 261.83 | 158.67
IGCC | 0 | 0 | 0 | 0 | 0 | 0
DemandResponse | 0 | 0 | 0 | 0 | 0 | 0
IGCC-CCS | 0 | 0 | 0 | 0 | 0 | 0
WT_off | 0 | 0 | 0 | 0 | 0 | 0
PseudoUnit | 0 | 0 | 0 | 0 | 0 | 0
FixedInterchange | 0 | 0 | 0 | 0 | 0 | 0
Total Costs by Reporting Type: MISO_IN
ReportingType | 2015 | 2020 | 2025 | 2030 | 2035 | 2040
BM | 0 | 0 | 0 | 0 | 0 | 0
CC | 197.03 | 173.02 | 203.18 | 257.58 | 2036.23 | 2163.85
CSP | 0 | 0 | 0 | 0 | 0 | 0
CT | 0 | 0 | 0 | 0 | 0 | 0
Coal | 3417.27 | 3681.77 | 3933.01 | 4333.01 | 4712.76 | 5456.62
Geo | 0 | 0 | 0 | 0 | 0 | 0
H | 1.07 | 1.07 | 1.07 | 1.07 | 1.07 | 1.07
LFG | 4.47 | 4.47 | 4.47 | 30.11 | 30.11 | 30.11
Nuc | 0.01 | 0.01 | 0.01 | 0.01 | 0.01 | 0.01
PS | 0 | 0 | 0 | 0 | 0 | 0
PV | 0 | 89.81 | 141.91 | 146.31 | 150.83 | 69.73
PeakG | 52.6 | 54 | 57.23 | 78.43 | 77.81 | 104.59
PeakO | 10.59 | 10.59 | 10.59 | 10.59 | 10.59 | 13.5
ST | 0 | 0 | 0 | 0 | 0 | 0
STOG | 13.78 | 15.42 | 19.22 | 19.82 | 16.59 | 19.32
STWD | 0 | 0 | 0 | 0 | 0 | 0
WT | 18.33 | 18.33 | 18.33 | 18.33 | 18.33 | 18.33
IGCC | 364.1 | 364.12 | 369.57 | 375.87 | 382.76 | 387.51
DemandResponse | 0 | 0 | 0 | 0 | 0 | 0
IGCC-CCS | 0 | 0 | 0 | 0 | 0 | 0
WT_off | 0 | 0 | 0 | 0 | 0 | 0
PseudoUnit | 0 | 0 | 0 | 0 | 0 | 0
FixedInterchange | 0 | 0 | 0 | 0 | 0 | 0
Total Costs by Reporting Type: MISO_MI
ReportingType | 2015 | 2020 | 2025 | 2030 | 2035 | 2040
BM | 0 | 0 | 0 | 0 | 0 | 0
CC | 662.24 | 454.05 | 540.93 | 588.36 | 584.15 | 605.12
CSP | 0 | 0 | 0 | 0 | 0 | 0
CT | 0 | 0 | 0 | 0 | 0 | 0
Coal | 2229.24 | 2517.89 | 2689.91 | 2893.93 | 3099.7 | 3793.82
Geo | 0 | 0 | 0 | 0 | 0 | 0
H | 2.01 | 2.01 | 2.01 | 2.01 | 2.01 | 2.01
LFG | 19.68 | 73.47 | 73.47 | 73.47 | 73.47 | 39.18
Nuc | 449.71 | 452.56 | 461.47 | 464.43 | 273.15 | 529.13
PS | 44.44 | 44.44 | 44.44 | 44.44 | 44.44 | 44.44
PV | 0 | 0 | 0 | 0 | 0 | 0
PeakG | 62.42 | 62.72 | 75.05 | 91.44 | 92.34 | 122
PeakO | 15.67 | 15.67 | 15.67 | 15.67 | 15.67 | 19.97
ST | 0 | 0 | 0 | 0 | 0 | 0
STOG | 138.04 | 148.27 | 156.54 | 169.72 | 167.25 | 196.72
STWD | 16.63 | 25.9 | 30.93 | 64.36 | 57.57 | 63.51
WT | 542.69 | 542.69 | 687.07 | 687.07 | 261.31 | 303.24
IGCC | 0 | 0 | 0 | 0 | 0 | 0
DemandResponse | 0 | 0 | 0 | 0 | 0 | 0
IGCC-CCS | 0 | 0 | 0 | 0 | 0 | 0
WT_off | 0 | 0 | 0 | 0 | 0 | 0
PseudoUnit | 0 | 0 | 0 | 0 | 0 | 0
FixedInterchange | 0 | 0 | 0 | 0 | 0 | 0
Total Costs by Reporting Type: MISO_MO-IL
ReportingType | 2015 | 2020 | 2025 | 2030 | 2035 | 2040
BM | 0 | 0 | 0 | 0 | 0 | 0
CC | 138.93 | 123.51 | 136.14 | 149.29 | 156.59 | 140.56
CSP | 0 | 0 | 0 | 0 | 0 | 0
CT | 0 | 0 | 0 | 0 | 0 | 0
Coal | 4344.39 | 4579.43 | 4902.75 | 5120.53 | 5497.89 | 6457.96
Geo | 0 | 0 | 0 | 0 | 0 | 0
H | 5.01 | 5.01 | 5.01 | 5.01 | 5.01 | 5.01
LFG | 2.17 | 2.17 | 76.11 | 76.11 | 76.11 | 76.11
Nuc | 493.74 | 512.79 | 521.93 | 524.97 | 524.97 | 524.97
PS | 10.45 | 10.45 | 10.45 | 10.45 | 10.45 | 10.45
PV | 0 | 0 | 0 | 0 | 0 | 0
PeakG | 85.76 | 91.38 | 99.66 | 140.84 | 144.32 | 189.15
PeakO | 21.48 | 22.48 | 22.48 | 22.48 | 22.48 | 28.65
ST | 0 | 0 | 0 | 0 | 0 | 0
STOG | 29.16 | 32.58 | 33.51 | 34.23 | 29.73 | 32.49
STWD | 0 | 0 | 0 | 0 | 0 | 0
WT | 89.9 | 89.9 | 89.9 | 89.9 | 21.38 | 21.38
IGCC | 0 | 0 | 0 | 0 | 0 | 0
DemandResponse | 0 | 0 | 0 | 0 | 0 | 0
IGCC-CCS | 0 | 0 | 0 | 0 | 0 | 0
WT_off | 0 | 0 | 0 | 0 | 0 | 0
PseudoUnit | 0 | 0 | 0 | 0 | 0 | 0
FixedInterchange | 0 | 0 | 0 | 0 | 0 | 0
Total Costs by Reporting Type: MISO_W
ReportingType | 2015 | 2020 | 2025 | 2030 | 2035 | 2040
BM | 0 | 0 | 0 | 0 | 0 | 0
CC | 529.13 | 389.59 | 370.74 | 354.32 | 523.08 | 302.35
CSP | 0 | 0 | 0 | 0 | 0 | 0
CT | 0 | 0 | 0 | 0 | 0 | 0
Coal | 2759.01 | 2828.52 | 3078.74 | 3163.09 | 3581.44 | 6992.39
Geo | 0 | 0 | 0 | 0 | 0 | 0
H | 7.08 | 7.08 | 7.08 | 7.08 | 7.08 | 7.08
LFG | 24.75 | 24.75 | 48.33 | 48.33 | 48.33 | 48.33
Nuc | 539.99 | 543.1 | 552.83 | 814.83 | 0.05 | 0.05
PS | 0 | 0 | 0 | 0 | 0 | 0
PV | 0 | 0 | 0 | 0 | 0 | 0
PeakG | 109.74 | 101.66 | 101.77 | 122.1 | 192.42 | 152.92
PeakO | 56.38 | 61.73 | 63.21 | 63.21 | 63.21 | 80.56
ST | 0 | 0 | 0 | 0 | 0 | 0
STOG | 9.06 | 8.03 | 7.9 | 7.69 | 8.96 | 9.07
STWD | 10.03 | 19.72 | 19.72 | 19.72 | 19.72 | 22.3
WT | 927.86 | 1401.08 | 2154.49 | 2317.87 | 1856.39 | 1572.41
IGCC | 0 | 0 | 0 | 0 | 0 | 0
DemandResponse | 0 | 0 | 0 | 0 | 0 | 0
IGCC-CCS | 0 | 0 | 0 | 0 | 0 | 0
WT_off | 0 | 0 | 0 | 0 | 0 | 0
PseudoUnit | 0 | 0 | 0 | 0 | 0 | 0
FixedInterchange | 0 | 0 | 0 | 0 | 0 | 0
Total Costs by Reporting Type: MISO_WUMS
ReportingType | 2015 | 2020 | 2025 | 2030 | 2035 | 2040
BM | 0 | 0 | 0 | 0 | 0 | 0
CC | 680 | 599.94 | 634.34 | 947.62 | 2059.44 | 2038.6
CSP | 0 | 0 | 0 | 0 | 0 | 0
CT | 0 | 303.99 | 357.93 | 626.47 | 799.44 | 570.82
Coal | 1615.98 | 1875.82 | 1915.54 | 2047.62 | 2282.9 | 2196.63
Geo | 0 | 0 | 0 | 0 | 0 | 0
H | 4.79 | 4.79 | 4.79 | 4.79 | 4.79 | 4.79
LFG | 8.57 | 8.57 | 79.15 | 79.15 | 79.15 | 79.15
Nuc | 419.03 | 421.5 | 429.21 | 737.97 | 0.05 | 0.05
PS | 0 | 0 | 0 | 0 | 0 | 0
PV | 0 | 0 | 0 | 0 | 0 | 0
PeakG | 57.18 | 58.34 | 66.04 | 75.61 | 75.61 | 101.63
PeakO | 13.52 | 13.84 | 14.38 | 14.38 | 14.38 | 18.33
ST | 0 | 0 | 0 | 0 | 0 | 0
STOG | 13.34 | 13.21 | 13.21 | 13.21 | 13.21 | 15.63
STWD | 3.37 | 7 | 7 | 7.14 | 7.14 | 7.99
WT | 264.78 | 264.78 | 264.78 | 264.78 | 46.41 | 46.41
IGCC | 0 | 0 | 0 | 0 | 0 | 0
DemandResponse | 0 | 0 | 0 | 0 | 0 | 0
IGCC-CCS | 0 | 0 | 0 | 0 | 0 | 0
WT_off | 0 | 0 | 0 | 0 | 0 | 0
PseudoUnit | 0 | 0 | 0 | 0 | 0 | 0
FixedInterchange | 0 | 0 | 0 | 0 | 0 | 0
Total Costs by Reporting Type: Nebraska
ReportingType | 2015 | 2020 | 2025 | 2030 | 2035 | 2040
BM | 0 | 0 | 0 | 0 | 0 | 0
CC | 34.39 | 27.36 | 31.62 | 33.49 | 30.28 | 31.88
CSP | 0 | 0 | 0 | 0 | 0 | 0
CT | 0 | 0 | 0 | 0 | 0 | 0
Coal | 928.82 | 951.88 | 1081.01 | 1095.37 | 1926.51 | 2822.94
Geo | 0 | 0 | 0 | 0 | 0 | 0
H | 2.38 | 2.38 | 2.38 | 2.38 | 2.38 | 2.38
LFG | 0.72 | 0.72 | 23.23 | 23.23 | 23.23 | 23.23
Nuc | 289.1 | 290.81 | 296.14 | 364.84 | 0.11 | 0.11
PS | 0 | 0 | 0 | 0 | 0 | 0
PV | 0 | 0 | 0 | 0 | 0 | 0
PeakG | 26.47 | 31.26 | 40.75 | 44.98 | 41.9 | 42.21
PeakO | 9.57 | 9.57 | 9.57 | 9.57 | 9.57 | 12.19
ST | 0 | 0 | 0 | 0 | 0 | 0
STOG | 0 | 0 | 0 | 0 | 0 | 0
STWD | 0 | 0 | 0 | 0 | 0 | 0
WT | 54.91 | 54.91 | 54.91 | 45.4 | 10.54 | 10.54
IGCC | 0 | 0 | 0 | 0 | 0 | 0
DemandResponse | 0 | 0 | 0 | 0 | 0 | 0
IGCC-CCS | 0 | 0 | 0 | 0 | 0 | 0
WT_off | 0 | 0 | 0 | 0 | 0 | 0
PseudoUnit | 0 | 0 | 0 | 0 | 0 | 0
FixedInterchange | 0 | 0 | 0 | 0 | 0 | 0
Total Costs by Reporting Type: NEISO
ReportingType | 2015 | 2020 | 2025 | 2030 | 2035 | 2040
BM | 279.31 | 279.31 | 179.71 | 181.42 | 187.38 | 184.84
CC | 2216.41 | 1874.97 | 1963.19 | 2248.05 | 2912.94 | 3170.02
CSP | 0 | 0 | 0 | 0 | 0 | 0
CT | 32.41 | 32.88 | 32.92 | 32.11 | 65.44 | 165.89
Coal | 57.56 | 29.15 | 0 | 0 | 0 | 0
Geo | 0 | 0 | 0 | 0 | 0 | 0
H | 46.4 | 46.4 | 46.4 | 46.4 | 46.4 | 46.4
LFG | 80.87 | 80.87 | 103.68 | 103.68 | 93.04 | 93.04
Nuc | 1055.43 | 1061.41 | 1080.11 | 1086.32 | 784.86 | 1182.67
PS | 39.74 | 39.74 | 39.74 | 39.74 | 39.74 | 39.74
PV | 0.03 | 122.02 | 122.02 | 122.05 | 122.07 | 5.36
PeakG | 21.47 | 22.08 | 22.24 | 24.24 | 34.9 | 44.92
PeakO | 24.61 | 24.61 | 24.61 | 24.61 | 24.61 | 31.36
ST | 0 | 0 | 0 | 0 | 0 | 0
STOG | 0 | 0 | 0 | 0 | 0 | 0
STWD | 346.44 | 119.12 | 25.73 | 108.25 | 116.09 | 124.59
WT | 67.94 | 798.38 | 1233.23 | 1308.71 | 1261.52 | 612.61
IGCC | 0 | 0 | 0 | 0 | 0 | 0
DemandResponse | 0 | 0 | 0 | 0 | 0 | 0
IGCC-CCS | 0 | 0 | 0 | 0 | 0 | 0
WT_off | 308.22 | 308.22 | 308.22 | 308.22 | 0 | 0
PseudoUnit | 0 | 0 | 0 | 0 | 0 | 0
FixedInterchange | 0 | 0 | 0 | 0 | 0 | 0
Total Costs by Reporting Type: NonRTO_Midwest
ReportingType | 2015 | 2020 | 2025 | 2030 | 2035 | 2040
BM | 0 | 0 | 0 | 0 | 0 | 0
CC | 0 | 31.88 | 28.74 | 93.98 | 201.94 | 322.95
CSP | 0 | 0 | 0 | 0 | 0 | 0
CT | 0 | 58.84 | 59.96 | 69.2 | 61.13 | 25.93
Coal | 2831.38 | 2964.3 | 2965.38 | 3215.86 | 3448.85 | 3827.51
Geo | 0 | 0 | 0 | 0 | 0 | 0
H | 2.04 | 2.04 | 2.04 | 2.04 | 2.04 | 2.04
LFG | 1.69 | 1.69 | 25.59 | 51.19 | 51.19 | 51.19
Nuc | 0.01 | 0.01 | 0.01 | 0.01 | 0.01 | 0.02
PS | 0 | 0 | 0 | 0 | 0 | 0
PV | 0 | 0 | 0 | 0 | 0 | 0
PeakG | 63.62 | 68.88 | 83.58 | 99.33 | 109.01 | 141.83
PeakO | 0.35 | 0.35 | 0.35 | 0.35 | 0.35 | 0.45
ST | 0 | 0 | 0 | 0 | 0 | 0
STOG | 0 | 0 | 0 | 0 | 0 | 0
STWD | 0 | 0 | 0 | 0 | 0 | 0
WT | 2.26 | 2.26 | 2.26 | 2.26 | 2.26 | 2.26
IGCC | 0 | 0 | 0 | 0 | 0 | 0
DemandResponse | 0 | 0 | 0 | 0 | 0 | 0
IGCC-CCS | 0 | 0 | 0 | 0 | 0 | 0
WT_off | 0 | 0 | 0 | 0 | 0 | 0
PseudoUnit | 0 | 0 | 0 | 0 | 0 | 0
FixedInterchange | 0 | 0 | 0 | 0 | 0 | 0
Total Costs by Reporting Type: NYISO_A-F
ReportingType | 2015 | 2020 | 2025 | 2030 | 2035 | 2040
BM | 0 | 0 | 0 | 0 | 0 | 0
CC | 471.29 | 561.16 | 689.06 | 811.87 | 979.75 | 945.17
CSP | 0 | 0 | 0 | 0 | 0 | 0
CT | 0 | 0 | 0 | 0 | 0 | 0
Coal | 0 | 0 | 0 | 0 | 0 | 0
Geo | 0 | 0 | 0 | 0 | 0 | 0
H | 62.6 | 62.6 | 62.6 | 62.6 | 62.6 | 62.6
LFG | 22.17 | 22.17 | 24.61 | 44 | 42.66 | 42.66
Nuc | 769.17 | 773.6 | 787.44 | 645.82 | 746.25 | 703.39
PS | 33.52 | 33.52 | 33.52 | 33.52 | 33.52 | 33.52
PV | 0 | 0 | 0 | 0 | 0 | 0
PeakG | 3.78 | 3.89 | 5.59 | 5.63 | 5.65 | 7.54
PeakO | 1.14 | 1.14 | 1.14 | 1.14 | 1.14 | 1.46
ST | 0 | 0 | 0 | 0 | 0 | 0
STOG | 0 | 0 | 0 | 0 | 0 | 0
STWD | 2.76 | 2.76 | 2.76 | 2.82 | 2.98 | 3.68
WT | 684.71 | 860.89 | 860.89 | 948.47 | 542.57 | 386.34
IGCC | 0 | 0 | 0 | 0 | 0 | 0
DemandResponse | 0 | 0 | 0 | 0 | 0 | 0
IGCC-CCS | 0 | 0 | 0 | 0 | 0 | 0
WT_off | 0 | 0 | 0 | 0 | 0 | 0
PseudoUnit | 0 | 0 | 0 | 0 | 0 | 0
FixedInterchange | 0 | 0 | 0 | 0 | 0 | 0
Total Costs by Reporting Type: NYISO_G-I
ReportingType | 2015 | 2020 | 2025 | 2030 | 2035 | 2040
BM | 0 | 0 | 0 | 0 | 0 | 0
CC | 301.62 | 369.96 | 514.22 | 1009.88 | 2420.22 | 3963.25
CSP | 0 | 0 | 0 | 0 | 0 | 0
CT | 0 | 0 | 0 | 0 | 0 | 0
Coal | 0 | 0 | 0 | 0 | 0 | 0
Geo | 0 | 0 | 0 | 0 | 0 | 0
H | 0.46 | 0.46 | 0.46 | 0.46 | 0.46 | 0.46
LFG | 7.73 | 7.73 | 31.62 | 31.62 | 31.62 | 31.62
Nuc | 466.19 | 468.86 | 477.19 | 479.96 | 543.55 | 0.22
PS | 0 | 0 | 0 | 0 | 0 | 0
PV | 0 | 0 | 0 | 0 | 0 | 0
PeakG | 1.52 | 1.52 | 1.52 | 1.52 | 1.59 | 2.05
PeakO | 2.55 | 2.55 | 2.55 | 2.55 | 2.55 | 3.25
ST | 0 | 0 | 0 | 0 | 0 | 0
STOG | 0 | 0 | 0 | 0 | 0 | 0
STWD | 0 | 0 | 0 | 0 | 0 | 0
WT | 0 | 14.4 | 14.4 | 14.4 | 14.4 | 1.69
IGCC | 0 | 0 | 0 | 0 | 0 | 0
DemandResponse | 0 | 0 | 0 | 0 | 0 | 0
IGCC-CCS | 0 | 0 | 0 | 0 | 0 | 0
WT_off | 0 | 0 | 0 | 0 | 0 | 0
PseudoUnit | 0 | 0 | 0 | 0 | 0 | 0
FixedInterchange | 0 | 0 | 0 | 0 | 0 | 0
Total Costs by Reporting Type: NYISO_J-K
ReportingType | 2015 | 2020 | 2025 | 2030 | 2035 | 2040
BM | 0 | 0 | 0 | 0 | 0 | 0
CC | 1272.46 | 1510.11 | 1622.59 | 1697.45 | 1827.52 | 1774.97
CSP | 0 | 0 | 0 | 0 | 0 | 0
CT | 0 | 0 | 61.14 | 126.21 | 143.8 | 198.46
Coal | 0 | 0 | 0 | 0 | 0 | 0
Geo | 0 | 0 | 0 | 0 | 0 | 0
H | 0 | 0 | 0 | 0 | 0 | 0
LFG | 14.97 | 14.97 | 14.97 | 44.49 | 44.49 | 44.49
Nuc | 0.01 | 0.01 | 0.01 | 0.01 | 0.01 | 0.01
PS | 0 | 0 | 0 | 0 | 0 | 0
PV | 17.52 | 17.52 | 17.52 | 17.52 | 0 | 0
PeakG | 57.39 | 62.64 | 65.71 | 71.83 | 78.11 | 113.99
PeakO | 61.69 | 61.69 | 62.41 | 63.65 | 63.65 | 81.12
ST | 0 | 0 | 0 | 0 | 0 | 0
STOG | 307.28 | 355.87 | 394.33 | 402.76 | 447.31 | 557.95
STWD | 0 | 0 | 0 | 0 | 0 | 0
WT | 0 | 0 | 0 | 0 | 0 | 0
IGCC | 0 | 0 | 0 | 0 | 0 | 0
DemandResponse | 0 | 0 | 0 | 0 | 0 | 0
IGCC-CCS | 0 | 0 | 0 | 0 | 0 | 0
WT_off | 0 | 0 | 0 | 0 | 0 | 0
PseudoUnit | 0 | 0 | 0 | 0 | 0 | 0
FixedInterchange | 0 | 0 | 0 | 0 | 0 | 0
Total Costs by Reporting Type: PJM_E
ReportingType | 2015 | 2020 | 2025 | 2030 | 2035 | 2040
BM | 27.87 | 33.95 | 33.95 | 33.95 | 33.95 | 33.95
CC | 1919.55 | 2297.52 | 2704.51 | 2531.17 | 3273.69 | 3123.15
CSP | 0 | 0 | 0 | 0 | 0 | 0
CT | 2.46 | 2.51 | 2.52 | 0.55 | 250.44 | 256.61
Coal | 88.87 | 36.14 | 16.11 | 17.85 | 18.13 | 18.33
Geo | 0 | 0 | 0 | 0 | 0 | 0
H | 3.85 | 3.85 | 3.85 | 3.85 | 3.85 | 3.85
LFG | 59.08 | 105.92 | 105.92 | 103.73 | 103.73 | 73.06
Nuc | 1960.16 | 1829.29 | 1862.64 | 1873.72 | 1345.93 | 2415.63
PS | 9.5 | 9.5 | 9.5 | 9.5 | 9.5 | 9.5
PV | 11.79 | 11.79 | 11.79 | 11.79 | 0.75 | 0.75
PeakG | 75.42 | 80.17 | 107.6 | 122.23 | 162.78 | 197.42
PeakO | 75.92 | 78.63 | 80.68 | 80.68 | 80.68 | 102.82
ST | 0 | 0 | 0 | 0 | 0 | 0
STOG | 81.94 | 98.79 | 121.87 | 125.51 | 127.99 | 145.4
STWD | 0 | 0 | 0 | 0 | 0 | 0
WT | 332.76 | 332.76 | 332.76 | 332.76 | 32.65 | 32.65
IGCC | 0 | 0 | 0 | 0 | 0 | 0
DemandResponse | 0 | 0 | 0 | 0 | 0 | 0
IGCC-CCS | 0 | 0 | 0 | 0 | 0 | 0
WT_off | 0 | 0 | 599.06 | 599.06 | 599.06 | 599.06
PseudoUnit | 0 | 0 | 0 | 0 | 0 | 0
FixedInterchange | 0 | 0 | 0 | 0 | 0 | 0
Total Costs by Reporting Type: PJM_ROM
ReportingType | 2015 | 2020 | 2025 | 2030 | 2035 | 2040
BM | 15.84 | 19.49 | 19.49 | 19.49 | 19.49 | 19.49
CC | 971.48 | 1177.54 | 1218.77 | 1259.59 | 2778.61 | 9454.22
CSP | 0 | 0 | 0 | 0 | 0 | 0
CT | 1.51 | 1.54 | 1.72 | 1.74 | 0.35 | 0.6
Coal | 2241.8 | 2193.87 | 2531.92 | 2988.6 | 3083.78 | 3162.93
Geo | 0 | 0 | 0 | 0 | 0 | 0
H | 19.83 | 19.83 | 19.83 | 19.83 | 19.83 | 19.83
LFG | 47.04 | 132.66 | 132.66 | 131.08 | 128.72 | 75.37
Nuc | 1163.94 | 1170.82 | 1192.35 | 1199.5 | 963.59 | 1294.5
PS | 35.92 | 35.92 | 35.92 | 35.92 | 35.92 | 35.92
PV | 0.06 | 530.38 | 834.81 | 911.72 | 942.02 | 467.2
PeakG | 30.83 | 33.99 | 43.68 | 44.24 | 64.59 | 67.26
PeakO | 45.95 | 45.95 | 45.95 | 45.95 | 45.95 | 58.57
ST | 0 | 0 | 0 | 0 | 0 | 0
STOG | 191.94 | 0 | 0 | 0 | 0 | 0
STWD | 18.66 | 38.51 | 38.51 | 38.51 | 38.51 | 39.07
WT | 152.07 | 152.07 | 333.51 | 1296.65 | 1672.02 | 1672.02
IGCC | 0 | 0 | 0 | 0 | 0 | 0
DemandResponse | 0 | 0 | 0 | 0 | 0 | 0
IGCC-CCS | 0 | 0 | 0 | 0 | 0 | 0
WT_off | 0 | 0 | 0 | 0 | 0 | 0
PseudoUnit | 0 | 0 | 0 | 0 | 0 | 0
FixedInterchange | 0 | 0 | 0 | 0 | 0 | 0
Total Costs by Reporting Type: PJM_ROR
ReportingType | 2015 | 2020 | 2025 | 2030 | 2035 | 2040
BM | 207.33 | 216.27 | 230.79 | 253.34 | 324.6 | 189.5
CC | 3080.82 | 2932.78 | 2984.15 | 4641.92 | 8573.6 | 7550.4
CSP | 0 | 0 | 0 | 0 | 0 | 0
CT | 2.76 | 2.94 | 2.97 | 3 | 0.65 | 0.69
Coal | 14889.91 | 14839.65 | 15574.49 | 17128.92 | 18511.14 | 20596.62
Geo | 0 | 0 | 0 | 0 | 0 | 0
H | 26.17 | 26.17 | 26.17 | 26.17 | 26.17 | 26.17
LFG | 76.9 | 76.9 | 238.08 | 232.42 | 226.35 | 226.35
Nuc | 4607.58 | 4634.5 | 4718.65 | 4541.22 | 3528.56 | 5377.79
PS | 73.14 | 73.14 | 73.14 | 73.14 | 73.14 | 73.14
PV | 0.35 | 0.35 | 0.35 | 0.35 | 0.35 | 0.35
PeakG | 395.4 | 400.54 | 411.47 | 541.09 | 536.28 | 713.52
PeakO | 48.69 | 51.12 | 51.12 | 51.12 | 51.12 | 65.15
ST | 0 | 0 | 0 | 0 | 0 | 0
STOG | 129.3 | 101.7 | 108.76 | 109.15 | 117.92 | 133.81
STWD | 9.45 | 54.17 | 83.09 | 113.31 | 113.31 | 114.87
WT | 2217.8 | 2217.8 | 2217.8 | 1474.37 | 366.33 | 624
IGCC | 0 | 0 | 0 | 0 | 0 | 0
DemandResponse | 0 | 0 | 0 | 0 | 0 | 0
IGCC-CCS | 0 | 0 | 0 | 0 | 0 | 0
WT_off | 0 | 0 | 0 | 0 | 0 | 0
PseudoUnit | 0 | 0 | 0 | 0 | 0 | 0
FixedInterchange | 0 | 0 | 0 | 0 | 0 | 0
Total Costs by Reporting Type: SOCO
ReportingType | 2015 | 2020 | 2025 | 2030 | 2035 | 2040
BM | 26.53 | 26.53 | 28.22 | 28.22 | 29.34 | 29.34
CC | 5283.9 | 5486.52 | 5757.54 | 6947.35 | 7259.71 | 7135.53
CSP | 0 | 0 | 0 | 0 | 0 | 0
CT | 0 | 0 | 0 | 0 | 0 | 0
Coal | 5327.85 | 5753.79 | 6150.12 | 6541.71 | 8253.13 | 11819.94
Geo | 0 | 0 | 0 | 0 | 0 | 0
H | 59.74 | 59.74 | 59.74 | 59.74 | 59.74 | 59.74
LFG | 4.47 | 4.47 | 37.19 | 37.19 | 37.19 | 37.19
Nuc | 1355.07 | 2993.98 | 3028.43 | 3039.86 | 3039.86 | 2945.91
PS | 39.76 | 39.76 | 39.76 | 39.76 | 39.76 | 39.76
PV | 0 | 0 | 0 | 0 | 0 | 0
PeakG | 204.73 | 249.13 | 335.18 | 411.46 | 420.87 | 512.38
PeakO | 0 | 0 | 0 | 0 | 0 | 0
ST | 0 | 0 | 0 | 0 | 0 | 0
STOG | 0 | 0 | 0 | 0 | 0 | 0
STWD | 0 | 0 | 0 | 0 | 0 | 0
WT | 0 | 0 | 0 | 0 | 0 | 0
IGCC | 0 | 0 | 0 | 0 | 0 | 0
DemandResponse | 0 | 0 | 0 | 0 | 0 | 0
IGCC-CCS | 0 | 0 | 0 | 0 | 0 | 0
WT_off | 0 | 0 | 0 | 0 | 0 | 0
PseudoUnit | 0 | 0 | 0 | 0 | 0 | 0
FixedInterchange | 0 | 0 | 0 | 0 | 0 | 0
Total Costs by Reporting Type: SPP_N
ReportingType | 2015 | 2020 | 2025 | 2030 | 2035 | 2040
BM | 0 | 0 | 0 | 0 | 0 | 0
CC | 311.79 | 589.45 | 632.36 | 922.27 | 799.38 | 859.62
CSP | 0 | 0 | 0 | 0 | 0 | 0
CT | 0 | 0 | 0 | 0 | 163.72 | 443.12
Coal | 2284.4 | 2346.43 | 2546.78 | 2596 | 2726.84 | 3154.4
Geo | 0 | 0 | 0 | 0 | 0 | 0
H | 0.3 | 0.3 | 0.3 | 0.3 | 0.3 | 0.3
LFG | 0.85 | 22.6 | 30.38 | 30.38 | 30.38 | 17.11
Nuc | 256.73 | 266.63 | 271.39 | 272.98 | 272.98 | 272.98
PS | 0 | 0 | 0 | 0 | 0 | 0
PV | 0 | 0 | 0 | 0 | 0 | 0
PeakG | 78.06 | 88.24 | 118.47 | 123.82 | 114.66 | 140.8
PeakO | 34.89 | 35.18 | 35.18 | 35.18 | 35.18 | 44.84
ST | 0 | 0 | 0 | 0 | 0 | 0
STOG | 97.85 | 105.57 | 117.93 | 121.58 | 128.59 | 144.74
STWD | 0 | 0 | 0 | 0 | 0 | 0
WT | 42.04 | 42.04 | 42.04 | 102.57 | 521.87 | 521.87
IGCC | 0 | 0 | 0 | 0 | 0 | 0
DemandResponse | 0 | 0 | 0 | 0 | 0 | 0
IGCC-CCS | 0 | 0 | 0 | 0 | 0 | 0
WT_off | 0 | 0 | 0 | 0 | 0 | 0
PseudoUnit | 0 | 0 | 0 | 0 | 0 | 0
FixedInterchange | 0 | 0 | 0 | 0 | 0 | 0
Total Costs by Reporting Type: SPP_S
ReportingType | 2015 | 2020 | 2025 | 2030 | 2035 | 2040
BM | 0 | 0 | 0 | 0 | 0 | 0
CC | 1579.35 | 1878.1 | 2125.07 | 2883.32 | 2447.47 | 2642.25
CSP | 0 | 0 | 0 | 0 | 0 | 0
CT | 35.98 | 62.24 | 67.64 | 65.37 | 28.49 | 4.78
Coal | 3762.18 | 3934.98 | 4396.33 | 4401.27 | 4646.97 | 5061.84
Geo | 0 | 0 | 0 | 0 | 0 | 0
H | 30.03 | 30.03 | 30.03 | 30.03 | 30.03 | 30.03
LFG | 2.29 | 2.29 | 2.29 | 31.48 | 31.48 | 31.48
Nuc | 0.01 | 0.01 | 0.01 | 0.01 | 0.01 | 0.01
PS | 10.59 | 10.59 | 10.59 | 10.59 | 10.59 | 10.59
PV | 0 | 0 | 0 | 0 | 0 | 0
PeakG | 60.2 | 60.2 | 63.05 | 74.8 | 80.6 | 108.33
PeakO | 3.36 | 3.55 | 3.55 | 3.55 | 3.56 | 4.56
ST | 0 | 0 | 0 | 0 | 0 | 0
STOG | 352.12 | 366.79 | 402.07 | 402.51 | 384.32 | 436.83
STWD | 2.69 | 2.69 | 2.69 | 2.69 | 2.69 | 3.86
WT | 183.43 | 757.3 | 844.62 | 844.62 | 2416.58 | 3797.96
IGCC | 0 | 0 | 0 | 0 | 0 | 0
DemandResponse | 0 | 0 | 0 | 0 | 0 | 0
IGCC-CCS | 0 | 0 | 0 | 0 | 0 | 0
WT_off | 0 | 0 | 0 | 0 | 0 | 0
PseudoUnit | 0 | 0 | 0 | 0 | 0 | 0
FixedInterchange | 0 | 0 | 0 | 0 | 0 | 0
Total Costs by Reporting Type: TVA
ReportingType | 2015 | 2020 | 2025 | 2030 | 2035 | 2040
BM | 0 | 0 | 0 | 0 | 0 | 0
CC | 866.47 | 1033.6 | 1167.98 | 1543.15 | 1546.27 | 1435.34
CSP | 0 | 0 | 0 | 0 | 0 | 0
CT | 0 | 217.31 | 221.98 | 223.91 | 216.95 | 55.58
Coal | 3774.98 | 3896.8 | 4111.97 | 4304.36 | 6388.43 | 8472.87
Geo | 0 | 0 | 0 | 0 | 0 | 0
H | 72.8 | 72.8 | 72.8 | 72.8 | 72.8 | 72.8
LFG | 1.57 | 1.57 | 33.99 | 33.99 | 33.99 | 33.99
Nuc | 2533.71 | 2544.78 | 2579.4 | 2590.89 | 1999.33 | 2503.04
PS | 41.38 | 41.38 | 41.38 | 41.38 | 41.38 | 41.38
PV | 0 | 0 | 0 | 0 | 0 | 0
PeakG | 99.24 | 106.13 | 140.5 | 140.55 | 141.16 | 188.88
PeakO | 1.87 | 1.87 | 1.87 | 2.44 | 2.44 | 3.1
ST | 0 | 0 | 0 | 0 | 0 | 0
STOG | 0 | 0 | 0 | 0 | 0 | 0
STWD | 0.16 | 0.16 | 0.16 | 0.17 | 0.31 | 0.36
WT | 0.99 | 0.99 | 0.99 | 0.99 | 0.99 | 0.99
IGCC | 0 | 0 | 0 | 0 | 0 | 0
DemandResponse | 0 | 0 | 0 | 0 | 0 | 0
IGCC-CCS | 0 | 0 | 0 | 0 | 0 | 0
WT_off | 0 | 0 | 0 | 0 | 0 | 0
PseudoUnit | 0 | 0 | 0 | 0 | 0 | 0
FixedInterchange | 0 | 0 | 0 | 0 | 0 | 0
Total Costs by Reporting Type: TVA_Transmission
ReportingType | 2015 | 2020 | 2025 | 2030 | 2035 | 2040
BM | 0 | 0 | 0 | 0 | 0 | 0
CC | 0 | 0 | 0 | 0 | 0 | 0
CSP | 0 | 0 | 0 | 0 | 0 | 0
CT | 0 | 0 | 0 | 0 | 0 | 0
Coal | 0 | 0 | 0 | 0 | 0 | 0
Geo | 0 | 0 | 0 | 0 | 0 | 0
H | 0 | 0 | 0 | 0 | 0 | 0
LFG | 0 | 0 | 0 | 0 | 0 | 0
Nuc | 0 | 0 | 0 | 0 | 0 | 0
PS | 0 | 0 | 0 | 0 | 0 | 0
PV | 0 | 0 | 0 | 0 | 0 | 0
PeakG | 0 | 0 | 0 | 0 | 0 | 0
PeakO | 0 | 0 | 0 | 0 | 0 | 0
ST | 0 | 0 | 0 | 0 | 0 | 0
STOG | 0 | 0 | 0 | 0 | 0 | 0
STWD | 0 | 0 | 0 | 0 | 0 | 0
WT | 0 | 0 | 0 | 0 | 0 | 0
IGCC | 0 | 0 | 0 | 0 | 0 | 0
DemandResponse | 0 | 0 | 0 | 0 | 0 | 0
IGCC-CCS | 0 | 0 | 0 | 0 | 0 | 0
WT_off | 0 | 0 | 0 | 0 | 0 | 0
PseudoUnit | 0 | 0 | 0 | 0 | 0 | 0
FixedInterchange | 0 | 0 | 0 | 0 | 0 | 0
Total Costs by Reporting Type: VACAR
ReportingType | 2015 | 2020 | 2025 | 2030 | 2035 | 2040
BM | 0.93 | 345.13 | 1009.31 | 1120.42 | 1194.21 | 1330.07
CC | 2936.38 | 2896.4 | 2808.54 | 3697.84 | 5578.83 | 7398.7
CSP | 0 | 0 | 0 | 0 | 0 | 0
CT | 69.92 | 70.26 | 75.36 | 73.81 | 159.89 | 210.19
Coal | 4682.78 | 4851.6 | 5971.44 | 6634.04 | 7716.65 | 8346.61
Geo | 0 | 0 | 0 | 0 | 0 | 0
H | 30.23 | 30.23 | 30.23 | 30.23 | 30.23 | 30.23
LFG | 7.71 | 40.25 | 40.25 | 40.25 | 40.18 | 20.68
Nuc | 2606.17 | 4340.01 | 4396.29 | 4414.98 | 3652.53 | 5131.05
PS | 62.1 | 62.1 | 62.1 | 62.1 | 62.1 | 62.1
PV | 0.24 | 45.84 | 47.89 | 50.44 | 53.05 | 12.46
PeakG | 150.68 | 157.41 | 171.24 | 214.5 | 229.51 | 300.15
PeakO | 36.13 | 36.13 | 36.53 | 37.21 | 37.21 | 47.42
ST | 0 | 0 | 0 | 0 | 0 | 0
STOG | 4.04 | 4.04 | 4.04 | 4.12 | 4.13 | 4.88
STWD | 173.41 | 173.41 | 93.17 | 110.13 | 173.41 | 175.67
WT | 0.22 | 838.93 | 838.93 | 838.93 | 838.73 | 98.34
IGCC | 0 | 0 | 0 | 0 | 0 | 0
DemandResponse | 0 | 0 | 0 | 0 | 0 | 0
IGCC-CCS | 0 | 0 | 0 | 0 | 0 | 0
WT_off | 0.59 | 0.59 | 0.59 | 0.59 | 0.05 | 0.05
PseudoUnit | 0 | 0 | 0 | 0 | 0 | 0
FixedInterchange | 0 | 0 | 0 | 0 | 0 | 0
Total Costs by Reporting Type: IESO
ReportingType | 2015 | 2020 | 2025 | 2030 | 2035 | 2040
BM | 177.6 | 177.6 | 177.6 | 177.6 | 177.87 | 177.87
CC | 314.04 | 324.37 | 354.16 | 380.3 | 810.31 | 1918.08
CSP | 0 | 0 | 0 | 0 | 0 | 0
CT | 44.26 | 44.26 | 44.26 | 44.52 | 103.05 | 137.74
Coal | 0 | 0 | 0 | 0 | 0 | 0
Geo | 0 | 0 | 0 | 0 | 0 | 0
H | 123.83 | 123.83 | 123.83 | 123.83 | 123.83 | 123.83
LFG | 19.32 | 19.32 | 19.32 | 19.32 | 14.43 | 14.43
Nuc | 2990.3 | 3007.72 | 3062.19 | 3080.28 | 2836.57 | 3030.7
PS | 2.92 | 2.92 | 2.92 | 2.92 | 2.92 | 2.92
PV | 558.01 | 558.01 | 558.01 | 558.01 | 0.44 | 0.44
PeakG | 11.67 | 13.67 | 13.67 | 14 | 14.88 | 14.95
PeakO | 0.66 | 0.66 | 0.78 | 0.86 | 0.86 | 0.86
ST | 0 | 0 | 0 | 0 | 0 | 0
STOG | 0 | 0 | 0 | 0 | 0 | 0
STWD | 0 | 0 | 0 | 0 | 0 | 0
WT | 763.41 | 763.41 | 763.41 | 763.41 | 43.84 | 43.84
IGCC | 0 | 0 | 0 | 0 | 0 | 0
DemandResponse | 0 | 0 | 0 | 0 | 0 | 0
IGCC-CCS | 0 | 0 | 0 | 0 | 0 | 0
WT_off | 0 | 0 | 0 | 0 | 0 | 0
PseudoUnit | 0 | 0 | 0 | 0 | 0 | 0
FixedInterchange | 0 | 0 | 0 | 0 | 0 | 0
Total Costs by Reporting Type: MAPP_CA
ReportingType | 2015 | 2020 | 2025 | 2030 | 2035 | 2040
BM | 0 | 0 | 0 | 0 | 0 | 0
CC | 421.14 | 618.16 | 743.23 | 946.56 | 1263.84 | 1220.44
CSP | 0 | 0 | 0 | 0 | 0 | 0
CT | 0 | 0 | 0 | 0 | 0 | 41.83
Coal | 63.25 | 70.68 | 94.02 | 182.21 | 289.95 | 344.27
Geo | 0 | 0 | 0 | 0 | 0 | 0
H | 92.24 | 92.24 | 92.24 | 92.24 | 92.24 | 92.24
LFG | 0 | 0 | 0 | 0 | 0 | 0
Nuc | 0.01 | 0.01 | 0.01 | 0.01 | 0.01 | 0.01
PS | 0 | 0 | 0 | 0 | 0 | 0
PV | 0 | 0 | 0 | 0 | 0 | 0
PeakG | 9.88 | 9.88 | 9.92 | 10.1 | 13.13 | 13.09
PeakO | 0.09 | 0.09 | 0.09 | 0.12 | 0.12 | 0.12
ST | 0 | 0 | 0 | 0 | 0 | 0
STOG | 5.54 | 5.54 | 5.54 | 5.54 | 5.54 | 5.54
STWD | 0 | 0 | 0 | 0 | 0 | 0
WT | 105.14 | 105.14 | 105.14 | 105.14 | 17.92 | 17.92
IGCC | 0 | 0 | 0 | 0 | 0 | 0
DemandResponse | 0 | 0 | 0 | 0 | 0 | 0
IGCC-CCS | 0 | 0 | 0 | 0 | 0 | 0
WT_off | 0 | 0 | 0 | 0 | 0 | 0
PseudoUnit | 0 | 0 | 0 | 0 | 0 | 0
FixedInterchange | 0 | 0 | 0 | 0 | 0 | 0
Total Costs by Reporting Type: AZ_NM_SNV_Coal
ReportingType | 2015 | 2020 | 2025 | 2030 | 2035 | 2040
BM | 0 | 0 | 0 | 0 | 0 | 0
CC | 0 | 0 | 0 | 0 | 0 | 0
CSP | 0 | 0 | 0 | 0 | 0 | 0
CT | 0 | 0 | 0 | 0 | 0 | 0
Coal | 2536.06 | 2833.66 | 2889.05 | 2985.83 | 3230.94 | 6071.56
Geo | 0 | 0 | 0 | 0 | 0 | 0
H | 0 | 0 | 0 | 0 | 0 | 0
LFG | 0 | 0 | 0 | 0 | 0 | 0
Nuc | 0 | 0 | 0 | 0 | 0 | 0
PS | 0 | 0 | 0 | 0 | 0 | 0
PV | 0 | 0 | 0 | 0 | 0 | 0
PeakG | 0 | 0 | 0 | 0 | 0 | 0
PeakO | 5.77 | 5.77 | 5.87 | 0 | 0 | 0
ST | 0 | 0 | 0 | 0 | 0 | 0
STOG | 0 | 0 | 0 | 0 | 0 | 0
STWD | 0 | 0 | 0 | 0 | 0 | 0
WT | 0 | 0 | 0 | 0 | 0 | 0
IGCC | 0 | 0 | 0 | 0 | 0 | 0
DemandResponse | 0 | 0 | 0 | 0 | 0 | 0
IGCC-CCS | 0 | 0 | 0 | 0 | 0 | 0
WT_off | 0 | 0 | 0 | 0 | 0 | 0
PseudoUnit | 0 | 0 | 0 | 0 | 0 | 0
FixedInterchange | 0 | 0 | 0 | 0 | 0 | 0
Total Costs by Reporting Type: AZ_NM_SNV_Gas
ReportingType | 2015 | 2020 | 2025 | 2030 | 2035 | 2040
BM | 0 | 0 | 0 | 0 | 0 | 0
CC | 4293.6 | 5476.02 | 6190.6 | 8080.49 | 11117.02 | 11665.42
CSP | 0 | 0 | 0 | 0 | 0 | 0
CT | 68.63 | 68.63 | 74.18 | 80.09 | 0 | 0
Coal | 0 | 0 | 0 | 0 | 0 | 0
Geo | 0 | 0 | 0 | 0 | 0 | 0
H | 0 | 0 | 0 | 0 | 0 | 0
LFG | 0 | 0 | 0 | 0 | 0 | 0
Nuc | 0 | 0 | 0 | 0 | 0 | 0
PS | 0 | 0 | 0 | 0 | 0 | 0
PV | 0 | 0 | 0 | 0 | 0 | 0
PeakG | 63.97 | 63.97 | 91.34 | 120.09 | 87.91 | 0
PeakO | 0 | 0 | 0 | 0 | 0 | 0
ST | 0 | 0 | 0 | 0 | 0 | 0
STOG | 0 | 0 | 0 | 0 | 0 | 0
STWD | 0 | 0 | 0 | 0 | 0 | 0
WT | 0 | 0 | 0 | 0 | 0 | 0
IGCC | 0 | 0 | 0 | 0 | 0 | 0
DemandResponse | 0 | 0 | 0 | 0 | 0 | 0
IGCC-CCS | 0 | 0 | 0 | 0 | 0 | 0
WT_off | 0 | 0 | 0 | 0 | 0 | 0
PseudoUnit | 0 | 0 | 0 | 0 | 0 | 0
FixedInterchange | 0 | 0 | 0 | 0 | 0 | 0
Total Costs by Reporting Type: AZ_NM_SNV_NucRenew
ReportingType | 2015 | 2020 | 2025 | 2030 | 2035 | 2040
BM | 0 | 0 | 0 | 0 | 0 | 0
CC | 0 | 0 | 0 | 0 | 0 | 0
CSP | 0 | 0 | 0 | 0 | 0 | 0
CT | 0 | 0 | 0 | 0 | 0 | 0
Coal | 0 | 0 | 0 | 0 | 0 | 0
Geo | 0 | 0 | 608.13 | 608.13 | 608.13 | 608.13
H | 44.6 | 44.6 | 44.6 | 44.6 | 44.6 | 44.6
LFG | 0.85 | 19.95 | 19.95 | 19.95 | 19.95 | 8.23
Nuc | 810.72 | 895.93 | 912.19 | 917.59 | 917.59 | 917.59
PS | 5.13 | 5.13 | 5.13 | 5.13 | 5.13 | 5.13
PV | 37.26 | 37.26 | 37.26 | 37.26 | 2.38 | 2.38
PeakG | 0 | 0 | 0 | 0 | 0 | 0
PeakO | 0 | 0 | 0 | 0 | 0 | 0
ST | 119.47 | 299.16 | 399.58 | 361.28 | 325.11 | 175.15
STOG | 0 | 0 | 0 | 0 | 0 | 0
STWD | 12.81 | 12.81 | 1.96 | 10.87 | 10.87 | 11.08
WT | 31.87 | 2260.48 | 2260.48 | 2331.58 | 2317.29 | 352.49
IGCC | 0 | 0 | 0 | 0 | 0 | 0
DemandResponse | 0 | 0 | 0 | 0 | 0 | 0
IGCC-CCS | 0 | 0 | 0 | 0 | 0 | 0
WT_off | 0 | 0 | 0 | 0 | 0 | 0
PseudoUnit | 0 | 0 | 0 | 0 | 0 | 0
FixedInterchange | 0 | 0 | 0 | 0 | 0 | 0
Total Costs by Reporting Type: ERCOT
ReportingType | 2015 | 2020 | 2025 | 2030 | 2035 | 2040
BM | 69.26 | 69.26 | 69.61 | 70.55 | 80.42 | 76.66
CC | 7487.85 | 8285.05 | 8854.9 | 10006.06 | 11963.87 | 13269.39
CSP | 0 | 0 | 0 | 0 | 0 | 0
CT | 22.65 | 22.99 | 24.44 | 23.27 | 2.36 | 2.43
Coal | 4812.5 | 5837.36 | 6978.49 | 7091.31 | 7411.99 | 8314.44
Geo | 0 | 0 | 0 | 0 | 0 | 0
H | 8.05 | 8.05 | 8.05 | 8.05 | 8.05 | 8.05
LFG | 9.06 | 9.06 | 16.05 | 115.9 | 115.9 | 115.9
Nuc | 1007.36 | 1144.64 | 1203.03 | 1210.21 | 1210.21 | 1240.47
PS | 0 | 0 | 0 | 0 | 0 | 0
PV | 5.14 | 5.14 | 5.14 | 5.14 | 0.01 | 0.01
PeakG | 80.63 | 81.44 | 119.03 | 119.52 | 118.9 | 154.37
PeakO | 1.29 | 1.45 | 1.5 | 1.5 | 1.5 | 1.91
ST | 0 | 0 | 0 | 0 | 0 | 0
STOG | 940.1 | 1032.89 | 1195.27 | 1200.49 | 1211.6 | 1310.11
STWD | 0 | 0 | 0 | 0 | 0 | 0
WT | 388.45 | 388.45 | 388.45 | 388.45 | 315.74 | 1208.49
IGCC | 0 | 0 | 0 | 0 | 0 | 0
DemandResponse | 0 | 0 | 0 | 0 | 0 | 0
IGCC-CCS | 0 | 0 | 0 | 0 | 0 | 0
WT_off | 0 | 0 | 0 | 0 | 0 | 0
PseudoUnit | 0 | 0 | 0 | 0 | 0 | 0
FixedInterchange | 0 | 0 | 0 | 0 | 0 | 0
Total Costs by Reporting Type: NP15
ReportingType | 2015 | 2020 | 2025 | 2030 | 2035 | 2040
BM | 0 | 0 | 0 | 0 | 0 | 0
CC | 2098 | 1701.8 | 2426.73 | 1768.39 | 1338.12 | 1039.81
CSP | 0 | 0 | 0 | 0 | 0 | 0
CT | 25.36 | 93.56 | 337.12 | 718.79 | 1075.84 | 1393.94
Coal | 10.2 | 11.86 | 13.75 | 6.82 | 0 | 0
Geo | 100.91 | 262.54 | 381.16 | 381.16 | 381.16 | 275.49
H | 125.7 | 125.7 | 125.7 | 125.7 | 125.7 | 125.7
LFG | 10.26 | 204.81 | 204.81 | 204.81 | 204.81 | 79.02
Nuc | 495.59 | 531.09 | 540.7 | 543.89 | 543.89 | 573.29
PS | 53.58 | 53.58 | 53.58 | 53.58 | 53.58 | 53.58
PV | 3.68 | 3.68 | 3.68 | 3.68 | 0.89 | 0.89
PeakG | 56.04 | 56.04 | 56.04 | 71.95 | 76.43 | 105.93
PeakO | 10.26 | 10.26 | 10.26 | 10.27 | 10.27 | 13.09
ST | 14.46 | 14.46 | 14.46 | 14.46 | 1.86 | 1.86
STOG | 175.56 | 173.62 | 183.48 | 192.12 | 188.09 | 239.79
STWD | 265.97 | 265.97 | 14.49 | 161.24 | 162.49 | 171.28
WT | 66.31 | 970.86 | 970.86 | 970.86 | 944.79 | 132.94
IGCC | 0 | 0 | 0 | 0 | 0 | 0
DemandResponse | 0 | 0 | 0 | 0 | 0 | 0
IGCC-CCS | 0 | 0 | 0 | 0 | 0 | 0
WT_off | 0 | 0 | 0 | 0 | 0 | 0
PseudoUnit | 0 | 0 | 0 | 0 | 0 | 0
FixedInterchange | 0 | 0 | 0 | 0 | 0 | 0
Total Costs by Reporting Type: NWPP_Coal
ReportingType | 2015 | 2020 | 2025 | 2030 | 2035 | 2040
BM | 0 | 0 | 0 | 0 | 0 | 0
CC | 0 | 0 | 0 | 0 | 0 | 0
CSP | 0 | 0 | 0 | 0 | 0 | 0
CT | 0 | 0 | 0 | 0 | 0 | 0
Coal | 3106.52 | 3147.95 | 3238.02 | 3300.49 | 3525.68 | 4324.45
Geo | 0 | 0 | 0 | 0 | 0 | 0
H | 0 | 0 | 0 | 0 | 0 | 0
LFG | 0 | 0 | 0 | 0 | 0 | 0
Nuc | 0 | 0 | 0 | 0 | 0 | 0
PS | 0 | 0 | 0 | 0 | 0 | 0
PV | 0 | 0 | 0 | 0 | 0 | 0
PeakG | 0 | 0 | 0 | 0 | 0 | 0
PeakO | 0 | 0 | 0 | 0 | 0 | 0
ST | 0 | 0 | 0 | 0 | 0 | 0
STOG | 0 | 0 | 0 | 0 | 0 | 0
STWD | 0 | 0 | 0 | 0 | 0 | 0
WT | 0 | 0 | 0 | 0 | 0 | 0
IGCC | 0 | 0 | 0 | 0 | 0 | 0
DemandResponse | 0 | 0 | 0 | 0 | 0 | 0
IGCC-CCS | 0 | 0 | 0 | 0 | 0 | 0
WT_off | 0 | 0 | 0 | 0 | 0 | 0
PseudoUnit | 0 | 0 | 0 | 0 | 0 | 0
FixedInterchange | 0 | 0 | 0 | 0 | 0 | 0
Total Costs by Reporting Type: NWPP_Gas
ReportingType | 2015 | 2020 | 2025 | 2030 | 2035 | 2040
BM | 0 | 0 | 0 | 0 | 0 | 0
CC | 1979.58 | 2264.86 | 2547.93 | 5065.99 | 7079.5 | 8543.66
CSP | 0 | 0 | 0 | 0 | 0 | 0
CT | 14.02 | 14.02 | 14.02 | 14.02 | 0 | 0
Coal | 0 | 0 | 0 | 0 | 0 | 507.07
Geo | 0 | 0 | 0 | 0 | 0 | 0
H | 0 | 0 | 0 | 0 | 0 | 0
LFG | 0 | 0 | 0 | 0 | 0 | 0
Nuc | 0 | 0 | 0 | 0 | 0 | 0
PS | 0 | 0 | 0 | 0 | 0 | 0
PV | 0 | 0 | 0 | 0 | 0 | 0
PeakG | 0 | 0 | 0 | 0 | 0 | 0
PeakO | 0 | 0 | 0 | 0 | 0 | 0
ST | 0 | 0 | 0 | 0 | 0 | 0
STOG | 0 | 0 | 0 | 0 | 0 | 0
STWD | 0 | 0 | 0 | 0 | 0 | 0
WT | 0 | 0 | 0 | 0 | 0 | 0
IGCC | 0 | 0 | 0 | 0 | 0 | 0
DemandResponse | 0 | 0 | 0 | 0 | 0 | 0
IGCC-CCS | 0 | 0 | 0 | 0 | 0 | 0
WT_off | 0 | 0 | 0 | 0 | 0 | 0
PseudoUnit | 0 | 0 | 0 | 0 | 0 | 0
FixedInterchange | 0 | 0 | 0 | 0 | 0 | 0
Total Costs by Reporting Type: NWPP_NucRenew
ReportingType | 2015 | 2020 | 2025 | 2030 | 2035 | 2040
BM | 17.16 | 35.02 | 17.16 | 35.02 | 35.02 | 35.02
CC | 0 | 0 | 0 | 0 | 0 | 0
CSP | 0 | 0 | 0 | 0 | 0 | 0
CT | 0 | 0 | 0 | 0 | 0 | 0
Coal | 0 | 0 | 0 | 0 | 0 | 0
Geo | 67.62 | 67.62 | 249.83 | 249.83 | 224.95 | 224.95
H | 480.54 | 480.54 | 480.54 | 480.54 | 480.54 | 480.54
LFG | 20.56 | 22.96 | 96.06 | 96.06 | 91.04 | 89.57
Nuc | 256.71 | 258.17 | 262.7 | 264.21 | 264.21 | 324.67
PS | 6.12 | 6.12 | 6.12 | 6.12 | 6.12 | 6.12
PV | 0.04 | 0.04 | 0.04 | 0.04 | 0.04 | 0.04
PeakG | 0 | 0 | 0 | 0 | 0 | 0
PeakO | 0 | 0 | 0 | 0 | 0 | 0
ST | 0 | 0 | 0 | 0 | 0 | 0
STOG | 0 | 0 | 0 | 0 | 0 | 0
STWD | 0.87 | 5.12 | 0.87 | 15.96 | 15.96 | 16.17
WT | 467.97 | 467.97 | 467.97 | 467.97 | 229.12 | 229.12
IGCC | 0 | 0 | 0 | 0 | 0 | 0
DemandResponse | 0 | 0 | 0 | 0 | 0 | 0
IGCC-CCS | 0 | 0 | 0 | 0 | 0 | 0
WT_off | 0 | 0 | 0 | 0 | 0 | 0
PseudoUnit | 0 | 0 | 0 | 0 | 0 | 0
FixedInterchange | 0 | 0 | 0 | 0 | 0 | 0
Total Costs by Reporting Type: RMPA
ReportingType | 2015 | 2020 | 2025 | 2030 | 2035 | 2040
BM | 0 | 0 | 0 | 0 | 0 | 0
CC | 372.38 | 447.69 | 270.3 | 316.82 | 271.08 | 280.94
CSP | 0 | 0 | 0 | 0 | 0 | 0
CT | 16.21 | 16.21 | 16.21 | 16.21 | 0 | 0
Coal | 1805.8 | 1766.2 | 1841.46 | 1833.22 | 2489.59 | 3258.79
Geo | 0 | 124.68 | 1086.13 | 1086.13 | 1086.13 | 1008.29
H | 13.99 | 13.99 | 13.99 | 13.99 | 13.99 | 13.99
LFG | 1.17 | 10.26 | 10.26 | 10.26 | 9.99 | 4.42
Nuc | 0.01 | 0.01 | 0.01 | 0.01 | 0.01 | 0.01
PS | 13.37 | 13.37 | 13.37 | 13.37 | 13.37 | 13.37
PV | 0.68 | 0.68 | 0.68 | 0.68 | 0.31 | 0.31
PeakG | 49.51 | 52 | 49.03 | 67.88 | 75.1 | 98.23
PeakO | 5.49 | 5.49 | 4.99 | 4.99 | 4.99 | 6.36
ST | 1.26 | 148.98 | 158.39 | 168.44 | 167.37 | 43.74
STOG | 0 | 0 | 0 | 0 | 0 | 0
STWD | 0 | 0 | 0 | 0 | 0 | 0
WT | 240.35 | 331.09 | 331.09 | 331.09 | 158.43 | 78.18
IGCC | 0 | 0 | 0 | 0 | 0 | 0
DemandResponse | 0 | 0 | 0 | 0 | 0 | 0
IGCC-CCS | 0 | 0 | 0 | 0 | 0 | 0
WT_off | 0 | 0 | 0 | 0 | 0 | 0
PseudoUnit | 0 | 0 | 0 | 0 | 0 | 0
FixedInterchange | 0 | 0 | 0 | 0 | 0 | 0
Total Costs by Reporting Type: SP15
ReportingType | 2015 | 2020 | 2025 | 2030 | 2035 | 2040
BM | 6.8 | 6.8 | 3.59 | 6.42 | 5.91 | 5.91
CC | 2224.4 | 1323.69 | 1590.65 | 1597.84 | 1499.6 | 1387.06
CSP | 0 | 0 | 0 | 0 | 0 | 0
CT | 0 | 0 | 0 | 0 | 0 | 0
Coal | 35.25 | 40.89 | 42.8 | 37.92 | 0 | 0
Geo | 104.52 | 713.94 | 713.94 | 699.68 | 699.68 | 328.75
H | 16.57 | 16.57 | 16.57 | 16.57 | 16.57 | 16.57
LFG | 29.05 | 219.63 | 219.63 | 219.4 | 217.54 | 94.59
Nuc | 508.22 | 511.05 | 519.92 | 522.86 | 522.86 | 671.91
PS | 34.19 | 34.19 | 34.19 | 34.19 | 34.19 | 34.19
PV | 3.49 | 3.49 | 3.49 | 3.49 | 1.81 | 1.81
PeakG | 76.73 | 76.73 | 90.51 | 100.87 | 100.87 | 135.58
PeakO | 1.47 | 1.5 | 1.5 | 1.5 | 1.5 | 1.91
ST | 220.08 | 220.08 | 220.08 | 220.08 | 28.69 | 28.69
STOG | 463.86 | 467.13 | 455.69 | 465.81 | 486.74 | 603.46
STWD | 68.43 | 68.43 | 5.56 | 43.53 | 43.53 | 39.51
WT | 264.36 | 264.36 | 264.36 | 264.36 | 71.1 | 71.1
IGCC | 0 | 0 | 0 | 0 | 0 | 0
DemandResponse | 0 | 0 | 0 | 0 | 0 | 0
IGCC-CCS | 0 | 0 | 0 | 0 | 0 | 0
WT_off | 0 | 0 | 0 | 0 | 0 | 0
PseudoUnit | 0 | 0 | 0 | 0 | 0 | 0
FixedInterchange | 0 | 0 | 0 | 0 | 0 | 0
Total Costs by Reporting Type: ALB
ReportingType | 2015 | 2020 | 2025 | 2030 | 2035 | 2040
BM | 0 | 0 | 0 | 0 | 0 | 0
CC | 791.82 | 1220.97 | 1604.82 | 2150.97 | 2802.03 | 3517.24
CSP | 0 | 0 | 0 | 0 | 0 | 0
CT | 18.05 | 18.05 | 18.05 | 18.05 | 0 | 0
Coal | 1005.47 | 1042.05 | 1102.23 | 1235.18 | 1300.31 | 1121.55
Geo | 0 | 0 | 0 | 0 | 0 | 0
H | 12.99 | 12.99 | 12.99 | 12.99 | 12.99 | 12.99
LFG | 1.21 | 1.21 | 1.21 | 1.21 | 1.21 | 1.21
Nuc | 0.01 | 0.01 | 0.01 | 0.01 | 0.01 | 0.01
PS | 0 | 0 | 0 | 0 | 0 | 0
PV | 0 | 0 | 0 | 0 | 0 | 0
PeakG | 24.53 | 22.93 | 22.93 | 22.93 | 32.3 | 32.3
PeakO | 0 | 0 | 0 | 0 | 0 | 0
ST | 0 | 0 | 0 | 0 | 0 | 0
STOG | 0 | 0 | 0 | 0 | 0 | 0
STWD | 0 | 0 | 0 | 0 | 0 | 0
WT | 25.5 | 25.5 | 25.5 | 25.5 | 22.96 | 22.96
IGCC | 0 | 0 | 0 | 0 | 0 | 0
DemandResponse | 0 | 0 | 0 | 0 | 0 | 0
IGCC-CCS | 0 | 0 | 0 | 0 | 0 | 0
WT_off | 0 | 0 | 0 | 0 | 0 | 0
PseudoUnit | 0 | 0 | 0 | 0 | 0 | 0
FixedInterchange | 0 | 0 | 0 | 0 | 0 | 0
Total Costs by Reporting Type: BC
ReportingType | 2015 | 2020 | 2025 | 2030 | 2035 | 2040
BM | 0 | 0 | 0 | 0 | 0 | 0
CC | 494.19 | 729.17 | 1085.08 | 1412.63 | 1949.8 | 2450.99
CSP | 0 | 0 | 0 | 0 | 0 | 0
CT | 0 | 0 | 0 | 0 | 0 | 0
Coal | 0 | 0 | 0 | 0 | 0 | 0
Geo | 0 | 0 | 0 | 0 | 0 | 0
H | 173.22 | 173.22 | 173.22 | 173.22 | 173.22 | 173.22
LFG | 2.9 | 2.9 | 2.9 | 2.9 | 2.9 | 2.9
Nuc | 0.01 | 0.01 | 0.01 | 0.01 | 0.01 | 0.01
PS | 0 | 0 | 0 | 0 | 0 | 0
PV | 0 | 0 | 0 | 0 | 0 | 0
PeakG | 2.66 | 2.77 | 3.3 | 3.3 | 3.3 | 3.3
PeakO | 1.16 | 1.29 | 1.29 | 1.29 | 1.29 | 1.29
ST | 0 | 0 | 0 | 0 | 0 | 0
STOG | 0 | 0 | 0 | 0 | 0 | 0
STWD | 16.34 | 16.34 | 16.34 | 16.34 | 16.34 | 16.35
WT | 48.22 | 48.22 | 48.22 | 48.22 | 7.54 | 7.54
IGCC | 0 | 0 | 0 | 0 | 0 | 0
DemandResponse | 0 | 0 | 0 | 0 | 0 | 0
IGCC-CCS | 0 | 0 | 0 | 0 | 0 | 0
WT_off | 0 | 0 | 0 | 0 | 0 | 0
PseudoUnit | 0 | 0 | 0 | 0 | 0 | 0
FixedInterchange | 0 | 0 | 0 | 0 | 0 | 0
Total Costs by Reporting Type: HQ_IESO
ReportingType | 2015 | 2020 | 2025 | 2030 | 2035 | 2040
BM | 0 | 0 | 0 | 0 | 0 | 0
CC | 0 | 0 | 0 | 0 | 0 | 0
CSP | 0 | 0 | 0 | 0 | 0 | 0
CT | 0 | 0 | 0 | 0 | 0 | 0
Coal | 0 | 0 | 0 | 0 | 0 | 0
Geo | 0 | 0 | 0 | 0 | 0 | 0
H | 0 | 0 | 0 | 0 | 0 | 0
LFG | 0 | 0 | 0 | 0 | 0 | 0
Nuc | 0.01 | 0.01 | 0.01 | 0.01 | 0.01 | 0.01
PS | 0 | 0 | 0 | 0 | 0 | 0
PV | 0 | 0 | 0 | 0 | 0 | 0
PeakG | 0 | 0 | 0 | 0 | 0 | 0
PeakO | 0 | 0 | 0 | 0 | 0 | 0
ST | 0 | 0 | 0 | 0 | 0 | 0
STOG | 0 | 0 | 0 | 0 | 0 | 0
STWD | 0 | 0 | 0 | 0 | 0 | 0
WT | 0 | 0 | 0 | 0 | 0 | 0
IGCC | 0 | 0 | 0 | 0 | 0 | 0
DemandResponse | 0 | 0 | 0 | 0 | 0 | 0
IGCC-CCS | 0 | 0 | 0 | 0 | 0 | 0
WT_off | 0 | 0 | 0 | 0 | 0 | 0
PseudoUnit | 0 | 0 | 0 | 0 | 0 | 0
FixedInterchange | 0 | 0 | 0 | 0 | 0 | 0
Total Costs by Reporting Type: HQ_NEISO
ReportingType | 2015 | 2020 | 2025 | 2030 | 2035 | 2040
BM | 0 | 0 | 0 | 0 | 0 | 0
CC | 0 | 0 | 0 | 0 | 0 | 0
CSP | 0 | 0 | 0 | 0 | 0 | 0
CT | 0 | 0 | 0 | 0 | 0 | 0
Coal | 0 | 0 | 0 | 0 | 0 | 0
Geo | 0 | 0 | 0 | 0 | 0 | 0
H | 0 | 0 | 0 | 0 | 0 | 0
LFG | 0 | 0 | 0 | 0 | 0 | 0
Nuc | 0.01 | 0.01 | 0.01 | 0.01 | 0.01 | 0.01
PS | 0 | 0 | 0 | 0 | 0 | 0
PV | 0 | 0 | 0 | 0 | 0 | 0
PeakG | 0 | 0 | 0 | 0 | 0 | 0
PeakO | 0 | 0 | 0 | 0 | 0 | 0
ST | 0 | 0 | 0 | 0 | 0 | 0
STOG | 0 | 0 | 0 | 0 | 0 | 0
STWD | 0 | 0 | 0 | 0 | 0 | 0
WT | 0 | 0 | 0 | 0 | 0 | 0
IGCC | 0 | 0 | 0 | 0 | 0 | 0
DemandResponse | 0 | 0 | 0 | 0 | 0 | 0
IGCC-CCS | 0 | 0 | 0 | 0 | 0 | 0
WT_off | 0 | 0 | 0 | 0 | 0 | 0
PseudoUnit | 0 | 0 | 0 | 0 | 0 | 0
FixedInterchange | 0 | 0 | 0 | 0 | 0 | 0
Total Costs by Reporting Type: HQ_NY
ReportingType | 2015 | 2020 | 2025 | 2030 | 2035 | 2040
BM | 0 | 0 | 0 | 0 | 0 | 0
CC | 0 | 0 | 0 | 0 | 0 | 0
CSP | 0 | 0 | 0 | 0 | 0 | 0
CT | 0 | 0 | 0 | 0 | 0 | 0
Coal | 0 | 0 | 0 | 0 | 0 | 0
Geo | 0 | 0 | 0 | 0 | 0 | 0
H | 0 | 0 | 0 | 0 | 0 | 0
LFG | 0 | 0 | 0 | 0 | 0 | 0
Nuc | 0.01 | 0.01 | 0.01 | 0.01 | 0.01 | 0.01
PS | 0 | 0 | 0 | 0 | 0 | 0
PV | 0 | 0 | 0 | 0 | 0 | 0
PeakG | 0 | 0 | 0 | 0 | 0 | 0
PeakO | 0 | 0 | 0 | 0 | 0 | 0
ST | 0 | 0 | 0 | 0 | 0 | 0
STOG | 0 | 0 | 0 | 0 | 0 | 0
STWD | 0 | 0 | 0 | 0 | 0 | 0
WT | 0 | 0 | 0 | 0 | 0 | 0
IGCC | 0 | 0 | 0 | 0 | 0 | 0
DemandResponse | 0 | 0 | 0 | 0 | 0 | 0
IGCC-CCS | 0 | 0 | 0 | 0 | 0 | 0
WT_off | 0 | 0 | 0 | 0 | 0 | 0
PseudoUnit | 0 | 0 | 0 | 0 | 0 | 0
FixedInterchange | 0 | 0 | 0 | 0 | 0 | 0
Total Costs by Reporting Type: MARITIMES
ReportingType | 2015 | 2020 | 2025 | 2030 | 2035 | 2040
BM | 0 | 0 | 0 | 0 | 0 | 0
CC | 0 | 0 | 0 | 0 | 0 | 0
CSP | 0 | 0 | 0 | 0 | 0 | 0
CT | 0 | 0 | 0 | 0 | 0 | 0
Coal | 0 | 0 | 0 | 0 | 0 | 0
Geo | 0 | 0 | 0 | 0 | 0 | 0
H | 0 | 0 | 0 | 0 | 0 | 0
LFG | 0 | 0 | 0 | 0 | 0 | 0
Nuc | 0.01 | 0.01 | 0.01 | 0.01 | 0.01 | 0.01
PS | 0 | 0 | 0 | 0 | 0 | 0
PV | 0 | 0 | 0 | 0 | 0 | 0
PeakG | 0 | 0 | 0 | 0 | 0 | 0
PeakO | 0 | 0 | 0 | 0 | 0 | 0
ST | 0 | 0 | 0 | 0 | 0 | 0
STOG | 0 | 0 | 0 | 0 | 0 | 0
STWD | 0 | 0 | 0 | 0 | 0 | 0
WT | 0 | 0 | 0 | 0 | 0 | 0
IGCC | 0 | 0 | 0 | 0 | 0 | 0
DemandResponse | 0 | 0 | 0 | 0 | 0 | 0
IGCC-CCS | 0 | 0 | 0 | 0 | 0 | 0
WT_off | 0 | 0 | 0 | 0 | 0 | 0
PseudoUnit | 0 | 0 | 0 | 0 | 0 | 0
FixedInterchange | 0 | 0 | 0 | 0 | 0 | 0
Total Costs by Reporting Type: All
ReportingType | 2015 | 2020 | 2025 | 2030 | 2035 | 2040
BM | 828.63 | 1209.35 | 1769.44 | 1926.44 | 2088.18 | 2082.65
CC | 54199.56 | 59667.41 | 66595.09 | 81648.49 | 108065.35 | 127306.69
CSP | 0 | 0 | 0 | 0 | 0 | 0
CT | 649.28 | 1346.89 | 1737.28 | 2472.21 | 3202.05 | 3657.27
Coal | 74557.94 | 78026.08 | 84521.95 | 89817.9 | 101037.55 | 124306.25
Geo | 277 | 1172.73 | 3043.14 | 3028.88 | 3004.01 | 2449.57
H | 1511 | 1511 | 1511 | 1511 | 1511 | 1511
LFG | 541.97 | 1198.22 | 1893.25 | 2112.78 | 2080.26 | 1661.67
Nuc | 27257.76 | 30889.72 | 31434.52 | 31883.54 | 26253.69 | 31570.54
PS | 517.25 | 517.25 | 517.25 | 517.25 | 517.25 | 517.25
PV | 639.15 | 1449.64 | 1819.62 | 1904.53 | 1312.06 | 578.37
PeakG | 2255.04 | 2362.97 | 2751.71 | 3292.78 | 3460.68 | 4228.9
PeakO | 559.58 | 572.68 | 580.1 | 576.97 | 576.98 | 734.73
ST | 355.27 | 682.68 | 792.51 | 764.26 | 523.03 | 249.43
STOG | 3605.17 | 3586.91 | 3858.44 | 3928.16 | 4005.88 | 4535.61
STWD | 960.85 | 828.09 | 365.88 | 737.94 | 804.34 | 848.43
WT | 8135.21 | 14309.18 | 15930.86 | 16582.84 | 14278.51 | 12049.95
IGCC | 364.1 | 364.12 | 369.57 | 375.87 | 382.76 | 387.51
DemandResponse | 0 | 0 | 0 | 0 | 0 | 0
IGCC-CCS | 0 | 0 | 0 | 0 | 0 | 0
WT_off | 308.81 | 308.81 | 907.86 | 907.86 | 599.11 | 599.11
PseudoUnit | 0 | 0 | 0 | 0 | 0 | 0
FixedInterchange | 0 | 0 | 0 | 0 | 0 | 0
Total Costs by Reporting Type: EI_US
ReportingType | 2015 | 2020 | 2025 | 2030 | 2035 | 2040
BM | 557.81 | 920.67 | 1501.48 | 1636.84 | 1788.97 | 1787.19
CC | 33722.55 | 37275.63 | 40926.7 | 49922.44 | 67970.16 | 82013.68
CSP | 0 | 0 | 0 | 0 | 0 | 0
CT | 440.08 | 1069.16 | 1208.99 | 1557.24 | 2020.8 | 2081.33
Coal | 61182.9 | 63275.41 | 68322.13 | 73144.94 | 82789.09 | 100364.11
Geo | 3.95 | 3.95 | 3.95 | 3.95 | 3.95 | 3.95
H | 419.29 | 419.29 | 419.29 | 419.29 | 419.29 | 419.29
LFG | 447.6 | 688.13 | 1303.06 | 1422.97 | 1402.5 | 1251.41
Nuc | 21188.8 | 24541.07 | 24933.73 | 25344.45 | 19958.32 | 24811.85
PS | 401.94 | 401.94 | 401.94 | 401.94 | 401.94 | 401.94
PV | 30.85 | 841.33 | 1211.31 | 1296.22 | 1306.18 | 572.49
PeakG | 1879.42 | 1983.53 | 2295.94 | 2762.14 | 2937.86 | 3671.16
PeakO | 533.39 | 546.17 | 553.82 | 556.44 | 556.45 | 709.19
ST | 0 | 0 | 0 | 0 | 0 | 0
STOG | 2020.12 | 1907.73 | 2018.46 | 2064.21 | 2113.91 | 2376.71
STWD | 596.44 | 459.42 | 326.66 | 490 | 555.15 | 594.06
WT | 5733.61 | 8683.69 | 10305.37 | 10886.25 | 10149.78 | 9885.37
IGCC | 364.1 | 364.12 | 369.57 | 375.87 | 382.76 | 387.51
DemandResponse | 0 | 0 | 0 | 0 | 0 | 0
IGCC-CCS | 0 | 0 | 0 | 0 | 0 | 0
WT_off | 308.81 | 308.81 | 907.86 | 907.86 | 599.11 | 599.11
PseudoUnit | 0 | 0 | 0 | 0 | 0 | 0
FixedInterchange | 0 | 0 | 0 | 0 | 0 | 0
Total Costs by Reporting Type: EI_Canada
ReportingType | 2015 | 2020 | 2025 | 2030 | 2035 | 2040
BM | 177.6 | 177.6 | 177.6 | 177.6 | 177.87 | 177.87
CC | 735.18 | 942.53 | 1097.39 | 1326.86 | 2074.15 | 3138.51
CSP | 0 | 0 | 0 | 0 | 0 | 0
CT | 44.26 | 44.26 | 44.26 | 44.52 | 103.05 | 179.57
Coal | 63.25 | 70.68 | 94.02 | 182.21 | 289.95 | 344.27
Geo | 0 | 0 | 0 | 0 | 0 | 0
H | 216.06 | 216.06 | 216.06 | 216.06 | 216.06 | 216.06
LFG | 19.32 | 19.32 | 19.32 | 19.32 | 14.43 | 14.43
Nuc | 2990.32 | 3007.74 | 3062.22 | 3080.31 | 2836.59 | 3030.72
PS | 2.92 | 2.92 | 2.92 | 2.92 | 2.92 | 2.92
PV | 558.01 | 558.01 | 558.01 | 558.01 | 0.44 | 0.44
PeakG | 21.55 | 23.55 | 23.59 | 24.1 | 28.01 | 28.04
PeakO | 0.75 | 0.75 | 0.87 | 0.98 | 0.98 | 0.98
ST | 0 | 0 | 0 | 0 | 0 | 0
STOG | 5.54 | 5.54 | 5.54 | 5.54 | 5.54 | 5.54
STWD | 0 | 0 | 0 | 0 | 0 | 0
WT | 868.55 | 868.55 | 868.55 | 868.55 | 61.76 | 61.76
IGCC | 0 | 0 | 0 | 0 | 0 | 0
DemandResponse | 0 | 0 | 0 | 0 | 0 | 0
IGCC-CCS | 0 | 0 | 0 | 0 | 0 | 0
WT_off | 0 | 0 | 0 | 0 | 0 | 0
PseudoUnit | 0 | 0 | 0 | 0 | 0 | 0
FixedInterchange | 0 | 0 | 0 | 0 | 0 | 0
Total Costs by Reporting Type: EI
ReportingType | 2015 | 2020 | 2025 | 2030 | 2035 | 2040
BM | 735.41 | 1098.27 | 1679.08 | 1814.45 | 1966.84 | 1965.06
CC | 34457.73 | 38218.16 | 42024.09 | 51249.29 | 70044.31 | 85152.19
CSP | 0 | 0 | 0 | 0 | 0 | 0
CT | 484.34 | 1113.42 | 1253.25 | 1601.76 | 2123.85 | 2260.9
Coal | 61246.14 | 63346.09 | 68416.15 | 73327.15 | 83079.04 | 100708.39
Geo | 3.95 | 3.95 | 3.95 | 3.95 | 3.95 | 3.95
H | 635.35 | 635.35 | 635.35 | 635.35 | 635.35 | 635.35
LFG | 466.92 | 707.45 | 1322.38 | 1442.29 | 1416.93 | 1265.84
Nuc | 24179.13 | 27548.81 | 27995.95 | 28424.75 | 22794.91 | 27842.57
PS | 404.86 | 404.86 | 404.86 | 404.86 | 404.86 | 404.86
PV | 588.85 | 1399.34 | 1769.32 | 1854.23 | 1306.62 | 572.93
PeakG | 1900.97 | 2007.08 | 2319.53 | 2786.23 | 2965.87 | 3699.2
PeakO | 534.14 | 546.92 | 554.69 | 557.42 | 557.43 | 710.17
ST | 0 | 0 | 0 | 0 | 0 | 0
STOG | 2025.66 | 1913.27 | 2024 | 2069.75 | 2119.44 | 2382.25
STWD | 596.44 | 459.42 | 326.66 | 490 | 555.15 | 594.06
WT | 6602.17 | 9552.24 | 11173.92 | 11754.8 | 10211.54 | 9947.13
IGCC | 364.1 | 364.12 | 369.57 | 375.87 | 382.76 | 387.51
DemandResponse | 0 | 0 | 0 | 0 | 0 | 0
IGCC-CCS | 0 | 0 | 0 | 0 | 0 | 0
WT_off | 308.81 | 308.81 | 907.86 | 907.86 | 599.11 | 599.11
PseudoUnit | 0 | 0 | 0 | 0 | 0 | 0
FixedInterchange | 0 | 0 | 0 | 0 | 0 | 0
Total Costs by Reporting Type: Outside_EI
ReportingType | 2015 | 2020 | 2025 | 2030 | 2035 | 2040
BM | 93.22 | 111.08 | 90.36 | 111.99 | 121.34 | 117.59
CC | 19741.83 | 21449.25 | 24571.01 | 30399.19 | 38021.04 | 42154.5
CSP | 0 | 0 | 0 | 0 | 0 | 0
CT | 164.93 | 233.47 | 484.02 | 870.45 | 1078.2 | 1396.37
Coal | 13311.8 | 14679.99 | 16105.81 | 16490.76 | 17958.51 | 23597.86
Geo | 273.05 | 1168.78 | 3039.19 | 3024.93 | 3000.05 | 2445.61
H | 875.65 | 875.65 | 875.65 | 875.65 | 875.65 | 875.65
LFG | 75.05 | 490.77 | 570.87 | 670.49 | 663.33 | 395.83
Nuc | 3078.63 | 3340.91 | 3438.57 | 3458.79 | 3458.79 | 3727.97
PS | 112.39 | 112.39 | 112.39 | 112.39 | 112.39 | 112.39
PV | 50.3 | 50.3 | 50.3 | 50.3 | 5.44 | 5.44
PeakG | 354.07 | 355.89 | 432.18 | 506.55 | 494.81 | 529.71
PeakO | 25.44 | 25.76 | 25.41 | 19.55 | 19.55 | 24.56
ST | 355.27 | 682.68 | 792.51 | 764.26 | 523.03 | 249.43
STOG | 1579.51 | 1673.64 | 1834.44 | 1858.41 | 1886.43 | 2153.36
STWD | 364.42 | 368.67 | 39.23 | 247.94 | 249.19 | 254.37
WT | 1533.05 | 4756.94 | 4756.94 | 4828.04 | 4066.97 | 2102.82
IGCC | 0 | 0 | 0 | 0 | 0 | 0
DemandResponse | 0 | 0 | 0 | 0 | 0 | 0
IGCC-CCS | 0 | 0 | 0 | 0 | 0 | 0
WT_off | 0 | 0 | 0 | 0 | 0 | 0
PseudoUnit | 0 | 0 | 0 | 0 | 0 | 0
FixedInterchange | 0 | 0 | 0 | 0 | 0 | 0
#15 A | RPS Generation Compliance Payments ($)
RPS Program | 2015 | 2020 | 2025 | 2030 | 2035 | 2040
NEISO | 0 | 0 | 0 | 0 | 0 | 0
CA | 1665.3 | 324.69 | 0 | 0 | 0 | 0
NWPP | 0 | 0 | 0 | 0 | 0 | 0
PJM | 0 | 585.22 | 627.72 | 330.9 | 233.47 | 271.7
US | 0 | 0 | 0 | 0 | 0 | 0
PJM_Solar | 377.76 | 0 | 0 | 0 | 0 | 0
MA_Solar | 158.16 | 0 | 0 | 0 | 0 | 0
NH_Solar | 10.65 | 0 | 0 | 0 | 0 | 0
MRETS_Solar | 0 | 0 | 0 | 0 | 0 | 0
AZNMSNV | 221.16 | 307.41 | 0 | 0 | 0 | 0
AZNMSNV_Solar | 63.66 | 0 | 0 | 0 | 0 | 0
MRETS | 0 | 0 | 0 | 0 | 0 | 0
MI | 76.6 | 42.73 | 0 | 0 | 0 | 0
Ohio | 0 | 0 | 0 | 0 | 0 | 0
Ohio_Solar | 57.73 | 0 | 0 | 0 | 0 | 0
MOKSOKNE | 207.22 | 0 | 0 | 0 | 0 | 0
MO_Solar | 29.51 | 0 | 0 | 0 | 0 | 0
NC | 774.25 | 0 | 0 | 0 | 0 | 0
NC_Solar | 26.06 | 0 | 0 | 0 | 0 | 0
CO | 34.64 | 0 | 0 | 0 | 0 | 0
CO_Solar | 191.18 | 0 | 0 | 0 | 0 | 0
NY | 11.54 | 4.41 | 0 | 0 | 0 | 7.53
TX | 0 | 0 | 0 | 0 | 0 | 0
#15 B | RPS Capacity Compliance Payments ($)
RPS Program | 2015 | 2020 | 2025 | 2030 | 2035 | 2040
NEISO | 0 | 0 | 0 | 0 | 0 | 0
CA | 0 | 0 | 0 | 0 | 0 | 0
NWPP | 0 | 0 | 0 | 0 | 0 | 0
PJM | 0 | 0 | 0 | 0 | 0 | 0
US | 0 | 0 | 0 | 0 | 0 | 0
PJM_Solar | 0 | 0 | 0 | 0 | 0 | 0
MA_Solar | 0 | 0 | 0 | 0 | 0 | 0
NH_Solar | 0 | 0 | 0 | 0 | 0 | 0
MRETS_Solar | 0 | 0 | 0 | 0 | 0 | 0
AZNMSNV | 0 | 0 | 0 | 0 | 0 | 0
AZNMSNV_Solar | 0 | 0 | 0 | 0 | 0 | 0
MRETS | 0 | 0 | 0 | 0 | 0 | 0
MI | 0 | 0 | 0 | 0 | 0 | 0
Ohio | 0 | 0 | 0 | 0 | 0 | 0
Ohio_Solar | 0 | 0 | 0 | 0 | 0 | 0
MOKSOKNE | 0 | 0 | 0 | 0 | 0 | 0
MO_Solar | 0 | 0 | 0 | 0 | 0 | 0
NC | 0 | 0 | 0 | 0 | 0 | 0
NC_Solar | 0 | 0 | 0 | 0 | 0 | 0
CO | 0 | 0 | 0 | 0 | 0 | 0
CO_Solar | 0 | 0 | 0 | 0 | 0 | 0
NY | 0 | 0 | 0 | 0 | 0 | 0
TX | 0 | 0 | 0 | 0 | 0 | 0
#16a | Transmission Costs ($million) [excludes shadow cost]
Transmission Costs: Entergy
Cost | 2015 | 2020 | 2025 | 2030 | 2035 | 2040
a. Wheel Share | 2.03 | 3.39 | 16.04 | 16.42 | 17.94 | 30.18
b. Friction Share | 3.37 | 3.6 | 10.93 | 10.81 | 14.69 | 29.18
Transmission Costs: FRCC
Cost | 2015 | 2020 | 2025 | 2030 | 2035 | 2040
a. Wheel Share | 6.94 | 4.96 | 4.51 | 1.83 | 0.8 | 6.22
b. Friction Share | 6.94 | 4.96 | 4.51 | 1.83 | 0.8 | 6.22
Transmission Costs: MAPP_US
Cost | 2015 | 2020 | 2025 | 2030 | 2035 | 2040
a. Wheel Share | 14.96 | 17.84 | 16.84 | 16.02 | 14.3 | 10.9
b. Friction Share | 10.87 | 12.86 | 12.25 | 11.62 | 10.38 | 7.97
Transmission Costs: MISO_IN
Cost | 2015 | 2020 | 2025 | 2030 | 2035 | 2040
a. Wheel Share | 1.49 | 3.7 | 4.22 | 3.42 | 3.24 | 3.02
b. Friction Share | 3.1 | 2.5 | 2.88 | 2.78 | 3.08 | 4.02
Transmission Costs: MISO_MI
Cost | 2015 | 2020 | 2025 | 2030 | 2035 | 2040
a. Wheel Share | 3.6 | 5.66 | 5.12 | 5.22 | 3.16 | 4.69
b. Friction Share | 11.47 | 14.72 | 13.72 | 13.32 | 8.39 | 14.92
Transmission Costs: MISO_MO-IL
Cost | 2015 | 2020 | 2025 | 2030 | 2035 | 2040
a. Wheel Share | 0.23 | 2.61 | 16 | 15.95 | 14.82 | 18.1
b. Friction Share | 5.36 | 3.28 | 11.36 | 12.22 | 11.43 | 13.76
Transmission Costs: MISO_W
Cost | 2015 | 2020 | 2025 | 2030 | 2035 | 2040
a. Wheel Share | 4.74 | 1.54 | 4.68 | 3.16 | 3.54 | 5.89
b. Friction Share | 6.06 | 2.23 | 5.71 | 5.37 | 6.09 | 7.42
Transmission Costs: MISO_WUMS
Cost | 2015 | 2020 | 2025 | 2030 | 2035 | 2040
a. Wheel Share | 0 | 0 | 0 | 0 | 0 | 0
b. Friction Share | 1.95 | 0.24 | 0.55 | 1.2 | 1.18 | 2.09
Transmission Costs: Nebraska
Cost | 2015 | 2020 | 2025 | 2030 | 2035 | 2040
a. Wheel Share | 6.95 | 12.94 | 12.39 | 11.12 | 7.58 | 4.88
b. Friction Share | 5.31 | 10.38 | 9.65 | 9.11 | 6.47 | 4.97
Transmission Costs: NEISO
Cost | 2015 | 2020 | 2025 | 2030 | 2035 | 2040
a. Wheel Share | 0 | 0 | 0 | 0 | 0 | 0
b. Friction Share | 8.96 | 7.81 | 12.51 | 18.03 | 16.62 | 16.02
Transmission Costs: NonRTO_Midwest
Cost | 2015 | 2020 | 2025 | 2030 | 2035 | 2040
a. Wheel Share | 1.53 | 3.7 | 6.06 | 6.73 | 6.34 | 4.84
b. Friction Share | 0.95 | 2.22 | 5.57 | 7.52 | 7.02 | 5.29
Transmission Costs: NYISO_A-F
Cost | 2015 | 2020 | 2025 | 2030 | 2035 | 2040
a. Wheel Share | 15.01 | 15.3 | 14.4 | 10.67 | 3.2 | 1.95
b. Friction Share | 38.21 | 40.06 | 34.61 | 27 | 9.3 | 7.72
Transmission Costs: NYISO_G-I
Cost | 2015 | 2020 | 2025 | 2030 | 2035 | 2040
a. Wheel Share | 1.42 | 2.32 | 3.2 | 2.44 | 2.04 | 2.17
b. Friction Share | 5.54 | 4.58 | 7.55 | 8.67 | 7.25 | 6.62
Transmission Costs: NYISO_J-K
Cost | 2015 | 2020 | 2025 | 2030 | 2035 | 2040
a. Wheel Share | 1.13 | 1.25 | 1.23 | 1.22 | 1.45 | 1.61
b. Friction Share | 4.99 | 3.93 | 5.17 | 6.53 | 6.76 | 6.93
Transmission Costs: PJM_E
Cost | 2015 | 2020 | 2025 | 2030 | 2035 | 2040
a. Wheel Share | 2.55 | 3.57 | 4.43 | 3.66 | 3.5 | 3.77
b. Friction Share | 2.75 | 3.44 | 4 | 3.27 | 2.99 | 3.13
Transmission Costs: PJM_ROM
Cost | 2015 | 2020 | 2025 | 2030 | 2035 | 2040
a. Wheel Share | 0.56 | 0.78 | 3.48 | 3.92 | 2.73 | 1.45
b. Friction Share | 0.97 | 0.9 | 3.3 | 3.92 | 2.56 | 1.33
Transmission Costs: PJM_ROR
Cost | 2015 | 2020 | 2025 | 2030 | 2035 | 2040
a. Wheel Share | 31.71 | 21.05 | 20.76 | 14.28 | 21.36 | 21.66
b. Friction Share | 45.48 | 24.05 | 25.57 | 21.31 | 29.06 | 33.39
Transmission Costs: SOCO
Cost | 2015 | 2020 | 2025 | 2030 | 2035 | 2040
a. Wheel Share | 9.81 | 8.16 | 9.21 | 4.81 | 3.99 | 9.66
b. Friction Share | 11.34 | 10.95 | 13.02 | 7.8 | 6.13 | 11.85
Transmission Costs: SPP_N
Cost | 2015 | 2020 | 2025 | 2030 | 2035 | 2040
a. Wheel Share | 0.83 | 1.18 | 3.51 | 1.77 | 4.13 | 8.63
b. Friction Share | 0.94 | 1.15 | 2.98 | 1.83 | 5.35 | 12.06
Transmission Costs: SPP_S
Cost | 2015 | 2020 | 2025 | 2030 | 2035 | 2040
a. Wheel Share | 0.08 | 0.35 | 0.7 | 0.75 | 1.62 | 5.65
b. Friction Share | 0.24 | 0.63 | 1.14 | 1.21 | 2.48 | 8.51
Transmission Costs: TVA
Cost | 2015 | 2020 | 2025 | 2030 | 2035 | 2040
a. Wheel Share | 1.06 | 0.7 | 0.78 | 0.81 | 1.32 | 2.02
b. Friction Share | 1.33 | 0.88 | 0.99 | 1.03 | 1.66 | 2.54
Transmission Costs: TVA_Transmission
Cost | 2015 | 2020 | 2025 | 2030 | 2035 | 2040
a. Wheel Share | 0.53 | 0.37 | 6.42 | 4.71 | 3.89 | 4.96
b. Friction Share | 0.45 | 0.33 | 7.49 | 6.68 | 5.87 | 6.18
Transmission Costs: VACAR
Cost | 2015 | 2020 | 2025 | 2030 | 2035 | 2040
a. Wheel Share | 31.53 | 21.93 | 20.23 | 14.85 | 22.11 | 21.15
b. Friction Share | 31.55 | 23.64 | 22.87 | 17.19 | 23.44 | 22.43
Transmission Costs: IESO
Cost | 2015 | 2020 | 2025 | 2030 | 2035 | 2040
a. Wheel Share | 19.27 | 22.06 | 17.96 | 13.53 | 4.41 | 6.42
b. Friction Share | 48.18 | 55.16 | 44.92 | 33.83 | 10.95 | 15.67
Transmission Costs: MAPP_CA
Cost | 2015 | 2020 | 2025 | 2030 | 2035 | 2040
a. Wheel Share | 2.23 | 2.31 | 2.36 | 2.2 | 1.9 | 2.48
b. Friction Share | 3.35 | 4.42 | 4.46 | 3.79 | 2.14 | 3.59
Transmission Costs: AZ_NM_SNV_Coal
Cost | 2015 | 2020 | 2025 | 2030 | 2035 | 2040
a. Wheel Share | 20.49 | 20.53 | 24.08 | 23.53 | 30.66 | 38
b. Friction Share | 34.61 | 34.7 | 40.67 | 39.83 | 51.78 | 63.85
Transmission Costs: AZ_NM_SNV_Gas
Cost | 2015 | 2020 | 2025 | 2030 | 2035 | 2040
a. Wheel Share | 68.31 | 91.93 | 93.29 | 105.06 | 125.18 | 139.85
b. Friction Share | 114.21 | 153.55 | 155.84 | 175.53 | 209.18 | 233.54
Transmission Costs: AZ_NM_SNV_NucRenew
Cost | 2015 | 2020 | 2025 | 2030 | 2035 | 2040
a. Wheel Share | 37.58 | 66.86 | 77.55 | 80.77 | 92.27 | 109.13
b. Friction Share | 62.74 | 111.59 | 129.43 | 134.8 | 153.92 | 181.96
Transmission Costs: ERCOT
Cost | 2015 | 2020 | 2025 | 2030 | 2035 | 2040
a. Wheel Share | 0 | 0.23 | 0.49 | 0.5 | 1.16 | 2.16
b. Friction Share | 0 | 0.34 | 0.74 | 0.75 | 1.74 | 3.24
Transmission Costs: NP15
Cost | 2015 | 2020 | 2025 | 2030 | 2035 | 2040
a. Wheel Share | 25.18 | 11.54 | 9.42 | 39.26 | 55.1 | 64.11
b. Friction Share | 42.03 | 19.34 | 15.8 | 65.55 | 91.96 | 107
Transmission Costs: NWPP_Coal
Cost | 2015 | 2020 | 2025 | 2030 | 2035 | 2040
a. Wheel Share | 64.45 | 43.07 | 44.76 | 79.84 | 105.37 | 124.63
b. Friction Share | 108.69 | 73.05 | 75.9 | 134.59 | 177.26 | 209.46
Transmission Costs: NWPP_Gas
Cost | 2015 | 2020 | 2025 | 2030 | 2035 | 2040
a. Wheel Share | 0 | 0 | 0 | 0 | 0 | 0
b. Friction Share | 0.3 | 0.3 | 0.3 | 0.52 | 0.65 | 0.75
Transmission Costs: NWPP_NucRenew
Cost | 2015 | 2020 | 2025 | 2030 | 2035 | 2040
a. Wheel Share | 0 | 0 | 0 | 0 | 0 | 0
b. Friction Share | 0.96 | 0.97 | 1 | 1 | 1 | 1
Transmission Costs: RMPA
Cost | 2015 | 2020 | 2025 | 2030 | 2035 | 2040
a. Wheel Share | 3.19 | 5.24 | 11.15 | 6.85 | 10.34 | 13.98
b. Friction Share | 2.24 | 4.3 | 15.62 | 7.78 | 13.95 | 20.93
Transmission Costs: SP15
Cost | 2015 | 2020 | 2025 | 2030 | 2035 | 2040
a. Wheel Share | 161.63 | 208.17 | 219.22 | 239.23 | 271.94 | 303.53
b. Friction Share | 269.43 | 347.05 | 365.46 | 398.82 | 453.36 | 506.02
Transmission Costs: ALB
Cost | 2015 | 2020 | 2025 | 2030 | 2035 | 2040
a. Wheel Share | 0.7 | 2.13 | 2.27 | 1.59 | 0.17 | 0.04
b. Friction Share | 1.16 | 3.54 | 3.78 | 2.65 | 0.28 | 0.07
Transmission Costs: BC
Cost | 2015 | 2020 | 2025 | 2030 | 2035 | 2040
a. Wheel Share | 3.38 | 3.33 | 2.69 | 3.13 | 4.77 | 7.97
b. Friction Share | 5.64 | 5.55 | 4.48 | 5.22 | 7.95 | 13.29
Transmission Costs: HQ_IESO
Cost | 2015 | 2020 | 2025 | 2030 | 2035 | 2040
a. Wheel Share | 0 | 0 | 0 | 0 | 0 | 0
b. Friction Share | 0.01 | 0.01 | 0.01 | 0.01 | 0.01 | 0.01
Transmission Costs: HQ_NEISO
Cost | 2015 | 2020 | 2025 | 2030 | 2035 | 2040
a. Wheel Share | 0 | 0 | 0 | 0 | 0 | 0
b. Friction Share | 0.11 | 0.11 | 0.11 | 0.11 | 0.11 | 0.11
Transmission Costs: HQ_NY
Cost | 2015 | 2020 | 2025 | 2030 | 2035 | 2040
a. Wheel Share | 0 | 0 | 0 | 0 | 0 | 0
b. Friction Share | 0.03 | 0.03 | 0.03 | 0.03 | 0.03 | 0.03
Transmission Costs: MARITIMES
Cost | 2015 | 2020 | 2025 | 2030 | 2035 | 2040
a. Wheel Share | 0 | 0 | 0 | 0 | 0 | 0
b. Friction Share | 0.05 | 0.05 | 0.05 | 0.05 | 0.05 | 0.05
Transmission Costs: All
Cost | 2015 | 2020 | 2025 | 2030 | 2035 | 2040
a. Wheel Share | 545.09 | 610.69 | 679.44 | 739.22 | 846.33 | 985.67
b. Friction Share | 901.89 | 993.39 | 1076.96 | 1205.11 | 1365.34 | 1595.1
Transmission Costs: EI_US
Cost | 2015 | 2020 | 2025 | 2030 | 2035 | 2040
a. Wheel Share | 138.69 | 133.3 | 174.21 | 143.74 | 143.05 | 173.37
b. Friction Share | 208.33 | 179.52 | 218.53 | 200.44 | 189.2 | 234.73
Transmission Costs: EI_Canada
Cost | 2015 | 2020 | 2025 | 2030 | 2035 | 2040
a. Wheel Share | 21.5 | 24.37 | 20.32 | 15.72 | 6.31 | 8.89
b. Friction Share | 51.54 | 59.59 | 49.4 | 37.64 | 13.1 | 19.27
Transmission Costs: EI
Cost | 2015 | 2020 | 2025 | 2030 | 2035 | 2040
a. Wheel Share | 160.18 | 157.67 | 194.53 | 159.46 | 149.36 | 182.27
b. Friction Share | 259.88 | 239.12 | 267.93 | 238.07 | 202.3 | 254
Transmission Costs: Outside_EI
Cost | 2015 | 2020 | 2025 | 2030 | 2035 | 2040
a. Wheel Share | 384.91 | 453.02 | 484.91 | 579.76 | 696.97 | 803.4
b. Friction Share | 642.01 | 754.27 | 809.03 | 967.03 | 1163.03 | 1341.1

## Capacity
#1 | New Build Capacity (MW)
New Build Capacity by Reporting Type: Entergy
ReportingType | 2015 | 2020 | 2025 | 2030 | 2035 | 2040
BM | 0 | 0 | 0 | 0 | 0 | 0
CC | 0.02 | 856.14 | 0 | 963.94 | 1831.65 | 2105.36
CSP | 0 | 0 | 0 | 0 | 0 | 0
CT | 0 | 0 | 0 | 0 | 0 | 0
Coal | 720 | 0 | 0 | 0 | 0 | 0
Geo | 0 | 0 | 0 | 0 | 0 | 0
H | 0 | 0 | 0 | 0 | 0 | 0
LFG | 0 | 0 | 107.4 | 0 | 0 | 0
Nuc | 170 | 0 | 0 | 0 | 0 | 0
PS | 0 | 0 | 0 | 0 | 0 | 0
PV | 0.29 | 64.54 | 35.02 | 3.17 | 3.59 | 3.72
PeakG | 0 | 0 | 0 | 0 | 0 | 0
PeakO | 0 | 0 | 0 | 0 | 0 | 0
ST | 0 | 0 | 0 | 0 | 0 | 0
STOG | 0 | 0 | 0 | 0 | 0 | 0
STWD | 0 | 0 | 0 | 0 | 0 | 0
WT | 0 | 0 | 0 | 0 | 0 | 0
IGCC | 0 | 0 | 0 | 0 | 0 | 0
DemandResponse | 0 | 0 | 0 | 0 | 0 | 0
IGCC-CCS | 0 | 0 | 0 | 0 | 0 | 0
WT_off | 0 | 0 | 0 | 0 | 0 | 0
PseudoUnit | 0 | 0 | 0 | 0 | 0 | 0
FixedInterchange | 0 | 0 | 0 | 0 | 0 | 0
New Build Capacity by Reporting Type: FRCC
ReportingType | 2015 | 2020 | 2025 | 2030 | 2035 | 2040
BM | 0 | 0 | 0 | 0 | 0 | 0
CC | 1516.9 | 4760.67 | 2493.53 | 3879 | 5740.88 | 6066.43
CSP | 0 | 0 | 0 | 0 | 0 | 0
CT | 2480 | 0 | 0 | 0 | 0 | 0
Coal | 0 | 0 | 0 | 0 | 0 | 0
Geo | 0 | 0 | 0 | 0 | 0 | 0
H | 0 | 0 | 0 | 0 | 0 | 0
LFG | 0 | 0 | 198 | 0 | 0 | 0
Nuc | 229.33 | 0 | 0 | 0 | 0 | 0
PS | 0 | 0 | 0 | 0 | 0 | 0
PV | 0 | 0 | 0 | 0 | 0 | 0
PeakG | 0 | 0 | 0 | 0 | 0 | 0
PeakO | 0 | 0 | 0 | 0 | 0 | 0
ST | 0 | 0 | 0 | 0 | 0 | 0
STOG | 0 | 0 | 0 | 0 | 0 | 0
STWD | 0 | 0 | 0 | 0 | 0 | 0
WT | 0 | 0 | 0 | 0 | 0 | 0
IGCC | 0 | 0 | 0 | 0 | 0 | 0
DemandResponse | 0 | 0 | 0 | 0 | 0 | 0
IGCC-CCS | 0 | 0 | 0 | 0 | 0 | 0
WT_off | 0 | 0 | 0 | 0 | 0 | 0
PseudoUnit | 0 | 0 | 0 | 0 | 0 | 0
FixedInterchange | 0 | 0 | 0 | 0 | 0 | 0
New Build Capacity by Reporting Type: MAPP_US
ReportingType | 2015 | 2020 | 2025 | 2030 | 2035 | 2040
BM | 0 | 0 | 0 | 0 | 0 | 0
CC | 0 | 0 | 0 | 0 | 0 | 0
CSP | 0 | 0 | 0 | 0 | 0 | 0
CT | 308.3 | 0 | 0 | 73.35 | 261.95 | 276.05
Coal | 0 | 0 | 0 | 0 | 0 | 0
Geo | 0 | 0 | 0 | 0 | 0 | 0
H | 0 | 0 | 0 | 0 | 0 | 0
LFG | 0 | 0 | 71.67 | 0 | 0 | 0
Nuc | 0 | 0 | 0 | 0 | 0 | 0
PS | 0 | 0 | 0 | 0 | 0 | 0
PV | 0 | 0 | 0 | 0 | 0 | 0
PeakG | 0 | 0 | 0 | 0 | 0 | 0
PeakO | 0 | 0 | 0 | 0 | 0 | 0
ST | 0 | 0 | 0 | 0 | 0 | 0
STOG | 0 | 0 | 0 | 0 | 0 | 0
STWD | 0 | 0 | 0 | 0 | 0 | 0
WT | 421.3 | 616.18 | 91.33 | 94.94 | 98.71 | 102.62
IGCC | 0 | 0 | 0 | 0 | 0 | 0
DemandResponse | 0 | 0 | 0 | 0 | 0 | 0
IGCC-CCS | 0 | 0 | 0 | 0 | 0 | 0
WT_off | 0 | 0 | 0 | 0 | 0 | 0
PseudoUnit | 0 | 0 | 0 | 0 | 0 | 0
FixedInterchange | 0 | 0 | 0 | 0 | 0 | 0
New Build Capacity by Reporting Type: MISO_IN
ReportingType | 2015 | 2020 | 2025 | 2030 | 2035 | 2040
BM | 0 | 0 | 0 | 0 | 0 | 0
CC | 0 | 0 | 0 | 0 | 4568.5 | 0
CSP | 0 | 0 | 0 | 0 | 0 | 0
CT | 0 | 0 | 0 | 0 | 0 | 0
Coal | 0 | 0 | 0 | 0 | 0 | 0
Geo | 0 | 0 | 0 | 0 | 0 | 0
H | 0 | 0 | 0 | 0 | 0 | 0
LFG | 0 | 0 | 0 | 80.12 | 0 | 0
Nuc | 0 | 0 | 0 | 0 | 0 | 0
PS | 0 | 0 | 0 | 0 | 0 | 0
PV | 0 | 241.58 | 152 | 12.82 | 13.2 | 13.61
PeakG | 0 | 0 | 0 | 0 | 0 | 0
PeakO | 0 | 0 | 0 | 0 | 0 | 0
ST | 0 | 0 | 0 | 0 | 0 | 0
STOG | 0 | 0 | 0 | 0 | 0 | 0
STWD | 0 | 0 | 0 | 0 | 0 | 0
WT | 0 | 0 | 0 | 0 | 0 | 0
IGCC | 618 | 0 | 0 | 0 | 0 | 0
DemandResponse | 0 | 0 | 0 | 0 | 0 | 0
IGCC-CCS | 0 | 0 | 0 | 0 | 0 | 0
WT_off | 0 | 0 | 0 | 0 | 0 | 0
PseudoUnit | 0 | 0 | 0 | 0 | 0 | 0
FixedInterchange | 0 | 0 | 0 | 0 | 0 | 0
New Build Capacity by Reporting Type: MISO_MI
ReportingType | 2015 | 2020 | 2025 | 2030 | 2035 | 2040
BM | 0 | 0 | 0 | 0 | 0 | 0
CC | 0 | 0 | 0 | 0 | 0 | 0
CSP | 0 | 0 | 0 | 0 | 0 | 0
CT | 0 | 0 | 0 | 0 | 0 | 0
Coal | 0 | 0 | 0 | 0 | 0 | 0
Geo | 0 | 0 | 0 | 0 | 0 | 0
H | 0 | 0 | 0 | 0 | 0 | 0
LFG | 0 | 160.25 | 0 | 0 | 0 | 0
Nuc | 0 | 0 | 0 | 0 | 0 | 0
PS | 0 | 0 | 0 | 0 | 0 | 0
PV | 0 | 0 | 0 | 0 | 0 | 0
PeakG | 0 | 0 | 0 | 0 | 0 | 0
PeakO | 0 | 0 | 0 | 0 | 0 | 0
ST | 0 | 0 | 0 | 0 | 0 | 0
STOG | 0 | 0 | 0 | 0 | 0 | 0
STWD | 0 | 0 | 0 | 0 | 0 | 0
WT | 2000 | 0 | 600 | 0 | 223.2 | 169.47
IGCC | 0 | 0 | 0 | 0 | 0 | 0
DemandResponse | 0 | 0 | 0 | 0 | 0 | 0
IGCC-CCS | 0 | 0 | 0 | 0 | 0 | 0
WT_off | 0 | 0 | 0 | 0 | 0 | 0
PseudoUnit | 0 | 0 | 0 | 0 | 0 | 0
FixedInterchange | 0 | 0 | 0 | 0 | 0 | 0
New Build Capacity by Reporting Type: MISO_MO-IL
ReportingType | 2015 | 2020 | 2025 | 2030 | 2035 | 2040
BM | 0 | 0 | 0 | 0 | 0 | 0
CC | 0 | 0 | 0 | 0 | 0 | 0
CSP | 0 | 0 | 0 | 0 | 0 | 0
CT | 0 | 0 | 0 | 0 | 0 | 0
Coal | 1790 | 0 | 0 | 0 | 0 | 0
Geo | 0 | 0 | 0 | 0 | 0 | 0
H | 0 | 0 | 0 | 0 | 0 | 0
LFG | 0 | 0 | 223.33 | 0 | 0 | 0
Nuc | 0 | 0 | 0 | 0 | 0 | 0
PS | 0 | 0 | 0 | 0 | 0 | 0
PV | 0 | 0 | 0 | 0 | 0 | 0
PeakG | 0 | 0 | 0 | 0 | 0 | 0
PeakO | 0 | 0 | 0 | 0 | 0 | 0
ST | 0 | 0 | 0 | 0 | 0 | 0
STOG | 0 | 0 | 0 | 0 | 0 | 0
STWD | 0 | 0 | 0 | 0 | 0 | 0
WT | 300 | 0 | 0 | 0 | 0 | 0
IGCC | 0 | 0 | 0 | 0 | 0 | 0
DemandResponse | 0 | 0 | 0 | 0 | 0 | 0
IGCC-CCS | 0 | 0 | 0 | 0 | 0 | 0
WT_off | 0 | 0 | 0 | 0 | 0 | 0
PseudoUnit | 0 | 0 | 0 | 0 | 0 | 0
FixedInterchange | 0 | 0 | 0 | 0 | 0 | 0
New Build Capacity by Reporting Type: MISO_W
ReportingType | 2015 | 2020 | 2025 | 2030 | 2035 | 2040
BM | 0 | 0 | 0 | 0 | 0 | 0
CC | 0 | 0 | 0 | 0 | 0 | 0
CSP | 0 | 0 | 0 | 0 | 0 | 0
CT | 0 | 0 | 0 | 0 | 0 | 0
Coal | 0 | 0 | 0 | 0 | 352.83 | 5534.42
Geo | 0 | 0 | 0 | 0 | 0 | 0
H | 0 | 0 | 0 | 0 | 0 | 0
LFG | 0 | 0 | 71.67 | 0 | 0 | 0
Nuc | 94.33 | 0 | 0 | 0 | 0 | 0
PS | 0 | 0 | 0 | 0 | 0 | 0
PV | 0 | 0 | 0 | 0 | 0 | 0
PeakG | 0 | 0 | 0 | 0 | 0 | 0
PeakO | 0 | 0 | 0 | 0 | 0 | 0
ST | 0 | 0 | 0 | 0 | 0 | 0
STOG | 0 | 0 | 0 | 0 | 0 | 0
STWD | 0 | 0 | 0 | 0 | 0 | 0
WT | 2800.5 | 1882.87 | 3135.02 | 951.72 | 548.92 | 567.2
IGCC | 0 | 0 | 0 | 0 | 0 | 0
DemandResponse | 0 | 0 | 0 | 0 | 0 | 0
IGCC-CCS | 0 | 0 | 0 | 0 | 0 | 0
WT_off | 0 | 0 | 0 | 0 | 0 | 0
PseudoUnit | 0 | 0 | 0 | 0 | 0 | 0
FixedInterchange | 0 | 0 | 0 | 0 | 0 | 0
New Build Capacity by Reporting Type: MISO_WUMS
ReportingType | 2015 | 2020 | 2025 | 2030 | 2035 | 2040
BM | 0 | 0 | 0 | 0 | 0 | 0
CC | 0 | 0 | 290.18 | 896.58 | 2497.56 | 0
CSP | 0 | 0 | 0 | 0 | 0 | 0
CT | 0 | 3297.11 | 613.09 | 3219.42 | 1933.24 | 0
Coal | 615 | 0 | 0 | 0 | 0 | 0
Geo | 0 | 0 | 0 | 0 | 0 | 0
H | 0 | 0 | 0 | 0 | 0 | 0
LFG | 0 | 0 | 223.33 | 0 | 0 | 0
Nuc | 235 | 0 | 0 | 0 | 0 | 0
PS | 0 | 0 | 0 | 0 | 0 | 0
PV | 0 | 0 | 0 | 0 | 0 | 0
PeakG | 0 | 0 | 0 | 0 | 0 | 0
PeakO | 0 | 0 | 0 | 0 | 0 | 0
ST | 0 | 0 | 0 | 0 | 0 | 0
STOG | 0 | 0 | 0 | 0 | 0 | 0
STWD | 0 | 0 | 0 | 0 | 0 | 0
WT | 968.9 | 0 | 0 | 0 | 0 | 0
IGCC | 0 | 0 | 0 | 0 | 0 | 0
DemandResponse | 0 | 0 | 0 | 0 | 0 | 0
IGCC-CCS | 0 | 0 | 0 | 0 | 0 | 0
WT_off | 0 | 0 | 0 | 0 | 0 | 0
PseudoUnit | 0 | 0 | 0 | 0 | 0 | 0
FixedInterchange | 0 | 0 | 0 | 0 | 0 | 0
New Build Capacity by Reporting Type: Nebraska
ReportingType | 2015 | 2020 | 2025 | 2030 | 2035 | 2040
BM | 0 | 0 | 0 | 0 | 0 | 0
CC | 0 | 0 | 0 | 0 | 0 | 0
CSP | 0 | 0 | 0 | 0 | 0 | 0
CT | 0 | 0 | 0 | 0 | 0 | 0
Coal | 232.1 | 0 | 0 | 0 | 1641.16 | 1047.77
Geo | 0 | 0 | 0 | 0 | 0 | 0
H | 0 | 0 | 0 | 0 | 0 | 0
LFG | 0 | 0 | 71.67 | 0 | 0 | 0
Nuc | 0 | 0 | 0 | 0 | 0 | 0
PS | 0 | 0 | 0 | 0 | 0 | 0
PV | 0 | 0 | 0 | 0 | 0 | 0
PeakG | 0 | 0 | 0 | 0 | 0 | 0
PeakO | 0 | 0 | 0 | 0 | 0 | 0
ST | 0 | 0 | 0 | 0 | 0 | 0
STOG | 0 | 0 | 0 | 0 | 0 | 0
STWD | 0 | 0 | 0 | 0 | 0 | 0
WT | 202 | 0 | 0 | 0 | 0 | 0
IGCC | 0 | 0 | 0 | 0 | 0 | 0
DemandResponse | 0 | 0 | 0 | 0 | 0 | 0
IGCC-CCS | 0 | 0 | 0 | 0 | 0 | 0
WT_off | 0 | 0 | 0 | 0 | 0 | 0
PseudoUnit | 0 | 0 | 0 | 0 | 0 | 0
FixedInterchange | 0 | 0 | 0 | 0 | 0 | 0
New Build Capacity by Reporting Type: NEISO
ReportingType | 2015 | 2020 | 2025 | 2030 | 2035 | 2040
BM | 252.2 | 0 | 0 | 0 | 0 | 0
CC | 2049.5 | 0 | 0 | 0 | 0 | 0
CSP | 0 | 0 | 0 | 0 | 0 | 0
CT | 334 | 0 | 0 | 0 | 652.11 | 1046.57
Coal | 0 | 0 | 0 | 0 | 0 | 0
Geo | 0 | 0 | 0 | 0 | 0 | 0
H | 0 | 0 | 0 | 0 | 0 | 0
LFG | 49.26 | 0 | 69.74 | 0 | 0 | 0
Nuc | 0 | 0 | 0 | 0 | 0 | 0
PS | 0 | 0 | 0 | 0 | 0 | 0
PV | 0 | 314.78 | 0 | 0.08 | 0.05 | 0.05
PeakG | 0 | 0 | 0 | 0 | 0 | 0
PeakO | 0 | 0 | 0 | 0 | 0 | 0
ST | 0 | 0 | 0 | 0 | 0 | 0
STOG | 0 | 0 | 0 | 0 | 0 | 0
STWD | 0 | 0 | 0 | 0 | 0 | 0
WT | 231.2 | 2901.16 | 1804.2 | 343.44 | 0 | 0
IGCC | 0 | 0 | 0 | 0 | 0 | 0
DemandResponse | 0 | 0 | 0 | 0 | 0 | 0
IGCC-CCS | 0 | 0 | 0 | 0 | 0 | 0
WT_off | 468 | 0 | 0 | 0 | 0 | 0
PseudoUnit | 0 | 0 | 0 | 0 | 0 | 0
FixedInterchange | 0 | 0 | 0 | 0 | 0 | 0
New Build Capacity by Reporting Type: NonRTO_Midwest
ReportingType | 2015 | 2020 | 2025 | 2030 | 2035 | 2040
BM | 0 | 0 | 0 | 0 | 0 | 0
CC | 0 | 133.97 | 0 | 259.69 | 351.05 | 369.32
CSP | 0 | 0 | 0 | 0 | 0 | 0
CT | 0 | 602.99 | 0 | 0 | 0 | 0
Coal | 0 | 0 | 0 | 0 | 0 | 0
Geo | 0 | 0 | 0 | 0 | 0 | 0
H | 0 | 0 | 0 | 0 | 0 | 0
LFG | 0 | 0 | 77.37 | 82.88 | 0 | 0
Nuc | 0 | 0 | 0 | 0 | 0 | 0
PS | 0 | 0 | 0 | 0 | 0 | 0
PV | 0 | 0 | 0 | 0 | 0 | 0
PeakG | 0 | 0 | 0 | 0 | 0 | 0
PeakO | 0 | 0 | 0 | 0 | 0 | 0
ST | 0 | 0 | 0 | 0 | 0 | 0
STOG | 0 | 0 | 0 | 0 | 0 | 0
STWD | 0 | 0 | 0 | 0 | 0 | 0
WT | 0 | 0 | 0 | 0 | 0 | 0
IGCC | 0 | 0 | 0 | 0 | 0 | 0
DemandResponse | 0 | 0 | 0 | 0 | 0 | 0
IGCC-CCS | 0 | 0 | 0 | 0 | 0 | 0
WT_off | 0 | 0 | 0 | 0 | 0 | 0
PseudoUnit | 0 | 0 | 0 | 0 | 0 | 0
FixedInterchange | 0 | 0 | 0 | 0 | 0 | 0
New Build Capacity by Reporting Type: NYISO_A-F
ReportingType | 2015 | 2020 | 2025 | 2030 | 2035 | 2040
BM | 0 | 0 | 0 | 0 | 0 | 0
CC | 639 | 0 | 0 | 0 | 0 | 0
CSP | 0 | 0 | 0 | 0 | 0 | 0
CT | 0 | 0 | 0 | 0 | 0 | 0
Coal | 0 | 0 | 0 | 0 | 0 | 0
Geo | 0 | 0 | 0 | 0 | 0 | 0
H | 0 | 0 | 0 | 0 | 0 | 0
LFG | 6.4 | 0 | 7.6 | 60.33 | 0 | 0
Nuc | 168 | 0 | 0 | 0 | 0 | 0
PS | 0 | 0 | 0 | 0 | 0 | 0
PV | 0 | 0 | 0 | 0 | 0 | 0
PeakG | 0 | 0 | 0 | 0 | 0 | 0
PeakO | 0 | 0 | 0 | 0 | 0 | 0
ST | 0 | 0 | 0 | 0 | 0 | 0
STOG | 0 | 0 | 0 | 0 | 0 | 0
STWD | 0 | 0 | 0 | 0 | 0 | 0
WT | 2476.3 | 709.8 | 0 | 364.35 | 687.6 | 0
IGCC | 0 | 0 | 0 | 0 | 0 | 0
DemandResponse | 0 | 0 | 0 | 0 | 0 | 0
IGCC-CCS | 0 | 0 | 0 | 0 | 0 | 0
WT_off | 0 | 0 | 0 | 0 | 0 | 0
PseudoUnit | 0 | 0 | 0 | 0 | 0 | 0
FixedInterchange | 0 | 0 | 0 | 0 | 0 | 0
New Build Capacity by Reporting Type: NYISO_G-I
ReportingType | 2015 | 2020 | 2025 | 2030 | 2035 | 2040
BM | 0 | 0 | 0 | 0 | 0 | 0
CC | 0 | 0 | 243.66 | 1041.61 | 2755.51 | 2819.88
CSP | 0 | 0 | 0 | 0 | 0 | 0
CT | 0 | 0 | 0 | 0 | 0 | 0
Coal | 0 | 0 | 0 | 0 | 0 | 0
Geo | 0 | 0 | 0 | 0 | 0 | 0
H | 0 | 0 | 0 | 0 | 0 | 0
LFG | 0 | 0 | 74.33 | 0 | 0 | 0
Nuc | 0 | 0 | 0 | 0 | 0 | 0
PS | 0 | 0 | 0 | 0 | 0 | 0
PV | 0 | 0 | 0 | 0 | 0 | 0
PeakG | 0 | 0 | 0 | 0 | 0 | 0
PeakO | 0 | 0 | 0 | 0 | 0 | 0
ST | 0 | 0 | 0 | 0 | 0 | 0
STOG | 0 | 0 | 0 | 0 | 0 | 0
STWD | 0 | 0 | 0 | 0 | 0 | 0
WT | 0 | 60 | 0 | 0 | 0 | 0
IGCC | 0 | 0 | 0 | 0 | 0 | 0
DemandResponse | 0 | 0 | 0 | 0 | 0 | 0
IGCC-CCS | 0 | 0 | 0 | 0 | 0 | 0
WT_off | 0 | 0 | 0 | 0 | 0 | 0
PseudoUnit | 0 | 0 | 0 | 0 | 0 | 0
FixedInterchange | 0 | 0 | 0 | 0 | 0 | 0
New Build Capacity by Reporting Type: NYISO_J-K
ReportingType | 2015 | 2020 | 2025 | 2030 | 2035 | 2040
BM | 0 | 0 | 0 | 0 | 0 | 0
CC | 1175.4 | 0 | 0 | 0 | 0 | 0
CSP | 0 | 0 | 0 | 0 | 0 | 0
CT | 0 | 0 | 709.7 | 752.7 | 168.08 | 531.23
Coal | 0 | 0 | 0 | 0 | 0 | 0
Geo | 0 | 0 | 0 | 0 | 0 | 0
H | 0 | 0 | 0 | 0 | 0 | 0
LFG | 0 | 0 | 0 | 74.33 | 0 | 0
Nuc | 0 | 0 | 0 | 0 | 0 | 0
PS | 0 | 0 | 0 | 0 | 0 | 0
PV | 32 | 0 | 0 | 0 | 0 | 0
PeakG | 0 | 0 | 0 | 0 | 0 | 0
PeakO | 0 | 0 | 0 | 0 | 0 | 0
ST | 0 | 0 | 0 | 0 | 0 | 0
STOG | 0 | 0 | 0 | 0 | 0 | 0
STWD | 0 | 0 | 0 | 0 | 0 | 0
WT | 0 | 0 | 0 | 0 | 0 | 0
IGCC | 0 | 0 | 0 | 0 | 0 | 0
DemandResponse | 0 | 0 | 0 | 0 | 0 | 0
IGCC-CCS | 0 | 0 | 0 | 0 | 0 | 0
WT_off | 0 | 0 | 0 | 0 | 0 | 0
PseudoUnit | 0 | 0 | 0 | 0 | 0 | 0
FixedInterchange | 0 | 0 | 0 | 0 | 0 | 0
New Build Capacity by Reporting Type: PJM_E
ReportingType | 2015 | 2020 | 2025 | 2030 | 2035 | 2040
BM | 30 | 0 | 0 | 0 | 0 | 0
CC | 4634.3 | 0 | 0 | 0 | 0 | 0
CSP | 0 | 0 | 0 | 0 | 0 | 0
CT | 26.2 | 0 | 0 | 0 | 2382.15 | 0
Coal | 27 | 0 | 0 | 0 | 0 | 0
Geo | 0 | 0 | 0 | 0 | 0 | 0
H | 0 | 0 | 0 | 0 | 0 | 0
LFG | 9.1 | 132.9 | 0 | 0 | 0 | 0
Nuc | 38 | 0 | 0 | 0 | 0 | 0
PS | 0 | 0 | 0 | 0 | 0 | 0
PV | 25.45 | 0 | 0 | 0 | 0 | 0
PeakG | 0 | 0 | 0 | 0 | 0 | 0
PeakO | 0 | 0 | 0 | 0 | 0 | 0
ST | 0 | 0 | 0 | 0 | 0 | 0
STOG | 0 | 0 | 0 | 0 | 0 | 0
STWD | 0 | 0 | 0 | 0 | 0 | 0
WT | 1150 | 0 | 0 | 0 | 0 | 0
IGCC | 0 | 0 | 0 | 0 | 0 | 0
DemandResponse | 0 | 0 | 0 | 0 | 0 | 0
IGCC-CCS | 0 | 0 | 0 | 0 | 0 | 0
WT_off | 0 | 0 | 1100 | 0 | 0 | 0
PseudoUnit | 0 | 0 | 0 | 0 | 0 | 0
FixedInterchange | 0 | 0 | 0 | 0 | 0 | 0
New Build Capacity by Reporting Type: PJM_ROM
ReportingType | 2015 | 2020 | 2025 | 2030 | 2035 | 2040
BM | 18 | 0 | 0 | 0 | 0 | 0
CC | 1678.5 | 0 | 0 | 0 | 2496.75 | 12876.19
CSP | 0 | 0 | 0 | 0 | 0 | 0
CT | 16 | 0 | 0 | 0 | 0 | 0
Coal | 32.5 | 0 | 0 | 0 | 0 | 0
Geo | 0 | 0 | 0 | 0 | 0 | 0
H | 0 | 0 | 0 | 0 | 0 | 0
LFG | 18.9 | 265.1 | 0 | 0 | 0 | 0
Nuc | 0 | 0 | 0 | 0 | 0 | 0
PS | 0 | 0 | 0 | 0 | 0 | 0
PV | 0 | 1446.19 | 900.18 | 227.42 | 89.6 | 92.64
PeakG | 0 | 0 | 0 | 0 | 0 | 0
PeakO | 0 | 0 | 0 | 0 | 0 | 0
ST | 0 | 0 | 0 | 0 | 0 | 0
STOG | 0 | 0 | 0 | 0 | 0 | 0
STWD | 0 | 0 | 0 | 0 | 0 | 0
WT | 479.8 | 0 | 750.2 | 3963.37 | 1846.63 | 0
IGCC | 0 | 0 | 0 | 0 | 0 | 0
DemandResponse | 0 | 0 | 0 | 0 | 0 | 0
IGCC-CCS | 0 | 0 | 0 | 0 | 0 | 0
WT_off | 0 | 0 | 0 | 0 | 0 | 0
PseudoUnit | 0 | 0 | 0 | 0 | 0 | 0
FixedInterchange | 0 | 0 | 0 | 0 | 0 | 0
New Build Capacity by Reporting Type: PJM_ROR
ReportingType | 2015 | 2020 | 2025 | 2030 | 2035 | 2040
BM | 385 | 0 | 0 | 0 | 0 | 0
CC | 3077 | 120 | 0 | 4734.89 | 8697.18 | 0
CSP | 0 | 0 | 0 | 0 | 0 | 0
CT | 29 | 0 | 0 | 0 | 0 | 0
Coal | 2164 | 0 | 0 | 0 | 0 | 0
Geo | 0 | 0 | 0 | 0 | 0 | 0
H | 0 | 0 | 0 | 0 | 0 | 0
LFG | 57.4 | 0 | 513.71 | 0 | 0 | 0
Nuc | 38 | 0 | 0 | 0 | 0 | 0
PS | 0 | 0 | 0 | 0 | 0 | 0
PV | 0 | 0 | 0 | 0 | 0 | 0
PeakG | 0 | 0 | 0 | 0 | 0 | 0
PeakO | 0 | 0 | 0 | 0 | 0 | 0
ST | 0 | 0 | 0 | 0 | 0 | 0
STOG | 0 | 0 | 0 | 0 | 0 | 0
STWD | 0 | 0 | 0 | 0 | 0 | 0
WT | 8325.7 | 0 | 0 | 191.7 | 0 | 1094.05
IGCC | 0 | 0 | 0 | 0 | 0 | 0
DemandResponse | 0 | 0 | 0 | 0 | 0 | 0
IGCC-CCS | 0 | 0 | 0 | 0 | 0 | 0
WT_off | 0 | 0 | 0 | 0 | 0 | 0
PseudoUnit | 0 | 0 | 0 | 0 | 0 | 0
FixedInterchange | 0 | 0 | 0 | 0 | 0 | 0
New Build Capacity by Reporting Type: SOCO
ReportingType | 2015 | 2020 | 2025 | 2030 | 2035 | 2040
BM | 55 | 0 | 0 | 0 | 0 | 0
CC | 5026.9 | 187 | 192.65 | 2557.35 | 0 | 0
CSP | 0 | 0 | 0 | 0 | 0 | 0
CT | 0 | 0 | 0 | 0 | 0 | 0
Coal | 0 | 0 | 0 | 0 | 2662.58 | 5460.2
Geo | 0 | 0 | 0 | 0 | 0 | 0
H | 0 | 0 | 0 | 0 | 0 | 0
LFG | 0 | 0 | 107.4 | 0 | 0 | 0
Nuc | 70 | 2200 | 0 | 0 | 0 | 0
PS | 0 | 0 | 0 | 0 | 0 | 0
PV | 0 | 0 | 0 | 0 | 0 | 0
PeakG | 0 | 0 | 0 | 0 | 0 | 0
PeakO | 0 | 0 | 0 | 0 | 0 | 0
ST | 0 | 0 | 0 | 0 | 0 | 0
STOG | 0 | 0 | 0 | 0 | 0 | 0
STWD | 0 | 0 | 0 | 0 | 0 | 0
WT | 0 | 0 | 0 | 0 | 0 | 0
IGCC | 0 | 0 | 0 | 0 | 0 | 0
DemandResponse | 0 | 0 | 0 | 0 | 0 | 0
IGCC-CCS | 0 | 0 | 0 | 0 | 0 | 0
WT_off | 0 | 0 | 0 | 0 | 0 | 0
PseudoUnit | 0 | 0 | 0 | 0 | 0 | 0
FixedInterchange | 0 | 0 | 0 | 0 | 0 | 0
New Build Capacity by Reporting Type: SPP_N
ReportingType | 2015 | 2020 | 2025 | 2030 | 2035 | 2040
BM | 0 | 0 | 0 | 0 | 0 | 0
CC | 0 | 1173.61 | 0 | 654.81 | 0 | 0
CSP | 0 | 0 | 0 | 0 | 0 | 0
CT | 0 | 0 | 0 | 0 | 1618.6 | 2836.78
Coal | 465.04 | 0 | 0 | 0 | 0 | 0
Geo | 0 | 0 | 0 | 0 | 0 | 0
H | 0 | 0 | 0 | 0 | 0 | 0
LFG | 0 | 69.66 | 25.34 | 0 | 0 | 0
Nuc | 0 | 0 | 0 | 0 | 0 | 0
PS | 0 | 0 | 0 | 0 | 0 | 0
PV | 0 | 0 | 0 | 0 | 0 | 0
PeakG | 0 | 0 | 0 | 0 | 0 | 0
PeakO | 0 | 0 | 0 | 0 | 0 | 0
ST | 0 | 0 | 0 | 0 | 0 | 0
STOG | 0 | 0 | 0 | 0 | 0 | 0
STWD | 0 | 0 | 0 | 0 | 0 | 0
WT | 0 | 0 | 0.01 | 271.57 | 1881.48 | 0
IGCC | 0 | 0 | 0 | 0 | 0 | 0
DemandResponse | 0 | 0 | 0 | 0 | 0 | 0
IGCC-CCS | 0 | 0 | 0 | 0 | 0 | 0
WT_off | 0 | 0 | 0 | 0 | 0 | 0
PseudoUnit | 0 | 0 | 0 | 0 | 0 | 0
FixedInterchange | 0 | 0 | 0 | 0 | 0 | 0
New Build Capacity by Reporting Type: SPP_S
ReportingType | 2015 | 2020 | 2025 | 2030 | 2035 | 2040
BM | 0 | 0 | 0 | 0 | 0 | 0
CC | 0 | 555.21 | 0 | 1699.79 | 0 | 0
CSP | 0 | 0 | 0 | 0 | 0 | 0
CT | 412.99 | 300 | 0 | 0 | 0.01 | 0.08
Coal | 988 | 0 | 0 | 0 | 0 | 0
Geo | 0 | 0 | 0 | 0 | 0 | 0
H | 0 | 0 | 0 | 0 | 0 | 0
LFG | 0 | 0 | 0 | 95 | 0 | 0
Nuc | 0 | 0 | 0 | 0 | 0 | 0
PS | 0 | 0 | 0 | 0 | 0 | 0
PV | 0 | 0 | 0 | 0 | 0 | 0
PeakG | 0 | 0 | 0 | 0 | 0 | 0
PeakO | 0 | 0 | 0 | 0 | 0 | 0
ST | 0 | 0 | 0 | 0 | 0 | 0
STOG | 0 | 0 | 0 | 0 | 0 | 0
STWD | 0 | 0 | 0 | 0 | 0 | 0
WT | 430 | 2463.09 | 392.39 | 0 | 7479.62 | 8474.51
IGCC | 0 | 0 | 0 | 0 | 0 | 0
DemandResponse | 0 | 0 | 0 | 0 | 0 | 0
IGCC-CCS | 0 | 0 | 0 | 0 | 0 | 0
WT_off | 0 | 0 | 0 | 0 | 0 | 0
PseudoUnit | 0 | 0 | 0 | 0 | 0 | 0
FixedInterchange | 0 | 0 | 0 | 0 | 0 | 0
New Build Capacity by Reporting Type: TVA
ReportingType | 2015 | 2020 | 2025 | 2030 | 2035 | 2040
BM | 0 | 0 | 0 | 0 | 0 | 0
CC | 1418 | 97.85 | 177.74 | 1030.91 | 0 | 0
CSP | 0 | 0 | 0 | 0 | 0 | 0
CT | 0 | 2186.72 | 0 | 0 | 0 | 0
Coal | 0 | 0 | 0 | 0 | 3568.7 | 2410.01
Geo | 0 | 0 | 0 | 0 | 0 | 0
H | 0 | 0 | 0 | 0 | 0 | 0
LFG | 0 | 0 | 107.4 | 0 | 0 | 0
Nuc | 1697.89 | 0 | 0 | 0 | 0 | 0
PS | 0 | 0 | 0 | 0 | 0 | 0
PV | 0 | 0 | 0 | 0 | 0 | 0
PeakG | 0 | 0 | 0 | 0 | 0 | 0
PeakO | 0 | 0 | 0 | 0 | 0 | 0
ST | 0 | 0 | 0 | 0 | 0 | 0
STOG | 0 | 0 | 0 | 0 | 0 | 0
STWD | 0 | 0 | 0 | 0 | 0 | 0
WT | 0 | 0 | 0 | 0 | 0 | 0
IGCC | 0 | 0 | 0 | 0 | 0 | 0
DemandResponse | 0 | 0 | 0 | 0 | 0 | 0
IGCC-CCS | 0 | 0 | 0 | 0 | 0 | 0
WT_off | 0 | 0 | 0 | 0 | 0 | 0
PseudoUnit | 0 | 0 | 0 | 0 | 0 | 0
FixedInterchange | 0 | 0 | 0 | 0 | 0 | 0
New Build Capacity by Reporting Type: TVA_Transmission
ReportingType | 2015 | 2020 | 2025 | 2030 | 2035 | 2040
BM | 0 | 0 | 0 | 0 | 0 | 0
CC | 0 | 0 | 0 | 0 | 0 | 0
CSP | 0 | 0 | 0 | 0 | 0 | 0
CT | 0 | 0 | 0 | 0 | 0 | 0
Coal | 0 | 0 | 0 | 0 | 0 | 0
Geo | 0 | 0 | 0 | 0 | 0 | 0
H | 0 | 0 | 0 | 0 | 0 | 0
LFG | 0 | 0 | 0 | 0 | 0 | 0
Nuc | 0 | 0 | 0 | 0 | 0 | 0
PS | 0 | 0 | 0 | 0 | 0 | 0
PV | 0 | 0 | 0 | 0 | 0 | 0
PeakG | 0 | 0 | 0 | 0 | 0 | 0
PeakO | 0 | 0 | 0 | 0 | 0 | 0
ST | 0 | 0 | 0 | 0 | 0 | 0
STOG | 0 | 0 | 0 | 0 | 0 | 0
STWD | 0 | 0 | 0 | 0 | 0 | 0
WT | 0 | 0 | 0 | 0 | 0 | 0
IGCC | 0 | 0 | 0 | 0 | 0 | 0
DemandResponse | 0 | 0 | 0 | 0 | 0 | 0
IGCC-CCS | 0 | 0 | 0 | 0 | 0 | 0
WT_off | 0 | 0 | 0 | 0 | 0 | 0
PseudoUnit | 0 | 0 | 0 | 0 | 0 | 0
FixedInterchange | 0 | 0 | 0 | 0 | 0 | 0
New Build Capacity by Reporting Type: VACAR
ReportingType | 2015 | 2020 | 2025 | 2030 | 2035 | 2040
BM | 0.92 | 347.33 | 689.47 | 115.34 | 76.6 | 141.04
CC | 5651.61 | 202.54 | 778.81 | 2726.76 | 4757.97 | 4382.64
CSP | 0 | 0 | 0 | 0 | 0 | 0
CT | 717.2 | 0 | 0 | 0 | 1394.63 | 469.15
Coal | 825 | 0 | 0 | 0 | 0 | 0
Geo | 0 | 0 | 0 | 0 | 0 | 0
H | 0 | 0 | 0 | 0 | 0 | 0
LFG | 0.34 | 107.06 | 0 | 0 | 0 | 0
Nuc | 0 | 2330 | 0 | 0 | 0 | 0
PS | 0 | 0 | 0 | 0 | 0 | 0
PV | 0 | 136.4 | 6.66 | 8.24 | 8.47 | 8.88
PeakG | 0 | 0 | 0 | 0 | 0 | 0
PeakO | 0 | 0 | 0 | 0 | 0 | 0
ST | 0 | 0 | 0 | 0 | 0 | 0
STOG | 0 | 0 | 0 | 0 | 0 | 0
STWD | 0 | 0 | 0 | 0 | 0 | 0
WT | 0.9 | 3499.1 | 0 | 0 | 0 | 0
IGCC | 0 | 0 | 0 | 0 | 0 | 0
DemandResponse | 0 | 0 | 0 | 0 | 0 | 0
IGCC-CCS | 0 | 0 | 0 | 0 | 0 | 0
WT_off | 1 | 0 | 0 | 0 | 0 | 0
PseudoUnit | 0 | 0 | 0 | 0 | 0 | 0
FixedInterchange | 0 | 0 | 0 | 0 | 0 | 0
New Build Capacity by Reporting Type: IESO
ReportingType | 2015 | 2020 | 2025 | 2030 | 2035 | 2040
BM | 326.33 | 0 | 0 | 0 | 0 | 0
CC | 1263 | 0 | 0 | 0 | 0 | 2261.04
CSP | 0 | 0 | 0 | 0 | 0 | 0
CT | 368 | 0 | 0 | 0 | 837.57 | 220.45
Coal | 0 | 0 | 0 | 0 | 0 | 0
Geo | 0 | 0 | 0 | 0 | 0 | 0
H | 0 | 0 | 0 | 0 | 0 | 0
LFG | 14.5 | 0 | 0 | 0 | 0.5 | 0
Nuc | 0 | 0 | 0 | 0 | 0 | 0
PS | 0 | 0 | 0 | 0 | 0 | 0
PV | 1067.26 | 0 | 0 | 0 | 0 | 0
PeakG | 0 | 0 | 0 | 0 | 0 | 0
PeakO | 0 | 0 | 0 | 0 | 0 | 0
ST | 0 | 0 | 0 | 0 | 0 | 0
STOG | 0 | 0 | 0 | 0 | 0 | 0
STWD | 0 | 0 | 0 | 0 | 0 | 0
WT | 2105.9 | 0 | 0 | 0 | 0 | 0
IGCC | 0 | 0 | 0 | 0 | 0 | 0
DemandResponse | 0 | 0 | 0 | 0 | 0 | 0
IGCC-CCS | 0 | 0 | 0 | 0 | 0 | 0
WT_off | 0 | 0 | 0 | 0 | 0 | 0
PseudoUnit | 0 | 0 | 0 | 0 | 0 | 0
FixedInterchange | 0 | 0 | 0 | 0 | 0 | 0
New Build Capacity by Reporting Type: MAPP_CA
ReportingType | 2015 | 2020 | 2025 | 2030 | 2035 | 2040
BM | 0 | 0 | 0 | 0 | 0 | 0
CC | 795.83 | 511.4 | 174.5 | 407.8 | 423.95 | 0
CSP | 0 | 0 | 0 | 0 | 0 | 0
CT | 0 | 0.01 | 0 | 0 | 0 | 440.75
Coal | 0 | 0 | 0 | 0 | 0 | 0
Geo | 0 | 0 | 0 | 0 | 0 | 0
H | 0 | 0 | 0 | 0 | 0 | 0
LFG | 0 | 0 | 0 | 0 | 0 | 0
Nuc | 0 | 0 | 0 | 0 | 0 | 0
PS | 0 | 0 | 0 | 0 | 0 | 0
PV | 0 | 0 | 0 | 0 | 0 | 0
PeakG | 0 | 0 | 0 | 0 | 0 | 0
PeakO | 0 | 0 | 0 | 0 | 0 | 0
ST | 0 | 0 | 0 | 0 | 0 | 0
STOG | 0 | 0 | 0 | 0 | 0 | 0
STWD | 0 | 0 | 0 | 0 | 0 | 0
WT | 302.4 | 0 | 0 | 0 | 0 | 0
IGCC | 0 | 0 | 0 | 0 | 0 | 0
DemandResponse | 0 | 0 | 0 | 0 | 0 | 0
IGCC-CCS | 0 | 0 | 0 | 0 | 0 | 0
WT_off | 0 | 0 | 0 | 0 | 0 | 0
PseudoUnit | 0 | 0 | 0 | 0 | 0 | 0
FixedInterchange | 0 | 0 | 0 | 0 | 0 | 0
New Build Capacity by Reporting Type: AZ_NM_SNV_Coal
ReportingType | 2015 | 2020 | 2025 | 2030 | 2035 | 2040
BM | 0 | 0 | 0 | 0 | 0 | 0
CC | 0 | 0 | 0 | 0 | 0 | 0
CSP | 0 | 0 | 0 | 0 | 0 | 0
CT | 0 | 0 | 0 | 0 | 0 | 0
Coal | 0 | 0 | 0 | 0 | 0 | 5266.14
Geo | 0 | 0 | 0 | 0 | 0 | 0
H | 0 | 0 | 0 | 0 | 0 | 0
LFG | 0 | 0 | 0 | 0 | 0 | 0
Nuc | 0 | 0 | 0 | 0 | 0 | 0
PS | 0 | 0 | 0 | 0 | 0 | 0
PV | 0 | 0 | 0 | 0 | 0 | 0
PeakG | 0 | 0 | 0 | 0 | 0 | 0
PeakO | 0 | 0 | 0 | 0 | 0 | 0
ST | 0 | 0 | 0 | 0 | 0 | 0
STOG | 0 | 0 | 0 | 0 | 0 | 0
STWD | 0 | 0 | 0 | 0 | 0 | 0
WT | 0 | 0 | 0 | 0 | 0 | 0
IGCC | 0 | 0 | 0 | 0 | 0 | 0
DemandResponse | 0 | 0 | 0 | 0 | 0 | 0
IGCC-CCS | 0 | 0 | 0 | 0 | 0 | 0
WT_off | 0 | 0 | 0 | 0 | 0 | 0
PseudoUnit | 0 | 0 | 0 | 0 | 0 | 0
FixedInterchange | 0 | 0 | 0 | 0 | 0 | 0
New Build Capacity by Reporting Type: AZ_NM_SNV_Gas
ReportingType | 2015 | 2020 | 2025 | 2030 | 2035 | 2040
BM | 0 | 0 | 0 | 0 | 0 | 0
CC | 668 | 1156.32 | 117.47 | 2691.01 | 4879.22 | 0
CSP | 0 | 0 | 0 | 0 | 0 | 0
CT | 736 | 0 | 0 | 0 | 0 | 0
Coal | 0 | 0 | 0 | 0 | 0 | 0
Geo | 0 | 0 | 0 | 0 | 0 | 0
H | 0 | 0 | 0 | 0 | 0 | 0
LFG | 0 | 0 | 0 | 0 | 0 | 0
Nuc | 0 | 0 | 0 | 0 | 0 | 0
PS | 0 | 0 | 0 | 0 | 0 | 0
PV | 0 | 0 | 0 | 0 | 0 | 0
PeakG | 0 | 0 | 0 | 0 | 0 | 0
PeakO | 0 | 0 | 0 | 0 | 0 | 0
ST | 0 | 0 | 0 | 0 | 0 | 0
STOG | 0 | 0 | 0 | 0 | 0 | 0
STWD | 0 | 0 | 0 | 0 | 0 | 0
WT | 0 | 0 | 0 | 0 | 0 | 0
IGCC | 0 | 0 | 0 | 0 | 0 | 0
DemandResponse | 0 | 0 | 0 | 0 | 0 | 0
IGCC-CCS | 0 | 0 | 0 | 0 | 0 | 0
WT_off | 0 | 0 | 0 | 0 | 0 | 0
PseudoUnit | 0 | 0 | 0 | 0 | 0 | 0
FixedInterchange | 0 | 0 | 0 | 0 | 0 | 0
New Build Capacity by Reporting Type: AZ_NM_SNV_NucRenew
ReportingType | 2015 | 2020 | 2025 | 2030 | 2035 | 2040
BM | 0 | 0 | 0 | 0 | 0 | 0
CC | 0 | 0 | 0 | 0 | 0 | 0
CSP | 0 | 0 | 0 | 0 | 0 | 0
CT | 0 | 0 | 0 | 0 | 0 | 0
Coal | 0 | 0 | 0 | 0 | 0 | 0
Geo | 0 | 0 | 1450 | 0 | 0 | 0
H | 0 | 0 | 0 | 0 | 0 | 0
LFG | 0 | 60.67 | 0 | 0 | 0 | 0
Nuc | 0 | 0 | 0 | 0 | 0 | 0
PS | 0 | 0 | 0 | 0 | 0 | 0
PV | 95.7 | 0 | 0 | 0 | 0 | 0
PeakG | 0 | 0 | 0 | 0 | 0 | 0
PeakO | 0 | 0 | 0 | 0 | 0 | 0
ST | 280 | 464.2 | 278.33 | 75.03 | 0 | 0
STOG | 0 | 0 | 0 | 0 | 0 | 0
STWD | 0 | 0 | 0 | 0 | 0 | 0
WT | 65.1 | 9387.51 | 0 | 312.66 | 0 | 0
IGCC | 0 | 0 | 0 | 0 | 0 | 0
DemandResponse | 0 | 0 | 0 | 0 | 0 | 0
IGCC-CCS | 0 | 0 | 0 | 0 | 0 | 0
WT_off | 0 | 0 | 0 | 0 | 0 | 0
PseudoUnit | 0 | 0 | 0 | 0 | 0 | 0
FixedInterchange | 0 | 0 | 0 | 0 | 0 | 0
New Build Capacity by Reporting Type: ERCOT
ReportingType | 2015 | 2020 | 2025 | 2030 | 2035 | 2040
BM | 145 | 0 | 0 | 0 | 0 | 0
CC | 2640.26 | 3075 | 0 | 2159.74 | 2777.96 | 2538.71
CSP | 0 | 0 | 0 | 0 | 0 | 0
CT | 250 | 0 | 0 | 0 | 0 | 0
Coal | 2020 | 0 | 0 | 0 | 0 | 0
Geo | 0 | 0 | 0 | 0 | 0 | 0
H | 0 | 0 | 0 | 0 | 0 | 0
LFG | 0 | 0 | 23.17 | 330.83 | 0 | 0
Nuc | 0 | 0 | 0 | 0 | 0 | 0
PS | 0 | 0 | 0 | 0 | 0 | 0
PV | 14 | 0 | 0 | 0 | 0 | 0
PeakG | 0 | 0 | 0 | 0 | 0 | 0
PeakO | 0 | 0 | 0 | 0 | 0 | 0
ST | 0 | 0 | 0 | 0 | 0 | 0
STOG | 0 | 0 | 0 | 0 | 0 | 0
STWD | 0 | 0 | 0 | 0 | 0 | 0
WT | 350.1 | 0 | 0 | 0 | 0 | 4130.39
IGCC | 0 | 0 | 0 | 0 | 0 | 0
DemandResponse | 0 | 0 | 0 | 0 | 0 | 0
IGCC-CCS | 0 | 0 | 0 | 0 | 0 | 0
WT_off | 0 | 0 | 0 | 0 | 0 | 0
PseudoUnit | 0 | 0 | 0 | 0 | 0 | 0
FixedInterchange | 0 | 0 | 0 | 0 | 0 | 0
New Build Capacity by Reporting Type: NP15
ReportingType | 2015 | 2020 | 2025 | 2030 | 2035 | 2040
BM | 0 | 0 | 0 | 0 | 0 | 0
CC | 940 | 0 | 0 | 0 | 0 | 0
CSP | 0 | 0 | 0 | 0 | 0 | 0
CT | 279.73 | 764 | 2773 | 4345.43 | 4332.52 | 4339.73
Coal | 0 | 0 | 0 | 0 | 0 | 0
Geo | 0 | 340.22 | 259.78 | 0 | 0 | 0
H | 0 | 0 | 0 | 0 | 0 | 0
LFG | 0 | 565 | 0 | 0 | 0 | 0
Nuc | 0 | 0 | 0 | 0 | 0 | 0
PS | 0 | 0 | 0 | 0 | 0 | 0
PV | 6.5 | 0 | 0 | 0 | 0 | 0
PeakG | 0 | 0 | 0 | 0 | 0 | 0
PeakO | 0 | 0 | 0 | 0 | 0 | 0
ST | 29 | 0 | 0 | 0 | 0 | 0
STOG | 0 | 0 | 0 | 0 | 0 | 0
STWD | 0 | 0 | 0 | 0 | 0 | 0
WT | 101.2 | 3298.8 | 0 | 0 | 0 | 0
IGCC | 0 | 0 | 0 | 0 | 0 | 0
DemandResponse | 0 | 0 | 0 | 0 | 0 | 0
IGCC-CCS | 0 | 0 | 0 | 0 | 0 | 0
WT_off | 0 | 0 | 0 | 0 | 0 | 0
PseudoUnit | 0 | 0 | 0 | 0 | 0 | 0
FixedInterchange | 0 | 0 | 0 | 0 | 0 | 0
New Build Capacity by Reporting Type: NWPP_Coal
ReportingType | 2015 | 2020 | 2025 | 2030 | 2035 | 2040
BM | 0 | 0 | 0 | 0 | 0 | 0
CC | 0 | 0 | 0 | 0 | 0 | 0
CSP | 0 | 0 | 0 | 0 | 0 | 0
CT | 0 | 0 | 0 | 0 | 0 | 0
Coal | 0 | 0 | 0 | 0 | 0 | 0
Geo | 0 | 0 | 0 | 0 | 0 | 0
H | 0 | 0 | 0 | 0 | 0 | 0
LFG | 0 | 0 | 0 | 0 | 0 | 0
Nuc | 0 | 0 | 0 | 0 | 0 | 0
PS | 0 | 0 | 0 | 0 | 0 | 0
PV | 0 | 0 | 0 | 0 | 0 | 0
PeakG | 0 | 0 | 0 | 0 | 0 | 0
PeakO | 0 | 0 | 0 | 0 | 0 | 0
ST | 0 | 0 | 0 | 0 | 0 | 0
STOG | 0 | 0 | 0 | 0 | 0 | 0
STWD | 0 | 0 | 0 | 0 | 0 | 0
WT | 0 | 0 | 0 | 0 | 0 | 0
IGCC | 0 | 0 | 0 | 0 | 0 | 0
DemandResponse | 0 | 0 | 0 | 0 | 0 | 0
IGCC-CCS | 0 | 0 | 0 | 0 | 0 | 0
WT_off | 0 | 0 | 0 | 0 | 0 | 0
PseudoUnit | 0 | 0 | 0 | 0 | 0 | 0
FixedInterchange | 0 | 0 | 0 | 0 | 0 | 0
New Build Capacity by Reporting Type: NWPP_Gas
ReportingType | 2015 | 2020 | 2025 | 2030 | 2035 | 2040
BM | 0 | 0 | 0 | 0 | 0 | 0
CC | 300 | 0 | 71.8 | 4875.58 | 2780.44 | 1308.25
CSP | 0 | 0 | 0 | 0 | 0 | 0
CT | 150 | 0 | 0 | 0 | 0 | 0
Coal | 0 | 0 | 0 | 0 | 0 | 945.41
Geo | 0 | 0 | 0 | 0 | 0 | 0
H | 0 | 0 | 0 | 0 | 0 | 0
LFG | 0 | 0 | 0 | 0 | 0 | 0
Nuc | 0 | 0 | 0 | 0 | 0 | 0
PS | 0 | 0 | 0 | 0 | 0 | 0
PV | 0 | 0 | 0 | 0 | 0 | 0
PeakG | 0 | 0 | 0 | 0 | 0 | 0
PeakO | 0 | 0 | 0 | 0 | 0 | 0
ST | 0 | 0 | 0 | 0 | 0 | 0
STOG | 0 | 0 | 0 | 0 | 0 | 0
STWD | 0 | 0 | 0 | 0 | 0 | 0
WT | 0 | 0 | 0 | 0 | 0 | 0
IGCC | 0 | 0 | 0 | 0 | 0 | 0
DemandResponse | 0 | 0 | 0 | 0 | 0 | 0
IGCC-CCS | 0 | 0 | 0 | 0 | 0 | 0
WT_off | 0 | 0 | 0 | 0 | 0 | 0
PseudoUnit | 0 | 0 | 0 | 0 | 0 | 0
FixedInterchange | 0 | 0 | 0 | 0 | 0 | 0
New Build Capacity by Reporting Type: NWPP_NucRenew
ReportingType | 2015 | 2020 | 2025 | 2030 | 2035 | 2040
BM | 32.55 | 0 | 0 | 0 | 0 | 0
CC | 0 | 0 | 0 | 0 | 0 | 0
CSP | 0 | 0 | 0 | 0 | 0 | 0
CT | 0 | 0 | 0 | 0 | 0 | 0
Coal | 0 | 0 | 0 | 0 | 0 | 0
Geo | 86 | 0 | 434 | 0 | 0 | 0
H | 0 | 0 | 0 | 0 | 0 | 0
LFG | 25.5 | 7.63 | 236.87 | 0 | 0 | 0
Nuc | 0 | 0 | 0 | 0 | 0 | 0
PS | 0 | 0 | 0 | 0 | 0 | 0
PV | 0 | 0 | 0 | 0 | 0 | 0
PeakG | 0 | 0 | 0 | 0 | 0 | 0
PeakO | 0 | 0 | 0 | 0 | 0 | 0
ST | 0 | 0 | 0 | 0 | 0 | 0
STOG | 0 | 0 | 0 | 0 | 0 | 0
STWD | 0 | 0 | 0 | 0 | 0 | 0
WT | 977.3 | 0 | 0 | 0 | 0 | 0
IGCC | 0 | 0 | 0 | 0 | 0 | 0
DemandResponse | 0 | 0 | 0 | 0 | 0 | 0
IGCC-CCS | 0 | 0 | 0 | 0 | 0 | 0
WT_off | 0 | 0 | 0 | 0 | 0 | 0
PseudoUnit | 0 | 0 | 0 | 0 | 0 | 0
FixedInterchange | 0 | 0 | 0 | 0 | 0 | 0
New Build Capacity by Reporting Type: RMPA
ReportingType | 2015 | 2020 | 2025 | 2030 | 2035 | 2040
BM | 0 | 0 | 0 | 0 | 0 | 0
CC | 0 | 0 | 0 | 0 | 0 | 0
CSP | 0 | 0 | 0 | 0 | 0 | 0
CT | 152 | 0 | 0 | 0 | 0 | 0
Coal | 390 | 0 | 0 | 0 | 1285.19 | 1375.79
Geo | 0 | 284.78 | 2285.22 | 0 | 0 | 0
H | 0 | 0 | 0 | 0 | 0 | 0
LFG | 1.4 | 28.93 | 0 | 0 | 0 | 0
Nuc | 0 | 0 | 0 | 0 | 0 | 0
PS | 0 | 0 | 0 | 0 | 0 | 0
PV | 1 | 0 | 0 | 0 | 0 | 0
PeakG | 0 | 0 | 0 | 0 | 0 | 0
PeakO | 0 | 0 | 0 | 0 | 0 | 0
ST | 3 | 376.1 | 25.72 | 27.45 | 0 | 0
STOG | 0 | 0 | 0 | 0 | 0 | 0
STWD | 0 | 0 | 0 | 0 | 0 | 0
WT | 765.4 | 373.27 | 0 | 0 | 0 | 0
IGCC | 0 | 0 | 0 | 0 | 0 | 0
DemandResponse | 0 | 0 | 0 | 0 | 0 | 0
IGCC-CCS | 0 | 0 | 0 | 0 | 0 | 0
WT_off | 0 | 0 | 0 | 0 | 0 | 0
PseudoUnit | 0 | 0 | 0 | 0 | 0 | 0
FixedInterchange | 0 | 0 | 0 | 0 | 0 | 0
New Build Capacity by Reporting Type: SP15
ReportingType | 2015 | 2020 | 2025 | 2030 | 2035 | 2040
BM | 6 | 0 | 0 | 0 | 0 | 0
CC | 409.5 | 0 | 0 | 0 | 0 | 0
CSP | 0 | 0 | 0 | 0 | 0 | 0
CT | 0 | 0 | 0 | 0 | 0 | 0
Coal | 0 | 0 | 0 | 0 | 0 | 0
Geo | 50 | 1450 | 0 | 0 | 0 | 0
H | 0 | 0 | 0 | 0 | 0 | 0
LFG | 9.2 | 555.8 | 0 | 0 | 0 | 0
Nuc | 0 | 0 | 0 | 0 | 0 | 0
PS | 0 | 0 | 0 | 0 | 0 | 0
PV | 3.8 | 0 | 0 | 0 | 0 | 0
PeakG | 0 | 0 | 0 | 0 | 0 | 0
PeakO | 0 | 0 | 0 | 0 | 0 | 0
ST | 448 | 0 | 0 | 0 | 0 | 0
STOG | 0 | 0 | 0 | 0 | 0 | 0
STWD | 0 | 0 | 0 | 0 | 0 | 0
WT | 735 | 0 | 0 | 0 | 0 | 0
IGCC | 0 | 0 | 0 | 0 | 0 | 0
DemandResponse | 0 | 0 | 0 | 0 | 0 | 0
IGCC-CCS | 0 | 0 | 0 | 0 | 0 | 0
WT_off | 0 | 0 | 0 | 0 | 0 | 0
PseudoUnit | 0 | 0 | 0 | 0 | 0 | 0
FixedInterchange | 0 | 0 | 0 | 0 | 0 | 0
New Build Capacity by Reporting Type: ALB
ReportingType | 2015 | 2020 | 2025 | 2030 | 2035 | 2040
BM | 0 | 0 | 0 | 0 | 0 | 0
CC | 393.36 | 684.83 | 615.73 | 913.78 | 1191.8 | 1085.65
CSP | 0 | 0 | 0 | 0 | 0 | 0
CT | 201.5 | 0 | 0 | 0 | 0 | 0
Coal | 495 | 0 | 0 | 0 | 0 | 0
Geo | 0 | 0 | 0 | 0 | 0 | 0
H | 0 | 0 | 0 | 0 | 0 | 0
LFG | 0 | 0 | 0 | 0 | 0 | 0
Nuc | 0 | 0 | 0 | 0 | 0 | 0
PS | 0 | 0 | 0 | 0 | 0 | 0
PV | 0 | 0 | 0 | 0 | 0 | 0
PeakG | 0 | 0 | 0 | 0 | 0 | 0
PeakO | 0 | 0 | 0 | 0 | 0 | 0
ST | 0 | 0 | 0 | 0 | 0 | 0
STOG | 0 | 0 | 0 | 0 | 0 | 0
STWD | 0 | 0 | 0 | 0 | 0 | 0
WT | 9 | 0 | 0 | 0 | 0 | 0
IGCC | 0 | 0 | 0 | 0 | 0 | 0
DemandResponse | 0 | 0 | 0 | 0 | 0 | 0
IGCC-CCS | 0 | 0 | 0 | 0 | 0 | 0
WT_off | 0 | 0 | 0 | 0 | 0 | 0
PseudoUnit | 0 | 0 | 0 | 0 | 0 | 0
FixedInterchange | 0 | 0 | 0 | 0 | 0 | 0
New Build Capacity by Reporting Type: BC
ReportingType | 2015 | 2020 | 2025 | 2030 | 2035 | 2040
BM | 0 | 0 | 0 | 0 | 0 | 0
CC | 1140.35 | 434.65 | 654.21 | 531.08 | 778.69 | 816.84
CSP | 0 | 0 | 0 | 0 | 0 | 0
CT | 0 | 0 | 0 | 0 | 0 | 0
Coal | 0 | 0 | 0 | 0 | 0 | 0
Geo | 0 | 0 | 0 | 0 | 0 | 0
H | 0 | 0 | 0 | 0 | 0 | 0
LFG | 0 | 0 | 0 | 0 | 0 | 0
Nuc | 0 | 0 | 0 | 0 | 0 | 0
PS | 0 | 0 | 0 | 0 | 0 | 0
PV | 0 | 0 | 0 | 0 | 0 | 0
PeakG | 0 | 0 | 0 | 0 | 0 | 0
PeakO | 0 | 0 | 0 | 0 | 0 | 0
ST | 0 | 0 | 0 | 0 | 0 | 0
STOG | 0 | 0 | 0 | 0 | 0 | 0
STWD | 0 | 0 | 0 | 0 | 0 | 0
WT | 144 | 0 | 0 | 0 | 0 | 0
IGCC | 0 | 0 | 0 | 0 | 0 | 0
DemandResponse | 0 | 0 | 0 | 0 | 0 | 0
IGCC-CCS | 0 | 0 | 0 | 0 | 0 | 0
WT_off | 0 | 0 | 0 | 0 | 0 | 0
PseudoUnit | 0 | 0 | 0 | 0 | 0 | 0
FixedInterchange | 0 | 0 | 0 | 0 | 0 | 0
New Build Capacity by Reporting Type: HQ_IESO
ReportingType | 2015 | 2020 | 2025 | 2030 | 2035 | 2040
BM | 0 | 0 | 0 | 0 | 0 | 0
CC | 0 | 0 | 0 | 0 | 0 | 0
CSP | 0 | 0 | 0 | 0 | 0 | 0
CT | 0 | 0 | 0 | 0 | 0 | 0
Coal | 0 | 0 | 0 | 0 | 0 | 0
Geo | 0 | 0 | 0 | 0 | 0 | 0
H | 0 | 0 | 0 | 0 | 0 | 0
LFG | 0 | 0 | 0 | 0 | 0 | 0
Nuc | 0 | 0 | 0 | 0 | 0 | 0
PS | 0 | 0 | 0 | 0 | 0 | 0
PV | 0 | 0 | 0 | 0 | 0 | 0
PeakG | 0 | 0 | 0 | 0 | 0 | 0
PeakO | 0 | 0 | 0 | 0 | 0 | 0
ST | 0 | 0 | 0 | 0 | 0 | 0
STOG | 0 | 0 | 0 | 0 | 0 | 0
STWD | 0 | 0 | 0 | 0 | 0 | 0
WT | 0 | 0 | 0 | 0 | 0 | 0
IGCC | 0 | 0 | 0 | 0 | 0 | 0
DemandResponse | 0 | 0 | 0 | 0 | 0 | 0
IGCC-CCS | 0 | 0 | 0 | 0 | 0 | 0
WT_off | 0 | 0 | 0 | 0 | 0 | 0
PseudoUnit | 0 | 0 | 0 | 0 | 0 | 0
FixedInterchange | 0 | 0 | 0 | 0 | 0 | 0
New Build Capacity by Reporting Type: HQ_NEISO
ReportingType | 2015 | 2020 | 2025 | 2030 | 2035 | 2040
BM | 0 | 0 | 0 | 0 | 0 | 0
CC | 0 | 0 | 0 | 0 | 0 | 0
CSP | 0 | 0 | 0 | 0 | 0 | 0
CT | 0 | 0 | 0 | 0 | 0 | 0
Coal | 0 | 0 | 0 | 0 | 0 | 0
Geo | 0 | 0 | 0 | 0 | 0 | 0
H | 0 | 0 | 0 | 0 | 0 | 0
LFG | 0 | 0 | 0 | 0 | 0 | 0
Nuc | 0 | 0 | 0 | 0 | 0 | 0
PS | 0 | 0 | 0 | 0 | 0 | 0
PV | 0 | 0 | 0 | 0 | 0 | 0
PeakG | 0 | 0 | 0 | 0 | 0 | 0
PeakO | 0 | 0 | 0 | 0 | 0 | 0
ST | 0 | 0 | 0 | 0 | 0 | 0
STOG | 0 | 0 | 0 | 0 | 0 | 0
STWD | 0 | 0 | 0 | 0 | 0 | 0
WT | 0 | 0 | 0 | 0 | 0 | 0
IGCC | 0 | 0 | 0 | 0 | 0 | 0
DemandResponse | 0 | 0 | 0 | 0 | 0 | 0
IGCC-CCS | 0 | 0 | 0 | 0 | 0 | 0
WT_off | 0 | 0 | 0 | 0 | 0 | 0
PseudoUnit | 0 | 0 | 0 | 0 | 0 | 0
FixedInterchange | 0 | 0 | 0 | 0 | 0 | 0
New Build Capacity by Reporting Type: HQ_NY
ReportingType | 2015 | 2020 | 2025 | 2030 | 2035 | 2040
BM | 0 | 0 | 0 | 0 | 0 | 0
CC | 0 | 0 | 0 | 0 | 0 | 0
CSP | 0 | 0 | 0 | 0 | 0 | 0
CT | 0 | 0 | 0 | 0 | 0 | 0
Coal | 0 | 0 | 0 | 0 | 0 | 0
Geo | 0 | 0 | 0 | 0 | 0 | 0
H | 0 | 0 | 0 | 0 | 0 | 0
LFG | 0 | 0 | 0 | 0 | 0 | 0
Nuc | 0 | 0 | 0 | 0 | 0 | 0
PS | 0 | 0 | 0 | 0 | 0 | 0
PV | 0 | 0 | 0 | 0 | 0 | 0
PeakG | 0 | 0 | 0 | 0 | 0 | 0
PeakO | 0 | 0 | 0 | 0 | 0 | 0
ST | 0 | 0 | 0 | 0 | 0 | 0
STOG | 0 | 0 | 0 | 0 | 0 | 0
STWD | 0 | 0 | 0 | 0 | 0 | 0
WT | 0 | 0 | 0 | 0 | 0 | 0
IGCC | 0 | 0 | 0 | 0 | 0 | 0
DemandResponse | 0 | 0 | 0 | 0 | 0 | 0
IGCC-CCS | 0 | 0 | 0 | 0 | 0 | 0
WT_off | 0 | 0 | 0 | 0 | 0 | 0
PseudoUnit | 0 | 0 | 0 | 0 | 0 | 0
FixedInterchange | 0 | 0 | 0 | 0 | 0 | 0
New Build Capacity by Reporting Type: MARITIMES
ReportingType | 2015 | 2020 | 2025 | 2030 | 2035 | 2040
BM | 0 | 0 | 0 | 0 | 0 | 0
CC | 0 | 0 | 0 | 0 | 0 | 0
CSP | 0 | 0 | 0 | 0 | 0 | 0
CT | 0 | 0 | 0 | 0 | 0 | 0
Coal | 0 | 0 | 0 | 0 | 0 | 0
Geo | 0 | 0 | 0 | 0 | 0 | 0
H | 0 | 0 | 0 | 0 | 0 | 0
LFG | 0 | 0 | 0 | 0 | 0 | 0
Nuc | 0 | 0 | 0 | 0 | 0 | 0
PS | 0 | 0 | 0 | 0 | 0 | 0
PV | 0 | 0 | 0 | 0 | 0 | 0
PeakG | 0 | 0 | 0 | 0 | 0 | 0
PeakO | 0 | 0 | 0 | 0 | 0 | 0
ST | 0 | 0 | 0 | 0 | 0 | 0
STOG | 0 | 0 | 0 | 0 | 0 | 0
STWD | 0 | 0 | 0 | 0 | 0 | 0
WT | 0 | 0 | 0 | 0 | 0 | 0
IGCC | 0 | 0 | 0 | 0 | 0 | 0
DemandResponse | 0 | 0 | 0 | 0 | 0 | 0
IGCC-CCS | 0 | 0 | 0 | 0 | 0 | 0
WT_off | 0 | 0 | 0 | 0 | 0 | 0
PseudoUnit | 0 | 0 | 0 | 0 | 0 | 0
FixedInterchange | 0 | 0 | 0 | 0 | 0 | 0
New Build Capacity by Reporting Type: All
ReportingType | 2015 | 2020 | 2025 | 2030 | 2035 | 2040
BM | 1251 | 347.33 | 689.47 | 115.34 | 76.6 | 141.04
CC | 35417.43 | 13949.2 | 5810.29 | 32024.33 | 46529.12 | 36630.31
CSP | 0 | 0 | 0 | 0 | 0 | 0
CT | 6460.93 | 7150.84 | 4095.8 | 8390.91 | 13580.87 | 10160.79
Coal | 10763.64 | 0 | 0 | 0 | 9510.47 | 22039.74
Geo | 136 | 2075 | 4429 | 0 | 0 | 0
H | 0 | 0 | 0 | 0 | 0 | 0
LFG | 192 | 1953 | 2210 | 723.5 | 0.5 | 0
Nuc | 2740.56 | 4530 | 0 | 0 | 0 | 0
PS | 0 | 0 | 0 | 0 | 0 | 0
PV | 1246 | 2203.49 | 1093.86 | 251.74 | 114.91 | 118.9
PeakG | 0 | 0 | 0 | 0 | 0 | 0
PeakO | 0 | 0 | 0 | 0 | 0 | 0
ST | 760 | 840.3 | 304.05 | 102.49 | 0 | 0
STOG | 0 | 0 | 0 | 0 | 0 | 0
STWD | 0 | 0 | 0 | 0 | 0 | 0
WT | 25342 | 25191.79 | 6773.15 | 6493.77 | 12766.16 | 14538.24
IGCC | 618 | 0 | 0 | 0 | 0 | 0
DemandResponse | 0 | 0 | 0 | 0 | 0 | 0
IGCC-CCS | 0 | 0 | 0 | 0 | 0 | 0
WT_off | 469 | 0 | 1100 | 0 | 0 | 0
PseudoUnit | 0 | 0 | 0 | 0 | 0 | 0
FixedInterchange | 0 | 0 | 0 | 0 | 0 | 0
New Build Capacity by Reporting Type: EI_US
ReportingType | 2015 | 2020 | 2025 | 2030 | 2035 | 2040
BM | 741.12 | 347.33 | 689.47 | 115.34 | 76.6 | 141.04
CC | 26867.13 | 8087 | 4176.58 | 20445.34 | 33697.05 | 28619.82
CSP | 0 | 0 | 0 | 0 | 0 | 0
CT | 4323.69 | 6386.82 | 1322.79 | 4045.47 | 8410.78 | 5159.86
Coal | 7858.64 | 0 | 0 | 0 | 8225.28 | 14452.4
Geo | 0 | 0 | 0 | 0 | 0 | 0
H | 0 | 0 | 0 | 0 | 0 | 0
LFG | 141.4 | 734.97 | 1949.96 | 392.67 | 0 | 0
Nuc | 2740.56 | 4530 | 0 | 0 | 0 | 0
PS | 0 | 0 | 0 | 0 | 0 | 0
PV | 57.74 | 2203.49 | 1093.86 | 251.74 | 114.91 | 118.9
PeakG | 0 | 0 | 0 | 0 | 0 | 0
PeakO | 0 | 0 | 0 | 0 | 0 | 0
ST | 0 | 0 | 0 | 0 | 0 | 0
STOG | 0 | 0 | 0 | 0 | 0 | 0
STWD | 0 | 0 | 0 | 0 | 0 | 0
WT | 19786.6 | 12132.2 | 6773.15 | 6181.11 | 12766.16 | 10407.85
IGCC | 618 | 0 | 0 | 0 | 0 | 0
DemandResponse | 0 | 0 | 0 | 0 | 0 | 0
IGCC-CCS | 0 | 0 | 0 | 0 | 0 | 0
WT_off | 469 | 0 | 1100 | 0 | 0 | 0
PseudoUnit | 0 | 0 | 0 | 0 | 0 | 0
FixedInterchange | 0 | 0 | 0 | 0 | 0 | 0
New Build Capacity by Reporting Type: EI_Canada
ReportingType | 2015 | 2020 | 2025 | 2030 | 2035 | 2040
BM | 326.33 | 0 | 0 | 0 | 0 | 0
CC | 2058.83 | 511.4 | 174.5 | 407.8 | 423.95 | 2261.04
CSP | 0 | 0 | 0 | 0 | 0 | 0
CT | 368 | 0.01 | 0 | 0 | 837.57 | 661.2
Coal | 0 | 0 | 0 | 0 | 0 | 0
Geo | 0 | 0 | 0 | 0 | 0 | 0
H | 0 | 0 | 0 | 0 | 0 | 0
LFG | 14.5 | 0 | 0 | 0 | 0.5 | 0
Nuc | 0 | 0 | 0 | 0 | 0 | 0
PS | 0 | 0 | 0 | 0 | 0 | 0
PV | 1067.26 | 0 | 0 | 0 | 0 | 0
PeakG | 0 | 0 | 0 | 0 | 0 | 0
PeakO | 0 | 0 | 0 | 0 | 0 | 0
ST | 0 | 0 | 0 | 0 | 0 | 0
STOG | 0 | 0 | 0 | 0 | 0 | 0
STWD | 0 | 0 | 0 | 0 | 0 | 0
WT | 2408.3 | 0 | 0 | 0 | 0 | 0
IGCC | 0 | 0 | 0 | 0 | 0 | 0
DemandResponse | 0 | 0 | 0 | 0 | 0 | 0
IGCC-CCS | 0 | 0 | 0 | 0 | 0 | 0
WT_off | 0 | 0 | 0 | 0 | 0 | 0
PseudoUnit | 0 | 0 | 0 | 0 | 0 | 0
FixedInterchange | 0 | 0 | 0 | 0 | 0 | 0
New Build Capacity by Reporting Type: EI
ReportingType | 2015 | 2020 | 2025 | 2030 | 2035 | 2040
BM | 1067.45 | 347.33 | 689.47 | 115.34 | 76.6 | 141.04
CC | 28925.96 | 8598.4 | 4351.08 | 20853.14 | 34121.01 | 30880.86
CSP | 0 | 0 | 0 | 0 | 0 | 0
CT | 4691.69 | 6386.84 | 1322.79 | 4045.47 | 9248.35 | 5821.06
Coal | 7858.64 | 0 | 0 | 0 | 8225.28 | 14452.4
Geo | 0 | 0 | 0 | 0 | 0 | 0
H | 0 | 0 | 0 | 0 | 0 | 0
LFG | 155.9 | 734.97 | 1949.96 | 392.67 | 0.5 | 0
Nuc | 2740.56 | 4530 | 0 | 0 | 0 | 0
PS | 0 | 0 | 0 | 0 | 0 | 0
PV | 1125 | 2203.49 | 1093.86 | 251.74 | 114.91 | 118.9
PeakG | 0 | 0 | 0 | 0 | 0 | 0
PeakO | 0 | 0 | 0 | 0 | 0 | 0
ST | 0 | 0 | 0 | 0 | 0 | 0
STOG | 0 | 0 | 0 | 0 | 0 | 0
STWD | 0 | 0 | 0 | 0 | 0 | 0
WT | 22194.9 | 12132.2 | 6773.15 | 6181.11 | 12766.16 | 10407.85
IGCC | 618 | 0 | 0 | 0 | 0 | 0
DemandResponse | 0 | 0 | 0 | 0 | 0 | 0
IGCC-CCS | 0 | 0 | 0 | 0 | 0 | 0
WT_off | 469 | 0 | 1100 | 0 | 0 | 0
PseudoUnit | 0 | 0 | 0 | 0 | 0 | 0
FixedInterchange | 0 | 0 | 0 | 0 | 0 | 0
New Build Capacity by Reporting Type: Outside_EI
ReportingType | 2015 | 2020 | 2025 | 2030 | 2035 | 2040
BM | 183.55 | 0 | 0 | 0 | 0 | 0
CC | 6491.47 | 5350.8 | 1459.21 | 11171.19 | 12408.11 | 5749.45
CSP | 0 | 0 | 0 | 0 | 0 | 0
CT | 1769.23 | 764 | 2773 | 4345.44 | 4332.52 | 4339.73
Coal | 2905 | 0 | 0 | 0 | 1285.19 | 7587.34
Geo | 136 | 2075 | 4429 | 0 | 0 | 0
H | 0 | 0 | 0 | 0 | 0 | 0
LFG | 36.1 | 1218.03 | 260.04 | 330.83 | 0 | 0
Nuc | 0 | 0 | 0 | 0 | 0 | 0
PS | 0 | 0 | 0 | 0 | 0 | 0
PV | 121 | 0 | 0 | 0 | 0 | 0
PeakG | 0 | 0 | 0 | 0 | 0 | 0
PeakO | 0 | 0 | 0 | 0 | 0 | 0
ST | 760 | 840.3 | 304.05 | 102.49 | 0 | 0
STOG | 0 | 0 | 0 | 0 | 0 | 0
STWD | 0 | 0 | 0 | 0 | 0 | 0
WT | 3147.1 | 13059.59 | 0 | 312.66 | 0 | 4130.39
IGCC | 0 | 0 | 0 | 0 | 0 | 0
DemandResponse | 0 | 0 | 0 | 0 | 0 | 0
IGCC-CCS | 0 | 0 | 0 | 0 | 0 | 0
WT_off | 0 | 0 | 0 | 0 | 0 | 0
PseudoUnit | 0 | 0 | 0 | 0 | 0 | 0
FixedInterchange | 0 | 0 | 0 | 0 | 0 | 0
#2 | Cumulative New Build Capacity (MW)
Cumulative New Build Capacity by Reporting Type: Entergy
ReportingType | 2015 | 2020 | 2025 | 2030 | 2035 | 2040
BM | 0 | 0 | 0 | 0 | 0 | 0
CC | 0.02 | 856.16 | 856.16 | 1820.1 | 3651.74 | 5757.11
CSP | 0 | 0 | 0 | 0 | 0 | 0
CT | 0 | 0 | 0 | 0 | 0 | 0
Coal | 720 | 720 | 720 | 720 | 720 | 720
Geo | 0 | 0 | 0 | 0 | 0 | 0
H | 0 | 0 | 0 | 0 | 0 | 0
LFG | 0 | 0 | 107.4 | 107.4 | 107.4 | 107.4
Nuc | 170 | 170 | 170 | 170 | 170 | 170
PS | 0 | 0 | 0 | 0 | 0 | 0
PV | 0.29 | 64.83 | 99.85 | 103.02 | 106.62 | 110.34
PeakG | 0 | 0 | 0 | 0 | 0 | 0
PeakO | 0 | 0 | 0 | 0 | 0 | 0
ST | 0 | 0 | 0 | 0 | 0 | 0
STOG | 0 | 0 | 0 | 0 | 0 | 0
STWD | 0 | 0 | 0 | 0 | 0 | 0
WT | 0 | 0 | 0 | 0 | 0 | 0
IGCC | 0 | 0 | 0 | 0 | 0 | 0
DemandResponse | 0 | 0 | 0 | 0 | 0 | 0
IGCC-CCS | 0 | 0 | 0 | 0 | 0 | 0
WT_off | 0 | 0 | 0 | 0 | 0 | 0
PseudoUnit | 0 | 0 | 0 | 0 | 0 | 0
FixedInterchange | 0 | 0 | 0 | 0 | 0 | 0
Cumulative New Build Capacity by Reporting Type: FRCC
ReportingType | 2015 | 2020 | 2025 | 2030 | 2035 | 2040
BM | 0 | 0 | 0 | 0 | 0 | 0
CC | 1516.9 | 6277.57 | 8771.09 | 12650.09 | 18390.97 | 24457.4
CSP | 0 | 0 | 0 | 0 | 0 | 0
CT | 2480 | 2480 | 2480 | 2480 | 2480 | 2480
Coal | 0 | 0 | 0 | 0 | 0 | 0
Geo | 0 | 0 | 0 | 0 | 0 | 0
H | 0 | 0 | 0 | 0 | 0 | 0
LFG | 0 | 0 | 198 | 198 | 198 | 198
Nuc | 229.33 | 229.33 | 229.33 | 229.33 | 229.33 | 229.33
PS | 0 | 0 | 0 | 0 | 0 | 0
PV | 0 | 0 | 0 | 0 | 0 | 0
PeakG | 0 | 0 | 0 | 0 | 0 | 0
PeakO | 0 | 0 | 0 | 0 | 0 | 0
ST | 0 | 0 | 0 | 0 | 0 | 0
STOG | 0 | 0 | 0 | 0 | 0 | 0
STWD | 0 | 0 | 0 | 0 | 0 | 0
WT | 0 | 0 | 0 | 0 | 0 | 0
IGCC | 0 | 0 | 0 | 0 | 0 | 0
DemandResponse | 0 | 0 | 0 | 0 | 0 | 0
IGCC-CCS | 0 | 0 | 0 | 0 | 0 | 0
WT_off | 0 | 0 | 0 | 0 | 0 | 0
PseudoUnit | 0 | 0 | 0 | 0 | 0 | 0
FixedInterchange | 0 | 0 | 0 | 0 | 0 | 0
Cumulative New Build Capacity by Reporting Type: MAPP_US
ReportingType | 2015 | 2020 | 2025 | 2030 | 2035 | 2040
BM | 0 | 0 | 0 | 0 | 0 | 0
CC | 0 | 0 | 0 | 0 | 0 | 0
CSP | 0 | 0 | 0 | 0 | 0 | 0
CT | 308.3 | 308.3 | 308.3 | 381.65 | 643.6 | 919.65
Coal | 0 | 0 | 0 | 0 | 0 | 0
Geo | 0 | 0 | 0 | 0 | 0 | 0
H | 0 | 0 | 0 | 0 | 0 | 0
LFG | 0 | 0 | 71.67 | 71.67 | 71.67 | 71.67
Nuc | 0 | 0 | 0 | 0 | 0 | 0
PS | 0 | 0 | 0 | 0 | 0 | 0
PV | 0 | 0 | 0 | 0 | 0 | 0
PeakG | 0 | 0 | 0 | 0 | 0 | 0
PeakO | 0 | 0 | 0 | 0 | 0 | 0
ST | 0 | 0 | 0 | 0 | 0 | 0
STOG | 0 | 0 | 0 | 0 | 0 | 0
STWD | 0 | 0 | 0 | 0 | 0 | 0
WT | 421.3 | 1037.48 | 1128.81 | 1223.75 | 1322.46 | 1425.08
IGCC | 0 | 0 | 0 | 0 | 0 | 0
DemandResponse | 0 | 0 | 0 | 0 | 0 | 0
IGCC-CCS | 0 | 0 | 0 | 0 | 0 | 0
WT_off | 0 | 0 | 0 | 0 | 0 | 0
PseudoUnit | 0 | 0 | 0 | 0 | 0 | 0
FixedInterchange | 0 | 0 | 0 | 0 | 0 | 0
Cumulative New Build Capacity by Reporting Type: MISO_IN
ReportingType | 2015 | 2020 | 2025 | 2030 | 2035 | 2040
BM | 0 | 0 | 0 | 0 | 0 | 0
CC | 0 | 0 | 0 | 0.01 | 4568.5 | 4568.5
CSP | 0 | 0 | 0 | 0 | 0 | 0
CT | 0 | 0 | 0 | 0 | 0 | 0
Coal | 0 | 0 | 0 | 0 | 0 | 0
Geo | 0 | 0 | 0 | 0 | 0 | 0
H | 0 | 0 | 0 | 0 | 0 | 0
LFG | 0 | 0 | 0 | 80.12 | 80.12 | 80.12
Nuc | 0 | 0 | 0 | 0 | 0 | 0
PS | 0 | 0 | 0 | 0 | 0 | 0
PV | 0 | 241.58 | 393.59 | 406.41 | 419.61 | 433.21
PeakG | 0 | 0 | 0 | 0 | 0 | 0
PeakO | 0 | 0 | 0 | 0 | 0 | 0
ST | 0 | 0 | 0 | 0 | 0 | 0
STOG | 0 | 0 | 0 | 0 | 0 | 0
STWD | 0 | 0 | 0 | 0 | 0 | 0
WT | 0 | 0 | 0 | 0 | 0 | 0
IGCC | 618 | 618 | 618 | 618 | 618 | 618
DemandResponse | 0 | 0 | 0 | 0 | 0 | 0
IGCC-CCS | 0 | 0 | 0 | 0 | 0 | 0
WT_off | 0 | 0 | 0 | 0 | 0 | 0
PseudoUnit | 0 | 0 | 0 | 0 | 0 | 0
FixedInterchange | 0 | 0 | 0 | 0 | 0 | 0
Cumulative New Build Capacity by Reporting Type: MISO_MI
ReportingType | 2015 | 2020 | 2025 | 2030 | 2035 | 2040
BM | 0 | 0 | 0 | 0 | 0 | 0
CC | 0 | 0 | 0 | 0 | 0 | 0
CSP | 0 | 0 | 0 | 0 | 0 | 0
CT | 0 | 0 | 0 | 0 | 0.01 | 0.01
Coal | 0 | 0 | 0 | 0 | 0 | 0
Geo | 0 | 0 | 0 | 0 | 0 | 0
H | 0 | 0 | 0 | 0 | 0 | 0
LFG | 0 | 160.25 | 160.25 | 160.25 | 160.25 | 160.25
Nuc | 0 | 0 | 0 | 0 | 0 | 0
PS | 0 | 0 | 0 | 0 | 0 | 0
PV | 0 | 0 | 0 | 0 | 0 | 0
PeakG | 0 | 0 | 0 | 0 | 0 | 0
PeakO | 0 | 0 | 0 | 0 | 0 | 0
ST | 0 | 0 | 0 | 0 | 0 | 0
STOG | 0 | 0 | 0 | 0 | 0 | 0
STWD | 0 | 0 | 0 | 0 | 0 | 0
WT | 2000 | 2000 | 2600 | 2600 | 2823.2 | 2992.67
IGCC | 0 | 0 | 0 | 0 | 0 | 0
DemandResponse | 0 | 0 | 0 | 0 | 0 | 0
IGCC-CCS | 0 | 0 | 0 | 0 | 0 | 0
WT_off | 0 | 0 | 0 | 0 | 0 | 0
PseudoUnit | 0 | 0 | 0 | 0 | 0 | 0
FixedInterchange | 0 | 0 | 0 | 0 | 0 | 0
Cumulative New Build Capacity by Reporting Type: MISO_MO-IL
ReportingType | 2015 | 2020 | 2025 | 2030 | 2035 | 2040
BM | 0 | 0 | 0 | 0 | 0 | 0
CC | 0 | 0 | 0 | 0 | 0 | 0
CSP | 0 | 0 | 0 | 0 | 0 | 0
CT | 0 | 0 | 0 | 0 | 0 | 0
Coal | 1790 | 1790 | 1790 | 1790 | 1790 | 1790
Geo | 0 | 0 | 0 | 0 | 0 | 0
H | 0 | 0 | 0 | 0 | 0 | 0
LFG | 0 | 0 | 223.33 | 223.33 | 223.33 | 223.33
Nuc | 0 | 0 | 0 | 0 | 0 | 0
PS | 0 | 0 | 0 | 0 | 0 | 0
PV | 0 | 0 | 0 | 0 | 0 | 0
PeakG | 0 | 0 | 0 | 0 | 0 | 0
PeakO | 0 | 0 | 0 | 0 | 0 | 0
ST | 0 | 0 | 0 | 0 | 0 | 0
STOG | 0 | 0 | 0 | 0 | 0 | 0
STWD | 0 | 0 | 0 | 0 | 0 | 0
WT | 300 | 300 | 300 | 300 | 300 | 300
IGCC | 0 | 0 | 0 | 0 | 0 | 0
DemandResponse | 0 | 0 | 0 | 0 | 0 | 0
IGCC-CCS | 0 | 0 | 0 | 0 | 0 | 0
WT_off | 0 | 0 | 0 | 0 | 0 | 0
PseudoUnit | 0 | 0 | 0 | 0 | 0 | 0
FixedInterchange | 0 | 0 | 0 | 0 | 0 | 0
Cumulative New Build Capacity by Reporting Type: MISO_W
ReportingType | 2015 | 2020 | 2025 | 2030 | 2035 | 2040
BM | 0 | 0 | 0 | 0 | 0 | 0
CC | 0 | 0 | 0 | 0 | 0 | 0
CSP | 0 | 0 | 0 | 0 | 0 | 0
CT | 0 | 0 | 0 | 0 | 0 | 0
Coal | 0 | 0 | 0 | 0 | 352.83 | 5887.25
Geo | 0 | 0 | 0 | 0 | 0 | 0
H | 0 | 0 | 0 | 0 | 0 | 0
LFG | 0 | 0 | 71.67 | 71.67 | 71.67 | 71.67
Nuc | 94.33 | 94.33 | 94.33 | 94.33 | 94.33 | 94.33
PS | 0 | 0 | 0 | 0 | 0 | 0
PV | 0 | 0 | 0 | 0 | 0 | 0
PeakG | 0 | 0 | 0 | 0 | 0 | 0
PeakO | 0 | 0 | 0 | 0 | 0 | 0
ST | 0 | 0 | 0 | 0 | 0 | 0
STOG | 0 | 0 | 0 | 0 | 0 | 0
STWD | 0 | 0 | 0 | 0 | 0 | 0
WT | 2800.5 | 4683.37 | 7818.39 | 8770.11 | 9319.03 | 9886.23
IGCC | 0 | 0 | 0 | 0 | 0 | 0
DemandResponse | 0 | 0 | 0 | 0 | 0 | 0
IGCC-CCS | 0 | 0 | 0 | 0 | 0 | 0
WT_off | 0 | 0 | 0 | 0 | 0 | 0
PseudoUnit | 0 | 0 | 0 | 0 | 0 | 0
FixedInterchange | 0 | 0 | 0 | 0 | 0 | 0
Cumulative New Build Capacity by Reporting Type: MISO_WUMS
ReportingType | 2015 | 2020 | 2025 | 2030 | 2035 | 2040
BM | 0 | 0 | 0 | 0 | 0 | 0
CC | 0 | 0 | 290.18 | 1186.77 | 3684.33 | 3684.33
CSP | 0 | 0 | 0 | 0 | 0 | 0
CT | 0 | 3297.11 | 3910.2 | 7129.62 | 9062.86 | 9062.86
Coal | 615 | 615 | 615 | 615 | 615 | 615
Geo | 0 | 0 | 0 | 0 | 0 | 0
H | 0 | 0 | 0 | 0 | 0 | 0
LFG | 0 | 0 | 223.33 | 223.33 | 223.33 | 223.33
Nuc | 235 | 235 | 235 | 235 | 235 | 235
PS | 0 | 0 | 0 | 0 | 0 | 0
PV | 0 | 0 | 0 | 0 | 0 | 0
PeakG | 0 | 0 | 0 | 0 | 0 | 0
PeakO | 0 | 0 | 0 | 0 | 0 | 0
ST | 0 | 0 | 0 | 0 | 0 | 0
STOG | 0 | 0 | 0 | 0 | 0 | 0
STWD | 0 | 0 | 0 | 0 | 0 | 0
WT | 968.9 | 968.9 | 968.9 | 968.9 | 968.9 | 968.9
IGCC | 0 | 0 | 0 | 0 | 0 | 0
DemandResponse | 0 | 0 | 0 | 0 | 0 | 0
IGCC-CCS | 0 | 0 | 0 | 0 | 0 | 0
WT_off | 0 | 0 | 0 | 0 | 0 | 0
PseudoUnit | 0 | 0 | 0 | 0 | 0 | 0
FixedInterchange | 0 | 0 | 0 | 0 | 0 | 0
Cumulative New Build Capacity by Reporting Type: Nebraska
ReportingType | 2015 | 2020 | 2025 | 2030 | 2035 | 2040
BM | 0 | 0 | 0 | 0 | 0 | 0
CC | 0 | 0 | 0 | 0 | 0 | 0
CSP | 0 | 0 | 0 | 0 | 0 | 0
CT | 0 | 0 | 0 | 0 | 0 | 0
Coal | 232.1 | 232.1 | 232.1 | 232.1 | 1873.26 | 2921.03
Geo | 0 | 0 | 0 | 0 | 0 | 0
H | 0 | 0 | 0 | 0 | 0 | 0
LFG | 0 | 0 | 71.67 | 71.67 | 71.67 | 71.67
Nuc | 0 | 0 | 0 | 0 | 0 | 0
PS | 0 | 0 | 0 | 0 | 0 | 0
PV | 0 | 0 | 0 | 0 | 0 | 0
PeakG | 0 | 0 | 0 | 0 | 0 | 0
PeakO | 0 | 0 | 0 | 0 | 0 | 0
ST | 0 | 0 | 0 | 0 | 0 | 0
STOG | 0 | 0 | 0 | 0 | 0 | 0
STWD | 0 | 0 | 0 | 0 | 0 | 0
WT | 202 | 202 | 202 | 202 | 202 | 202
IGCC | 0 | 0 | 0 | 0 | 0 | 0
DemandResponse | 0 | 0 | 0 | 0 | 0 | 0
IGCC-CCS | 0 | 0 | 0 | 0 | 0 | 0
WT_off | 0 | 0 | 0 | 0 | 0 | 0
PseudoUnit | 0 | 0 | 0 | 0 | 0 | 0
FixedInterchange | 0 | 0 | 0 | 0 | 0 | 0
Cumulative New Build Capacity by Reporting Type: NEISO
ReportingType | 2015 | 2020 | 2025 | 2030 | 2035 | 2040
BM | 252.2 | 252.2 | 252.2 | 252.2 | 252.2 | 252.2
CC | 2049.5 | 2049.5 | 2049.5 | 2049.5 | 2049.5 | 2049.5
CSP | 0 | 0 | 0 | 0 | 0 | 0
CT | 334 | 334 | 334 | 334 | 986.11 | 2032.67
Coal | 0 | 0 | 0 | 0 | 0 | 0
Geo | 0 | 0 | 0 | 0 | 0 | 0
H | 0 | 0 | 0 | 0 | 0 | 0
LFG | 49.26 | 49.26 | 119 | 119 | 119 | 119
Nuc | 0 | 0 | 0 | 0 | 0 | 0
PS | 0 | 0 | 0 | 0 | 0 | 0
PV | 0 | 314.78 | 314.78 | 314.86 | 314.91 | 314.96
PeakG | 0 | 0 | 0 | 0 | 0 | 0
PeakO | 0 | 0 | 0 | 0 | 0 | 0
ST | 0 | 0 | 0 | 0 | 0 | 0
STOG | 0 | 0 | 0 | 0 | 0 | 0
STWD | 0 | 0 | 0 | 0 | 0 | 0
WT | 231.2 | 3132.36 | 4936.56 | 5280 | 5280 | 5280
IGCC | 0 | 0 | 0 | 0 | 0 | 0
DemandResponse | 0 | 0 | 0 | 0 | 0 | 0
IGCC-CCS | 0 | 0 | 0 | 0 | 0 | 0
WT_off | 468 | 468 | 468 | 468 | 468 | 468
PseudoUnit | 0 | 0 | 0 | 0 | 0 | 0
FixedInterchange | 0 | 0 | 0 | 0 | 0 | 0
Cumulative New Build Capacity by Reporting Type: NonRTO_Midwest
ReportingType | 2015 | 2020 | 2025 | 2030 | 2035 | 2040
BM | 0 | 0 | 0 | 0 | 0 | 0
CC | 0 | 133.97 | 133.97 | 393.66 | 744.71 | 1114.03
CSP | 0 | 0 | 0 | 0 | 0 | 0
CT | 0 | 602.99 | 602.99 | 602.99 | 602.99 | 602.99
Coal | 0 | 0 | 0 | 0 | 0 | 0
Geo | 0 | 0 | 0 | 0 | 0 | 0
H | 0 | 0 | 0 | 0 | 0 | 0
LFG | 0 | 0 | 77.37 | 160.25 | 160.25 | 160.25
Nuc | 0 | 0 | 0 | 0 | 0 | 0
PS | 0 | 0 | 0 | 0 | 0 | 0
PV | 0 | 0 | 0 | 0 | 0 | 0
PeakG | 0 | 0 | 0 | 0 | 0 | 0
PeakO | 0 | 0 | 0 | 0 | 0 | 0
ST | 0 | 0 | 0 | 0 | 0 | 0
STOG | 0 | 0 | 0 | 0 | 0 | 0
STWD | 0 | 0 | 0 | 0 | 0 | 0
WT | 0 | 0 | 0 | 0 | 0 | 0
IGCC | 0 | 0 | 0 | 0 | 0 | 0
DemandResponse | 0 | 0 | 0 | 0 | 0 | 0
IGCC-CCS | 0 | 0 | 0 | 0 | 0 | 0
WT_off | 0 | 0 | 0 | 0 | 0 | 0
PseudoUnit | 0 | 0 | 0 | 0 | 0 | 0
FixedInterchange | 0 | 0 | 0 | 0 | 0 | 0
Cumulative New Build Capacity by Reporting Type: NYISO_A-F
ReportingType | 2015 | 2020 | 2025 | 2030 | 2035 | 2040
BM | 0 | 0 | 0 | 0 | 0 | 0
CC | 639 | 639 | 639 | 639 | 639 | 639
CSP | 0 | 0 | 0 | 0 | 0 | 0
CT | 0 | 0 | 0 | 0 | 0 | 0
Coal | 0 | 0 | 0 | 0 | 0 | 0
Geo | 0 | 0 | 0 | 0 | 0 | 0
H | 0 | 0 | 0 | 0 | 0 | 0
LFG | 6.4 | 6.4 | 14 | 74.33 | 74.33 | 74.33
Nuc | 168 | 168 | 168 | 168 | 168 | 168
PS | 0 | 0 | 0 | 0 | 0 | 0
PV | 0 | 0 | 0 | 0 | 0 | 0
PeakG | 0 | 0 | 0 | 0 | 0 | 0
PeakO | 0 | 0 | 0 | 0 | 0 | 0
ST | 0 | 0 | 0 | 0 | 0 | 0
STOG | 0 | 0 | 0 | 0 | 0 | 0
STWD | 0 | 0 | 0 | 0 | 0 | 0
WT | 2476.3 | 3186.1 | 3186.1 | 3550.45 | 4238.05 | 4238.05
IGCC | 0 | 0 | 0 | 0 | 0 | 0
DemandResponse | 0 | 0 | 0 | 0 | 0 | 0
IGCC-CCS | 0 | 0 | 0 | 0 | 0 | 0
WT_off | 0 | 0 | 0 | 0 | 0 | 0
PseudoUnit | 0 | 0 | 0 | 0 | 0 | 0
FixedInterchange | 0 | 0 | 0 | 0 | 0 | 0
Cumulative New Build Capacity by Reporting Type: NYISO_G-I
ReportingType | 2015 | 2020 | 2025 | 2030 | 2035 | 2040
BM | 0 | 0 | 0 | 0 | 0 | 0
CC | 0 | 0 | 243.66 | 1285.28 | 4040.79 | 6860.67
CSP | 0 | 0 | 0 | 0 | 0 | 0
CT | 0 | 0 | 0 | 0 | 0 | 0
Coal | 0 | 0 | 0 | 0 | 0 | 0
Geo | 0 | 0 | 0 | 0 | 0 | 0
H | 0 | 0 | 0 | 0 | 0 | 0
LFG | 0 | 0 | 74.33 | 74.33 | 74.33 | 74.33
Nuc | 0 | 0 | 0 | 0 | 0 | 0
PS | 0 | 0 | 0 | 0 | 0 | 0
PV | 0 | 0 | 0 | 0 | 0 | 0
PeakG | 0 | 0 | 0 | 0 | 0 | 0
PeakO | 0 | 0 | 0 | 0 | 0 | 0
ST | 0 | 0 | 0 | 0 | 0 | 0
STOG | 0 | 0 | 0 | 0 | 0 | 0
STWD | 0 | 0 | 0 | 0 | 0 | 0
WT | 0 | 60 | 60 | 60 | 60 | 60
IGCC | 0 | 0 | 0 | 0 | 0 | 0
DemandResponse | 0 | 0 | 0 | 0 | 0 | 0
IGCC-CCS | 0 | 0 | 0 | 0 | 0 | 0
WT_off | 0 | 0 | 0 | 0 | 0 | 0
PseudoUnit | 0 | 0 | 0 | 0 | 0 | 0
FixedInterchange | 0 | 0 | 0 | 0 | 0 | 0
Cumulative New Build Capacity by Reporting Type: NYISO_J-K
ReportingType | 2015 | 2020 | 2025 | 2030 | 2035 | 2040
BM | 0 | 0 | 0 | 0 | 0 | 0
CC | 1175.4 | 1175.4 | 1175.4 | 1175.4 | 1175.4 | 1175.4
CSP | 0 | 0 | 0 | 0 | 0 | 0
CT | 0 | 0 | 709.7 | 1462.4 | 1630.48 | 2161.71
Coal | 0 | 0 | 0 | 0 | 0 | 0
Geo | 0 | 0 | 0 | 0 | 0 | 0
H | 0 | 0 | 0 | 0 | 0 | 0
LFG | 0 | 0 | 0 | 74.33 | 74.33 | 74.33
Nuc | 0 | 0 | 0 | 0 | 0 | 0
PS | 0 | 0 | 0 | 0 | 0 | 0
PV | 32 | 32 | 32 | 32 | 32 | 32
PeakG | 0 | 0 | 0 | 0 | 0 | 0
PeakO | 0 | 0 | 0 | 0 | 0 | 0
ST | 0 | 0 | 0 | 0 | 0 | 0
STOG | 0 | 0 | 0 | 0 | 0 | 0
STWD | 0 | 0 | 0 | 0 | 0 | 0
WT | 0 | 0 | 0 | 0 | 0 | 0
IGCC | 0 | 0 | 0 | 0 | 0 | 0
DemandResponse | 0 | 0 | 0 | 0 | 0 | 0
IGCC-CCS | 0 | 0 | 0 | 0 | 0 | 0
WT_off | 0 | 0 | 0 | 0 | 0 | 0
PseudoUnit | 0 | 0 | 0 | 0 | 0 | 0
FixedInterchange | 0 | 0 | 0 | 0 | 0 | 0
Cumulative New Build Capacity by Reporting Type: PJM_E
ReportingType | 2015 | 2020 | 2025 | 2030 | 2035 | 2040
BM | 30 | 30 | 30 | 30 | 30 | 30
CC | 4634.3 | 4634.3 | 4634.3 | 4634.3 | 4634.3 | 4634.3
CSP | 0 | 0 | 0 | 0 | 0 | 0
CT | 26.2 | 26.2 | 26.2 | 26.2 | 2408.35 | 2408.35
Coal | 27 | 27 | 27 | 27 | 27 | 27
Geo | 0 | 0 | 0 | 0 | 0 | 0
H | 0 | 0 | 0 | 0 | 0 | 0
LFG | 9.1 | 142 | 142 | 142 | 142 | 142
Nuc | 38 | 38 | 38 | 38 | 38 | 38
PS | 0 | 0 | 0 | 0 | 0 | 0
PV | 25.45 | 25.45 | 25.45 | 25.45 | 25.45 | 25.45
PeakG | 0 | 0 | 0 | 0 | 0 | 0
PeakO | 0 | 0 | 0 | 0 | 0 | 0
ST | 0 | 0 | 0 | 0 | 0 | 0
STOG | 0 | 0 | 0 | 0 | 0 | 0
STWD | 0 | 0 | 0 | 0 | 0 | 0
WT | 1150 | 1150 | 1150 | 1150 | 1150 | 1150
IGCC | 0 | 0 | 0 | 0 | 0 | 0
DemandResponse | 0 | 0 | 0 | 0 | 0 | 0
IGCC-CCS | 0 | 0 | 0 | 0 | 0 | 0
WT_off | 0 | 0 | 1100 | 1100 | 1100 | 1100
PseudoUnit | 0 | 0 | 0 | 0 | 0 | 0
FixedInterchange | 0 | 0 | 0 | 0 | 0 | 0
Cumulative New Build Capacity by Reporting Type: PJM_ROM
ReportingType | 2015 | 2020 | 2025 | 2030 | 2035 | 2040
BM | 18 | 18 | 18 | 18 | 18 | 18
CC | 1678.5 | 1678.5 | 1678.5 | 1678.5 | 4175.25 | 17051.44
CSP | 0 | 0 | 0 | 0 | 0 | 0
CT | 16 | 16 | 16 | 16 | 16 | 16
Coal | 32.5 | 32.5 | 32.5 | 32.5 | 32.5 | 32.5
Geo | 0 | 0 | 0 | 0 | 0 | 0
H | 0 | 0 | 0 | 0 | 0 | 0
LFG | 18.9 | 284 | 284 | 284 | 284 | 284
Nuc | 0 | 0 | 0 | 0 | 0 | 0
PS | 0 | 0 | 0 | 0 | 0 | 0
PV | 0 | 1446.19 | 2346.38 | 2573.8 | 2663.39 | 2756.03
PeakG | 0 | 0 | 0 | 0 | 0 | 0
PeakO | 0 | 0 | 0 | 0 | 0 | 0
ST | 0 | 0 | 0 | 0 | 0 | 0
STOG | 0 | 0 | 0 | 0 | 0 | 0
STWD | 0 | 0 | 0 | 0 | 0 | 0
WT | 479.8 | 479.8 | 1230 | 5193.37 | 7040 | 7040
IGCC | 0 | 0 | 0 | 0 | 0 | 0
DemandResponse | 0 | 0 | 0 | 0 | 0 | 0
IGCC-CCS | 0 | 0 | 0 | 0 | 0 | 0
WT_off | 0 | 0 | 0 | 0 | 0 | 0
PseudoUnit | 0 | 0 | 0 | 0 | 0 | 0
FixedInterchange | 0 | 0 | 0 | 0 | 0 | 0
Cumulative New Build Capacity by Reporting Type: PJM_ROR
ReportingType | 2015 | 2020 | 2025 | 2030 | 2035 | 2040
BM | 385 | 385 | 385 | 385 | 385 | 385
CC | 3077 | 3197 | 3197 | 7931.89 | 16629.07 | 16629.07
CSP | 0 | 0 | 0 | 0 | 0 | 0
CT | 29 | 29 | 29 | 29 | 29 | 29
Coal | 2164 | 2164 | 2164 | 2164 | 2164 | 2164
Geo | 0 | 0 | 0 | 0 | 0 | 0
H | 0 | 0 | 0 | 0 | 0 | 0
LFG | 57.4 | 57.4 | 571.11 | 571.11 | 571.11 | 571.11
Nuc | 38 | 38 | 38 | 38 | 38 | 38
PS | 0 | 0 | 0 | 0 | 0 | 0
PV | 0 | 0 | 0 | 0 | 0 | 0
PeakG | 0 | 0 | 0 | 0 | 0 | 0
PeakO | 0 | 0 | 0 | 0 | 0 | 0
ST | 0 | 0 | 0 | 0 | 0 | 0
STOG | 0 | 0 | 0 | 0 | 0 | 0
STWD | 0 | 0 | 0 | 0 | 0 | 0
WT | 8325.7 | 8325.7 | 8325.7 | 8517.4 | 8517.4 | 9611.45
IGCC | 0 | 0 | 0 | 0 | 0 | 0
DemandResponse | 0 | 0 | 0 | 0 | 0 | 0
IGCC-CCS | 0 | 0 | 0 | 0 | 0 | 0
WT_off | 0 | 0 | 0 | 0 | 0 | 0
PseudoUnit | 0 | 0 | 0 | 0 | 0 | 0
FixedInterchange | 0 | 0 | 0 | 0 | 0 | 0
Cumulative New Build Capacity by Reporting Type: SOCO
ReportingType | 2015 | 2020 | 2025 | 2030 | 2035 | 2040
BM | 55 | 55 | 55 | 55 | 55 | 55
CC | 5026.9 | 5213.9 | 5406.55 | 7963.91 | 7963.91 | 7963.91
CSP | 0 | 0 | 0 | 0 | 0 | 0
CT | 0 | 0 | 0 | 0 | 0 | 0
Coal | 0 | 0 | 0 | 0 | 2662.58 | 8122.78
Geo | 0 | 0 | 0 | 0 | 0 | 0
H | 0 | 0 | 0 | 0 | 0 | 0
LFG | 0 | 0 | 107.4 | 107.4 | 107.4 | 107.4
Nuc | 70 | 2270 | 2270 | 2270 | 2270 | 2270
PS | 0 | 0 | 0 | 0 | 0 | 0
PV | 0 | 0 | 0 | 0 | 0 | 0
PeakG | 0 | 0 | 0 | 0 | 0 | 0
PeakO | 0 | 0 | 0 | 0 | 0 | 0
ST | 0 | 0 | 0 | 0 | 0 | 0
STOG | 0 | 0 | 0 | 0 | 0 | 0
STWD | 0 | 0 | 0 | 0 | 0 | 0
WT | 0 | 0 | 0 | 0 | 0 | 0
IGCC | 0 | 0 | 0 | 0 | 0 | 0
DemandResponse | 0 | 0 | 0 | 0 | 0 | 0
IGCC-CCS | 0 | 0 | 0 | 0 | 0 | 0
WT_off | 0 | 0 | 0 | 0 | 0 | 0
PseudoUnit | 0 | 0 | 0 | 0 | 0 | 0
FixedInterchange | 0 | 0 | 0 | 0 | 0 | 0
Cumulative New Build Capacity by Reporting Type: SPP_N
ReportingType | 2015 | 2020 | 2025 | 2030 | 2035 | 2040
BM | 0 | 0 | 0 | 0 | 0 | 0
CC | 0 | 1173.61 | 1173.61 | 1828.42 | 1828.42 | 1828.42
CSP | 0 | 0 | 0 | 0 | 0 | 0
CT | 0 | 0 | 0 | 0 | 1618.6 | 4455.38
Coal | 465.04 | 465.04 | 465.04 | 465.04 | 465.04 | 465.04
Geo | 0 | 0 | 0 | 0 | 0 | 0
H | 0 | 0 | 0 | 0 | 0 | 0
LFG | 0 | 69.66 | 95 | 95 | 95 | 95
Nuc | 0 | 0 | 0 | 0 | 0 | 0
PS | 0 | 0 | 0 | 0 | 0 | 0
PV | 0 | 0 | 0 | 0 | 0 | 0
PeakG | 0 | 0 | 0 | 0 | 0 | 0
PeakO | 0 | 0 | 0 | 0 | 0 | 0
ST | 0 | 0 | 0 | 0 | 0 | 0
STOG | 0 | 0 | 0 | 0 | 0 | 0
STWD | 0 | 0 | 0 | 0 | 0 | 0
WT | 0 | 0 | 0.02 | 271.59 | 2153.07 | 2153.07
IGCC | 0 | 0 | 0 | 0 | 0 | 0
DemandResponse | 0 | 0 | 0 | 0 | 0 | 0
IGCC-CCS | 0 | 0 | 0 | 0 | 0 | 0
WT_off | 0 | 0 | 0 | 0 | 0 | 0
PseudoUnit | 0 | 0 | 0 | 0 | 0 | 0
FixedInterchange | 0 | 0 | 0 | 0 | 0 | 0
Cumulative New Build Capacity by Reporting Type: SPP_S
ReportingType | 2015 | 2020 | 2025 | 2030 | 2035 | 2040
BM | 0 | 0 | 0 | 0 | 0 | 0
CC | 0 | 555.21 | 555.21 | 2255 | 2255 | 2255
CSP | 0 | 0 | 0 | 0 | 0 | 0
CT | 412.99 | 712.99 | 712.99 | 712.99 | 713 | 713.08
Coal | 988 | 988 | 988 | 988 | 988 | 988
Geo | 0 | 0 | 0 | 0 | 0 | 0
H | 0 | 0 | 0 | 0 | 0 | 0
LFG | 0 | 0 | 0 | 95 | 95 | 95
Nuc | 0 | 0 | 0 | 0 | 0 | 0
PS | 0 | 0 | 0 | 0 | 0 | 0
PV | 0 | 0 | 0 | 0 | 0 | 0
PeakG | 0 | 0 | 0 | 0 | 0 | 0
PeakO | 0 | 0 | 0 | 0 | 0 | 0
ST | 0 | 0 | 0 | 0 | 0 | 0
STOG | 0 | 0 | 0 | 0 | 0 | 0
STWD | 0 | 0 | 0 | 0 | 0 | 0
WT | 430 | 2893.09 | 3285.48 | 3285.48 | 10765.1 | 19239.61
IGCC | 0 | 0 | 0 | 0 | 0 | 0
DemandResponse | 0 | 0 | 0 | 0 | 0 | 0
IGCC-CCS | 0 | 0 | 0 | 0 | 0 | 0
WT_off | 0 | 0 | 0 | 0 | 0 | 0
PseudoUnit | 0 | 0 | 0 | 0 | 0 | 0
FixedInterchange | 0 | 0 | 0 | 0 | 0 | 0
Cumulative New Build Capacity by Reporting Type: TVA
ReportingType | 2015 | 2020 | 2025 | 2030 | 2035 | 2040
BM | 0 | 0 | 0 | 0 | 0 | 0
CC | 1418 | 1515.85 | 1693.59 | 2724.5 | 2724.5 | 2724.5
CSP | 0 | 0 | 0 | 0 | 0 | 0
CT | 0 | 2186.72 | 2186.72 | 2186.72 | 2186.72 | 2186.72
Coal | 0 | 0 | 0 | 0 | 3568.7 | 5978.71
Geo | 0 | 0 | 0 | 0 | 0 | 0
H | 0 | 0 | 0 | 0 | 0 | 0
LFG | 0 | 0 | 107.4 | 107.4 | 107.4 | 107.4
Nuc | 1697.89 | 1697.89 | 1697.89 | 1697.89 | 1697.89 | 1697.89
PS | 0 | 0 | 0 | 0 | 0 | 0
PV | 0 | 0 | 0 | 0 | 0 | 0
PeakG | 0 | 0 | 0 | 0 | 0 | 0
PeakO | 0 | 0 | 0 | 0 | 0 | 0
ST | 0 | 0 | 0 | 0 | 0 | 0
STOG | 0 | 0 | 0 | 0 | 0 | 0
STWD | 0 | 0 | 0 | 0 | 0 | 0
WT | 0 | 0 | 0 | 0 | 0 | 0
IGCC | 0 | 0 | 0 | 0 | 0 | 0
DemandResponse | 0 | 0 | 0 | 0 | 0 | 0
IGCC-CCS | 0 | 0 | 0 | 0 | 0 | 0
WT_off | 0 | 0 | 0 | 0 | 0 | 0
PseudoUnit | 0 | 0 | 0 | 0 | 0 | 0
FixedInterchange | 0 | 0 | 0 | 0 | 0 | 0
Cumulative New Build Capacity by Reporting Type: TVA_Transmission
ReportingType | 2015 | 2020 | 2025 | 2030 | 2035 | 2040
BM | 0 | 0 | 0 | 0 | 0 | 0
CC | 0 | 0 | 0 | 0 | 0 | 0
CSP | 0 | 0 | 0 | 0 | 0 | 0
CT | 0 | 0 | 0 | 0 | 0 | 0
Coal | 0 | 0 | 0 | 0 | 0 | 0
Geo | 0 | 0 | 0 | 0 | 0 | 0
H | 0 | 0 | 0 | 0 | 0 | 0
LFG | 0 | 0 | 0 | 0 | 0 | 0
Nuc | 0 | 0 | 0 | 0 | 0 | 0
PS | 0 | 0 | 0 | 0 | 0 | 0
PV | 0 | 0 | 0 | 0 | 0 | 0
PeakG | 0 | 0 | 0 | 0 | 0 | 0
PeakO | 0 | 0 | 0 | 0 | 0 | 0
ST | 0 | 0 | 0 | 0 | 0 | 0
STOG | 0 | 0 | 0 | 0 | 0 | 0
STWD | 0 | 0 | 0 | 0 | 0 | 0
WT | 0 | 0 | 0 | 0 | 0 | 0
IGCC | 0 | 0 | 0 | 0 | 0 | 0
DemandResponse | 0 | 0 | 0 | 0 | 0 | 0
IGCC-CCS | 0 | 0 | 0 | 0 | 0 | 0
WT_off | 0 | 0 | 0 | 0 | 0 | 0
PseudoUnit | 0 | 0 | 0 | 0 | 0 | 0
FixedInterchange | 0 | 0 | 0 | 0 | 0 | 0
Cumulative New Build Capacity by Reporting Type: VACAR
ReportingType | 2015 | 2020 | 2025 | 2030 | 2035 | 2040
BM | 0.92 | 348.24 | 1037.72 | 1153.05 | 1229.65 | 1370.69
CC | 5651.61 | 5854.15 | 6632.96 | 9359.72 | 14117.7 | 18500.34
CSP | 0 | 0 | 0 | 0 | 0 | 0
CT | 717.2 | 717.2 | 717.2 | 717.2 | 2111.83 | 2580.98
Coal | 825 | 825 | 825 | 825 | 825 | 825
Geo | 0 | 0 | 0 | 0 | 0 | 0
H | 0 | 0 | 0 | 0 | 0 | 0
LFG | 0.34 | 107.4 | 107.4 | 107.4 | 107.4 | 107.4
Nuc | 0 | 2330 | 2330 | 2330 | 2330 | 2330
PS | 0 | 0 | 0 | 0 | 0 | 0
PV | 0 | 136.4 | 143.05 | 151.3 | 159.77 | 168.65
PeakG | 0 | 0 | 0 | 0 | 0 | 0
PeakO | 0 | 0 | 0 | 0 | 0 | 0
ST | 0 | 0 | 0 | 0 | 0 | 0
STOG | 0 | 0 | 0 | 0 | 0 | 0
STWD | 0 | 0 | 0 | 0 | 0 | 0
WT | 0.9 | 3500 | 3500 | 3500 | 3500 | 3500
IGCC | 0 | 0 | 0 | 0 | 0 | 0
DemandResponse | 0 | 0 | 0 | 0 | 0 | 0
IGCC-CCS | 0 | 0 | 0 | 0 | 0 | 0
WT_off | 1 | 1 | 1 | 1 | 1 | 1
PseudoUnit | 0 | 0 | 0 | 0 | 0 | 0
FixedInterchange | 0 | 0 | 0 | 0 | 0 | 0
Cumulative New Build Capacity by Reporting Type: IESO
ReportingType | 2015 | 2020 | 2025 | 2030 | 2035 | 2040
BM | 326.33 | 326.33 | 326.33 | 326.33 | 326.33 | 326.33
CC | 1263 | 1263 | 1263 | 1263 | 1263 | 3524.04
CSP | 0 | 0 | 0 | 0 | 0 | 0
CT | 368 | 368 | 368 | 368 | 1205.57 | 1426.03
Coal | 0 | 0 | 0 | 0 | 0 | 0
Geo | 0 | 0 | 0 | 0 | 0 | 0
H | 0 | 0 | 0 | 0 | 0 | 0
LFG | 14.5 | 14.5 | 14.5 | 14.5 | 15 | 15
Nuc | 0 | 0 | 0 | 0 | 0 | 0
PS | 0 | 0 | 0 | 0 | 0 | 0
PV | 1067.26 | 1067.26 | 1067.26 | 1067.26 | 1067.26 | 1067.26
PeakG | 0 | 0 | 0 | 0 | 0 | 0
PeakO | 0 | 0 | 0 | 0 | 0 | 0
ST | 0 | 0 | 0 | 0 | 0 | 0
STOG | 0 | 0 | 0 | 0 | 0 | 0
STWD | 0 | 0 | 0 | 0 | 0 | 0
WT | 2105.9 | 2105.9 | 2105.9 | 2105.9 | 2105.9 | 2105.9
IGCC | 0 | 0 | 0 | 0 | 0 | 0
DemandResponse | 0 | 0 | 0 | 0 | 0 | 0
IGCC-CCS | 0 | 0 | 0 | 0 | 0 | 0
WT_off | 0 | 0 | 0 | 0 | 0 | 0
PseudoUnit | 0 | 0 | 0 | 0 | 0 | 0
FixedInterchange | 0 | 0 | 0 | 0 | 0 | 0
Cumulative New Build Capacity by Reporting Type: MAPP_CA
ReportingType | 2015 | 2020 | 2025 | 2030 | 2035 | 2040
BM | 0 | 0 | 0 | 0 | 0 | 0
CC | 795.83 | 1307.23 | 1481.73 | 1889.53 | 2313.48 | 2313.48
CSP | 0 | 0 | 0 | 0 | 0 | 0
CT | 0 | 0.02 | 0.02 | 0.02 | 0.02 | 440.76
Coal | 0 | 0 | 0 | 0 | 0 | 0
Geo | 0 | 0 | 0 | 0 | 0 | 0
H | 0 | 0 | 0 | 0 | 0 | 0
LFG | 0 | 0 | 0 | 0 | 0 | 0
Nuc | 0 | 0 | 0 | 0 | 0 | 0
PS | 0 | 0 | 0 | 0 | 0 | 0
PV | 0 | 0 | 0 | 0 | 0 | 0
PeakG | 0 | 0 | 0 | 0 | 0 | 0
PeakO | 0 | 0 | 0 | 0 | 0 | 0
ST | 0 | 0 | 0 | 0 | 0 | 0
STOG | 0 | 0 | 0 | 0 | 0 | 0
STWD | 0 | 0 | 0 | 0 | 0 | 0
WT | 302.4 | 302.4 | 302.4 | 302.4 | 302.4 | 302.4
IGCC | 0 | 0 | 0 | 0 | 0 | 0
DemandResponse | 0 | 0 | 0 | 0 | 0 | 0
IGCC-CCS | 0 | 0 | 0 | 0 | 0 | 0
WT_off | 0 | 0 | 0 | 0 | 0 | 0
PseudoUnit | 0 | 0 | 0 | 0 | 0 | 0
FixedInterchange | 0 | 0 | 0 | 0 | 0 | 0
Cumulative New Build Capacity by Reporting Type: AZ_NM_SNV_Coal
ReportingType | 2015 | 2020 | 2025 | 2030 | 2035 | 2040
BM | 0 | 0 | 0 | 0 | 0 | 0
CC | 0 | 0 | 0 | 0 | 0 | 0
CSP | 0 | 0 | 0 | 0 | 0 | 0
CT | 0 | 0 | 0 | 0 | 0 | 0
Coal | 0 | 0 | 0 | 0 | 0 | 5266.14
Geo | 0 | 0 | 0 | 0 | 0 | 0
H | 0 | 0 | 0 | 0 | 0 | 0
LFG | 0 | 0 | 0 | 0 | 0 | 0
Nuc | 0 | 0 | 0 | 0 | 0 | 0
PS | 0 | 0 | 0 | 0 | 0 | 0
PV | 0 | 0 | 0 | 0 | 0 | 0
PeakG | 0 | 0 | 0 | 0 | 0 | 0
PeakO | 0 | 0 | 0 | 0 | 0 | 0
ST | 0 | 0 | 0 | 0 | 0 | 0
STOG | 0 | 0 | 0 | 0 | 0 | 0
STWD | 0 | 0 | 0 | 0 | 0 | 0
WT | 0 | 0 | 0 | 0 | 0 | 0
IGCC | 0 | 0 | 0 | 0 | 0 | 0
DemandResponse | 0 | 0 | 0 | 0 | 0 | 0
IGCC-CCS | 0 | 0 | 0 | 0 | 0 | 0
WT_off | 0 | 0 | 0 | 0 | 0 | 0
PseudoUnit | 0 | 0 | 0 | 0 | 0 | 0
FixedInterchange | 0 | 0 | 0 | 0 | 0 | 0
Cumulative New Build Capacity by Reporting Type: AZ_NM_SNV_Gas
ReportingType | 2015 | 2020 | 2025 | 2030 | 2035 | 2040
BM | 0 | 0 | 0 | 0 | 0 | 0
CC | 668 | 1824.32 | 1941.79 | 4632.8 | 9512.03 | 9512.03
CSP | 0 | 0 | 0 | 0 | 0 | 0
CT | 736 | 736 | 736 | 736 | 736 | 736
Coal | 0 | 0 | 0 | 0 | 0 | 0
Geo | 0 | 0 | 0 | 0 | 0 | 0
H | 0 | 0 | 0 | 0 | 0 | 0
LFG | 0 | 0 | 0 | 0 | 0 | 0
Nuc | 0 | 0 | 0 | 0 | 0 | 0
PS | 0 | 0 | 0 | 0 | 0 | 0
PV | 0 | 0 | 0 | 0 | 0 | 0
PeakG | 0 | 0 | 0 | 0 | 0 | 0
PeakO | 0 | 0 | 0 | 0 | 0 | 0
ST | 0 | 0 | 0 | 0 | 0 | 0
STOG | 0 | 0 | 0 | 0 | 0 | 0
STWD | 0 | 0 | 0 | 0 | 0 | 0
WT | 0 | 0 | 0 | 0 | 0 | 0
IGCC | 0 | 0 | 0 | 0 | 0 | 0
DemandResponse | 0 | 0 | 0 | 0 | 0 | 0
IGCC-CCS | 0 | 0 | 0 | 0 | 0 | 0
WT_off | 0 | 0 | 0 | 0 | 0 | 0
PseudoUnit | 0 | 0 | 0 | 0 | 0 | 0
FixedInterchange | 0 | 0 | 0 | 0 | 0 | 0
Cumulative New Build Capacity by Reporting Type: AZ_NM_SNV_NucRenew
ReportingType | 2015 | 2020 | 2025 | 2030 | 2035 | 2040
BM | 0 | 0 | 0 | 0 | 0 | 0
CC | 0 | 0 | 0 | 0 | 0 | 0
CSP | 0 | 0 | 0 | 0 | 0 | 0
CT | 0 | 0 | 0 | 0 | 0 | 0
Coal | 0 | 0 | 0 | 0 | 0 | 0
Geo | 0 | 0 | 1450 | 1450 | 1450 | 1450
H | 0 | 0 | 0 | 0 | 0 | 0
LFG | 0 | 60.67 | 60.67 | 60.67 | 60.67 | 60.67
Nuc | 0 | 0 | 0 | 0 | 0 | 0
PS | 0 | 0 | 0 | 0 | 0 | 0
PV | 95.7 | 95.7 | 95.7 | 95.7 | 95.7 | 95.7
PeakG | 0 | 0 | 0 | 0 | 0 | 0
PeakO | 0 | 0 | 0 | 0 | 0 | 0
ST | 280 | 744.2 | 1022.53 | 1097.56 | 1097.57 | 1097.57
STOG | 0 | 0 | 0 | 0 | 0 | 0
STWD | 0 | 0 | 0 | 0 | 0 | 0
WT | 65.1 | 9452.61 | 9452.61 | 9765.28 | 9765.28 | 9765.28
IGCC | 0 | 0 | 0 | 0 | 0 | 0
DemandResponse | 0 | 0 | 0 | 0 | 0 | 0
IGCC-CCS | 0 | 0 | 0 | 0 | 0 | 0
WT_off | 0 | 0 | 0 | 0 | 0 | 0
PseudoUnit | 0 | 0 | 0 | 0 | 0 | 0
FixedInterchange | 0 | 0 | 0 | 0 | 0 | 0
Cumulative New Build Capacity by Reporting Type: ERCOT
ReportingType | 2015 | 2020 | 2025 | 2030 | 2035 | 2040
BM | 145 | 145 | 145 | 145 | 145 | 145
CC | 2640.26 | 5715.26 | 5715.26 | 7875 | 10652.96 | 13191.67
CSP | 0 | 0 | 0 | 0 | 0 | 0
CT | 250 | 250 | 250 | 250 | 250 | 250
Coal | 2020 | 2020 | 2020 | 2020 | 2020 | 2020
Geo | 0 | 0 | 0 | 0 | 0 | 0
H | 0 | 0 | 0 | 0 | 0 | 0
LFG | 0 | 0 | 23.17 | 354 | 354 | 354
Nuc | 0 | 0 | 0 | 0 | 0 | 0
PS | 0 | 0 | 0 | 0 | 0 | 0
PV | 14 | 14 | 14 | 14 | 14 | 14
PeakG | 0 | 0 | 0 | 0 | 0 | 0
PeakO | 0 | 0 | 0 | 0 | 0 | 0
ST | 0 | 0 | 0 | 0 | 0 | 0
STOG | 0 | 0 | 0 | 0 | 0 | 0
STWD | 0 | 0 | 0 | 0 | 0 | 0
WT | 350.1 | 350.1 | 350.1 | 350.1 | 350.1 | 4480.49
IGCC | 0 | 0 | 0 | 0 | 0 | 0
DemandResponse | 0 | 0 | 0 | 0 | 0 | 0
IGCC-CCS | 0 | 0 | 0 | 0 | 0 | 0
WT_off | 0 | 0 | 0 | 0 | 0 | 0
PseudoUnit | 0 | 0 | 0 | 0 | 0 | 0
FixedInterchange | 0 | 0 | 0 | 0 | 0 | 0
Cumulative New Build Capacity by Reporting Type: NP15
ReportingType | 2015 | 2020 | 2025 | 2030 | 2035 | 2040
BM | 0 | 0 | 0 | 0 | 0 | 0
CC | 940 | 940 | 940 | 940 | 940 | 940
CSP | 0 | 0 | 0 | 0 | 0 | 0
CT | 279.73 | 1043.73 | 3816.74 | 8162.17 | 12494.69 | 16834.42
Coal | 0 | 0 | 0 | 0 | 0 | 0
Geo | 0 | 340.22 | 600 | 600 | 600 | 600
H | 0 | 0 | 0 | 0 | 0 | 0
LFG | 0 | 565 | 565 | 565 | 565 | 565
Nuc | 0 | 0 | 0 | 0 | 0 | 0
PS | 0 | 0 | 0 | 0 | 0 | 0
PV | 6.5 | 6.5 | 6.5 | 6.5 | 6.5 | 6.5
PeakG | 0 | 0 | 0 | 0 | 0 | 0
PeakO | 0 | 0 | 0 | 0 | 0 | 0
ST | 29 | 29 | 29 | 29 | 29 | 29
STOG | 0 | 0 | 0 | 0 | 0 | 0
STWD | 0 | 0 | 0 | 0 | 0 | 0
WT | 101.2 | 3400 | 3400 | 3400 | 3400 | 3400
IGCC | 0 | 0 | 0 | 0 | 0 | 0
DemandResponse | 0 | 0 | 0 | 0 | 0 | 0
IGCC-CCS | 0 | 0 | 0 | 0 | 0 | 0
WT_off | 0 | 0 | 0 | 0 | 0 | 0
PseudoUnit | 0 | 0 | 0 | 0 | 0 | 0
FixedInterchange | 0 | 0 | 0 | 0 | 0 | 0
Cumulative New Build Capacity by Reporting Type: NWPP_Coal
ReportingType | 2015 | 2020 | 2025 | 2030 | 2035 | 2040
BM | 0 | 0 | 0 | 0 | 0 | 0
CC | 0 | 0 | 0 | 0 | 0 | 0
CSP | 0 | 0 | 0 | 0 | 0 | 0
CT | 0 | 0 | 0 | 0 | 0 | 0
Coal | 0 | 0 | 0 | 0 | 0 | 0
Geo | 0 | 0 | 0 | 0 | 0 | 0
H | 0 | 0 | 0 | 0 | 0 | 0
LFG | 0 | 0 | 0 | 0 | 0 | 0
Nuc | 0 | 0 | 0 | 0 | 0 | 0
PS | 0 | 0 | 0 | 0 | 0 | 0
PV | 0 | 0 | 0 | 0 | 0 | 0
PeakG | 0 | 0 | 0 | 0 | 0 | 0
PeakO | 0 | 0 | 0 | 0 | 0 | 0
ST | 0 | 0 | 0 | 0 | 0 | 0
STOG | 0 | 0 | 0 | 0 | 0 | 0
STWD | 0 | 0 | 0 | 0 | 0 | 0
WT | 0 | 0 | 0 | 0 | 0 | 0
IGCC | 0 | 0 | 0 | 0 | 0 | 0
DemandResponse | 0 | 0 | 0 | 0 | 0 | 0
IGCC-CCS | 0 | 0 | 0 | 0 | 0 | 0
WT_off | 0 | 0 | 0 | 0 | 0 | 0
PseudoUnit | 0 | 0 | 0 | 0 | 0 | 0
FixedInterchange | 0 | 0 | 0 | 0 | 0 | 0
Cumulative New Build Capacity by Reporting Type: NWPP_Gas
ReportingType | 2015 | 2020 | 2025 | 2030 | 2035 | 2040
BM | 0 | 0 | 0 | 0 | 0 | 0
CC | 300 | 300 | 371.8 | 5247.38 | 8027.82 | 9336.06
CSP | 0 | 0 | 0 | 0 | 0 | 0
CT | 150 | 150 | 150 | 150 | 150 | 150
Coal | 0 | 0 | 0 | 0 | 0 | 945.41
Geo | 0 | 0 | 0 | 0 | 0 | 0
H | 0 | 0 | 0 | 0 | 0 | 0
LFG | 0 | 0 | 0 | 0 | 0 | 0
Nuc | 0 | 0 | 0 | 0 | 0 | 0
PS | 0 | 0 | 0 | 0 | 0 | 0
PV | 0 | 0 | 0 | 0 | 0 | 0
PeakG | 0 | 0 | 0 | 0 | 0 | 0
PeakO | 0 | 0 | 0 | 0 | 0 | 0
ST | 0 | 0 | 0 | 0 | 0 | 0
STOG | 0 | 0 | 0 | 0 | 0 | 0
STWD | 0 | 0 | 0 | 0 | 0 | 0
WT | 0 | 0 | 0 | 0 | 0 | 0
IGCC | 0 | 0 | 0 | 0 | 0 | 0
DemandResponse | 0 | 0 | 0 | 0 | 0 | 0
IGCC-CCS | 0 | 0 | 0 | 0 | 0 | 0
WT_off | 0 | 0 | 0 | 0 | 0 | 0
PseudoUnit | 0 | 0 | 0 | 0 | 0 | 0
FixedInterchange | 0 | 0 | 0 | 0 | 0 | 0
Cumulative New Build Capacity by Reporting Type: NWPP_NucRenew
ReportingType | 2015 | 2020 | 2025 | 2030 | 2035 | 2040
BM | 32.55 | 32.55 | 32.55 | 32.55 | 32.55 | 32.55
CC | 0 | 0 | 0 | 0 | 0 | 0
CSP | 0 | 0 | 0 | 0 | 0 | 0
CT | 0 | 0 | 0 | 0 | 0 | 0
Coal | 0 | 0 | 0 | 0 | 0 | 0
Geo | 86 | 86 | 520 | 520 | 520 | 520
H | 0 | 0 | 0 | 0 | 0 | 0
LFG | 25.5 | 33.13 | 270 | 270 | 270 | 270
Nuc | 0 | 0 | 0 | 0 | 0 | 0
PS | 0 | 0 | 0 | 0 | 0 | 0
PV | 0 | 0 | 0 | 0 | 0 | 0
PeakG | 0 | 0 | 0 | 0 | 0 | 0
PeakO | 0 | 0 | 0 | 0 | 0 | 0
ST | 0 | 0 | 0 | 0 | 0 | 0
STOG | 0 | 0 | 0 | 0 | 0 | 0
STWD | 0 | 0 | 0 | 0 | 0 | 0
WT | 977.3 | 977.3 | 977.3 | 977.3 | 977.3 | 977.3
IGCC | 0 | 0 | 0 | 0 | 0 | 0
DemandResponse | 0 | 0 | 0 | 0 | 0 | 0
IGCC-CCS | 0 | 0 | 0 | 0 | 0 | 0
WT_off | 0 | 0 | 0 | 0 | 0 | 0
PseudoUnit | 0 | 0 | 0 | 0 | 0 | 0
FixedInterchange | 0 | 0 | 0 | 0 | 0 | 0
Cumulative New Build Capacity by Reporting Type: RMPA
ReportingType | 2015 | 2020 | 2025 | 2030 | 2035 | 2040
BM | 0 | 0 | 0 | 0 | 0 | 0
CC | 0 | 0 | 0 | 0 | 0 | 0
CSP | 0 | 0 | 0 | 0 | 0 | 0
CT | 152 | 152 | 152 | 152 | 152 | 152
Coal | 390 | 390 | 390 | 390 | 1675.19 | 3050.98
Geo | 0 | 284.78 | 2570 | 2570 | 2570 | 2570
H | 0 | 0 | 0 | 0 | 0 | 0
LFG | 1.4 | 30.33 | 30.33 | 30.33 | 30.33 | 30.33
Nuc | 0 | 0 | 0 | 0 | 0 | 0
PS | 0 | 0 | 0 | 0 | 0 | 0
PV | 1 | 1 | 1 | 1 | 1 | 1
PeakG | 0 | 0 | 0 | 0 | 0 | 0
PeakO | 0 | 0 | 0 | 0 | 0 | 0
ST | 3 | 379.1 | 404.82 | 432.27 | 432.27 | 432.27
STOG | 0 | 0 | 0 | 0 | 0 | 0
STWD | 0 | 0 | 0 | 0 | 0 | 0
WT | 765.4 | 1138.67 | 1138.67 | 1138.67 | 1138.67 | 1138.67
IGCC | 0 | 0 | 0 | 0 | 0 | 0
DemandResponse | 0 | 0 | 0 | 0 | 0 | 0
IGCC-CCS | 0 | 0 | 0 | 0 | 0 | 0
WT_off | 0 | 0 | 0 | 0 | 0 | 0
PseudoUnit | 0 | 0 | 0 | 0 | 0 | 0
FixedInterchange | 0 | 0 | 0 | 0 | 0 | 0
Cumulative New Build Capacity by Reporting Type: SP15
ReportingType | 2015 | 2020 | 2025 | 2030 | 2035 | 2040
BM | 6 | 6 | 6 | 6 | 6 | 6
CC | 409.5 | 409.5 | 409.5 | 409.5 | 409.5 | 409.5
CSP | 0 | 0 | 0 | 0 | 0 | 0
CT | 0 | 0 | 0 | 0 | 0 | 0
Coal | 0 | 0 | 0 | 0 | 0 | 0
Geo | 50 | 1500 | 1500 | 1500 | 1500 | 1500
H | 0 | 0 | 0 | 0 | 0 | 0
LFG | 9.2 | 565 | 565 | 565 | 565 | 565
Nuc | 0 | 0 | 0 | 0 | 0 | 0
PS | 0 | 0 | 0 | 0 | 0 | 0
PV | 3.8 | 3.8 | 3.8 | 3.8 | 3.8 | 3.8
PeakG | 0 | 0 | 0 | 0 | 0 | 0
PeakO | 0 | 0 | 0 | 0 | 0 | 0
ST | 448 | 448 | 448 | 448 | 448 | 448
STOG | 0 | 0 | 0 | 0 | 0 | 0
STWD | 0 | 0 | 0 | 0 | 0 | 0
WT | 735 | 735 | 735 | 735 | 735 | 735
IGCC | 0 | 0 | 0 | 0 | 0 | 0
DemandResponse | 0 | 0 | 0 | 0 | 0 | 0
IGCC-CCS | 0 | 0 | 0 | 0 | 0 | 0
WT_off | 0 | 0 | 0 | 0 | 0 | 0
PseudoUnit | 0 | 0 | 0 | 0 | 0 | 0
FixedInterchange | 0 | 0 | 0 | 0 | 0 | 0
Cumulative New Build Capacity by Reporting Type: ALB
ReportingType | 2015 | 2020 | 2025 | 2030 | 2035 | 2040
BM | 0 | 0 | 0 | 0 | 0 | 0
CC | 393.36 | 1078.19 | 1693.92 | 2607.7 | 3799.51 | 4885.16
CSP | 0 | 0 | 0 | 0 | 0 | 0
CT | 201.5 | 201.5 | 201.5 | 201.5 | 201.5 | 201.5
Coal | 495 | 495 | 495 | 495 | 495 | 495
Geo | 0 | 0 | 0 | 0 | 0 | 0
H | 0 | 0 | 0 | 0 | 0 | 0
LFG | 0 | 0 | 0 | 0 | 0 | 0
Nuc | 0 | 0 | 0 | 0 | 0 | 0
PS | 0 | 0 | 0 | 0 | 0 | 0
PV | 0 | 0 | 0 | 0 | 0 | 0
PeakG | 0 | 0 | 0 | 0 | 0 | 0
PeakO | 0 | 0 | 0 | 0 | 0 | 0
ST | 0 | 0 | 0 | 0 | 0 | 0
STOG | 0 | 0 | 0 | 0 | 0 | 0
STWD | 0 | 0 | 0 | 0 | 0 | 0
WT | 9 | 9 | 9 | 9 | 9 | 9
IGCC | 0 | 0 | 0 | 0 | 0 | 0
DemandResponse | 0 | 0 | 0 | 0 | 0 | 0
IGCC-CCS | 0 | 0 | 0 | 0 | 0 | 0
WT_off | 0 | 0 | 0 | 0 | 0 | 0
PseudoUnit | 0 | 0 | 0 | 0 | 0 | 0
FixedInterchange | 0 | 0 | 0 | 0 | 0 | 0
Cumulative New Build Capacity by Reporting Type: BC
ReportingType | 2015 | 2020 | 2025 | 2030 | 2035 | 2040
BM | 0 | 0 | 0 | 0 | 0 | 0
CC | 1140.35 | 1575 | 2229.21 | 2760.28 | 3538.97 | 4355.81
CSP | 0 | 0 | 0 | 0 | 0 | 0
CT | 0 | 0 | 0 | 0 | 0 | 0
Coal | 0 | 0 | 0 | 0 | 0 | 0
Geo | 0 | 0 | 0 | 0 | 0 | 0
H | 0 | 0 | 0 | 0 | 0 | 0
LFG | 0 | 0 | 0 | 0 | 0 | 0
Nuc | 0 | 0 | 0 | 0 | 0 | 0
PS | 0 | 0 | 0 | 0 | 0 | 0
PV | 0 | 0 | 0 | 0 | 0 | 0
PeakG | 0 | 0 | 0 | 0 | 0 | 0
PeakO | 0 | 0 | 0 | 0 | 0 | 0
ST | 0 | 0 | 0 | 0 | 0 | 0
STOG | 0 | 0 | 0 | 0 | 0 | 0
STWD | 0 | 0 | 0 | 0 | 0 | 0
WT | 144 | 144 | 144 | 144 | 144 | 144
IGCC | 0 | 0 | 0 | 0 | 0 | 0
DemandResponse | 0 | 0 | 0 | 0 | 0 | 0
IGCC-CCS | 0 | 0 | 0 | 0 | 0 | 0
WT_off | 0 | 0 | 0 | 0 | 0 | 0
PseudoUnit | 0 | 0 | 0 | 0 | 0 | 0
FixedInterchange | 0 | 0 | 0 | 0 | 0 | 0
Cumulative New Build Capacity by Reporting Type: HQ_IESO
ReportingType | 2015 | 2020 | 2025 | 2030 | 2035 | 2040
BM | 0 | 0 | 0 | 0 | 0 | 0
CC | 0 | 0 | 0 | 0 | 0 | 0
CSP | 0 | 0 | 0 | 0 | 0 | 0
CT | 0 | 0 | 0 | 0 | 0 | 0
Coal | 0 | 0 | 0 | 0 | 0 | 0
Geo | 0 | 0 | 0 | 0 | 0 | 0
H | 0 | 0 | 0 | 0 | 0 | 0
LFG | 0 | 0 | 0 | 0 | 0 | 0
Nuc | 0 | 0 | 0 | 0 | 0 | 0
PS | 0 | 0 | 0 | 0 | 0 | 0
PV | 0 | 0 | 0 | 0 | 0 | 0
PeakG | 0 | 0 | 0 | 0 | 0 | 0
PeakO | 0 | 0 | 0 | 0 | 0 | 0
ST | 0 | 0 | 0 | 0 | 0 | 0
STOG | 0 | 0 | 0 | 0 | 0 | 0
STWD | 0 | 0 | 0 | 0 | 0 | 0
WT | 0 | 0 | 0 | 0 | 0 | 0
IGCC | 0 | 0 | 0 | 0 | 0 | 0
DemandResponse | 0 | 0 | 0 | 0 | 0 | 0
IGCC-CCS | 0 | 0 | 0 | 0 | 0 | 0
WT_off | 0 | 0 | 0 | 0 | 0 | 0
PseudoUnit | 0 | 0 | 0 | 0 | 0 | 0
FixedInterchange | 0 | 0 | 0 | 0 | 0 | 0
Cumulative New Build Capacity by Reporting Type: HQ_NEISO
ReportingType | 2015 | 2020 | 2025 | 2030 | 2035 | 2040
BM | 0 | 0 | 0 | 0 | 0 | 0
CC | 0 | 0 | 0 | 0 | 0 | 0
CSP | 0 | 0 | 0 | 0 | 0 | 0
CT | 0 | 0 | 0 | 0 | 0 | 0
Coal | 0 | 0 | 0 | 0 | 0 | 0
Geo | 0 | 0 | 0 | 0 | 0 | 0
H | 0 | 0 | 0 | 0 | 0 | 0
LFG | 0 | 0 | 0 | 0 | 0 | 0
Nuc | 0 | 0 | 0 | 0 | 0 | 0
PS | 0 | 0 | 0 | 0 | 0 | 0
PV | 0 | 0 | 0 | 0 | 0 | 0
PeakG | 0 | 0 | 0 | 0 | 0 | 0
PeakO | 0 | 0 | 0 | 0 | 0 | 0
ST | 0 | 0 | 0 | 0 | 0 | 0
STOG | 0 | 0 | 0 | 0 | 0 | 0
STWD | 0 | 0 | 0 | 0 | 0 | 0
WT | 0 | 0 | 0 | 0 | 0 | 0
IGCC | 0 | 0 | 0 | 0 | 0 | 0
DemandResponse | 0 | 0 | 0 | 0 | 0 | 0
IGCC-CCS | 0 | 0 | 0 | 0 | 0 | 0
WT_off | 0 | 0 | 0 | 0 | 0 | 0
PseudoUnit | 0 | 0 | 0 | 0 | 0 | 0
FixedInterchange | 0 | 0 | 0 | 0 | 0 | 0
Cumulative New Build Capacity by Reporting Type: HQ_NY
ReportingType | 2015 | 2020 | 2025 | 2030 | 2035 | 2040
BM | 0 | 0 | 0 | 0 | 0 | 0
CC | 0 | 0 | 0 | 0 | 0 | 0
CSP | 0 | 0 | 0 | 0 | 0 | 0
CT | 0 | 0 | 0 | 0 | 0 | 0
Coal | 0 | 0 | 0 | 0 | 0 | 0
Geo | 0 | 0 | 0 | 0 | 0 | 0
H | 0 | 0 | 0 | 0 | 0 | 0
LFG | 0 | 0 | 0 | 0 | 0 | 0
Nuc | 0 | 0 | 0 | 0 | 0 | 0
PS | 0 | 0 | 0 | 0 | 0 | 0
PV | 0 | 0 | 0 | 0 | 0 | 0
PeakG | 0 | 0 | 0 | 0 | 0 | 0
PeakO | 0 | 0 | 0 | 0 | 0 | 0
ST | 0 | 0 | 0 | 0 | 0 | 0
STOG | 0 | 0 | 0 | 0 | 0 | 0
STWD | 0 | 0 | 0 | 0 | 0 | 0
WT | 0 | 0 | 0 | 0 | 0 | 0
IGCC | 0 | 0 | 0 | 0 | 0 | 0
DemandResponse | 0 | 0 | 0 | 0 | 0 | 0
IGCC-CCS | 0 | 0 | 0 | 0 | 0 | 0
WT_off | 0 | 0 | 0 | 0 | 0 | 0
PseudoUnit | 0 | 0 | 0 | 0 | 0 | 0
FixedInterchange | 0 | 0 | 0 | 0 | 0 | 0
Cumulative New Build Capacity by Reporting Type: MARITIMES
ReportingType | 2015 | 2020 | 2025 | 2030 | 2035 | 2040
BM | 0 | 0 | 0 | 0 | 0 | 0
CC | 0 | 0 | 0 | 0 | 0 | 0
CSP | 0 | 0 | 0 | 0 | 0 | 0
CT | 0 | 0 | 0 | 0 | 0 | 0
Coal | 0 | 0 | 0 | 0 | 0 | 0
Geo | 0 | 0 | 0 | 0 | 0 | 0
H | 0 | 0 | 0 | 0 | 0 | 0
LFG | 0 | 0 | 0 | 0 | 0 | 0
Nuc | 0 | 0 | 0 | 0 | 0 | 0
PS | 0 | 0 | 0 | 0 | 0 | 0
PV | 0 | 0 | 0 | 0 | 0 | 0
PeakG | 0 | 0 | 0 | 0 | 0 | 0
PeakO | 0 | 0 | 0 | 0 | 0 | 0
ST | 0 | 0 | 0 | 0 | 0 | 0
STOG | 0 | 0 | 0 | 0 | 0 | 0
STWD | 0 | 0 | 0 | 0 | 0 | 0
WT | 0 | 0 | 0 | 0 | 0 | 0
IGCC | 0 | 0 | 0 | 0 | 0 | 0
DemandResponse | 0 | 0 | 0 | 0 | 0 | 0
IGCC-CCS | 0 | 0 | 0 | 0 | 0 | 0
WT_off | 0 | 0 | 0 | 0 | 0 | 0
PseudoUnit | 0 | 0 | 0 | 0 | 0 | 0
FixedInterchange | 0 | 0 | 0 | 0 | 0 | 0
Cumulative New Build Capacity by Reporting Type: All
ReportingType | 2015 | 2020 | 2025 | 2030 | 2035 | 2040
BM | 1251 | 1598.33 | 2287.8 | 2403.14 | 2479.74 | 2620.77
CC | 35417.43 | 49366.63 | 55176.92 | 87201.25 | 133730.37 | 170360.68
CSP | 0 | 0 | 0 | 0 | 0 | 0
CT | 6460.93 | 13611.77 | 17707.56 | 26098.47 | 39679.34 | 49840.13
Coal | 10763.64 | 10763.64 | 10763.64 | 10763.64 | 20274.11 | 42313.85
Geo | 136 | 2211 | 6640 | 6640 | 6640 | 6640
H | 0 | 0 | 0 | 0 | 0 | 0
LFG | 192 | 2145 | 4355 | 5078.5 | 5079 | 5079
Nuc | 2740.56 | 7270.56 | 7270.56 | 7270.56 | 7270.56 | 7270.56
PS | 0 | 0 | 0 | 0 | 0 | 0
PV | 1246 | 3449.49 | 4543.35 | 4795.09 | 4910 | 5028.9
PeakG | 0 | 0 | 0 | 0 | 0 | 0
PeakO | 0 | 0 | 0 | 0 | 0 | 0
ST | 760 | 1600.3 | 1904.35 | 2006.84 | 2006.84 | 2006.84
STOG | 0 | 0 | 0 | 0 | 0 | 0
STWD | 0 | 0 | 0 | 0 | 0 | 0
WT | 25342 | 50533.79 | 57306.94 | 63800.71 | 76566.87 | 91105.1
IGCC | 618 | 618 | 618 | 618 | 618 | 618
DemandResponse | 0 | 0 | 0 | 0 | 0 | 0
IGCC-CCS | 0 | 0 | 0 | 0 | 0 | 0
WT_off | 469 | 469 | 1569 | 1569 | 1569 | 1569
PseudoUnit | 0 | 0 | 0 | 0 | 0 | 0
FixedInterchange | 0 | 0 | 0 | 0 | 0 | 0
Cumulative New Build Capacity by Reporting Type: EI_US
ReportingType | 2015 | 2020 | 2025 | 2030 | 2035 | 2040
BM | 741.12 | 1088.44 | 1777.92 | 1893.25 | 1969.85 | 2110.89
CC | 26867.13 | 34954.13 | 39130.71 | 59576.05 | 93273.1 | 121892.92
CSP | 0 | 0 | 0 | 0 | 0 | 0
CT | 4323.69 | 10710.51 | 12033.31 | 16078.78 | 24489.56 | 29649.42
Coal | 7858.64 | 7858.64 | 7858.64 | 7858.64 | 16083.92 | 30536.32
Geo | 0 | 0 | 0 | 0 | 0 | 0
H | 0 | 0 | 0 | 0 | 0 | 0
LFG | 141.4 | 876.37 | 2826.33 | 3219 | 3219 | 3219
Nuc | 2740.56 | 7270.56 | 7270.56 | 7270.56 | 7270.56 | 7270.56
PS | 0 | 0 | 0 | 0 | 0 | 0
PV | 57.74 | 2261.23 | 3355.1 | 3606.84 | 3721.75 | 3840.65
PeakG | 0 | 0 | 0 | 0 | 0 | 0
PeakO | 0 | 0 | 0 | 0 | 0 | 0
ST | 0 | 0 | 0 | 0 | 0 | 0
STOG | 0 | 0 | 0 | 0 | 0 | 0
STWD | 0 | 0 | 0 | 0 | 0 | 0
WT | 19786.6 | 31918.8 | 38691.95 | 44873.06 | 57639.21 | 68047.06
IGCC | 618 | 618 | 618 | 618 | 618 | 618
DemandResponse | 0 | 0 | 0 | 0 | 0 | 0
IGCC-CCS | 0 | 0 | 0 | 0 | 0 | 0
WT_off | 469 | 469 | 1569 | 1569 | 1569 | 1569
PseudoUnit | 0 | 0 | 0 | 0 | 0 | 0
FixedInterchange | 0 | 0 | 0 | 0 | 0 | 0
Cumulative New Build Capacity by Reporting Type: EI_Canada
ReportingType | 2015 | 2020 | 2025 | 2030 | 2035 | 2040
BM | 326.33 | 326.33 | 326.33 | 326.33 | 326.33 | 326.33
CC | 2058.83 | 2570.23 | 2744.73 | 3152.53 | 3576.48 | 5837.52
CSP | 0 | 0 | 0 | 0 | 0 | 0
CT | 368 | 368.02 | 368.02 | 368.02 | 1205.59 | 1866.79
Coal | 0 | 0 | 0 | 0 | 0 | 0
Geo | 0 | 0 | 0 | 0 | 0 | 0
H | 0 | 0 | 0 | 0 | 0 | 0
LFG | 14.5 | 14.5 | 14.5 | 14.5 | 15 | 15
Nuc | 0 | 0 | 0 | 0 | 0 | 0
PS | 0 | 0 | 0 | 0 | 0 | 0
PV | 1067.26 | 1067.26 | 1067.26 | 1067.26 | 1067.26 | 1067.26
PeakG | 0 | 0 | 0 | 0 | 0 | 0
PeakO | 0 | 0 | 0 | 0 | 0 | 0
ST | 0 | 0 | 0 | 0 | 0 | 0
STOG | 0 | 0 | 0 | 0 | 0 | 0
STWD | 0 | 0 | 0 | 0 | 0 | 0
WT | 2408.3 | 2408.3 | 2408.3 | 2408.3 | 2408.3 | 2408.3
IGCC | 0 | 0 | 0 | 0 | 0 | 0
DemandResponse | 0 | 0 | 0 | 0 | 0 | 0
IGCC-CCS | 0 | 0 | 0 | 0 | 0 | 0
WT_off | 0 | 0 | 0 | 0 | 0 | 0
PseudoUnit | 0 | 0 | 0 | 0 | 0 | 0
FixedInterchange | 0 | 0 | 0 | 0 | 0 | 0
Cumulative New Build Capacity by Reporting Type: EI
ReportingType | 2015 | 2020 | 2025 | 2030 | 2035 | 2040
BM | 1067.45 | 1414.78 | 2104.25 | 2219.59 | 2296.19 | 2437.22
CC | 28925.96 | 37524.36 | 41875.44 | 62728.58 | 96849.58 | 127730.44
CSP | 0 | 0 | 0 | 0 | 0 | 0
CT | 4691.69 | 11078.53 | 12401.32 | 16446.8 | 25695.15 | 31516.21
Coal | 7858.64 | 7858.64 | 7858.64 | 7858.64 | 16083.92 | 30536.32
Geo | 0 | 0 | 0 | 0 | 0 | 0
H | 0 | 0 | 0 | 0 | 0 | 0
LFG | 155.9 | 890.87 | 2840.83 | 3233.5 | 3234 | 3234
Nuc | 2740.56 | 7270.56 | 7270.56 | 7270.56 | 7270.56 | 7270.56
PS | 0 | 0 | 0 | 0 | 0 | 0
PV | 1125 | 3328.49 | 4422.35 | 4674.09 | 4789 | 4907.9
PeakG | 0 | 0 | 0 | 0 | 0 | 0
PeakO | 0 | 0 | 0 | 0 | 0 | 0
ST | 0 | 0 | 0 | 0 | 0 | 0
STOG | 0 | 0 | 0 | 0 | 0 | 0
STWD | 0 | 0 | 0 | 0 | 0 | 0
WT | 22194.9 | 34327.1 | 41100.25 | 47281.36 | 60047.51 | 70455.36
IGCC | 618 | 618 | 618 | 618 | 618 | 618
DemandResponse | 0 | 0 | 0 | 0 | 0 | 0
IGCC-CCS | 0 | 0 | 0 | 0 | 0 | 0
WT_off | 469 | 469 | 1569 | 1569 | 1569 | 1569
PseudoUnit | 0 | 0 | 0 | 0 | 0 | 0
FixedInterchange | 0 | 0 | 0 | 0 | 0 | 0
Cumulative New Build Capacity by Reporting Type: Outside_EI
ReportingType | 2015 | 2020 | 2025 | 2030 | 2035 | 2040
BM | 183.55 | 183.55 | 183.55 | 183.55 | 183.55 | 183.55
CC | 6491.47 | 11842.27 | 13301.48 | 24472.67 | 36880.78 | 42630.23
CSP | 0 | 0 | 0 | 0 | 0 | 0
CT | 1769.23 | 2533.24 | 5306.24 | 9651.67 | 13984.19 | 18323.92
Coal | 2905 | 2905 | 2905 | 2905 | 4190.19 | 11777.53
Geo | 136 | 2211 | 6640 | 6640 | 6640 | 6640
H | 0 | 0 | 0 | 0 | 0 | 0
LFG | 36.1 | 1254.13 | 1514.17 | 1845 | 1845 | 1845
Nuc | 0 | 0 | 0 | 0 | 0 | 0
PS | 0 | 0 | 0 | 0 | 0 | 0
PV | 121 | 121 | 121 | 121 | 121 | 121
PeakG | 0 | 0 | 0 | 0 | 0 | 0
PeakO | 0 | 0 | 0 | 0 | 0 | 0
ST | 760 | 1600.3 | 1904.35 | 2006.84 | 2006.84 | 2006.84
STOG | 0 | 0 | 0 | 0 | 0 | 0
STWD | 0 | 0 | 0 | 0 | 0 | 0
WT | 3147.1 | 16206.69 | 16206.69 | 16519.35 | 16519.35 | 20649.74
IGCC | 0 | 0 | 0 | 0 | 0 | 0
DemandResponse | 0 | 0 | 0 | 0 | 0 | 0
IGCC-CCS | 0 | 0 | 0 | 0 | 0 | 0
WT_off | 0 | 0 | 0 | 0 | 0 | 0
PseudoUnit | 0 | 0 | 0 | 0 | 0 | 0
FixedInterchange | 0 | 0 | 0 | 0 | 0 | 0
#3 | Retirements of Capacity (MW)
Retirements of Capacity by Reporting Type: Entergy
ReportingType | 2015 | 2020 | 2025 | 2030 | 2035 | 2040
BM | 0 | 0 | 0 | 0 | 0 | 0
CC | 0 | 0 | 0 | 0 | 0 | 0
CSP | 0 | 0 | 0 | 0 | 0 | 0
CT | 0 | 0 | 0 | 0 | 0 | 0
Coal | 892.9 | 0 | 0 | 0 | 0 | 0
Geo | 0 | 0 | 0 | 0 | 0 | 0
H | 0 | 0 | 0 | 0 | 0 | 0
LFG | 0 | 0 | 0 | 0 | 0 | 0
Nuc | 0 | 0 | 0 | 0 | 842 | 997
PS | 0 | 0 | 0 | 0 | 0 | 0
PV | 0 | 0 | 0 | 0 | 0 | 0
PeakG | 0 | 0 | 0 | 0 | 0 | 0
PeakO | 0 | 0 | 0 | 0 | 0 | 0
ST | 0 | 0 | 0 | 0 | 0 | 0
STOG | 10849.65 | 0 | 419.14 | 0 | 0 | 0
STWD | 0 | 0 | 0 | 0 | 0 | 0
WT | 0 | 0 | 0 | 0 | 0 | 0
IGCC | 0 | 0 | 0 | 0 | 0 | 0
DemandResponse | 0 | 0 | 0 | 0 | 0 | 0
IGCC-CCS | 0 | 0 | 0 | 0 | 0 | 0
WT_off | 0 | 0 | 0 | 0 | 0 | 0
PseudoUnit | 0 | 0 | 0 | 0 | 0 | 0
FixedInterchange | 0 | 0 | 0 | 0 | 0 | 0
Retirements of Capacity by Reporting Type: FRCC
ReportingType | 2015 | 2020 | 2025 | 2030 | 2035 | 2040
BM | 0 | 0 | 0 | 0 | 0 | 0
CC | 0 | 0 | 0 | 0 | 0 | 0
CSP | 0 | 0 | 0 | 0 | 0 | 0
CT | 0 | 0 | 0 | 0 | 0 | 0
Coal | 466 | 869 | 0 | 0 | 0 | 0
Geo | 0 | 0 | 0 | 0 | 0 | 0
H | 0 | 0 | 0 | 0 | 0 | 0
LFG | 0 | 0 | 0 | 0 | 0 | 0
Nuc | 0 | 0 | 0 | 0 | 1615.33 | 1677
PS | 0 | 0 | 0 | 0 | 0 | 0
PV | 0 | 0 | 0 | 0 | 0 | 0
PeakG | 0 | 0 | 0 | 0 | 0 | 0
PeakO | 0 | 0 | 0 | 0 | 0 | 0
ST | 0 | 0 | 0 | 0 | 0 | 0
STOG | 5480.16 | 0 | 278.76 | 0 | 0 | 0
STWD | 0 | 0 | 0 | 0 | 0 | 0
WT | 0 | 0 | 0 | 0 | 0 | 0
IGCC | 0 | 0 | 0 | 0 | 0 | 0
DemandResponse | 0 | 0 | 0 | 0 | 0 | 0
IGCC-CCS | 0 | 0 | 0 | 0 | 0 | 0
WT_off | 0 | 0 | 0 | 0 | 0 | 0
PseudoUnit | 0 | 0 | 0 | 0 | 0 | 0
FixedInterchange | 0 | 0 | 0 | 0 | 0 | 0
Retirements of Capacity by Reporting Type: MAPP_US
ReportingType | 2015 | 2020 | 2025 | 2030 | 2035 | 2040
BM | 0 | 0 | 0 | 0 | 0 | 0
CC | 0 | 0 | 0 | 0 | 0 | 0
CSP | 0 | 0 | 0 | 0 | 0 | 0
CT | 0 | 0 | 0 | 0 | 0 | 0
Coal | 612.6 | 0 | 0 | 0 | 0 | 0
Geo | 0 | 0 | 0 | 0 | 0 | 0
H | 0 | 0 | 0 | 0 | 0 | 0
LFG | 0 | 0 | 0 | 0 | 0 | 0
Nuc | 0 | 0 | 0 | 0 | 0 | 0
PS | 0 | 0 | 0 | 0 | 0 | 0
PV | 0 | 0 | 0 | 0 | 0 | 0
PeakG | 0 | 0 | 0 | 0 | 0 | 0
PeakO | 345.99 | 0 | 0 | 0 | 0 | 0
ST | 0 | 0 | 0 | 0 | 0 | 0
STOG | 36 | 0 | 0 | 0 | 0 | 0
STWD | 0 | 0 | 0 | 0 | 0 | 0
WT | 0 | 0 | 0 | 0 | 0 | 0
IGCC | 0 | 0 | 0 | 0 | 0 | 0
DemandResponse | 0 | 0 | 0 | 0 | 0 | 0
IGCC-CCS | 0 | 0 | 0 | 0 | 0 | 0
WT_off | 0 | 0 | 0 | 0 | 0 | 0
PseudoUnit | 0 | 0 | 0 | 0 | 0 | 0
FixedInterchange | 0 | 0 | 0 | 0 | 0 | 0
Retirements of Capacity by Reporting Type: MISO_IN
ReportingType | 2015 | 2020 | 2025 | 2030 | 2035 | 2040
BM | 0 | 0 | 0 | 0 | 0 | 0
CC | 0 | 0 | 0 | 0 | 0 | 0
CSP | 0 | 0 | 0 | 0 | 0 | 0
CT | 0 | 0 | 0 | 0 | 0 | 0
Coal | 1249.9 | 0 | 0 | 0 | 0 | 0
Geo | 0 | 0 | 0 | 0 | 0 | 0
H | 0 | 0 | 0 | 0 | 0 | 0
LFG | 0 | 0 | 0 | 0 | 0 | 0
Nuc | 0 | 0 | 0 | 0 | 0 | 0
PS | 0 | 0 | 0 | 0 | 0 | 0
PV | 0 | 0 | 0 | 0 | 0 | 0
PeakG | 0 | 0 | 0 | 0 | 0 | 0
PeakO | 0 | 0 | 0 | 0 | 0 | 0
ST | 0 | 0 | 0 | 0 | 0 | 0
STOG | 0 | 0 | 0 | 0 | 0 | 0
STWD | 0 | 0 | 0 | 0 | 0 | 0
WT | 0 | 0 | 0 | 0 | 0 | 0
IGCC | 0 | 0 | 0 | 0 | 0 | 0
DemandResponse | 0 | 0 | 0 | 0 | 0 | 0
IGCC-CCS | 0 | 0 | 0 | 0 | 0 | 0
WT_off | 0 | 0 | 0 | 0 | 0 | 0
PseudoUnit | 0 | 0 | 0 | 0 | 0 | 0
FixedInterchange | 0 | 0 | 0 | 0 | 0 | 0
Retirements of Capacity by Reporting Type: MISO_MI
ReportingType | 2015 | 2020 | 2025 | 2030 | 2035 | 2040
BM | 0 | 0 | 0 | 0 | 0 | 0
CC | 0 | 0 | 0 | 0 | 0 | 0
CSP | 0 | 0 | 0 | 0 | 0 | 0
CT | 0 | 0 | 0 | 0 | 0 | 0
Coal | 2325.99 | 0 | 0 | 0 | 0 | 0
Geo | 0 | 0 | 0 | 0 | 0 | 0
H | 0 | 0 | 0 | 0 | 0 | 0
LFG | 0 | 0 | 0 | 0 | 0 | 0
Nuc | 0 | 0 | 0 | 0 | 778 | 0
PS | 0 | 0 | 0 | 0 | 0 | 0
PV | 0 | 0 | 0 | 0 | 0 | 0
PeakG | 0 | 0 | 0 | 0 | 0 | 0
PeakO | 0 | 0 | 0 | 0 | 0 | 0
ST | 0 | 0 | 0 | 0 | 0 | 0
STOG | 0 | 0 | 0 | 0 | 0 | 0
STWD | 0 | 0 | 0 | 0 | 0 | 0
WT | 0 | 0 | 0 | 0 | 0 | 0
IGCC | 0 | 0 | 0 | 0 | 0 | 0
DemandResponse | 0 | 0 | 0 | 0 | 0 | 0
IGCC-CCS | 0 | 0 | 0 | 0 | 0 | 0
WT_off | 0 | 0 | 0 | 0 | 0 | 0
PseudoUnit | 0 | 0 | 0 | 0 | 0 | 0
FixedInterchange | 0 | 0 | 0 | 0 | 0 | 0
Retirements of Capacity by Reporting Type: MISO_MO-IL
ReportingType | 2015 | 2020 | 2025 | 2030 | 2035 | 2040
BM | 0 | 0 | 0 | 0 | 0 | 0
CC | 0 | 0 | 0 | 0 | 0 | 0
CSP | 0 | 0 | 0 | 0 | 0 | 0
CT | 0 | 0 | 0 | 0 | 0 | 0
Coal | 821.7 | 0 | 0 | 0 | 0 | 0
Geo | 0 | 0 | 0 | 0 | 0 | 0
H | 0 | 0 | 0 | 0 | 0 | 0
LFG | 0 | 0 | 0 | 0 | 0 | 0
Nuc | 0 | 0 | 0 | 0 | 0 | 0
PS | 0 | 0 | 0 | 0 | 0 | 0
PV | 0 | 0 | 0 | 0 | 0 | 0
PeakG | 0 | 0 | 0 | 0 | 0 | 0
PeakO | 0 | 0 | 0 | 0 | 0 | 0
ST | 0 | 0 | 0 | 0 | 0 | 0
STOG | 0 | 0 | 0 | 0 | 0 | 0
STWD | 0 | 0 | 0 | 0 | 0 | 0
WT | 0 | 0 | 0 | 0 | 0 | 0
IGCC | 0 | 0 | 0 | 0 | 0 | 0
DemandResponse | 0 | 0 | 0 | 0 | 0 | 0
IGCC-CCS | 0 | 0 | 0 | 0 | 0 | 0
WT_off | 0 | 0 | 0 | 0 | 0 | 0
PseudoUnit | 0 | 0 | 0 | 0 | 0 | 0
FixedInterchange | 0 | 0 | 0 | 0 | 0 | 0
Retirements of Capacity by Reporting Type: MISO_W
ReportingType | 2015 | 2020 | 2025 | 2030 | 2035 | 2040
BM | 0 | 0 | 0 | 0 | 0 | 0
CC | 0 | 0 | 0 | 0 | 0 | 0
CSP | 0 | 0 | 0 | 0 | 0 | 0
CT | 0 | 0 | 0 | 0 | 0 | 0
Coal | 2793.89 | 0 | 0 | 0 | 0 | 134.66
Geo | 0 | 0 | 0 | 0 | 0 | 0
H | 0 | 0 | 0 | 0 | 0 | 0
LFG | 0 | 0 | 0 | 0 | 0 | 0
Nuc | 0 | 0 | 0 | 0 | 2361.23 | 0
PS | 0 | 0 | 0 | 0 | 0 | 0
PV | 0 | 0 | 0 | 0 | 0 | 0
PeakG | 0 | 0 | 0 | 0 | 0 | 0
PeakO | 0 | 0 | 0 | 0 | 0 | 0
ST | 0 | 0 | 0 | 0 | 0 | 0
STOG | 0 | 0 | 0 | 0 | 0 | 0
STWD | 0 | 0 | 0 | 0 | 0 | 0
WT | 0 | 0 | 0 | 0 | 0 | 0
IGCC | 0 | 0 | 0 | 0 | 0 | 0
DemandResponse | 0 | 0 | 0 | 0 | 0 | 0
IGCC-CCS | 0 | 0 | 0 | 0 | 0 | 0
WT_off | 0 | 0 | 0 | 0 | 0 | 0
PseudoUnit | 0 | 0 | 0 | 0 | 0 | 0
FixedInterchange | 0 | 0 | 0 | 0 | 0 | 0
Retirements of Capacity by Reporting Type: MISO_WUMS
ReportingType | 2015 | 2020 | 2025 | 2030 | 2035 | 2040
BM | 0 | 0 | 0 | 0 | 0 | 0
CC | 0 | 0 | 0 | 0 | 0 | 0
CSP | 0 | 0 | 0 | 0 | 0 | 0
CT | 0 | 0 | 0 | 0 | 0 | 0
Coal | 1857.1 | 261 | 0 | 0 | 0 | 554
Geo | 0 | 0 | 0 | 0 | 0 | 0
H | 0 | 0 | 0 | 0 | 0 | 0
LFG | 0 | 0 | 0 | 0 | 0 | 0
Nuc | 0 | 0 | 0 | 0 | 1816.9 | 0
PS | 0 | 0 | 0 | 0 | 0 | 0
PV | 0 | 0 | 0 | 0 | 0 | 0
PeakG | 0 | 0 | 0 | 0 | 0 | 0
PeakO | 0 | 0 | 0 | 0 | 0 | 0
ST | 0 | 0 | 0 | 0 | 0 | 0
STOG | 59.5 | 0 | 0 | 0 | 0 | 0
STWD | 0 | 0 | 0 | 0 | 0 | 0
WT | 0 | 0 | 0 | 0 | 0 | 0
IGCC | 0 | 0 | 0 | 0 | 0 | 0
DemandResponse | 0 | 0 | 0 | 0 | 0 | 0
IGCC-CCS | 0 | 0 | 0 | 0 | 0 | 0
WT_off | 0 | 0 | 0 | 0 | 0 | 0
PseudoUnit | 0 | 0 | 0 | 0 | 0 | 0
FixedInterchange | 0 | 0 | 0 | 0 | 0 | 0
Retirements of Capacity by Reporting Type: Nebraska
ReportingType | 2015 | 2020 | 2025 | 2030 | 2035 | 2040
BM | 0 | 0 | 0 | 0 | 0 | 0
CC | 0 | 0 | 0 | 0 | 0 | 0
CSP | 0 | 0 | 0 | 0 | 0 | 0
CT | 0 | 0 | 0 | 0 | 0 | 0
Coal | 0 | 0 | 0 | 0 | 0 | 0
Geo | 0 | 0 | 0 | 0 | 0 | 0
H | 0 | 0 | 0 | 0 | 0 | 0
LFG | 0 | 0 | 0 | 0 | 0 | 0
Nuc | 0 | 0 | 0 | 0 | 1251.8 | 0
PS | 0 | 0 | 0 | 0 | 0 | 0
PV | 0 | 0 | 0 | 0 | 0 | 0
PeakG | 0 | 0 | 0 | 0 | 0 | 0
PeakO | 0 | 0 | 0 | 0 | 0 | 0
ST | 0 | 0 | 0 | 0 | 0 | 0
STOG | 269.98 | 0 | 0 | 0 | 0 | 0
STWD | 0 | 0 | 0 | 0 | 0 | 0
WT | 0 | 0 | 0 | 0 | 0 | 0
IGCC | 0 | 0 | 0 | 0 | 0 | 0
DemandResponse | 0 | 0 | 0 | 0 | 0 | 0
IGCC-CCS | 0 | 0 | 0 | 0 | 0 | 0
WT_off | 0 | 0 | 0 | 0 | 0 | 0
PseudoUnit | 0 | 0 | 0 | 0 | 0 | 0
FixedInterchange | 0 | 0 | 0 | 0 | 0 | 0
Retirements of Capacity by Reporting Type: NEISO
ReportingType | 2015 | 2020 | 2025 | 2030 | 2035 | 2040
BM | 0 | 0 | 0 | 0 | 0 | 0
CC | 2343.39 | 0 | 0 | 0 | 0 | 0
CSP | 0 | 0 | 0 | 0 | 0 | 0
CT | 0 | 0 | 0 | 0 | 0 | 0
Coal | 2250.13 | 320 | 0 | 0 | 0 | 0
Geo | 0 | 0 | 0 | 0 | 0 | 0
H | 0 | 0 | 0 | 0 | 0 | 0
LFG | 0 | 0 | 0 | 0 | 0 | 0
Nuc | 0 | 0 | 0 | 0 | 1289 | 876.92
PS | 0 | 0 | 0 | 0 | 0 | 0
PV | 0 | 0 | 0 | 0 | 0 | 0
PeakG | 0 | 0 | 0 | 0 | 0 | 0
PeakO | 344.36 | 0 | 0 | 0 | 0 | 0
ST | 0 | 0 | 0 | 0 | 0 | 0
STOG | 6237 | 0 | 0 | 0 | 0 | 0
STWD | 0 | 0 | 0 | 0 | 0 | 0
WT | 0 | 0 | 0 | 0 | 0 | 0
IGCC | 0 | 0 | 0 | 0 | 0 | 0
DemandResponse | 0 | 0 | 0 | 0 | 0 | 0
IGCC-CCS | 0 | 0 | 0 | 0 | 0 | 0
WT_off | 0 | 0 | 0 | 0 | 468 | 0
PseudoUnit | 0 | 0 | 0 | 0 | 0 | 0
FixedInterchange | 0 | 0 | 0 | 0 | 0 | 0
Retirements of Capacity by Reporting Type: NonRTO_Midwest
ReportingType | 2015 | 2020 | 2025 | 2030 | 2035 | 2040
BM | 0 | 0 | 0 | 0 | 0 | 0
CC | 0 | 0 | 0 | 0 | 0 | 0
CSP | 0 | 0 | 0 | 0 | 0 | 0
CT | 0 | 0 | 0 | 0 | 0 | 0
Coal | 1100.9 | 0 | 0 | 0 | 0 | 0
Geo | 0 | 0 | 0 | 0 | 0 | 0
H | 0 | 0 | 0 | 0 | 0 | 0
LFG | 0 | 0 | 0 | 0 | 0 | 0
Nuc | 0 | 0 | 0 | 0 | 0 | 0
PS | 0 | 0 | 0 | 0 | 0 | 0
PV | 0 | 0 | 0 | 0 | 0 | 0
PeakG | 0 | 0 | 0 | 0 | 0 | 0
PeakO | 0 | 0 | 0 | 0 | 0 | 0
ST | 0 | 0 | 0 | 0 | 0 | 0
STOG | 0 | 0 | 0 | 0 | 0 | 0
STWD | 0 | 0 | 0 | 0 | 0 | 0
WT | 0 | 0 | 0 | 0 | 0 | 0
IGCC | 0 | 0 | 0 | 0 | 0 | 0
DemandResponse | 0 | 0 | 0 | 0 | 0 | 0
IGCC-CCS | 0 | 0 | 0 | 0 | 0 | 0
WT_off | 0 | 0 | 0 | 0 | 0 | 0
PseudoUnit | 0 | 0 | 0 | 0 | 0 | 0
FixedInterchange | 0 | 0 | 0 | 0 | 0 | 0
Retirements of Capacity by Reporting Type: NYISO_A-F
ReportingType | 2015 | 2020 | 2025 | 2030 | 2035 | 2040
BM | 0 | 0 | 0 | 0 | 0 | 0
CC | 0 | 0 | 0 | 0 | 0 | 0
CSP | 0 | 0 | 0 | 0 | 0 | 0
CT | 0 | 0 | 0 | 0 | 0 | 0
Coal | 2251.9 | 0 | 0 | 0 | 0 | 0
Geo | 0 | 0 | 0 | 0 | 0 | 0
H | 0 | 0 | 0 | 0 | 0 | 0
LFG | 0 | 0 | 0 | 0 | 0 | 0
Nuc | 0 | 0 | 0 | 621.2 | 580.5 | 852.2
PS | 0 | 0 | 0 | 0 | 0 | 0
PV | 0 | 0 | 0 | 0 | 0 | 0
PeakG | 0 | 0 | 0 | 0 | 0 | 0
PeakO | 0 | 0 | 0 | 0 | 0 | 0
ST | 0 | 0 | 0 | 0 | 0 | 0
STOG | 1701 | 0 | 0 | 0 | 0 | 0
STWD | 0 | 0 | 0 | 0 | 0 | 0
WT | 0 | 0 | 0 | 0 | 0 | 0
IGCC | 0 | 0 | 0 | 0 | 0 | 0
DemandResponse | 0 | 0 | 0 | 0 | 0 | 0
IGCC-CCS | 0 | 0 | 0 | 0 | 0 | 0
WT_off | 0 | 0 | 0 | 0 | 0 | 0
PseudoUnit | 0 | 0 | 0 | 0 | 0 | 0
FixedInterchange | 0 | 0 | 0 | 0 | 0 | 0
Retirements of Capacity by Reporting Type: NYISO_G-I
ReportingType | 2015 | 2020 | 2025 | 2030 | 2035 | 2040
BM | 0 | 0 | 0 | 0 | 0 | 0
CC | 0 | 0 | 0 | 0 | 0 | 0
CSP | 0 | 0 | 0 | 0 | 0 | 0
CT | 0 | 0 | 0 | 0 | 0 | 0
Coal | 368.2 | 0 | 0 | 0 | 0 | 0
Geo | 0 | 0 | 0 | 0 | 0 | 0
H | 0 | 0 | 0 | 0 | 0 | 0
LFG | 0 | 0 | 0 | 0 | 0 | 0
Nuc | 0 | 0 | 0 | 0 | 1019.6 | 1025
PS | 0 | 0 | 0 | 0 | 0 | 0
PV | 0 | 0 | 0 | 0 | 0 | 0
PeakG | 0 | 0 | 0 | 0 | 0 | 0
PeakO | 0 | 0 | 0 | 0 | 0 | 0
ST | 0 | 0 | 0 | 0 | 0 | 0
STOG | 2430.99 | 0 | 0 | 0 | 0 | 0
STWD | 0 | 0 | 0 | 0 | 0 | 0
WT | 0 | 0 | 0 | 0 | 0 | 0
IGCC | 0 | 0 | 0 | 0 | 0 | 0
DemandResponse | 0 | 0 | 0 | 0 | 0 | 0
IGCC-CCS | 0 | 0 | 0 | 0 | 0 | 0
WT_off | 0 | 0 | 0 | 0 | 0 | 0
PseudoUnit | 0 | 0 | 0 | 0 | 0 | 0
FixedInterchange | 0 | 0 | 0 | 0 | 0 | 0
Retirements of Capacity by Reporting Type: NYISO_J-K
ReportingType | 2015 | 2020 | 2025 | 2030 | 2035 | 2040
BM | 0 | 0 | 0 | 0 | 0 | 0
CC | 0 | 0 | 0 | 0 | 0 | 0
CSP | 0 | 0 | 0 | 0 | 0 | 0
CT | 0 | 0 | 0 | 0 | 0 | 0
Coal | 0 | 0 | 0 | 0 | 0 | 0
Geo | 0 | 0 | 0 | 0 | 0 | 0
H | 0 | 0 | 0 | 0 | 0 | 0
LFG | 0 | 0 | 0 | 0 | 0 | 0
Nuc | 0 | 0 | 0 | 0 | 0 | 0
PS | 0 | 0 | 0 | 0 | 0 | 0
PV | 0 | 0 | 0 | 0 | 32 | 0
PeakG | 0 | 0 | 0 | 0 | 0 | 0
PeakO | 0 | 0 | 0 | 0 | 0 | 0
ST | 0 | 0 | 0 | 0 | 0 | 0
STOG | 1128.56 | 0 | 0 | 0 | 0 | 0
STWD | 0 | 0 | 0 | 0 | 0 | 0
WT | 0 | 0 | 0 | 0 | 0 | 0
IGCC | 0 | 0 | 0 | 0 | 0 | 0
DemandResponse | 0 | 0 | 0 | 0 | 0 | 0
IGCC-CCS | 0 | 0 | 0 | 0 | 0 | 0
WT_off | 0 | 0 | 0 | 0 | 0 | 0
PseudoUnit | 0 | 0 | 0 | 0 | 0 | 0
FixedInterchange | 0 | 0 | 0 | 0 | 0 | 0
Retirements of Capacity by Reporting Type: PJM_E
ReportingType | 2015 | 2020 | 2025 | 2030 | 2035 | 2040
BM | 0 | 0 | 0 | 0 | 0 | 0
CC | 0 | 0 | 0 | 0 | 0 | 0
CSP | 0 | 0 | 0 | 0 | 0 | 0
CT | 0 | 0 | 0 | 0 | 0 | 0
Coal | 3284.99 | 568 | 0 | 0 | 0 | 0
Geo | 0 | 0 | 0 | 0 | 0 | 0
H | 0 | 0 | 0 | 0 | 0 | 0
LFG | 0 | 0 | 0 | 0 | 0 | 0
Nuc | 0 | 614.5 | 0 | 0 | 2224 | 1174
PS | 0 | 0 | 0 | 0 | 0 | 0
PV | 0 | 0 | 0 | 0 | 0 | 0
PeakG | 268.5 | 0 | 0 | 0 | 0 | 0
PeakO | 2.7 | 0 | 0 | 0 | 0 | 0
ST | 0 | 0 | 0 | 0 | 0 | 0
STOG | 1464.43 | 0 | 0 | 0 | 0 | 0
STWD | 0 | 0 | 0 | 0 | 0 | 0
WT | 0 | 0 | 0 | 0 | 0 | 0
IGCC | 0 | 0 | 0 | 0 | 0 | 0
DemandResponse | 0 | 0 | 0 | 0 | 0 | 0
IGCC-CCS | 0 | 0 | 0 | 0 | 0 | 0
WT_off | 0 | 0 | 0 | 0 | 0 | 0
PseudoUnit | 0 | 0 | 0 | 0 | 0 | 0
FixedInterchange | 0 | 0 | 0 | 0 | 0 | 0
Retirements of Capacity by Reporting Type: PJM_ROM
ReportingType | 2015 | 2020 | 2025 | 2030 | 2035 | 2040
BM | 0 | 0 | 0 | 0 | 0 | 0
CC | 0 | 0 | 0 | 0 | 0 | 0
CSP | 0 | 0 | 0 | 0 | 0 | 0
CT | 0 | 0 | 0 | 0 | 0 | 0
Coal | 8669.49 | 0 | 0 | 0 | 0 | 0
Geo | 0 | 0 | 0 | 0 | 0 | 0
H | 0 | 0 | 0 | 0 | 0 | 0
LFG | 0 | 0 | 0 | 0 | 0 | 0
Nuc | 0 | 0 | 0 | 0 | 1732 | 899
PS | 0 | 0 | 0 | 0 | 0 | 0
PV | 0 | 0 | 0 | 0 | 0 | 0
PeakG | 0 | 0 | 0 | 0 | 0 | 0
PeakO | 270 | 0 | 0 | 0 | 0 | 0
ST | 0 | 0 | 0 | 0 | 0 | 0
STOG | 580 | 3528.99 | 0 | 0 | 0 | 0
STWD | 0 | 0 | 0 | 0 | 0 | 0
WT | 0 | 0 | 0 | 0 | 0 | 0
IGCC | 0 | 0 | 0 | 0 | 0 | 0
DemandResponse | 0 | 0 | 0 | 0 | 0 | 0
IGCC-CCS | 0 | 0 | 0 | 0 | 0 | 0
WT_off | 0 | 0 | 0 | 0 | 0 | 0
PseudoUnit | 0 | 0 | 0 | 0 | 0 | 0
FixedInterchange | 0 | 0 | 0 | 0 | 0 | 0
Retirements of Capacity by Reporting Type: PJM_ROR
ReportingType | 2015 | 2020 | 2025 | 2030 | 2035 | 2040
BM | 0 | 0 | 0 | 0 | 0 | 192
CC | 0 | 0 | 0 | 0 | 0 | 0
CSP | 0 | 0 | 0 | 0 | 0 | 0
CT | 0 | 0 | 0 | 0 | 0 | 0
Coal | 11818.39 | 1526.4 | 0 | 0 | 0 | 0
Geo | 0 | 0 | 0 | 0 | 0 | 0
H | 0 | 0 | 0 | 0 | 0 | 0
LFG | 0 | 0 | 0 | 0 | 0 | 0
Nuc | 0 | 0 | 0 | 867 | 4275 | 4883.16
PS | 0 | 0 | 0 | 0 | 0 | 0
PV | 0 | 0 | 0 | 0 | 0 | 0
PeakG | 0 | 0 | 0 | 0 | 0 | 0
PeakO | 19 | 0 | 0 | 0 | 0 | 0
ST | 0 | 0 | 0 | 0 | 0 | 0
STOG | 35 | 487.91 | 0 | 0 | 0 | 0
STWD | 0 | 0 | 0 | 0 | 0 | 0
WT | 0 | 0 | 0 | 0 | 0 | 0
IGCC | 0 | 0 | 0 | 0 | 0 | 0
DemandResponse | 0 | 0 | 0 | 0 | 0 | 0
IGCC-CCS | 0 | 0 | 0 | 0 | 0 | 0
WT_off | 0 | 0 | 0 | 0 | 0 | 0
PseudoUnit | 0 | 0 | 0 | 0 | 0 | 0
FixedInterchange | 0 | 0 | 0 | 0 | 0 | 0
Retirements of Capacity by Reporting Type: SOCO
ReportingType | 2015 | 2020 | 2025 | 2030 | 2035 | 2040
BM | 0 | 0 | 0 | 0 | 0 | 0
CC | 0 | 0 | 0 | 0 | 0 | 0
CSP | 0 | 0 | 0 | 0 | 0 | 0
CT | 0 | 0 | 0 | 0 | 0 | 0
Coal | 8216.17 | 0 | 0 | 0 | 0 | 0
Geo | 0 | 0 | 0 | 0 | 0 | 0
H | 0 | 0 | 0 | 0 | 0 | 0
LFG | 0 | 0 | 0 | 0 | 0 | 0
Nuc | 0 | 0 | 0 | 0 | 0 | 2645.05
PS | 0 | 0 | 0 | 0 | 0 | 0
PV | 0 | 0 | 0 | 0 | 0 | 0
PeakG | 154.28 | 0 | 0 | 0 | 0 | 0
PeakO | 1139 | 0 | 0 | 0 | 0 | 0
ST | 0 | 0 | 0 | 0 | 0 | 0
STOG | 854 | 0 | 0 | 0 | 0 | 0
STWD | 668 | 0 | 0 | 0 | 0 | 0
WT | 0 | 0 | 0 | 0 | 0 | 0
IGCC | 0 | 0 | 0 | 0 | 0 | 0
DemandResponse | 0 | 0 | 0 | 0 | 0 | 0
IGCC-CCS | 0 | 0 | 0 | 0 | 0 | 0
WT_off | 0 | 0 | 0 | 0 | 0 | 0
PseudoUnit | 0 | 0 | 0 | 0 | 0 | 0
FixedInterchange | 0 | 0 | 0 | 0 | 0 | 0
Retirements of Capacity by Reporting Type: SPP_N
ReportingType | 2015 | 2020 | 2025 | 2030 | 2035 | 2040
BM | 0 | 0 | 0 | 0 | 0 | 0
CC | 0 | 0 | 0 | 0 | 0 | 0
CSP | 0 | 0 | 0 | 0 | 0 | 0
CT | 0 | 0 | 0 | 0 | 0 | 0
Coal | 0 | 0 | 0 | 0 | 0 | 0
Geo | 0 | 0 | 0 | 0 | 0 | 0
H | 0 | 0 | 0 | 0 | 0 | 0
LFG | 0 | 0 | 0 | 0 | 0 | 0
Nuc | 0 | 0 | 0 | 0 | 0 | 0
PS | 0 | 0 | 0 | 0 | 0 | 0
PV | 0 | 0 | 0 | 0 | 0 | 0
PeakG | 0 | 0 | 0 | 0 | 0 | 0
PeakO | 0 | 0 | 0 | 0 | 0 | 0
ST | 0 | 0 | 0 | 0 | 0 | 0
STOG | 86.99 | 0 | 0 | 0 | 0 | 0
STWD | 0 | 0 | 0 | 0 | 0 | 0
WT | 0 | 0 | 0 | 0 | 0 | 0
IGCC | 0 | 0 | 0 | 0 | 0 | 0
DemandResponse | 0 | 0 | 0 | 0 | 0 | 0
IGCC-CCS | 0 | 0 | 0 | 0 | 0 | 0
WT_off | 0 | 0 | 0 | 0 | 0 | 0
PseudoUnit | 0 | 0 | 0 | 0 | 0 | 0
FixedInterchange | 0 | 0 | 0 | 0 | 0 | 0
Retirements of Capacity by Reporting Type: SPP_S
ReportingType | 2015 | 2020 | 2025 | 2030 | 2035 | 2040
BM | 0 | 0 | 0 | 0 | 0 | 0
CC | 0 | 0 | 0 | 0 | 0 | 0
CSP | 0 | 0 | 0 | 0 | 0 | 0
CT | 0 | 0 | 0 | 0 | 0 | 0
Coal | 2 | 0 | 0 | 0 | 0 | 1583.98
Geo | 0 | 0 | 0 | 0 | 0 | 0
H | 0 | 0 | 0 | 0 | 0 | 0
LFG | 0 | 0 | 0 | 0 | 0 | 0
Nuc | 0 | 0 | 0 | 0 | 0 | 0
PS | 0 | 0 | 0 | 0 | 0 | 0
PV | 0 | 0 | 0 | 0 | 0 | 0
PeakG | 0 | 0 | 0 | 0 | 0 | 0
PeakO | 0 | 0 | 0 | 0 | 0 | 0
ST | 0 | 0 | 0 | 0 | 0 | 0
STOG | 4592.1 | 0 | 0 | 0 | 0 | 0
STWD | 0 | 0 | 0 | 0 | 0 | 0
WT | 0 | 0 | 0 | 0 | 0 | 0
IGCC | 0 | 0 | 0 | 0 | 0 | 0
DemandResponse | 0 | 0 | 0 | 0 | 0 | 0
IGCC-CCS | 0 | 0 | 0 | 0 | 0 | 0
WT_off | 0 | 0 | 0 | 0 | 0 | 0
PseudoUnit | 0 | 0 | 0 | 0 | 0 | 0
FixedInterchange | 0 | 0 | 0 | 0 | 0 | 0
Retirements of Capacity by Reporting Type: TVA
ReportingType | 2015 | 2020 | 2025 | 2030 | 2035 | 2040
BM | 0 | 0 | 0 | 0 | 0 | 0
CC | 0 | 0 | 0 | 0 | 0 | 0
CSP | 0 | 0 | 0 | 0 | 0 | 0
CT | 0 | 0 | 0 | 0 | 0 | 0
Coal | 3160.99 | 0 | 0 | 0 | 0 | 0
Geo | 0 | 0 | 0 | 0 | 0 | 0
H | 0 | 0 | 0 | 0 | 0 | 0
LFG | 0 | 0 | 0 | 0 | 0 | 0
Nuc | 0 | 0 | 0 | 0 | 2512.33 | 1278.67
PS | 0 | 0 | 0 | 0 | 0 | 0
PV | 0 | 0 | 0 | 0 | 0 | 0
PeakG | 0 | 0 | 0 | 0 | 0 | 0
PeakO | 0 | 0 | 0 | 0 | 0 | 0
ST | 0 | 0 | 0 | 0 | 0 | 0
STOG | 0 | 0 | 0 | 0 | 0 | 0
STWD | 0 | 0 | 0 | 0 | 0 | 0
WT | 0 | 0 | 0 | 0 | 0 | 0
IGCC | 0 | 0 | 0 | 0 | 0 | 0
DemandResponse | 0 | 0 | 0 | 0 | 0 | 0
IGCC-CCS | 0 | 0 | 0 | 0 | 0 | 0
WT_off | 0 | 0 | 0 | 0 | 0 | 0
PseudoUnit | 0 | 0 | 0 | 0 | 0 | 0
FixedInterchange | 0 | 0 | 0 | 0 | 0 | 0
Retirements of Capacity by Reporting Type: TVA_Transmission
ReportingType | 2015 | 2020 | 2025 | 2030 | 2035 | 2040
BM | 0 | 0 | 0 | 0 | 0 | 0
CC | 0 | 0 | 0 | 0 | 0 | 0
CSP | 0 | 0 | 0 | 0 | 0 | 0
CT | 0 | 0 | 0 | 0 | 0 | 0
Coal | 0 | 0 | 0 | 0 | 0 | 0
Geo | 0 | 0 | 0 | 0 | 0 | 0
H | 0 | 0 | 0 | 0 | 0 | 0
LFG | 0 | 0 | 0 | 0 | 0 | 0
Nuc | 0 | 0 | 0 | 0 | 0 | 0
PS | 0 | 0 | 0 | 0 | 0 | 0
PV | 0 | 0 | 0 | 0 | 0 | 0
PeakG | 0 | 0 | 0 | 0 | 0 | 0
PeakO | 0 | 0 | 0 | 0 | 0 | 0
ST | 0 | 0 | 0 | 0 | 0 | 0
STOG | 0 | 0 | 0 | 0 | 0 | 0
STWD | 0 | 0 | 0 | 0 | 0 | 0
WT | 0 | 0 | 0 | 0 | 0 | 0
IGCC | 0 | 0 | 0 | 0 | 0 | 0
DemandResponse | 0 | 0 | 0 | 0 | 0 | 0
IGCC-CCS | 0 | 0 | 0 | 0 | 0 | 0
WT_off | 0 | 0 | 0 | 0 | 0 | 0
PseudoUnit | 0 | 0 | 0 | 0 | 0 | 0
FixedInterchange | 0 | 0 | 0 | 0 | 0 | 0
Retirements of Capacity by Reporting Type: VACAR
ReportingType | 2015 | 2020 | 2025 | 2030 | 2035 | 2040
BM | 0 | 0 | 0 | 0 | 0 | 0
CC | 0 | 0 | 0 | 0 | 0 | 0
CSP | 0 | 0 | 0 | 0 | 0 | 0
CT | 0 | 0 | 0 | 0 | 0 | 0
Coal | 2954 | 697 | 278.06 | 0 | 0 | 0
Geo | 0 | 0 | 0 | 0 | 0 | 0
H | 0 | 0 | 0 | 0 | 0 | 0
LFG | 0 | 0 | 0 | 0 | 0 | 0
Nuc | 0 | 0 | 0 | 0 | 3248 | 1858
PS | 0 | 0 | 0 | 0 | 0 | 0
PV | 0 | 0 | 0 | 0 | 0 | 0
PeakG | 0 | 0 | 0 | 0 | 0 | 0
PeakO | 0 | 0 | 0 | 0 | 0 | 0
ST | 0 | 0 | 0 | 0 | 0 | 0
STOG | 0 | 0 | 0 | 0 | 0 | 0
STWD | 0 | 0 | 0 | 0 | 0 | 0
WT | 0 | 0 | 0 | 0 | 0 | 0
IGCC | 0 | 0 | 0 | 0 | 0 | 0
DemandResponse | 0 | 0 | 0 | 0 | 0 | 0
IGCC-CCS | 0 | 0 | 0 | 0 | 0 | 0
WT_off | 0 | 0 | 0 | 0 | 0 | 0
PseudoUnit | 0 | 0 | 0 | 0 | 0 | 0
FixedInterchange | 0 | 0 | 0 | 0 | 0 | 0
Retirements of Capacity by Reporting Type: IESO
ReportingType | 2015 | 2020 | 2025 | 2030 | 2035 | 2040
BM | 0 | 0 | 0 | 0 | 0 | 0
CC | 3106.62 | 0 | 0 | 0 | 0 | 0
CSP | 0 | 0 | 0 | 0 | 0 | 0
CT | 0 | 0 | 0 | 0 | 0 | 0
Coal | 6416 | 0 | 0 | 0 | 0 | 0
Geo | 0 | 0 | 0 | 0 | 0 | 0
H | 0 | 0 | 0 | 0 | 0 | 0
LFG | 0 | 0 | 0 | 0 | 0 | 0
Nuc | 0 | 0 | 0 | 0 | 1030 | 1540
PS | 0 | 0 | 0 | 0 | 0 | 0
PV | 0 | 0 | 0 | 0 | 1067.26 | 0
PeakG | 0 | 0 | 0 | 0 | 0 | 0
PeakO | 145.65 | 0 | 0 | 0 | 0 | 0
ST | 0 | 0 | 0 | 0 | 0 | 0
STOG | 2126 | 0 | 0 | 0 | 0 | 0
STWD | 139 | 0 | 0 | 0 | 0 | 0
WT | 0 | 0 | 0 | 0 | 2105.9 | 0
IGCC | 0 | 0 | 0 | 0 | 0 | 0
DemandResponse | 0 | 0 | 0 | 0 | 0 | 0
IGCC-CCS | 0 | 0 | 0 | 0 | 0 | 0
WT_off | 0 | 0 | 0 | 0 | 0 | 0
PseudoUnit | 0 | 0 | 0 | 0 | 0 | 0
FixedInterchange | 0 | 0 | 0 | 0 | 0 | 0
Retirements of Capacity by Reporting Type: MAPP_CA
ReportingType | 2015 | 2020 | 2025 | 2030 | 2035 | 2040
BM | 0 | 0 | 0 | 0 | 0 | 0
CC | 0 | 0 | 0 | 0 | 0 | 0
CSP | 0 | 0 | 0 | 0 | 0 | 0
CT | 0 | 0 | 0 | 0 | 0 | 0
Coal | 892.16 | 0 | 0 | 0 | 0 | 0
Geo | 0 | 0 | 0 | 0 | 0 | 0
H | 0 | 0 | 0 | 0 | 0 | 0
LFG | 0 | 0 | 0 | 0 | 0 | 0
Nuc | 0 | 0 | 0 | 0 | 0 | 0
PS | 0 | 0 | 0 | 0 | 0 | 0
PV | 0 | 0 | 0 | 0 | 0 | 0
PeakG | 0 | 0 | 0 | 0 | 0 | 0
PeakO | 0 | 0 | 0 | 0 | 0 | 0
ST | 0 | 0 | 0 | 0 | 0 | 0
STOG | 0 | 0 | 0 | 0 | 0 | 0
STWD | 0 | 0 | 0 | 0 | 0 | 0
WT | 0 | 0 | 0 | 0 | 0 | 0
IGCC | 0 | 0 | 0 | 0 | 0 | 0
DemandResponse | 0 | 0 | 0 | 0 | 0 | 0
IGCC-CCS | 0 | 0 | 0 | 0 | 0 | 0
WT_off | 0 | 0 | 0 | 0 | 0 | 0
PseudoUnit | 0 | 0 | 0 | 0 | 0 | 0
FixedInterchange | 0 | 0 | 0 | 0 | 0 | 0
Retirements of Capacity by Reporting Type: AZ_NM_SNV_Coal
ReportingType | 2015 | 2020 | 2025 | 2030 | 2035 | 2040
BM | 0 | 0 | 0 | 0 | 0 | 0
CC | 0 | 0 | 0 | 0 | 0 | 0
CSP | 0 | 0 | 0 | 0 | 0 | 0
CT | 0 | 0 | 0 | 0 | 0 | 0
Coal | 0 | 0 | 0 | 0 | 0 | 220
Geo | 0 | 0 | 0 | 0 | 0 | 0
H | 0 | 0 | 0 | 0 | 0 | 0
LFG | 0 | 0 | 0 | 0 | 0 | 0
Nuc | 0 | 0 | 0 | 0 | 0 | 0
PS | 0 | 0 | 0 | 0 | 0 | 0
PV | 0 | 0 | 0 | 0 | 0 | 0
PeakG | 0 | 0 | 0 | 0 | 0 | 0
PeakO | 0 | 0 | 0 | 200 | 0 | 0
ST | 0 | 0 | 0 | 0 | 0 | 0
STOG | 0 | 0 | 0 | 0 | 0 | 0
STWD | 0 | 0 | 0 | 0 | 0 | 0
WT | 0 | 0 | 0 | 0 | 0 | 0
IGCC | 0 | 0 | 0 | 0 | 0 | 0
DemandResponse | 0 | 0 | 0 | 0 | 0 | 0
IGCC-CCS | 0 | 0 | 0 | 0 | 0 | 0
WT_off | 0 | 0 | 0 | 0 | 0 | 0
PseudoUnit | 0 | 0 | 0 | 0 | 0 | 0
FixedInterchange | 0 | 0 | 0 | 0 | 0 | 0
Retirements of Capacity by Reporting Type: AZ_NM_SNV_Gas
ReportingType | 2015 | 2020 | 2025 | 2030 | 2035 | 2040
BM | 0 | 0 | 0 | 0 | 0 | 0
CC | 943.06 | 0 | 0 | 0 | 0 | 0
CSP | 0 | 0 | 0 | 0 | 0 | 0
CT | 0 | 0 | 0 | 0 | 736 | 0
Coal | 0 | 0 | 0 | 0 | 0 | 0
Geo | 0 | 0 | 0 | 0 | 0 | 0
H | 0 | 0 | 0 | 0 | 0 | 0
LFG | 0 | 0 | 0 | 0 | 0 | 0
Nuc | 0 | 0 | 0 | 0 | 0 | 0
PS | 0 | 0 | 0 | 0 | 0 | 0
PV | 0 | 0 | 0 | 0 | 0 | 0
PeakG | 0 | 0 | 0 | 0 | 1484.06 | 2175.94
PeakO | 0 | 0 | 0 | 0 | 0 | 0
ST | 0 | 0 | 0 | 0 | 0 | 0
STOG | 2064 | 0 | 0 | 0 | 0 | 0
STWD | 0 | 0 | 0 | 0 | 0 | 0
WT | 0 | 0 | 0 | 0 | 0 | 0
IGCC | 0 | 0 | 0 | 0 | 0 | 0
DemandResponse | 0 | 0 | 0 | 0 | 0 | 0
IGCC-CCS | 0 | 0 | 0 | 0 | 0 | 0
WT_off | 0 | 0 | 0 | 0 | 0 | 0
PseudoUnit | 0 | 0 | 0 | 0 | 0 | 0
FixedInterchange | 0 | 0 | 0 | 0 | 0 | 0
Retirements of Capacity by Reporting Type: AZ_NM_SNV_NucRenew
ReportingType | 2015 | 2020 | 2025 | 2030 | 2035 | 2040
BM | 0 | 0 | 0 | 0 | 0 | 0
CC | 0 | 0 | 0 | 0 | 0 | 0
CSP | 65 | 0 | 0 | 0 | 0 | 0
CT | 0 | 0 | 0 | 0 | 0 | 0
Coal | 0 | 0 | 0 | 0 | 0 | 0
Geo | 0 | 0 | 0 | 0 | 0 | 0
H | 0 | 0 | 0 | 0 | 0 | 0
LFG | 0 | 0 | 0 | 0 | 0 | 0
Nuc | 0 | 0 | 0 | 0 | 0 | 0
PS | 0 | 0 | 0 | 0 | 0 | 0
PV | 0 | 0 | 0 | 0 | 0 | 0
PeakG | 0 | 0 | 0 | 0 | 0 | 0
PeakO | 0 | 0 | 0 | 0 | 0 | 0
ST | 0 | 0 | 0 | 0 | 0 | 0
STOG | 0 | 0 | 0 | 0 | 0 | 0
STWD | 0 | 0 | 0 | 0 | 0 | 0
WT | 0 | 0 | 0 | 0 | 0 | 0
IGCC | 0 | 0 | 0 | 0 | 0 | 0
DemandResponse | 0 | 0 | 0 | 0 | 0 | 0
IGCC-CCS | 0 | 0 | 0 | 0 | 0 | 0
WT_off | 0 | 0 | 0 | 0 | 0 | 0
PseudoUnit | 0 | 0 | 0 | 0 | 0 | 0
FixedInterchange | 0 | 0 | 0 | 0 | 0 | 0
Retirements of Capacity by Reporting Type: ERCOT
ReportingType | 2015 | 2020 | 2025 | 2030 | 2035 | 2040
BM | 0 | 0 | 0 | 0 | 0 | 0
CC | 0 | 0 | 0 | 0 | 0 | 0
CSP | 0 | 0 | 0 | 0 | 0 | 0
CT | 0 | 0 | 0 | 0 | 0 | 0
Coal | 1475.86 | 0 | 0 | 0 | 0 | 0
Geo | 0 | 0 | 0 | 0 | 0 | 0
H | 0 | 0 | 0 | 0 | 0 | 0
LFG | 0 | 0 | 0 | 0 | 0 | 0
Nuc | 0 | 0 | 0 | 0 | 0 | 0
PS | 0 | 0 | 0 | 0 | 0 | 0
PV | 0 | 0 | 0 | 0 | 14 | 0
PeakG | 0 | 0 | 0 | 0 | 0 | 0
PeakO | 0 | 0 | 0 | 0 | 0 | 0
ST | 0 | 0 | 0 | 0 | 0 | 0
STOG | 2450.42 | 0 | 145.67 | 0 | 0 | 0
STWD | 0 | 0 | 0 | 0 | 0 | 0
WT | 0 | 0 | 0 | 0 | 0 | 0
IGCC | 0 | 0 | 0 | 0 | 0 | 0
DemandResponse | 0 | 0 | 0 | 0 | 0 | 0
IGCC-CCS | 0 | 0 | 0 | 0 | 0 | 0
WT_off | 0 | 0 | 0 | 0 | 0 | 0
PseudoUnit | 0 | 0 | 0 | 0 | 0 | 0
FixedInterchange | 0 | 0 | 0 | 0 | 0 | 0
Retirements of Capacity by Reporting Type: NP15
ReportingType | 2015 | 2020 | 2025 | 2030 | 2035 | 2040
BM | 0 | 0 | 0 | 0 | 0 | 0
CC | 0 | 0 | 0 | 0 | 0 | 0
CSP | 0 | 0 | 0 | 0 | 0 | 0
CT | 0 | 0 | 0 | 0 | 0 | 0
Coal | 163.7 | 0 | 0 | 0 | 28.2 | 0
Geo | 0 | 0 | 0 | 0 | 0 | 0
H | 0 | 0 | 0 | 0 | 0 | 0
LFG | 0 | 0 | 0 | 0 | 0 | 0
Nuc | 0 | 0 | 0 | 0 | 0 | 0
PS | 0 | 0 | 0 | 0 | 0 | 0
PV | 0 | 0 | 0 | 0 | 0 | 0
PeakG | 0 | 0 | 0 | 0 | 0 | 0
PeakO | 156 | 0 | 0 | 0 | 0 | 0
ST | 0 | 0 | 0 | 0 | 0 | 0
STOG | 1046.4 | 0 | 0 | 0 | 0 | 0
STWD | 0 | 0 | 0 | 0 | 0 | 0
WT | 0 | 0 | 0 | 0 | 0 | 0
IGCC | 0 | 0 | 0 | 0 | 0 | 0
DemandResponse | 0 | 0 | 0 | 0 | 0 | 0
IGCC-CCS | 0 | 0 | 0 | 0 | 0 | 0
WT_off | 0 | 0 | 0 | 0 | 0 | 0
PseudoUnit | 0 | 0 | 0 | 0 | 0 | 0
FixedInterchange | 0 | 0 | 0 | 0 | 0 | 0
Retirements of Capacity by Reporting Type: NWPP_Coal
ReportingType | 2015 | 2020 | 2025 | 2030 | 2035 | 2040
BM | 0 | 0 | 0 | 0 | 0 | 0
CC | 0 | 0 | 0 | 0 | 0 | 0
CSP | 0 | 0 | 0 | 0 | 0 | 0
CT | 0 | 0 | 0 | 0 | 0 | 0
Coal | 1373.87 | 0 | 0 | 0 | 0 | 0
Geo | 0 | 0 | 0 | 0 | 0 | 0
H | 0 | 0 | 0 | 0 | 0 | 0
LFG | 0 | 0 | 0 | 0 | 0 | 0
Nuc | 0 | 0 | 0 | 0 | 0 | 0
PS | 0 | 0 | 0 | 0 | 0 | 0
PV | 0 | 0 | 0 | 0 | 0 | 0
PeakG | 0 | 0 | 0 | 0 | 0 | 0
PeakO | 183 | 0 | 0 | 0 | 0 | 0
ST | 0 | 0 | 0 | 0 | 0 | 0
STOG | 0 | 0 | 0 | 0 | 0 | 0
STWD | 0 | 0 | 0 | 0 | 0 | 0
WT | 0 | 0 | 0 | 0 | 0 | 0
IGCC | 0 | 0 | 0 | 0 | 0 | 0
DemandResponse | 0 | 0 | 0 | 0 | 0 | 0
IGCC-CCS | 0 | 0 | 0 | 0 | 0 | 0
WT_off | 0 | 0 | 0 | 0 | 0 | 0
PseudoUnit | 0 | 0 | 0 | 0 | 0 | 0
FixedInterchange | 0 | 0 | 0 | 0 | 0 | 0
Retirements of Capacity by Reporting Type: NWPP_Gas
ReportingType | 2015 | 2020 | 2025 | 2030 | 2035 | 2040
BM | 0 | 0 | 0 | 0 | 0 | 0
CC | 1678 | 0 | 0 | 0 | 0 | 0
CSP | 0 | 0 | 0 | 0 | 0 | 0
CT | 0 | 0 | 0 | 0 | 150 | 0
Coal | 0 | 0 | 0 | 0 | 0 | 0
Geo | 0 | 0 | 0 | 0 | 0 | 0
H | 0 | 0 | 0 | 0 | 0 | 0
LFG | 0 | 0 | 0 | 0 | 0 | 0
Nuc | 0 | 0 | 0 | 0 | 0 | 0
PS | 0 | 0 | 0 | 0 | 0 | 0
PV | 0 | 0 | 0 | 0 | 0 | 0
PeakG | 2623 | 0 | 0 | 0 | 0 | 0
PeakO | 0 | 0 | 0 | 0 | 0 | 0
ST | 0 | 0 | 0 | 0 | 0 | 0
STOG | 786 | 0 | 0 | 0 | 0 | 0
STWD | 0 | 0 | 0 | 0 | 0 | 0
WT | 0 | 0 | 0 | 0 | 0 | 0
IGCC | 0 | 0 | 0 | 0 | 0 | 0
DemandResponse | 0 | 0 | 0 | 0 | 0 | 0
IGCC-CCS | 0 | 0 | 0 | 0 | 0 | 0
WT_off | 0 | 0 | 0 | 0 | 0 | 0
PseudoUnit | 0 | 0 | 0 | 0 | 0 | 0
FixedInterchange | 0 | 0 | 0 | 0 | 0 | 0
Retirements of Capacity by Reporting Type: NWPP_NucRenew
ReportingType | 2015 | 2020 | 2025 | 2030 | 2035 | 2040
BM | 0 | 0 | 0 | 0 | 0 | 0
CC | 0 | 0 | 0 | 0 | 0 | 0
CSP | 0 | 0 | 0 | 0 | 0 | 0
CT | 0 | 0 | 0 | 0 | 0 | 0
Coal | 0 | 0 | 0 | 0 | 0 | 0
Geo | 4.8 | 0 | 0 | 0 | 0 | 0
H | 0 | 0 | 0 | 0 | 0 | 0
LFG | 0 | 0 | 0 | 0 | 0 | 0
Nuc | 0 | 0 | 0 | 0 | 0 | 0
PS | 0 | 0 | 0 | 0 | 0 | 0
PV | 0 | 0 | 0 | 0 | 0 | 0
PeakG | 0 | 0 | 0 | 0 | 0 | 0
PeakO | 0 | 0 | 0 | 0 | 0 | 0
ST | 0 | 0 | 0 | 0 | 0 | 0
STOG | 0 | 0 | 0 | 0 | 0 | 0
STWD | 533.77 | 0 | 0 | 0 | 0 | 0
WT | 0 | 0 | 0 | 0 | 0 | 0
IGCC | 0 | 0 | 0 | 0 | 0 | 0
DemandResponse | 0 | 0 | 0 | 0 | 0 | 0
IGCC-CCS | 0 | 0 | 0 | 0 | 0 | 0
WT_off | 0 | 0 | 0 | 0 | 0 | 0
PseudoUnit | 0 | 0 | 0 | 0 | 0 | 0
FixedInterchange | 0 | 0 | 0 | 0 | 0 | 0
Retirements of Capacity by Reporting Type: RMPA
ReportingType | 2015 | 2020 | 2025 | 2030 | 2035 | 2040
BM | 0 | 0 | 0 | 0 | 0 | 0
CC | 0 | 0 | 0 | 0 | 0 | 0
CSP | 1 | 0 | 0 | 0 | 0 | 0
CT | 0 | 0 | 0 | 0 | 152 | 0
Coal | 567.86 | 170.5 | 352 | 0 | 0 | 159.14
Geo | 0 | 0 | 0 | 0 | 0 | 0
H | 0 | 0 | 0 | 0 | 0 | 0
LFG | 0 | 0 | 0 | 0 | 0 | 0
Nuc | 0 | 0 | 0 | 0 | 0 | 0
PS | 0 | 0 | 0 | 0 | 0 | 0
PV | 0 | 0 | 0 | 0 | 0 | 0
PeakG | 0 | 0 | 0 | 0 | 0 | 0
PeakO | 0 | 0 | 16.88 | 0 | 0 | 0
ST | 0 | 0 | 0 | 0 | 0 | 0
STOG | 217 | 0 | 0 | 0 | 0 | 0
STWD | 0 | 0 | 0 | 0 | 0 | 0
WT | 0 | 0 | 0 | 0 | 0 | 0
IGCC | 0 | 0 | 0 | 0 | 0 | 0
DemandResponse | 0 | 0 | 0 | 0 | 0 | 0
IGCC-CCS | 0 | 0 | 0 | 0 | 0 | 0
WT_off | 0 | 0 | 0 | 0 | 0 | 0
PseudoUnit | 0 | 0 | 0 | 0 | 0 | 0
FixedInterchange | 0 | 0 | 0 | 0 | 0 | 0
Retirements of Capacity by Reporting Type: SP15
ReportingType | 2015 | 2020 | 2025 | 2030 | 2035 | 2040
BM | 0 | 0 | 0 | 0 | 0 | 0
CC | 0 | 0 | 0 | 0 | 0 | 0
CSP | 409 | 0 | 0 | 0 | 0 | 0
CT | 0 | 0 | 0 | 0 | 0 | 0
Coal | 141.5 | 0 | 0 | 0 | 101.2 | 0
Geo | 0 | 0 | 0 | 0 | 0 | 0
H | 0 | 0 | 0 | 0 | 0 | 0
LFG | 0 | 0 | 0 | 0 | 0 | 0
Nuc | 0 | 0 | 0 | 0 | 0 | 0
PS | 0 | 0 | 0 | 0 | 0 | 0
PV | 0 | 0 | 0 | 0 | 3.8 | 0
PeakG | 44 | 0 | 0 | 0 | 0 | 0
PeakO | 15 | 0 | 0 | 0 | 0 | 0
ST | 0 | 0 | 0 | 0 | 0 | 0
STOG | 958 | 0 | 0 | 0 | 0 | 0
STWD | 0 | 0 | 0 | 0 | 0 | 0
WT | 126.2 | 0 | 0 | 0 | 0 | 0
IGCC | 0 | 0 | 0 | 0 | 0 | 0
DemandResponse | 0 | 0 | 0 | 0 | 0 | 0
IGCC-CCS | 0 | 0 | 0 | 0 | 0 | 0
WT_off | 0 | 0 | 0 | 0 | 0 | 0
PseudoUnit | 0 | 0 | 0 | 0 | 0 | 0
FixedInterchange | 0 | 0 | 0 | 0 | 0 | 0
Retirements of Capacity by Reporting Type: ALB
ReportingType | 2015 | 2020 | 2025 | 2030 | 2035 | 2040
BM | 0 | 0 | 0 | 0 | 0 | 0
CC | 0 | 0 | 0 | 0 | 0 | 23.71
CSP | 0 | 0 | 0 | 0 | 0 | 0
CT | 0 | 0 | 0 | 0 | 201.5 | 0
Coal | 0 | 0 | 0 | 0 | 0 | 0
Geo | 0 | 0 | 0 | 0 | 0 | 0
H | 0 | 0 | 0 | 0 | 0 | 0
LFG | 0 | 0 | 0 | 0 | 0 | 0
Nuc | 0 | 0 | 0 | 0 | 0 | 0
PS | 0 | 0 | 0 | 0 | 0 | 0
PV | 0 | 0 | 0 | 0 | 0 | 0
PeakG | 892.12 | 96.09 | 0 | 0 | 0 | 0
PeakO | 6 | 0 | 0 | 0 | 0 | 0
ST | 0 | 0 | 0 | 0 | 0 | 0
STOG | 186 | 0 | 0 | 0 | 0 | 0
STWD | 174 | 0 | 0 | 0 | 0 | 0
WT | 0 | 0 | 0 | 0 | 0 | 0
IGCC | 0 | 0 | 0 | 0 | 0 | 0
DemandResponse | 0 | 0 | 0 | 0 | 0 | 0
IGCC-CCS | 0 | 0 | 0 | 0 | 0 | 0
WT_off | 0 | 0 | 0 | 0 | 0 | 0
PseudoUnit | 0 | 0 | 0 | 0 | 0 | 0
FixedInterchange | 0 | 0 | 0 | 0 | 0 | 0
Retirements of Capacity by Reporting Type: BC
ReportingType | 2015 | 2020 | 2025 | 2030 | 2035 | 2040
BM | 0 | 0 | 0 | 0 | 0 | 0
CC | 0 | 0 | 0 | 0 | 0 | 0
CSP | 0 | 0 | 0 | 0 | 0 | 0
CT | 0 | 0 | 0 | 0 | 0 | 0
Coal | 0 | 0 | 0 | 0 | 0 | 0
Geo | 0 | 0 | 0 | 0 | 0 | 0
H | 0 | 0 | 0 | 0 | 0 | 0
LFG | 0 | 0 | 0 | 0 | 0 | 0
Nuc | 0 | 0 | 0 | 0 | 0 | 0
PS | 0 | 0 | 0 | 0 | 0 | 0
PV | 0 | 0 | 0 | 0 | 0 | 0
PeakG | 0 | 0 | 0 | 0 | 0 | 0
PeakO | 0 | 0 | 0 | 0 | 0 | 0
ST | 0 | 0 | 0 | 0 | 0 | 0
STOG | 938 | 0 | 0 | 0 | 0 | 0
STWD | 0 | 0 | 0 | 0 | 0 | 0
WT | 0 | 0 | 0 | 0 | 0 | 0
IGCC | 0 | 0 | 0 | 0 | 0 | 0
DemandResponse | 0 | 0 | 0 | 0 | 0 | 0
IGCC-CCS | 0 | 0 | 0 | 0 | 0 | 0
WT_off | 0 | 0 | 0 | 0 | 0 | 0
PseudoUnit | 0 | 0 | 0 | 0 | 0 | 0
FixedInterchange | 0 | 0 | 0 | 0 | 0 | 0
Retirements of Capacity by Reporting Type: HQ_IESO
ReportingType | 2015 | 2020 | 2025 | 2030 | 2035 | 2040
BM | 0 | 0 | 0 | 0 | 0 | 0
CC | 0 | 0 | 0 | 0 | 0 | 0
CSP | 0 | 0 | 0 | 0 | 0 | 0
CT | 0 | 0 | 0 | 0 | 0 | 0
Coal | 0 | 0 | 0 | 0 | 0 | 0
Geo | 0 | 0 | 0 | 0 | 0 | 0
H | 0 | 0 | 0 | 0 | 0 | 0
LFG | 0 | 0 | 0 | 0 | 0 | 0
Nuc | 0 | 0 | 0 | 0 | 0 | 0
PS | 0 | 0 | 0 | 0 | 0 | 0
PV | 0 | 0 | 0 | 0 | 0 | 0
PeakG | 0 | 0 | 0 | 0 | 0 | 0
PeakO | 0 | 0 | 0 | 0 | 0 | 0
ST | 0 | 0 | 0 | 0 | 0 | 0
STOG | 0 | 0 | 0 | 0 | 0 | 0
STWD | 0 | 0 | 0 | 0 | 0 | 0
WT | 0 | 0 | 0 | 0 | 0 | 0
IGCC | 0 | 0 | 0 | 0 | 0 | 0
DemandResponse | 0 | 0 | 0 | 0 | 0 | 0
IGCC-CCS | 0 | 0 | 0 | 0 | 0 | 0
WT_off | 0 | 0 | 0 | 0 | 0 | 0
PseudoUnit | 0 | 0 | 0 | 0 | 0 | 0
FixedInterchange | 0 | 0 | 0 | 0 | 0 | 0
Retirements of Capacity by Reporting Type: HQ_NEISO
ReportingType | 2015 | 2020 | 2025 | 2030 | 2035 | 2040
BM | 0 | 0 | 0 | 0 | 0 | 0
CC | 0 | 0 | 0 | 0 | 0 | 0
CSP | 0 | 0 | 0 | 0 | 0 | 0
CT | 0 | 0 | 0 | 0 | 0 | 0
Coal | 0 | 0 | 0 | 0 | 0 | 0
Geo | 0 | 0 | 0 | 0 | 0 | 0
H | 0 | 0 | 0 | 0 | 0 | 0
LFG | 0 | 0 | 0 | 0 | 0 | 0
Nuc | 0 | 0 | 0 | 0 | 0 | 0
PS | 0 | 0 | 0 | 0 | 0 | 0
PV | 0 | 0 | 0 | 0 | 0 | 0
PeakG | 0 | 0 | 0 | 0 | 0 | 0
PeakO | 0 | 0 | 0 | 0 | 0 | 0
ST | 0 | 0 | 0 | 0 | 0 | 0
STOG | 0 | 0 | 0 | 0 | 0 | 0
STWD | 0 | 0 | 0 | 0 | 0 | 0
WT | 0 | 0 | 0 | 0 | 0 | 0
IGCC | 0 | 0 | 0 | 0 | 0 | 0
DemandResponse | 0 | 0 | 0 | 0 | 0 | 0
IGCC-CCS | 0 | 0 | 0 | 0 | 0 | 0
WT_off | 0 | 0 | 0 | 0 | 0 | 0
PseudoUnit | 0 | 0 | 0 | 0 | 0 | 0
FixedInterchange | 0 | 0 | 0 | 0 | 0 | 0
Retirements of Capacity by Reporting Type: HQ_NY
ReportingType | 2015 | 2020 | 2025 | 2030 | 2035 | 2040
BM | 0 | 0 | 0 | 0 | 0 | 0
CC | 0 | 0 | 0 | 0 | 0 | 0
CSP | 0 | 0 | 0 | 0 | 0 | 0
CT | 0 | 0 | 0 | 0 | 0 | 0
Coal | 0 | 0 | 0 | 0 | 0 | 0
Geo | 0 | 0 | 0 | 0 | 0 | 0
H | 0 | 0 | 0 | 0 | 0 | 0
LFG | 0 | 0 | 0 | 0 | 0 | 0
Nuc | 0 | 0 | 0 | 0 | 0 | 0
PS | 0 | 0 | 0 | 0 | 0 | 0
PV | 0 | 0 | 0 | 0 | 0 | 0
PeakG | 0 | 0 | 0 | 0 | 0 | 0
PeakO | 0 | 0 | 0 | 0 | 0 | 0
ST | 0 | 0 | 0 | 0 | 0 | 0
STOG | 0 | 0 | 0 | 0 | 0 | 0
STWD | 0 | 0 | 0 | 0 | 0 | 0
WT | 0 | 0 | 0 | 0 | 0 | 0
IGCC | 0 | 0 | 0 | 0 | 0 | 0
DemandResponse | 0 | 0 | 0 | 0 | 0 | 0
IGCC-CCS | 0 | 0 | 0 | 0 | 0 | 0
WT_off | 0 | 0 | 0 | 0 | 0 | 0
PseudoUnit | 0 | 0 | 0 | 0 | 0 | 0
FixedInterchange | 0 | 0 | 0 | 0 | 0 | 0
Retirements of Capacity by Reporting Type: MARITIMES
ReportingType | 2015 | 2020 | 2025 | 2030 | 2035 | 2040
BM | 0 | 0 | 0 | 0 | 0 | 0
CC | 0 | 0 | 0 | 0 | 0 | 0
CSP | 0 | 0 | 0 | 0 | 0 | 0
CT | 0 | 0 | 0 | 0 | 0 | 0
Coal | 0 | 0 | 0 | 0 | 0 | 0
Geo | 0 | 0 | 0 | 0 | 0 | 0
H | 0 | 0 | 0 | 0 | 0 | 0
LFG | 0 | 0 | 0 | 0 | 0 | 0
Nuc | 0 | 0 | 0 | 0 | 0 | 0
PS | 0 | 0 | 0 | 0 | 0 | 0
PV | 0 | 0 | 0 | 0 | 0 | 0
PeakG | 0 | 0 | 0 | 0 | 0 | 0
PeakO | 0 | 0 | 0 | 0 | 0 | 0
ST | 0 | 0 | 0 | 0 | 0 | 0
STOG | 0 | 0 | 0 | 0 | 0 | 0
STWD | 0 | 0 | 0 | 0 | 0 | 0
WT | 0 | 0 | 0 | 0 | 0 | 0
IGCC | 0 | 0 | 0 | 0 | 0 | 0
DemandResponse | 0 | 0 | 0 | 0 | 0 | 0
IGCC-CCS | 0 | 0 | 0 | 0 | 0 | 0
WT_off | 0 | 0 | 0 | 0 | 0 | 0
PseudoUnit | 0 | 0 | 0 | 0 | 0 | 0
FixedInterchange | 0 | 0 | 0 | 0 | 0 | 0
Retirements of Capacity by Reporting Type: All
ReportingType | 2015 | 2020 | 2025 | 2030 | 2035 | 2040
BM | 0 | 0 | 0 | 0 | 0 | 192
CC | 8071.07 | 0 | 0 | 0 | 0 | 23.71
CSP | 475 | 0 | 0 | 0 | 0 | 0
CT | 0 | 0 | 0 | 0 | 1239.5 | 0
Coal | 66128.17 | 4411.9 | 630.06 | 0 | 129.4 | 2651.79
Geo | 4.8 | 0 | 0 | 0 | 0 | 0
H | 0 | 0 | 0 | 0 | 0 | 0
LFG | 0 | 0 | 0 | 0 | 0 | 0
Nuc | 0 | 614.5 | 0 | 1488.2 | 26575.7 | 19706
PS | 0 | 0 | 0 | 0 | 0 | 0
PV | 0 | 0 | 0 | 0 | 1117.06 | 0
PeakG | 3981.9 | 96.09 | 0 | 0 | 1484.06 | 2175.94
PeakO | 2626.7 | 0 | 16.88 | 200 | 0 | 0
ST | 0 | 0 | 0 | 0 | 0 | 0
STOG | 46577.19 | 4016.91 | 843.56 | 0 | 0 | 0
STWD | 1514.77 | 0 | 0 | 0 | 0 | 0
WT | 126.2 | 0 | 0 | 0 | 2105.9 | 0
IGCC | 0 | 0 | 0 | 0 | 0 | 0
DemandResponse | 0 | 0 | 0 | 0 | 0 | 0
IGCC-CCS | 0 | 0 | 0 | 0 | 0 | 0
WT_off | 0 | 0 | 0 | 0 | 468 | 0
PseudoUnit | 0 | 0 | 0 | 0 | 0 | 0
FixedInterchange | 0 | 0 | 0 | 0 | 0 | 0
Retirements of Capacity by Reporting Type: EI_US
ReportingType | 2015 | 2020 | 2025 | 2030 | 2035 | 2040
BM | 0 | 0 | 0 | 0 | 0 | 192
CC | 2343.39 | 0 | 0 | 0 | 0 | 0
CSP | 0 | 0 | 0 | 0 | 0 | 0
CT | 0 | 0 | 0 | 0 | 0 | 0
Coal | 55097.22 | 4241.4 | 278.06 | 0 | 0 | 2272.64
Geo | 0 | 0 | 0 | 0 | 0 | 0
H | 0 | 0 | 0 | 0 | 0 | 0
LFG | 0 | 0 | 0 | 0 | 0 | 0
Nuc | 0 | 614.5 | 0 | 1488.2 | 25545.7 | 18166
PS | 0 | 0 | 0 | 0 | 0 | 0
PV | 0 | 0 | 0 | 0 | 32 | 0
PeakG | 422.78 | 0 | 0 | 0 | 0 | 0
PeakO | 2121.06 | 0 | 0 | 0 | 0 | 0
ST | 0 | 0 | 0 | 0 | 0 | 0
STOG | 35805.36 | 4016.91 | 697.9 | 0 | 0 | 0
STWD | 668 | 0 | 0 | 0 | 0 | 0
WT | 0 | 0 | 0 | 0 | 0 | 0
IGCC | 0 | 0 | 0 | 0 | 0 | 0
DemandResponse | 0 | 0 | 0 | 0 | 0 | 0
IGCC-CCS | 0 | 0 | 0 | 0 | 0 | 0
WT_off | 0 | 0 | 0 | 0 | 468 | 0
PseudoUnit | 0 | 0 | 0 | 0 | 0 | 0
FixedInterchange | 0 | 0 | 0 | 0 | 0 | 0
Retirements of Capacity by Reporting Type: EI_Canada
ReportingType | 2015 | 2020 | 2025 | 2030 | 2035 | 2040
BM | 0 | 0 | 0 | 0 | 0 | 0
CC | 3106.62 | 0 | 0 | 0 | 0 | 0
CSP | 0 | 0 | 0 | 0 | 0 | 0
CT | 0 | 0 | 0 | 0 | 0 | 0
Coal | 7308.16 | 0 | 0 | 0 | 0 | 0
Geo | 0 | 0 | 0 | 0 | 0 | 0
H | 0 | 0 | 0 | 0 | 0 | 0
LFG | 0 | 0 | 0 | 0 | 0 | 0
Nuc | 0 | 0 | 0 | 0 | 1030 | 1540
PS | 0 | 0 | 0 | 0 | 0 | 0
PV | 0 | 0 | 0 | 0 | 1067.26 | 0
PeakG | 0 | 0 | 0 | 0 | 0 | 0
PeakO | 145.65 | 0 | 0 | 0 | 0 | 0
ST | 0 | 0 | 0 | 0 | 0 | 0
STOG | 2126 | 0 | 0 | 0 | 0 | 0
STWD | 139 | 0 | 0 | 0 | 0 | 0
WT | 0 | 0 | 0 | 0 | 2105.9 | 0
IGCC | 0 | 0 | 0 | 0 | 0 | 0
DemandResponse | 0 | 0 | 0 | 0 | 0 | 0
IGCC-CCS | 0 | 0 | 0 | 0 | 0 | 0
WT_off | 0 | 0 | 0 | 0 | 0 | 0
PseudoUnit | 0 | 0 | 0 | 0 | 0 | 0
FixedInterchange | 0 | 0 | 0 | 0 | 0 | 0
Retirements of Capacity by Reporting Type: EI
ReportingType | 2015 | 2020 | 2025 | 2030 | 2035 | 2040
BM | 0 | 0 | 0 | 0 | 0 | 192
CC | 5450 | 0 | 0 | 0 | 0 | 0
CSP | 0 | 0 | 0 | 0 | 0 | 0
CT | 0 | 0 | 0 | 0 | 0 | 0
Coal | 62405.38 | 4241.4 | 278.06 | 0 | 0 | 2272.64
Geo | 0 | 0 | 0 | 0 | 0 | 0
H | 0 | 0 | 0 | 0 | 0 | 0
LFG | 0 | 0 | 0 | 0 | 0 | 0
Nuc | 0 | 614.5 | 0 | 1488.2 | 26575.7 | 19706
PS | 0 | 0 | 0 | 0 | 0 | 0
PV | 0 | 0 | 0 | 0 | 1099.26 | 0
PeakG | 422.78 | 0 | 0 | 0 | 0 | 0
PeakO | 2266.7 | 0 | 0 | 0 | 0 | 0
ST | 0 | 0 | 0 | 0 | 0 | 0
STOG | 37931.36 | 4016.91 | 697.9 | 0 | 0 | 0
STWD | 807 | 0 | 0 | 0 | 0 | 0
WT | 0 | 0 | 0 | 0 | 2105.9 | 0
IGCC | 0 | 0 | 0 | 0 | 0 | 0
DemandResponse | 0 | 0 | 0 | 0 | 0 | 0
IGCC-CCS | 0 | 0 | 0 | 0 | 0 | 0
WT_off | 0 | 0 | 0 | 0 | 468 | 0
PseudoUnit | 0 | 0 | 0 | 0 | 0 | 0
FixedInterchange | 0 | 0 | 0 | 0 | 0 | 0
Retirements of Capacity by Reporting Type: Outside_EI
ReportingType | 2015 | 2020 | 2025 | 2030 | 2035 | 2040
BM | 0 | 0 | 0 | 0 | 0 | 0
CC | 2621.06 | 0 | 0 | 0 | 0 | 23.71
CSP | 475 | 0 | 0 | 0 | 0 | 0
CT | 0 | 0 | 0 | 0 | 1239.5 | 0
Coal | 3722.79 | 170.5 | 352 | 0 | 129.4 | 379.14
Geo | 4.8 | 0 | 0 | 0 | 0 | 0
H | 0 | 0 | 0 | 0 | 0 | 0
LFG | 0 | 0 | 0 | 0 | 0 | 0
Nuc | 0 | 0 | 0 | 0 | 0 | 0
PS | 0 | 0 | 0 | 0 | 0 | 0
PV | 0 | 0 | 0 | 0 | 17.8 | 0
PeakG | 3559.12 | 96.09 | 0 | 0 | 1484.06 | 2175.94
PeakO | 360 | 0 | 16.88 | 200 | 0 | 0
ST | 0 | 0 | 0 | 0 | 0 | 0
STOG | 8645.82 | 0 | 145.67 | 0 | 0 | 0
STWD | 707.77 | 0 | 0 | 0 | 0 | 0
WT | 126.2 | 0 | 0 | 0 | 0 | 0
IGCC | 0 | 0 | 0 | 0 | 0 | 0
DemandResponse | 0 | 0 | 0 | 0 | 0 | 0
IGCC-CCS | 0 | 0 | 0 | 0 | 0 | 0
WT_off | 0 | 0 | 0 | 0 | 0 | 0
PseudoUnit | 0 | 0 | 0 | 0 | 0 | 0
FixedInterchange | 0 | 0 | 0 | 0 | 0 | 0
#4 | Cumulative Retirements of Capacity (MW)
Cumulative Retirements of Capacity by Reporting Type: Entergy
ReportingType | 2015 | 2020 | 2025 | 2030 | 2035 | 2040
BM | 0 | 0 | 0 | 0 | 0 | 0
CC | 0 | 0 | 0 | 0 | 0 | 0
CSP | 0 | 0 | 0 | 0 | 0 | 0
CT | 0 | 0 | 0 | 0 | 0 | 0
Coal | 892.9 | 892.9 | 892.9 | 892.9 | 892.9 | 892.9
Geo | 0 | 0 | 0 | 0 | 0 | 0
H | 0 | 0 | 0 | 0 | 0 | 0
LFG | 0 | 0 | 0 | 0 | 0 | 0
Nuc | 0 | 0 | 0 | 0 | 842 | 1839
PS | 0 | 0 | 0 | 0 | 0 | 0
PV | 0 | 0 | 0 | 0 | 0 | 0
PeakG | 0 | 0 | 0 | 0 | 0 | 0
PeakO | 0 | 0 | 0 | 0 | 0 | 0
ST | 0 | 0 | 0 | 0 | 0 | 0
STOG | 10849.65 | 10849.65 | 11268.79 | 11268.79 | 11268.79 | 11268.79
STWD | 0 | 0 | 0 | 0 | 0 | 0
WT | 0 | 0 | 0 | 0 | 0 | 0
IGCC | 0 | 0 | 0 | 0 | 0 | 0
DemandResponse | 0 | 0 | 0 | 0 | 0 | 0
IGCC-CCS | 0 | 0 | 0 | 0 | 0 | 0
WT_off | 0 | 0 | 0 | 0 | 0 | 0
PseudoUnit | 0 | 0 | 0 | 0 | 0 | 0
FixedInterchange | 0 | 0 | 0 | 0 | 0 | 0
Cumulative Retirements of Capacity by Reporting Type: FRCC
ReportingType | 2015 | 2020 | 2025 | 2030 | 2035 | 2040
BM | 0 | 0 | 0 | 0 | 0 | 0
CC | 0 | 0 | 0 | 0 | 0 | 0
CSP | 0 | 0 | 0 | 0 | 0 | 0
CT | 0 | 0 | 0 | 0 | 0 | 0
Coal | 466 | 1335 | 1335 | 1335 | 1335 | 1335
Geo | 0 | 0 | 0 | 0 | 0 | 0
H | 0 | 0 | 0 | 0 | 0 | 0
LFG | 0 | 0 | 0 | 0 | 0 | 0
Nuc | 0 | 0 | 0 | 0 | 1615.33 | 3292.33
PS | 0 | 0 | 0 | 0 | 0 | 0
PV | 0 | 0 | 0 | 0 | 0 | 0
PeakG | 0 | 0 | 0 | 0 | 0 | 0
PeakO | 0 | 0 | 0 | 0 | 0 | 0
ST | 0 | 0 | 0 | 0 | 0 | 0
STOG | 5480.16 | 5480.16 | 5758.92 | 5758.92 | 5758.92 | 5758.92
STWD | 0 | 0 | 0 | 0 | 0 | 0
WT | 0 | 0 | 0 | 0 | 0 | 0
IGCC | 0 | 0 | 0 | 0 | 0 | 0
DemandResponse | 0 | 0 | 0 | 0 | 0 | 0
IGCC-CCS | 0 | 0 | 0 | 0 | 0 | 0
WT_off | 0 | 0 | 0 | 0 | 0 | 0
PseudoUnit | 0 | 0 | 0 | 0 | 0 | 0
FixedInterchange | 0 | 0 | 0 | 0 | 0 | 0
Cumulative Retirements of Capacity by Reporting Type: MAPP_US
ReportingType | 2015 | 2020 | 2025 | 2030 | 2035 | 2040
BM | 0 | 0 | 0 | 0 | 0 | 0
CC | 0 | 0 | 0 | 0 | 0 | 0
CSP | 0 | 0 | 0 | 0 | 0 | 0
CT | 0 | 0 | 0 | 0 | 0 | 0
Coal | 612.6 | 612.6 | 612.6 | 612.6 | 612.6 | 612.6
Geo | 0 | 0 | 0 | 0 | 0 | 0
H | 0 | 0 | 0 | 0 | 0 | 0
LFG | 0 | 0 | 0 | 0 | 0 | 0
Nuc | 0 | 0 | 0 | 0 | 0 | 0
PS | 0 | 0 | 0 | 0 | 0 | 0
PV | 0 | 0 | 0 | 0 | 0 | 0
PeakG | 0 | 0 | 0 | 0 | 0 | 0
PeakO | 345.99 | 345.99 | 345.99 | 345.99 | 345.99 | 345.99
ST | 0 | 0 | 0 | 0 | 0 | 0
STOG | 36 | 36 | 36 | 36 | 36 | 36
STWD | 0 | 0 | 0 | 0 | 0 | 0
WT | 0 | 0 | 0 | 0 | 0 | 0
IGCC | 0 | 0 | 0 | 0 | 0 | 0
DemandResponse | 0 | 0 | 0 | 0 | 0 | 0
IGCC-CCS | 0 | 0 | 0 | 0 | 0 | 0
WT_off | 0 | 0 | 0 | 0 | 0 | 0
PseudoUnit | 0 | 0 | 0 | 0 | 0 | 0
FixedInterchange | 0 | 0 | 0 | 0 | 0 | 0
Cumulative Retirements of Capacity by Reporting Type: MISO_IN
ReportingType | 2015 | 2020 | 2025 | 2030 | 2035 | 2040
BM | 0 | 0 | 0 | 0 | 0 | 0
CC | 0 | 0 | 0 | 0 | 0 | 0
CSP | 0 | 0 | 0 | 0 | 0 | 0
CT | 0 | 0 | 0 | 0 | 0 | 0
Coal | 1249.9 | 1249.9 | 1249.9 | 1249.9 | 1249.9 | 1249.9
Geo | 0 | 0 | 0 | 0 | 0 | 0
H | 0 | 0 | 0 | 0 | 0 | 0
LFG | 0 | 0 | 0 | 0 | 0 | 0
Nuc | 0 | 0 | 0 | 0 | 0 | 0
PS | 0 | 0 | 0 | 0 | 0 | 0
PV | 0 | 0 | 0 | 0 | 0 | 0
PeakG | 0 | 0 | 0 | 0 | 0 | 0
PeakO | 0 | 0 | 0 | 0 | 0 | 0
ST | 0 | 0 | 0 | 0 | 0 | 0
STOG | 0 | 0 | 0 | 0 | 0 | 0
STWD | 0 | 0 | 0 | 0 | 0 | 0
WT | 0 | 0 | 0 | 0 | 0 | 0
IGCC | 0 | 0 | 0 | 0 | 0 | 0
DemandResponse | 0 | 0 | 0 | 0 | 0 | 0
IGCC-CCS | 0 | 0 | 0 | 0 | 0 | 0
WT_off | 0 | 0 | 0 | 0 | 0 | 0
PseudoUnit | 0 | 0 | 0 | 0 | 0 | 0
FixedInterchange | 0 | 0 | 0 | 0 | 0 | 0
Cumulative Retirements of Capacity by Reporting Type: MISO_MI
ReportingType | 2015 | 2020 | 2025 | 2030 | 2035 | 2040
BM | 0 | 0 | 0 | 0 | 0 | 0
CC | 0 | 0 | 0 | 0 | 0 | 0
CSP | 0 | 0 | 0 | 0 | 0 | 0
CT | 0 | 0 | 0 | 0 | 0 | 0
Coal | 2325.99 | 2325.99 | 2325.99 | 2325.99 | 2325.99 | 2325.99
Geo | 0 | 0 | 0 | 0 | 0 | 0
H | 0 | 0 | 0 | 0 | 0 | 0
LFG | 0 | 0 | 0 | 0 | 0 | 0
Nuc | 0 | 0 | 0 | 0 | 778 | 778
PS | 0 | 0 | 0 | 0 | 0 | 0
PV | 0 | 0 | 0 | 0 | 0 | 0
PeakG | 0 | 0 | 0 | 0 | 0 | 0
PeakO | 0 | 0 | 0 | 0 | 0 | 0
ST | 0 | 0 | 0 | 0 | 0 | 0
STOG | 0 | 0 | 0 | 0 | 0 | 0
STWD | 0 | 0 | 0 | 0 | 0 | 0
WT | 0 | 0 | 0 | 0 | 0 | 0
IGCC | 0 | 0 | 0 | 0 | 0 | 0
DemandResponse | 0 | 0 | 0 | 0 | 0 | 0
IGCC-CCS | 0 | 0 | 0 | 0 | 0 | 0
WT_off | 0 | 0 | 0 | 0 | 0 | 0
PseudoUnit | 0 | 0 | 0 | 0 | 0 | 0
FixedInterchange | 0 | 0 | 0 | 0 | 0 | 0
Cumulative Retirements of Capacity by Reporting Type: MISO_MO-IL
ReportingType | 2015 | 2020 | 2025 | 2030 | 2035 | 2040
BM | 0 | 0 | 0 | 0 | 0 | 0
CC | 0 | 0 | 0 | 0 | 0 | 0
CSP | 0 | 0 | 0 | 0 | 0 | 0
CT | 0 | 0 | 0 | 0 | 0 | 0
Coal | 821.7 | 821.7 | 821.7 | 821.7 | 821.7 | 821.7
Geo | 0 | 0 | 0 | 0 | 0 | 0
H | 0 | 0 | 0 | 0 | 0 | 0
LFG | 0 | 0 | 0 | 0 | 0 | 0
Nuc | 0 | 0 | 0 | 0 | 0 | 0
PS | 0 | 0 | 0 | 0 | 0 | 0
PV | 0 | 0 | 0 | 0 | 0 | 0
PeakG | 0 | 0 | 0 | 0 | 0 | 0
PeakO | 0 | 0 | 0 | 0 | 0 | 0
ST | 0 | 0 | 0 | 0 | 0 | 0
STOG | 0 | 0 | 0 | 0 | 0 | 0
STWD | 0 | 0 | 0 | 0 | 0 | 0
WT | 0 | 0 | 0 | 0 | 0 | 0
IGCC | 0 | 0 | 0 | 0 | 0 | 0
DemandResponse | 0 | 0 | 0 | 0 | 0 | 0
IGCC-CCS | 0 | 0 | 0 | 0 | 0 | 0
WT_off | 0 | 0 | 0 | 0 | 0 | 0
PseudoUnit | 0 | 0 | 0 | 0 | 0 | 0
FixedInterchange | 0 | 0 | 0 | 0 | 0 | 0
Cumulative Retirements of Capacity by Reporting Type: MISO_W
ReportingType | 2015 | 2020 | 2025 | 2030 | 2035 | 2040
BM | 0 | 0 | 0 | 0 | 0 | 0
CC | 0 | 0 | 0 | 0 | 0 | 0
CSP | 0 | 0 | 0 | 0 | 0 | 0
CT | 0 | 0 | 0 | 0 | 0 | 0
Coal | 2793.89 | 2793.89 | 2793.89 | 2793.89 | 2793.89 | 2928.56
Geo | 0 | 0 | 0 | 0 | 0 | 0
H | 0 | 0 | 0 | 0 | 0 | 0
LFG | 0 | 0 | 0 | 0 | 0 | 0
Nuc | 0 | 0 | 0 | 0 | 2361.23 | 2361.23
PS | 0 | 0 | 0 | 0 | 0 | 0
PV | 0 | 0 | 0 | 0 | 0 | 0
PeakG | 0 | 0 | 0 | 0 | 0 | 0
PeakO | 0 | 0 | 0 | 0 | 0 | 0
ST | 0 | 0 | 0 | 0 | 0 | 0
STOG | 0 | 0 | 0 | 0 | 0 | 0
STWD | 0 | 0 | 0 | 0 | 0 | 0
WT | 0 | 0 | 0 | 0 | 0 | 0
IGCC | 0 | 0 | 0 | 0 | 0 | 0
DemandResponse | 0 | 0 | 0 | 0 | 0 | 0
IGCC-CCS | 0 | 0 | 0 | 0 | 0 | 0
WT_off | 0 | 0 | 0 | 0 | 0 | 0
PseudoUnit | 0 | 0 | 0 | 0 | 0 | 0
FixedInterchange | 0 | 0 | 0 | 0 | 0 | 0
Cumulative Retirements of Capacity by Reporting Type: MISO_WUMS
ReportingType | 2015 | 2020 | 2025 | 2030 | 2035 | 2040
BM | 0 | 0 | 0 | 0 | 0 | 0
CC | 0 | 0 | 0 | 0 | 0 | 0
CSP | 0 | 0 | 0 | 0 | 0 | 0
CT | 0 | 0 | 0 | 0 | 0 | 0
Coal | 1857.1 | 2118.1 | 2118.1 | 2118.1 | 2118.1 | 2672.09
Geo | 0 | 0 | 0 | 0 | 0 | 0
H | 0 | 0 | 0 | 0 | 0 | 0
LFG | 0 | 0 | 0 | 0 | 0 | 0
Nuc | 0 | 0 | 0 | 0 | 1816.9 | 1816.9
PS | 0 | 0 | 0 | 0 | 0 | 0
PV | 0 | 0 | 0 | 0 | 0 | 0
PeakG | 0 | 0 | 0 | 0 | 0 | 0
PeakO | 0 | 0 | 0 | 0 | 0 | 0
ST | 0 | 0 | 0 | 0 | 0 | 0
STOG | 59.5 | 59.5 | 59.5 | 59.5 | 59.5 | 59.5
STWD | 0 | 0 | 0 | 0 | 0 | 0
WT | 0 | 0 | 0 | 0 | 0 | 0
IGCC | 0 | 0 | 0 | 0 | 0 | 0
DemandResponse | 0 | 0 | 0 | 0 | 0 | 0
IGCC-CCS | 0 | 0 | 0 | 0 | 0 | 0
WT_off | 0 | 0 | 0 | 0 | 0 | 0
PseudoUnit | 0 | 0 | 0 | 0 | 0 | 0
FixedInterchange | 0 | 0 | 0 | 0 | 0 | 0
Cumulative Retirements of Capacity by Reporting Type: Nebraska
ReportingType | 2015 | 2020 | 2025 | 2030 | 2035 | 2040
BM | 0 | 0 | 0 | 0 | 0 | 0
CC | 0 | 0 | 0 | 0 | 0 | 0
CSP | 0 | 0 | 0 | 0 | 0 | 0
CT | 0 | 0 | 0 | 0 | 0 | 0
Coal | 0 | 0 | 0 | 0 | 0 | 0
Geo | 0 | 0 | 0 | 0 | 0 | 0
H | 0 | 0 | 0 | 0 | 0 | 0
LFG | 0 | 0 | 0 | 0 | 0 | 0
Nuc | 0 | 0 | 0 | 0 | 1251.8 | 1251.8
PS | 0 | 0 | 0 | 0 | 0 | 0
PV | 0 | 0 | 0 | 0 | 0 | 0
PeakG | 0 | 0 | 0 | 0 | 0 | 0
PeakO | 0 | 0 | 0 | 0 | 0 | 0
ST | 0 | 0 | 0 | 0 | 0 | 0
STOG | 269.98 | 269.98 | 269.98 | 269.98 | 269.98 | 269.98
STWD | 0 | 0 | 0 | 0 | 0 | 0
WT | 0 | 0 | 0 | 0 | 0 | 0
IGCC | 0 | 0 | 0 | 0 | 0 | 0
DemandResponse | 0 | 0 | 0 | 0 | 0 | 0
IGCC-CCS | 0 | 0 | 0 | 0 | 0 | 0
WT_off | 0 | 0 | 0 | 0 | 0 | 0
PseudoUnit | 0 | 0 | 0 | 0 | 0 | 0
FixedInterchange | 0 | 0 | 0 | 0 | 0 | 0
Cumulative Retirements of Capacity by Reporting Type: NEISO
ReportingType | 2015 | 2020 | 2025 | 2030 | 2035 | 2040
BM | 0 | 0 | 0 | 0 | 0 | 0
CC | 2343.39 | 2343.39 | 2343.39 | 2343.39 | 2343.39 | 2343.39
CSP | 0 | 0 | 0 | 0 | 0 | 0
CT | 0 | 0 | 0 | 0 | 0 | 0
Coal | 2250.13 | 2570.13 | 2570.13 | 2570.13 | 2570.13 | 2570.13
Geo | 0 | 0 | 0 | 0 | 0 | 0
H | 0 | 0 | 0 | 0 | 0 | 0
LFG | 0 | 0 | 0 | 0 | 0 | 0
Nuc | 0 | 0 | 0 | 0 | 1289 | 2165.92
PS | 0 | 0 | 0 | 0 | 0 | 0
PV | 0 | 0 | 0 | 0 | 0 | 0
PeakG | 0 | 0 | 0 | 0 | 0 | 0
PeakO | 344.36 | 344.36 | 344.36 | 344.36 | 344.36 | 344.36
ST | 0 | 0 | 0 | 0 | 0 | 0
STOG | 6237 | 6237 | 6237 | 6237 | 6237 | 6237
STWD | 0 | 0 | 0 | 0 | 0 | 0
WT | 0 | 0 | 0 | 0 | 0 | 0
IGCC | 0 | 0 | 0 | 0 | 0 | 0
DemandResponse | 0 | 0 | 0 | 0 | 0 | 0
IGCC-CCS | 0 | 0 | 0 | 0 | 0 | 0
WT_off | 0 | 0 | 0 | 0 | 468 | 468
PseudoUnit | 0 | 0 | 0 | 0 | 0 | 0
FixedInterchange | 0 | 0 | 0 | 0 | 0 | 0
Cumulative Retirements of Capacity by Reporting Type: NonRTO_Midwest
ReportingType | 2015 | 2020 | 2025 | 2030 | 2035 | 2040
BM | 0 | 0 | 0 | 0 | 0 | 0
CC | 0 | 0 | 0 | 0 | 0 | 0
CSP | 0 | 0 | 0 | 0 | 0 | 0
CT | 0 | 0 | 0 | 0 | 0 | 0
Coal | 1100.9 | 1100.9 | 1100.9 | 1100.9 | 1100.9 | 1100.9
Geo | 0 | 0 | 0 | 0 | 0 | 0
H | 0 | 0 | 0 | 0 | 0 | 0
LFG | 0 | 0 | 0 | 0 | 0 | 0
Nuc | 0 | 0 | 0 | 0 | 0 | 0
PS | 0 | 0 | 0 | 0 | 0 | 0
PV | 0 | 0 | 0 | 0 | 0 | 0
PeakG | 0 | 0 | 0 | 0 | 0 | 0
PeakO | 0 | 0 | 0 | 0 | 0 | 0
ST | 0 | 0 | 0 | 0 | 0 | 0
STOG | 0 | 0 | 0 | 0 | 0 | 0
STWD | 0 | 0 | 0 | 0 | 0 | 0
WT | 0 | 0 | 0 | 0 | 0 | 0
IGCC | 0 | 0 | 0 | 0 | 0 | 0
DemandResponse | 0 | 0 | 0 | 0 | 0 | 0
IGCC-CCS | 0 | 0 | 0 | 0 | 0 | 0
WT_off | 0 | 0 | 0 | 0 | 0 | 0
PseudoUnit | 0 | 0 | 0 | 0 | 0 | 0
FixedInterchange | 0 | 0 | 0 | 0 | 0 | 0
Cumulative Retirements of Capacity by Reporting Type: NYISO_A-F
ReportingType | 2015 | 2020 | 2025 | 2030 | 2035 | 2040
BM | 0 | 0 | 0 | 0 | 0 | 0
CC | 0 | 0 | 0 | 0 | 0 | 0
CSP | 0 | 0 | 0 | 0 | 0 | 0
CT | 0 | 0 | 0 | 0 | 0 | 0
Coal | 2251.9 | 2251.9 | 2251.9 | 2251.9 | 2251.9 | 2251.9
Geo | 0 | 0 | 0 | 0 | 0 | 0
H | 0 | 0 | 0 | 0 | 0 | 0
LFG | 0 | 0 | 0 | 0 | 0 | 0
Nuc | 0 | 0 | 0 | 621.2 | 1201.7 | 2053.9
PS | 0 | 0 | 0 | 0 | 0 | 0
PV | 0 | 0 | 0 | 0 | 0 | 0
PeakG | 0 | 0 | 0 | 0 | 0 | 0
PeakO | 0 | 0 | 0 | 0 | 0 | 0
ST | 0 | 0 | 0 | 0 | 0 | 0
STOG | 1701 | 1701 | 1701 | 1701 | 1701 | 1701
STWD | 0 | 0 | 0 | 0 | 0 | 0
WT | 0 | 0 | 0 | 0 | 0 | 0
IGCC | 0 | 0 | 0 | 0 | 0 | 0
DemandResponse | 0 | 0 | 0 | 0 | 0 | 0
IGCC-CCS | 0 | 0 | 0 | 0 | 0 | 0
WT_off | 0 | 0 | 0 | 0 | 0 | 0
PseudoUnit | 0 | 0 | 0 | 0 | 0 | 0
FixedInterchange | 0 | 0 | 0 | 0 | 0 | 0
Cumulative Retirements of Capacity by Reporting Type: NYISO_G-I
ReportingType | 2015 | 2020 | 2025 | 2030 | 2035 | 2040
BM | 0 | 0 | 0 | 0 | 0 | 0
CC | 0 | 0 | 0 | 0 | 0 | 0
CSP | 0 | 0 | 0 | 0 | 0 | 0
CT | 0 | 0 | 0 | 0 | 0 | 0
Coal | 368.2 | 368.2 | 368.2 | 368.2 | 368.2 | 368.2
Geo | 0 | 0 | 0 | 0 | 0 | 0
H | 0 | 0 | 0 | 0 | 0 | 0
LFG | 0 | 0 | 0 | 0 | 0 | 0
Nuc | 0 | 0 | 0 | 0 | 1019.6 | 2044.6
PS | 0 | 0 | 0 | 0 | 0 | 0
PV | 0 | 0 | 0 | 0 | 0 | 0
PeakG | 0 | 0 | 0 | 0 | 0 | 0
PeakO | 0 | 0 | 0 | 0 | 0 | 0
ST | 0 | 0 | 0 | 0 | 0 | 0
STOG | 2430.99 | 2430.99 | 2430.99 | 2430.99 | 2430.99 | 2430.99
STWD | 0 | 0 | 0 | 0 | 0 | 0
WT | 0 | 0 | 0 | 0 | 0 | 0
IGCC | 0 | 0 | 0 | 0 | 0 | 0
DemandResponse | 0 | 0 | 0 | 0 | 0 | 0
IGCC-CCS | 0 | 0 | 0 | 0 | 0 | 0
WT_off | 0 | 0 | 0 | 0 | 0 | 0
PseudoUnit | 0 | 0 | 0 | 0 | 0 | 0
FixedInterchange | 0 | 0 | 0 | 0 | 0 | 0
Cumulative Retirements of Capacity by Reporting Type: NYISO_J-K
ReportingType | 2015 | 2020 | 2025 | 2030 | 2035 | 2040
BM | 0 | 0 | 0 | 0 | 0 | 0
CC | 0 | 0 | 0 | 0 | 0 | 0
CSP | 0 | 0 | 0 | 0 | 0 | 0
CT | 0 | 0 | 0 | 0 | 0 | 0
Coal | 0 | 0 | 0 | 0 | 0 | 0
Geo | 0 | 0 | 0 | 0 | 0 | 0
H | 0 | 0 | 0 | 0 | 0 | 0
LFG | 0 | 0 | 0 | 0 | 0 | 0
Nuc | 0 | 0 | 0 | 0 | 0 | 0
PS | 0 | 0 | 0 | 0 | 0 | 0
PV | 0 | 0 | 0 | 0 | 32 | 32
PeakG | 0 | 0 | 0 | 0 | 0 | 0
PeakO | 0 | 0 | 0 | 0 | 0 | 0
ST | 0 | 0 | 0 | 0 | 0 | 0
STOG | 1128.56 | 1128.56 | 1128.56 | 1128.56 | 1128.56 | 1128.56
STWD | 0 | 0 | 0 | 0 | 0 | 0
WT | 0 | 0 | 0 | 0 | 0 | 0
IGCC | 0 | 0 | 0 | 0 | 0 | 0
DemandResponse | 0 | 0 | 0 | 0 | 0 | 0
IGCC-CCS | 0 | 0 | 0 | 0 | 0 | 0
WT_off | 0 | 0 | 0 | 0 | 0 | 0
PseudoUnit | 0 | 0 | 0 | 0 | 0 | 0
FixedInterchange | 0 | 0 | 0 | 0 | 0 | 0
Cumulative Retirements of Capacity by Reporting Type: PJM_E
ReportingType | 2015 | 2020 | 2025 | 2030 | 2035 | 2040
BM | 0 | 0 | 0 | 0 | 0 | 0
CC | 0 | 0 | 0 | 0 | 0 | 0
CSP | 0 | 0 | 0 | 0 | 0 | 0
CT | 0 | 0 | 0 | 0 | 0 | 0
Coal | 3284.99 | 3852.99 | 3852.99 | 3852.99 | 3852.99 | 3852.99
Geo | 0 | 0 | 0 | 0 | 0 | 0
H | 0 | 0 | 0 | 0 | 0 | 0
LFG | 0 | 0 | 0 | 0 | 0 | 0
Nuc | 0 | 614.5 | 614.5 | 614.5 | 2838.5 | 4012.5
PS | 0 | 0 | 0 | 0 | 0 | 0
PV | 0 | 0 | 0 | 0 | 0 | 0
PeakG | 268.5 | 268.5 | 268.5 | 268.5 | 268.5 | 268.5
PeakO | 2.7 | 2.7 | 2.7 | 2.7 | 2.7 | 2.7
ST | 0 | 0 | 0 | 0 | 0 | 0
STOG | 1464.43 | 1464.44 | 1464.44 | 1464.44 | 1464.44 | 1464.44
STWD | 0 | 0 | 0 | 0 | 0 | 0
WT | 0 | 0 | 0 | 0 | 0 | 0
IGCC | 0 | 0 | 0 | 0 | 0 | 0
DemandResponse | 0 | 0 | 0 | 0 | 0 | 0
IGCC-CCS | 0 | 0 | 0 | 0 | 0 | 0
WT_off | 0 | 0 | 0 | 0 | 0 | 0
PseudoUnit | 0 | 0 | 0 | 0 | 0 | 0
FixedInterchange | 0 | 0 | 0 | 0 | 0 | 0
Cumulative Retirements of Capacity by Reporting Type: PJM_ROM
ReportingType | 2015 | 2020 | 2025 | 2030 | 2035 | 2040
BM | 0 | 0 | 0 | 0 | 0 | 0
CC | 0 | 0 | 0 | 0 | 0 | 0
CSP | 0 | 0 | 0 | 0 | 0 | 0
CT | 0 | 0 | 0 | 0 | 0 | 0
Coal | 8669.49 | 8669.49 | 8669.49 | 8669.49 | 8669.49 | 8669.49
Geo | 0 | 0 | 0 | 0 | 0 | 0
H | 0 | 0 | 0 | 0 | 0 | 0
LFG | 0 | 0 | 0 | 0 | 0 | 0
Nuc | 0 | 0 | 0 | 0 | 1732 | 2631
PS | 0 | 0 | 0 | 0 | 0 | 0
PV | 0 | 0 | 0 | 0 | 0 | 0
PeakG | 0 | 0 | 0 | 0 | 0 | 0
PeakO | 270 | 270 | 270 | 270 | 270 | 270
ST | 0 | 0 | 0 | 0 | 0 | 0
STOG | 580 | 4108.99 | 4108.99 | 4108.99 | 4108.99 | 4108.99
STWD | 0 | 0 | 0 | 0 | 0 | 0
WT | 0 | 0 | 0 | 0 | 0 | 0
IGCC | 0 | 0 | 0 | 0 | 0 | 0
DemandResponse | 0 | 0 | 0 | 0 | 0 | 0
IGCC-CCS | 0 | 0 | 0 | 0 | 0 | 0
WT_off | 0 | 0 | 0 | 0 | 0 | 0
PseudoUnit | 0 | 0 | 0 | 0 | 0 | 0
FixedInterchange | 0 | 0 | 0 | 0 | 0 | 0
Cumulative Retirements of Capacity by Reporting Type: PJM_ROR
ReportingType | 2015 | 2020 | 2025 | 2030 | 2035 | 2040
BM | 0 | 0 | 0 | 0 | 0 | 192
CC | 0 | 0 | 0 | 0 | 0 | 0
CSP | 0 | 0 | 0 | 0 | 0 | 0
CT | 0 | 0 | 0 | 0 | 0 | 0
Coal | 11818.39 | 13344.79 | 13344.79 | 13344.79 | 13344.79 | 13344.79
Geo | 0 | 0 | 0 | 0 | 0 | 0
H | 0 | 0 | 0 | 0 | 0 | 0
LFG | 0 | 0 | 0 | 0 | 0 | 0
Nuc | 0 | 0 | 0 | 867 | 5142 | 10025.16
PS | 0 | 0 | 0 | 0 | 0 | 0
PV | 0 | 0 | 0 | 0 | 0 | 0
PeakG | 0 | 0 | 0 | 0 | 0 | 0
PeakO | 19 | 19 | 19 | 19 | 19 | 19
ST | 0 | 0 | 0 | 0 | 0 | 0
STOG | 35 | 522.91 | 522.91 | 522.91 | 522.91 | 522.91
STWD | 0 | 0 | 0 | 0 | 0 | 0
WT | 0 | 0 | 0 | 0 | 0 | 0
IGCC | 0 | 0 | 0 | 0 | 0 | 0
DemandResponse | 0 | 0 | 0 | 0 | 0 | 0
IGCC-CCS | 0 | 0 | 0 | 0 | 0 | 0
WT_off | 0 | 0 | 0 | 0 | 0 | 0
PseudoUnit | 0 | 0 | 0 | 0 | 0 | 0
FixedInterchange | 0 | 0 | 0 | 0 | 0 | 0
Cumulative Retirements of Capacity by Reporting Type: SOCO
ReportingType | 2015 | 2020 | 2025 | 2030 | 2035 | 2040
BM | 0 | 0 | 0 | 0 | 0 | 0
CC | 0 | 0 | 0 | 0 | 0 | 0
CSP | 0 | 0 | 0 | 0 | 0 | 0
CT | 0 | 0 | 0 | 0 | 0 | 0
Coal | 8216.17 | 8216.17 | 8216.17 | 8216.17 | 8216.17 | 8216.17
Geo | 0 | 0 | 0 | 0 | 0 | 0
H | 0 | 0 | 0 | 0 | 0 | 0
LFG | 0 | 0 | 0 | 0 | 0 | 0
Nuc | 0 | 0 | 0 | 0 | 0 | 2645.05
PS | 0 | 0 | 0 | 0 | 0 | 0
PV | 0 | 0 | 0 | 0 | 0 | 0
PeakG | 154.28 | 154.28 | 154.28 | 154.28 | 154.28 | 154.28
PeakO | 1139 | 1139 | 1139 | 1139 | 1139 | 1139
ST | 0 | 0 | 0 | 0 | 0 | 0
STOG | 854 | 854 | 854 | 854 | 854 | 854
STWD | 668 | 668 | 668 | 668 | 668 | 668
WT | 0 | 0 | 0 | 0 | 0 | 0
IGCC | 0 | 0 | 0 | 0 | 0 | 0
DemandResponse | 0 | 0 | 0 | 0 | 0 | 0
IGCC-CCS | 0 | 0 | 0 | 0 | 0 | 0
WT_off | 0 | 0 | 0 | 0 | 0 | 0
PseudoUnit | 0 | 0 | 0 | 0 | 0 | 0
FixedInterchange | 0 | 0 | 0 | 0 | 0 | 0
Cumulative Retirements of Capacity by Reporting Type: SPP_N
ReportingType | 2015 | 2020 | 2025 | 2030 | 2035 | 2040
BM | 0 | 0 | 0 | 0 | 0 | 0
CC | 0 | 0 | 0 | 0 | 0 | 0
CSP | 0 | 0 | 0 | 0 | 0 | 0
CT | 0 | 0 | 0 | 0 | 0 | 0
Coal | 0 | 0 | 0 | 0 | 0 | 0
Geo | 0 | 0 | 0 | 0 | 0 | 0
H | 0 | 0 | 0 | 0 | 0 | 0
LFG | 0 | 0 | 0 | 0 | 0 | 0
Nuc | 0 | 0 | 0 | 0 | 0 | 0
PS | 0 | 0 | 0 | 0 | 0 | 0
PV | 0 | 0 | 0 | 0 | 0 | 0
PeakG | 0 | 0 | 0 | 0 | 0 | 0
PeakO | 0 | 0 | 0 | 0 | 0 | 0
ST | 0 | 0 | 0 | 0 | 0 | 0
STOG | 86.99 | 86.99 | 86.99 | 86.99 | 86.99 | 86.99
STWD | 0 | 0 | 0 | 0 | 0 | 0
WT | 0 | 0 | 0 | 0 | 0 | 0
IGCC | 0 | 0 | 0 | 0 | 0 | 0
DemandResponse | 0 | 0 | 0 | 0 | 0 | 0
IGCC-CCS | 0 | 0 | 0 | 0 | 0 | 0
WT_off | 0 | 0 | 0 | 0 | 0 | 0
PseudoUnit | 0 | 0 | 0 | 0 | 0 | 0
FixedInterchange | 0 | 0 | 0 | 0 | 0 | 0
Cumulative Retirements of Capacity by Reporting Type: SPP_S
ReportingType | 2015 | 2020 | 2025 | 2030 | 2035 | 2040
BM | 0 | 0 | 0 | 0 | 0 | 0
CC | 0 | 0 | 0 | 0 | 0 | 0
CSP | 0 | 0 | 0 | 0 | 0 | 0
CT | 0 | 0 | 0 | 0 | 0 | 0
Coal | 2 | 2 | 2 | 2 | 2 | 1585.98
Geo | 0 | 0 | 0 | 0 | 0 | 0
H | 0 | 0 | 0 | 0 | 0 | 0
LFG | 0 | 0 | 0 | 0 | 0 | 0
Nuc | 0 | 0 | 0 | 0 | 0 | 0
PS | 0 | 0 | 0 | 0 | 0 | 0
PV | 0 | 0 | 0 | 0 | 0 | 0
PeakG | 0 | 0 | 0 | 0 | 0 | 0
PeakO | 0 | 0 | 0 | 0 | 0 | 0
ST | 0 | 0 | 0 | 0 | 0 | 0
STOG | 4592.1 | 4592.1 | 4592.1 | 4592.1 | 4592.1 | 4592.1
STWD | 0 | 0 | 0 | 0 | 0 | 0
WT | 0 | 0 | 0 | 0 | 0 | 0
IGCC | 0 | 0 | 0 | 0 | 0 | 0
DemandResponse | 0 | 0 | 0 | 0 | 0 | 0
IGCC-CCS | 0 | 0 | 0 | 0 | 0 | 0
WT_off | 0 | 0 | 0 | 0 | 0 | 0
PseudoUnit | 0 | 0 | 0 | 0 | 0 | 0
FixedInterchange | 0 | 0 | 0 | 0 | 0 | 0
Cumulative Retirements of Capacity by Reporting Type: TVA
ReportingType | 2015 | 2020 | 2025 | 2030 | 2035 | 2040
BM | 0 | 0 | 0 | 0 | 0 | 0
CC | 0 | 0 | 0 | 0 | 0 | 0
CSP | 0 | 0 | 0 | 0 | 0 | 0
CT | 0 | 0 | 0 | 0 | 0 | 0
Coal | 3160.99 | 3160.99 | 3160.99 | 3160.99 | 3160.99 | 3160.99
Geo | 0 | 0 | 0 | 0 | 0 | 0
H | 0 | 0 | 0 | 0 | 0 | 0
LFG | 0 | 0 | 0 | 0 | 0 | 0
Nuc | 0 | 0 | 0 | 0 | 2512.33 | 3791
PS | 0 | 0 | 0 | 0 | 0 | 0
PV | 0 | 0 | 0 | 0 | 0 | 0
PeakG | 0 | 0 | 0 | 0 | 0 | 0
PeakO | 0 | 0 | 0 | 0 | 0 | 0
ST | 0 | 0 | 0 | 0 | 0 | 0
STOG | 0 | 0 | 0 | 0 | 0 | 0
STWD | 0 | 0 | 0 | 0 | 0 | 0
WT | 0 | 0 | 0 | 0 | 0 | 0
IGCC | 0 | 0 | 0 | 0 | 0 | 0
DemandResponse | 0 | 0 | 0 | 0 | 0 | 0
IGCC-CCS | 0 | 0 | 0 | 0 | 0 | 0
WT_off | 0 | 0 | 0 | 0 | 0 | 0
PseudoUnit | 0 | 0 | 0 | 0 | 0 | 0
FixedInterchange | 0 | 0 | 0 | 0 | 0 | 0
Cumulative Retirements of Capacity by Reporting Type: TVA_Transmission
ReportingType | 2015 | 2020 | 2025 | 2030 | 2035 | 2040
BM | 0 | 0 | 0 | 0 | 0 | 0
CC | 0 | 0 | 0 | 0 | 0 | 0
CSP | 0 | 0 | 0 | 0 | 0 | 0
CT | 0 | 0 | 0 | 0 | 0 | 0
Coal | 0 | 0 | 0 | 0 | 0 | 0
Geo | 0 | 0 | 0 | 0 | 0 | 0
H | 0 | 0 | 0 | 0 | 0 | 0
LFG | 0 | 0 | 0 | 0 | 0 | 0
Nuc | 0 | 0 | 0 | 0 | 0 | 0
PS | 0 | 0 | 0 | 0 | 0 | 0
PV | 0 | 0 | 0 | 0 | 0 | 0
PeakG | 0 | 0 | 0 | 0 | 0 | 0
PeakO | 0 | 0 | 0 | 0 | 0 | 0
ST | 0 | 0 | 0 | 0 | 0 | 0
STOG | 0 | 0 | 0 | 0 | 0 | 0
STWD | 0 | 0 | 0 | 0 | 0 | 0
WT | 0 | 0 | 0 | 0 | 0 | 0
IGCC | 0 | 0 | 0 | 0 | 0 | 0
DemandResponse | 0 | 0 | 0 | 0 | 0 | 0
IGCC-CCS | 0 | 0 | 0 | 0 | 0 | 0
WT_off | 0 | 0 | 0 | 0 | 0 | 0
PseudoUnit | 0 | 0 | 0 | 0 | 0 | 0
FixedInterchange | 0 | 0 | 0 | 0 | 0 | 0
Cumulative Retirements of Capacity by Reporting Type: VACAR
ReportingType | 2015 | 2020 | 2025 | 2030 | 2035 | 2040
BM | 0 | 0 | 0 | 0 | 0 | 0
CC | 0 | 0 | 0 | 0 | 0 | 0
CSP | 0 | 0 | 0 | 0 | 0 | 0
CT | 0 | 0 | 0 | 0 | 0 | 0
Coal | 2954 | 3651 | 3929.06 | 3929.06 | 3929.06 | 3929.06
Geo | 0 | 0 | 0 | 0 | 0 | 0
H | 0 | 0 | 0 | 0 | 0 | 0
LFG | 0 | 0 | 0 | 0 | 0 | 0
Nuc | 0 | 0 | 0 | 0 | 3248 | 5106
PS | 0 | 0 | 0 | 0 | 0 | 0
PV | 0 | 0 | 0 | 0 | 0 | 0
PeakG | 0 | 0 | 0 | 0 | 0 | 0
PeakO | 0 | 0 | 0 | 0 | 0 | 0
ST | 0 | 0 | 0 | 0 | 0 | 0
STOG | 0 | 0 | 0 | 0 | 0 | 0
STWD | 0 | 0 | 0 | 0 | 0 | 0
WT | 0 | 0 | 0 | 0 | 0 | 0
IGCC | 0 | 0 | 0 | 0 | 0 | 0
DemandResponse | 0 | 0 | 0 | 0 | 0 | 0
IGCC-CCS | 0 | 0 | 0 | 0 | 0 | 0
WT_off | 0 | 0 | 0 | 0 | 0 | 0
PseudoUnit | 0 | 0 | 0 | 0 | 0 | 0
FixedInterchange | 0 | 0 | 0 | 0 | 0 | 0
Cumulative Retirements of Capacity by Reporting Type: IESO
ReportingType | 2015 | 2020 | 2025 | 2030 | 2035 | 2040
BM | 0 | 0 | 0 | 0 | 0 | 0
CC | 3106.62 | 3106.62 | 3106.62 | 3106.62 | 3106.62 | 3106.62
CSP | 0 | 0 | 0 | 0 | 0 | 0
CT | 0 | 0 | 0 | 0 | 0 | 0
Coal | 6416 | 6416 | 6416 | 6416 | 6416 | 6416
Geo | 0 | 0 | 0 | 0 | 0 | 0
H | 0 | 0 | 0 | 0 | 0 | 0
LFG | 0 | 0 | 0 | 0 | 0 | 0
Nuc | 0 | 0 | 0 | 0 | 1030 | 2570
PS | 0 | 0 | 0 | 0 | 0 | 0
PV | 0 | 0 | 0 | 0 | 1067.26 | 1067.26
PeakG | 0 | 0 | 0 | 0 | 0 | 0
PeakO | 145.65 | 145.65 | 145.65 | 145.65 | 145.65 | 145.65
ST | 0 | 0 | 0 | 0 | 0 | 0
STOG | 2126 | 2126 | 2126 | 2126 | 2126 | 2126
STWD | 139 | 139 | 139 | 139 | 139 | 139
WT | 0 | 0 | 0 | 0 | 2105.9 | 2105.9
IGCC | 0 | 0 | 0 | 0 | 0 | 0
DemandResponse | 0 | 0 | 0 | 0 | 0 | 0
IGCC-CCS | 0 | 0 | 0 | 0 | 0 | 0
WT_off | 0 | 0 | 0 | 0 | 0 | 0
PseudoUnit | 0 | 0 | 0 | 0 | 0 | 0
FixedInterchange | 0 | 0 | 0 | 0 | 0 | 0
Cumulative Retirements of Capacity by Reporting Type: MAPP_CA
ReportingType | 2015 | 2020 | 2025 | 2030 | 2035 | 2040
BM | 0 | 0 | 0 | 0 | 0 | 0
CC | 0 | 0 | 0 | 0 | 0 | 0
CSP | 0 | 0 | 0 | 0 | 0 | 0
CT | 0 | 0 | 0 | 0 | 0 | 0
Coal | 892.16 | 892.16 | 892.16 | 892.16 | 892.16 | 892.16
Geo | 0 | 0 | 0 | 0 | 0 | 0
H | 0 | 0 | 0 | 0 | 0 | 0
LFG | 0 | 0 | 0 | 0 | 0 | 0
Nuc | 0 | 0 | 0 | 0 | 0 | 0
PS | 0 | 0 | 0 | 0 | 0 | 0
PV | 0 | 0 | 0 | 0 | 0 | 0
PeakG | 0 | 0 | 0 | 0 | 0 | 0
PeakO | 0 | 0 | 0 | 0 | 0 | 0
ST | 0 | 0 | 0 | 0 | 0 | 0
STOG | 0 | 0 | 0 | 0 | 0 | 0
STWD | 0 | 0 | 0 | 0 | 0 | 0
WT | 0 | 0 | 0 | 0 | 0 | 0
IGCC | 0 | 0 | 0 | 0 | 0 | 0
DemandResponse | 0 | 0 | 0 | 0 | 0 | 0
IGCC-CCS | 0 | 0 | 0 | 0 | 0 | 0
WT_off | 0 | 0 | 0 | 0 | 0 | 0
PseudoUnit | 0 | 0 | 0 | 0 | 0 | 0
FixedInterchange | 0 | 0 | 0 | 0 | 0 | 0
Cumulative Retirements of Capacity by Reporting Type: AZ_NM_SNV_Coal
ReportingType | 2015 | 2020 | 2025 | 2030 | 2035 | 2040
BM | 0 | 0 | 0 | 0 | 0 | 0
CC | 0 | 0 | 0 | 0 | 0 | 0
CSP | 0 | 0 | 0 | 0 | 0 | 0
CT | 0 | 0 | 0 | 0 | 0 | 0
Coal | 0 | 0 | 0 | 0 | 0 | 220
Geo | 0 | 0 | 0 | 0 | 0 | 0
H | 0 | 0 | 0 | 0 | 0 | 0
LFG | 0 | 0 | 0 | 0 | 0 | 0
Nuc | 0 | 0 | 0 | 0 | 0 | 0
PS | 0 | 0 | 0 | 0 | 0 | 0
PV | 0 | 0 | 0 | 0 | 0 | 0
PeakG | 0 | 0 | 0 | 0 | 0 | 0
PeakO | 0 | 0 | 0 | 200 | 200 | 200
ST | 0 | 0 | 0 | 0 | 0 | 0
STOG | 0 | 0 | 0 | 0 | 0 | 0
STWD | 0 | 0 | 0 | 0 | 0 | 0
WT | 0 | 0 | 0 | 0 | 0 | 0
IGCC | 0 | 0 | 0 | 0 | 0 | 0
DemandResponse | 0 | 0 | 0 | 0 | 0 | 0
IGCC-CCS | 0 | 0 | 0 | 0 | 0 | 0
WT_off | 0 | 0 | 0 | 0 | 0 | 0
PseudoUnit | 0 | 0 | 0 | 0 | 0 | 0
FixedInterchange | 0 | 0 | 0 | 0 | 0 | 0
Cumulative Retirements of Capacity by Reporting Type: AZ_NM_SNV_Gas
ReportingType | 2015 | 2020 | 2025 | 2030 | 2035 | 2040
BM | 0 | 0 | 0 | 0 | 0 | 0
CC | 943.06 | 943.06 | 943.06 | 943.06 | 943.06 | 943.06
CSP | 0 | 0 | 0 | 0 | 0 | 0
CT | 0 | 0 | 0 | 0 | 736 | 736
Coal | 0 | 0 | 0 | 0 | 0 | 0
Geo | 0 | 0 | 0 | 0 | 0 | 0
H | 0 | 0 | 0 | 0 | 0 | 0
LFG | 0 | 0 | 0 | 0 | 0 | 0
Nuc | 0 | 0 | 0 | 0 | 0 | 0
PS | 0 | 0 | 0 | 0 | 0 | 0
PV | 0 | 0 | 0 | 0 | 0 | 0
PeakG | 0 | 0 | 0 | 0 | 1484.06 | 3660
PeakO | 0 | 0 | 0 | 0 | 0 | 0
ST | 0 | 0 | 0 | 0 | 0 | 0
STOG | 2064 | 2064 | 2064 | 2064 | 2064 | 2064
STWD | 0 | 0 | 0 | 0 | 0 | 0
WT | 0 | 0 | 0 | 0 | 0 | 0
IGCC | 0 | 0 | 0 | 0 | 0 | 0
DemandResponse | 0 | 0 | 0 | 0 | 0 | 0
IGCC-CCS | 0 | 0 | 0 | 0 | 0 | 0
WT_off | 0 | 0 | 0 | 0 | 0 | 0
PseudoUnit | 0 | 0 | 0 | 0 | 0 | 0
FixedInterchange | 0 | 0 | 0 | 0 | 0 | 0
Cumulative Retirements of Capacity by Reporting Type: AZ_NM_SNV_NucRenew
ReportingType | 2015 | 2020 | 2025 | 2030 | 2035 | 2040
BM | 0 | 0 | 0 | 0 | 0 | 0
CC | 0 | 0 | 0 | 0 | 0 | 0
CSP | 65 | 65 | 65 | 65 | 65 | 65
CT | 0 | 0 | 0 | 0 | 0 | 0
Coal | 0 | 0 | 0 | 0 | 0 | 0
Geo | 0 | 0 | 0 | 0 | 0 | 0
H | 0 | 0 | 0 | 0 | 0 | 0
LFG | 0 | 0 | 0 | 0 | 0 | 0
Nuc | 0 | 0 | 0 | 0 | 0 | 0
PS | 0 | 0 | 0 | 0 | 0 | 0
PV | 0 | 0 | 0 | 0 | 0 | 0
PeakG | 0 | 0 | 0 | 0 | 0 | 0
PeakO | 0 | 0 | 0 | 0 | 0 | 0
ST | 0 | 0 | 0 | 0 | 0 | 0
STOG | 0 | 0 | 0 | 0 | 0 | 0
STWD | 0 | 0 | 0 | 0 | 0 | 0
WT | 0 | 0 | 0 | 0 | 0 | 0
IGCC | 0 | 0 | 0 | 0 | 0 | 0
DemandResponse | 0 | 0 | 0 | 0 | 0 | 0
IGCC-CCS | 0 | 0 | 0 | 0 | 0 | 0
WT_off | 0 | 0 | 0 | 0 | 0 | 0
PseudoUnit | 0 | 0 | 0 | 0 | 0 | 0
FixedInterchange | 0 | 0 | 0 | 0 | 0 | 0
Cumulative Retirements of Capacity by Reporting Type: ERCOT
ReportingType | 2015 | 2020 | 2025 | 2030 | 2035 | 2040
BM | 0 | 0 | 0 | 0 | 0 | 0
CC | 0 | 0 | 0 | 0 | 0 | 0
CSP | 0 | 0 | 0 | 0 | 0 | 0
CT | 0 | 0 | 0 | 0 | 0 | 0
Coal | 1475.86 | 1475.86 | 1475.86 | 1475.86 | 1475.86 | 1475.86
Geo | 0 | 0 | 0 | 0 | 0 | 0
H | 0 | 0 | 0 | 0 | 0 | 0
LFG | 0 | 0 | 0 | 0 | 0 | 0
Nuc | 0 | 0 | 0 | 0 | 0 | 0
PS | 0 | 0 | 0 | 0 | 0 | 0
PV | 0 | 0 | 0 | 0 | 14 | 14
PeakG | 0 | 0 | 0 | 0 | 0 | 0
PeakO | 0 | 0 | 0 | 0 | 0 | 0
ST | 0 | 0 | 0 | 0 | 0 | 0
STOG | 2450.42 | 2450.42 | 2596.09 | 2596.09 | 2596.09 | 2596.09
STWD | 0 | 0 | 0 | 0 | 0 | 0
WT | 0 | 0 | 0 | 0 | 0 | 0
IGCC | 0 | 0 | 0 | 0 | 0 | 0
DemandResponse | 0 | 0 | 0 | 0 | 0 | 0
IGCC-CCS | 0 | 0 | 0 | 0 | 0 | 0
WT_off | 0 | 0 | 0 | 0 | 0 | 0
PseudoUnit | 0 | 0 | 0 | 0 | 0 | 0
FixedInterchange | 0 | 0 | 0 | 0 | 0 | 0
Cumulative Retirements of Capacity by Reporting Type: NP15
ReportingType | 2015 | 2020 | 2025 | 2030 | 2035 | 2040
BM | 0 | 0 | 0 | 0 | 0 | 0
CC | 0 | 0 | 0 | 0 | 0 | 0
CSP | 0 | 0 | 0 | 0 | 0 | 0
CT | 0 | 0 | 0 | 0 | 0 | 0
Coal | 163.7 | 163.7 | 163.7 | 163.7 | 191.9 | 191.9
Geo | 0 | 0 | 0 | 0 | 0 | 0
H | 0 | 0 | 0 | 0 | 0 | 0
LFG | 0 | 0 | 0 | 0 | 0 | 0
Nuc | 0 | 0 | 0 | 0 | 0 | 0
PS | 0 | 0 | 0 | 0 | 0 | 0
PV | 0 | 0 | 0 | 0 | 0 | 0
PeakG | 0 | 0 | 0 | 0 | 0 | 0
PeakO | 156 | 156 | 156 | 156 | 156 | 156
ST | 0 | 0 | 0 | 0 | 0 | 0
STOG | 1046.4 | 1046.4 | 1046.4 | 1046.4 | 1046.4 | 1046.4
STWD | 0 | 0 | 0 | 0 | 0 | 0
WT | 0 | 0 | 0 | 0 | 0 | 0
IGCC | 0 | 0 | 0 | 0 | 0 | 0
DemandResponse | 0 | 0 | 0 | 0 | 0 | 0
IGCC-CCS | 0 | 0 | 0 | 0 | 0 | 0
WT_off | 0 | 0 | 0 | 0 | 0 | 0
PseudoUnit | 0 | 0 | 0 | 0 | 0 | 0
FixedInterchange | 0 | 0 | 0 | 0 | 0 | 0
Cumulative Retirements of Capacity by Reporting Type: NWPP_Coal
ReportingType | 2015 | 2020 | 2025 | 2030 | 2035 | 2040
BM | 0 | 0 | 0 | 0 | 0 | 0
CC | 0 | 0 | 0 | 0 | 0 | 0
CSP | 0 | 0 | 0 | 0 | 0 | 0
CT | 0 | 0 | 0 | 0 | 0 | 0
Coal | 1373.87 | 1373.87 | 1373.87 | 1373.87 | 1373.87 | 1373.87
Geo | 0 | 0 | 0 | 0 | 0 | 0
H | 0 | 0 | 0 | 0 | 0 | 0
LFG | 0 | 0 | 0 | 0 | 0 | 0
Nuc | 0 | 0 | 0 | 0 | 0 | 0
PS | 0 | 0 | 0 | 0 | 0 | 0
PV | 0 | 0 | 0 | 0 | 0 | 0
PeakG | 0 | 0 | 0 | 0 | 0 | 0
PeakO | 183 | 183 | 183 | 183 | 183 | 183
ST | 0 | 0 | 0 | 0 | 0 | 0
STOG | 0 | 0 | 0 | 0 | 0 | 0
STWD | 0 | 0 | 0 | 0 | 0 | 0
WT | 0 | 0 | 0 | 0 | 0 | 0
IGCC | 0 | 0 | 0 | 0 | 0 | 0
DemandResponse | 0 | 0 | 0 | 0 | 0 | 0
IGCC-CCS | 0 | 0 | 0 | 0 | 0 | 0
WT_off | 0 | 0 | 0 | 0 | 0 | 0
PseudoUnit | 0 | 0 | 0 | 0 | 0 | 0
FixedInterchange | 0 | 0 | 0 | 0 | 0 | 0
Cumulative Retirements of Capacity by Reporting Type: NWPP_Gas
ReportingType | 2015 | 2020 | 2025 | 2030 | 2035 | 2040
BM | 0 | 0 | 0 | 0 | 0 | 0
CC | 1678 | 1678 | 1678 | 1678 | 1678 | 1678
CSP | 0 | 0 | 0 | 0 | 0 | 0
CT | 0 | 0 | 0 | 0 | 150 | 150
Coal | 0 | 0 | 0 | 0 | 0 | 0
Geo | 0 | 0 | 0 | 0 | 0 | 0
H | 0 | 0 | 0 | 0 | 0 | 0
LFG | 0 | 0 | 0 | 0 | 0 | 0
Nuc | 0 | 0 | 0 | 0 | 0 | 0
PS | 0 | 0 | 0 | 0 | 0 | 0
PV | 0 | 0 | 0 | 0 | 0 | 0
PeakG | 2623 | 2623 | 2623 | 2623 | 2623 | 2623
PeakO | 0 | 0 | 0 | 0 | 0 | 0
ST | 0 | 0 | 0 | 0 | 0 | 0
STOG | 786 | 786 | 786 | 786 | 786 | 786
STWD | 0 | 0 | 0 | 0 | 0 | 0
WT | 0 | 0 | 0 | 0 | 0 | 0
IGCC | 0 | 0 | 0 | 0 | 0 | 0
DemandResponse | 0 | 0 | 0 | 0 | 0 | 0
IGCC-CCS | 0 | 0 | 0 | 0 | 0 | 0
WT_off | 0 | 0 | 0 | 0 | 0 | 0
PseudoUnit | 0 | 0 | 0 | 0 | 0 | 0
FixedInterchange | 0 | 0 | 0 | 0 | 0 | 0
Cumulative Retirements of Capacity by Reporting Type: NWPP_NucRenew
ReportingType | 2015 | 2020 | 2025 | 2030 | 2035 | 2040
BM | 0 | 0 | 0 | 0 | 0 | 0
CC | 0 | 0 | 0 | 0 | 0 | 0
CSP | 0 | 0 | 0 | 0 | 0 | 0
CT | 0 | 0 | 0 | 0 | 0 | 0
Coal | 0 | 0 | 0 | 0 | 0 | 0
Geo | 4.8 | 4.8 | 4.8 | 4.8 | 4.8 | 4.8
H | 0 | 0 | 0 | 0 | 0 | 0
LFG | 0 | 0 | 0 | 0 | 0 | 0
Nuc | 0 | 0 | 0 | 0 | 0 | 0
PS | 0 | 0 | 0 | 0 | 0 | 0
PV | 0 | 0 | 0 | 0 | 0 | 0
PeakG | 0 | 0 | 0 | 0 | 0 | 0
PeakO | 0 | 0 | 0 | 0 | 0 | 0
ST | 0 | 0 | 0 | 0 | 0 | 0
STOG | 0 | 0 | 0 | 0 | 0 | 0
STWD | 533.77 | 533.77 | 533.77 | 533.77 | 533.77 | 533.77
WT | 0 | 0 | 0 | 0 | 0 | 0
IGCC | 0 | 0 | 0 | 0 | 0 | 0
DemandResponse | 0 | 0 | 0 | 0 | 0 | 0
IGCC-CCS | 0 | 0 | 0 | 0 | 0 | 0
WT_off | 0 | 0 | 0 | 0 | 0 | 0
PseudoUnit | 0 | 0 | 0 | 0 | 0 | 0
FixedInterchange | 0 | 0 | 0 | 0 | 0 | 0
Cumulative Retirements of Capacity by Reporting Type: RMPA
ReportingType | 2015 | 2020 | 2025 | 2030 | 2035 | 2040
BM | 0 | 0 | 0 | 0 | 0 | 0
CC | 0 | 0 | 0 | 0 | 0 | 0
CSP | 1 | 1 | 1 | 1 | 1 | 1
CT | 0 | 0 | 0 | 0 | 152 | 152
Coal | 567.86 | 738.36 | 1090.36 | 1090.36 | 1090.36 | 1249.5
Geo | 0 | 0 | 0 | 0 | 0 | 0
H | 0 | 0 | 0 | 0 | 0 | 0
LFG | 0 | 0 | 0 | 0 | 0 | 0
Nuc | 0 | 0 | 0 | 0 | 0 | 0
PS | 0 | 0 | 0 | 0 | 0 | 0
PV | 0 | 0 | 0 | 0 | 0 | 0
PeakG | 0 | 0 | 0 | 0 | 0 | 0
PeakO | 0 | 0 | 16.88 | 16.88 | 16.88 | 16.88
ST | 0 | 0 | 0 | 0 | 0 | 0
STOG | 217 | 217 | 217 | 217 | 217 | 217
STWD | 0 | 0 | 0 | 0 | 0 | 0
WT | 0 | 0 | 0 | 0 | 0 | 0
IGCC | 0 | 0 | 0 | 0 | 0 | 0
DemandResponse | 0 | 0 | 0 | 0 | 0 | 0
IGCC-CCS | 0 | 0 | 0 | 0 | 0 | 0
WT_off | 0 | 0 | 0 | 0 | 0 | 0
PseudoUnit | 0 | 0 | 0 | 0 | 0 | 0
FixedInterchange | 0 | 0 | 0 | 0 | 0 | 0
Cumulative Retirements of Capacity by Reporting Type: SP15
ReportingType | 2015 | 2020 | 2025 | 2030 | 2035 | 2040
BM | 0 | 0 | 0 | 0 | 0 | 0
CC | 0 | 0 | 0 | 0 | 0 | 0
CSP | 409 | 409 | 409 | 409 | 409 | 409
CT | 0 | 0 | 0 | 0 | 0 | 0
Coal | 141.5 | 141.5 | 141.5 | 141.5 | 242.7 | 242.7
Geo | 0 | 0 | 0 | 0 | 0 | 0
H | 0 | 0 | 0 | 0 | 0 | 0
LFG | 0 | 0 | 0 | 0 | 0 | 0
Nuc | 0 | 0 | 0 | 0 | 0 | 0
PS | 0 | 0 | 0 | 0 | 0 | 0
PV | 0 | 0 | 0 | 0 | 3.8 | 3.8
PeakG | 44 | 44 | 44 | 44 | 44 | 44
PeakO | 15 | 15 | 15 | 15 | 15 | 15
ST | 0 | 0 | 0 | 0 | 0 | 0
STOG | 958 | 958 | 958 | 958 | 958 | 958
STWD | 0 | 0 | 0 | 0 | 0 | 0
WT | 126.2 | 126.2 | 126.2 | 126.2 | 126.2 | 126.2
IGCC | 0 | 0 | 0 | 0 | 0 | 0
DemandResponse | 0 | 0 | 0 | 0 | 0 | 0
IGCC-CCS | 0 | 0 | 0 | 0 | 0 | 0
WT_off | 0 | 0 | 0 | 0 | 0 | 0
PseudoUnit | 0 | 0 | 0 | 0 | 0 | 0
FixedInterchange | 0 | 0 | 0 | 0 | 0 | 0
Cumulative Retirements of Capacity by Reporting Type: ALB
ReportingType | 2015 | 2020 | 2025 | 2030 | 2035 | 2040
BM | 0 | 0 | 0 | 0 | 0 | 0
CC | 0 | 0 | 0 | 0 | 0 | 23.71
CSP | 0 | 0 | 0 | 0 | 0 | 0
CT | 0 | 0 | 0 | 0 | 201.5 | 201.5
Coal | 0 | 0 | 0 | 0 | 0 | 0
Geo | 0 | 0 | 0 | 0 | 0 | 0
H | 0 | 0 | 0 | 0 | 0 | 0
LFG | 0 | 0 | 0 | 0 | 0 | 0
Nuc | 0 | 0 | 0 | 0 | 0 | 0
PS | 0 | 0 | 0 | 0 | 0 | 0
PV | 0 | 0 | 0 | 0 | 0 | 0
PeakG | 892.12 | 988.21 | 988.21 | 988.21 | 988.21 | 988.21
PeakO | 6 | 6 | 6 | 6 | 6 | 6
ST | 0 | 0 | 0 | 0 | 0 | 0
STOG | 186 | 186 | 186 | 186 | 186 | 186
STWD | 174 | 174 | 174 | 174 | 174 | 174
WT | 0 | 0 | 0 | 0 | 0 | 0
IGCC | 0 | 0 | 0 | 0 | 0 | 0
DemandResponse | 0 | 0 | 0 | 0 | 0 | 0
IGCC-CCS | 0 | 0 | 0 | 0 | 0 | 0
WT_off | 0 | 0 | 0 | 0 | 0 | 0
PseudoUnit | 0 | 0 | 0 | 0 | 0 | 0
FixedInterchange | 0 | 0 | 0 | 0 | 0 | 0
Cumulative Retirements of Capacity by Reporting Type: BC
ReportingType | 2015 | 2020 | 2025 | 2030 | 2035 | 2040
BM | 0 | 0 | 0 | 0 | 0 | 0
CC | 0 | 0 | 0 | 0 | 0 | 0
CSP | 0 | 0 | 0 | 0 | 0 | 0
CT | 0 | 0 | 0 | 0 | 0 | 0
Coal | 0 | 0 | 0 | 0 | 0 | 0
Geo | 0 | 0 | 0 | 0 | 0 | 0
H | 0 | 0 | 0 | 0 | 0 | 0
LFG | 0 | 0 | 0 | 0 | 0 | 0
Nuc | 0 | 0 | 0 | 0 | 0 | 0
PS | 0 | 0 | 0 | 0 | 0 | 0
PV | 0 | 0 | 0 | 0 | 0 | 0
PeakG | 0 | 0 | 0 | 0 | 0 | 0
PeakO | 0 | 0 | 0 | 0 | 0 | 0
ST | 0 | 0 | 0 | 0 | 0 | 0
STOG | 938 | 938 | 938 | 938 | 938 | 938
STWD | 0 | 0 | 0 | 0 | 0 | 0
WT | 0 | 0 | 0 | 0 | 0 | 0
IGCC | 0 | 0 | 0 | 0 | 0 | 0
DemandResponse | 0 | 0 | 0 | 0 | 0 | 0
IGCC-CCS | 0 | 0 | 0 | 0 | 0 | 0
WT_off | 0 | 0 | 0 | 0 | 0 | 0
PseudoUnit | 0 | 0 | 0 | 0 | 0 | 0
FixedInterchange | 0 | 0 | 0 | 0 | 0 | 0
Cumulative Retirements of Capacity by Reporting Type: HQ_IESO
ReportingType | 2015 | 2020 | 2025 | 2030 | 2035 | 2040
BM | 0 | 0 | 0 | 0 | 0 | 0
CC | 0 | 0 | 0 | 0 | 0 | 0
CSP | 0 | 0 | 0 | 0 | 0 | 0
CT | 0 | 0 | 0 | 0 | 0 | 0
Coal | 0 | 0 | 0 | 0 | 0 | 0
Geo | 0 | 0 | 0 | 0 | 0 | 0
H | 0 | 0 | 0 | 0 | 0 | 0
LFG | 0 | 0 | 0 | 0 | 0 | 0
Nuc | 0 | 0 | 0 | 0 | 0 | 0
PS | 0 | 0 | 0 | 0 | 0 | 0
PV | 0 | 0 | 0 | 0 | 0 | 0
PeakG | 0 | 0 | 0 | 0 | 0 | 0
PeakO | 0 | 0 | 0 | 0 | 0 | 0
ST | 0 | 0 | 0 | 0 | 0 | 0
STOG | 0 | 0 | 0 | 0 | 0 | 0
STWD | 0 | 0 | 0 | 0 | 0 | 0
WT | 0 | 0 | 0 | 0 | 0 | 0
IGCC | 0 | 0 | 0 | 0 | 0 | 0
DemandResponse | 0 | 0 | 0 | 0 | 0 | 0
IGCC-CCS | 0 | 0 | 0 | 0 | 0 | 0
WT_off | 0 | 0 | 0 | 0 | 0 | 0
PseudoUnit | 0 | 0 | 0 | 0 | 0 | 0
FixedInterchange | 0 | 0 | 0 | 0 | 0 | 0
Cumulative Retirements of Capacity by Reporting Type: HQ_NEISO
ReportingType | 2015 | 2020 | 2025 | 2030 | 2035 | 2040
BM | 0 | 0 | 0 | 0 | 0 | 0
CC | 0 | 0 | 0 | 0 | 0 | 0
CSP | 0 | 0 | 0 | 0 | 0 | 0
CT | 0 | 0 | 0 | 0 | 0 | 0
Coal | 0 | 0 | 0 | 0 | 0 | 0
Geo | 0 | 0 | 0 | 0 | 0 | 0
H | 0 | 0 | 0 | 0 | 0 | 0
LFG | 0 | 0 | 0 | 0 | 0 | 0
Nuc | 0 | 0 | 0 | 0 | 0 | 0
PS | 0 | 0 | 0 | 0 | 0 | 0
PV | 0 | 0 | 0 | 0 | 0 | 0
PeakG | 0 | 0 | 0 | 0 | 0 | 0
PeakO | 0 | 0 | 0 | 0 | 0 | 0
ST | 0 | 0 | 0 | 0 | 0 | 0
STOG | 0 | 0 | 0 | 0 | 0 | 0
STWD | 0 | 0 | 0 | 0 | 0 | 0
WT | 0 | 0 | 0 | 0 | 0 | 0
IGCC | 0 | 0 | 0 | 0 | 0 | 0
DemandResponse | 0 | 0 | 0 | 0 | 0 | 0
IGCC-CCS | 0 | 0 | 0 | 0 | 0 | 0
WT_off | 0 | 0 | 0 | 0 | 0 | 0
PseudoUnit | 0 | 0 | 0 | 0 | 0 | 0
FixedInterchange | 0 | 0 | 0 | 0 | 0 | 0
Cumulative Retirements of Capacity by Reporting Type: HQ_NY
ReportingType | 2015 | 2020 | 2025 | 2030 | 2035 | 2040
BM | 0 | 0 | 0 | 0 | 0 | 0
CC | 0 | 0 | 0 | 0 | 0 | 0
CSP | 0 | 0 | 0 | 0 | 0 | 0
CT | 0 | 0 | 0 | 0 | 0 | 0
Coal | 0 | 0 | 0 | 0 | 0 | 0
Geo | 0 | 0 | 0 | 0 | 0 | 0
H | 0 | 0 | 0 | 0 | 0 | 0
LFG | 0 | 0 | 0 | 0 | 0 | 0
Nuc | 0 | 0 | 0 | 0 | 0 | 0
PS | 0 | 0 | 0 | 0 | 0 | 0
PV | 0 | 0 | 0 | 0 | 0 | 0
PeakG | 0 | 0 | 0 | 0 | 0 | 0
PeakO | 0 | 0 | 0 | 0 | 0 | 0
ST | 0 | 0 | 0 | 0 | 0 | 0
STOG | 0 | 0 | 0 | 0 | 0 | 0
STWD | 0 | 0 | 0 | 0 | 0 | 0
WT | 0 | 0 | 0 | 0 | 0 | 0
IGCC | 0 | 0 | 0 | 0 | 0 | 0
DemandResponse | 0 | 0 | 0 | 0 | 0 | 0
IGCC-CCS | 0 | 0 | 0 | 0 | 0 | 0
WT_off | 0 | 0 | 0 | 0 | 0 | 0
PseudoUnit | 0 | 0 | 0 | 0 | 0 | 0
FixedInterchange | 0 | 0 | 0 | 0 | 0 | 0
Cumulative Retirements of Capacity by Reporting Type: MARITIMES
ReportingType | 2015 | 2020 | 2025 | 2030 | 2035 | 2040
BM | 0 | 0 | 0 | 0 | 0 | 0
CC | 0 | 0 | 0 | 0 | 0 | 0
CSP | 0 | 0 | 0 | 0 | 0 | 0
CT | 0 | 0 | 0 | 0 | 0 | 0
Coal | 0 | 0 | 0 | 0 | 0 | 0
Geo | 0 | 0 | 0 | 0 | 0 | 0
H | 0 | 0 | 0 | 0 | 0 | 0
LFG | 0 | 0 | 0 | 0 | 0 | 0
Nuc | 0 | 0 | 0 | 0 | 0 | 0
PS | 0 | 0 | 0 | 0 | 0 | 0
PV | 0 | 0 | 0 | 0 | 0 | 0
PeakG | 0 | 0 | 0 | 0 | 0 | 0
PeakO | 0 | 0 | 0 | 0 | 0 | 0
ST | 0 | 0 | 0 | 0 | 0 | 0
STOG | 0 | 0 | 0 | 0 | 0 | 0
STWD | 0 | 0 | 0 | 0 | 0 | 0
WT | 0 | 0 | 0 | 0 | 0 | 0
IGCC | 0 | 0 | 0 | 0 | 0 | 0
DemandResponse | 0 | 0 | 0 | 0 | 0 | 0
IGCC-CCS | 0 | 0 | 0 | 0 | 0 | 0
WT_off | 0 | 0 | 0 | 0 | 0 | 0
PseudoUnit | 0 | 0 | 0 | 0 | 0 | 0
FixedInterchange | 0 | 0 | 0 | 0 | 0 | 0
Cumulative Retirements of Capacity by Reporting Type: All
ReportingType | 2015 | 2020 | 2025 | 2030 | 2035 | 2040
BM | 0 | 0 | 0 | 0 | 0 | 192
CC | 8071.07 | 8071.07 | 8071.07 | 8071.07 | 8071.07 | 8094.77
CSP | 475 | 475 | 475 | 475 | 475 | 475
CT | 0 | 0 | 0 | 0 | 1239.5 | 1239.5
Coal | 66128.17 | 70540.07 | 71170.13 | 71170.13 | 71299.52 | 73951.31
Geo | 4.8 | 4.8 | 4.8 | 4.8 | 4.8 | 4.8
H | 0 | 0 | 0 | 0 | 0 | 0
LFG | 0 | 0 | 0 | 0 | 0 | 0
Nuc | 0 | 614.5 | 614.5 | 2102.7 | 28678.4 | 48384.39
PS | 0 | 0 | 0 | 0 | 0 | 0
PV | 0 | 0 | 0 | 0 | 1117.06 | 1117.06
PeakG | 3981.9 | 4077.99 | 4077.99 | 4077.99 | 5562.05 | 7737.99
PeakO | 2626.7 | 2626.7 | 2643.58 | 2843.58 | 2843.58 | 2843.58
ST | 0 | 0 | 0 | 0 | 0 | 0
STOG | 46577.19 | 50594.09 | 51437.66 | 51437.66 | 51437.66 | 51437.66
STWD | 1514.77 | 1514.77 | 1514.77 | 1514.77 | 1514.77 | 1514.77
WT | 126.2 | 126.2 | 126.2 | 126.2 | 2232.1 | 2232.1
IGCC | 0 | 0 | 0 | 0 | 0 | 0
DemandResponse | 0 | 0 | 0 | 0 | 0 | 0
IGCC-CCS | 0 | 0 | 0 | 0 | 0 | 0
WT_off | 0 | 0 | 0 | 0 | 468 | 468
PseudoUnit | 0 | 0 | 0 | 0 | 0 | 0
FixedInterchange | 0 | 0 | 0 | 0 | 0 | 0
Cumulative Retirements of Capacity by Reporting Type: EI_US
ReportingType | 2015 | 2020 | 2025 | 2030 | 2035 | 2040
BM | 0 | 0 | 0 | 0 | 0 | 192
CC | 2343.39 | 2343.39 | 2343.39 | 2343.39 | 2343.39 | 2343.39
CSP | 0 | 0 | 0 | 0 | 0 | 0
CT | 0 | 0 | 0 | 0 | 0 | 0
Coal | 55097.22 | 59338.62 | 59616.68 | 59616.68 | 59616.68 | 61889.32
Geo | 0 | 0 | 0 | 0 | 0 | 0
H | 0 | 0 | 0 | 0 | 0 | 0
LFG | 0 | 0 | 0 | 0 | 0 | 0
Nuc | 0 | 614.5 | 614.5 | 2102.7 | 27648.4 | 45814.39
PS | 0 | 0 | 0 | 0 | 0 | 0
PV | 0 | 0 | 0 | 0 | 32 | 32
PeakG | 422.78 | 422.78 | 422.78 | 422.78 | 422.78 | 422.78
PeakO | 2121.06 | 2121.06 | 2121.06 | 2121.06 | 2121.06 | 2121.06
ST | 0 | 0 | 0 | 0 | 0 | 0
STOG | 35805.36 | 39822.27 | 40520.17 | 40520.17 | 40520.17 | 40520.17
STWD | 668 | 668 | 668 | 668 | 668 | 668
WT | 0 | 0 | 0 | 0 | 0 | 0
IGCC | 0 | 0 | 0 | 0 | 0 | 0
DemandResponse | 0 | 0 | 0 | 0 | 0 | 0
IGCC-CCS | 0 | 0 | 0 | 0 | 0 | 0
WT_off | 0 | 0 | 0 | 0 | 468 | 468
PseudoUnit | 0 | 0 | 0 | 0 | 0 | 0
FixedInterchange | 0 | 0 | 0 | 0 | 0 | 0
Cumulative Retirements of Capacity by Reporting Type: EI_Canada
ReportingType | 2015 | 2020 | 2025 | 2030 | 2035 | 2040
BM | 0 | 0 | 0 | 0 | 0 | 0
CC | 3106.62 | 3106.62 | 3106.62 | 3106.62 | 3106.62 | 3106.62
CSP | 0 | 0 | 0 | 0 | 0 | 0
CT | 0 | 0 | 0 | 0 | 0 | 0
Coal | 7308.16 | 7308.16 | 7308.16 | 7308.16 | 7308.16 | 7308.16
Geo | 0 | 0 | 0 | 0 | 0 | 0
H | 0 | 0 | 0 | 0 | 0 | 0
LFG | 0 | 0 | 0 | 0 | 0 | 0
Nuc | 0 | 0 | 0 | 0 | 1030 | 2570
PS | 0 | 0 | 0 | 0 | 0 | 0
PV | 0 | 0 | 0 | 0 | 1067.26 | 1067.26
PeakG | 0 | 0 | 0 | 0 | 0 | 0
PeakO | 145.65 | 145.65 | 145.65 | 145.65 | 145.65 | 145.65
ST | 0 | 0 | 0 | 0 | 0 | 0
STOG | 2126 | 2126 | 2126 | 2126 | 2126 | 2126
STWD | 139 | 139 | 139 | 139 | 139 | 139
WT | 0 | 0 | 0 | 0 | 2105.9 | 2105.9
IGCC | 0 | 0 | 0 | 0 | 0 | 0
DemandResponse | 0 | 0 | 0 | 0 | 0 | 0
IGCC-CCS | 0 | 0 | 0 | 0 | 0 | 0
WT_off | 0 | 0 | 0 | 0 | 0 | 0
PseudoUnit | 0 | 0 | 0 | 0 | 0 | 0
FixedInterchange | 0 | 0 | 0 | 0 | 0 | 0
Cumulative Retirements of Capacity by Reporting Type: EI
ReportingType | 2015 | 2020 | 2025 | 2030 | 2035 | 2040
BM | 0 | 0 | 0 | 0 | 0 | 192
CC | 5450 | 5450 | 5450 | 5450 | 5450 | 5450
CSP | 0 | 0 | 0 | 0 | 0 | 0
CT | 0 | 0 | 0 | 0 | 0 | 0
Coal | 62405.38 | 66646.78 | 66924.84 | 66924.84 | 66924.84 | 69197.48
Geo | 0 | 0 | 0 | 0 | 0 | 0
H | 0 | 0 | 0 | 0 | 0 | 0
LFG | 0 | 0 | 0 | 0 | 0 | 0
Nuc | 0 | 614.5 | 614.5 | 2102.7 | 28678.4 | 48384.39
PS | 0 | 0 | 0 | 0 | 0 | 0
PV | 0 | 0 | 0 | 0 | 1099.26 | 1099.26
PeakG | 422.78 | 422.78 | 422.78 | 422.78 | 422.78 | 422.78
PeakO | 2266.7 | 2266.7 | 2266.7 | 2266.7 | 2266.7 | 2266.7
ST | 0 | 0 | 0 | 0 | 0 | 0
STOG | 37931.36 | 41948.27 | 42646.17 | 42646.17 | 42646.17 | 42646.17
STWD | 807 | 807 | 807 | 807 | 807 | 807
WT | 0 | 0 | 0 | 0 | 2105.9 | 2105.9
IGCC | 0 | 0 | 0 | 0 | 0 | 0
DemandResponse | 0 | 0 | 0 | 0 | 0 | 0
IGCC-CCS | 0 | 0 | 0 | 0 | 0 | 0
WT_off | 0 | 0 | 0 | 0 | 468 | 468
PseudoUnit | 0 | 0 | 0 | 0 | 0 | 0
FixedInterchange | 0 | 0 | 0 | 0 | 0 | 0
Cumulative Retirements of Capacity by Reporting Type: Outside_EI
ReportingType | 2015 | 2020 | 2025 | 2030 | 2035 | 2040
BM | 0 | 0 | 0 | 0 | 0 | 0
CC | 2621.06 | 2621.06 | 2621.06 | 2621.06 | 2621.06 | 2644.77
CSP | 475 | 475 | 475 | 475 | 475 | 475
CT | 0 | 0 | 0 | 0 | 1239.5 | 1239.5
Coal | 3722.79 | 3893.29 | 4245.29 | 4245.29 | 4374.68 | 4753.83
Geo | 4.8 | 4.8 | 4.8 | 4.8 | 4.8 | 4.8
H | 0 | 0 | 0 | 0 | 0 | 0
LFG | 0 | 0 | 0 | 0 | 0 | 0
Nuc | 0 | 0 | 0 | 0 | 0 | 0
PS | 0 | 0 | 0 | 0 | 0 | 0
PV | 0 | 0 | 0 | 0 | 17.8 | 17.8
PeakG | 3559.12 | 3655.21 | 3655.21 | 3655.21 | 5139.27 | 7315.21
PeakO | 360 | 360 | 376.88 | 576.88 | 576.88 | 576.88
ST | 0 | 0 | 0 | 0 | 0 | 0
STOG | 8645.82 | 8645.82 | 8791.49 | 8791.49 | 8791.49 | 8791.49
STWD | 707.77 | 707.77 | 707.77 | 707.77 | 707.77 | 707.77
WT | 126.2 | 126.2 | 126.2 | 126.2 | 126.2 | 126.2
IGCC | 0 | 0 | 0 | 0 | 0 | 0
DemandResponse | 0 | 0 | 0 | 0 | 0 | 0
IGCC-CCS | 0 | 0 | 0 | 0 | 0 | 0
WT_off | 0 | 0 | 0 | 0 | 0 | 0
PseudoUnit | 0 | 0 | 0 | 0 | 0 | 0
FixedInterchange | 0 | 0 | 0 | 0 | 0 | 0
#5 | Total Installed ACTIVE Capacity (MW)
Total Installed Capacity by Reporting Type: Entergy
ReportingType | 2015 | 2020 | 2025 | 2030 | 2035 | 2040
BM | 0 | 0 | 0 | 0 | 0 | 0
CC | 13885.02 | 14741.16 | 14741.16 | 15705.1 | 17536.74 | 19642.11
CSP | 0 | 0 | 0 | 0 | 0 | 0
CT | 0 | 0 | 0 | 0 | 0 | 0
Coal | 8136 | 8136 | 8136 | 8136 | 8136 | 8136
Geo | 0 | 0 | 0 | 0 | 0 | 0
H | 744 | 744 | 744 | 744 | 744 | 744
LFG | 8 | 8 | 115.4 | 115.4 | 115.4 | 115.4
Nuc | 5422 | 5422 | 5422 | 5422 | 4580 | 3583
PS | 59 | 59 | 59 | 59 | 59 | 59
PV | 0.29 | 64.83 | 99.85 | 103.02 | 106.62 | 110.34
PeakG | 2787 | 2787 | 2787 | 2787 | 2787 | 2787
PeakO | 174 | 174 | 174 | 174 | 174 | 174
ST | 0 | 0 | 0 | 0 | 0 | 0
STOG | 4015.35 | 4015.35 | 3596.21 | 3596.21 | 3596.21 | 3596.21
STWD | 206 | 206 | 206 | 206 | 206 | 206
WT | 107 | 107 | 107 | 107 | 107 | 107
IGCC | 0 | 0 | 0 | 0 | 0 | 0
DemandResponse | 301.55 | 1538.95 | 2854.33 | 2930.78 | 3009.27 | 3089.87
IGCC-CCS | 0 | 0 | 0 | 0 | 0 | 0
WT_off | 0 | 0 | 0 | 0 | 0 | 0
PseudoUnit | 0 | 0 | 0 | 0 | 0 | 0
FixedInterchange | 0 | 0 | 0 | 0 | 0 | 0
Total Installed Capacity by Reporting Type: FRCC
ReportingType | 2015 | 2020 | 2025 | 2030 | 2035 | 2040
BM | 0 | 0 | 0 | 0 | 0 | 0
CC | 23300.9 | 28061.57 | 30555.09 | 34434.09 | 40174.97 | 46241.4
CSP | 0 | 0 | 0 | 0 | 0 | 0
CT | 2480 | 2480 | 2480 | 2480 | 2480 | 2480
Coal | 8997.4 | 8128.4 | 8128.4 | 8128.4 | 8128.4 | 8128.4
Geo | 0 | 0 | 0 | 0 | 0 | 0
H | 55 | 55 | 55 | 55 | 55 | 55
LFG | 486 | 486 | 684 | 684 | 684 | 684
Nuc | 4131.33 | 4131.33 | 4131.33 | 4131.33 | 2516 | 839
PS | 0 | 0 | 0 | 0 | 0 | 0
PV | 51 | 51 | 51 | 51 | 51 | 51
PeakG | 8431 | 8431 | 8431 | 8431 | 8431 | 8431
PeakO | 2283 | 2283 | 2283 | 2283 | 2283 | 2283
ST | 0 | 0 | 0 | 0 | 0 | 0
STOG | 4352.84 | 4352.84 | 4074.08 | 4074.08 | 4074.08 | 4074.08
STWD | 195 | 195 | 195 | 195 | 195 | 195
WT | 0 | 0 | 0 | 0 | 0 | 0
IGCC | 0 | 0 | 0 | 0 | 0 | 0
DemandResponse | 2734.45 | 3962.85 | 5527.63 | 5878.95 | 6252.59 | 6649.99
IGCC-CCS | 0 | 0 | 0 | 0 | 0 | 0
WT_off | 0 | 0 | 0 | 0 | 0 | 0
PseudoUnit | 0 | 0 | 0 | 0 | 0 | 0
FixedInterchange | 0 | 0 | 0 | 0 | 0 | 0
Total Installed Capacity by Reporting Type: MAPP_US
ReportingType | 2015 | 2020 | 2025 | 2030 | 2035 | 2040
BM | 0 | 0 | 0 | 0 | 0 | 0
CC | 289 | 289 | 289 | 289 | 289 | 289
CSP | 0 | 0 | 0 | 0 | 0 | 0
CT | 308.3 | 308.3 | 308.3 | 381.65 | 643.6 | 919.65
Coal | 2933.9 | 2933.9 | 2933.9 | 2933.9 | 2933.9 | 2933.91
Geo | 44 | 44 | 44 | 44 | 44 | 44
H | 2186 | 2186 | 2186 | 2186 | 2186 | 2186
LFG | 2 | 2 | 73.67 | 73.67 | 73.67 | 73.67
Nuc | 0.1 | 0.1 | 0.1 | 0.1 | 0.1 | 0.1
PS | 0 | 0 | 0 | 0 | 0 | 0
PV | 0 | 0 | 0 | 0 | 0 | 0
PeakG | 709 | 709 | 709 | 709 | 709 | 709
PeakO | 0.01 | 0.01 | 0.01 | 0.01 | 0.01 | 0.01
ST | 0 | 0 | 0 | 0 | 0 | 0
STOG | 0 | 0 | 0 | 0 | 0 | 0
STWD | 0 | 0 | 0 | 0 | 0 | 0
WT | 1689.3 | 2305.48 | 2396.81 | 2491.75 | 2590.46 | 2693.08
IGCC | 0 | 0 | 0 | 0 | 0 | 0
DemandResponse | 59 | 199.4 | 353.8 | 367.81 | 382.38 | 397.53
IGCC-CCS | 0 | 0 | 0 | 0 | 0 | 0
WT_off | 0 | 0 | 0 | 0 | 0 | 0
PseudoUnit | 0 | 0 | 0 | 0 | 0 | 0
FixedInterchange | 0 | 0 | 0 | 0 | 0 | 0
Total Installed Capacity by Reporting Type: MISO_IN
ReportingType | 2015 | 2020 | 2025 | 2030 | 2035 | 2040
BM | 0 | 0 | 0 | 0 | 0 | 0
CC | 1396 | 1396 | 1396 | 1396.01 | 5964.5 | 5964.5
CSP | 0 | 0 | 0 | 0 | 0 | 0
CT | 0 | 0 | 0 | 0 | 0 | 0
Coal | 13496.8 | 13496.8 | 13496.8 | 13496.8 | 13496.81 | 13496.81
Geo | 0 | 0 | 0 | 0 | 0 | 0
H | 75 | 75 | 75 | 75 | 75 | 75
LFG | 37 | 37 | 37 | 117.13 | 117.13 | 117.13
Nuc | 0.1 | 0.1 | 0.1 | 0.1 | 0.1 | 0.1
PS | 0 | 0 | 0 | 0 | 0 | 0
PV | 0 | 241.58 | 393.59 | 406.41 | 419.61 | 433.21
PeakG | 3053 | 3053 | 3053 | 3053 | 3053 | 3053
PeakO | 361 | 361 | 361 | 361 | 361 | 361
ST | 0 | 0 | 0 | 0 | 0 | 0
STOG | 279 | 279 | 279 | 279 | 279 | 279
STWD | 0 | 0 | 0 | 0 | 0 | 0
WT | 535 | 535 | 535 | 535 | 535 | 535
IGCC | 618 | 618 | 618 | 618 | 618 | 618
DemandResponse | 1068.55 | 1287.74 | 1545.09 | 1592.8 | 1641.97 | 1692.67
IGCC-CCS | 0 | 0 | 0 | 0 | 0 | 0
WT_off | 0 | 0 | 0 | 0 | 0 | 0
PseudoUnit | 0 | 0 | 0 | 0 | 0 | 0
FixedInterchange | 0 | 0 | 0 | 0 | 0 | 0
Total Installed Capacity by Reporting Type: MISO_MI
ReportingType | 2015 | 2020 | 2025 | 2030 | 2035 | 2040
BM | 0 | 0 | 0 | 0 | 0 | 0
CC | 4338 | 4338 | 4338 | 4338 | 4338 | 4338
CSP | 0 | 0 | 0 | 0 | 0 | 0
CT | 0 | 0 | 0 | 0 | 0.01 | 0.01
Coal | 8466.02 | 8466.02 | 8466.02 | 8466.02 | 8466.02 | 8466.02
Geo | 0 | 0 | 0 | 0 | 0 | 0
H | 141 | 141 | 141 | 141 | 141 | 141
LFG | 163 | 323.25 | 323.25 | 323.25 | 323.25 | 323.25
Nuc | 1889 | 1889 | 1889 | 1889 | 1111 | 1111
PS | 1872 | 1872 | 1872 | 1872 | 1872 | 1872
PV | 0 | 0 | 0 | 0 | 0 | 0
PeakG | 3562 | 3562 | 3562 | 3562 | 3562 | 3562
PeakO | 534 | 534 | 534 | 534 | 534 | 534
ST | 0 | 0 | 0 | 0 | 0 | 0
STOG | 2852 | 2852 | 2852 | 2852 | 2852 | 2852
STWD | 163 | 163 | 163 | 163 | 163 | 163
WT | 2161 | 2161 | 2761 | 2761 | 2984.2 | 3153.67
IGCC | 0 | 0 | 0 | 0 | 0 | 0
DemandResponse | 1838.88 | 2351.35 | 3000.3 | 3120.7 | 3245.93 | 3376.18
IGCC-CCS | 0 | 0 | 0 | 0 | 0 | 0
WT_off | 0 | 0 | 0 | 0 | 0 | 0
PseudoUnit | 0 | 0 | 0 | 0 | 0 | 0
FixedInterchange | 0 | 0 | 0 | 0 | 0 | 0
Total Installed Capacity by Reporting Type: MISO_MO-IL
ReportingType | 2015 | 2020 | 2025 | 2030 | 2035 | 2040
BM | 0 | 0 | 0 | 0 | 0 | 0
CC | 1058 | 1058 | 1058 | 1058 | 1058 | 1058
CSP | 0 | 0 | 0 | 0 | 0 | 0
CT | 0 | 0 | 0 | 0 | 0 | 0
Coal | 14932 | 14932 | 14932 | 14932 | 14932 | 14932
Geo | 0 | 0 | 0 | 0 | 0 | 0
H | 352 | 352 | 352 | 352 | 352 | 352
LFG | 18 | 18 | 241.33 | 241.33 | 241.33 | 241.33
Nuc | 2233 | 2233 | 2233 | 2233 | 2233 | 2233
PS | 440 | 440 | 440 | 440 | 440 | 440
PV | 0 | 0 | 0 | 0 | 0 | 0
PeakG | 4595 | 4595 | 4595 | 4595 | 4595 | 4595
PeakO | 766 | 766 | 766 | 766 | 766 | 766
ST | 0 | 0 | 0 | 0 | 0 | 0
STOG | 592 | 592 | 592 | 592 | 592 | 592
STWD | 0 | 0 | 0 | 0 | 0 | 0
WT | 678 | 678 | 678 | 678 | 678 | 678
IGCC | 0 | 0 | 0 | 0 | 0 | 0
DemandResponse | 301.14 | 1139.8 | 2067.65 | 2153.82 | 2243.59 | 2337.1
IGCC-CCS | 0 | 0 | 0 | 0 | 0 | 0
WT_off | 0 | 0 | 0 | 0 | 0 | 0
PseudoUnit | 0 | 0 | 0 | 0 | 0 | 0
FixedInterchange | 0 | 0 | 0 | 0 | 0 | 0
Total Installed Capacity by Reporting Type: MISO_W
ReportingType | 2015 | 2020 | 2025 | 2030 | 2035 | 2040
BM | 0 | 0 | 0 | 0 | 0 | 0
CC | 3025 | 3025 | 3025 | 3025 | 3025 | 3025
CSP | 0 | 0 | 0 | 0 | 0 | 0
CT | 0 | 0 | 0 | 0 | 0 | 0
Coal | 11140.7 | 11140.7 | 11140.7 | 11140.7 | 11493.53 | 16893.29
Geo | 0 | 0 | 0 | 0 | 0 | 0
H | 497 | 497 | 497 | 497 | 497 | 497
LFG | 205 | 205 | 276.67 | 276.67 | 276.67 | 276.67
Nuc | 2361.33 | 2361.33 | 2361.33 | 2361.33 | 0.1 | 0.1
PS | 0 | 0 | 0 | 0 | 0 | 0
PV | 0 | 0 | 0 | 0 | 0 | 0
PeakG | 4522 | 4522 | 4522 | 4522 | 4522 | 4522
PeakO | 2154 | 2154 | 2154 | 2154 | 2154 | 2154
ST | 0 | 0 | 0 | 0 | 0 | 0
STOG | 172 | 172 | 172 | 172 | 172 | 172
STWD | 313 | 313 | 313 | 313 | 313 | 313
WT | 8358.5 | 10241.37 | 13376.39 | 14328.11 | 14877.03 | 15444.23
IGCC | 0 | 0 | 0 | 0 | 0 | 0
DemandResponse | 2622.87 | 2885.77 | 3318.4 | 3449.86 | 3586.51 | 3728.59
IGCC-CCS | 0 | 0 | 0 | 0 | 0 | 0
WT_off | 0 | 0 | 0 | 0 | 0 | 0
PseudoUnit | 0 | 0 | 0 | 0 | 0 | 0
FixedInterchange | 0 | 0 | 0 | 0 | 0 | 0
Total Installed Capacity by Reporting Type: MISO_WUMS
ReportingType | 2015 | 2020 | 2025 | 2030 | 2035 | 2040
BM | 0 | 0 | 0 | 0 | 0 | 0
CC | 2724 | 2724 | 3014.18 | 3910.77 | 6408.33 | 6408.33
CSP | 0 | 0 | 0 | 0 | 0 | 0
CT | 0 | 3297.11 | 3910.2 | 7129.62 | 9062.86 | 9062.86
Coal | 6303.1 | 6042.1 | 6042.11 | 6042.11 | 6042.11 | 5488.11
Geo | 0 | 0 | 0 | 0 | 0 | 0
H | 336 | 336 | 336 | 336 | 336 | 336
LFG | 71 | 71 | 294.33 | 294.33 | 294.33 | 294.33
Nuc | 1817 | 1817 | 1817 | 1817 | 0.1 | 0.1
PS | 0 | 0 | 0 | 0 | 0 | 0
PV | 0 | 0 | 0 | 0 | 0 | 0
PeakG | 3230 | 3230 | 3230 | 3230 | 3230 | 3230
PeakO | 490 | 490 | 490 | 490 | 490 | 490
ST | 0 | 0 | 0 | 0 | 0 | 0
STOG | 300.5 | 300.5 | 300.5 | 300.5 | 300.5 | 300.5
STWD | 105 | 105 | 105 | 105 | 105 | 105
WT | 1528.9 | 1528.9 | 1528.9 | 1528.9 | 1528.9 | 1528.9
IGCC | 0 | 0 | 0 | 0 | 0 | 0
DemandResponse | 193.34 | 453.12 | 737.75 | 762.42 | 787.92 | 814.26
IGCC-CCS | 0 | 0 | 0 | 0 | 0 | 0
WT_off | 0 | 0 | 0 | 0 | 0 | 0
PseudoUnit | 0 | 0 | 0 | 0 | 0 | 0
FixedInterchange | 0 | 0 | 0 | 0 | 0 | 0
Total Installed Capacity by Reporting Type: Nebraska
ReportingType | 2015 | 2020 | 2025 | 2030 | 2035 | 2040
BM | 0 | 0 | 0 | 0 | 0 | 0
CC | 358 | 358 | 358 | 358 | 358 | 358
CSP | 0 | 0 | 0 | 0 | 0 | 0
CT | 0 | 0 | 0 | 0 | 0 | 0
Coal | 4110.1 | 4110.1 | 4110.1 | 4110.1 | 5751.26 | 6799.03
Geo | 0 | 0 | 0 | 0 | 0 | 0
H | 167 | 167 | 167 | 167 | 167 | 167
LFG | 6 | 6 | 77.67 | 77.67 | 77.67 | 77.67
Nuc | 1252 | 1252 | 1252 | 1252 | 0.2 | 0.2
PS | 0 | 0 | 0 | 0 | 0 | 0
PV | 0 | 0 | 0 | 0 | 0 | 0
PeakG | 1305 | 1305 | 1305 | 1305 | 1305 | 1305
PeakO | 326 | 326 | 326 | 326 | 326 | 326
ST | 0 | 0 | 0 | 0 | 0 | 0
STOG | 0.02 | 0.02 | 0.02 | 0.02 | 0.02 | 0.02
STWD | 0 | 0 | 0 | 0 | 0 | 0
WT | 344 | 344 | 344 | 344 | 344 | 344
IGCC | 0 | 0 | 0 | 0 | 0 | 0
DemandResponse | 624.42 | 756.13 | 918.4 | 954.78 | 992.6 | 1031.92
IGCC-CCS | 0 | 0 | 0 | 0 | 0 | 0
WT_off | 0 | 0 | 0 | 0 | 0 | 0
PseudoUnit | 0 | 0 | 0 | 0 | 0 | 0
FixedInterchange | 0 | 0 | 0 | 0 | 0 | 0
Total Installed Capacity by Reporting Type: NEISO
ReportingType | 2015 | 2020 | 2025 | 2030 | 2035 | 2040
BM | 252.2 | 252.2 | 252.2 | 252.2 | 252.2 | 252.2
CC | 11169.11 | 11169.11 | 11169.11 | 11169.11 | 11169.12 | 11169.12
CSP | 0 | 0 | 0 | 0 | 0 | 0
CT | 334 | 334 | 334 | 334 | 986.11 | 2032.67
Coal | 320 | 0 | 0 | 0 | 0 | 0
Geo | 0 | 0 | 0 | 0 | 0 | 0
H | 3257.7 | 3257.7 | 3257.7 | 3257.7 | 3257.7 | 3257.7
LFG | 581.26 | 581.26 | 651 | 651 | 651 | 651
Nuc | 4645 | 4645 | 4645 | 4645 | 3356 | 2479.08
PS | 1674 | 1674 | 1674 | 1674 | 1674 | 1674
PV | 2 | 316.78 | 316.78 | 316.86 | 316.91 | 316.96
PeakG | 1200 | 1200 | 1200 | 1200 | 1200 | 1200
PeakO | 838.64 | 838.64 | 838.64 | 838.64 | 838.64 | 838.64
ST | 0 | 0 | 0 | 0 | 0 | 0
STOG | 0 | 0 | 0 | 0 | 0 | 0
STWD | 610 | 610 | 610 | 610 | 610 | 610
WT | 434.2 | 3335.36 | 5139.56 | 5483 | 5483 | 5483
IGCC | 0 | 0 | 0 | 0 | 0 | 0
DemandResponse | 3092.4 | 3627.72 | 4230.66 | 4257.78 | 4282.5 | 4307.35
IGCC-CCS | 0 | 0 | 0 | 0 | 0 | 0
WT_off | 468 | 468 | 468 | 468 | 0 | 0
PseudoUnit | 0 | 0 | 0 | 0 | 0 | 0
FixedInterchange | 0 | 0 | 0 | 0 | 0 | 0
Total Installed Capacity by Reporting Type: NonRTO_Midwest
ReportingType | 2015 | 2020 | 2025 | 2030 | 2035 | 2040
BM | 0 | 0 | 0 | 0 | 0 | 0
CC | 0 | 133.97 | 133.97 | 393.66 | 744.71 | 1114.03
CSP | 0 | 0 | 0 | 0 | 0 | 0
CT | 0 | 602.99 | 602.99 | 602.99 | 602.99 | 602.99
Coal | 9529.3 | 9529.3 | 9529.3 | 9529.3 | 9529.3 | 9529.3
Geo | 0 | 0 | 0 | 0 | 0 | 0
H | 143 | 143 | 143 | 143 | 143 | 143
LFG | 14 | 14 | 91.37 | 174.25 | 174.25 | 174.25
Nuc | 0.1 | 0.1 | 0.1 | 0.1 | 0.1 | 0.1
PS | 0 | 0 | 0 | 0 | 0 | 0
PV | 0 | 0 | 0 | 0 | 0 | 0
PeakG | 3353 | 3353 | 3353 | 3353 | 3353 | 3353
PeakO | 12 | 12 | 12 | 12 | 12 | 12
ST | 0 | 0 | 0 | 0 | 0 | 0
STOG | 0 | 0 | 0 | 0 | 0 | 0
STWD | 0 | 0 | 0 | 0 | 0 | 0
WT | 66 | 66 | 66 | 66 | 66 | 66
IGCC | 0 | 0 | 0 | 0 | 0 | 0
DemandResponse | 193.98 | 453.37 | 727.88 | 745.89 | 764.35 | 783.26
IGCC-CCS | 0 | 0 | 0 | 0 | 0 | 0
WT_off | 0 | 0 | 0 | 0 | 0 | 0
PseudoUnit | 0 | 0 | 0 | 0 | 0 | 0
FixedInterchange | 0 | 0 | 0 | 0 | 0 | 0
Total Installed Capacity by Reporting Type: NYISO_A-F
ReportingType | 2015 | 2020 | 2025 | 2030 | 2035 | 2040
BM | 0 | 0 | 0 | 0 | 0 | 0
CC | 4233 | 4233 | 4233 | 4233 | 4233 | 4233
CSP | 0 | 0 | 0 | 0 | 0 | 0
CT | 0 | 0 | 0 | 0 | 0 | 0
Coal | 0 | 0 | 0 | 0 | 0 | 0
Geo | 0 | 0 | 0 | 0 | 0 | 0
H | 4395 | 4395 | 4395 | 4395 | 4395 | 4395
LFG | 172.4 | 172.4 | 180 | 240.33 | 240.33 | 240.33
Nuc | 3365 | 3365 | 3365 | 2743.8 | 2163.3 | 1311.1
PS | 1412 | 1412 | 1412 | 1412 | 1412 | 1412
PV | 0 | 0 | 0 | 0 | 0 | 0
PeakG | 221 | 221 | 221 | 221 | 221 | 221
PeakO | 39 | 39 | 39 | 39 | 39 | 39
ST | 0 | 0 | 0 | 0 | 0 | 0
STOG | 0 | 0 | 0 | 0 | 0 | 0
STWD | 86 | 86 | 86 | 86 | 86 | 86
WT | 3759.3 | 4469.1 | 4469.1 | 4833.45 | 5521.05 | 5521.05
IGCC | 0 | 0 | 0 | 0 | 0 | 0
DemandResponse | 907.2 | 1018.15 | 1143.28 | 1172.73 | 1202.95 | 1233.94
IGCC-CCS | 0 | 0 | 0 | 0 | 0 | 0
WT_off | 0 | 0 | 0 | 0 | 0 | 0
PseudoUnit | 0 | 0 | 0 | 0 | 0 | 0
FixedInterchange | 0 | 0 | 0 | 0 | 0 | 0
Total Installed Capacity by Reporting Type: NYISO_G-I
ReportingType | 2015 | 2020 | 2025 | 2030 | 2035 | 2040
BM | 0 | 0 | 0 | 0 | 0 | 0
CC | 1157 | 1157 | 1400.66 | 2442.28 | 5197.79 | 8017.67
CSP | 0 | 0 | 0 | 0 | 0 | 0
CT | 0 | 0 | 0 | 0 | 0 | 0
Coal | 0 | 0 | 0 | 0 | 0 | 0
Geo | 0 | 0 | 0 | 0 | 0 | 0
H | 32 | 32 | 32 | 32 | 32 | 32
LFG | 64 | 64 | 138.33 | 138.33 | 138.33 | 138.33
Nuc | 2045 | 2045 | 2045 | 2045 | 1025.4 | 0.4
PS | 0 | 0 | 0 | 0 | 0 | 0
PV | 0 | 0 | 0 | 0 | 0 | 0
PeakG | 65 | 65 | 65 | 65 | 65 | 65
PeakO | 87 | 87 | 87 | 87 | 87 | 87
ST | 0 | 0 | 0 | 0 | 0 | 0
STOG | 0.01 | 0.01 | 0.01 | 0.01 | 0.01 | 0.01
STWD | 0 | 0 | 0 | 0 | 0 | 0
WT | 0 | 60 | 60 | 60 | 60 | 60
IGCC | 0 | 0 | 0 | 0 | 0 | 0
DemandResponse | 339.56 | 380.32 | 434.34 | 453.11 | 472.7 | 493.13
IGCC-CCS | 0 | 0 | 0 | 0 | 0 | 0
WT_off | 0 | 0 | 0 | 0 | 0 | 0
PseudoUnit | 0 | 0 | 0 | 0 | 0 | 0
FixedInterchange | 0 | 0 | 0 | 0 | 0 | 0
Total Installed Capacity by Reporting Type: NYISO_J-K
ReportingType | 2015 | 2020 | 2025 | 2030 | 2035 | 2040
BM | 0 | 0 | 0 | 0 | 0 | 0
CC | 4833.4 | 4833.4 | 4833.4 | 4833.4 | 4833.4 | 4833.4
CSP | 0 | 0 | 0 | 0 | 0 | 0
CT | 0 | 0 | 709.7 | 1462.4 | 1630.48 | 2161.71
Coal | 0 | 0 | 0 | 0 | 0 | 0
Geo | 0 | 0 | 0 | 0 | 0 | 0
H | 0 | 0 | 0 | 0 | 0 | 0
LFG | 124 | 124 | 124 | 198.33 | 198.33 | 198.33
Nuc | 0.1 | 0.1 | 0.1 | 0.1 | 0.1 | 0.1
PS | 0 | 0 | 0 | 0 | 0 | 0
PV | 32 | 32 | 32 | 32 | 0 | 0
PeakG | 2778 | 2778 | 2778 | 2778 | 2778 | 2778
PeakO | 2169 | 2169 | 2169 | 2169 | 2169 | 2169
ST | 0 | 0 | 0 | 0 | 0 | 0
STOG | 5670.44 | 5670.44 | 5670.44 | 5670.44 | 5670.44 | 5670.44
STWD | 0 | 0 | 0 | 0 | 0 | 0
WT | 0 | 0 | 0 | 0 | 0 | 0
IGCC | 0 | 0 | 0 | 0 | 0 | 0
DemandResponse | 1319.07 | 1502.66 | 1718.62 | 1795.58 | 1875.99 | 1960
IGCC-CCS | 0 | 0 | 0 | 0 | 0 | 0
WT_off | 0 | 0 | 0 | 0 | 0 | 0
PseudoUnit | 0 | 0 | 0 | 0 | 0 | 0
FixedInterchange | 0 | 0 | 0 | 0 | 0 | 0
Total Installed Capacity by Reporting Type: PJM_E
ReportingType | 2015 | 2020 | 2025 | 2030 | 2035 | 2040
BM | 30 | 30 | 30 | 30 | 30 | 30
CC | 12283.3 | 12283.3 | 12283.3 | 12283.3 | 12283.3 | 12283.3
CSP | 0 | 0 | 0 | 0 | 0 | 0
CT | 26.2 | 26.2 | 26.2 | 26.2 | 2408.35 | 2408.35
Coal | 595.01 | 27.01 | 27.01 | 27.01 | 27.01 | 27.01
Geo | 0 | 0 | 0 | 0 | 0 | 0
H | 269.99 | 269.99 | 269.99 | 269.99 | 269.99 | 269.99
LFG | 471.1 | 604 | 604 | 604 | 604 | 604
Nuc | 8510 | 7895.5 | 7895.5 | 7895.5 | 5671.5 | 4497.5
PS | 400 | 400 | 400 | 400 | 400 | 400
PV | 47.45 | 47.45 | 47.45 | 47.45 | 47.45 | 47.45
PeakG | 3877.5 | 3877.5 | 3877.5 | 3877.5 | 3877.5 | 3877.5
PeakO | 2749.3 | 2749.3 | 2749.3 | 2749.3 | 2749.3 | 2749.3
ST | 0 | 0 | 0 | 0 | 0 | 0
STOG | 1787.57 | 1787.56 | 1787.56 | 1787.56 | 1787.56 | 1787.56
STWD | 0 | 0 | 0 | 0 | 0 | 0
WT | 1160 | 1160 | 1160 | 1160 | 1160 | 1160
IGCC | 0 | 0 | 0 | 0 | 0 | 0
DemandResponse | 1256.73 | 1718.17 | 2388.62 | 2469.72 | 2553.57 | 2640.27
IGCC-CCS | 0 | 0 | 0 | 0 | 0 | 0
WT_off | 0 | 0 | 1100 | 1100 | 1100 | 1100
PseudoUnit | 0 | 0 | 0 | 0 | 0 | 0
FixedInterchange | 0 | 0 | 0 | 0 | 0 | 0
Total Installed Capacity by Reporting Type: PJM_ROM
ReportingType | 2015 | 2020 | 2025 | 2030 | 2035 | 2040
BM | 18 | 18 | 18 | 18 | 18 | 18
CC | 5664.5 | 5664.5 | 5664.5 | 5664.5 | 8161.25 | 21037.44
CSP | 0 | 0 | 0 | 0 | 0 | 0
CT | 16 | 16 | 16 | 16 | 16 | 16
Coal | 7743.51 | 7743.51 | 7743.51 | 7743.51 | 7743.51 | 7743.51
Geo | 0 | 0 | 0 | 0 | 0 | 0
H | 1392 | 1392 | 1392 | 1392 | 1392 | 1392
LFG | 356.9 | 622 | 622 | 622 | 622 | 622
Nuc | 5036 | 5036 | 5036 | 5036 | 3304 | 2405
PS | 1513 | 1513 | 1513 | 1513 | 1513 | 1513
PV | 4 | 1450.19 | 2350.38 | 2577.8 | 2667.39 | 2760.03
PeakG | 1719 | 1719 | 1719 | 1719 | 1719 | 1719
PeakO | 1566 | 1566 | 1566 | 1566 | 1566 | 1566
ST | 0 | 0 | 0 | 0 | 0 | 0
STOG | 3529 | 0.01 | 0.01 | 0.01 | 0.01 | 0.01
STWD | 70 | 70 | 70 | 70 | 70 | 70
WT | 1210.8 | 1210.8 | 1961 | 5924.37 | 7771 | 7771
IGCC | 0 | 0 | 0 | 0 | 0 | 0
DemandResponse | 2307.31 | 2787.75 | 3373.93 | 3488.48 | 3606.92 | 3729.38
IGCC-CCS | 0 | 0 | 0 | 0 | 0 | 0
WT_off | 0 | 0 | 0 | 0 | 0 | 0
PseudoUnit | 0 | 0 | 0 | 0 | 0 | 0
FixedInterchange | 0 | 0 | 0 | 0 | 0 | 0
Total Installed Capacity by Reporting Type: PJM_ROR
ReportingType | 2015 | 2020 | 2025 | 2030 | 2035 | 2040
BM | 385 | 385 | 385 | 385 | 385 | 193
CC | 13618 | 13738 | 13738 | 18472.89 | 27170.07 | 27170.07
CSP | 0 | 0 | 0 | 0 | 0 | 0
CT | 29 | 29 | 29 | 29 | 29 | 29
Coal | 50213.81 | 48687.41 | 48687.41 | 48687.41 | 48687.41 | 48687.41
Geo | 0 | 0 | 0 | 0 | 0 | 0
H | 1837.4 | 1837.4 | 1837.4 | 1837.4 | 1837.4 | 1837.4
LFG | 539.4 | 539.4 | 1053.11 | 1053.11 | 1053.11 | 1053.11
Nuc | 20038 | 20038 | 20038 | 19171 | 14896 | 10012.84
PS | 3081 | 3081 | 3081 | 3081 | 3081 | 3081
PV | 24 | 24 | 24 | 24 | 24 | 24
PeakG | 19311 | 19311 | 19311 | 19311 | 19311 | 19311
PeakO | 1742 | 1742 | 1742 | 1742 | 1742 | 1742
ST | 0 | 0 | 0 | 0 | 0 | 0
STOG | 2087 | 1599.09 | 1599.09 | 1599.09 | 1599.09 | 1599.09
STWD | 194 | 194 | 194 | 194 | 194 | 194
WT | 10922.7 | 10922.7 | 10922.7 | 11114.4 | 11114.4 | 12208.45
IGCC | 0 | 0 | 0 | 0 | 0 | 0
DemandResponse | 3324.65 | 6282.21 | 9765.55 | 10067.05 | 10377.87 | 10698.28
IGCC-CCS | 0 | 0 | 0 | 0 | 0 | 0
WT_off | 0 | 0 | 0 | 0 | 0 | 0
PseudoUnit | 0 | 0 | 0 | 0 | 0 | 0
FixedInterchange | 0 | 0 | 0 | 0 | 0 | 0
Total Installed Capacity by Reporting Type: SOCO
ReportingType | 2015 | 2020 | 2025 | 2030 | 2035 | 2040
BM | 55 | 55 | 55 | 55 | 55 | 55
CC | 19838.9 | 20025.9 | 20218.55 | 22775.91 | 22775.91 | 22775.91
CSP | 0 | 0 | 0 | 0 | 0 | 0
CT | 0 | 0 | 0 | 0 | 0 | 0
Coal | 17118.83 | 17118.84 | 17118.84 | 17118.84 | 19781.42 | 25241.62
Geo | 0 | 0 | 0 | 0 | 0 | 0
H | 4194 | 4194 | 4194 | 4194 | 4194 | 4194
LFG | 37 | 37 | 144.4 | 144.4 | 144.4 | 144.4
Nuc | 5841 | 8041 | 8041 | 8041 | 8041 | 5395.95
PS | 1675 | 1675 | 1675 | 1675 | 1675 | 1675
PV | 0 | 0 | 0 | 0 | 0 | 0
PeakG | 10768.72 | 10768.72 | 10768.72 | 10768.72 | 10768.72 | 10768.72
PeakO | 0 | 0 | 0 | 0 | 0 | 0
ST | 0 | 0 | 0 | 0 | 0 | 0
STOG | 0 | 0 | 0 | 0 | 0 | 0
STWD | 0 | 0 | 0 | 0 | 0 | 0
WT | 0 | 0 | 0 | 0 | 0 | 0
IGCC | 0 | 0 | 0 | 0 | 0 | 0
DemandResponse | 2570.49 | 4773.97 | 7215.46 | 7512.46 | 7821.68 | 8143.63
IGCC-CCS | 0 | 0 | 0 | 0 | 0 | 0
WT_off | 0 | 0 | 0 | 0 | 0 | 0
PseudoUnit | 0 | 0 | 0 | 0 | 0 | 0
FixedInterchange | 0 | 0 | 0 | 0 | 0 | 0
Total Installed Capacity by Reporting Type: SPP_N
ReportingType | 2015 | 2020 | 2025 | 2030 | 2035 | 2040
BM | 0 | 0 | 0 | 0 | 0 | 0
CC | 1386 | 2559.61 | 2559.61 | 3214.42 | 3214.42 | 3214.42
CSP | 0 | 0 | 0 | 0 | 0 | 0
CT | 0 | 0 | 0 | 0 | 1618.6 | 4455.38
Coal | 8347.54 | 8347.54 | 8347.54 | 8347.54 | 8347.54 | 8347.54
Geo | 0 | 0 | 0 | 0 | 0 | 0
H | 21 | 21 | 21 | 21 | 21 | 21
LFG | 7 | 76.66 | 102 | 102 | 102 | 102
Nuc | 1160 | 1160 | 1160 | 1160 | 1160 | 1160
PS | 0 | 0 | 0 | 0 | 0 | 0
PV | 0 | 0 | 0 | 0 | 0 | 0
PeakG | 4397 | 4397 | 4397 | 4397 | 4397 | 4397
PeakO | 1199 | 1199 | 1199 | 1199 | 1199 | 1199
ST | 0 | 0 | 0 | 0 | 0 | 0
STOG | 1662.01 | 1662.01 | 1662.01 | 1662.01 | 1662.01 | 1662.01
STWD | 0 | 0 | 0 | 0 | 0 | 0
WT | 1227 | 1227 | 1227.02 | 1498.59 | 3380.07 | 3380.07
IGCC | 0 | 0 | 0 | 0 | 0 | 0
DemandResponse | 446.68 | 920.58 | 1432.75 | 1499.14 | 1568.6 | 1641.28
IGCC-CCS | 0 | 0 | 0 | 0 | 0 | 0
WT_off | 0 | 0 | 0 | 0 | 0 | 0
PseudoUnit | 0 | 0 | 0 | 0 | 0 | 0
FixedInterchange | 0 | 0 | 0 | 0 | 0 | 0
Total Installed Capacity by Reporting Type: SPP_S
ReportingType | 2015 | 2020 | 2025 | 2030 | 2035 | 2040
BM | 0 | 0 | 0 | 0 | 0 | 0
CC | 10917 | 11472.21 | 11472.21 | 13172 | 13172 | 13172
CSP | 0 | 0 | 0 | 0 | 0 | 0
CT | 412.99 | 712.99 | 712.99 | 712.99 | 713 | 713.08
Coal | 14125.93 | 14125.93 | 14125.93 | 14125.93 | 14125.93 | 12541.95
Geo | 0 | 0 | 0 | 0 | 0 | 0
H | 2108 | 2108 | 2108 | 2108 | 2108 | 2108
LFG | 19 | 19 | 19 | 114 | 114 | 114
Nuc | 0.1 | 0.1 | 0.1 | 0.1 | 0.1 | 0.1
PS | 446 | 446 | 446 | 446 | 446 | 446
PV | 0 | 0 | 0 | 0 | 0 | 0
PeakG | 3443 | 3443 | 3443 | 3443 | 3443 | 3443
PeakO | 122 | 122 | 122 | 122 | 122 | 122
ST | 0 | 0 | 0 | 0 | 0 | 0
STOG | 5978.9 | 5978.9 | 5978.9 | 5978.9 | 5978.9 | 5978.9
STWD | 84 | 84 | 84 | 84 | 84 | 84
WT | 2727 | 5190.09 | 5582.48 | 5582.48 | 13062.1 | 21536.61
IGCC | 0 | 0 | 0 | 0 | 0 | 0
DemandResponse | 61.11 | 1754.28 | 3560.21 | 3675.61 | 3794.74 | 3917.74
IGCC-CCS | 0 | 0 | 0 | 0 | 0 | 0
WT_off | 0 | 0 | 0 | 0 | 0 | 0
PseudoUnit | 0 | 0 | 0 | 0 | 0 | 0
FixedInterchange | 0 | 0 | 0 | 0 | 0 | 0
Total Installed Capacity by Reporting Type: TVA
ReportingType | 2015 | 2020 | 2025 | 2030 | 2035 | 2040
BM | 0 | 0 | 0 | 0 | 0 | 0
CC | 5881 | 5978.85 | 6156.59 | 7187.5 | 7187.5 | 7187.5
CSP | 0 | 0 | 0 | 0 | 0 | 0
CT | 0 | 2186.72 | 2186.72 | 2186.72 | 2186.72 | 2186.72
Coal | 11998.01 | 11998.01 | 11998.01 | 11998.01 | 15566.72 | 17976.72
Geo | 0 | 0 | 0 | 0 | 0 | 0
H | 5111 | 5111 | 5111 | 5111 | 5111 | 5111
LFG | 13 | 13 | 120.4 | 120.4 | 120.4 | 120.4
Nuc | 8394.89 | 8394.89 | 8394.89 | 8394.89 | 5882.56 | 4603.89
PS | 1743 | 1743 | 1743 | 1743 | 1743 | 1743
PV | 0 | 0 | 0 | 0 | 0 | 0
PeakG | 5865 | 5865 | 5865 | 5865 | 5865 | 5865
PeakO | 83 | 83 | 83 | 83 | 83 | 83
ST | 0 | 0 | 0 | 0 | 0 | 0
STOG | 0 | 0 | 0 | 0 | 0 | 0
STWD | 5 | 5 | 5 | 5 | 5 | 5
WT | 29 | 29 | 29 | 29 | 29 | 29
IGCC | 0 | 0 | 0 | 0 | 0 | 0
DemandResponse | 1805 | 2555.95 | 3357.9 | 3440.97 | 3526.11 | 3613.35
IGCC-CCS | 0 | 0 | 0 | 0 | 0 | 0
WT_off | 0 | 0 | 0 | 0 | 0 | 0
PseudoUnit | 0 | 0 | 0 | 0 | 0 | 0
FixedInterchange | 0 | 0 | 0 | 0 | 0 | 0
Total Installed Capacity by Reporting Type: TVA_Transmission
ReportingType | 2015 | 2020 | 2025 | 2030 | 2035 | 2040
BM | 0 | 0 | 0 | 0 | 0 | 0
CC | 0 | 0 | 0 | 0 | 0 | 0
CSP | 0 | 0 | 0 | 0 | 0 | 0
CT | 0 | 0 | 0 | 0 | 0 | 0
Coal | 0 | 0 | 0 | 0 | 0 | 0
Geo | 0 | 0 | 0 | 0 | 0 | 0
H | 0 | 0 | 0 | 0 | 0 | 0
LFG | 0 | 0 | 0 | 0 | 0 | 0
Nuc | 0 | 0 | 0 | 0 | 0 | 0
PS | 0 | 0 | 0 | 0 | 0 | 0
PV | 0 | 0 | 0 | 0 | 0 | 0
PeakG | 0 | 0 | 0 | 0 | 0 | 0
PeakO | 0 | 0 | 0 | 0 | 0 | 0
ST | 0 | 0 | 0 | 0 | 0 | 0
STOG | 0 | 0 | 0 | 0 | 0 | 0
STWD | 0 | 0 | 0 | 0 | 0 | 0
WT | 0 | 0 | 0 | 0 | 0 | 0
IGCC | 0 | 0 | 0 | 0 | 0 | 0
DemandResponse | 0 | 0 | 0 | 0 | 0 | 0
IGCC-CCS | 0 | 0 | 0 | 0 | 0 | 0
WT_off | 0 | 0 | 0 | 0 | 0 | 0
PseudoUnit | 0 | 0 | 0 | 0 | 0 | 0
FixedInterchange | 0 | 0 | 0 | 0 | 0 | 0
Total Installed Capacity by Reporting Type: VACAR
ReportingType | 2015 | 2020 | 2025 | 2030 | 2035 | 2040
BM | 0.92 | 348.24 | 1037.72 | 1153.05 | 1229.65 | 1370.69
CC | 9176.61 | 9379.15 | 10157.96 | 12884.72 | 17642.7 | 22025.34
CSP | 0 | 0 | 0 | 0 | 0 | 0
CT | 717.2 | 717.2 | 717.2 | 717.2 | 2111.83 | 2580.98
Coal | 18007 | 17310 | 17031.94 | 17031.94 | 17031.94 | 17031.94
Geo | 0 | 0 | 0 | 0 | 0 | 0
H | 2122 | 2122 | 2122 | 2122 | 2122 | 2122
LFG | 63.34 | 170.4 | 170.4 | 170.4 | 170.4 | 170.4
Nuc | 11430 | 13760 | 13760 | 13760 | 10512 | 8654
PS | 2616 | 2616 | 2616 | 2616 | 2616 | 2616
PV | 16 | 152.4 | 159.05 | 167.3 | 175.77 | 184.65
PeakG | 8308 | 8308 | 8308 | 8308 | 8308 | 8308
PeakO | 1268 | 1268 | 1268 | 1268 | 1268 | 1268
ST | 0 | 0 | 0 | 0 | 0 | 0
STOG | 92 | 92 | 92 | 92 | 92 | 92
STWD | 281 | 281 | 281 | 281 | 281 | 281
WT | 0.9 | 3500 | 3500 | 3500 | 3500 | 3500
IGCC | 0 | 0 | 0 | 0 | 0 | 0
DemandResponse | 2339.28 | 3868.22 | 5651.52 | 5928.05 | 6218.12 | 6522.37
IGCC-CCS | 0 | 0 | 0 | 0 | 0 | 0
WT_off | 1 | 1 | 1 | 1 | 1 | 1
PseudoUnit | 0 | 0 | 0 | 0 | 0 | 0
FixedInterchange | 0 | 0 | 0 | 0 | 0 | 0
Total Installed Capacity by Reporting Type: IESO
ReportingType | 2015 | 2020 | 2025 | 2030 | 2035 | 2040
BM | 326.33 | 326.33 | 326.33 | 326.33 | 326.33 | 326.33
CC | 4099.38 | 4099.38 | 4099.38 | 4099.38 | 4099.38 | 6360.42
CSP | 0 | 0 | 0 | 0 | 0 | 0
CT | 368 | 368 | 368 | 368 | 1205.57 | 1426.03
Coal | 0 | 0 | 0 | 0 | 0 | 0
Geo | 0 | 0 | 0 | 0 | 0 | 0
H | 8693.3 | 8693.3 | 8693.3 | 8693.3 | 8693.3 | 8693.3
LFG | 117.5 | 117.5 | 117.5 | 117.5 | 118 | 118
Nuc | 13018 | 13018 | 13018 | 13018 | 11988 | 10448
PS | 123 | 123 | 123 | 123 | 123 | 123
PV | 1097.26 | 1097.26 | 1097.26 | 1097.26 | 30 | 30
PeakG | 584 | 584 | 584 | 584 | 584 | 584
PeakO | 29.35 | 29.35 | 29.35 | 29.35 | 29.35 | 29.35
ST | 0 | 0 | 0 | 0 | 0 | 0
STOG | 0 | 0 | 0 | 0 | 0 | 0
STWD | 0 | 0 | 0 | 0 | 0 | 0
WT | 3385.9 | 3385.9 | 3385.9 | 3385.9 | 1280 | 1280
IGCC | 0 | 0 | 0 | 0 | 0 | 0
DemandResponse | 1958.79 | 2066.83 | 2340.54 | 2421.21 | 2504.65 | 2590.98
IGCC-CCS | 0 | 0 | 0 | 0 | 0 | 0
WT_off | 0 | 0 | 0 | 0 | 0 | 0
PseudoUnit | 0 | 0 | 0 | 0 | 0 | 0
FixedInterchange | 0 | 0 | 0 | 0 | 0 | 0
Total Installed Capacity by Reporting Type: MAPP_CA
ReportingType | 2015 | 2020 | 2025 | 2030 | 2035 | 2040
BM | 0 | 0 | 0 | 0 | 0 | 0
CC | 1526.83 | 2038.23 | 2212.73 | 2620.53 | 3044.48 | 3044.48
CSP | 0 | 0 | 0 | 0 | 0 | 0
CT | 0 | 0.02 | 0.02 | 0.02 | 0.02 | 440.76
Coal | 853.74 | 853.74 | 853.74 | 853.74 | 853.74 | 853.74
Geo | 0 | 0 | 0 | 0 | 0 | 0
H | 6475.4 | 6475.4 | 6475.4 | 6475.4 | 6475.4 | 6475.4
LFG | 0 | 0 | 0 | 0 | 0 | 0
Nuc | 0.1 | 0.1 | 0.1 | 0.1 | 0.1 | 0.1
PS | 0 | 0 | 0 | 0 | 0 | 0
PV | 0 | 0 | 0 | 0 | 0 | 0
PeakG | 559 | 559 | 559 | 559 | 559 | 559
PeakO | 4 | 4 | 4 | 4 | 4 | 4
ST | 0 | 0 | 0 | 0 | 0 | 0
STOG | 126 | 126 | 126 | 126 | 126 | 126
STWD | 0 | 0 | 0 | 0 | 0 | 0
WT | 577.4 | 577.4 | 577.4 | 577.4 | 577.4 | 577.4
IGCC | 0 | 0 | 0 | 0 | 0 | 0
DemandResponse | 89.5 | 308.14 | 546.73 | 568.39 | 590.9 | 614.31
IGCC-CCS | 0 | 0 | 0 | 0 | 0 | 0
WT_off | 0 | 0 | 0 | 0 | 0 | 0
PseudoUnit | 0 | 0 | 0 | 0 | 0 | 0
FixedInterchange | 0 | 0 | 0 | 0 | 0 | 0
Total Installed Capacity by Reporting Type: AZ_NM_SNV_Coal
ReportingType | 2015 | 2020 | 2025 | 2030 | 2035 | 2040
BM | 0 | 0 | 0 | 0 | 0 | 0
CC | 0 | 0 | 0 | 0 | 0 | 0
CSP | 0 | 0 | 0 | 0 | 0 | 0
CT | 0 | 0 | 0 | 0 | 0 | 0
Coal | 10466 | 10466 | 10466 | 10466 | 10466 | 15512.14
Geo | 0 | 0 | 0 | 0 | 0 | 0
H | 0 | 0 | 0 | 0 | 0 | 0
LFG | 0 | 0 | 0 | 0 | 0 | 0
Nuc | 0 | 0 | 0 | 0 | 0 | 0
PS | 0 | 0 | 0 | 0 | 0 | 0
PV | 0 | 0 | 0 | 0 | 0 | 0
PeakG | 0 | 0 | 0 | 0 | 0 | 0
PeakO | 200 | 200 | 200 | 0 | 0 | 0
ST | 0 | 0 | 0 | 0 | 0 | 0
STOG | 0 | 0 | 0 | 0 | 0 | 0
STWD | 0 | 0 | 0 | 0 | 0 | 0
WT | 0 | 0 | 0 | 0 | 0 | 0
IGCC | 0 | 0 | 0 | 0 | 0 | 0
DemandResponse | 0 | 0 | 0 | 0 | 0 | 0
IGCC-CCS | 0 | 0 | 0 | 0 | 0 | 0
WT_off | 0 | 0 | 0 | 0 | 0 | 0
PseudoUnit | 0 | 0 | 0 | 0 | 0 | 0
FixedInterchange | 0 | 0 | 0 | 0 | 0 | 0
Total Installed Capacity by Reporting Type: AZ_NM_SNV_Gas
ReportingType | 2015 | 2020 | 2025 | 2030 | 2035 | 2040
BM | 0 | 0 | 0 | 0 | 0 | 0
CC | 15396.94 | 16553.26 | 16670.73 | 19361.74 | 24240.97 | 24240.97
CSP | 0 | 0 | 0 | 0 | 0 | 0
CT | 736 | 736 | 736 | 736 | 0 | 0
Coal | 0 | 0 | 0 | 0 | 0 | 0
Geo | 0 | 0 | 0 | 0 | 0 | 0
H | 0 | 0 | 0 | 0 | 0 | 0
LFG | 0 | 0 | 0 | 0 | 0 | 0
Nuc | 0 | 0 | 0 | 0 | 0 | 0
PS | 0 | 0 | 0 | 0 | 0 | 0
PV | 0 | 0 | 0 | 0 | 0 | 0
PeakG | 3660 | 3660 | 3660 | 3660 | 2175.94 | 0
PeakO | 0 | 0 | 0 | 0 | 0 | 0
ST | 0 | 0 | 0 | 0 | 0 | 0
STOG | 0 | 0 | 0 | 0 | 0 | 0
STWD | 0 | 0 | 0 | 0 | 0 | 0
WT | 0 | 0 | 0 | 0 | 0 | 0
IGCC | 0 | 0 | 0 | 0 | 0 | 0
DemandResponse | 334.55 | 1076.71 | 1928.33 | 2059.84 | 2196.64 | 2344.36
IGCC-CCS | 0 | 0 | 0 | 0 | 0 | 0
WT_off | 0 | 0 | 0 | 0 | 0 | 0
PseudoUnit | 0 | 0 | 0 | 0 | 0 | 0
FixedInterchange | 0 | 0 | 0 | 0 | 0 | 0
Total Installed Capacity by Reporting Type: AZ_NM_SNV_NucRenew
ReportingType | 2015 | 2020 | 2025 | 2030 | 2035 | 2040
BM | 0 | 0 | 0 | 0 | 0 | 0
CC | 0 | 0 | 0 | 0 | 0 | 0
CSP | 0 | 0 | 0 | 0 | 0 | 0
CT | 0 | 0 | 0 | 0 | 0 | 0
Coal | 0 | 0 | 0 | 0 | 0 | 0
Geo | 0 | 0 | 1450 | 1450 | 1450 | 1450
H | 3131 | 3131 | 3131 | 3131 | 3131 | 3131
LFG | 7 | 67.67 | 67.67 | 67.67 | 67.67 | 67.67
Nuc | 3875 | 3875 | 3875 | 3875 | 3875 | 3875
PS | 216 | 216 | 216 | 216 | 216 | 216
PV | 148.7 | 148.7 | 148.7 | 148.7 | 148.7 | 148.7
PeakG | 0 | 0 | 0 | 0 | 0 | 0
PeakO | 0 | 0 | 0 | 0 | 0 | 0
ST | 280 | 744.2 | 1022.53 | 1097.57 | 1097.57 | 1097.57
STOG | 0 | 0 | 0 | 0 | 0 | 0
STWD | 26 | 26 | 26 | 26 | 26 | 26
WT | 525.1 | 9912.61 | 9912.61 | 10225.28 | 10225.28 | 10225.28
IGCC | 0 | 0 | 0 | 0 | 0 | 0
DemandResponse | 0 | 0 | 0 | 0 | 0 | 0
IGCC-CCS | 0 | 0 | 0 | 0 | 0 | 0
WT_off | 0 | 0 | 0 | 0 | 0 | 0
PseudoUnit | 0 | 0 | 0 | 0 | 0 | 0
FixedInterchange | 0 | 0 | 0 | 0 | 0 | 0
Total Installed Capacity by Reporting Type: ERCOT
ReportingType | 2015 | 2020 | 2025 | 2030 | 2035 | 2040
BM | 145 | 145 | 145 | 145 | 145 | 145
CC | 31515.26 | 34590.26 | 34590.26 | 36750 | 39527.96 | 42066.67
CSP | 0 | 0 | 0 | 0 | 0 | 0
CT | 250 | 250 | 250 | 250 | 250 | 250
Coal | 18536.01 | 18536.01 | 18536.01 | 18536.01 | 18536.01 | 18536.01
Geo | 0 | 0 | 0 | 0 | 0 | 0
H | 565 | 565 | 565 | 565 | 565 | 565
LFG | 75 | 75 | 98.17 | 429 | 429 | 429
Nuc | 5091 | 5091 | 5091 | 5091 | 5091 | 5091
PS | 0 | 0 | 0 | 0 | 0 | 0
PV | 15 | 15 | 15 | 15 | 1 | 1
PeakG | 4768 | 4768 | 4768 | 4768 | 4768 | 4768
PeakO | 51 | 51 | 51 | 51 | 51 | 51
ST | 0 | 0 | 0 | 0 | 0 | 0
STOG | 16482.58 | 16482.58 | 16336.91 | 16336.91 | 16336.91 | 16336.91
STWD | 0 | 0 | 0 | 0 | 0 | 0
WT | 9280.1 | 9280.1 | 9280.1 | 9280.1 | 9280.1 | 13410.49
IGCC | 0 | 0 | 0 | 0 | 0 | 0
DemandResponse | 740.81 | 3617.73 | 6720.3 | 6926.25 | 7155.61 | 7391.29
IGCC-CCS | 0 | 0 | 0 | 0 | 0 | 0
WT_off | 0 | 0 | 0 | 0 | 0 | 0
PseudoUnit | 0 | 0 | 0 | 0 | 0 | 0
FixedInterchange | 0 | 0 | 0 | 0 | 0 | 0
Total Installed Capacity by Reporting Type: NP15
ReportingType | 2015 | 2020 | 2025 | 2030 | 2035 | 2040
BM | 0 | 0 | 0 | 0 | 0 | 0
CC | 7404 | 7404 | 7404 | 7404 | 7404 | 7404
CSP | 0 | 0 | 0 | 0 | 0 | 0
CT | 279.73 | 1043.73 | 3816.74 | 8162.17 | 12494.69 | 16834.42
Coal | 28.2 | 28.2 | 28.2 | 28.2 | 0 | 0
Geo | 1123 | 1463.22 | 1723 | 1723 | 1723 | 1723
H | 8825 | 8825 | 8825 | 8825 | 8825 | 8825
LFG | 85 | 650 | 650 | 650 | 650 | 650
Nuc | 2300 | 2300 | 2300 | 2300 | 2300 | 2300
PS | 2257 | 2257 | 2257 | 2257 | 2257 | 2257
PV | 59.5 | 59.5 | 59.5 | 59.5 | 59.5 | 59.5
PeakG | 3265 | 3265 | 3265 | 3265 | 3265 | 3265
PeakO | 350 | 350 | 350 | 350 | 350 | 350
ST | 29 | 29 | 29 | 29 | 29 | 29
STOG | 3812.6 | 3812.6 | 3812.6 | 3812.6 | 3812.6 | 3812.6
STWD | 442 | 442 | 442 | 442 | 442 | 442
WT | 1193.2 | 4492 | 4492 | 4492 | 4492 | 4492
IGCC | 0 | 0 | 0 | 0 | 0 | 0
DemandResponse | 1828.06 | 1875.2 | 2034.02 | 2149.8 | 2261.58 | 2376.93
IGCC-CCS | 0 | 0 | 0 | 0 | 0 | 0
WT_off | 0 | 0 | 0 | 0 | 0 | 0
PseudoUnit | 0 | 0 | 0 | 0 | 0 | 0
FixedInterchange | 0 | 0 | 0 | 0 | 0 | 0
Total Installed Capacity by Reporting Type: NWPP_Coal
ReportingType | 2015 | 2020 | 2025 | 2030 | 2035 | 2040
BM | 0 | 0 | 0 | 0 | 0 | 0
CC | 0 | 0 | 0 | 0 | 0 | 0
CSP | 0 | 0 | 0 | 0 | 0 | 0
CT | 0 | 0 | 0 | 0 | 0 | 0
Coal | 12409.63 | 12409.63 | 12409.63 | 12409.63 | 12409.63 | 12409.63
Geo | 0 | 0 | 0 | 0 | 0 | 0
H | 0 | 0 | 0 | 0 | 0 | 0
LFG | 0 | 0 | 0 | 0 | 0 | 0
Nuc | 0 | 0 | 0 | 0 | 0 | 0
PS | 0 | 0 | 0 | 0 | 0 | 0
PV | 0 | 0 | 0 | 0 | 0 | 0
PeakG | 0 | 0 | 0 | 0 | 0 | 0
PeakO | 0 | 0 | 0 | 0 | 0 | 0
ST | 0 | 0 | 0 | 0 | 0 | 0
STOG | 0 | 0 | 0 | 0 | 0 | 0
STWD | 0 | 0 | 0 | 0 | 0 | 0
WT | 0 | 0 | 0 | 0 | 0 | 0
IGCC | 0 | 0 | 0 | 0 | 0 | 0
DemandResponse | 0 | 0 | 0 | 0 | 0 | 0
IGCC-CCS | 0 | 0 | 0 | 0 | 0 | 0
WT_off | 0 | 0 | 0 | 0 | 0 | 0
PseudoUnit | 0 | 0 | 0 | 0 | 0 | 0
FixedInterchange | 0 | 0 | 0 | 0 | 0 | 0
Total Installed Capacity by Reporting Type: NWPP_Gas
ReportingType | 2015 | 2020 | 2025 | 2030 | 2035 | 2040
BM | 0 | 0 | 0 | 0 | 0 | 0
CC | 6627 | 6627 | 6698.8 | 11574.38 | 14354.82 | 15663.06
CSP | 0 | 0 | 0 | 0 | 0 | 0
CT | 150 | 150 | 150 | 150 | 0 | 0
Coal | 0 | 0 | 0 | 0 | 0 | 945.41
Geo | 0 | 0 | 0 | 0 | 0 | 0
H | 0 | 0 | 0 | 0 | 0 | 0
LFG | 0 | 0 | 0 | 0 | 0 | 0
Nuc | 0 | 0 | 0 | 0 | 0 | 0
PS | 0 | 0 | 0 | 0 | 0 | 0
PV | 0 | 0 | 0 | 0 | 0 | 0
PeakG | 0 | 0 | 0 | 0 | 0 | 0
PeakO | 0 | 0 | 0 | 0 | 0 | 0
ST | 0 | 0 | 0 | 0 | 0 | 0
STOG | 0 | 0 | 0 | 0 | 0 | 0
STWD | 0 | 0 | 0 | 0 | 0 | 0
WT | 0 | 0 | 0 | 0 | 0 | 0
IGCC | 0 | 0 | 0 | 0 | 0 | 0
DemandResponse | 0.01 | 953.34 | 1988.72 | 2091.14 | 2193.74 | 2298.72
IGCC-CCS | 0 | 0 | 0 | 0 | 0 | 0
WT_off | 0 | 0 | 0 | 0 | 0 | 0
PseudoUnit | 0 | 0 | 0 | 0 | 0 | 0
FixedInterchange | 0 | 0 | 0 | 0 | 0 | 0
Total Installed Capacity by Reporting Type: NWPP_NucRenew
ReportingType | 2015 | 2020 | 2025 | 2030 | 2035 | 2040
BM | 32.55 | 32.55 | 32.55 | 32.55 | 32.55 | 32.55
CC | 0 | 0 | 0 | 0 | 0 | 0
CSP | 0 | 0 | 0 | 0 | 0 | 0
CT | 0 | 0 | 0 | 0 | 0 | 0
Coal | 0 | 0 | 0 | 0 | 0 | 0
Geo | 404.2 | 404.2 | 838.2 | 838.2 | 838.2 | 838.2
H | 33736 | 33736 | 33736 | 33736 | 33736 | 33736
LFG | 128.5 | 136.13 | 373 | 373 | 373 | 373
Nuc | 1131 | 1131 | 1131 | 1131 | 1131 | 1131
PS | 258 | 258 | 258 | 258 | 258 | 258
PV | 3 | 3 | 3 | 3 | 3 | 3
PeakG | 0 | 0 | 0 | 0 | 0 | 0
PeakO | 0 | 0 | 0 | 0 | 0 | 0
ST | 0 | 0 | 0 | 0 | 0 | 0
STOG | 0 | 0 | 0 | 0 | 0 | 0
STWD | 27.23 | 27.23 | 27.23 | 27.23 | 27.23 | 27.23
WT | 6865.3 | 6865.3 | 6865.3 | 6865.3 | 6865.3 | 6865.3
IGCC | 0 | 0 | 0 | 0 | 0 | 0
DemandResponse | 0 | 0 | 0 | 0 | 0 | 0
IGCC-CCS | 0 | 0 | 0 | 0 | 0 | 0
WT_off | 0 | 0 | 0 | 0 | 0 | 0
PseudoUnit | 0 | 0 | 0 | 0 | 0 | 0
FixedInterchange | 0 | 0 | 0 | 0 | 0 | 0
Total Installed Capacity by Reporting Type: RMPA
ReportingType | 2015 | 2020 | 2025 | 2030 | 2035 | 2040
BM | 0 | 0 | 0 | 0 | 0 | 0
CC | 2686 | 2686 | 2686 | 2686 | 2686 | 2686
CSP | 0 | 0 | 0 | 0 | 0 | 0
CT | 152 | 152 | 152 | 152 | 0 | 0
Coal | 7387.44 | 7216.94 | 6864.94 | 6864.94 | 8150.14 | 9366.78
Geo | 0 | 284.78 | 2570 | 2570 | 2570 | 2570
H | 982 | 982 | 982 | 982 | 982 | 982
LFG | 7.4 | 36.33 | 36.33 | 36.33 | 36.33 | 36.33
Nuc | 0.1 | 0.1 | 0.1 | 0.1 | 0.1 | 0.1
PS | 563 | 563 | 563 | 563 | 563 | 563
PV | 21 | 21 | 21 | 21 | 21 | 21
PeakG | 2904 | 2904 | 2904 | 2904 | 2904 | 2904
PeakO | 187 | 187 | 170.12 | 170.12 | 170.12 | 170.12
ST | 3 | 379.1 | 404.82 | 432.27 | 432.27 | 432.27
STOG | 0 | 0 | 0 | 0 | 0 | 0
STWD | 0 | 0 | 0 | 0 | 0 | 0
WT | 2113.4 | 2486.67 | 2486.67 | 2486.67 | 2486.67 | 2486.67
IGCC | 0 | 0 | 0 | 0 | 0 | 0
DemandResponse | 486.05 | 622.89 | 804.5 | 856.88 | 912.57 | 971.91
IGCC-CCS | 0 | 0 | 0 | 0 | 0 | 0
WT_off | 0 | 0 | 0 | 0 | 0 | 0
PseudoUnit | 0 | 0 | 0 | 0 | 0 | 0
FixedInterchange | 0 | 0 | 0 | 0 | 0 | 0
Total Installed Capacity by Reporting Type: SP15
ReportingType | 2015 | 2020 | 2025 | 2030 | 2035 | 2040
BM | 6 | 6 | 6 | 6 | 6 | 6
CC | 10080.5 | 10080.5 | 10080.5 | 10080.5 | 10080.5 | 10080.5
CSP | 0 | 0 | 0 | 0 | 0 | 0
CT | 0 | 0 | 0 | 0 | 0 | 0
Coal | 101.2 | 101.2 | 101.2 | 101.2 | 0 | 0
Geo | 963 | 2413 | 2413 | 2413 | 2413 | 2413
H | 1163 | 1163 | 1163 | 1163 | 1163 | 1163
LFG | 223.2 | 779 | 779 | 779 | 779 | 779
Nuc | 2250 | 2250 | 2250 | 2250 | 2250 | 2250
PS | 1440 | 1440 | 1440 | 1440 | 1440 | 1440
PV | 126.8 | 126.8 | 126.8 | 126.8 | 123 | 123
PeakG | 4309 | 4309 | 4309 | 4309 | 4309 | 4309
PeakO | 51 | 51 | 51 | 51 | 51 | 51
ST | 448 | 448 | 448 | 448 | 448 | 448
STOG | 10242 | 10242 | 10242 | 10242 | 10242 | 10242
STWD | 119 | 119 | 119 | 119 | 119 | 119
WT | 2207.8 | 2207.8 | 2207.8 | 2207.8 | 2207.8 | 2207.8
IGCC | 0 | 0 | 0 | 0 | 0 | 0
DemandResponse | 2613.15 | 2728.17 | 2959.23 | 3127.67 | 3290.3 | 3458.12
IGCC-CCS | 0 | 0 | 0 | 0 | 0 | 0
WT_off | 0 | 0 | 0 | 0 | 0 | 0
PseudoUnit | 0 | 0 | 0 | 0 | 0 | 0
FixedInterchange | 0 | 0 | 0 | 0 | 0 | 0
Total Installed Capacity by Reporting Type: ALB
ReportingType | 2015 | 2020 | 2025 | 2030 | 2035 | 2040
BM | 0 | 0 | 0 | 0 | 0 | 0
CC | 2595.36 | 3280.19 | 3895.92 | 4809.7 | 6001.51 | 7063.45
CSP | 0 | 0 | 0 | 0 | 0 | 0
CT | 201.5 | 201.5 | 201.5 | 201.5 | 0 | 0
Coal | 6240.83 | 6240.83 | 6240.83 | 6240.83 | 6240.83 | 6240.83
Geo | 0 | 0 | 0 | 0 | 0 | 0
H | 912 | 912 | 912 | 912 | 912 | 912
LFG | 10 | 10 | 10 | 10 | 10 | 10
Nuc | 0.1 | 0.1 | 0.1 | 0.1 | 0.1 | 0.1
PS | 0 | 0 | 0 | 0 | 0 | 0
PV | 0 | 0 | 0 | 0 | 0 | 0
PeakG | 1475.88 | 1379.79 | 1379.79 | 1379.79 | 1379.79 | 1379.79
PeakO | 0 | 0 | 0 | 0 | 0 | 0
ST | 0 | 0 | 0 | 0 | 0 | 0
STOG | 0 | 0 | 0 | 0 | 0 | 0
STWD | 0 | 0 | 0 | 0 | 0 | 0
WT | 672 | 672 | 672 | 672 | 672 | 672
IGCC | 0 | 0 | 0 | 0 | 0 | 0
DemandResponse | 105.16 | 361.08 | 660.83 | 708.64 | 759.9 | 814.88
IGCC-CCS | 0 | 0 | 0 | 0 | 0 | 0
WT_off | 0 | 0 | 0 | 0 | 0 | 0
PseudoUnit | 0 | 0 | 0 | 0 | 0 | 0
FixedInterchange | 0 | 0 | 0 | 0 | 0 | 0
Total Installed Capacity by Reporting Type: BC
ReportingType | 2015 | 2020 | 2025 | 2030 | 2035 | 2040
BM | 0 | 0 | 0 | 0 | 0 | 0
CC | 1345.35 | 1780 | 2434.21 | 2965.28 | 3743.97 | 4560.81
CSP | 0 | 0 | 0 | 0 | 0 | 0
CT | 0 | 0 | 0 | 0 | 0 | 0
Coal | 0 | 0 | 0 | 0 | 0 | 0
Geo | 0 | 0 | 0 | 0 | 0 | 0
H | 12161 | 12161 | 12161 | 12161 | 12161 | 12161
LFG | 24 | 24 | 24 | 24 | 24 | 24
Nuc | 0.1 | 0.1 | 0.1 | 0.1 | 0.1 | 0.1
PS | 0 | 0 | 0 | 0 | 0 | 0
PV | 0 | 0 | 0 | 0 | 0 | 0
PeakG | 141 | 141 | 141 | 141 | 141 | 141
PeakO | 44 | 44 | 44 | 44 | 44 | 44
ST | 0 | 0 | 0 | 0 | 0 | 0
STOG | 0 | 0 | 0 | 0 | 0 | 0
STWD | 510 | 510 | 510 | 510 | 510 | 510
WT | 246 | 246 | 246 | 246 | 246 | 246
IGCC | 0 | 0 | 0 | 0 | 0 | 0
DemandResponse | 0.01 | 264.69 | 555.31 | 582.51 | 611.05 | 640.98
IGCC-CCS | 0 | 0 | 0 | 0 | 0 | 0
WT_off | 0 | 0 | 0 | 0 | 0 | 0
PseudoUnit | 0 | 0 | 0 | 0 | 0 | 0
FixedInterchange | 0 | 0 | 0 | 0 | 0 | 0
Total Installed Capacity by Reporting Type: HQ_IESO
ReportingType | 2015 | 2020 | 2025 | 2030 | 2035 | 2040
BM | 0 | 0 | 0 | 0 | 0 | 0
CC | 0 | 0 | 0 | 0 | 0 | 0
CSP | 0 | 0 | 0 | 0 | 0 | 0
CT | 0 | 0 | 0 | 0 | 0 | 0
Coal | 0 | 0 | 0 | 0 | 0 | 0
Geo | 0 | 0 | 0 | 0 | 0 | 0
H | 0 | 0 | 0 | 0 | 0 | 0
LFG | 0 | 0 | 0 | 0 | 0 | 0
Nuc | 0.1 | 0.1 | 0.1 | 0.1 | 0.1 | 0.1
PS | 0 | 0 | 0 | 0 | 0 | 0
PV | 0 | 0 | 0 | 0 | 0 | 0
PeakG | 0 | 0 | 0 | 0 | 0 | 0
PeakO | 0 | 0 | 0 | 0 | 0 | 0
ST | 0 | 0 | 0 | 0 | 0 | 0
STOG | 0 | 0 | 0 | 0 | 0 | 0
STWD | 0 | 0 | 0 | 0 | 0 | 0
WT | 0 | 0 | 0 | 0 | 0 | 0
IGCC | 0 | 0 | 0 | 0 | 0 | 0
DemandResponse | 0 | 0 | 0 | 0 | 0 | 0
IGCC-CCS | 0 | 0 | 0 | 0 | 0 | 0
WT_off | 0 | 0 | 0 | 0 | 0 | 0
PseudoUnit | 0 | 0 | 0 | 0 | 0 | 0
FixedInterchange | 3000 | 3000 | 3000 | 3000 | 3000 | 3000
Total Installed Capacity by Reporting Type: HQ_NEISO
ReportingType | 2015 | 2020 | 2025 | 2030 | 2035 | 2040
BM | 0 | 0 | 0 | 0 | 0 | 0
CC | 0 | 0 | 0 | 0 | 0 | 0
CSP | 0 | 0 | 0 | 0 | 0 | 0
CT | 0 | 0 | 0 | 0 | 0 | 0
Coal | 0 | 0 | 0 | 0 | 0 | 0
Geo | 0 | 0 | 0 | 0 | 0 | 0
H | 0 | 0 | 0 | 0 | 0 | 0
LFG | 0 | 0 | 0 | 0 | 0 | 0
Nuc | 0.1 | 0.1 | 0.1 | 0.1 | 0.1 | 0.1
PS | 0 | 0 | 0 | 0 | 0 | 0
PV | 0 | 0 | 0 | 0 | 0 | 0
PeakG | 0 | 0 | 0 | 0 | 0 | 0
PeakO | 0 | 0 | 0 | 0 | 0 | 0
ST | 0 | 0 | 0 | 0 | 0 | 0
STOG | 0 | 0 | 0 | 0 | 0 | 0
STWD | 0 | 0 | 0 | 0 | 0 | 0
WT | 0 | 0 | 0 | 0 | 0 | 0
IGCC | 0 | 0 | 0 | 0 | 0 | 0
DemandResponse | 0 | 0 | 0 | 0 | 0 | 0
IGCC-CCS | 0 | 0 | 0 | 0 | 0 | 0
WT_off | 0 | 0 | 0 | 0 | 0 | 0
PseudoUnit | 0 | 0 | 0 | 0 | 0 | 0
FixedInterchange | 2920 | 2920 | 2920 | 2920 | 2920 | 2920
Total Installed Capacity by Reporting Type: HQ_NY
ReportingType | 2015 | 2020 | 2025 | 2030 | 2035 | 2040
BM | 0 | 0 | 0 | 0 | 0 | 0
CC | 0 | 0 | 0 | 0 | 0 | 0
CSP | 0 | 0 | 0 | 0 | 0 | 0
CT | 0 | 0 | 0 | 0 | 0 | 0
Coal | 0 | 0 | 0 | 0 | 0 | 0
Geo | 0 | 0 | 0 | 0 | 0 | 0
H | 0 | 0 | 0 | 0 | 0 | 0
LFG | 0 | 0 | 0 | 0 | 0 | 0
Nuc | 0.1 | 0.1 | 0.1 | 0.1 | 0.1 | 0.1
PS | 0 | 0 | 0 | 0 | 0 | 0
PV | 0 | 0 | 0 | 0 | 0 | 0
PeakG | 0 | 0 | 0 | 0 | 0 | 0
PeakO | 0 | 0 | 0 | 0 | 0 | 0
ST | 0 | 0 | 0 | 0 | 0 | 0
STOG | 0 | 0 | 0 | 0 | 0 | 0
STWD | 0 | 0 | 0 | 0 | 0 | 0
WT | 0 | 0 | 0 | 0 | 0 | 0
IGCC | 0 | 0 | 0 | 0 | 0 | 0
DemandResponse | 0 | 0 | 0 | 0 | 0 | 0
IGCC-CCS | 0 | 0 | 0 | 0 | 0 | 0
WT_off | 0 | 0 | 0 | 0 | 0 | 0
PseudoUnit | 0 | 0 | 0 | 0 | 0 | 0
FixedInterchange | 1500 | 1500 | 1500 | 1500 | 1500 | 1500
Total Installed Capacity by Reporting Type: MARITIMES
ReportingType | 2015 | 2020 | 2025 | 2030 | 2035 | 2040
BM | 0 | 0 | 0 | 0 | 0 | 0
CC | 0 | 0 | 0 | 0 | 0 | 0
CSP | 0 | 0 | 0 | 0 | 0 | 0
CT | 0 | 0 | 0 | 0 | 0 | 0
Coal | 0 | 0 | 0 | 0 | 0 | 0
Geo | 0 | 0 | 0 | 0 | 0 | 0
H | 0 | 0 | 0 | 0 | 0 | 0
LFG | 0 | 0 | 0 | 0 | 0 | 0
Nuc | 0.1 | 0.1 | 0.1 | 0.1 | 0.1 | 0.1
PS | 0 | 0 | 0 | 0 | 0 | 0
PV | 0 | 0 | 0 | 0 | 0 | 0
PeakG | 0 | 0 | 0 | 0 | 0 | 0
PeakO | 0 | 0 | 0 | 0 | 0 | 0
ST | 0 | 0 | 0 | 0 | 0 | 0
STOG | 0 | 0 | 0 | 0 | 0 | 0
STWD | 0 | 0 | 0 | 0 | 0 | 0
WT | 0 | 0 | 0 | 0 | 0 | 0
IGCC | 0 | 0 | 0 | 0 | 0 | 0
DemandResponse | 0 | 0 | 0 | 0 | 0 | 0
IGCC-CCS | 0 | 0 | 0 | 0 | 0 | 0
WT_off | 0 | 0 | 0 | 0 | 0 | 0
PseudoUnit | 0 | 0 | 0 | 0 | 0 | 0
FixedInterchange | 1400 | 1400 | 1400 | 1400 | 1400 | 1400
Total Installed Capacity by Reporting Type: All
ReportingType | 2015 | 2020 | 2025 | 2030 | 2035 | 2040
BM | 1251 | 1598.33 | 2287.8 | 2403.14 | 2479.74 | 2428.77
CC | 233808.36 | 247757.57 | 253567.86 | 285592.19 | 332121.3 | 368727.9
CSP | 0 | 0 | 0 | 0 | 0 | 0
CT | 6460.93 | 13611.77 | 17707.56 | 26098.47 | 38439.84 | 48600.63
Coal | 272538.02 | 268126.13 | 267496.08 | 267496.08 | 276877.16 | 296265.12
Geo | 2534.2 | 4609.2 | 9038.2 | 9038.2 | 9038.2 | 9038.2
H | 106079.79 | 106079.79 | 106079.79 | 106079.79 | 106079.79 | 106079.79
LFG | 4136 | 6089 | 8299 | 9022.5 | 9023 | 9023
Nuc | 117236.86 | 121152.36 | 121152.36 | 119664.16 | 93088.46 | 73382.46
PS | 21788 | 21788 | 21788 | 21788 | 21788 | 21788
PV | 1648 | 3851.49 | 4945.35 | 5197.09 | 4194.95 | 4313.85
PeakG | 119166.1 | 119070.01 | 119070.01 | 119070.01 | 117585.95 | 115410.01
PeakO | 19879.3 | 19879.3 | 19862.42 | 19662.42 | 19662.42 | 19662.42
ST | 760 | 1600.3 | 1904.35 | 2006.84 | 2006.84 | 2006.84
STOG | 64033.81 | 60016.91 | 59173.34 | 59173.34 | 59173.34 | 59173.34
STWD | 3436.23 | 3436.23 | 3436.23 | 3436.23 | 3436.23 | 3436.23
WT | 64004.8 | 89196.59 | 95969.74 | 102463.51 | 113123.77 | 127662
IGCC | 618 | 618 | 618 | 618 | 618 | 618
DemandResponse | 37863.74 | 60093.26 | 85862.57 | 89210.8 | 92685.8 | 96304.58
IGCC-CCS | 0 | 0 | 0 | 0 | 0 | 0
WT_off | 469 | 469 | 1569 | 1569 | 1101 | 1101
PseudoUnit | 0 | 0 | 0 | 0 | 0 | 0
FixedInterchange | 8820 | 8820 | 8820 | 8820 | 8820 | 8820
Total Installed Capacity by Reporting Type: EI_US
ReportingType | 2015 | 2020 | 2025 | 2030 | 2035 | 2040
BM | 741.12 | 1088.44 | 1777.92 | 1893.25 | 1969.85 | 1918.89
CC | 150531.74 | 158618.74 | 162795.32 | 183240.66 | 216937.71 | 245557.54
CSP | 0 | 0 | 0 | 0 | 0 | 0
CT | 4323.69 | 10710.51 | 12033.31 | 16078.78 | 24489.56 | 29649.42
Coal | 216514.97 | 212273.58 | 211995.53 | 211995.53 | 220220.81 | 232400.58
Geo | 44 | 44 | 44 | 44 | 44 | 44
H | 29436.09 | 29436.09 | 29436.09 | 29436.09 | 29436.09 | 29436.09
LFG | 3458.4 | 4193.37 | 6143.33 | 6536 | 6536 | 6536
Nuc | 89571.36 | 93486.86 | 93486.86 | 91998.66 | 66452.96 | 48286.96
PS | 16931 | 16931 | 16931 | 16931 | 16931 | 16931
PV | 176.74 | 2380.23 | 3474.1 | 3725.84 | 3808.75 | 3927.65
PeakG | 97500.22 | 97500.22 | 97500.22 | 97500.22 | 97500.22 | 97500.22
PeakO | 18962.94 | 18962.94 | 18962.94 | 18962.94 | 18962.94 | 18962.94
ST | 0 | 0 | 0 | 0 | 0 | 0
STOG | 33370.64 | 29353.73 | 28655.83 | 28655.83 | 28655.83 | 28655.83
STWD | 2312 | 2312 | 2312 | 2312 | 2312 | 2312
WT | 36938.6 | 49070.8 | 55843.95 | 62025.06 | 74791.21 | 85199.06
IGCC | 618 | 618 | 618 | 618 | 618 | 618
DemandResponse | 29707.66 | 46218.47 | 65324.07 | 67718.5 | 70208.86 | 72802.09
IGCC-CCS | 0 | 0 | 0 | 0 | 0 | 0
WT_off | 469 | 469 | 1569 | 1569 | 1101 | 1101
PseudoUnit | 0 | 0 | 0 | 0 | 0 | 0
FixedInterchange | 5820 | 5820 | 5820 | 5820 | 5820 | 5820
Total Installed Capacity by Reporting Type: EI_Canada
ReportingType | 2015 | 2020 | 2025 | 2030 | 2035 | 2040
BM | 326.33 | 326.33 | 326.33 | 326.33 | 326.33 | 326.33
CC | 5626.21 | 6137.62 | 6312.12 | 6719.92 | 7143.87 | 9404.9
CSP | 0 | 0 | 0 | 0 | 0 | 0
CT | 368 | 368.02 | 368.02 | 368.02 | 1205.59 | 1866.79
Coal | 853.74 | 853.74 | 853.74 | 853.74 | 853.74 | 853.74
Geo | 0 | 0 | 0 | 0 | 0 | 0
H | 15168.7 | 15168.7 | 15168.7 | 15168.7 | 15168.7 | 15168.7
LFG | 117.5 | 117.5 | 117.5 | 117.5 | 118 | 118
Nuc | 13018.2 | 13018.2 | 13018.2 | 13018.2 | 11988.2 | 10448.2
PS | 123 | 123 | 123 | 123 | 123 | 123
PV | 1097.26 | 1097.26 | 1097.26 | 1097.26 | 30 | 30
PeakG | 1143 | 1143 | 1143 | 1143 | 1143 | 1143
PeakO | 33.35 | 33.35 | 33.35 | 33.35 | 33.35 | 33.35
ST | 0 | 0 | 0 | 0 | 0 | 0
STOG | 126 | 126 | 126 | 126 | 126 | 126
STWD | 0 | 0 | 0 | 0 | 0 | 0
WT | 3963.3 | 3963.3 | 3963.3 | 3963.3 | 1857.4 | 1857.4
IGCC | 0 | 0 | 0 | 0 | 0 | 0
DemandResponse | 2048.29 | 2374.97 | 2887.27 | 2989.59 | 3095.56 | 3205.29
IGCC-CCS | 0 | 0 | 0 | 0 | 0 | 0
WT_off | 0 | 0 | 0 | 0 | 0 | 0
PseudoUnit | 0 | 0 | 0 | 0 | 0 | 0
FixedInterchange | 3000 | 3000 | 3000 | 3000 | 3000 | 3000
Total Installed Capacity by Reporting Type: EI
ReportingType | 2015 | 2020 | 2025 | 2030 | 2035 | 2040
BM | 1067.45 | 1414.78 | 2104.25 | 2219.59 | 2296.19 | 2245.22
CC | 156157.96 | 164756.36 | 169107.44 | 189960.57 | 224081.58 | 254962.44
CSP | 0 | 0 | 0 | 0 | 0 | 0
CT | 4691.69 | 11078.53 | 12401.32 | 16446.8 | 25695.15 | 31516.21
Coal | 217368.71 | 213127.32 | 212849.27 | 212849.27 | 221074.55 | 233254.32
Geo | 44 | 44 | 44 | 44 | 44 | 44
H | 44604.79 | 44604.79 | 44604.79 | 44604.79 | 44604.79 | 44604.79
LFG | 3575.9 | 4310.87 | 6260.83 | 6653.5 | 6654 | 6654
Nuc | 102589.56 | 106505.06 | 106505.06 | 105016.86 | 78441.16 | 58735.16
PS | 17054 | 17054 | 17054 | 17054 | 17054 | 17054
PV | 1274 | 3477.49 | 4571.35 | 4823.09 | 3838.75 | 3957.65
PeakG | 98643.22 | 98643.22 | 98643.22 | 98643.22 | 98643.22 | 98643.22
PeakO | 18996.3 | 18996.3 | 18996.3 | 18996.3 | 18996.3 | 18996.3
ST | 0 | 0 | 0 | 0 | 0 | 0
STOG | 33496.64 | 29479.73 | 28781.83 | 28781.83 | 28781.83 | 28781.83
STWD | 2312 | 2312 | 2312 | 2312 | 2312 | 2312
WT | 40901.9 | 53034.1 | 59807.25 | 65988.36 | 76648.61 | 87056.46
IGCC | 618 | 618 | 618 | 618 | 618 | 618
DemandResponse | 31755.95 | 48593.44 | 68211.33 | 70708.09 | 73304.41 | 76007.38
IGCC-CCS | 0 | 0 | 0 | 0 | 0 | 0
WT_off | 469 | 469 | 1569 | 1569 | 1101 | 1101
PseudoUnit | 0 | 0 | 0 | 0 | 0 | 0
FixedInterchange | 8820 | 8820 | 8820 | 8820 | 8820 | 8820
Total Installed Capacity by Reporting Type: Outside_EI
ReportingType | 2015 | 2020 | 2025 | 2030 | 2035 | 2040
BM | 183.55 | 183.55 | 183.55 | 183.55 | 183.55 | 183.55
CC | 77650.41 | 83001.21 | 84460.42 | 95631.61 | 108039.72 | 113765.46
CSP | 0 | 0 | 0 | 0 | 0 | 0
CT | 1769.23 | 2533.24 | 5306.24 | 9651.67 | 12744.69 | 17084.42
Coal | 55169.31 | 54998.81 | 54646.81 | 54646.81 | 55802.61 | 63010.8
Geo | 2490.2 | 4565.2 | 8994.2 | 8994.2 | 8994.2 | 8994.2
H | 61475 | 61475 | 61475 | 61475 | 61475 | 61475
LFG | 560.1 | 1778.13 | 2038.17 | 2369 | 2369 | 2369
Nuc | 14647.3 | 14647.3 | 14647.3 | 14647.3 | 14647.3 | 14647.3
PS | 4734 | 4734 | 4734 | 4734 | 4734 | 4734
PV | 374 | 374 | 374 | 374 | 356.2 | 356.2
PeakG | 20522.88 | 20426.79 | 20426.79 | 20426.79 | 18942.73 | 16766.79
PeakO | 883 | 883 | 866.12 | 666.12 | 666.12 | 666.12
ST | 760 | 1600.3 | 1904.35 | 2006.84 | 2006.84 | 2006.84
STOG | 30537.18 | 30537.18 | 30391.51 | 30391.51 | 30391.51 | 30391.51
STWD | 1124.23 | 1124.23 | 1124.23 | 1124.23 | 1124.23 | 1124.23
WT | 23102.9 | 36162.49 | 36162.49 | 36475.15 | 36475.15 | 40605.54
IGCC | 0 | 0 | 0 | 0 | 0 | 0
DemandResponse | 6107.8 | 11499.81 | 17651.23 | 18502.71 | 19381.39 | 20297.2
IGCC-CCS | 0 | 0 | 0 | 0 | 0 | 0
WT_off | 0 | 0 | 0 | 0 | 0 | 0
PseudoUnit | 0 | 0 | 0 | 0 | 0 | 0
FixedInterchange | 0 | 0 | 0 | 0 | 0 | 0
#6 | Retrofit Capacity (MW)
Retrofit Capacity by Reporting Type: Entergy
ReportingType | 2015 | 2020 | 2025 | 2030 | 2035 | 2040
FGD | 0 | 0 | 0 | 0 | 0.01 | 7356
SNCR | 0 | 0 | 0 | 0 | 0 | 0
SCR | 0 | 0 | 0 | 0 | 0 | 0
ACI90 | 0 | 0 | 0 | 0 | 0 | 0
RPJ90 | 0 | 0 | 0 | 0.01 | 0.01 | 7416
PCSEQ | 0 | 0 | 0 | 0 | 0 | 0
Retrofit Capacity by Reporting Type: FRCC
ReportingType | 2015 | 2020 | 2025 | 2030 | 2035 | 2040
FGD | 0 | 0 | 0 | 0 | 0 | 235
SNCR | 0 | 0 | 0 | 0 | 0 | 0
SCR | 3796 | 1898 | 1898 | 1898 | 1898 | 1898
ACI90 | 0 | 0 | 0 | 0 | 0 | 0
RPJ90 | 0.47 | 0.79 | 1.05 | 1.36 | 1.66 | 7901.98
PCSEQ | 0 | 0 | 0 | 0 | 0 | 0
Retrofit Capacity by Reporting Type: MAPP_US
ReportingType | 2015 | 2020 | 2025 | 2030 | 2035 | 2040
FGD | 221 | 221 | 221 | 221 | 221 | 573.9
SNCR | 0 | 0 | 0 | 0 | 0 | 0
SCR | 0 | 0 | 0 | 0 | 0 | 0
ACI90 | 0 | 0 | 0 | 0 | 0 | 0
RPJ90 | 0 | 0 | 0 | 0.01 | 0.01 | 2933.9
PCSEQ | 0 | 0 | 0 | 0 | 0 | 0
Retrofit Capacity by Reporting Type: MISO_IN
ReportingType | 2015 | 2020 | 2025 | 2030 | 2035 | 2040
FGD | 0 | 0 | 0 | 0 | 0 | 2707
SNCR | 0.01 | 0 | 0 | 0.01 | 0.01 | 0.01
SCR | 0 | 0 | 0 | 0 | 0 | 0
ACI90 | 0 | 0 | 0 | 0 | 0 | 0
RPJ90 | 0.55 | 0.88 | 1.13 | 1.41 | 1.65 | 13228.66
PCSEQ | 0 | 0 | 0 | 0 | 0 | 0
Retrofit Capacity by Reporting Type: MISO_MI
ReportingType | 2015 | 2020 | 2025 | 2030 | 2035 | 2040
FGD | 0 | 0 | 0.01 | 0.01 | 0.01 | 6664.22
SNCR | 0.01 | 0 | 0.01 | 0.01 | 0.01 | 0.01
SCR | 355 | 355 | 355 | 355 | 355 | 355
ACI90 | 0 | 0 | 0 | 0 | 0 | 0
RPJ90 | 0 | 0.01 | 0.01 | 0.01 | 0.02 | 8466.02
PCSEQ | 0 | 0 | 0 | 0 | 0 | 0
Retrofit Capacity by Reporting Type: MISO_MO-IL
ReportingType | 2015 | 2020 | 2025 | 2030 | 2035 | 2040
FGD | 0 | 0 | 0.01 | 0.03 | 603.01 | 9292
SNCR | 0.01 | 0.01 | 0.01 | 0.01 | 0.01 | 0.01
SCR | 400 | 200 | 200 | 200 | 200 | 200
ACI90 | 0 | 0 | 0 | 0 | 0 | 0
RPJ90 | 2490.62 | 1245.9 | 1246.19 | 1246.63 | 1246.93 | 12944.29
PCSEQ | 0 | 0 | 0 | 0 | 0 | 0
Retrofit Capacity by Reporting Type: MISO_W
ReportingType | 2015 | 2020 | 2025 | 2030 | 2035 | 2040
FGD | 0 | 0 | 0 | 0 | 0.01 | 5555.5
SNCR | 0.01 | 0.01 | 0.01 | 0.01 | 0.01 | 0.01
SCR | 1225.26 | 612.63 | 612.63 | 612.63 | 612.63 | 612.63
ACI90 | 0 | 0 | 0 | 0 | 0 | 0
RPJ90 | 2652.37 | 1501.84 | 1501.84 | 1501.84 | 1501.85 | 11006.04
PCSEQ | 0 | 0 | 0 | 0 | 0 | 0
Retrofit Capacity by Reporting Type: MISO_WUMS
ReportingType | 2015 | 2020 | 2025 | 2030 | 2035 | 2040
FGD | 1135 | 874 | 874 | 874 | 874 | 2505.11
SNCR | 0 | 0 | 0 | 0 | 0 | 0
SCR | 2778.6 | 1902.6 | 1902.6 | 1902.6 | 1902.6 | 1902.6
ACI90 | 0 | 0 | 0 | 0 | 0 | 0
RPJ90 | 1740.57 | 870.67 | 870.87 | 871.09 | 871.26 | 4259.43
PCSEQ | 0 | 0 | 0 | 0 | 0 | 0
Retrofit Capacity by Reporting Type: Nebraska
ReportingType | 2015 | 2020 | 2025 | 2030 | 2035 | 2040
FGD | 0 | 0 | 0 | 0 | 0 | 3195.8
SNCR | 0 | 0 | 0 | 0 | 0 | 0
SCR | 0 | 0 | 0 | 0 | 0 | 0
ACI90 | 0 | 0 | 0 | 0 | 0 | 0
RPJ90 | 1364.4 | 682.2 | 682.2 | 682.21 | 682.21 | 3878
PCSEQ | 0 | 0 | 0 | 0 | 0 | 0
Retrofit Capacity by Reporting Type: NEISO
ReportingType | 2015 | 2020 | 2025 | 2030 | 2035 | 2040
FGD | 320 | 0 | 0 | 0 | 0 | 0
SNCR | 0 | 0 | 0 | 0 | 0 | 0
SCR | 0 | 0 | 0 | 0 | 0 | 0
ACI90 | 0 | 0 | 0 | 0 | 0 | 0
RPJ90 | 870.93 | 0 | 0 | 0 | 0 | 0
PCSEQ | 0 | 0 | 0 | 0 | 0 | 0
Retrofit Capacity by Reporting Type: NonRTO_Midwest
ReportingType | 2015 | 2020 | 2025 | 2030 | 2035 | 2040
FGD | 1403 | 1403 | 1403 | 1403 | 1403 | 2270.01
SNCR | 0 | 0 | 0 | 0 | 0 | 0.01
SCR | 1463.8 | 731.9 | 731.9 | 731.9 | 731.9 | 731.9
ACI90 | 0 | 0 | 0 | 0 | 0 | 0
RPJ90 | 0.75 | 1.09 | 1.41 | 1.85 | 2.13 | 8799.82
PCSEQ | 0 | 0 | 0 | 0 | 0 | 0
Retrofit Capacity by Reporting Type: NYISO_A-F
ReportingType | 2015 | 2020 | 2025 | 2030 | 2035 | 2040
FGD | 0 | 0 | 0 | 0 | 0 | 0
SNCR | 0 | 0 | 0 | 0 | 0 | 0
SCR | 0 | 0 | 0 | 0 | 0 | 0
ACI90 | 0 | 0 | 0 | 0 | 0 | 0
RPJ90 | 486.3 | 0 | 0 | 0 | 0 | 0
PCSEQ | 0 | 0 | 0 | 0 | 0 | 0
Retrofit Capacity by Reporting Type: NYISO_G-I
ReportingType | 2015 | 2020 | 2025 | 2030 | 2035 | 2040
FGD | 0 | 0 | 0 | 0 | 0 | 0
SNCR | 0 | 0 | 0 | 0 | 0 | 0
SCR | 0 | 0 | 0 | 0 | 0 | 0
ACI90 | 0 | 0 | 0 | 0 | 0 | 0
RPJ90 | 0 | 0 | 0 | 0 | 0 | 0
PCSEQ | 0 | 0 | 0 | 0 | 0 | 0
Retrofit Capacity by Reporting Type: NYISO_J-K
ReportingType | 2015 | 2020 | 2025 | 2030 | 2035 | 2040
FGD | 0 | 0 | 0 | 0 | 0 | 0
SNCR | 0 | 0 | 0 | 0 | 0 | 0
SCR | 0 | 0 | 0 | 0 | 0 | 0
ACI90 | 0 | 0 | 0 | 0 | 0 | 0
RPJ90 | 0 | 0 | 0 | 0 | 0 | 0
PCSEQ | 0 | 0 | 0 | 0 | 0 | 0
Retrofit Capacity by Reporting Type: PJM_E
ReportingType | 2015 | 2020 | 2025 | 2030 | 2035 | 2040
FGD | 0 | 0 | 0 | 0 | 0 | 0
SNCR | 0 | 0 | 0 | 0 | 0 | 0
SCR | 568 | 0 | 0 | 0 | 0 | 0
ACI90 | 0 | 0 | 0 | 0 | 0 | 0
RPJ90 | 1784 | 0 | 0 | 0 | 0.01 | 0.01
PCSEQ | 0 | 0 | 0 | 0 | 0 | 0
Retrofit Capacity by Reporting Type: PJM_ROM
ReportingType | 2015 | 2020 | 2025 | 2030 | 2035 | 2040
FGD | 0 | 0 | 0 | 1234 | 1234 | 1234
SNCR | 0 | 0 | 0 | 0 | 0 | 0
SCR | 341 | 0 | 0 | 0 | 0 | 0
ACI90 | 0 | 0 | 0 | 0 | 0 | 0
RPJ90 | 2572 | 1286.01 | 1286.01 | 1286.01 | 1286.01 | 7711.01
PCSEQ | 0 | 0 | 0 | 0 | 0 | 0
Retrofit Capacity by Reporting Type: PJM_ROR
ReportingType | 2015 | 2020 | 2025 | 2030 | 2035 | 2040
FGD | 0.01 | 0.01 | 0.02 | 0.03 | 2600.02 | 15392.11
SNCR | 0.02 | 0.02 | 0.02 | 0.02 | 0.02 | 0.02
SCR | 2400 | 1200.01 | 1200.01 | 1200.01 | 1200.01 | 1200.01
ACI90 | 0 | 0 | 0 | 0 | 0 | 0
RPJ90 | 0.5 | 0.83 | 1.08 | 1.4 | 1.71 | 46287.58
PCSEQ | 0 | 0 | 0 | 0 | 0 | 0
Retrofit Capacity by Reporting Type: SOCO
ReportingType | 2015 | 2020 | 2025 | 2030 | 2035 | 2040
FGD | 4088.7 | 4088.7 | 4088.71 | 4088.71 | 4088.71 | 8183.21
SNCR | 0 | 0 | 0 | 0.01 | 0.01 | 0.01
SCR | 3404.7 | 3404.7 | 3404.7 | 3404.7 | 3404.7 | 3404.7
ACI90 | 0 | 0 | 0 | 0 | 0 | 0
RPJ90 | 6809.41 | 3404.71 | 3404.71 | 3404.72 | 3404.72 | 17118.84
PCSEQ | 0 | 0 | 0 | 0 | 0 | 0
Retrofit Capacity by Reporting Type: SPP_N
ReportingType | 2015 | 2020 | 2025 | 2030 | 2035 | 2040
FGD | 0 | 0 | 0 | 0 | 0 | 2384.5
SNCR | 0 | 0 | 0 | 0 | 0 | 0
SCR | 0 | 0 | 0 | 0 | 0 | 0
ACI90 | 0 | 0 | 0 | 0 | 0 | 0
RPJ90 | 1302.5 | 651.82 | 652.08 | 652.37 | 652.64 | 7321.41
PCSEQ | 0 | 0 | 0 | 0 | 0 | 0
Retrofit Capacity by Reporting Type: SPP_S
ReportingType | 2015 | 2020 | 2025 | 2030 | 2035 | 2040
FGD | 0 | 0.01 | 0.01 | 0.01 | 0.01 | 8147.82
SNCR | 0.01 | 0.01 | 0.01 | 0.01 | 0.01 | 0.01
SCR | 0 | 0 | 0 | 0 | 0 | 0
ACI90 | 0 | 0 | 0 | 0 | 0 | 0
RPJ90 | 0.01 | 0.01 | 0.01 | 0.02 | 0.03 | 11553.95
PCSEQ | 0 | 0 | 0 | 0 | 0 | 0
Retrofit Capacity by Reporting Type: TVA
ReportingType | 2015 | 2020 | 2025 | 2030 | 2035 | 2040
FGD | 0 | 0 | 0 | 0 | 0 | 5544
SNCR | 0 | 0 | 0 | 0 | 0 | 0
SCR | 0 | 0 | 0 | 0 | 0 | 0
ACI90 | 0 | 0 | 0 | 0 | 0 | 0
RPJ90 | 0 | 0.01 | 0.01 | 0.01 | 0.01 | 11998.01
PCSEQ | 0 | 0 | 0 | 0 | 0 | 0
Retrofit Capacity by Reporting Type: TVA_Transmission
ReportingType | 2015 | 2020 | 2025 | 2030 | 2035 | 2040
FGD | 0 | 0 | 0 | 0 | 0 | 0
SNCR | 0 | 0 | 0 | 0 | 0 | 0
SCR | 0 | 0 | 0 | 0 | 0 | 0
ACI90 | 0 | 0 | 0 | 0 | 0 | 0
RPJ90 | 0 | 0 | 0 | 0 | 0 | 0
PCSEQ | 0 | 0 | 0 | 0 | 0 | 0
Retrofit Capacity by Reporting Type: VACAR
ReportingType | 2015 | 2020 | 2025 | 2030 | 2035 | 2040
FGD | 0 | 0 | 0 | 0 | 0 | 1082.94
SNCR | 0 | 0 | 0 | 0 | 0 | 0
SCR | 0 | 0 | 0 | 0 | 0 | 0
ACI90 | 0 | 0 | 0 | 0 | 0 | 0
RPJ90 | 1.5 | 2.61 | 3.42 | 4.39 | 5.36 | 15093.56
PCSEQ | 0 | 0 | 0 | 0 | 0 | 0
Retrofit Capacity by Reporting Type: IESO
ReportingType | 2015 | 2020 | 2025 | 2030 | 2035 | 2040
FGD | 0 | 0 | 0 | 0 | 0 | 0
SNCR | 0 | 0 | 0 | 0 | 0 | 0
SCR | 0 | 0 | 0 | 0 | 0 | 0
ACI90 | 0 | 0 | 0 | 0 | 0 | 0
RPJ90 | 0 | 0 | 0 | 0 | 0 | 0
PCSEQ | 0 | 0 | 0 | 0 | 0 | 0
Retrofit Capacity by Reporting Type: MAPP_CA
ReportingType | 2015 | 2020 | 2025 | 2030 | 2035 | 2040
FGD | 0 | 0 | 0 | 0 | 0 | 0
SNCR | 0 | 0 | 0 | 0 | 0 | 0
SCR | 0 | 0 | 0 | 0 | 0 | 0
ACI90 | 0 | 0 | 0 | 0 | 0 | 0
RPJ90 | 0 | 0 | 0 | 0 | 0 | 0
PCSEQ | 0 | 0 | 0 | 0 | 0 | 0
Retrofit Capacity by Reporting Type: AZ_NM_SNV_Coal
ReportingType | 2015 | 2020 | 2025 | 2030 | 2035 | 2040
FGD | 384 | 384 | 384 | 384 | 384 | 540
SNCR | 0 | 0 | 0 | 0 | 0 | 0
SCR | 800 | 400 | 400 | 400 | 400 | 400
ACI90 | 0 | 0 | 0 | 0 | 0 | 0
RPJ90 | 3286.34 | 1643.52 | 1643.67 | 1643.85 | 1644.03 | 9847.2
PCSEQ | 0 | 0 | 0 | 0 | 0 | 0
Retrofit Capacity by Reporting Type: AZ_NM_SNV_Gas
ReportingType | 2015 | 2020 | 2025 | 2030 | 2035 | 2040
FGD | 0 | 0 | 0 | 0 | 0 | 0
SNCR | 0 | 0 | 0 | 0 | 0 | 0
SCR | 0 | 0 | 0 | 0 | 0 | 0
ACI90 | 0 | 0 | 0 | 0 | 0 | 0
RPJ90 | 0 | 0 | 0 | 0 | 0 | 0
PCSEQ | 0 | 0 | 0 | 0 | 0 | 0
Retrofit Capacity by Reporting Type: AZ_NM_SNV_NucRenew
ReportingType | 2015 | 2020 | 2025 | 2030 | 2035 | 2040
FGD | 0 | 0 | 0 | 0 | 0 | 0
SNCR | 0 | 0 | 0 | 0 | 0 | 0
SCR | 0 | 0 | 0 | 0 | 0 | 0
ACI90 | 0 | 0 | 0 | 0 | 0 | 0
RPJ90 | 0 | 0 | 0 | 0 | 0 | 0
PCSEQ | 0 | 0 | 0 | 0 | 0 | 0
Retrofit Capacity by Reporting Type: ERCOT
ReportingType | 2015 | 2020 | 2025 | 2030 | 2035 | 2040
FGD | 0 | 0 | 0 | 0 | 0 | 5770
SNCR | 0.01 | 0 | 0 | 0.01 | 0.01 | 0.01
SCR | 4370 | 2185 | 2185 | 2185 | 2185 | 2185
ACI90 | 0 | 0 | 0 | 0 | 0 | 0
RPJ90 | 9196.49 | 4598.82 | 4599.08 | 4599.36 | 4599.62 | 15917.86
PCSEQ | 0 | 0 | 0 | 0 | 0 | 0
Retrofit Capacity by Reporting Type: NP15
ReportingType | 2015 | 2020 | 2025 | 2030 | 2035 | 2040
FGD | 0 | 0 | 0 | 0 | 0 | 0
SNCR | 0 | 0 | 0 | 0 | 0 | 0
SCR | 0 | 0 | 0 | 0 | 0 | 0
ACI90 | 0 | 0 | 0 | 0 | 0 | 0
RPJ90 | 0 | 0 | 0 | 0 | 0 | 0
PCSEQ | 0 | 0 | 0 | 0 | 0 | 0
Retrofit Capacity by Reporting Type: NWPP_Coal
ReportingType | 2015 | 2020 | 2025 | 2030 | 2035 | 2040
FGD | 0 | 0 | 0 | 0 | 0 | 1601.2
SNCR | 0 | 0 | 0 | 0 | 0.01 | 0.01
SCR | 0 | 0 | 0 | 0 | 0 | 0
ACI90 | 0 | 0 | 0 | 0 | 0 | 0
RPJ90 | 453.61 | 226.81 | 226.81 | 226.82 | 226.82 | 12409.63
PCSEQ | 0 | 0 | 0 | 0 | 0 | 0
Retrofit Capacity by Reporting Type: NWPP_Gas
ReportingType | 2015 | 2020 | 2025 | 2030 | 2035 | 2040
FGD | 0 | 0 | 0 | 0 | 0 | 0
SNCR | 0 | 0 | 0 | 0 | 0 | 0
SCR | 0 | 0 | 0 | 0 | 0 | 0
ACI90 | 0 | 0 | 0 | 0 | 0 | 0
RPJ90 | 0 | 0 | 0 | 0 | 0 | 0
PCSEQ | 0 | 0 | 0 | 0 | 0 | 0
Retrofit Capacity by Reporting Type: NWPP_NucRenew
ReportingType | 2015 | 2020 | 2025 | 2030 | 2035 | 2040
FGD | 0 | 0 | 0 | 0 | 0 | 0
SNCR | 0 | 0 | 0 | 0 | 0 | 0
SCR | 0 | 0 | 0 | 0 | 0 | 0
ACI90 | 0 | 0 | 0 | 0 | 0 | 0
RPJ90 | 0 | 0 | 0 | 0 | 0 | 0
PCSEQ | 0 | 0 | 0 | 0 | 0 | 0
Retrofit Capacity by Reporting Type: RMPA
ReportingType | 2015 | 2020 | 2025 | 2030 | 2035 | 2040
FGD | 0 | 0 | 0 | 0 | 0 | 1282
SNCR | 0 | 0 | 0 | 0 | 0 | 0
SCR | 1554.6 | 777.3 | 777.3 | 777.3 | 777.3 | 777.3
ACI90 | 0 | 0 | 0 | 0 | 0 | 0
RPJ90 | 2874.6 | 1437.31 | 1437.31 | 1437.31 | 1437.32 | 6315.8
PCSEQ | 0 | 0 | 0 | 0 | 0 | 0
Retrofit Capacity by Reporting Type: SP15
ReportingType | 2015 | 2020 | 2025 | 2030 | 2035 | 2040
FGD | 0 | 0 | 0 | 0 | 0 | 0
SNCR | 0 | 0 | 0 | 0 | 0 | 0
SCR | 0 | 0 | 0 | 0 | 0 | 0
ACI90 | 0 | 0 | 0 | 0 | 0 | 0
RPJ90 | 0 | 0 | 0 | 0 | 0 | 0
PCSEQ | 0 | 0 | 0 | 0 | 0 | 0
Retrofit Capacity by Reporting Type: ALB
ReportingType | 2015 | 2020 | 2025 | 2030 | 2035 | 2040
FGD | 0 | 0 | 0 | 0 | 0 | 0
SNCR | 0 | 0 | 0 | 0 | 0 | 0
SCR | 0 | 0 | 0 | 0 | 0 | 0
ACI90 | 0 | 0 | 0 | 0 | 0 | 0
RPJ90 | 0 | 0 | 0 | 0 | 0 | 0
PCSEQ | 0 | 0 | 0 | 0 | 0 | 0
Retrofit Capacity by Reporting Type: BC
ReportingType | 2015 | 2020 | 2025 | 2030 | 2035 | 2040
FGD | 0 | 0 | 0 | 0 | 0 | 0
SNCR | 0 | 0 | 0 | 0 | 0 | 0
SCR | 0 | 0 | 0 | 0 | 0 | 0
ACI90 | 0 | 0 | 0 | 0 | 0 | 0
RPJ90 | 0 | 0 | 0 | 0 | 0 | 0
PCSEQ | 0 | 0 | 0 | 0 | 0 | 0
Retrofit Capacity by Reporting Type: HQ_IESO
ReportingType | 2015 | 2020 | 2025 | 2030 | 2035 | 2040
FGD | 0 | 0 | 0 | 0 | 0 | 0
SNCR | 0 | 0 | 0 | 0 | 0 | 0
SCR | 0 | 0 | 0 | 0 | 0 | 0
ACI90 | 0 | 0 | 0 | 0 | 0 | 0
RPJ90 | 0 | 0 | 0 | 0 | 0 | 0
PCSEQ | 0 | 0 | 0 | 0 | 0 | 0
Retrofit Capacity by Reporting Type: HQ_NEISO
ReportingType | 2015 | 2020 | 2025 | 2030 | 2035 | 2040
FGD | 0 | 0 | 0 | 0 | 0 | 0
SNCR | 0 | 0 | 0 | 0 | 0 | 0
SCR | 0 | 0 | 0 | 0 | 0 | 0
ACI90 | 0 | 0 | 0 | 0 | 0 | 0
RPJ90 | 0 | 0 | 0 | 0 | 0 | 0
PCSEQ | 0 | 0 | 0 | 0 | 0 | 0
Retrofit Capacity by Reporting Type: HQ_NY
ReportingType | 2015 | 2020 | 2025 | 2030 | 2035 | 2040
FGD | 0 | 0 | 0 | 0 | 0 | 0
SNCR | 0 | 0 | 0 | 0 | 0 | 0
SCR | 0 | 0 | 0 | 0 | 0 | 0
ACI90 | 0 | 0 | 0 | 0 | 0 | 0
RPJ90 | 0 | 0 | 0 | 0 | 0 | 0
PCSEQ | 0 | 0 | 0 | 0 | 0 | 0
Retrofit Capacity by Reporting Type: MARITIMES
ReportingType | 2015 | 2020 | 2025 | 2030 | 2035 | 2040
FGD | 0 | 0 | 0 | 0 | 0 | 0
SNCR | 0 | 0 | 0 | 0 | 0 | 0
SCR | 0 | 0 | 0 | 0 | 0 | 0
ACI90 | 0 | 0 | 0 | 0 | 0 | 0
RPJ90 | 0 | 0 | 0 | 0 | 0 | 0
PCSEQ | 0 | 0 | 0 | 0 | 0 | 0
Retrofit Capacity by Reporting Type: All
ReportingType | 2015 | 2020 | 2025 | 2030 | 2035 | 2040
FGD | 7551.73 | 6970.75 | 6970.77 | 8204.82 | 11407.81 | 91516.34
SNCR | 0.09 | 0.07 | 0.09 | 0.1 | 0.11 | 0.12
SCR | 23456.98 | 13667.16 | 13667.17 | 13667.18 | 13667.19 | 13667.19
ACI90 | 0 | 0 | 0 | 0 | 0 | 0
RPJ90 | 37887.94 | 17555.84 | 17558.9 | 17562.68 | 17566 | 242408.99
PCSEQ | 0 | 0 | 0 | 0 | 0 | 0
Retrofit Capacity by Reporting Type: EI_US
ReportingType | 2015 | 2020 | 2025 | 2030 | 2035 | 2040
FGD | 7167.73 | 6586.74 | 6586.77 | 7820.81 | 11023.8 | 82323.14
SNCR | 0.08 | 0.06 | 0.08 | 0.09 | 0.1 | 0.1
SCR | 16732.38 | 10304.86 | 10304.87 | 10304.88 | 10304.88 | 10304.89
ACI90 | 0 | 0 | 0 | 0 | 0 | 0
RPJ90 | 22076.89 | 9649.38 | 9652.03 | 9655.34 | 9658.21 | 197918.5
PCSEQ | 0 | 0 | 0 | 0 | 0 | 0
Retrofit Capacity by Reporting Type: EI_Canada
ReportingType | 2015 | 2020 | 2025 | 2030 | 2035 | 2040
FGD | 0 | 0 | 0 | 0 | 0 | 0
SNCR | 0 | 0 | 0 | 0 | 0 | 0
SCR | 0 | 0 | 0 | 0 | 0 | 0
ACI90 | 0 | 0 | 0 | 0 | 0 | 0
RPJ90 | 0 | 0 | 0 | 0 | 0 | 0
PCSEQ | 0 | 0 | 0 | 0 | 0 | 0
Retrofit Capacity by Reporting Type: EI
ReportingType | 2015 | 2020 | 2025 | 2030 | 2035 | 2040
FGD | 7167.73 | 6586.74 | 6586.77 | 7820.81 | 11023.8 | 82323.14
SNCR | 0.08 | 0.06 | 0.08 | 0.09 | 0.1 | 0.1
SCR | 16732.38 | 10304.86 | 10304.87 | 10304.88 | 10304.88 | 10304.89
ACI90 | 0 | 0 | 0 | 0 | 0 | 0
RPJ90 | 22076.89 | 9649.38 | 9652.03 | 9655.34 | 9658.21 | 197918.5
PCSEQ | 0 | 0 | 0 | 0 | 0 | 0
Retrofit Capacity by Reporting Type: Outside_EI
ReportingType | 2015 | 2020 | 2025 | 2030 | 2035 | 2040
FGD | 384 | 384 | 384 | 384.01 | 384.01 | 9193.2
SNCR | 0.01 | 0.01 | 0.01 | 0.02 | 0.02 | 0.02
SCR | 6724.6 | 3362.3 | 3362.3 | 3362.31 | 3362.31 | 3362.31
ACI90 | 0 | 0 | 0 | 0 | 0 | 0
RPJ90 | 15811.05 | 7906.46 | 7906.87 | 7907.35 | 7907.79 | 44490.49
PCSEQ | 0 | 0 | 0 | 0 | 0 | 0
#7 | Reserve Margin (MW)
Reserve Margin Data: ALB
| 2015 | 2020 | 2025 | 2030 | 2035 | 2040
a. Peak Demand | 9894.26 | 10610.08 | 11377.68 | 12200.81 | 13083.5 | 14030.05
b. Peak Demand + Reserve Margin | 11675.23 | 12519.89 | 13425.66 | 14396.96 | 15438.53 | 16555.45
c. DR MW | 105.16 | 361.08 | 660.83 | 708.64 | 759.9 | 814.88
d. Capacity Credit | 11675.23 | 12519.89 | 13435.37 | 14396.96 | 15438.53 | 16555.45
Reserve Margin Data: BC
| 2015 | 2020 | 2025 | 2030 | 2035 | 2040
a. Peak Demand | 12097.17 | 12689.82 | 13311.5 | 13963.64 | 14647.73 | 15365.33
b. Peak Demand + Reserve Margin | 14274.66 | 14973.98 | 15707.57 | 16477.09 | 17284.32 | 18131.09
c. DR MW | 0.01 | 264.69 | 555.31 | 582.51 | 611.05 | 640.98
d. Capacity Credit | 14274.66 | 14973.98 | 15918.81 | 16477.09 | 17284.32 | 18131.09
Reserve Margin Data: ENT
| 2015 | 2020 | 2025 | 2030 | 2035 | 2040
a. Peak Demand | 31363.21 | 33216.62 | 34106.25 | 35019.69 | 35957.6 | 36920.63
b. Peak Demand + Reserve Margin | 35754.06 | 37866.95 | 38881.12 | 39922.45 | 40991.67 | 42089.52
c. DR MW | 301.55 | 1538.95 | 2854.33 | 2930.78 | 3009.27 | 3089.87
d. Capacity Credit | 35754.05 | 37866.96 | 38881.11 | 39922.45 | 40991.67 | 42089.52
Reserve Margin Data: ERCOT
| 2015 | 2020 | 2025 | 2030 | 2035 | 2040
a. Peak Demand | 70275 | 75565.6 | 78214.54 | 80611.45 | 83280.89 | 86023.9
b. Peak Demand + Reserve Margin | 79059.38 | 85011.3 | 87991.35 | 90687.88 | 93691.01 | 96776.89
c. DR MW | 740.81 | 3617.73 | 6720.3 | 6926.25 | 7155.61 | 7391.29
d. Capacity Credit | 79059.38 | 85011.29 | 87991.37 | 90687.88 | 93691 | 96776.89
Reserve Margin Data: FRCC
| 2015 | 2020 | 2025 | 2030 | 2035 | 2040
a. Peak Demand | 49536.4 | 53950.25 | 57379.16 | 61025.99 | 64904.61 | 69029.74
b. Peak Demand + Reserve Margin | 57462.22 | 62582.3 | 66559.82 | 70790.15 | 75289.35 | 80074.5
c. DR MW | 2734.45 | 3962.85 | 5527.63 | 5878.95 | 6252.59 | 6649.99
d. Capacity Credit | 57462.22 | 62582.3 | 66559.83 | 70790.15 | 75289.34 | 80074.5
Reserve Margin Data: IESO
| 2015 | 2020 | 2025 | 2030 | 2035 | 2040
a. Peak Demand | 23273 | 23024.78 | 23818.34 | 24639.25 | 25488.46 | 26366.93
b. Peak Demand + Reserve Margin | 27229.41 | 26938.99 | 27867.46 | 28827.92 | 29821.5 | 30849.31
c. DR MW | 1958.79 | 2066.83 | 2340.54 | 2421.21 | 2504.65 | 2590.98
d. Capacity Credit | 30019.39 | 30127.43 | 30401.13 | 30481.8 | 29821.5 | 30849.31
Reserve Margin Data: MAPP_CA
| 2015 | 2020 | 2025 | 2030 | 2035 | 2040
a. Peak Demand | 8659 | 9310.84 | 9679.67 | 10063.12 | 10461.75 | 10876.17
b. Peak Demand + Reserve Margin | 9698.08 | 10428.14 | 10841.23 | 11270.69 | 11717.16 | 12181.31
c. DR MW | 89.5 | 308.14 | 546.73 | 568.39 | 590.9 | 614.31
d. Capacity Credit | 9698.08 | 10428.14 | 10841.23 | 11270.69 | 11717.16 | 12181.31
Reserve Margin Data: MAPP_US
| 2015 | 2020 | 2025 | 2030 | 2035 | 2040
a. Peak Demand | 5654.68 | 5968.85 | 6205.3 | 6451.11 | 6706.66 | 6972.33
b. Peak Demand + Reserve Margin | 6446.34 | 6804.49 | 7074.04 | 7354.26 | 7645.59 | 7948.45
c. DR MW | 59 | 199.4 | 353.8 | 367.81 | 382.38 | 397.53
d. Capacity Credit | 6780.06 | 7012.89 | 7252.65 | 7354.26 | 7645.59 | 7948.45
Reserve Margin Data: NEISO
| 2015 | 2020 | 2025 | 2030 | 2035 | 2040
a. Peak Demand | 28012 | 28394.96 | 28542.49 | 28725.51 | 28892.23 | 29059.91
b. Peak Demand + Reserve Margin | 32493.92 | 32938.15 | 33109.29 | 33321.59 | 33514.98 | 33709.5
c. DR MW | 3092.4 | 3627.72 | 4230.66 | 4257.78 | 4282.5 | 4307.35
d. Capacity Credit | 32493.92 | 33245.57 | 34188.88 | 34267.54 | 33514.98 | 33709.5
Reserve Margin Data: NonRTO_Midwest
| 2015 | 2020 | 2025 | 2030 | 2035 | 2040
a. Peak Demand | 11601.6 | 12475.59 | 12784.26 | 13100.55 | 13424.68 | 13756.82
b. Peak Demand + Reserve Margin | 13225.82 | 14222.18 | 14574.05 | 14934.63 | 15304.13 | 15682.78
c. DR MW | 193.98 | 453.37 | 727.88 | 745.89 | 764.35 | 783.26
d. Capacity Credit | 13225.82 | 14222.17 | 14574.05 | 14934.63 | 15304.14 | 15682.78
Reserve Margin Data: NYISO_J-K
| 2015 | 2020 | 2025 | 2030 | 2035 | 2040
a. Peak Demand | 15708.46 | 16778.46 | 17529.82 | 18314.82 | 19134.98 | 19991.87
b. Peak Demand + Reserve Margin | 14451.78 | 15436.18 | 16127.43 | 16849.64 | 17604.19 | 18392.52
c. DR MW | 1319.07 | 1502.66 | 1718.62 | 1795.58 | 1875.99 | 1960
d. Capacity Credit | 16903.61 | 17087.2 | 18012.86 | 18916.85 | 19155.74 | 19770.98
Reserve Margin Data: PJM_E
| 2015 | 2020 | 2025 | 2030 | 2035 | 2040
a. Peak Demand | 30573 | 28691.71 | 29665.84 | 30673.06 | 31714.47 | 32791.23
b. Peak Demand + Reserve Margin | 29900.39 | 28060.49 | 29013.2 | 29998.25 | 31016.75 | 32069.83
c. DR MW | 1256.73 | 1718.17 | 2388.62 | 2469.72 | 2553.57 | 2640.27
d. Capacity Credit | 32421.73 | 31833.56 | 32834.02 | 32915.12 | 33157.13 | 32069.83
Reserve Margin Data: RMPA
| 2015 | 2020 | 2025 | 2030 | 2035 | 2040
a. Peak Demand | 13130.5 | 14147.45 | 15066.59 | 16047.68 | 17090.56 | 18201.86
b. Peak Demand + Reserve Margin | 14968.77 | 16128.09 | 17175.91 | 18294.36 | 19483.24 | 20750.12
c. DR MW | 486.05 | 622.89 | 804.5 | 856.88 | 912.57 | 971.91
d. Capacity Credit | 15679.2 | 16128.08 | 18233.74 | 18294.36 | 19483.24 | 20750.12
Reserve Margin Data: SOCO
| 2015 | 2020 | 2025 | 2030 | 2035 | 2040
a. Peak Demand | 53444.07 | 58424.21 | 60829.03 | 63332.84 | 65939.71 | 68653.88
b. Peak Demand + Reserve Margin | 60926.24 | 66603.59 | 69345.09 | 72199.44 | 75171.27 | 78265.43
c. DR MW | 2570.49 | 4773.97 | 7215.46 | 7512.46 | 7821.68 | 8143.63
d. Capacity Credit | 62013.08 | 66603.56 | 69345.1 | 72199.46 | 75171.26 | 78265.41
Reserve Margin Data: TVA
| 2015 | 2020 | 2025 | 2030 | 2035 | 2040
a. Peak Demand | 35009.2 | 38206.87 | 39152.15 | 40120.83 | 41113.47 | 42130.67
b. Peak Demand + Reserve Margin | 40260.58 | 43937.9 | 45024.97 | 46138.95 | 47280.49 | 48450.27
c. DR MW | 1805 | 2555.95 | 3357.9 | 3440.97 | 3526.11 | 3613.35
d. Capacity Credit | 40902.39 | 43937.9 | 45024.98 | 46138.97 | 47280.48 | 48450.26
Reserve Margin Data: VACAR
| 2015 | 2020 | 2025 | 2030 | 2035 | 2040
a. Peak Demand | 49497 | 53343.18 | 55953.29 | 58691.11 | 61562.9 | 64575.2
b. Peak Demand + Reserve Margin | 56426.58 | 60811.23 | 63786.75 | 66907.87 | 70181.7 | 73615.73
c. DR MW | 2339.28 | 3868.22 | 5651.52 | 5928.05 | 6218.12 | 6522.37
d. Capacity Credit | 56426.58 | 60811.23 | 63786.76 | 66907.86 | 70181.67 | 73615.73
Reserve Margin Data: AZ_NM_SNV
| 2015 | 2020 | 2025 | 2030 | 2035 | 2040
a. Peak Demand | 29190.12 | 32220.84 | 34383.83 | 36728.75 | 39168.14 | 41802.12
b. Peak Demand + Reserve Margin | 33772.97 | 37279.51 | 39782.09 | 42495.16 | 45317.54 | 48365.05
c. DR MW | 334.55 | 1076.71 | 1928.33 | 2059.84 | 2196.64 | 2344.36
d. Capacity Credit | 33772.98 | 37279.51 | 39782.1 | 42495.1 | 45317.52 | 48365.08
Reserve Margin Data: CA
| 2015 | 2020 | 2025 | 2030 | 2035 | 2040
a. Peak Demand | 62508.27 | 66506.46 | 69441.85 | 73394.32 | 77210.75 | 81148.86
b. Peak Demand + Reserve Margin | 72884.64 | 77546.53 | 80969.19 | 85577.78 | 90027.73 | 94619.57
c. DR MW | 4441.2 | 4603.38 | 4993.26 | 5277.46 | 5551.88 | 5835.06
d. Capacity Credit | 72884.64 | 77546.53 | 80969.2 | 85577.77 | 90027.73 | 94619.57
Reserve Margin Data: MISO
| 2015 | 2020 | 2025 | 2030 | 2035 | 2040
a. Peak Demand | 98840.47 | 103652.88 | 107553.1 | 111601.79 | 115804.67 | 120167.67
b. Peak Demand + Reserve Margin | 116038.72 | 121688.49 | 126267.34 | 131020.5 | 135954.68 | 141076.85
c. DR MW | 6024.78 | 8117.79 | 10669.2 | 11079.6 | 11505.92 | 11948.8
d. Capacity Credit | 116038.71 | 121688.48 | 126267.35 | 131020.49 | 135954.64 | 141076.89
Reserve Margin Data: NWPP
| 2015 | 2020 | 2025 | 2030 | 2035 | 2040
a. Peak Demand | 43762.99 | 45706.02 | 47672.59 | 50127.58 | 52587.11 | 55103.77
b. Peak Demand + Reserve Margin | 51640.33 | 53933.1 | 56253.65 | 59150.54 | 62052.79 | 65022.45
c. DR MW | 0.01 | 953.34 | 1988.72 | 2091.14 | 2193.74 | 2298.72
d. Capacity Credit | 54134.86 | 55095.83 | 56873.88 | 61851.87 | 64584.91 | 66929.36
Reserve Margin Data: NYISO
| 2015 | 2020 | 2025 | 2030 | 2035 | 2040
a. Peak Demand | 30555.78 | 32393.61 | 33621.41 | 34898.35 | 36226.45 | 37607.86
b. Peak Demand + Reserve Margin | 35597.48 | 37738.55 | 39168.95 | 40656.57 | 42203.81 | 43813.15
c. DR MW | 2565.83 | 2901.13 | 3296.24 | 3421.43 | 3551.63 | 3687.07
d. Capacity Credit | 37287.77 | 37738.55 | 39168.95 | 40656.57 | 42203.81 | 43813.16
Reserve Margin Data: NYISO_G-I_J-K
| 2015 | 2020 | 2025 | 2030 | 2035 | 2040
a. Peak Demand | 19752.2 | 21025.07 | 21960.01 | 22936.53 | 23956.48 | 25021.79
b. Peak Demand + Reserve Margin | 18764.59 | 19973.82 | 20862.01 | 21789.7 | 22758.65 | 23770.7
c. DR MW | 1658.63 | 1882.98 | 2152.95 | 2248.69 | 2348.69 | 2453.13
d. Capacity Credit | 20693.18 | 20926.53 | 22224.2 | 24188.58 | 26182.97 | 28613.53
Reserve Margin Data: PJM
| 2015 | 2020 | 2025 | 2030 | 2035 | 2040
a. Peak Demand | 157275.77 | 155032.96 | 159992.44 | 165110.9 | 170393.47 | 175845.4
b. Peak Demand + Reserve Margin | 181338.97 | 178753.01 | 184471.28 | 190372.87 | 196463.67 | 202749.75
c. DR MW | 6888.69 | 10788.12 | 15528.1 | 16025.26 | 16538.36 | 17067.93
d. Capacity Credit | 181338.96 | 179464.45 | 185415.72 | 190372.86 | 196463.67 | 202749.75
Reserve Margin Data: SPP
| 2015 | 2020 | 2025 | 2030 | 2035 | 2040
a. Peak Demand | 56998.85 | 60999.76 | 63282 | 65652.04 | 68113.36 | 70669.56
b. Peak Demand + Reserve Margin | 64750.69 | 69295.73 | 71888.35 | 74580.72 | 77376.77 | 80280.62
c. DR MW | 1132.21 | 3430.99 | 5911.36 | 6129.52 | 6355.94 | 6590.94
d. Capacity Credit | 64750.69 | 69295.73 | 71896.65 | 74580.71 | 77376.77 | 80280.62

## Transmission
$/MW
[8 empty] | Transfer |  | $/MWh | $/MWh | Wheel+ | $/MWh
Year | Line | From | To | EI Internal/External | Season | Block | Duration | Limit | MW flow | From price | To price | Friction | Shadow Price
2015 | ENT_2_MISO_MO-IL | ENT | MISO_MO-IL | Internal | Shoulder | B11 | 25 | 2260 | 0 | 53.5 | 47.68 | 8 | 0
2015 | ENT_2_MISO_MO-IL | ENT | MISO_MO-IL | Internal | Shoulder | B12 | 200 | 2260 | 0 | 38.05 | 39.39 | 8 | 0
2015 | ENT_2_MISO_MO-IL | ENT | MISO_MO-IL | Internal | Shoulder | B13 | 600 | 2260 | 0 | 38.05 | 37.22 | 8 | 0
2015 | ENT_2_MISO_MO-IL | ENT | MISO_MO-IL | Internal | Shoulder | B14 | 900 | 2260 | 0 | 37.78 | 36.07 | 8 | 0
2015 | ENT_2_MISO_MO-IL | ENT | MISO_MO-IL | Internal | Shoulder | B15 | 1203 | 2260 | 0 | 36.55 | 33.39 | 8 | 0
2015 | ENT_2_MISO_MO-IL | ENT | MISO_MO-IL | Internal | Summer | B1 | 10 | 2260 | 0 | 59.37 | 59.37 | 8 | 0
2015 | ENT_2_MISO_MO-IL | ENT | MISO_MO-IL | Internal | Summer | B2 | 25 | 2260 | 0 | 56.92 | 56.92 | 8 | 0
2015 | ENT_2_MISO_MO-IL | ENT | MISO_MO-IL | Internal | Summer | B3 | 75 | 2260 | 0 | 55.82 | 55.35 | 8 | 0
2015 | ENT_2_MISO_MO-IL | ENT | MISO_MO-IL | Internal | Summer | B4 | 100 | 2260 | 0 | 55.82 | 51.97 | 8 | 0
2015 | ENT_2_MISO_MO-IL | ENT | MISO_MO-IL | Internal | Summer | B5 | 200 | 2260 | 0 | 51.84 | 46.29 | 8 | 0
2015 | ENT_2_MISO_MO-IL | ENT | MISO_MO-IL | Internal | Summer | B6 | 300 | 2260 | 0 | 44.89 | 39.86 | 8 | 0
2015 | ENT_2_MISO_MO-IL | ENT | MISO_MO-IL | Internal | Summer | B7 | 400 | 2260 | 0 | 42.05 | 35.9 | 8 | 0
2015 | ENT_2_MISO_MO-IL | ENT | MISO_MO-IL | Internal | Summer | B8 | 500 | 2260 | 0 | 36.89 | 34.02 | 8 | 0
2015 | ENT_2_MISO_MO-IL | ENT | MISO_MO-IL | Internal | Summer | B9 | 800 | 2260 | 0 | 36.63 | 33.08 | 8 | 0
2015 | ENT_2_MISO_MO-IL | ENT | MISO_MO-IL | Internal | Summer | B10 | 1262 | 2260 | 0 | 35.44 | 31.75 | 8 | 0
2015 | ENT_2_MISO_MO-IL | ENT | MISO_MO-IL | Internal | Winter | B16 | 25 | 2260 | 0 | 49.49 | 47.53 | 8 | 0
2015 | ENT_2_MISO_MO-IL | ENT | MISO_MO-IL | Internal | Winter | B17 | 100 | 2260 | 0 | 40.38 | 40.86 | 8 | 0
2015 | ENT_2_MISO_MO-IL | ENT | MISO_MO-IL | Internal | Winter | B18 | 400 | 2260 | 0 | 40.38 | 37.96 | 8 | 0
2015 | ENT_2_MISO_MO-IL | ENT | MISO_MO-IL | Internal | Winter | B19 | 700 | 2260 | 0 | 40.1 | 36 | 8 | 0
2015 | ENT_2_MISO_MO-IL | ENT | MISO_MO-IL | Internal | Winter | B20 | 935 | 2260 | 0 | 38.79 | 33.25 | 8 | 0
2015 | ENT_2_SOCO | ENT | SOCO | Internal | Shoulder | B11 | 25 | 2000 | 0 | 53.5 | 61.24 | 8 | 0
2015 | ENT_2_SOCO | ENT | SOCO | Internal | Shoulder | B12 | 200 | 2000 | 0 | 38.05 | 42.29 | 8 | 0
2015 | ENT_2_SOCO | ENT | SOCO | Internal | Shoulder | B13 | 600 | 2000 | 0 | 38.05 | 39.02 | 8 | 0
2015 | ENT_2_SOCO | ENT | SOCO | Internal | Shoulder | B14 | 900 | 2000 | 0 | 37.78 | 39.02 | 8 | 0
2015 | ENT_2_SOCO | ENT | SOCO | Internal | Shoulder | B15 | 1203 | 2000 | 0 | 36.55 | 39.02 | 8 | 0
2015 | ENT_2_SOCO | ENT | SOCO | Internal | Summer | B1 | 10 | 2000 | 0 | 59.37 | 64.92 | 8 | 0
2015 | ENT_2_SOCO | ENT | SOCO | Internal | Summer | B2 | 25 | 2000 | 691.69 | 56.92 | 64.92 | 8 | 0
2015 | ENT_2_SOCO | ENT | SOCO | Internal | Summer | B3 | 75 | 2000 | 2000 | 55.82 | 64.92 | 8 | 1.09
2015 | ENT_2_SOCO | ENT | SOCO | Internal | Summer | B4 | 100 | 2000 | 2000 | 55.82 | 64.92 | 8 | 1.09
2015 | ENT_2_SOCO | ENT | SOCO | Internal | Summer | B5 | 200 | 2000 | 2000 | 51.84 | 60.27 | 8 | 0.43
2015 | ENT_2_SOCO | ENT | SOCO | Internal | Summer | B6 | 300 | 2000 | 212.56 | 44.89 | 52.89 | 8 | 0
2015 | ENT_2_SOCO | ENT | SOCO | Internal | Summer | B7 | 400 | 2000 | 1088.99 | 42.05 | 50.05 | 8 | 0
2015 | ENT_2_SOCO | ENT | SOCO | Internal | Summer | B8 | 500 | 2000 | 0 | 36.89 | 42.99 | 8 | 0
2015 | ENT_2_SOCO | ENT | SOCO | Internal | Summer | B9 | 800 | 2000 | 0 | 36.63 | 37.88 | 8 | 0
2015 | ENT_2_SOCO | ENT | SOCO | Internal | Summer | B10 | 1262 | 2000 | 0 | 35.44 | 37.88 | 8 | 0
2015 | ENT_2_SOCO | ENT | SOCO | Internal | Winter | B16 | 25 | 2000 | 1092.23 | 49.49 | 57.49 | 8 | 0
2015 | ENT_2_SOCO | ENT | SOCO | Internal | Winter | B17 | 100 | 2000 | 0 | 40.38 | 43.4 | 8 | 0
2015 | ENT_2_SOCO | ENT | SOCO | Internal | Winter | B18 | 400 | 2000 | 0 | 40.38 | 41.34 | 8 | 0
2015 | ENT_2_SOCO | ENT | SOCO | Internal | Winter | B19 | 700 | 2000 | 0 | 40.1 | 41.34 | 8 | 0
2015 | ENT_2_SOCO | ENT | SOCO | Internal | Winter | B20 | 935 | 2000 | 0 | 38.79 | 41.34 | 8 | 0
2015 | ENT_2_SPP_N | ENT | SPP_N | Internal | Shoulder | B11 | 25 | 1300 | 0 | 53.5 | 54.69 | 8 | 0
2015 | ENT_2_SPP_N | ENT | SPP_N | Internal | Shoulder | B12 | 200 | 1300 | 0 | 38.05 | 38 | 8 | 0
2015 | ENT_2_SPP_N | ENT | SPP_N | Internal | Shoulder | B13 | 600 | 1300 | 0 | 38.05 | 37.03 | 8 | 0
2015 | ENT_2_SPP_N | ENT | SPP_N | Internal | Shoulder | B14 | 900 | 1300 | 0 | 37.78 | 36.34 | 8 | 0
2015 | ENT_2_SPP_N | ENT | SPP_N | Internal | Shoulder | B15 | 1203 | 1300 | 0 | 36.55 | 36.26 | 8 | 0
2015 | ENT_2_SPP_N | ENT | SPP_N | Internal | Summer | B1 | 10 | 1300 | 0 | 59.37 | 58.76 | 8 | 0
2015 | ENT_2_SPP_N | ENT | SPP_N | Internal | Summer | B2 | 25 | 1300 | 0 | 56.92 | 58.76 | 8 | 0
2015 | ENT_2_SPP_N | ENT | SPP_N | Internal | Summer | B3 | 75 | 1300 | 0 | 55.82 | 58.76 | 8 | 0
2015 | ENT_2_SPP_N | ENT | SPP_N | Internal | Summer | B4 | 100 | 1300 | 0 | 55.82 | 56.96 | 8 | 0
2015 | ENT_2_SPP_N | ENT | SPP_N | Internal | Summer | B5 | 200 | 1300 | 0 | 51.84 | 52.82 | 8 | 0
2015 | ENT_2_SPP_N | ENT | SPP_N | Internal | Summer | B6 | 300 | 1300 | 0 | 44.89 | 46.88 | 8 | 0
2015 | ENT_2_SPP_N | ENT | SPP_N | Internal | Summer | B7 | 400 | 1300 | 0 | 42.05 | 40.2 | 8 | 0
2015 | ENT_2_SPP_N | ENT | SPP_N | Internal | Summer | B8 | 500 | 1300 | 0 | 36.89 | 36.34 | 8 | 0
2015 | ENT_2_SPP_N | ENT | SPP_N | Internal | Summer | B9 | 800 | 1300 | 0 | 36.63 | 35.12 | 8 | 0
2015 | ENT_2_SPP_N | ENT | SPP_N | Internal | Summer | B10 | 1262 | 1300 | 0 | 35.44 | 34.55 | 8 | 0
2015 | ENT_2_SPP_N | ENT | SPP_N | Internal | Winter | B16 | 25 | 1300 | 0 | 49.49 | 44.49 | 8 | 0
2015 | ENT_2_SPP_N | ENT | SPP_N | Internal | Winter | B17 | 100 | 1300 | 0 | 40.38 | 38.72 | 8 | 0
2015 | ENT_2_SPP_N | ENT | SPP_N | Internal | Winter | B18 | 400 | 1300 | 0 | 40.38 | 38.63 | 8 | 0
2015 | ENT_2_SPP_N | ENT | SPP_N | Internal | Winter | B19 | 700 | 1300 | 0 | 40.1 | 38.63 | 8 | 0
2015 | ENT_2_SPP_N | ENT | SPP_N | Internal | Winter | B20 | 935 | 1300 | 0 | 38.79 | 34.74 | 8 | 0
2015 | ENT_2_SPP_S | ENT | SPP_S | Internal | Shoulder | B11 | 25 | 1300 | 0 | 53.5 | 52.2 | 8 | 0
2015 | ENT_2_SPP_S | ENT | SPP_S | Internal | Shoulder | B12 | 200 | 1300 | 0 | 38.05 | 37.99 | 8 | 0
2015 | ENT_2_SPP_S | ENT | SPP_S | Internal | Shoulder | B13 | 600 | 1300 | 0 | 38.05 | 37.04 | 8 | 0
2015 | ENT_2_SPP_S | ENT | SPP_S | Internal | Shoulder | B14 | 900 | 1300 | 0 | 37.78 | 36.35 | 8 | 0
2015 | ENT_2_SPP_S | ENT | SPP_S | Internal | Shoulder | B15 | 1203 | 1300 | 0 | 36.55 | 36.27 | 8 | 0
2015 | ENT_2_SPP_S | ENT | SPP_S | Internal | Summer | B1 | 10 | 1300 | 0 | 59.37 | 58.75 | 8 | 0
2015 | ENT_2_SPP_S | ENT | SPP_S | Internal | Summer | B2 | 25 | 1300 | 0 | 56.92 | 58.75 | 8 | 0
2015 | ENT_2_SPP_S | ENT | SPP_S | Internal | Summer | B3 | 75 | 1300 | 0 | 55.82 | 50.82 | 8 | 0
2015 | ENT_2_SPP_S | ENT | SPP_S | Internal | Summer | B4 | 100 | 1300 | 0 | 55.82 | 50.82 | 8 | 0
2015 | ENT_2_SPP_S | ENT | SPP_S | Internal | Summer | B5 | 200 | 1300 | 0 | 51.84 | 50.41 | 8 | 0
2015 | ENT_2_SPP_S | ENT | SPP_S | Internal | Summer | B6 | 300 | 1300 | 0 | 44.89 | 46.89 | 8 | 0
2015 | ENT_2_SPP_S | ENT | SPP_S | Internal | Summer | B7 | 400 | 1300 | 0 | 42.05 | 40.22 | 8 | 0
2015 | ENT_2_SPP_S | ENT | SPP_S | Internal | Summer | B8 | 500 | 1300 | 0 | 36.89 | 36.35 | 8 | 0
2015 | ENT_2_SPP_S | ENT | SPP_S | Internal | Summer | B9 | 800 | 1300 | 0 | 36.63 | 35.13 | 8 | 0
2015 | ENT_2_SPP_S | ENT | SPP_S | Internal | Summer | B10 | 1262 | 1300 | 0 | 35.44 | 35.05 | 8 | 0
2015 | ENT_2_SPP_S | ENT | SPP_S | Internal | Winter | B16 | 25 | 1300 | 0 | 49.49 | 44.5 | 8 | 0
2015 | ENT_2_SPP_S | ENT | SPP_S | Internal | Winter | B17 | 100 | 1300 | 0 | 40.38 | 38.73 | 8 | 0
2015 | ENT_2_SPP_S | ENT | SPP_S | Internal | Winter | B18 | 400 | 1300 | 0 | 40.38 | 38.64 | 8 | 0
2015 | ENT_2_SPP_S | ENT | SPP_S | Internal | Winter | B19 | 700 | 1300 | 0 | 40.1 | 38.64 | 8 | 0
2015 | ENT_2_SPP_S | ENT | SPP_S | Internal | Winter | B20 | 935 | 1300 | 0 | 38.79 | 34.75 | 8 | 0
2015 | ENT_2_TVA_Transmission | ENT | TVA_Transmission | Internal | Shoulder | B11 | 25 | 2100 | 0 | 53.5 | 53.16 | 8 | 0
2015 | ENT_2_TVA_Transmission | ENT | TVA_Transmission | Internal | Shoulder | B12 | 200 | 2100 | 0 | 38.05 | 42.77 | 8 | 0
2015 | ENT_2_TVA_Transmission | ENT | TVA_Transmission | Internal | Shoulder | B13 | 600 | 2100 | 0 | 38.05 | 41.27 | 8 | 0
2015 | ENT_2_TVA_Transmission | ENT | TVA_Transmission | Internal | Shoulder | B14 | 900 | 2100 | 0 | 37.78 | 40.13 | 8 | 0
2015 | ENT_2_TVA_Transmission | ENT | TVA_Transmission | Internal | Shoulder | B15 | 1203 | 2100 | 0 | 36.55 | 39.11 | 8 | 0
2015 | ENT_2_TVA_Transmission | ENT | TVA_Transmission | Internal | Summer | B1 | 10 | 2100 | 506.48 | 59.37 | 67.37 | 8 | 0
2015 | ENT_2_TVA_Transmission | ENT | TVA_Transmission | Internal | Summer | B2 | 25 | 2100 | 235.88 | 56.92 | 64.92 | 8 | 0
2015 | ENT_2_TVA_Transmission | ENT | TVA_Transmission | Internal | Summer | B3 | 75 | 2100 | 0 | 55.82 | 62.94 | 8 | 0
2015 | ENT_2_TVA_Transmission | ENT | TVA_Transmission | Internal | Summer | B4 | 100 | 2100 | 0 | 55.82 | 59.97 | 8 | 0
2015 | ENT_2_TVA_Transmission | ENT | TVA_Transmission | Internal | Summer | B5 | 200 | 2100 | 0 | 51.84 | 52.53 | 8 | 0
2015 | ENT_2_TVA_Transmission | ENT | TVA_Transmission | Internal | Summer | B6 | 300 | 2100 | 0 | 44.89 | 45.54 | 8 | 0
2015 | ENT_2_TVA_Transmission | ENT | TVA_Transmission | Internal | Summer | B7 | 400 | 2100 | 0 | 42.05 | 41.93 | 8 | 0
2015 | ENT_2_TVA_Transmission | ENT | TVA_Transmission | Internal | Summer | B8 | 500 | 2100 | 0 | 36.89 | 38.96 | 8 | 0
2015 | ENT_2_TVA_Transmission | ENT | TVA_Transmission | Internal | Summer | B9 | 800 | 2100 | 0 | 36.63 | 38.32 | 8 | 0
2015 | ENT_2_TVA_Transmission | ENT | TVA_Transmission | Internal | Summer | B10 | 1262 | 2100 | 0 | 35.44 | 36.25 | 8 | 0
2015 | ENT_2_TVA_Transmission | ENT | TVA_Transmission | Internal | Winter | B16 | 25 | 2100 | 0 | 49.49 | 54.02 | 8 | 0
2015 | ENT_2_TVA_Transmission | ENT | TVA_Transmission | Internal | Winter | B17 | 100 | 2100 | 0 | 40.38 | 45.1 | 8 | 0
2015 | ENT_2_TVA_Transmission | ENT | TVA_Transmission | Internal | Winter | B18 | 400 | 2100 | 0 | 40.38 | 42.11 | 8 | 0
2015 | ENT_2_TVA_Transmission | ENT | TVA_Transmission | Internal | Winter | B19 | 700 | 2100 | 0 | 40.1 | 40.18 | 8 | 0
2015 | ENT_2_TVA_Transmission | ENT | TVA_Transmission | Internal | Winter | B20 | 935 | 2100 | 0 | 38.79 | 38.93 | 8 | 0
2015 | FRCC_2_SOCO | FRCC | SOCO | Internal | Shoulder | B11 | 25 | 900 | 0 | 71.24 | 61.24 | 8 | 0
2015 | FRCC_2_SOCO | FRCC | SOCO | Internal | Shoulder | B12 | 200 | 900 | 0 | 52.29 | 42.29 | 8 | 0
2015 | FRCC_2_SOCO | FRCC | SOCO | Internal | Shoulder | B13 | 600 | 900 | 0 | 49.02 | 39.02 | 8 | 0
2015 | FRCC_2_SOCO | FRCC | SOCO | Internal | Shoulder | B14 | 900 | 900 | 0 | 45.06 | 39.02 | 8 | 0
2015 | FRCC_2_SOCO | FRCC | SOCO | Internal | Shoulder | B15 | 1203 | 900 | 0 | 43.22 | 39.02 | 8 | 0
2015 | FRCC_2_SOCO | FRCC | SOCO | Internal | Summer | B1 | 10 | 900 | 0 | 71.2 | 64.92 | 8 | 0
2015 | FRCC_2_SOCO | FRCC | SOCO | Internal | Summer | B2 | 25 | 900 | 0 | 71.2 | 64.92 | 8 | 0
2015 | FRCC_2_SOCO | FRCC | SOCO | Internal | Summer | B3 | 75 | 900 | 0 | 71.2 | 64.92 | 8 | 0
2015 | FRCC_2_SOCO | FRCC | SOCO | Internal | Summer | B4 | 100 | 900 | 0 | 71.2 | 64.92 | 8 | 0
2015 | FRCC_2_SOCO | FRCC | SOCO | Internal | Summer | B5 | 200 | 900 | 0 | 70.27 | 60.27 | 8 | 0
2015 | FRCC_2_SOCO | FRCC | SOCO | Internal | Summer | B6 | 300 | 900 | 0 | 62.89 | 52.89 | 8 | 0
2015 | FRCC_2_SOCO | FRCC | SOCO | Internal | Summer | B7 | 400 | 900 | 0 | 60.05 | 50.05 | 8 | 0
2015 | FRCC_2_SOCO | FRCC | SOCO | Internal | Summer | B8 | 500 | 900 | 0 | 52.99 | 42.99 | 8 | 0
2015 | FRCC_2_SOCO | FRCC | SOCO | Internal | Summer | B9 | 800 | 900 | 0 | 46.15 | 37.88 | 8 | 0
2015 | FRCC_2_SOCO | FRCC | SOCO | Internal | Summer | B10 | 1262 | 900 | 0 | 42.58 | 37.88 | 8 | 0
2015 | FRCC_2_SOCO | FRCC | SOCO | Internal | Winter | B16 | 25 | 900 | 0 | 67.49 | 57.49 | 8 | 0
2015 | FRCC_2_SOCO | FRCC | SOCO | Internal | Winter | B17 | 100 | 900 | 0 | 53.4 | 43.4 | 8 | 0
2015 | FRCC_2_SOCO | FRCC | SOCO | Internal | Winter | B18 | 400 | 900 | 0 | 51.34 | 41.34 | 8 | 0
2015 | FRCC_2_SOCO | FRCC | SOCO | Internal | Winter | B19 | 700 | 900 | 0 | 47.11 | 41.34 | 8 | 0
2015 | FRCC_2_SOCO | FRCC | SOCO | Internal | Winter | B20 | 935 | 900 | 0 | 45.18 | 41.34 | 8 | 0
2015 | HQ_NEISO_2_NEISO | HQ_NEISO | NEISO | Internal | Shoulder | B11 | 25 | 99999 | 2920 | 36.72 | 36.73 | 0.01 | 0
2015 | HQ_NEISO_2_NEISO | HQ_NEISO | NEISO | Internal | Shoulder | B12 | 200 | 99999 | 2920 | 36.72 | 36.73 | 0.01 | 0
2015 | HQ_NEISO_2_NEISO | HQ_NEISO | NEISO | Internal | Shoulder | B13 | 600 | 99999 | 2920 | 36.72 | 36.73 | 0.01 | 0
2015 | HQ_NEISO_2_NEISO | HQ_NEISO | NEISO | Internal | Shoulder | B14 | 900 | 99999 | 2920 | 36.72 | 36.73 | 0.01 | 0
2015 | HQ_NEISO_2_NEISO | HQ_NEISO | NEISO | Internal | Shoulder | B15 | 1203 | 99999 | 1143.24 | 36.72 | 36.73 | 0.01 | 0
2015 | HQ_NEISO_2_NEISO | HQ_NEISO | NEISO | Internal | Summer | B1 | 10 | 99999 | 2920 | 65.03 | 65.04 | 0.01 | 0
2015 | HQ_NEISO_2_NEISO | HQ_NEISO | NEISO | Internal | Summer | B2 | 25 | 99999 | 2920 | 53.65 | 53.66 | 0.01 | 0
2015 | HQ_NEISO_2_NEISO | HQ_NEISO | NEISO | Internal | Summer | B3 | 75 | 99999 | 2920 | 47.8 | 47.82 | 0.01 | 0
2015 | HQ_NEISO_2_NEISO | HQ_NEISO | NEISO | Internal | Summer | B4 | 100 | 99999 | 2920 | 42.27 | 42.28 | 0.01 | 0
2015 | HQ_NEISO_2_NEISO | HQ_NEISO | NEISO | Internal | Summer | B5 | 200 | 99999 | 2920 | 34.07 | 34.08 | 0.01 | 0
2015 | HQ_NEISO_2_NEISO | HQ_NEISO | NEISO | Internal | Summer | B6 | 300 | 99999 | 2920 | 34.07 | 34.08 | 0.01 | 0
2015 | HQ_NEISO_2_NEISO | HQ_NEISO | NEISO | Internal | Summer | B7 | 400 | 99999 | 2920 | 34.07 | 34.08 | 0.01 | 0
2015 | HQ_NEISO_2_NEISO | HQ_NEISO | NEISO | Internal | Summer | B8 | 500 | 99999 | 2920 | 34.07 | 34.08 | 0.01 | 0
2015 | HQ_NEISO_2_NEISO | HQ_NEISO | NEISO | Internal | Summer | B9 | 800 | 99999 | 2920 | 34.07 | 34.08 | 0.01 | 0
2015 | HQ_NEISO_2_NEISO | HQ_NEISO | NEISO | Internal | Summer | B10 | 1262 | 99999 | 795.94 | 34.07 | 34.08 | 0.01 | 0
2015 | HQ_NEISO_2_NEISO | HQ_NEISO | NEISO | Internal | Winter | B16 | 25 | 99999 | 2920 | 44.98 | 44.99 | 0.01 | 0
2015 | HQ_NEISO_2_NEISO | HQ_NEISO | NEISO | Internal | Winter | B17 | 100 | 99999 | 2920 | 44.98 | 44.99 | 0.01 | 0
2015 | HQ_NEISO_2_NEISO | HQ_NEISO | NEISO | Internal | Winter | B18 | 400 | 99999 | 2920 | 44.98 | 44.99 | 0.01 | 0
2015 | HQ_NEISO_2_NEISO | HQ_NEISO | NEISO | Internal | Winter | B19 | 700 | 99999 | 2920 | 44.98 | 44.99 | 0.01 | 0
2015 | HQ_NEISO_2_NEISO | HQ_NEISO | NEISO | Internal | Winter | B20 | 935 | 99999 | 1233.58 | 44.98 | 44.99 | 0.01 | 0
2015 | HQ_NY_2_NYISO_A-F | HQ_NY | NYISO_A-F | Internal | Shoulder | B11 | 25 | 99999 | 1000 | 40.24 | 40.25 | 0.01 | 0
2015 | HQ_NY_2_NYISO_A-F | HQ_NY | NYISO_A-F | Internal | Shoulder | B12 | 200 | 99999 | 1000 | 39.72 | 39.73 | 0.01 | 0
2015 | HQ_NY_2_NYISO_A-F | HQ_NY | NYISO_A-F | Internal | Shoulder | B13 | 600 | 99999 | 1000 | 38.41 | 38.42 | 0.01 | 0
2015 | HQ_NY_2_NYISO_A-F | HQ_NY | NYISO_A-F | Internal | Shoulder | B14 | 900 | 99999 | 1000 | 38.41 | 38.42 | 0.01 | 0
2015 | HQ_NY_2_NYISO_A-F | HQ_NY | NYISO_A-F | Internal | Shoulder | B15 | 1203 | 99999 | 188.69 | 38.41 | 38.42 | 0.01 | 0
2015 | HQ_NY_2_NYISO_A-F | HQ_NY | NYISO_A-F | Internal | Summer | B1 | 10 | 99999 | 1000 | 54.02 | 54.03 | 0.01 | 0
2015 | HQ_NY_2_NYISO_A-F | HQ_NY | NYISO_A-F | Internal | Summer | B2 | 25 | 99999 | 1000 | 51.79 | 51.8 | 0.01 | 0
2015 | HQ_NY_2_NYISO_A-F | HQ_NY | NYISO_A-F | Internal | Summer | B3 | 75 | 99999 | 1000 | 48.94 | 48.95 | 0.01 | 0
2015 | HQ_NY_2_NYISO_A-F | HQ_NY | NYISO_A-F | Internal | Summer | B4 | 100 | 99999 | 1000 | 45.27 | 45.28 | 0.01 | 0
2015 | HQ_NY_2_NYISO_A-F | HQ_NY | NYISO_A-F | Internal | Summer | B5 | 200 | 99999 | 1000 | 42.99 | 43 | 0.01 | 0
2015 | HQ_NY_2_NYISO_A-F | HQ_NY | NYISO_A-F | Internal | Summer | B6 | 300 | 99999 | 1000 | 39.86 | 39.87 | 0.01 | 0
2015 | HQ_NY_2_NYISO_A-F | HQ_NY | NYISO_A-F | Internal | Summer | B7 | 400 | 99999 | 1000 | 39.22 | 39.23 | 0.01 | 0
2015 | HQ_NY_2_NYISO_A-F | HQ_NY | NYISO_A-F | Internal | Summer | B8 | 500 | 99999 | 1000 | 37.46 | 37.48 | 0.01 | 0
2015 | HQ_NY_2_NYISO_A-F | HQ_NY | NYISO_A-F | Internal | Summer | B9 | 800 | 99999 | 1000 | 37.06 | 37.07 | 0.01 | 0
2015 | HQ_NY_2_NYISO_A-F | HQ_NY | NYISO_A-F | Internal | Summer | B10 | 1262 | 99999 | 30.11 | 37.06 | 37.07 | 0.01 | 0
2015 | HQ_NY_2_NYISO_A-F | HQ_NY | NYISO_A-F | Internal | Winter | B16 | 25 | 99999 | 1000 | 45.85 | 45.86 | 0.01 | 0
2015 | HQ_NY_2_NYISO_A-F | HQ_NY | NYISO_A-F | Internal | Winter | B17 | 100 | 99999 | 1000 | 43.07 | 43.08 | 0.01 | 0
2015 | HQ_NY_2_NYISO_A-F | HQ_NY | NYISO_A-F | Internal | Winter | B18 | 400 | 99999 | 1000 | 43.07 | 43.08 | 0.01 | 0
2015 | HQ_NY_2_NYISO_A-F | HQ_NY | NYISO_A-F | Internal | Winter | B19 | 700 | 99999 | 1000 | 43.07 | 43.08 | 0.01 | 0
2015 | HQ_NY_2_NYISO_A-F | HQ_NY | NYISO_A-F | Internal | Winter | B20 | 935 | 99999 | 229.95 | 43.07 | 43.08 | 0.01 | 0
2015 | HQ_IESO_2_IESO | HQ_IESO | IESO | Internal | Shoulder | B11 | 25 | 99999 | 400 | 29.07 | 29.09 | 0.01 | 0
2015 | HQ_IESO_2_IESO | HQ_IESO | IESO | Internal | Shoulder | B12 | 200 | 99999 | 400 | 32.35 | 32.37 | 0.01 | 0
2015 | HQ_IESO_2_IESO | HQ_IESO | IESO | Internal | Shoulder | B13 | 600 | 99999 | 400 | 29.07 | 29.09 | 0.01 | 0
2015 | HQ_IESO_2_IESO | HQ_IESO | IESO | Internal | Shoulder | B14 | 900 | 99999 | 400 | 29.07 | 29.09 | 0.01 | 0
2015 | HQ_IESO_2_IESO | HQ_IESO | IESO | Internal | Shoulder | B15 | 1203 | 99999 | 75.48 | 29.07 | 29.09 | 0.01 | 0
2015 | HQ_IESO_2_IESO | HQ_IESO | IESO | Internal | Summer | B1 | 10 | 99999 | 400 | 47.02 | 47.03 | 0.01 | 0
2015 | HQ_IESO_2_IESO | HQ_IESO | IESO | Internal | Summer | B2 | 25 | 99999 | 400 | 44.79 | 44.8 | 0.01 | 0
2015 | HQ_IESO_2_IESO | HQ_IESO | IESO | Internal | Summer | B3 | 75 | 99999 | 400 | 41.94 | 41.95 | 0.01 | 0
2015 | HQ_IESO_2_IESO | HQ_IESO | IESO | Internal | Summer | B4 | 100 | 99999 | 400 | 38.27 | 38.28 | 0.01 | 0
2015 | HQ_IESO_2_IESO | HQ_IESO | IESO | Internal | Summer | B5 | 200 | 99999 | 400 | 35.99 | 36 | 0.01 | 0
2015 | HQ_IESO_2_IESO | HQ_IESO | IESO | Internal | Summer | B6 | 300 | 99999 | 400 | 32.86 | 32.87 | 0.01 | 0
2015 | HQ_IESO_2_IESO | HQ_IESO | IESO | Internal | Summer | B7 | 400 | 99999 | 400 | 28.91 | 28.93 | 0.01 | 0
2015 | HQ_IESO_2_IESO | HQ_IESO | IESO | Internal | Summer | B8 | 500 | 99999 | 400 | 27.48 | 27.49 | 0.01 | 0
2015 | HQ_IESO_2_IESO | HQ_IESO | IESO | Internal | Summer | B9 | 800 | 99999 | 400 | 27.48 | 27.49 | 0.01 | 0
2015 | HQ_IESO_2_IESO | HQ_IESO | IESO | Internal | Summer | B10 | 1262 | 99999 | 12.04 | 27.48 | 27.49 | 0.01 | 0
2015 | HQ_IESO_2_IESO | HQ_IESO | IESO | Internal | Winter | B16 | 25 | 99999 | 400 | 38.85 | 38.86 | 0.01 | 0
2015 | HQ_IESO_2_IESO | HQ_IESO | IESO | Internal | Winter | B17 | 100 | 99999 | 400 | 34.23 | 34.24 | 0.01 | 0
2015 | HQ_IESO_2_IESO | HQ_IESO | IESO | Internal | Winter | B18 | 400 | 99999 | 400 | 31.66 | 31.67 | 0.01 | 0
2015 | HQ_IESO_2_IESO | HQ_IESO | IESO | Internal | Winter | B19 | 700 | 99999 | 400 | 31.66 | 31.67 | 0.01 | 0
2015 | HQ_IESO_2_IESO | HQ_IESO | IESO | Internal | Winter | B20 | 935 | 99999 | 91.98 | 31.66 | 31.67 | 0.01 | 0
2015 | IESO_2_MAPP_CA | IESO | MAPP_CA | Internal | Shoulder | B11 | 25 | 262 | 262 | 29.09 | 47.68 | 7 | 11.59
2015 | IESO_2_MAPP_CA | IESO | MAPP_CA | Internal | Shoulder | B12 | 200 | 262 | 251.3 | 32.37 | 39.37 | 7 | 0
2015 | IESO_2_MAPP_CA | IESO | MAPP_CA | Internal | Shoulder | B13 | 600 | 262 | 262 | 29.09 | 37.2 | 7 | 1.11
2015 | IESO_2_MAPP_CA | IESO | MAPP_CA | Internal | Shoulder | B14 | 900 | 262 | 261.99 | 29.09 | 36.1 | 7 | 0.01
2015 | IESO_2_MAPP_CA | IESO | MAPP_CA | Internal | Shoulder | B15 | 1203 | 262 | 262 | 29.09 | 36.1 | 7 | 0.01
2015 | IESO_2_MAPP_CA | IESO | MAPP_CA | Internal | Summer | B1 | 10 | 262 | 0 | 47.03 | 48.65 | 7 | 0
2015 | IESO_2_MAPP_CA | IESO | MAPP_CA | Internal | Summer | B2 | 25 | 262 | 66.04 | 44.8 | 51.8 | 7 | 0
2015 | IESO_2_MAPP_CA | IESO | MAPP_CA | Internal | Summer | B3 | 75 | 262 | 126.04 | 41.95 | 48.95 | 7 | 0
2015 | IESO_2_MAPP_CA | IESO | MAPP_CA | Internal | Summer | B4 | 100 | 262 | 262 | 38.28 | 48.65 | 7 | 3.37
2015 | IESO_2_MAPP_CA | IESO | MAPP_CA | Internal | Summer | B5 | 200 | 262 | 262 | 36 | 48.65 | 7 | 5.65
2015 | IESO_2_MAPP_CA | IESO | MAPP_CA | Internal | Summer | B6 | 300 | 262 | 221.5 | 32.87 | 39.87 | 7 | 0
2015 | IESO_2_MAPP_CA | IESO | MAPP_CA | Internal | Summer | B7 | 400 | 262 | 0 | 28.93 | 35.9 | 7 | 0
2015 | IESO_2_MAPP_CA | IESO | MAPP_CA | Internal | Summer | B8 | 500 | 262 | 0 | 27.49 | 33.99 | 7 | 0
2015 | IESO_2_MAPP_CA | IESO | MAPP_CA | Internal | Summer | B9 | 800 | 262 | 0 | 27.49 | 33.1 | 7 | 0
2015 | IESO_2_MAPP_CA | IESO | MAPP_CA | Internal | Summer | B10 | 1262 | 262 | 0 | 27.49 | 33.1 | 7 | 0
2015 | IESO_2_MAPP_CA | IESO | MAPP_CA | Internal | Winter | B16 | 25 | 262 | 262 | 38.86 | 47.51 | 7 | 1.65
2015 | IESO_2_MAPP_CA | IESO | MAPP_CA | Internal | Winter | B17 | 100 | 262 | 0 | 34.24 | 40.83 | 7 | 0
2015 | IESO_2_MAPP_CA | IESO | MAPP_CA | Internal | Winter | B18 | 400 | 262 | 5.4 | 31.67 | 38.67 | 7 | 0
2015 | IESO_2_MAPP_CA | IESO | MAPP_CA | Internal | Winter | B19 | 700 | 262 | 3.16 | 31.67 | 38.67 | 7 | 0
2015 | IESO_2_MAPP_CA | IESO | MAPP_CA | Internal | Winter | B20 | 935 | 262 | 2.39 | 31.67 | 38.67 | 7 | 0
2015 | IESO_2_MISO_MI | IESO | MISO_MI | Internal | Shoulder | B11 | 25 | 1840 | 1840 | 29.09 | 47.68 | 7 | 11.59
2015 | IESO_2_MISO_MI | IESO | MISO_MI | Internal | Shoulder | B12 | 200 | 1840 | 1839.99 | 32.37 | 39.39 | 7 | 0.02
2015 | IESO_2_MISO_MI | IESO | MISO_MI | Internal | Shoulder | B13 | 600 | 1840 | 1840 | 29.09 | 37.25 | 7 | 1.16
2015 | IESO_2_MISO_MI | IESO | MISO_MI | Internal | Shoulder | B14 | 900 | 1840 | 776.98 | 29.09 | 36.09 | 7 | 0
2015 | IESO_2_MISO_MI | IESO | MISO_MI | Internal | Shoulder | B15 | 1203 | 1840 | 0 | 29.09 | 34.08 | 7 | 0
2015 | IESO_2_MISO_MI | IESO | MISO_MI | Internal | Summer | B1 | 10 | 1840 | 1840 | 47.03 | 57.41 | 7 | 3.38
2015 | IESO_2_MISO_MI | IESO | MISO_MI | Internal | Summer | B2 | 25 | 1840 | 1840 | 44.8 | 56.92 | 7 | 5.12
2015 | IESO_2_MISO_MI | IESO | MISO_MI | Internal | Summer | B3 | 75 | 1840 | 1840 | 41.95 | 51.97 | 7 | 3.03
2015 | IESO_2_MISO_MI | IESO | MISO_MI | Internal | Summer | B4 | 100 | 1840 | 1840 | 38.28 | 51.97 | 7 | 6.69
2015 | IESO_2_MISO_MI | IESO | MISO_MI | Internal | Summer | B5 | 200 | 1840 | 1840 | 36 | 46.29 | 7 | 3.28
2015 | IESO_2_MISO_MI | IESO | MISO_MI | Internal | Summer | B6 | 300 | 1840 | 560.08 | 32.87 | 39.87 | 7 | 0
2015 | IESO_2_MISO_MI | IESO | MISO_MI | Internal | Summer | B7 | 400 | 1840 | 777.47 | 28.93 | 35.93 | 7 | 0
2015 | IESO_2_MISO_MI | IESO | MISO_MI | Internal | Summer | B8 | 500 | 1840 | 0 | 27.49 | 34.35 | 7 | 0
2015 | IESO_2_MISO_MI | IESO | MISO_MI | Internal | Summer | B9 | 800 | 1840 | 0 | 27.49 | 33.3 | 7 | 0
2015 | IESO_2_MISO_MI | IESO | MISO_MI | Internal | Summer | B10 | 1262 | 1840 | 0 | 27.49 | 32.53 | 7 | 0
2015 | IESO_2_MISO_MI | IESO | MISO_MI | Internal | Winter | B16 | 25 | 1840 | 1840 | 38.86 | 47.53 | 7 | 1.67
2015 | IESO_2_MISO_MI | IESO | MISO_MI | Internal | Winter | B17 | 100 | 1840 | 1061.23 | 34.24 | 41.24 | 7 | 0
2015 | IESO_2_MISO_MI | IESO | MISO_MI | Internal | Winter | B18 | 400 | 1840 | 0 | 31.67 | 37.97 | 7 | 0
2015 | IESO_2_MISO_MI | IESO | MISO_MI | Internal | Winter | B19 | 700 | 1840 | 0 | 31.67 | 36.03 | 7 | 0
2015 | IESO_2_MISO_MI | IESO | MISO_MI | Internal | Winter | B20 | 935 | 1840 | 0 | 31.67 | 33.87 | 7 | 0
2015 | IESO_2_MISO_W | IESO | MISO_W | Internal | Shoulder | B11 | 25 | 140 | 140 | 29.09 | 47.69 | 7 | 11.6
2015 | IESO_2_MISO_W | IESO | MISO_W | Internal | Shoulder | B12 | 200 | 140 | 139.98 | 32.37 | 39.38 | 7 | 0.01
2015 | IESO_2_MISO_W | IESO | MISO_W | Internal | Shoulder | B13 | 600 | 140 | 140 | 29.09 | 37.21 | 7 | 1.12
2015 | IESO_2_MISO_W | IESO | MISO_W | Internal | Shoulder | B14 | 900 | 140 | 62.08 | 29.09 | 36.09 | 7 | 0
2015 | IESO_2_MISO_W | IESO | MISO_W | Internal | Shoulder | B15 | 1203 | 140 | 0 | 29.09 | 34.04 | 7 | 0
2015 | IESO_2_MISO_W | IESO | MISO_W | Internal | Summer | B1 | 10 | 140 | 140 | 47.03 | 59.35 | 7 | 5.33
2015 | IESO_2_MISO_W | IESO | MISO_W | Internal | Summer | B2 | 25 | 140 | 140 | 44.8 | 56.93 | 7 | 5.13
2015 | IESO_2_MISO_W | IESO | MISO_W | Internal | Summer | B3 | 75 | 140 | 140 | 41.95 | 56.67 | 7 | 7.72
2015 | IESO_2_MISO_W | IESO | MISO_W | Internal | Summer | B4 | 100 | 140 | 140 | 38.28 | 55.69 | 7 | 10.41
2015 | IESO_2_MISO_W | IESO | MISO_W | Internal | Summer | B5 | 200 | 140 | 140 | 36 | 48.66 | 7 | 5.66
2015 | IESO_2_MISO_W | IESO | MISO_W | Internal | Summer | B6 | 300 | 140 | 139.99 | 32.87 | 39.88 | 7 | 0.01
2015 | IESO_2_MISO_W | IESO | MISO_W | Internal | Summer | B7 | 400 | 140 | 0.01 | 28.93 | 35.91 | 7 | 0
2015 | IESO_2_MISO_W | IESO | MISO_W | Internal | Summer | B8 | 500 | 140 | 0 | 27.49 | 34 | 7 | 0
2015 | IESO_2_MISO_W | IESO | MISO_W | Internal | Summer | B9 | 800 | 140 | 0 | 27.49 | 33.09 | 7 | 0
2015 | IESO_2_MISO_W | IESO | MISO_W | Internal | Summer | B10 | 1262 | 140 | 0 | 27.49 | 31.76 | 7 | 0
2015 | IESO_2_MISO_W | IESO | MISO_W | Internal | Winter | B16 | 25 | 140 | 140 | 38.86 | 47.52 | 7 | 1.66
2015 | IESO_2_MISO_W | IESO | MISO_W | Internal | Winter | B17 | 100 | 140 | 0 | 34.24 | 40.84 | 7 | 0
2015 | IESO_2_MISO_W | IESO | MISO_W | Internal | Winter | B18 | 400 | 140 | 0 | 31.67 | 37.97 | 7 | 0
2015 | IESO_2_MISO_W | IESO | MISO_W | Internal | Winter | B19 | 700 | 140 | 0 | 31.67 | 36.56 | 7 | 0
2015 | IESO_2_MISO_W | IESO | MISO_W | Internal | Winter | B20 | 935 | 140 | 0 | 31.67 | 33.45 | 7 | 0
2015 | IESO_2_NYISO_A-F | IESO | NYISO_A-F | Internal | Shoulder | B11 | 25 | 1725 | 1725 | 29.09 | 40.25 | 7 | 4.17
2015 | IESO_2_NYISO_A-F | IESO | NYISO_A-F | Internal | Shoulder | B12 | 200 | 1725 | 1725 | 32.37 | 39.73 | 7 | 0.36
2015 | IESO_2_NYISO_A-F | IESO | NYISO_A-F | Internal | Shoulder | B13 | 600 | 1725 | 1725 | 29.09 | 38.42 | 7 | 2.33
2015 | IESO_2_NYISO_A-F | IESO | NYISO_A-F | Internal | Shoulder | B14 | 900 | 1725 | 1725 | 29.09 | 38.42 | 7 | 2.33
2015 | IESO_2_NYISO_A-F | IESO | NYISO_A-F | Internal | Shoulder | B15 | 1203 | 1725 | 1725 | 29.09 | 38.42 | 7 | 2.33
2015 | IESO_2_NYISO_A-F | IESO | NYISO_A-F | Internal | Summer | B1 | 10 | 1725 | 236.73 | 47.03 | 54.03 | 7 | 0
2015 | IESO_2_NYISO_A-F | IESO | NYISO_A-F | Internal | Summer | B2 | 25 | 1725 | 692.58 | 44.8 | 51.8 | 7 | 0
2015 | IESO_2_NYISO_A-F | IESO | NYISO_A-F | Internal | Summer | B3 | 75 | 1725 | 1642.28 | 41.95 | 48.95 | 7 | 0
2015 | IESO_2_NYISO_A-F | IESO | NYISO_A-F | Internal | Summer | B4 | 100 | 1725 | 1526.97 | 38.28 | 45.28 | 7 | 0
2015 | IESO_2_NYISO_A-F | IESO | NYISO_A-F | Internal | Summer | B5 | 200 | 1725 | 230.94 | 36 | 43 | 7 | 0
2015 | IESO_2_NYISO_A-F | IESO | NYISO_A-F | Internal | Summer | B6 | 300 | 1725 | 869.16 | 32.87 | 39.87 | 7 | 0
2015 | IESO_2_NYISO_A-F | IESO | NYISO_A-F | Internal | Summer | B7 | 400 | 1725 | 1725 | 28.93 | 39.23 | 7 | 3.31
2015 | IESO_2_NYISO_A-F | IESO | NYISO_A-F | Internal | Summer | B8 | 500 | 1725 | 1725 | 27.49 | 37.48 | 7 | 2.99
2015 | IESO_2_NYISO_A-F | IESO | NYISO_A-F | Internal | Summer | B9 | 800 | 1725 | 1725 | 27.49 | 37.07 | 7 | 2.58
2015 | IESO_2_NYISO_A-F | IESO | NYISO_A-F | Internal | Summer | B10 | 1262 | 1725 | 1725 | 27.49 | 37.07 | 7 | 2.58
2015 | IESO_2_NYISO_A-F | IESO | NYISO_A-F | Internal | Winter | B16 | 25 | 1725 | 400.8 | 38.86 | 45.86 | 7 | 0
2015 | IESO_2_NYISO_A-F | IESO | NYISO_A-F | Internal | Winter | B17 | 100 | 1725 | 1725 | 34.24 | 43.08 | 7 | 1.84
2015 | IESO_2_NYISO_A-F | IESO | NYISO_A-F | Internal | Winter | B18 | 400 | 1725 | 1725 | 31.67 | 43.08 | 7 | 4.41
2015 | IESO_2_NYISO_A-F | IESO | NYISO_A-F | Internal | Winter | B19 | 700 | 1725 | 1725 | 31.67 | 43.08 | 7 | 4.41
2015 | IESO_2_NYISO_A-F | IESO | NYISO_A-F | Internal | Winter | B20 | 935 | 1725 | 1725 | 31.67 | 43.08 | 7 | 4.41
2015 | MAPP_CA_2_IESO | MAPP_CA | IESO | Internal | Shoulder | B11 | 25 | 330 | 0 | 47.68 | 29.09 | 8 | 0
2015 | MAPP_CA_2_IESO | MAPP_CA | IESO | Internal | Shoulder | B12 | 200 | 330 | 0 | 39.37 | 32.37 | 8 | 0
2015 | MAPP_CA_2_IESO | MAPP_CA | IESO | Internal | Shoulder | B13 | 600 | 330 | 0 | 37.2 | 29.09 | 8 | 0
2015 | MAPP_CA_2_IESO | MAPP_CA | IESO | Internal | Shoulder | B14 | 900 | 330 | 0 | 36.1 | 29.09 | 8 | 0
2015 | MAPP_CA_2_IESO | MAPP_CA | IESO | Internal | Shoulder | B15 | 1203 | 330 | 0 | 36.1 | 29.09 | 8 | 0
2015 | MAPP_CA_2_IESO | MAPP_CA | IESO | Internal | Summer | B1 | 10 | 330 | 0 | 48.65 | 47.03 | 8 | 0
2015 | MAPP_CA_2_IESO | MAPP_CA | IESO | Internal | Summer | B2 | 25 | 330 | 0 | 51.8 | 44.8 | 8 | 0
2015 | MAPP_CA_2_IESO | MAPP_CA | IESO | Internal | Summer | B3 | 75 | 330 | 0 | 48.95 | 41.95 | 8 | 0
2015 | MAPP_CA_2_IESO | MAPP_CA | IESO | Internal | Summer | B4 | 100 | 330 | 0 | 48.65 | 38.28 | 8 | 0
2015 | MAPP_CA_2_IESO | MAPP_CA | IESO | Internal | Summer | B5 | 200 | 330 | 0 | 48.65 | 36 | 8 | 0
2015 | MAPP_CA_2_IESO | MAPP_CA | IESO | Internal | Summer | B6 | 300 | 330 | 0 | 39.87 | 32.87 | 8 | 0
2015 | MAPP_CA_2_IESO | MAPP_CA | IESO | Internal | Summer | B7 | 400 | 330 | 0 | 35.9 | 28.93 | 8 | 0
2015 | MAPP_CA_2_IESO | MAPP_CA | IESO | Internal | Summer | B8 | 500 | 330 | 0 | 33.99 | 27.49 | 8 | 0
2015 | MAPP_CA_2_IESO | MAPP_CA | IESO | Internal | Summer | B9 | 800 | 330 | 0 | 33.1 | 27.49 | 8 | 0
2015 | MAPP_CA_2_IESO | MAPP_CA | IESO | Internal | Summer | B10 | 1262 | 330 | 0 | 33.1 | 27.49 | 8 | 0
2015 | MAPP_CA_2_IESO | MAPP_CA | IESO | Internal | Winter | B16 | 25 | 330 | 0 | 47.51 | 38.86 | 8 | 0
2015 | MAPP_CA_2_IESO | MAPP_CA | IESO | Internal | Winter | B17 | 100 | 330 | 0 | 40.83 | 34.24 | 8 | 0
2015 | MAPP_CA_2_IESO | MAPP_CA | IESO | Internal | Winter | B18 | 400 | 330 | 0 | 38.67 | 31.67 | 8 | 0
2015 | MAPP_CA_2_IESO | MAPP_CA | IESO | Internal | Winter | B19 | 700 | 330 | 0 | 38.67 | 31.67 | 8 | 0
2015 | MAPP_CA_2_IESO | MAPP_CA | IESO | Internal | Winter | B20 | 935 | 330 | 0 | 38.67 | 31.67 | 8 | 0
2015 | MAPP_CA_2_MAPP_US | MAPP_CA | MAPP_US | Internal | Shoulder | B11 | 25 | 372 | 0 | 47.68 | 40.69 | 7 | 0
2015 | MAPP_CA_2_MAPP_US | MAPP_CA | MAPP_US | Internal | Shoulder | B12 | 200 | 372 | 0 | 39.37 | 32.38 | 7 | 0
2015 | MAPP_CA_2_MAPP_US | MAPP_CA | MAPP_US | Internal | Shoulder | B13 | 600 | 372 | 0 | 37.2 | 30.21 | 7 | 0
2015 | MAPP_CA_2_MAPP_US | MAPP_CA | MAPP_US | Internal | Shoulder | B14 | 900 | 372 | 0 | 36.1 | 29.33 | 7 | 0
2015 | MAPP_CA_2_MAPP_US | MAPP_CA | MAPP_US | Internal | Shoulder | B15 | 1203 | 372 | 0 | 36.1 | 29.1 | 7 | 0
2015 | MAPP_CA_2_MAPP_US | MAPP_CA | MAPP_US | Internal | Summer | B1 | 10 | 372 | 0 | 48.65 | 52.35 | 7 | 0
2015 | MAPP_CA_2_MAPP_US | MAPP_CA | MAPP_US | Internal | Summer | B2 | 25 | 372 | 0 | 51.8 | 50.36 | 7 | 0
2015 | MAPP_CA_2_MAPP_US | MAPP_CA | MAPP_US | Internal | Summer | B3 | 75 | 372 | 0 | 48.95 | 50.36 | 7 | 0
2015 | MAPP_CA_2_MAPP_US | MAPP_CA | MAPP_US | Internal | Summer | B4 | 100 | 372 | 0 | 48.65 | 49.95 | 7 | 0
2015 | MAPP_CA_2_MAPP_US | MAPP_CA | MAPP_US | Internal | Summer | B5 | 200 | 372 | 0 | 48.65 | 45.81 | 7 | 0
2015 | MAPP_CA_2_MAPP_US | MAPP_CA | MAPP_US | Internal | Summer | B6 | 300 | 372 | 0 | 39.87 | 32.88 | 7 | 0
2015 | MAPP_CA_2_MAPP_US | MAPP_CA | MAPP_US | Internal | Summer | B7 | 400 | 372 | 0 | 35.9 | 28.91 | 7 | 0
2015 | MAPP_CA_2_MAPP_US | MAPP_CA | MAPP_US | Internal | Summer | B8 | 500 | 372 | 0 | 33.99 | 27 | 7 | 0
2015 | MAPP_CA_2_MAPP_US | MAPP_CA | MAPP_US | Internal | Summer | B9 | 800 | 372 | 0 | 33.1 | 27 | 7 | 0
2015 | MAPP_CA_2_MAPP_US | MAPP_CA | MAPP_US | Internal | Summer | B10 | 1262 | 372 | 0 | 33.1 | 26.06 | 7 | 0
2015 | MAPP_CA_2_MAPP_US | MAPP_CA | MAPP_US | Internal | Winter | B16 | 25 | 372 | 0 | 47.51 | 40.52 | 7 | 0
2015 | MAPP_CA_2_MAPP_US | MAPP_CA | MAPP_US | Internal | Winter | B17 | 100 | 372 | 0 | 40.83 | 33.84 | 7 | 0
2015 | MAPP_CA_2_MAPP_US | MAPP_CA | MAPP_US | Internal | Winter | B18 | 400 | 372 | 0 | 38.67 | 31.62 | 7 | 0
2015 | MAPP_CA_2_MAPP_US | MAPP_CA | MAPP_US | Internal | Winter | B19 | 700 | 372 | 0 | 38.67 | 31.62 | 7 | 0
2015 | MAPP_CA_2_MAPP_US | MAPP_CA | MAPP_US | Internal | Winter | B20 | 935 | 372 | 0 | 38.67 | 26.76 | 7 | 0
2015 | MAPP_CA_2_MISO_W | MAPP_CA | MISO_W | Internal | Shoulder | B11 | 25 | 1970 | 1837.94 | 47.68 | 47.69 | 0.01 | 0
2015 | MAPP_CA_2_MISO_W | MAPP_CA | MISO_W | Internal | Shoulder | B12 | 200 | 1970 | 1429.05 | 39.37 | 39.38 | 0.01 | 0
2015 | MAPP_CA_2_MISO_W | MAPP_CA | MISO_W | Internal | Shoulder | B13 | 600 | 1970 | 1533.1 | 37.2 | 37.21 | 0.01 | 0
2015 | MAPP_CA_2_MISO_W | MAPP_CA | MISO_W | Internal | Shoulder | B14 | 900 | 1970 | 0 | 36.1 | 36.09 | 0.01 | 0
2015 | MAPP_CA_2_MISO_W | MAPP_CA | MISO_W | Internal | Shoulder | B15 | 1203 | 1970 | 0 | 36.1 | 34.04 | 0.01 | 0
2015 | MAPP_CA_2_MISO_W | MAPP_CA | MISO_W | Internal | Summer | B1 | 10 | 1970 | 1970 | 48.65 | 59.35 | 0.01 | 10.69
2015 | MAPP_CA_2_MISO_W | MAPP_CA | MISO_W | Internal | Summer | B2 | 25 | 1970 | 1970 | 51.8 | 56.93 | 0.01 | 5.12
2015 | MAPP_CA_2_MISO_W | MAPP_CA | MISO_W | Internal | Summer | B3 | 75 | 1970 | 1970 | 48.95 | 56.67 | 0.01 | 7.71
2015 | MAPP_CA_2_MISO_W | MAPP_CA | MISO_W | Internal | Summer | B4 | 100 | 1970 | 1970 | 48.65 | 55.69 | 0.01 | 7.03
2015 | MAPP_CA_2_MISO_W | MAPP_CA | MISO_W | Internal | Summer | B5 | 200 | 1970 | 1480.27 | 48.65 | 48.66 | 0.01 | 0
2015 | MAPP_CA_2_MISO_W | MAPP_CA | MISO_W | Internal | Summer | B6 | 300 | 1970 | 1560.36 | 39.87 | 39.88 | 0.01 | 0
2015 | MAPP_CA_2_MISO_W | MAPP_CA | MISO_W | Internal | Summer | B7 | 400 | 1970 | 1472.09 | 35.9 | 35.91 | 0.01 | 0
2015 | MAPP_CA_2_MISO_W | MAPP_CA | MISO_W | Internal | Summer | B8 | 500 | 1970 | 1257.93 | 33.99 | 34 | 0.01 | 0
2015 | MAPP_CA_2_MISO_W | MAPP_CA | MISO_W | Internal | Summer | B9 | 800 | 1970 | 0 | 33.1 | 33.09 | 0.01 | 0
2015 | MAPP_CA_2_MISO_W | MAPP_CA | MISO_W | Internal | Summer | B10 | 1262 | 1970 | 0 | 33.1 | 31.76 | 0.01 | 0
2015 | MAPP_CA_2_MISO_W | MAPP_CA | MISO_W | Internal | Winter | B16 | 25 | 1970 | 679.84 | 47.51 | 47.52 | 0.01 | 0
2015 | MAPP_CA_2_MISO_W | MAPP_CA | MISO_W | Internal | Winter | B17 | 100 | 1970 | 303.5 | 40.83 | 40.84 | 0.01 | 0
2015 | MAPP_CA_2_MISO_W | MAPP_CA | MISO_W | Internal | Winter | B18 | 400 | 1970 | 0 | 38.67 | 37.97 | 0.01 | 0
2015 | MAPP_CA_2_MISO_W | MAPP_CA | MISO_W | Internal | Winter | B19 | 700 | 1970 | 0 | 38.67 | 36.56 | 0.01 | 0
2015 | MAPP_CA_2_MISO_W | MAPP_CA | MISO_W | Internal | Winter | B20 | 935 | 1970 | 0 | 38.67 | 33.45 | 0.01 | 0
2015 | MAPP_US_2_MAPP_CA | MAPP_US | MAPP_CA | Internal | Shoulder | B11 | 25 | 165 | 0.16 | 40.69 | 47.68 | 7 | 0
2015 | MAPP_US_2_MAPP_CA | MAPP_US | MAPP_CA | Internal | Shoulder | B12 | 200 | 165 | 0.02 | 32.38 | 39.37 | 7 | 0
2015 | MAPP_US_2_MAPP_CA | MAPP_US | MAPP_CA | Internal | Shoulder | B13 | 600 | 165 | 0 | 30.21 | 37.2 | 7 | 0
2015 | MAPP_US_2_MAPP_CA | MAPP_US | MAPP_CA | Internal | Shoulder | B14 | 900 | 165 | 0 | 29.33 | 36.1 | 7 | 0
2015 | MAPP_US_2_MAPP_CA | MAPP_US | MAPP_CA | Internal | Shoulder | B15 | 1203 | 165 | 85.56 | 29.1 | 36.1 | 7 | 0
2015 | MAPP_US_2_MAPP_CA | MAPP_US | MAPP_CA | Internal | Summer | B1 | 10 | 165 | 0 | 52.35 | 48.65 | 7 | 0
2015 | MAPP_US_2_MAPP_CA | MAPP_US | MAPP_CA | Internal | Summer | B2 | 25 | 165 | 0 | 50.36 | 51.8 | 7 | 0
2015 | MAPP_US_2_MAPP_CA | MAPP_US | MAPP_CA | Internal | Summer | B3 | 75 | 165 | 0 | 50.36 | 48.95 | 7 | 0
2015 | MAPP_US_2_MAPP_CA | MAPP_US | MAPP_CA | Internal | Summer | B4 | 100 | 165 | 0 | 49.95 | 48.65 | 7 | 0
2015 | MAPP_US_2_MAPP_CA | MAPP_US | MAPP_CA | Internal | Summer | B5 | 200 | 165 | 0 | 45.81 | 48.65 | 7 | 0
2015 | MAPP_US_2_MAPP_CA | MAPP_US | MAPP_CA | Internal | Summer | B6 | 300 | 165 | 0.01 | 32.88 | 39.87 | 7 | 0
2015 | MAPP_US_2_MAPP_CA | MAPP_US | MAPP_CA | Internal | Summer | B7 | 400 | 165 | 0.01 | 28.91 | 35.9 | 7 | 0
2015 | MAPP_US_2_MAPP_CA | MAPP_US | MAPP_CA | Internal | Summer | B8 | 500 | 165 | 0 | 27 | 33.99 | 7 | 0
2015 | MAPP_US_2_MAPP_CA | MAPP_US | MAPP_CA | Internal | Summer | B9 | 800 | 165 | 0 | 27 | 33.1 | 7 | 0
2015 | MAPP_US_2_MAPP_CA | MAPP_US | MAPP_CA | Internal | Summer | B10 | 1262 | 165 | 165 | 26.06 | 33.1 | 7 | 0.04
2015 | MAPP_US_2_MAPP_CA | MAPP_US | MAPP_CA | Internal | Winter | B16 | 25 | 165 | 0.17 | 40.52 | 47.51 | 7 | 0
2015 | MAPP_US_2_MAPP_CA | MAPP_US | MAPP_CA | Internal | Winter | B17 | 100 | 165 | 0.04 | 33.84 | 40.83 | 7 | 0
2015 | MAPP_US_2_MAPP_CA | MAPP_US | MAPP_CA | Internal | Winter | B18 | 400 | 165 | 165 | 31.62 | 38.67 | 7 | 0.05
2015 | MAPP_US_2_MAPP_CA | MAPP_US | MAPP_CA | Internal | Winter | B19 | 700 | 165 | 165 | 31.62 | 38.67 | 7 | 0.05
2015 | MAPP_US_2_MAPP_CA | MAPP_US | MAPP_CA | Internal | Winter | B20 | 935 | 165 | 165 | 26.76 | 38.67 | 7 | 4.92
2015 | MAPP_US_2_MISO_W | MAPP_US | MISO_W | Internal | Shoulder | B11 | 25 | 2635 | 1134.47 | 40.69 | 47.69 | 7 | 0
2015 | MAPP_US_2_MISO_W | MAPP_US | MISO_W | Internal | Shoulder | B12 | 200 | 2635 | 1672.06 | 32.38 | 39.38 | 7 | 0
2015 | MAPP_US_2_MISO_W | MAPP_US | MISO_W | Internal | Shoulder | B13 | 600 | 2635 | 1762.59 | 30.21 | 37.21 | 7 | 0
2015 | MAPP_US_2_MISO_W | MAPP_US | MISO_W | Internal | Shoulder | B14 | 900 | 2635 | 0 | 29.33 | 36.09 | 7 | 0
2015 | MAPP_US_2_MISO_W | MAPP_US | MISO_W | Internal | Shoulder | B15 | 1203 | 2635 | 0 | 29.1 | 34.04 | 7 | 0
2015 | MAPP_US_2_MISO_W | MAPP_US | MISO_W | Internal | Summer | B1 | 10 | 2635 | 1162.17 | 52.35 | 59.35 | 7 | 0
2015 | MAPP_US_2_MISO_W | MAPP_US | MISO_W | Internal | Summer | B2 | 25 | 2635 | 0 | 50.36 | 56.93 | 7 | 0
2015 | MAPP_US_2_MISO_W | MAPP_US | MISO_W | Internal | Summer | B3 | 75 | 2635 | 0 | 50.36 | 56.67 | 7 | 0
2015 | MAPP_US_2_MISO_W | MAPP_US | MISO_W | Internal | Summer | B4 | 100 | 2635 | 0 | 49.95 | 55.69 | 7 | 0
2015 | MAPP_US_2_MISO_W | MAPP_US | MISO_W | Internal | Summer | B5 | 200 | 2635 | 0 | 45.81 | 48.66 | 7 | 0
2015 | MAPP_US_2_MISO_W | MAPP_US | MISO_W | Internal | Summer | B6 | 300 | 2635 | 96.42 | 32.88 | 39.88 | 7 | 0
2015 | MAPP_US_2_MISO_W | MAPP_US | MISO_W | Internal | Summer | B7 | 400 | 2635 | 380.54 | 28.91 | 35.91 | 7 | 0
2015 | MAPP_US_2_MISO_W | MAPP_US | MISO_W | Internal | Summer | B8 | 500 | 2635 | 183.22 | 27 | 34 | 7 | 0
2015 | MAPP_US_2_MISO_W | MAPP_US | MISO_W | Internal | Summer | B9 | 800 | 2635 | 0 | 27 | 33.09 | 7 | 0
2015 | MAPP_US_2_MISO_W | MAPP_US | MISO_W | Internal | Summer | B10 | 1262 | 2635 | 0 | 26.06 | 31.76 | 7 | 0
2015 | MAPP_US_2_MISO_W | MAPP_US | MISO_W | Internal | Winter | B16 | 25 | 2635 | 1722.72 | 40.52 | 47.52 | 7 | 0
2015 | MAPP_US_2_MISO_W | MAPP_US | MISO_W | Internal | Winter | B17 | 100 | 2635 | 1295.02 | 33.84 | 40.84 | 7 | 0
2015 | MAPP_US_2_MISO_W | MAPP_US | MISO_W | Internal | Winter | B18 | 400 | 2635 | 0 | 31.62 | 37.97 | 7 | 0
2015 | MAPP_US_2_MISO_W | MAPP_US | MISO_W | Internal | Winter | B19 | 700 | 2635 | 0 | 31.62 | 36.56 | 7 | 0
2015 | MAPP_US_2_MISO_W | MAPP_US | MISO_W | Internal | Winter | B20 | 935 | 2635 | 0 | 26.76 | 33.45 | 7 | 0
2015 | MAPP_US_2_NE | MAPP_US | NE | Internal | Shoulder | B11 | 25 | 2000 | 944.75 | 40.69 | 47.69 | 7 | 0
2015 | MAPP_US_2_NE | MAPP_US | NE | Internal | Shoulder | B12 | 200 | 2000 | 0 | 32.38 | 37.99 | 7 | 0
2015 | MAPP_US_2_NE | MAPP_US | NE | Internal | Shoulder | B13 | 600 | 2000 | 0 | 30.21 | 37.02 | 7 | 0
2015 | MAPP_US_2_NE | MAPP_US | NE | Internal | Shoulder | B14 | 900 | 2000 | 522.81 | 29.33 | 36.33 | 7 | 0
2015 | MAPP_US_2_NE | MAPP_US | NE | Internal | Shoulder | B15 | 1203 | 2000 | 446.91 | 29.1 | 36.1 | 7 | 0
2015 | MAPP_US_2_NE | MAPP_US | NE | Internal | Summer | B1 | 10 | 2000 | 0 | 52.35 | 58.75 | 7 | 0
2015 | MAPP_US_2_NE | MAPP_US | NE | Internal | Summer | B2 | 25 | 2000 | 968.86 | 50.36 | 57.36 | 7 | 0
2015 | MAPP_US_2_NE | MAPP_US | NE | Internal | Summer | B3 | 75 | 2000 | 937.35 | 50.36 | 57.36 | 7 | 0
2015 | MAPP_US_2_NE | MAPP_US | NE | Internal | Summer | B4 | 100 | 2000 | 1070.11 | 49.95 | 56.95 | 7 | 0
2015 | MAPP_US_2_NE | MAPP_US | NE | Internal | Summer | B5 | 200 | 2000 | 1118.34 | 45.81 | 52.81 | 7 | 0
2015 | MAPP_US_2_NE | MAPP_US | NE | Internal | Summer | B6 | 300 | 2000 | 1109.42 | 32.88 | 39.88 | 7 | 0
2015 | MAPP_US_2_NE | MAPP_US | NE | Internal | Summer | B7 | 400 | 2000 | 883.97 | 28.91 | 35.91 | 7 | 0
2015 | MAPP_US_2_NE | MAPP_US | NE | Internal | Summer | B8 | 500 | 2000 | 910.55 | 27 | 34 | 7 | 0
2015 | MAPP_US_2_NE | MAPP_US | NE | Internal | Summer | B9 | 800 | 2000 | 542.8 | 27 | 34 | 7 | 0
2015 | MAPP_US_2_NE | MAPP_US | NE | Internal | Summer | B10 | 1262 | 2000 | 0 | 26.06 | 32.67 | 7 | 0
2015 | MAPP_US_2_NE | MAPP_US | NE | Internal | Winter | B16 | 25 | 2000 | 0 | 40.52 | 44.48 | 7 | 0
2015 | MAPP_US_2_NE | MAPP_US | NE | Internal | Winter | B17 | 100 | 2000 | 0 | 33.84 | 38.71 | 7 | 0
2015 | MAPP_US_2_NE | MAPP_US | NE | Internal | Winter | B18 | 400 | 2000 | 655.73 | 31.62 | 38.62 | 7 | 0
2015 | MAPP_US_2_NE | MAPP_US | NE | Internal | Winter | B19 | 700 | 2000 | 59.17 | 31.62 | 38.62 | 7 | 0
2015 | MAPP_US_2_NE | MAPP_US | NE | Internal | Winter | B20 | 935 | 2000 | 142.32 | 26.76 | 33.76 | 7 | 0
2015 | MARITIMES_2_NEISO | MARITIMES | NEISO | Internal | Shoulder | B11 | 25 | 99999 | 1400 | 36.72 | 36.73 | 0.01 | 0
2015 | MARITIMES_2_NEISO | MARITIMES | NEISO | Internal | Shoulder | B12 | 200 | 99999 | 1400 | 36.72 | 36.73 | 0.01 | 0
2015 | MARITIMES_2_NEISO | MARITIMES | NEISO | Internal | Shoulder | B13 | 600 | 99999 | 1400 | 36.72 | 36.73 | 0.01 | 0
2015 | MARITIMES_2_NEISO | MARITIMES | NEISO | Internal | Shoulder | B14 | 900 | 99999 | 1400 | 36.72 | 36.73 | 0.01 | 0
2015 | MARITIMES_2_NEISO | MARITIMES | NEISO | Internal | Shoulder | B15 | 1203 | 99999 | 426.43 | 36.72 | 36.73 | 0.01 | 0
2015 | MARITIMES_2_NEISO | MARITIMES | NEISO | Internal | Summer | B1 | 10 | 99999 | 1400 | 65.03 | 65.04 | 0.01 | 0
2015 | MARITIMES_2_NEISO | MARITIMES | NEISO | Internal | Summer | B2 | 25 | 99999 | 1400 | 53.65 | 53.66 | 0.01 | 0
2015 | MARITIMES_2_NEISO | MARITIMES | NEISO | Internal | Summer | B3 | 75 | 99999 | 1400 | 47.8 | 47.82 | 0.01 | 0
2015 | MARITIMES_2_NEISO | MARITIMES | NEISO | Internal | Summer | B4 | 100 | 99999 | 1400 | 42.27 | 42.28 | 0.01 | 0
2015 | MARITIMES_2_NEISO | MARITIMES | NEISO | Internal | Summer | B5 | 200 | 99999 | 1400 | 34.07 | 34.08 | 0.01 | 0
2015 | MARITIMES_2_NEISO | MARITIMES | NEISO | Internal | Summer | B6 | 300 | 99999 | 1400 | 34.07 | 34.08 | 0.01 | 0
2015 | MARITIMES_2_NEISO | MARITIMES | NEISO | Internal | Summer | B7 | 400 | 99999 | 1400 | 34.07 | 34.08 | 0.01 | 0
2015 | MARITIMES_2_NEISO | MARITIMES | NEISO | Internal | Summer | B8 | 500 | 99999 | 1400 | 34.07 | 34.08 | 0.01 | 0
2015 | MARITIMES_2_NEISO | MARITIMES | NEISO | Internal | Summer | B9 | 800 | 99999 | 1400 | 34.07 | 34.08 | 0.01 | 0
2015 | MARITIMES_2_NEISO | MARITIMES | NEISO | Internal | Summer | B10 | 1262 | 99999 | 236.13 | 34.07 | 34.08 | 0.01 | 0
2015 | MARITIMES_2_NEISO | MARITIMES | NEISO | Internal | Winter | B16 | 25 | 99999 | 1400 | 44.98 | 44.99 | 0.01 | 0
2015 | MARITIMES_2_NEISO | MARITIMES | NEISO | Internal | Winter | B17 | 100 | 99999 | 1400 | 44.98 | 44.99 | 0.01 | 0
2015 | MARITIMES_2_NEISO | MARITIMES | NEISO | Internal | Winter | B18 | 400 | 99999 | 1400 | 44.98 | 44.99 | 0.01 | 0
2015 | MARITIMES_2_NEISO | MARITIMES | NEISO | Internal | Winter | B19 | 700 | 99999 | 1400 | 44.98 | 44.99 | 0.01 | 0
2015 | MARITIMES_2_NEISO | MARITIMES | NEISO | Internal | Winter | B20 | 935 | 99999 | 475.94 | 44.98 | 44.99 | 0.01 | 0
2015 | MISO_IN_2_MISO_MI | MISO_IN | MISO_MI | Internal | Shoulder | B11 | 25 | 5000 | 0.08 | 47.69 | 47.68 | 0.01 | 0
2015 | MISO_IN_2_MISO_MI | MISO_IN | MISO_MI | Internal | Shoulder | B12 | 200 | 5000 | 0.01 | 39.4 | 39.39 | 0.01 | 0
2015 | MISO_IN_2_MISO_MI | MISO_IN | MISO_MI | Internal | Shoulder | B13 | 600 | 5000 | 377.39 | 37.24 | 37.25 | 0.01 | 0
2015 | MISO_IN_2_MISO_MI | MISO_IN | MISO_MI | Internal | Shoulder | B14 | 900 | 5000 | 0 | 36.09 | 36.09 | 0.01 | 0
2015 | MISO_IN_2_MISO_MI | MISO_IN | MISO_MI | Internal | Shoulder | B15 | 1203 | 5000 | 1173.22 | 34.07 | 34.08 | 0.01 | 0
2015 | MISO_IN_2_MISO_MI | MISO_IN | MISO_MI | Internal | Summer | B1 | 10 | 5000 | 0 | 59.38 | 57.41 | 0.01 | 0
2015 | MISO_IN_2_MISO_MI | MISO_IN | MISO_MI | Internal | Summer | B2 | 25 | 5000 | 0.09 | 56.93 | 56.92 | 0.01 | 0
2015 | MISO_IN_2_MISO_MI | MISO_IN | MISO_MI | Internal | Summer | B3 | 75 | 5000 | 0 | 55.36 | 51.97 | 0.01 | 0
2015 | MISO_IN_2_MISO_MI | MISO_IN | MISO_MI | Internal | Summer | B4 | 100 | 5000 | 0.02 | 51.98 | 51.97 | 0.01 | 0
2015 | MISO_IN_2_MISO_MI | MISO_IN | MISO_MI | Internal | Summer | B5 | 200 | 5000 | 0.01 | 46.3 | 46.29 | 0.01 | 0
2015 | MISO_IN_2_MISO_MI | MISO_IN | MISO_MI | Internal | Summer | B6 | 300 | 5000 | 0.02 | 39.87 | 39.87 | 0.01 | 0
2015 | MISO_IN_2_MISO_MI | MISO_IN | MISO_MI | Internal | Summer | B7 | 400 | 5000 | 572.9 | 35.91 | 35.93 | 0.01 | 0
2015 | MISO_IN_2_MISO_MI | MISO_IN | MISO_MI | Internal | Summer | B8 | 500 | 5000 | 1684.58 | 34.33 | 34.35 | 0.01 | 0
2015 | MISO_IN_2_MISO_MI | MISO_IN | MISO_MI | Internal | Summer | B9 | 800 | 5000 | 2107.55 | 33.29 | 33.3 | 0.01 | 0
2015 | MISO_IN_2_MISO_MI | MISO_IN | MISO_MI | Internal | Summer | B10 | 1262 | 5000 | 1552.55 | 32.52 | 32.53 | 0.01 | 0
2015 | MISO_IN_2_MISO_MI | MISO_IN | MISO_MI | Internal | Winter | B16 | 25 | 5000 | 0.09 | 47.54 | 47.53 | 0.01 | 0
2015 | MISO_IN_2_MISO_MI | MISO_IN | MISO_MI | Internal | Winter | B17 | 100 | 5000 | 0.05 | 41.24 | 41.24 | 0.01 | 0
2015 | MISO_IN_2_MISO_MI | MISO_IN | MISO_MI | Internal | Winter | B18 | 400 | 5000 | 0.01 | 37.97 | 37.97 | 0.01 | 0
2015 | MISO_IN_2_MISO_MI | MISO_IN | MISO_MI | Internal | Winter | B19 | 700 | 5000 | 43.55 | 36.02 | 36.03 | 0.01 | 0
2015 | MISO_IN_2_MISO_MI | MISO_IN | MISO_MI | Internal | Winter | B20 | 935 | 5000 | 1404.32 | 33.85 | 33.87 | 0.01 | 0
2015 | MISO_IN_2_MISO_MO-IL | MISO_IN | MISO_MO-IL | Internal | Shoulder | B11 | 25 | 5000 | 0.11 | 47.69 | 47.68 | 0.01 | 0
2015 | MISO_IN_2_MISO_MO-IL | MISO_IN | MISO_MO-IL | Internal | Shoulder | B12 | 200 | 5000 | 0.01 | 39.4 | 39.39 | 0.01 | 0
2015 | MISO_IN_2_MISO_MO-IL | MISO_IN | MISO_MO-IL | Internal | Shoulder | B13 | 600 | 5000 | 0 | 37.24 | 37.22 | 0.01 | 0
2015 | MISO_IN_2_MISO_MO-IL | MISO_IN | MISO_MO-IL | Internal | Shoulder | B14 | 900 | 5000 | 0 | 36.09 | 36.07 | 0.01 | 0
2015 | MISO_IN_2_MISO_MO-IL | MISO_IN | MISO_MO-IL | Internal | Shoulder | B15 | 1203 | 5000 | 0 | 34.07 | 33.39 | 0.01 | 0
2015 | MISO_IN_2_MISO_MO-IL | MISO_IN | MISO_MO-IL | Internal | Summer | B1 | 10 | 5000 | 0.23 | 59.38 | 59.37 | 0.01 | 0
2015 | MISO_IN_2_MISO_MO-IL | MISO_IN | MISO_MO-IL | Internal | Summer | B2 | 25 | 5000 | 0.09 | 56.93 | 56.92 | 0.01 | 0
2015 | MISO_IN_2_MISO_MO-IL | MISO_IN | MISO_MO-IL | Internal | Summer | B3 | 75 | 5000 | 0.03 | 55.36 | 55.35 | 0.01 | 0
2015 | MISO_IN_2_MISO_MO-IL | MISO_IN | MISO_MO-IL | Internal | Summer | B4 | 100 | 5000 | 0.02 | 51.98 | 51.97 | 0.01 | 0
2015 | MISO_IN_2_MISO_MO-IL | MISO_IN | MISO_MO-IL | Internal | Summer | B5 | 200 | 5000 | 0.01 | 46.3 | 46.29 | 0.01 | 0
2015 | MISO_IN_2_MISO_MO-IL | MISO_IN | MISO_MO-IL | Internal | Summer | B6 | 300 | 5000 | 0 | 39.87 | 39.86 | 0.01 | 0
2015 | MISO_IN_2_MISO_MO-IL | MISO_IN | MISO_MO-IL | Internal | Summer | B7 | 400 | 5000 | 0 | 35.91 | 35.9 | 0.01 | 0
2015 | MISO_IN_2_MISO_MO-IL | MISO_IN | MISO_MO-IL | Internal | Summer | B8 | 500 | 5000 | 0 | 34.33 | 34.02 | 0.01 | 0
2015 | MISO_IN_2_MISO_MO-IL | MISO_IN | MISO_MO-IL | Internal | Summer | B9 | 800 | 5000 | 0 | 33.29 | 33.08 | 0.01 | 0
2015 | MISO_IN_2_MISO_MO-IL | MISO_IN | MISO_MO-IL | Internal | Summer | B10 | 1262 | 5000 | 0 | 32.52 | 31.75 | 0.01 | 0
2015 | MISO_IN_2_MISO_MO-IL | MISO_IN | MISO_MO-IL | Internal | Winter | B16 | 25 | 5000 | 0.08 | 47.54 | 47.53 | 0.01 | 0
2015 | MISO_IN_2_MISO_MO-IL | MISO_IN | MISO_MO-IL | Internal | Winter | B17 | 100 | 5000 | 0 | 41.24 | 40.86 | 0.01 | 0
2015 | MISO_IN_2_MISO_MO-IL | MISO_IN | MISO_MO-IL | Internal | Winter | B18 | 400 | 5000 | 0 | 37.97 | 37.96 | 0.01 | 0
2015 | MISO_IN_2_MISO_MO-IL | MISO_IN | MISO_MO-IL | Internal | Winter | B19 | 700 | 5000 | 0 | 36.02 | 36 | 0.01 | 0
2015 | MISO_IN_2_MISO_MO-IL | MISO_IN | MISO_MO-IL | Internal | Winter | B20 | 935 | 5000 | 0 | 33.85 | 33.25 | 0.01 | 0
2015 | MISO_IN_2_NonRTO_Midwest | MISO_IN | NonRTO_Midwest | Internal | Shoulder | B11 | 25 | 4800 | 878.51 | 47.69 | 55.69 | 8 | 0
2015 | MISO_IN_2_NonRTO_Midwest | MISO_IN | NonRTO_Midwest | Internal | Shoulder | B12 | 200 | 4800 | 479.02 | 39.4 | 47.4 | 8 | 0
2015 | MISO_IN_2_NonRTO_Midwest | MISO_IN | NonRTO_Midwest | Internal | Shoulder | B13 | 600 | 4800 | 0 | 37.24 | 44.31 | 8 | 0
2015 | MISO_IN_2_NonRTO_Midwest | MISO_IN | NonRTO_Midwest | Internal | Shoulder | B14 | 900 | 4800 | 0 | 36.09 | 35.78 | 8 | 0
2015 | MISO_IN_2_NonRTO_Midwest | MISO_IN | NonRTO_Midwest | Internal | Shoulder | B15 | 1203 | 4800 | 0 | 34.07 | 33.73 | 8 | 0
2015 | MISO_IN_2_NonRTO_Midwest | MISO_IN | NonRTO_Midwest | Internal | Summer | B1 | 10 | 4800 | 0 | 59.38 | 63.36 | 8 | 0
2015 | MISO_IN_2_NonRTO_Midwest | MISO_IN | NonRTO_Midwest | Internal | Summer | B2 | 25 | 4800 | 0 | 56.93 | 63.36 | 8 | 0
2015 | MISO_IN_2_NonRTO_Midwest | MISO_IN | NonRTO_Midwest | Internal | Summer | B3 | 75 | 4800 | 550.55 | 55.36 | 63.36 | 8 | 0
2015 | MISO_IN_2_NonRTO_Midwest | MISO_IN | NonRTO_Midwest | Internal | Summer | B4 | 100 | 4800 | 816.71 | 51.98 | 59.98 | 8 | 0
2015 | MISO_IN_2_NonRTO_Midwest | MISO_IN | NonRTO_Midwest | Internal | Summer | B5 | 200 | 4800 | 501 | 46.3 | 54.3 | 8 | 0
2015 | MISO_IN_2_NonRTO_Midwest | MISO_IN | NonRTO_Midwest | Internal | Summer | B6 | 300 | 4800 | 0 | 39.87 | 47.73 | 8 | 0
2015 | MISO_IN_2_NonRTO_Midwest | MISO_IN | NonRTO_Midwest | Internal | Summer | B7 | 400 | 4800 | 0 | 35.91 | 35.78 | 8 | 0
2015 | MISO_IN_2_NonRTO_Midwest | MISO_IN | NonRTO_Midwest | Internal | Summer | B8 | 500 | 4800 | 0 | 34.33 | 34.54 | 8 | 0
2015 | MISO_IN_2_NonRTO_Midwest | MISO_IN | NonRTO_Midwest | Internal | Summer | B9 | 800 | 4800 | 0 | 33.29 | 33.66 | 8 | 0
2015 | MISO_IN_2_NonRTO_Midwest | MISO_IN | NonRTO_Midwest | Internal | Summer | B10 | 1262 | 4800 | 0 | 32.52 | 32.96 | 8 | 0
2015 | MISO_IN_2_NonRTO_Midwest | MISO_IN | NonRTO_Midwest | Internal | Winter | B16 | 25 | 4800 | 2108.57 | 47.54 | 55.54 | 8 | 0
2015 | MISO_IN_2_NonRTO_Midwest | MISO_IN | NonRTO_Midwest | Internal | Winter | B17 | 100 | 4800 | 1093.06 | 41.24 | 49.24 | 8 | 0
2015 | MISO_IN_2_NonRTO_Midwest | MISO_IN | NonRTO_Midwest | Internal | Winter | B18 | 400 | 4800 | 232.87 | 37.97 | 45.97 | 8 | 0
2015 | MISO_IN_2_NonRTO_Midwest | MISO_IN | NonRTO_Midwest | Internal | Winter | B19 | 700 | 4800 | 0 | 36.02 | 35.78 | 8 | 0
2015 | MISO_IN_2_NonRTO_Midwest | MISO_IN | NonRTO_Midwest | Internal | Winter | B20 | 935 | 4800 | 0 | 33.85 | 33.77 | 8 | 0
2015 | MISO_IN_2_PJM_ROR | MISO_IN | PJM_ROR | Internal | Shoulder | B11 | 25 | 992 | 0 | 47.69 | 48.24 | 2 | 0
2015 | MISO_IN_2_PJM_ROR | MISO_IN | PJM_ROR | Internal | Shoulder | B12 | 200 | 992 | 0.02 | 39.4 | 41.39 | 2 | 0
2015 | MISO_IN_2_PJM_ROR | MISO_IN | PJM_ROR | Internal | Shoulder | B13 | 600 | 992 | 991.99 | 37.24 | 39.25 | 2 | 0.01
2015 | MISO_IN_2_PJM_ROR | MISO_IN | PJM_ROR | Internal | Shoulder | B14 | 900 | 992 | 669.52 | 36.09 | 38.09 | 2 | 0
2015 | MISO_IN_2_PJM_ROR | MISO_IN | PJM_ROR | Internal | Shoulder | B15 | 1203 | 992 | 0 | 34.07 | 34.43 | 2 | 0
2015 | MISO_IN_2_PJM_ROR | MISO_IN | PJM_ROR | Internal | Summer | B1 | 10 | 992 | 0.63 | 59.38 | 61.37 | 2 | 0
2015 | MISO_IN_2_PJM_ROR | MISO_IN | PJM_ROR | Internal | Summer | B2 | 25 | 992 | 0.18 | 56.93 | 58.92 | 2 | 0
2015 | MISO_IN_2_PJM_ROR | MISO_IN | PJM_ROR | Internal | Summer | B3 | 75 | 992 | 0 | 55.36 | 56.94 | 2 | 0
2015 | MISO_IN_2_PJM_ROR | MISO_IN | PJM_ROR | Internal | Summer | B4 | 100 | 992 | 0.05 | 51.98 | 53.97 | 2 | 0
2015 | MISO_IN_2_PJM_ROR | MISO_IN | PJM_ROR | Internal | Summer | B5 | 200 | 992 | 683.46 | 46.3 | 48.3 | 2 | 0
2015 | MISO_IN_2_PJM_ROR | MISO_IN | PJM_ROR | Internal | Summer | B6 | 300 | 992 | 260.59 | 39.87 | 41.87 | 2 | 0
2015 | MISO_IN_2_PJM_ROR | MISO_IN | PJM_ROR | Internal | Summer | B7 | 400 | 992 | 991.99 | 35.91 | 37.93 | 2 | 0.01
2015 | MISO_IN_2_PJM_ROR | MISO_IN | PJM_ROR | Internal | Summer | B8 | 500 | 992 | 124.05 | 34.33 | 36.33 | 2 | 0
2015 | MISO_IN_2_PJM_ROR | MISO_IN | PJM_ROR | Internal | Summer | B9 | 800 | 992 | 0 | 33.29 | 34.73 | 2 | 0
2015 | MISO_IN_2_PJM_ROR | MISO_IN | PJM_ROR | Internal | Summer | B10 | 1262 | 992 | 0 | 32.52 | 32.7 | 2 | 0
2015 | MISO_IN_2_PJM_ROR | MISO_IN | PJM_ROR | Internal | Winter | B16 | 25 | 992 | 0.17 | 47.54 | 49.53 | 2 | 0
2015 | MISO_IN_2_PJM_ROR | MISO_IN | PJM_ROR | Internal | Winter | B17 | 100 | 992 | 158.09 | 41.24 | 43.24 | 2 | 0
2015 | MISO_IN_2_PJM_ROR | MISO_IN | PJM_ROR | Internal | Winter | B18 | 400 | 992 | 460.75 | 37.97 | 39.97 | 2 | 0
2015 | MISO_IN_2_PJM_ROR | MISO_IN | PJM_ROR | Internal | Winter | B19 | 700 | 992 | 0 | 36.02 | 38 | 2 | 0
2015 | MISO_IN_2_PJM_ROR | MISO_IN | PJM_ROR | Internal | Winter | B20 | 935 | 992 | 0 | 33.85 | 34.29 | 2 | 0
2015 | MISO_MI_2_IESO | MISO_MI | IESO | Internal | Shoulder | B11 | 25 | 1580 | 0 | 47.68 | 29.09 | 8 | 0
2015 | MISO_MI_2_IESO | MISO_MI | IESO | Internal | Shoulder | B12 | 200 | 1580 | 0 | 39.39 | 32.37 | 8 | 0
2015 | MISO_MI_2_IESO | MISO_MI | IESO | Internal | Shoulder | B13 | 600 | 1580 | 0 | 37.25 | 29.09 | 8 | 0
2015 | MISO_MI_2_IESO | MISO_MI | IESO | Internal | Shoulder | B14 | 900 | 1580 | 0 | 36.09 | 29.09 | 8 | 0
2015 | MISO_MI_2_IESO | MISO_MI | IESO | Internal | Shoulder | B15 | 1203 | 1580 | 0 | 34.08 | 29.09 | 8 | 0
2015 | MISO_MI_2_IESO | MISO_MI | IESO | Internal | Summer | B1 | 10 | 1580 | 0 | 57.41 | 47.03 | 8 | 0
2015 | MISO_MI_2_IESO | MISO_MI | IESO | Internal | Summer | B2 | 25 | 1580 | 0 | 56.92 | 44.8 | 8 | 0
2015 | MISO_MI_2_IESO | MISO_MI | IESO | Internal | Summer | B3 | 75 | 1580 | 0 | 51.97 | 41.95 | 8 | 0
2015 | MISO_MI_2_IESO | MISO_MI | IESO | Internal | Summer | B4 | 100 | 1580 | 0 | 51.97 | 38.28 | 8 | 0
2015 | MISO_MI_2_IESO | MISO_MI | IESO | Internal | Summer | B5 | 200 | 1580 | 0 | 46.29 | 36 | 8 | 0
2015 | MISO_MI_2_IESO | MISO_MI | IESO | Internal | Summer | B6 | 300 | 1580 | 0 | 39.87 | 32.87 | 8 | 0
2015 | MISO_MI_2_IESO | MISO_MI | IESO | Internal | Summer | B7 | 400 | 1580 | 0 | 35.93 | 28.93 | 8 | 0
2015 | MISO_MI_2_IESO | MISO_MI | IESO | Internal | Summer | B8 | 500 | 1580 | 0 | 34.35 | 27.49 | 8 | 0
2015 | MISO_MI_2_IESO | MISO_MI | IESO | Internal | Summer | B9 | 800 | 1580 | 0 | 33.3 | 27.49 | 8 | 0
2015 | MISO_MI_2_IESO | MISO_MI | IESO | Internal | Summer | B10 | 1262 | 1580 | 0 | 32.53 | 27.49 | 8 | 0
2015 | MISO_MI_2_IESO | MISO_MI | IESO | Internal | Winter | B16 | 25 | 1580 | 0 | 47.53 | 38.86 | 8 | 0
2015 | MISO_MI_2_IESO | MISO_MI | IESO | Internal | Winter | B17 | 100 | 1580 | 0 | 41.24 | 34.24 | 8 | 0
2015 | MISO_MI_2_IESO | MISO_MI | IESO | Internal | Winter | B18 | 400 | 1580 | 0 | 37.97 | 31.67 | 8 | 0
2015 | MISO_MI_2_IESO | MISO_MI | IESO | Internal | Winter | B19 | 700 | 1580 | 0 | 36.03 | 31.67 | 8 | 0
2015 | MISO_MI_2_IESO | MISO_MI | IESO | Internal | Winter | B20 | 935 | 1580 | 0 | 33.87 | 31.67 | 8 | 0
2015 | MISO_MI_2_MISO_IN | MISO_MI | MISO_IN | Internal | Shoulder | B11 | 25 | 2045 | 1990.69 | 47.68 | 47.69 | 0.01 | 0
2015 | MISO_MI_2_MISO_IN | MISO_MI | MISO_IN | Internal | Shoulder | B12 | 200 | 2045 | 77.18 | 39.39 | 39.4 | 0.01 | 0
2015 | MISO_MI_2_MISO_IN | MISO_MI | MISO_IN | Internal | Shoulder | B13 | 600 | 2045 | 0 | 37.25 | 37.24 | 0.01 | 0
2015 | MISO_MI_2_MISO_IN | MISO_MI | MISO_IN | Internal | Shoulder | B14 | 900 | 2045 | 0 | 36.09 | 36.09 | 0.01 | 0
2015 | MISO_MI_2_MISO_IN | MISO_MI | MISO_IN | Internal | Shoulder | B15 | 1203 | 2045 | 0 | 34.08 | 34.07 | 0.01 | 0
2015 | MISO_MI_2_MISO_IN | MISO_MI | MISO_IN | Internal | Summer | B1 | 10 | 2045 | 2045 | 57.41 | 59.38 | 0.01 | 1.96
2015 | MISO_MI_2_MISO_IN | MISO_MI | MISO_IN | Internal | Summer | B2 | 25 | 2045 | 1532.01 | 56.92 | 56.93 | 0.01 | 0
2015 | MISO_MI_2_MISO_IN | MISO_MI | MISO_IN | Internal | Summer | B3 | 75 | 2045 | 2045 | 51.97 | 55.36 | 0.01 | 3.38
2015 | MISO_MI_2_MISO_IN | MISO_MI | MISO_IN | Internal | Summer | B4 | 100 | 2045 | 1759.04 | 51.97 | 51.98 | 0.01 | 0
2015 | MISO_MI_2_MISO_IN | MISO_MI | MISO_IN | Internal | Summer | B5 | 200 | 2045 | 1943.79 | 46.29 | 46.3 | 0.01 | 0
2015 | MISO_MI_2_MISO_IN | MISO_MI | MISO_IN | Internal | Summer | B6 | 300 | 2045 | 0.02 | 39.87 | 39.87 | 0.01 | 0
2015 | MISO_MI_2_MISO_IN | MISO_MI | MISO_IN | Internal | Summer | B7 | 400 | 2045 | 0 | 35.93 | 35.91 | 0.01 | 0
2015 | MISO_MI_2_MISO_IN | MISO_MI | MISO_IN | Internal | Summer | B8 | 500 | 2045 | 0 | 34.35 | 34.33 | 0.01 | 0
2015 | MISO_MI_2_MISO_IN | MISO_MI | MISO_IN | Internal | Summer | B9 | 800 | 2045 | 0 | 33.3 | 33.29 | 0.01 | 0
2015 | MISO_MI_2_MISO_IN | MISO_MI | MISO_IN | Internal | Summer | B10 | 1262 | 2045 | 0 | 32.53 | 32.52 | 0.01 | 0
2015 | MISO_MI_2_MISO_IN | MISO_MI | MISO_IN | Internal | Winter | B16 | 25 | 2045 | 1529.56 | 47.53 | 47.54 | 0.01 | 0
2015 | MISO_MI_2_MISO_IN | MISO_MI | MISO_IN | Internal | Winter | B17 | 100 | 2045 | 0.05 | 41.24 | 41.24 | 0.01 | 0
2015 | MISO_MI_2_MISO_IN | MISO_MI | MISO_IN | Internal | Winter | B18 | 400 | 2045 | 0.01 | 37.97 | 37.97 | 0.01 | 0
2015 | MISO_MI_2_MISO_IN | MISO_MI | MISO_IN | Internal | Winter | B19 | 700 | 2045 | 0 | 36.03 | 36.02 | 0.01 | 0
2015 | MISO_MI_2_MISO_IN | MISO_MI | MISO_IN | Internal | Winter | B20 | 935 | 2045 | 0 | 33.87 | 33.85 | 0.01 | 0
2015 | MISO_MI_2_MISO_WUMS | MISO_MI | MISO_WUMS | Internal | Shoulder | B11 | 25 | 117 | 28.81 | 47.68 | 47.69 | 0.01 | 0
2015 | MISO_MI_2_MISO_WUMS | MISO_MI | MISO_WUMS | Internal | Shoulder | B12 | 200 | 117 | 0.02 | 39.39 | 39.39 | 0.01 | 0
2015 | MISO_MI_2_MISO_WUMS | MISO_MI | MISO_WUMS | Internal | Shoulder | B13 | 600 | 117 | 0 | 37.25 | 37.25 | 0.01 | 0
2015 | MISO_MI_2_MISO_WUMS | MISO_MI | MISO_WUMS | Internal | Shoulder | B14 | 900 | 117 | 48.42 | 36.09 | 36.1 | 0.01 | 0
2015 | MISO_MI_2_MISO_WUMS | MISO_MI | MISO_WUMS | Internal | Shoulder | B15 | 1203 | 117 | 0 | 34.08 | 34.04 | 0.01 | 0
2015 | MISO_MI_2_MISO_WUMS | MISO_MI | MISO_WUMS | Internal | Summer | B1 | 10 | 117 | 117 | 57.41 | 59.34 | 0.01 | 1.92
2015 | MISO_MI_2_MISO_WUMS | MISO_MI | MISO_WUMS | Internal | Summer | B2 | 25 | 117 | 116.84 | 56.92 | 56.94 | 0.01 | 0.01
2015 | MISO_MI_2_MISO_WUMS | MISO_MI | MISO_WUMS | Internal | Summer | B3 | 75 | 117 | 117 | 51.97 | 56.68 | 0.01 | 4.7
2015 | MISO_MI_2_MISO_WUMS | MISO_MI | MISO_WUMS | Internal | Summer | B4 | 100 | 117 | 117 | 51.97 | 55.68 | 0.01 | 3.7
2015 | MISO_MI_2_MISO_WUMS | MISO_MI | MISO_WUMS | Internal | Summer | B5 | 200 | 117 | 117 | 46.29 | 48.65 | 0.01 | 2.35
2015 | MISO_MI_2_MISO_WUMS | MISO_MI | MISO_WUMS | Internal | Summer | B6 | 300 | 117 | 0.02 | 39.87 | 39.87 | 0.01 | 0
2015 | MISO_MI_2_MISO_WUMS | MISO_MI | MISO_WUMS | Internal | Summer | B7 | 400 | 117 | 0.01 | 35.93 | 35.93 | 0.01 | 0
2015 | MISO_MI_2_MISO_WUMS | MISO_MI | MISO_WUMS | Internal | Summer | B8 | 500 | 117 | 0 | 34.35 | 34.33 | 0.01 | 0
2015 | MISO_MI_2_MISO_WUMS | MISO_MI | MISO_WUMS | Internal | Summer | B9 | 800 | 117 | 0 | 33.3 | 33.1 | 0.01 | 0
2015 | MISO_MI_2_MISO_WUMS | MISO_MI | MISO_WUMS | Internal | Summer | B10 | 1262 | 117 | 0 | 32.53 | 31.97 | 0.01 | 0
2015 | MISO_MI_2_MISO_WUMS | MISO_MI | MISO_WUMS | Internal | Winter | B16 | 25 | 117 | 0.16 | 47.53 | 47.53 | 0.01 | 0
2015 | MISO_MI_2_MISO_WUMS | MISO_MI | MISO_WUMS | Internal | Winter | B17 | 100 | 117 | 0 | 41.24 | 40.86 | 0.01 | 0
2015 | MISO_MI_2_MISO_WUMS | MISO_MI | MISO_WUMS | Internal | Winter | B18 | 400 | 117 | 0.01 | 37.97 | 37.97 | 0.01 | 0
2015 | MISO_MI_2_MISO_WUMS | MISO_MI | MISO_WUMS | Internal | Winter | B19 | 700 | 117 | 117 | 36.03 | 36.55 | 0.01 | 0.51
2015 | MISO_MI_2_MISO_WUMS | MISO_MI | MISO_WUMS | Internal | Winter | B20 | 935 | 117 | 117 | 33.87 | 34.04 | 0.01 | 0.16
2015 | MISO_MI_2_PJM_ROR | MISO_MI | PJM_ROR | Internal | Shoulder | B11 | 25 | 1424 | 0 | 47.68 | 48.24 | 2 | 0
2015 | MISO_MI_2_PJM_ROR | MISO_MI | PJM_ROR | Internal | Shoulder | B12 | 200 | 1424 | 465.24 | 39.39 | 41.39 | 2 | 0
2015 | MISO_MI_2_PJM_ROR | MISO_MI | PJM_ROR | Internal | Shoulder | B13 | 600 | 1424 | 999.23 | 37.25 | 39.25 | 2 | 0
2015 | MISO_MI_2_PJM_ROR | MISO_MI | PJM_ROR | Internal | Shoulder | B14 | 900 | 1424 | 375.49 | 36.09 | 38.09 | 2 | 0
2015 | MISO_MI_2_PJM_ROR | MISO_MI | PJM_ROR | Internal | Shoulder | B15 | 1203 | 1424 | 0 | 34.08 | 34.43 | 2 | 0
2015 | MISO_MI_2_PJM_ROR | MISO_MI | PJM_ROR | Internal | Summer | B1 | 10 | 1424 | 1424 | 57.41 | 61.37 | 2 | 1.96
2015 | MISO_MI_2_PJM_ROR | MISO_MI | PJM_ROR | Internal | Summer | B2 | 25 | 1424 | 1008.9 | 56.92 | 58.92 | 2 | 0
2015 | MISO_MI_2_PJM_ROR | MISO_MI | PJM_ROR | Internal | Summer | B3 | 75 | 1424 | 1424 | 51.97 | 56.94 | 2 | 2.96
2015 | MISO_MI_2_PJM_ROR | MISO_MI | PJM_ROR | Internal | Summer | B4 | 100 | 1424 | 756.07 | 51.97 | 53.97 | 2 | 0
2015 | MISO_MI_2_PJM_ROR | MISO_MI | PJM_ROR | Internal | Summer | B5 | 200 | 1424 | 1423.98 | 46.29 | 48.3 | 2 | 0.01
2015 | MISO_MI_2_PJM_ROR | MISO_MI | PJM_ROR | Internal | Summer | B6 | 300 | 1424 | 1097.46 | 39.87 | 41.87 | 2 | 0
2015 | MISO_MI_2_PJM_ROR | MISO_MI | PJM_ROR | Internal | Summer | B7 | 400 | 1424 | 900.74 | 35.93 | 37.93 | 2 | 0
2015 | MISO_MI_2_PJM_ROR | MISO_MI | PJM_ROR | Internal | Summer | B8 | 500 | 1424 | 0 | 34.35 | 36.33 | 2 | 0
2015 | MISO_MI_2_PJM_ROR | MISO_MI | PJM_ROR | Internal | Summer | B9 | 800 | 1424 | 0 | 33.3 | 34.73 | 2 | 0
2015 | MISO_MI_2_PJM_ROR | MISO_MI | PJM_ROR | Internal | Summer | B10 | 1262 | 1424 | 0 | 32.53 | 32.7 | 2 | 0
2015 | MISO_MI_2_PJM_ROR | MISO_MI | PJM_ROR | Internal | Winter | B16 | 25 | 1424 | 459.89 | 47.53 | 49.53 | 2 | 0
2015 | MISO_MI_2_PJM_ROR | MISO_MI | PJM_ROR | Internal | Winter | B17 | 100 | 1424 | 844.35 | 41.24 | 43.24 | 2 | 0
2015 | MISO_MI_2_PJM_ROR | MISO_MI | PJM_ROR | Internal | Winter | B18 | 400 | 1424 | 221.87 | 37.97 | 39.97 | 2 | 0
2015 | MISO_MI_2_PJM_ROR | MISO_MI | PJM_ROR | Internal | Winter | B19 | 700 | 1424 | 0 | 36.03 | 38 | 2 | 0
2015 | MISO_MI_2_PJM_ROR | MISO_MI | PJM_ROR | Internal | Winter | B20 | 935 | 1424 | 0 | 33.87 | 34.29 | 2 | 0
2015 | MISO_MO-IL_2_ENT | MISO_MO-IL | ENT | Internal | Shoulder | B11 | 25 | 2540 | 0 | 47.68 | 53.5 | 8 | 0
2015 | MISO_MO-IL_2_ENT | MISO_MO-IL | ENT | Internal | Shoulder | B12 | 200 | 2540 | 0 | 39.39 | 38.05 | 8 | 0
2015 | MISO_MO-IL_2_ENT | MISO_MO-IL | ENT | Internal | Shoulder | B13 | 600 | 2540 | 0 | 37.22 | 38.05 | 8 | 0
2015 | MISO_MO-IL_2_ENT | MISO_MO-IL | ENT | Internal | Shoulder | B14 | 900 | 2540 | 0 | 36.07 | 37.78 | 8 | 0
2015 | MISO_MO-IL_2_ENT | MISO_MO-IL | ENT | Internal | Shoulder | B15 | 1203 | 2540 | 0 | 33.39 | 36.55 | 8 | 0
2015 | MISO_MO-IL_2_ENT | MISO_MO-IL | ENT | Internal | Summer | B1 | 10 | 2540 | 0 | 59.37 | 59.37 | 8 | 0
2015 | MISO_MO-IL_2_ENT | MISO_MO-IL | ENT | Internal | Summer | B2 | 25 | 2540 | 0 | 56.92 | 56.92 | 8 | 0
2015 | MISO_MO-IL_2_ENT | MISO_MO-IL | ENT | Internal | Summer | B3 | 75 | 2540 | 0 | 55.35 | 55.82 | 8 | 0
2015 | MISO_MO-IL_2_ENT | MISO_MO-IL | ENT | Internal | Summer | B4 | 100 | 2540 | 0 | 51.97 | 55.82 | 8 | 0
2015 | MISO_MO-IL_2_ENT | MISO_MO-IL | ENT | Internal | Summer | B5 | 200 | 2540 | 0 | 46.29 | 51.84 | 8 | 0
2015 | MISO_MO-IL_2_ENT | MISO_MO-IL | ENT | Internal | Summer | B6 | 300 | 2540 | 0 | 39.86 | 44.89 | 8 | 0
2015 | MISO_MO-IL_2_ENT | MISO_MO-IL | ENT | Internal | Summer | B7 | 400 | 2540 | 0 | 35.9 | 42.05 | 8 | 0
2015 | MISO_MO-IL_2_ENT | MISO_MO-IL | ENT | Internal | Summer | B8 | 500 | 2540 | 0 | 34.02 | 36.89 | 8 | 0
2015 | MISO_MO-IL_2_ENT | MISO_MO-IL | ENT | Internal | Summer | B9 | 800 | 2540 | 0 | 33.08 | 36.63 | 8 | 0
2015 | MISO_MO-IL_2_ENT | MISO_MO-IL | ENT | Internal | Summer | B10 | 1262 | 2540 | 0 | 31.75 | 35.44 | 8 | 0
2015 | MISO_MO-IL_2_ENT | MISO_MO-IL | ENT | Internal | Winter | B16 | 25 | 2540 | 0 | 47.53 | 49.49 | 8 | 0
2015 | MISO_MO-IL_2_ENT | MISO_MO-IL | ENT | Internal | Winter | B17 | 100 | 2540 | 0 | 40.86 | 40.38 | 8 | 0
2015 | MISO_MO-IL_2_ENT | MISO_MO-IL | ENT | Internal | Winter | B18 | 400 | 2540 | 0 | 37.96 | 40.38 | 8 | 0
2015 | MISO_MO-IL_2_ENT | MISO_MO-IL | ENT | Internal | Winter | B19 | 700 | 2540 | 0 | 36 | 40.1 | 8 | 0
2015 | MISO_MO-IL_2_ENT | MISO_MO-IL | ENT | Internal | Winter | B20 | 935 | 2540 | 0 | 33.25 | 38.79 | 8 | 0
2015 | MISO_MO-IL_2_MISO_IN | MISO_MO-IL | MISO_IN | Internal | Shoulder | B11 | 25 | 2100 | 11.06 | 47.68 | 47.69 | 0.01 | 0
2015 | MISO_MO-IL_2_MISO_IN | MISO_MO-IL | MISO_IN | Internal | Shoulder | B12 | 200 | 2100 | 1205.07 | 39.39 | 39.4 | 0.01 | 0
2015 | MISO_MO-IL_2_MISO_IN | MISO_MO-IL | MISO_IN | Internal | Shoulder | B13 | 600 | 2100 | 1720.12 | 37.22 | 37.24 | 0.01 | 0
2015 | MISO_MO-IL_2_MISO_IN | MISO_MO-IL | MISO_IN | Internal | Shoulder | B14 | 900 | 2100 | 1158.29 | 36.07 | 36.09 | 0.01 | 0
2015 | MISO_MO-IL_2_MISO_IN | MISO_MO-IL | MISO_IN | Internal | Shoulder | B15 | 1203 | 2100 | 2100 | 33.39 | 34.07 | 0.01 | 0.66
2015 | MISO_MO-IL_2_MISO_IN | MISO_MO-IL | MISO_IN | Internal | Summer | B1 | 10 | 2100 | 577.36 | 59.37 | 59.38 | 0.01 | 0
2015 | MISO_MO-IL_2_MISO_IN | MISO_MO-IL | MISO_IN | Internal | Summer | B2 | 25 | 2100 | 1250.05 | 56.92 | 56.93 | 0.01 | 0
2015 | MISO_MO-IL_2_MISO_IN | MISO_MO-IL | MISO_IN | Internal | Summer | B3 | 75 | 2100 | 420.05 | 55.35 | 55.36 | 0.01 | 0
2015 | MISO_MO-IL_2_MISO_IN | MISO_MO-IL | MISO_IN | Internal | Summer | B4 | 100 | 2100 | 427.27 | 51.97 | 51.98 | 0.01 | 0
2015 | MISO_MO-IL_2_MISO_IN | MISO_MO-IL | MISO_IN | Internal | Summer | B5 | 200 | 2100 | 75.1 | 46.29 | 46.3 | 0.01 | 0
2015 | MISO_MO-IL_2_MISO_IN | MISO_MO-IL | MISO_IN | Internal | Summer | B6 | 300 | 2100 | 660.07 | 39.86 | 39.87 | 0.01 | 0
2015 | MISO_MO-IL_2_MISO_IN | MISO_MO-IL | MISO_IN | Internal | Summer | B7 | 400 | 2100 | 1581.41 | 35.9 | 35.91 | 0.01 | 0
2015 | MISO_MO-IL_2_MISO_IN | MISO_MO-IL | MISO_IN | Internal | Summer | B8 | 500 | 2100 | 2100 | 34.02 | 34.33 | 0.01 | 0.31
2015 | MISO_MO-IL_2_MISO_IN | MISO_MO-IL | MISO_IN | Internal | Summer | B9 | 800 | 2100 | 2100 | 33.08 | 33.29 | 0.01 | 0.2
2015 | MISO_MO-IL_2_MISO_IN | MISO_MO-IL | MISO_IN | Internal | Summer | B10 | 1262 | 2100 | 2100 | 31.75 | 32.52 | 0.01 | 0.76
2015 | MISO_MO-IL_2_MISO_IN | MISO_MO-IL | MISO_IN | Internal | Winter | B16 | 25 | 2100 | 1972.02 | 47.53 | 47.54 | 0.01 | 0
2015 | MISO_MO-IL_2_MISO_IN | MISO_MO-IL | MISO_IN | Internal | Winter | B17 | 100 | 2100 | 2100 | 40.86 | 41.24 | 0.01 | 0.38
2015 | MISO_MO-IL_2_MISO_IN | MISO_MO-IL | MISO_IN | Internal | Winter | B18 | 400 | 2100 | 1215.81 | 37.96 | 37.97 | 0.01 | 0
2015 | MISO_MO-IL_2_MISO_IN | MISO_MO-IL | MISO_IN | Internal | Winter | B19 | 700 | 2100 | 1174.6 | 36 | 36.02 | 0.01 | 0
2015 | MISO_MO-IL_2_MISO_IN | MISO_MO-IL | MISO_IN | Internal | Winter | B20 | 935 | 2100 | 2100 | 33.25 | 33.85 | 0.01 | 0.59
2015 | MISO_MO-IL_2_MISO_W | MISO_MO-IL | MISO_W | Internal | Shoulder | B11 | 25 | 960 | 298.7 | 47.68 | 47.69 | 0.01 | 0
2015 | MISO_MO-IL_2_MISO_W | MISO_MO-IL | MISO_W | Internal | Shoulder | B12 | 200 | 960 | 0.01 | 39.39 | 39.38 | 0.01 | 0
2015 | MISO_MO-IL_2_MISO_W | MISO_MO-IL | MISO_W | Internal | Shoulder | B13 | 600 | 960 | 0 | 37.22 | 37.21 | 0.01 | 0
2015 | MISO_MO-IL_2_MISO_W | MISO_MO-IL | MISO_W | Internal | Shoulder | B14 | 900 | 960 | 545.49 | 36.07 | 36.09 | 0.01 | 0
2015 | MISO_MO-IL_2_MISO_W | MISO_MO-IL | MISO_W | Internal | Shoulder | B15 | 1203 | 960 | 960 | 33.39 | 34.04 | 0.01 | 0.63
2015 | MISO_MO-IL_2_MISO_W | MISO_MO-IL | MISO_W | Internal | Summer | B1 | 10 | 960 | 0.22 | 59.37 | 59.35 | 0.01 | 0
2015 | MISO_MO-IL_2_MISO_W | MISO_MO-IL | MISO_W | Internal | Summer | B2 | 25 | 960 | 434.9 | 56.92 | 56.93 | 0.01 | 0
2015 | MISO_MO-IL_2_MISO_W | MISO_MO-IL | MISO_W | Internal | Summer | B3 | 75 | 960 | 960 | 55.35 | 56.67 | 0.01 | 1.31
2015 | MISO_MO-IL_2_MISO_W | MISO_MO-IL | MISO_W | Internal | Summer | B4 | 100 | 960 | 960 | 51.97 | 55.69 | 0.01 | 3.71
2015 | MISO_MO-IL_2_MISO_W | MISO_MO-IL | MISO_W | Internal | Summer | B5 | 200 | 960 | 960 | 46.29 | 48.66 | 0.01 | 2.36
2015 | MISO_MO-IL_2_MISO_W | MISO_MO-IL | MISO_W | Internal | Summer | B6 | 300 | 960 | 959.99 | 39.86 | 39.88 | 0.01 | 0.01
2015 | MISO_MO-IL_2_MISO_W | MISO_MO-IL | MISO_W | Internal | Summer | B7 | 400 | 960 | 523.98 | 35.9 | 35.91 | 0.01 | 0
2015 | MISO_MO-IL_2_MISO_W | MISO_MO-IL | MISO_W | Internal | Summer | B8 | 500 | 960 | 0 | 34.02 | 34 | 0.01 | 0
2015 | MISO_MO-IL_2_MISO_W | MISO_MO-IL | MISO_W | Internal | Summer | B9 | 800 | 960 | 58.61 | 33.08 | 33.09 | 0.01 | 0
2015 | MISO_MO-IL_2_MISO_W | MISO_MO-IL | MISO_W | Internal | Summer | B10 | 1262 | 960 | 635.37 | 31.75 | 31.76 | 0.01 | 0
2015 | MISO_MO-IL_2_MISO_W | MISO_MO-IL | MISO_W | Internal | Winter | B16 | 25 | 960 | 0.09 | 47.53 | 47.52 | 0.01 | 0
2015 | MISO_MO-IL_2_MISO_W | MISO_MO-IL | MISO_W | Internal | Winter | B17 | 100 | 960 | 0.02 | 40.86 | 40.84 | 0.01 | 0
2015 | MISO_MO-IL_2_MISO_W | MISO_MO-IL | MISO_W | Internal | Winter | B18 | 400 | 960 | 782.87 | 37.96 | 37.97 | 0.01 | 0
2015 | MISO_MO-IL_2_MISO_W | MISO_MO-IL | MISO_W | Internal | Winter | B19 | 700 | 960 | 960 | 36 | 36.56 | 0.01 | 0.55
2015 | MISO_MO-IL_2_MISO_W | MISO_MO-IL | MISO_W | Internal | Winter | B20 | 935 | 960 | 960 | 33.25 | 33.45 | 0.01 | 0.18
2015 | MISO_MO-IL_2_PJM_ROR | MISO_MO-IL | PJM_ROR | Internal | Shoulder | B11 | 25 | 1212 | 0 | 47.68 | 48.24 | 2 | 0
2015 | MISO_MO-IL_2_PJM_ROR | MISO_MO-IL | PJM_ROR | Internal | Shoulder | B12 | 200 | 1212 | 1130.31 | 39.39 | 41.39 | 2 | 0
2015 | MISO_MO-IL_2_PJM_ROR | MISO_MO-IL | PJM_ROR | Internal | Shoulder | B13 | 600 | 1212 | 1212 | 37.22 | 39.25 | 2 | 0.02
2015 | MISO_MO-IL_2_PJM_ROR | MISO_MO-IL | PJM_ROR | Internal | Shoulder | B14 | 900 | 1212 | 1211.99 | 36.07 | 38.09 | 2 | 0.01
2015 | MISO_MO-IL_2_PJM_ROR | MISO_MO-IL | PJM_ROR | Internal | Shoulder | B15 | 1203 | 1212 | 0 | 33.39 | 34.43 | 2 | 0
2015 | MISO_MO-IL_2_PJM_ROR | MISO_MO-IL | PJM_ROR | Internal | Summer | B1 | 10 | 1212 | 1166.79 | 59.37 | 61.37 | 2 | 0
2015 | MISO_MO-IL_2_PJM_ROR | MISO_MO-IL | PJM_ROR | Internal | Summer | B2 | 25 | 1212 | 724.12 | 56.92 | 58.92 | 2 | 0
2015 | MISO_MO-IL_2_PJM_ROR | MISO_MO-IL | PJM_ROR | Internal | Summer | B3 | 75 | 1212 | 0 | 55.35 | 56.94 | 2 | 0
2015 | MISO_MO-IL_2_PJM_ROR | MISO_MO-IL | PJM_ROR | Internal | Summer | B4 | 100 | 1212 | 221.91 | 51.97 | 53.97 | 2 | 0
2015 | MISO_MO-IL_2_PJM_ROR | MISO_MO-IL | PJM_ROR | Internal | Summer | B5 | 200 | 1212 | 1211.98 | 46.29 | 48.3 | 2 | 0.01
2015 | MISO_MO-IL_2_PJM_ROR | MISO_MO-IL | PJM_ROR | Internal | Summer | B6 | 300 | 1212 | 1211.98 | 39.86 | 41.87 | 2 | 0.01
2015 | MISO_MO-IL_2_PJM_ROR | MISO_MO-IL | PJM_ROR | Internal | Summer | B7 | 400 | 1212 | 1211.99 | 35.9 | 37.93 | 2 | 0.02
2015 | MISO_MO-IL_2_PJM_ROR | MISO_MO-IL | PJM_ROR | Internal | Summer | B8 | 500 | 1212 | 1212 | 34.02 | 36.33 | 2 | 0.32
2015 | MISO_MO-IL_2_PJM_ROR | MISO_MO-IL | PJM_ROR | Internal | Summer | B9 | 800 | 1212 | 0 | 33.08 | 34.73 | 2 | 0
2015 | MISO_MO-IL_2_PJM_ROR | MISO_MO-IL | PJM_ROR | Internal | Summer | B10 | 1262 | 1212 | 0 | 31.75 | 32.7 | 2 | 0
2015 | MISO_MO-IL_2_PJM_ROR | MISO_MO-IL | PJM_ROR | Internal | Winter | B16 | 25 | 1212 | 1046.87 | 47.53 | 49.53 | 2 | 0
2015 | MISO_MO-IL_2_PJM_ROR | MISO_MO-IL | PJM_ROR | Internal | Winter | B17 | 100 | 1212 | 1212 | 40.86 | 43.24 | 2 | 0.39
2015 | MISO_MO-IL_2_PJM_ROR | MISO_MO-IL | PJM_ROR | Internal | Winter | B18 | 400 | 1212 | 1211.99 | 37.96 | 39.97 | 2 | 0.01
2015 | MISO_MO-IL_2_PJM_ROR | MISO_MO-IL | PJM_ROR | Internal | Winter | B19 | 700 | 1212 | 961.68 | 36 | 38 | 2 | 0
2015 | MISO_MO-IL_2_PJM_ROR | MISO_MO-IL | PJM_ROR | Internal | Winter | B20 | 935 | 1212 | 0 | 33.25 | 34.29 | 2 | 0
2015 | MISO_MO-IL_2_SPP_N | MISO_MO-IL | SPP_N | Internal | Shoulder | B11 | 25 | 2000 | 0 | 47.68 | 54.69 | 8 | 0
2015 | MISO_MO-IL_2_SPP_N | MISO_MO-IL | SPP_N | Internal | Shoulder | B12 | 200 | 2000 | 0 | 39.39 | 38 | 8 | 0
2015 | MISO_MO-IL_2_SPP_N | MISO_MO-IL | SPP_N | Internal | Shoulder | B13 | 600 | 2000 | 0 | 37.22 | 37.03 | 8 | 0
2015 | MISO_MO-IL_2_SPP_N | MISO_MO-IL | SPP_N | Internal | Shoulder | B14 | 900 | 2000 | 0 | 36.07 | 36.34 | 8 | 0
2015 | MISO_MO-IL_2_SPP_N | MISO_MO-IL | SPP_N | Internal | Shoulder | B15 | 1203 | 2000 | 0 | 33.39 | 36.26 | 8 | 0
2015 | MISO_MO-IL_2_SPP_N | MISO_MO-IL | SPP_N | Internal | Summer | B1 | 10 | 2000 | 0 | 59.37 | 58.76 | 8 | 0
2015 | MISO_MO-IL_2_SPP_N | MISO_MO-IL | SPP_N | Internal | Summer | B2 | 25 | 2000 | 0 | 56.92 | 58.76 | 8 | 0
2015 | MISO_MO-IL_2_SPP_N | MISO_MO-IL | SPP_N | Internal | Summer | B3 | 75 | 2000 | 0 | 55.35 | 58.76 | 8 | 0
2015 | MISO_MO-IL_2_SPP_N | MISO_MO-IL | SPP_N | Internal | Summer | B4 | 100 | 2000 | 0 | 51.97 | 56.96 | 8 | 0
2015 | MISO_MO-IL_2_SPP_N | MISO_MO-IL | SPP_N | Internal | Summer | B5 | 200 | 2000 | 0 | 46.29 | 52.82 | 8 | 0
2015 | MISO_MO-IL_2_SPP_N | MISO_MO-IL | SPP_N | Internal | Summer | B6 | 300 | 2000 | 0 | 39.86 | 46.88 | 8 | 0
2015 | MISO_MO-IL_2_SPP_N | MISO_MO-IL | SPP_N | Internal | Summer | B7 | 400 | 2000 | 0 | 35.9 | 40.2 | 8 | 0
2015 | MISO_MO-IL_2_SPP_N | MISO_MO-IL | SPP_N | Internal | Summer | B8 | 500 | 2000 | 0 | 34.02 | 36.34 | 8 | 0
2015 | MISO_MO-IL_2_SPP_N | MISO_MO-IL | SPP_N | Internal | Summer | B9 | 800 | 2000 | 0 | 33.08 | 35.12 | 8 | 0
2015 | MISO_MO-IL_2_SPP_N | MISO_MO-IL | SPP_N | Internal | Summer | B10 | 1262 | 2000 | 0 | 31.75 | 34.55 | 8 | 0
2015 | MISO_MO-IL_2_SPP_N | MISO_MO-IL | SPP_N | Internal | Winter | B16 | 25 | 2000 | 0 | 47.53 | 44.49 | 8 | 0
2015 | MISO_MO-IL_2_SPP_N | MISO_MO-IL | SPP_N | Internal | Winter | B17 | 100 | 2000 | 0 | 40.86 | 38.72 | 8 | 0
2015 | MISO_MO-IL_2_SPP_N | MISO_MO-IL | SPP_N | Internal | Winter | B18 | 400 | 2000 | 0 | 37.96 | 38.63 | 8 | 0
2015 | MISO_MO-IL_2_SPP_N | MISO_MO-IL | SPP_N | Internal | Winter | B19 | 700 | 2000 | 0 | 36 | 38.63 | 8 | 0
2015 | MISO_MO-IL_2_SPP_N | MISO_MO-IL | SPP_N | Internal | Winter | B20 | 935 | 2000 | 0 | 33.25 | 34.74 | 8 | 0
2015 | MISO_MO-IL_2_TVA_Transmission | MISO_MO-IL | TVA_Transmission | Internal | Shoulder | B11 | 25 | 4000 | 0 | 47.68 | 53.16 | 8 | 0
2015 | MISO_MO-IL_2_TVA_Transmission | MISO_MO-IL | TVA_Transmission | Internal | Shoulder | B12 | 200 | 4000 | 0 | 39.39 | 42.77 | 8 | 0
2015 | MISO_MO-IL_2_TVA_Transmission | MISO_MO-IL | TVA_Transmission | Internal | Shoulder | B13 | 600 | 4000 | 0 | 37.22 | 41.27 | 8 | 0
2015 | MISO_MO-IL_2_TVA_Transmission | MISO_MO-IL | TVA_Transmission | Internal | Shoulder | B14 | 900 | 4000 | 0 | 36.07 | 40.13 | 8 | 0
2015 | MISO_MO-IL_2_TVA_Transmission | MISO_MO-IL | TVA_Transmission | Internal | Shoulder | B15 | 1203 | 4000 | 0 | 33.39 | 39.11 | 8 | 0
2015 | MISO_MO-IL_2_TVA_Transmission | MISO_MO-IL | TVA_Transmission | Internal | Summer | B1 | 10 | 4000 | 2868.77 | 59.37 | 67.37 | 8 | 0
2015 | MISO_MO-IL_2_TVA_Transmission | MISO_MO-IL | TVA_Transmission | Internal | Summer | B2 | 25 | 4000 | 1748.29 | 56.92 | 64.92 | 8 | 0
2015 | MISO_MO-IL_2_TVA_Transmission | MISO_MO-IL | TVA_Transmission | Internal | Summer | B3 | 75 | 4000 | 0 | 55.35 | 62.94 | 8 | 0
2015 | MISO_MO-IL_2_TVA_Transmission | MISO_MO-IL | TVA_Transmission | Internal | Summer | B4 | 100 | 4000 | 199.93 | 51.97 | 59.97 | 8 | 0
2015 | MISO_MO-IL_2_TVA_Transmission | MISO_MO-IL | TVA_Transmission | Internal | Summer | B5 | 200 | 4000 | 0 | 46.29 | 52.53 | 8 | 0
2015 | MISO_MO-IL_2_TVA_Transmission | MISO_MO-IL | TVA_Transmission | Internal | Summer | B6 | 300 | 4000 | 0 | 39.86 | 45.54 | 8 | 0
2015 | MISO_MO-IL_2_TVA_Transmission | MISO_MO-IL | TVA_Transmission | Internal | Summer | B7 | 400 | 4000 | 0 | 35.9 | 41.93 | 8 | 0
2015 | MISO_MO-IL_2_TVA_Transmission | MISO_MO-IL | TVA_Transmission | Internal | Summer | B8 | 500 | 4000 | 0 | 34.02 | 38.96 | 8 | 0
2015 | MISO_MO-IL_2_TVA_Transmission | MISO_MO-IL | TVA_Transmission | Internal | Summer | B9 | 800 | 4000 | 0 | 33.08 | 38.32 | 8 | 0
2015 | MISO_MO-IL_2_TVA_Transmission | MISO_MO-IL | TVA_Transmission | Internal | Summer | B10 | 1262 | 4000 | 0 | 31.75 | 36.25 | 8 | 0
2015 | MISO_MO-IL_2_TVA_Transmission | MISO_MO-IL | TVA_Transmission | Internal | Winter | B16 | 25 | 4000 | 0 | 47.53 | 54.02 | 8 | 0
2015 | MISO_MO-IL_2_TVA_Transmission | MISO_MO-IL | TVA_Transmission | Internal | Winter | B17 | 100 | 4000 | 0 | 40.86 | 45.1 | 8 | 0
2015 | MISO_MO-IL_2_TVA_Transmission | MISO_MO-IL | TVA_Transmission | Internal | Winter | B18 | 400 | 4000 | 0 | 37.96 | 42.11 | 8 | 0
2015 | MISO_MO-IL_2_TVA_Transmission | MISO_MO-IL | TVA_Transmission | Internal | Winter | B19 | 700 | 4000 | 0 | 36 | 40.18 | 8 | 0
2015 | MISO_MO-IL_2_TVA_Transmission | MISO_MO-IL | TVA_Transmission | Internal | Winter | B20 | 935 | 4000 | 0 | 33.25 | 38.93 | 8 | 0
2015 | MISO_W_2_IESO | MISO_W | IESO | Internal | Shoulder | B11 | 25 | 90 | 0 | 47.69 | 29.09 | 8 | 0
2015 | MISO_W_2_IESO | MISO_W | IESO | Internal | Shoulder | B12 | 200 | 90 | 0 | 39.38 | 32.37 | 8 | 0
2015 | MISO_W_2_IESO | MISO_W | IESO | Internal | Shoulder | B13 | 600 | 90 | 0 | 37.21 | 29.09 | 8 | 0
2015 | MISO_W_2_IESO | MISO_W | IESO | Internal | Shoulder | B14 | 900 | 90 | 0 | 36.09 | 29.09 | 8 | 0
2015 | MISO_W_2_IESO | MISO_W | IESO | Internal | Shoulder | B15 | 1203 | 90 | 0 | 34.04 | 29.09 | 8 | 0
2015 | MISO_W_2_IESO | MISO_W | IESO | Internal | Summer | B1 | 10 | 90 | 0 | 59.35 | 47.03 | 8 | 0
2015 | MISO_W_2_IESO | MISO_W | IESO | Internal | Summer | B2 | 25 | 90 | 0 | 56.93 | 44.8 | 8 | 0
2015 | MISO_W_2_IESO | MISO_W | IESO | Internal | Summer | B3 | 75 | 90 | 0 | 56.67 | 41.95 | 8 | 0
2015 | MISO_W_2_IESO | MISO_W | IESO | Internal | Summer | B4 | 100 | 90 | 0 | 55.69 | 38.28 | 8 | 0
2015 | MISO_W_2_IESO | MISO_W | IESO | Internal | Summer | B5 | 200 | 90 | 0 | 48.66 | 36 | 8 | 0
2015 | MISO_W_2_IESO | MISO_W | IESO | Internal | Summer | B6 | 300 | 90 | 0 | 39.88 | 32.87 | 8 | 0
2015 | MISO_W_2_IESO | MISO_W | IESO | Internal | Summer | B7 | 400 | 90 | 0 | 35.91 | 28.93 | 8 | 0
2015 | MISO_W_2_IESO | MISO_W | IESO | Internal | Summer | B8 | 500 | 90 | 0 | 34 | 27.49 | 8 | 0
2015 | MISO_W_2_IESO | MISO_W | IESO | Internal | Summer | B9 | 800 | 90 | 0 | 33.09 | 27.49 | 8 | 0
2015 | MISO_W_2_IESO | MISO_W | IESO | Internal | Summer | B10 | 1262 | 90 | 0 | 31.76 | 27.49 | 8 | 0
2015 | MISO_W_2_IESO | MISO_W | IESO | Internal | Winter | B16 | 25 | 90 | 0 | 47.52 | 38.86 | 8 | 0
2015 | MISO_W_2_IESO | MISO_W | IESO | Internal | Winter | B17 | 100 | 90 | 0 | 40.84 | 34.24 | 8 | 0
2015 | MISO_W_2_IESO | MISO_W | IESO | Internal | Winter | B18 | 400 | 90 | 0 | 37.97 | 31.67 | 8 | 0
2015 | MISO_W_2_IESO | MISO_W | IESO | Internal | Winter | B19 | 700 | 90 | 0 | 36.56 | 31.67 | 8 | 0
2015 | MISO_W_2_IESO | MISO_W | IESO | Internal | Winter | B20 | 935 | 90 | 0 | 33.45 | 31.67 | 8 | 0
2015 | MISO_W_2_MAPP_CA | MISO_W | MAPP_CA | Internal | Shoulder | B11 | 25 | 700 | 0.08 | 47.69 | 47.68 | 0.01 | 0
2015 | MISO_W_2_MAPP_CA | MISO_W | MAPP_CA | Internal | Shoulder | B12 | 200 | 700 | 0.01 | 39.38 | 39.37 | 0.01 | 0
2015 | MISO_W_2_MAPP_CA | MISO_W | MAPP_CA | Internal | Shoulder | B13 | 600 | 700 | 0 | 37.21 | 37.2 | 0.01 | 0
2015 | MISO_W_2_MAPP_CA | MISO_W | MAPP_CA | Internal | Shoulder | B14 | 900 | 700 | 19.35 | 36.09 | 36.1 | 0.01 | 0
2015 | MISO_W_2_MAPP_CA | MISO_W | MAPP_CA | Internal | Shoulder | B15 | 1203 | 700 | 700 | 34.04 | 36.1 | 0.01 | 2.05
2015 | MISO_W_2_MAPP_CA | MISO_W | MAPP_CA | Internal | Summer | B1 | 10 | 700 | 0 | 59.35 | 48.65 | 0.01 | 0
2015 | MISO_W_2_MAPP_CA | MISO_W | MAPP_CA | Internal | Summer | B2 | 25 | 700 | 0 | 56.93 | 51.8 | 0.01 | 0
2015 | MISO_W_2_MAPP_CA | MISO_W | MAPP_CA | Internal | Summer | B3 | 75 | 700 | 0 | 56.67 | 48.95 | 0.01 | 0
2015 | MISO_W_2_MAPP_CA | MISO_W | MAPP_CA | Internal | Summer | B4 | 100 | 700 | 0 | 55.69 | 48.65 | 0.01 | 0
2015 | MISO_W_2_MAPP_CA | MISO_W | MAPP_CA | Internal | Summer | B5 | 200 | 700 | 0.01 | 48.66 | 48.65 | 0.01 | 0
2015 | MISO_W_2_MAPP_CA | MISO_W | MAPP_CA | Internal | Summer | B6 | 300 | 700 | 0 | 39.88 | 39.87 | 0.01 | 0
2015 | MISO_W_2_MAPP_CA | MISO_W | MAPP_CA | Internal | Summer | B7 | 400 | 700 | 0 | 35.91 | 35.9 | 0.01 | 0
2015 | MISO_W_2_MAPP_CA | MISO_W | MAPP_CA | Internal | Summer | B8 | 500 | 700 | 0 | 34 | 33.99 | 0.01 | 0
2015 | MISO_W_2_MAPP_CA | MISO_W | MAPP_CA | Internal | Summer | B9 | 800 | 700 | 237.94 | 33.09 | 33.1 | 0.01 | 0
2015 | MISO_W_2_MAPP_CA | MISO_W | MAPP_CA | Internal | Summer | B10 | 1262 | 700 | 700 | 31.76 | 33.1 | 0.01 | 1.33
2015 | MISO_W_2_MAPP_CA | MISO_W | MAPP_CA | Internal | Winter | B16 | 25 | 700 | 0.09 | 47.52 | 47.51 | 0.01 | 0
2015 | MISO_W_2_MAPP_CA | MISO_W | MAPP_CA | Internal | Winter | B17 | 100 | 700 | 0.02 | 40.84 | 40.83 | 0.01 | 0
2015 | MISO_W_2_MAPP_CA | MISO_W | MAPP_CA | Internal | Winter | B18 | 400 | 700 | 700 | 37.97 | 38.67 | 0.01 | 0.69
2015 | MISO_W_2_MAPP_CA | MISO_W | MAPP_CA | Internal | Winter | B19 | 700 | 700 | 700 | 36.56 | 38.67 | 0.01 | 2.1
2015 | MISO_W_2_MAPP_CA | MISO_W | MAPP_CA | Internal | Winter | B20 | 935 | 700 | 700 | 33.45 | 38.67 | 0.01 | 5.22
2015 | MISO_W_2_MAPP_US | MISO_W | MAPP_US | Internal | Shoulder | B11 | 25 | 2300 | 0 | 47.69 | 40.69 | 7 | 0
2015 | MISO_W_2_MAPP_US | MISO_W | MAPP_US | Internal | Shoulder | B12 | 200 | 2300 | 0 | 39.38 | 32.38 | 7 | 0
2015 | MISO_W_2_MAPP_US | MISO_W | MAPP_US | Internal | Shoulder | B13 | 600 | 2300 | 0 | 37.21 | 30.21 | 7 | 0
2015 | MISO_W_2_MAPP_US | MISO_W | MAPP_US | Internal | Shoulder | B14 | 900 | 2300 | 0 | 36.09 | 29.33 | 7 | 0
2015 | MISO_W_2_MAPP_US | MISO_W | MAPP_US | Internal | Shoulder | B15 | 1203 | 2300 | 0 | 34.04 | 29.1 | 7 | 0
2015 | MISO_W_2_MAPP_US | MISO_W | MAPP_US | Internal | Summer | B1 | 10 | 2300 | 0 | 59.35 | 52.35 | 7 | 0
2015 | MISO_W_2_MAPP_US | MISO_W | MAPP_US | Internal | Summer | B2 | 25 | 2300 | 0 | 56.93 | 50.36 | 7 | 0
2015 | MISO_W_2_MAPP_US | MISO_W | MAPP_US | Internal | Summer | B3 | 75 | 2300 | 0 | 56.67 | 50.36 | 7 | 0
2015 | MISO_W_2_MAPP_US | MISO_W | MAPP_US | Internal | Summer | B4 | 100 | 2300 | 0 | 55.69 | 49.95 | 7 | 0
2015 | MISO_W_2_MAPP_US | MISO_W | MAPP_US | Internal | Summer | B5 | 200 | 2300 | 0 | 48.66 | 45.81 | 7 | 0
2015 | MISO_W_2_MAPP_US | MISO_W | MAPP_US | Internal | Summer | B6 | 300 | 2300 | 0 | 39.88 | 32.88 | 7 | 0
2015 | MISO_W_2_MAPP_US | MISO_W | MAPP_US | Internal | Summer | B7 | 400 | 2300 | 0 | 35.91 | 28.91 | 7 | 0
2015 | MISO_W_2_MAPP_US | MISO_W | MAPP_US | Internal | Summer | B8 | 500 | 2300 | 0 | 34 | 27 | 7 | 0
2015 | MISO_W_2_MAPP_US | MISO_W | MAPP_US | Internal | Summer | B9 | 800 | 2300 | 0 | 33.09 | 27 | 7 | 0
2015 | MISO_W_2_MAPP_US | MISO_W | MAPP_US | Internal | Summer | B10 | 1262 | 2300 | 0 | 31.76 | 26.06 | 7 | 0
2015 | MISO_W_2_MAPP_US | MISO_W | MAPP_US | Internal | Winter | B16 | 25 | 2300 | 0 | 47.52 | 40.52 | 7 | 0
2015 | MISO_W_2_MAPP_US | MISO_W | MAPP_US | Internal | Winter | B17 | 100 | 2300 | 0 | 40.84 | 33.84 | 7 | 0
2015 | MISO_W_2_MAPP_US | MISO_W | MAPP_US | Internal | Winter | B18 | 400 | 2300 | 0 | 37.97 | 31.62 | 7 | 0
2015 | MISO_W_2_MAPP_US | MISO_W | MAPP_US | Internal | Winter | B19 | 700 | 2300 | 0 | 36.56 | 31.62 | 7 | 0
2015 | MISO_W_2_MAPP_US | MISO_W | MAPP_US | Internal | Winter | B20 | 935 | 2300 | 0 | 33.45 | 26.76 | 7 | 0
2015 | MISO_W_2_MISO_MO-IL | MISO_W | MISO_MO-IL | Internal | Shoulder | B11 | 25 | 3800 | 0.1 | 47.69 | 47.68 | 0.01 | 0
2015 | MISO_W_2_MISO_MO-IL | MISO_W | MISO_MO-IL | Internal | Shoulder | B12 | 200 | 3800 | 80.63 | 39.38 | 39.39 | 0.01 | 0
2015 | MISO_W_2_MISO_MO-IL | MISO_W | MISO_MO-IL | Internal | Shoulder | B13 | 600 | 3800 | 11.22 | 37.21 | 37.22 | 0.01 | 0
2015 | MISO_W_2_MISO_MO-IL | MISO_W | MISO_MO-IL | Internal | Shoulder | B14 | 900 | 3800 | 0 | 36.09 | 36.07 | 0.01 | 0
2015 | MISO_W_2_MISO_MO-IL | MISO_W | MISO_MO-IL | Internal | Shoulder | B15 | 1203 | 3800 | 0 | 34.04 | 33.39 | 0.01 | 0
2015 | MISO_W_2_MISO_MO-IL | MISO_W | MISO_MO-IL | Internal | Summer | B1 | 10 | 3800 | 1054.38 | 59.35 | 59.37 | 0.01 | 0
2015 | MISO_W_2_MISO_MO-IL | MISO_W | MISO_MO-IL | Internal | Summer | B2 | 25 | 3800 | 0.09 | 56.93 | 56.92 | 0.01 | 0
2015 | MISO_W_2_MISO_MO-IL | MISO_W | MISO_MO-IL | Internal | Summer | B3 | 75 | 3800 | 0 | 56.67 | 55.35 | 0.01 | 0
2015 | MISO_W_2_MISO_MO-IL | MISO_W | MISO_MO-IL | Internal | Summer | B4 | 100 | 3800 | 0 | 55.69 | 51.97 | 0.01 | 0
2015 | MISO_W_2_MISO_MO-IL | MISO_W | MISO_MO-IL | Internal | Summer | B5 | 200 | 3800 | 0 | 48.66 | 46.29 | 0.01 | 0
2015 | MISO_W_2_MISO_MO-IL | MISO_W | MISO_MO-IL | Internal | Summer | B6 | 300 | 3800 | 0 | 39.88 | 39.86 | 0.01 | 0
2015 | MISO_W_2_MISO_MO-IL | MISO_W | MISO_MO-IL | Internal | Summer | B7 | 400 | 3800 | 0 | 35.91 | 35.9 | 0.01 | 0
2015 | MISO_W_2_MISO_MO-IL | MISO_W | MISO_MO-IL | Internal | Summer | B8 | 500 | 3800 | 30.49 | 34 | 34.02 | 0.01 | 0
2015 | MISO_W_2_MISO_MO-IL | MISO_W | MISO_MO-IL | Internal | Summer | B9 | 800 | 3800 | 0 | 33.09 | 33.08 | 0.01 | 0
2015 | MISO_W_2_MISO_MO-IL | MISO_W | MISO_MO-IL | Internal | Summer | B10 | 1262 | 3800 | 0 | 31.76 | 31.75 | 0.01 | 0
2015 | MISO_W_2_MISO_MO-IL | MISO_W | MISO_MO-IL | Internal | Winter | B16 | 25 | 3800 | 847.82 | 47.52 | 47.53 | 0.01 | 0
2015 | MISO_W_2_MISO_MO-IL | MISO_W | MISO_MO-IL | Internal | Winter | B17 | 100 | 3800 | 557.74 | 40.84 | 40.86 | 0.01 | 0
2015 | MISO_W_2_MISO_MO-IL | MISO_W | MISO_MO-IL | Internal | Winter | B18 | 400 | 3800 | 0 | 37.97 | 37.96 | 0.01 | 0
2015 | MISO_W_2_MISO_MO-IL | MISO_W | MISO_MO-IL | Internal | Winter | B19 | 700 | 3800 | 0 | 36.56 | 36 | 0.01 | 0
2015 | MISO_W_2_MISO_MO-IL | MISO_W | MISO_MO-IL | Internal | Winter | B20 | 935 | 3800 | 0 | 33.45 | 33.25 | 0.01 | 0
2015 | MISO_W_2_MISO_WUMS | MISO_W | MISO_WUMS | Internal | Shoulder | B11 | 25 | 1629 | 0.16 | 47.69 | 47.69 | 0.01 | 0
2015 | MISO_W_2_MISO_WUMS | MISO_W | MISO_WUMS | Internal | Shoulder | B12 | 200 | 1629 | 877.3 | 39.38 | 39.39 | 0.01 | 0
2015 | MISO_W_2_MISO_WUMS | MISO_W | MISO_WUMS | Internal | Shoulder | B13 | 600 | 1629 | 1629 | 37.21 | 37.25 | 0.01 | 0.02
2015 | MISO_W_2_MISO_WUMS | MISO_W | MISO_WUMS | Internal | Shoulder | B14 | 900 | 1629 | 261.39 | 36.09 | 36.1 | 0.01 | 0
2015 | MISO_W_2_MISO_WUMS | MISO_W | MISO_WUMS | Internal | Shoulder | B15 | 1203 | 1629 | 0 | 34.04 | 34.04 | 0.01 | 0
2015 | MISO_W_2_MISO_WUMS | MISO_W | MISO_WUMS | Internal | Summer | B1 | 10 | 1629 | 0.23 | 59.35 | 59.34 | 0.01 | 0
2015 | MISO_W_2_MISO_WUMS | MISO_W | MISO_WUMS | Internal | Summer | B2 | 25 | 1629 | 1086.61 | 56.93 | 56.94 | 0.01 | 0
2015 | MISO_W_2_MISO_WUMS | MISO_W | MISO_WUMS | Internal | Summer | B3 | 75 | 1629 | 498.27 | 56.67 | 56.68 | 0.01 | 0
2015 | MISO_W_2_MISO_WUMS | MISO_W | MISO_WUMS | Internal | Summer | B4 | 100 | 1629 | 0.02 | 55.69 | 55.68 | 0.01 | 0
2015 | MISO_W_2_MISO_WUMS | MISO_W | MISO_WUMS | Internal | Summer | B5 | 200 | 1629 | 0.01 | 48.66 | 48.65 | 0.01 | 0
2015 | MISO_W_2_MISO_WUMS | MISO_W | MISO_WUMS | Internal | Summer | B6 | 300 | 1629 | 0 | 39.88 | 39.87 | 0.01 | 0
2015 | MISO_W_2_MISO_WUMS | MISO_W | MISO_WUMS | Internal | Summer | B7 | 400 | 1629 | 805 | 35.91 | 35.93 | 0.01 | 0
2015 | MISO_W_2_MISO_WUMS | MISO_W | MISO_WUMS | Internal | Summer | B8 | 500 | 1629 | 1629 | 34 | 34.33 | 0.01 | 0.32
2015 | MISO_W_2_MISO_WUMS | MISO_W | MISO_WUMS | Internal | Summer | B9 | 800 | 1629 | 1508.22 | 33.09 | 33.1 | 0.01 | 0
2015 | MISO_W_2_MISO_WUMS | MISO_W | MISO_WUMS | Internal | Summer | B10 | 1262 | 1629 | 1629 | 31.76 | 31.97 | 0.01 | 0.2
2015 | MISO_W_2_MISO_WUMS | MISO_W | MISO_WUMS | Internal | Winter | B16 | 25 | 1629 | 540.02 | 47.52 | 47.53 | 0.01 | 0
2015 | MISO_W_2_MISO_WUMS | MISO_W | MISO_WUMS | Internal | Winter | B17 | 100 | 1629 | 688 | 40.84 | 40.86 | 0.01 | 0
2015 | MISO_W_2_MISO_WUMS | MISO_W | MISO_WUMS | Internal | Winter | B18 | 400 | 1629 | 0.01 | 37.97 | 37.97 | 0.01 | 0
2015 | MISO_W_2_MISO_WUMS | MISO_W | MISO_WUMS | Internal | Winter | B19 | 700 | 1629 | 0 | 36.56 | 36.55 | 0.01 | 0
2015 | MISO_W_2_MISO_WUMS | MISO_W | MISO_WUMS | Internal | Winter | B20 | 935 | 1629 | 1629 | 33.45 | 34.04 | 0.01 | 0.58
2015 | MISO_W_2_NE | MISO_W | NE | Internal | Shoulder | B11 | 25 | 2800 | 0 | 47.69 | 47.69 | 7 | 0
2015 | MISO_W_2_NE | MISO_W | NE | Internal | Shoulder | B12 | 200 | 2800 | 0 | 39.38 | 37.99 | 7 | 0
2015 | MISO_W_2_NE | MISO_W | NE | Internal | Shoulder | B13 | 600 | 2800 | 0 | 37.21 | 37.02 | 7 | 0
2015 | MISO_W_2_NE | MISO_W | NE | Internal | Shoulder | B14 | 900 | 2800 | 0 | 36.09 | 36.33 | 7 | 0
2015 | MISO_W_2_NE | MISO_W | NE | Internal | Shoulder | B15 | 1203 | 2800 | 0 | 34.04 | 36.1 | 7 | 0
2015 | MISO_W_2_NE | MISO_W | NE | Internal | Summer | B1 | 10 | 2800 | 0 | 59.35 | 58.75 | 7 | 0
2015 | MISO_W_2_NE | MISO_W | NE | Internal | Summer | B2 | 25 | 2800 | 0 | 56.93 | 57.36 | 7 | 0
2015 | MISO_W_2_NE | MISO_W | NE | Internal | Summer | B3 | 75 | 2800 | 0 | 56.67 | 57.36 | 7 | 0
2015 | MISO_W_2_NE | MISO_W | NE | Internal | Summer | B4 | 100 | 2800 | 0 | 55.69 | 56.95 | 7 | 0
2015 | MISO_W_2_NE | MISO_W | NE | Internal | Summer | B5 | 200 | 2800 | 0 | 48.66 | 52.81 | 7 | 0
2015 | MISO_W_2_NE | MISO_W | NE | Internal | Summer | B6 | 300 | 2800 | 0 | 39.88 | 39.88 | 7 | 0
2015 | MISO_W_2_NE | MISO_W | NE | Internal | Summer | B7 | 400 | 2800 | 0 | 35.91 | 35.91 | 7 | 0
2015 | MISO_W_2_NE | MISO_W | NE | Internal | Summer | B8 | 500 | 2800 | 0 | 34 | 34 | 7 | 0
2015 | MISO_W_2_NE | MISO_W | NE | Internal | Summer | B9 | 800 | 2800 | 0 | 33.09 | 34 | 7 | 0
2015 | MISO_W_2_NE | MISO_W | NE | Internal | Summer | B10 | 1262 | 2800 | 0 | 31.76 | 32.67 | 7 | 0
2015 | MISO_W_2_NE | MISO_W | NE | Internal | Winter | B16 | 25 | 2800 | 0 | 47.52 | 44.48 | 7 | 0
2015 | MISO_W_2_NE | MISO_W | NE | Internal | Winter | B17 | 100 | 2800 | 0 | 40.84 | 38.71 | 7 | 0
2015 | MISO_W_2_NE | MISO_W | NE | Internal | Winter | B18 | 400 | 2800 | 0 | 37.97 | 38.62 | 7 | 0
2015 | MISO_W_2_NE | MISO_W | NE | Internal | Winter | B19 | 700 | 2800 | 0 | 36.56 | 38.62 | 7 | 0
2015 | MISO_W_2_NE | MISO_W | NE | Internal | Winter | B20 | 935 | 2800 | 0 | 33.45 | 33.76 | 7 | 0
2015 | MISO_W_2_PJM_ROR | MISO_W | PJM_ROR | Internal | Shoulder | B11 | 25 | 773 | 0 | 47.69 | 48.24 | 2 | 0
2015 | MISO_W_2_PJM_ROR | MISO_W | PJM_ROR | Internal | Shoulder | B12 | 200 | 773 | 772.98 | 39.38 | 41.39 | 2 | 0.01
2015 | MISO_W_2_PJM_ROR | MISO_W | PJM_ROR | Internal | Shoulder | B13 | 600 | 773 | 773 | 37.21 | 39.25 | 2 | 0.04
2015 | MISO_W_2_PJM_ROR | MISO_W | PJM_ROR | Internal | Shoulder | B14 | 900 | 773 | 471.82 | 36.09 | 38.09 | 2 | 0
2015 | MISO_W_2_PJM_ROR | MISO_W | PJM_ROR | Internal | Shoulder | B15 | 1203 | 773 | 0 | 34.04 | 34.43 | 2 | 0
2015 | MISO_W_2_PJM_ROR | MISO_W | PJM_ROR | Internal | Summer | B1 | 10 | 773 | 772.63 | 59.35 | 61.37 | 2 | 0.01
2015 | MISO_W_2_PJM_ROR | MISO_W | PJM_ROR | Internal | Summer | B2 | 25 | 773 | 0.17 | 56.93 | 58.92 | 2 | 0
2015 | MISO_W_2_PJM_ROR | MISO_W | PJM_ROR | Internal | Summer | B3 | 75 | 773 | 0 | 56.67 | 56.94 | 2 | 0
2015 | MISO_W_2_PJM_ROR | MISO_W | PJM_ROR | Internal | Summer | B4 | 100 | 773 | 0 | 55.69 | 53.97 | 2 | 0
2015 | MISO_W_2_PJM_ROR | MISO_W | PJM_ROR | Internal | Summer | B5 | 200 | 773 | 0 | 48.66 | 48.3 | 2 | 0
2015 | MISO_W_2_PJM_ROR | MISO_W | PJM_ROR | Internal | Summer | B6 | 300 | 773 | 0.01 | 39.88 | 41.87 | 2 | 0
2015 | MISO_W_2_PJM_ROR | MISO_W | PJM_ROR | Internal | Summer | B7 | 400 | 773 | 772.99 | 35.91 | 37.93 | 2 | 0.01
2015 | MISO_W_2_PJM_ROR | MISO_W | PJM_ROR | Internal | Summer | B8 | 500 | 773 | 773 | 34 | 36.33 | 2 | 0.33
2015 | MISO_W_2_PJM_ROR | MISO_W | PJM_ROR | Internal | Summer | B9 | 800 | 773 | 0 | 33.09 | 34.73 | 2 | 0
2015 | MISO_W_2_PJM_ROR | MISO_W | PJM_ROR | Internal | Summer | B10 | 1262 | 773 | 0 | 31.76 | 32.7 | 2 | 0
2015 | MISO_W_2_PJM_ROR | MISO_W | PJM_ROR | Internal | Winter | B16 | 25 | 773 | 772.83 | 47.52 | 49.53 | 2 | 0.01
2015 | MISO_W_2_PJM_ROR | MISO_W | PJM_ROR | Internal | Winter | B17 | 100 | 773 | 773 | 40.84 | 43.24 | 2 | 0.4
2015 | MISO_W_2_PJM_ROR | MISO_W | PJM_ROR | Internal | Winter | B18 | 400 | 773 | 165.42 | 37.97 | 39.97 | 2 | 0
2015 | MISO_W_2_PJM_ROR | MISO_W | PJM_ROR | Internal | Winter | B19 | 700 | 773 | 0 | 36.56 | 38 | 2 | 0
2015 | MISO_W_2_PJM_ROR | MISO_W | PJM_ROR | Internal | Winter | B20 | 935 | 773 | 0 | 33.45 | 34.29 | 2 | 0
2015 | MISO_W_2_SPP_N | MISO_W | SPP_N | Internal | Shoulder | B11 | 25 | 3200 | 541.43 | 47.69 | 54.69 | 7 | 0
2015 | MISO_W_2_SPP_N | MISO_W | SPP_N | Internal | Shoulder | B12 | 200 | 3200 | 0 | 39.38 | 38 | 7 | 0
2015 | MISO_W_2_SPP_N | MISO_W | SPP_N | Internal | Shoulder | B13 | 600 | 3200 | 0 | 37.21 | 37.03 | 7 | 0
2015 | MISO_W_2_SPP_N | MISO_W | SPP_N | Internal | Shoulder | B14 | 900 | 3200 | 0 | 36.09 | 36.34 | 7 | 0
2015 | MISO_W_2_SPP_N | MISO_W | SPP_N | Internal | Shoulder | B15 | 1203 | 3200 | 0 | 34.04 | 36.26 | 7 | 0
2015 | MISO_W_2_SPP_N | MISO_W | SPP_N | Internal | Summer | B1 | 10 | 3200 | 0 | 59.35 | 58.76 | 7 | 0
2015 | MISO_W_2_SPP_N | MISO_W | SPP_N | Internal | Summer | B2 | 25 | 3200 | 0 | 56.93 | 58.76 | 7 | 0
2015 | MISO_W_2_SPP_N | MISO_W | SPP_N | Internal | Summer | B3 | 75 | 3200 | 0 | 56.67 | 58.76 | 7 | 0
2015 | MISO_W_2_SPP_N | MISO_W | SPP_N | Internal | Summer | B4 | 100 | 3200 | 0 | 55.69 | 56.96 | 7 | 0
2015 | MISO_W_2_SPP_N | MISO_W | SPP_N | Internal | Summer | B5 | 200 | 3200 | 0 | 48.66 | 52.82 | 7 | 0
2015 | MISO_W_2_SPP_N | MISO_W | SPP_N | Internal | Summer | B6 | 300 | 3200 | 1137.16 | 39.88 | 46.88 | 7 | 0
2015 | MISO_W_2_SPP_N | MISO_W | SPP_N | Internal | Summer | B7 | 400 | 3200 | 0 | 35.91 | 40.2 | 7 | 0
2015 | MISO_W_2_SPP_N | MISO_W | SPP_N | Internal | Summer | B8 | 500 | 3200 | 0 | 34 | 36.34 | 7 | 0
2015 | MISO_W_2_SPP_N | MISO_W | SPP_N | Internal | Summer | B9 | 800 | 3200 | 0 | 33.09 | 35.12 | 7 | 0
2015 | MISO_W_2_SPP_N | MISO_W | SPP_N | Internal | Summer | B10 | 1262 | 3200 | 0 | 31.76 | 34.55 | 7 | 0
2015 | MISO_W_2_SPP_N | MISO_W | SPP_N | Internal | Winter | B16 | 25 | 3200 | 0 | 47.52 | 44.49 | 7 | 0
2015 | MISO_W_2_SPP_N | MISO_W | SPP_N | Internal | Winter | B17 | 100 | 3200 | 0 | 40.84 | 38.72 | 7 | 0
2015 | MISO_W_2_SPP_N | MISO_W | SPP_N | Internal | Winter | B18 | 400 | 3200 | 0 | 37.97 | 38.63 | 7 | 0
2015 | MISO_W_2_SPP_N | MISO_W | SPP_N | Internal | Winter | B19 | 700 | 3200 | 0 | 36.56 | 38.63 | 7 | 0
2015 | MISO_W_2_SPP_N | MISO_W | SPP_N | Internal | Winter | B20 | 935 | 3200 | 0 | 33.45 | 34.74 | 7 | 0
2015 | MISO_WUMS_2_MISO_MI | MISO_WUMS | MISO_MI | Internal | Shoulder | B11 | 25 | 99 | 0.08 | 47.69 | 47.68 | 0.01 | 0
2015 | MISO_WUMS_2_MISO_MI | MISO_WUMS | MISO_MI | Internal | Shoulder | B12 | 200 | 99 | 0.02 | 39.39 | 39.39 | 0.01 | 0
2015 | MISO_WUMS_2_MISO_MI | MISO_WUMS | MISO_MI | Internal | Shoulder | B13 | 600 | 99 | 0 | 37.25 | 37.25 | 0.01 | 0
2015 | MISO_WUMS_2_MISO_MI | MISO_WUMS | MISO_MI | Internal | Shoulder | B14 | 900 | 99 | 0 | 36.1 | 36.09 | 0.01 | 0
2015 | MISO_WUMS_2_MISO_MI | MISO_WUMS | MISO_MI | Internal | Shoulder | B15 | 1203 | 99 | 99 | 34.04 | 34.08 | 0.01 | 0.03
2015 | MISO_WUMS_2_MISO_MI | MISO_WUMS | MISO_MI | Internal | Summer | B1 | 10 | 99 | 0 | 59.34 | 57.41 | 0.01 | 0
2015 | MISO_WUMS_2_MISO_MI | MISO_WUMS | MISO_MI | Internal | Summer | B2 | 25 | 99 | 0.06 | 56.94 | 56.92 | 0.01 | 0
2015 | MISO_WUMS_2_MISO_MI | MISO_WUMS | MISO_MI | Internal | Summer | B3 | 75 | 99 | 0 | 56.68 | 51.97 | 0.01 | 0
2015 | MISO_WUMS_2_MISO_MI | MISO_WUMS | MISO_MI | Internal | Summer | B4 | 100 | 99 | 0 | 55.68 | 51.97 | 0.01 | 0
2015 | MISO_WUMS_2_MISO_MI | MISO_WUMS | MISO_MI | Internal | Summer | B5 | 200 | 99 | 0 | 48.65 | 46.29 | 0.01 | 0
2015 | MISO_WUMS_2_MISO_MI | MISO_WUMS | MISO_MI | Internal | Summer | B6 | 300 | 99 | 0.01 | 39.87 | 39.87 | 0.01 | 0
2015 | MISO_WUMS_2_MISO_MI | MISO_WUMS | MISO_MI | Internal | Summer | B7 | 400 | 99 | 0.01 | 35.93 | 35.93 | 0.01 | 0
2015 | MISO_WUMS_2_MISO_MI | MISO_WUMS | MISO_MI | Internal | Summer | B8 | 500 | 99 | 58.56 | 34.33 | 34.35 | 0.01 | 0
2015 | MISO_WUMS_2_MISO_MI | MISO_WUMS | MISO_MI | Internal | Summer | B9 | 800 | 99 | 99 | 33.1 | 33.3 | 0.01 | 0.19
2015 | MISO_WUMS_2_MISO_MI | MISO_WUMS | MISO_MI | Internal | Summer | B10 | 1262 | 99 | 99 | 31.97 | 32.53 | 0.01 | 0.55
2015 | MISO_WUMS_2_MISO_MI | MISO_WUMS | MISO_MI | Internal | Winter | B16 | 25 | 99 | 0.17 | 47.53 | 47.53 | 0.01 | 0
2015 | MISO_WUMS_2_MISO_MI | MISO_WUMS | MISO_MI | Internal | Winter | B17 | 100 | 99 | 99 | 40.86 | 41.24 | 0.01 | 0.38
2015 | MISO_WUMS_2_MISO_MI | MISO_WUMS | MISO_MI | Internal | Winter | B18 | 400 | 99 | 0.01 | 37.97 | 37.97 | 0.01 | 0
2015 | MISO_WUMS_2_MISO_MI | MISO_WUMS | MISO_MI | Internal | Winter | B19 | 700 | 99 | 0 | 36.55 | 36.03 | 0.01 | 0
2015 | MISO_WUMS_2_MISO_MI | MISO_WUMS | MISO_MI | Internal | Winter | B20 | 935 | 99 | 0 | 34.04 | 33.87 | 0.01 | 0
2015 | MISO_WUMS_2_MISO_W | MISO_WUMS | MISO_W | Internal | Shoulder | B11 | 25 | 1137 | 0.24 | 47.69 | 47.69 | 0.01 | 0
2015 | MISO_WUMS_2_MISO_W | MISO_WUMS | MISO_W | Internal | Shoulder | B12 | 200 | 1137 | 0.01 | 39.39 | 39.38 | 0.01 | 0
2015 | MISO_WUMS_2_MISO_W | MISO_WUMS | MISO_W | Internal | Shoulder | B13 | 600 | 1137 | 0 | 37.25 | 37.21 | 0.01 | 0
2015 | MISO_WUMS_2_MISO_W | MISO_WUMS | MISO_W | Internal | Shoulder | B14 | 900 | 1137 | 0 | 36.1 | 36.09 | 0.01 | 0
2015 | MISO_WUMS_2_MISO_W | MISO_WUMS | MISO_W | Internal | Shoulder | B15 | 1203 | 1137 | 0 | 34.04 | 34.04 | 0.01 | 0
2015 | MISO_WUMS_2_MISO_W | MISO_WUMS | MISO_W | Internal | Summer | B1 | 10 | 1137 | 177.13 | 59.34 | 59.35 | 0.01 | 0
2015 | MISO_WUMS_2_MISO_W | MISO_WUMS | MISO_W | Internal | Summer | B2 | 25 | 1137 | 0.09 | 56.94 | 56.93 | 0.01 | 0
2015 | MISO_WUMS_2_MISO_W | MISO_WUMS | MISO_W | Internal | Summer | B3 | 75 | 1137 | 0.03 | 56.68 | 56.67 | 0.01 | 0
2015 | MISO_WUMS_2_MISO_W | MISO_WUMS | MISO_W | Internal | Summer | B4 | 100 | 1137 | 247.24 | 55.68 | 55.69 | 0.01 | 0
2015 | MISO_WUMS_2_MISO_W | MISO_WUMS | MISO_W | Internal | Summer | B5 | 200 | 1137 | 803.68 | 48.65 | 48.66 | 0.01 | 0
2015 | MISO_WUMS_2_MISO_W | MISO_WUMS | MISO_W | Internal | Summer | B6 | 300 | 1137 | 560.05 | 39.87 | 39.88 | 0.01 | 0
2015 | MISO_WUMS_2_MISO_W | MISO_WUMS | MISO_W | Internal | Summer | B7 | 400 | 1137 | 0 | 35.93 | 35.91 | 0.01 | 0
2015 | MISO_WUMS_2_MISO_W | MISO_WUMS | MISO_W | Internal | Summer | B8 | 500 | 1137 | 0 | 34.33 | 34 | 0.01 | 0
2015 | MISO_WUMS_2_MISO_W | MISO_WUMS | MISO_W | Internal | Summer | B9 | 800 | 1137 | 0 | 33.1 | 33.09 | 0.01 | 0
2015 | MISO_WUMS_2_MISO_W | MISO_WUMS | MISO_W | Internal | Summer | B10 | 1262 | 1137 | 0 | 31.97 | 31.76 | 0.01 | 0
2015 | MISO_WUMS_2_MISO_W | MISO_WUMS | MISO_W | Internal | Winter | B16 | 25 | 1137 | 0.09 | 47.53 | 47.52 | 0.01 | 0
2015 | MISO_WUMS_2_MISO_W | MISO_WUMS | MISO_W | Internal | Winter | B17 | 100 | 1137 | 0.02 | 40.86 | 40.84 | 0.01 | 0
2015 | MISO_WUMS_2_MISO_W | MISO_WUMS | MISO_W | Internal | Winter | B18 | 400 | 1137 | 0.01 | 37.97 | 37.97 | 0.01 | 0
2015 | MISO_WUMS_2_MISO_W | MISO_WUMS | MISO_W | Internal | Winter | B19 | 700 | 1137 | 147.63 | 36.55 | 36.56 | 0.01 | 0
2015 | MISO_WUMS_2_MISO_W | MISO_WUMS | MISO_W | Internal | Winter | B20 | 935 | 1137 | 0 | 34.04 | 33.45 | 0.01 | 0
2015 | MISO_WUMS_2_PJM_ROR | MISO_WUMS | PJM_ROR | Internal | Shoulder | B11 | 25 | 1600 | 0 | 47.69 | 48.24 | 2 | 0
2015 | MISO_WUMS_2_PJM_ROR | MISO_WUMS | PJM_ROR | Internal | Shoulder | B12 | 200 | 1600 | 573.22 | 39.39 | 41.39 | 2 | 0
2015 | MISO_WUMS_2_PJM_ROR | MISO_WUMS | PJM_ROR | Internal | Shoulder | B13 | 600 | 1600 | 1207.76 | 37.25 | 39.25 | 2 | 0
2015 | MISO_WUMS_2_PJM_ROR | MISO_WUMS | PJM_ROR | Internal | Shoulder | B14 | 900 | 1600 | 0 | 36.1 | 38.09 | 2 | 0
2015 | MISO_WUMS_2_PJM_ROR | MISO_WUMS | PJM_ROR | Internal | Shoulder | B15 | 1203 | 1600 | 0 | 34.04 | 34.43 | 2 | 0
2015 | MISO_WUMS_2_PJM_ROR | MISO_WUMS | PJM_ROR | Internal | Summer | B1 | 10 | 1600 | 1599.79 | 59.34 | 61.37 | 2 | 0.02
2015 | MISO_WUMS_2_PJM_ROR | MISO_WUMS | PJM_ROR | Internal | Summer | B2 | 25 | 1600 | 0.09 | 56.94 | 58.92 | 2 | 0
2015 | MISO_WUMS_2_PJM_ROR | MISO_WUMS | PJM_ROR | Internal | Summer | B3 | 75 | 1600 | 0 | 56.68 | 56.94 | 2 | 0
2015 | MISO_WUMS_2_PJM_ROR | MISO_WUMS | PJM_ROR | Internal | Summer | B4 | 100 | 1600 | 0 | 55.68 | 53.97 | 2 | 0
2015 | MISO_WUMS_2_PJM_ROR | MISO_WUMS | PJM_ROR | Internal | Summer | B5 | 200 | 1600 | 0 | 48.65 | 48.3 | 2 | 0
2015 | MISO_WUMS_2_PJM_ROR | MISO_WUMS | PJM_ROR | Internal | Summer | B6 | 300 | 1600 | 48.23 | 39.87 | 41.87 | 2 | 0
2015 | MISO_WUMS_2_PJM_ROR | MISO_WUMS | PJM_ROR | Internal | Summer | B7 | 400 | 1600 | 902.28 | 35.93 | 37.93 | 2 | 0
2015 | MISO_WUMS_2_PJM_ROR | MISO_WUMS | PJM_ROR | Internal | Summer | B8 | 500 | 1600 | 749.67 | 34.33 | 36.33 | 2 | 0
2015 | MISO_WUMS_2_PJM_ROR | MISO_WUMS | PJM_ROR | Internal | Summer | B9 | 800 | 1600 | 0 | 33.1 | 34.73 | 2 | 0
2015 | MISO_WUMS_2_PJM_ROR | MISO_WUMS | PJM_ROR | Internal | Summer | B10 | 1262 | 1600 | 0 | 31.97 | 32.7 | 2 | 0
2015 | MISO_WUMS_2_PJM_ROR | MISO_WUMS | PJM_ROR | Internal | Winter | B16 | 25 | 1600 | 1430.73 | 47.53 | 49.53 | 2 | 0
2015 | MISO_WUMS_2_PJM_ROR | MISO_WUMS | PJM_ROR | Internal | Winter | B17 | 100 | 1600 | 1600 | 40.86 | 43.24 | 2 | 0.39
2015 | MISO_WUMS_2_PJM_ROR | MISO_WUMS | PJM_ROR | Internal | Winter | B18 | 400 | 1600 | 235.85 | 37.97 | 39.97 | 2 | 0
2015 | MISO_WUMS_2_PJM_ROR | MISO_WUMS | PJM_ROR | Internal | Winter | B19 | 700 | 1600 | 0 | 36.55 | 38 | 2 | 0
2015 | MISO_WUMS_2_PJM_ROR | MISO_WUMS | PJM_ROR | Internal | Winter | B20 | 935 | 1600 | 0 | 34.04 | 34.29 | 2 | 0
2015 | NE_2_MAPP_US | NE | MAPP_US | Internal | Shoulder | B11 | 25 | 1600 | 0 | 47.69 | 40.69 | 5 | 0
2015 | NE_2_MAPP_US | NE | MAPP_US | Internal | Shoulder | B12 | 200 | 1600 | 0 | 37.99 | 32.38 | 5 | 0
2015 | NE_2_MAPP_US | NE | MAPP_US | Internal | Shoulder | B13 | 600 | 1600 | 0 | 37.02 | 30.21 | 5 | 0
2015 | NE_2_MAPP_US | NE | MAPP_US | Internal | Shoulder | B14 | 900 | 1600 | 0 | 36.33 | 29.33 | 5 | 0
2015 | NE_2_MAPP_US | NE | MAPP_US | Internal | Shoulder | B15 | 1203 | 1600 | 0 | 36.1 | 29.1 | 5 | 0
2015 | NE_2_MAPP_US | NE | MAPP_US | Internal | Summer | B1 | 10 | 1600 | 0 | 58.75 | 52.35 | 5 | 0
2015 | NE_2_MAPP_US | NE | MAPP_US | Internal | Summer | B2 | 25 | 1600 | 0 | 57.36 | 50.36 | 5 | 0
2015 | NE_2_MAPP_US | NE | MAPP_US | Internal | Summer | B3 | 75 | 1600 | 0 | 57.36 | 50.36 | 5 | 0
2015 | NE_2_MAPP_US | NE | MAPP_US | Internal | Summer | B4 | 100 | 1600 | 0 | 56.95 | 49.95 | 5 | 0
2015 | NE_2_MAPP_US | NE | MAPP_US | Internal | Summer | B5 | 200 | 1600 | 0 | 52.81 | 45.81 | 5 | 0
2015 | NE_2_MAPP_US | NE | MAPP_US | Internal | Summer | B6 | 300 | 1600 | 0 | 39.88 | 32.88 | 5 | 0
2015 | NE_2_MAPP_US | NE | MAPP_US | Internal | Summer | B7 | 400 | 1600 | 0 | 35.91 | 28.91 | 5 | 0
2015 | NE_2_MAPP_US | NE | MAPP_US | Internal | Summer | B8 | 500 | 1600 | 0 | 34 | 27 | 5 | 0
2015 | NE_2_MAPP_US | NE | MAPP_US | Internal | Summer | B9 | 800 | 1600 | 0 | 34 | 27 | 5 | 0
2015 | NE_2_MAPP_US | NE | MAPP_US | Internal | Summer | B10 | 1262 | 1600 | 0 | 32.67 | 26.06 | 5 | 0
2015 | NE_2_MAPP_US | NE | MAPP_US | Internal | Winter | B16 | 25 | 1600 | 0 | 44.48 | 40.52 | 5 | 0
2015 | NE_2_MAPP_US | NE | MAPP_US | Internal | Winter | B17 | 100 | 1600 | 0 | 38.71 | 33.84 | 5 | 0
2015 | NE_2_MAPP_US | NE | MAPP_US | Internal | Winter | B18 | 400 | 1600 | 0 | 38.62 | 31.62 | 5 | 0
2015 | NE_2_MAPP_US | NE | MAPP_US | Internal | Winter | B19 | 700 | 1600 | 0 | 38.62 | 31.62 | 5 | 0
2015 | NE_2_MAPP_US | NE | MAPP_US | Internal | Winter | B20 | 935 | 1600 | 0 | 33.76 | 26.76 | 5 | 0
2015 | NE_2_MISO_W | NE | MISO_W | Internal | Shoulder | B11 | 25 | 1600 | 0 | 47.69 | 47.69 | 5 | 0
2015 | NE_2_MISO_W | NE | MISO_W | Internal | Shoulder | B12 | 200 | 1600 | 0 | 37.99 | 39.38 | 5 | 0
2015 | NE_2_MISO_W | NE | MISO_W | Internal | Shoulder | B13 | 600 | 1600 | 0 | 37.02 | 37.21 | 5 | 0
2015 | NE_2_MISO_W | NE | MISO_W | Internal | Shoulder | B14 | 900 | 1600 | 0 | 36.33 | 36.09 | 5 | 0
2015 | NE_2_MISO_W | NE | MISO_W | Internal | Shoulder | B15 | 1203 | 1600 | 0 | 36.1 | 34.04 | 5 | 0
2015 | NE_2_MISO_W | NE | MISO_W | Internal | Summer | B1 | 10 | 1600 | 0 | 58.75 | 59.35 | 5 | 0
2015 | NE_2_MISO_W | NE | MISO_W | Internal | Summer | B2 | 25 | 1600 | 0 | 57.36 | 56.93 | 5 | 0
2015 | NE_2_MISO_W | NE | MISO_W | Internal | Summer | B3 | 75 | 1600 | 0 | 57.36 | 56.67 | 5 | 0
2015 | NE_2_MISO_W | NE | MISO_W | Internal | Summer | B4 | 100 | 1600 | 0 | 56.95 | 55.69 | 5 | 0
2015 | NE_2_MISO_W | NE | MISO_W | Internal | Summer | B5 | 200 | 1600 | 0 | 52.81 | 48.66 | 5 | 0
2015 | NE_2_MISO_W | NE | MISO_W | Internal | Summer | B6 | 300 | 1600 | 0 | 39.88 | 39.88 | 5 | 0
2015 | NE_2_MISO_W | NE | MISO_W | Internal | Summer | B7 | 400 | 1600 | 0 | 35.91 | 35.91 | 5 | 0
2015 | NE_2_MISO_W | NE | MISO_W | Internal | Summer | B8 | 500 | 1600 | 0 | 34 | 34 | 5 | 0
2015 | NE_2_MISO_W | NE | MISO_W | Internal | Summer | B9 | 800 | 1600 | 0 | 34 | 33.09 | 5 | 0
2015 | NE_2_MISO_W | NE | MISO_W | Internal | Summer | B10 | 1262 | 1600 | 0 | 32.67 | 31.76 | 5 | 0
2015 | NE_2_MISO_W | NE | MISO_W | Internal | Winter | B16 | 25 | 1600 | 0 | 44.48 | 47.52 | 5 | 0
2015 | NE_2_MISO_W | NE | MISO_W | Internal | Winter | B17 | 100 | 1600 | 0 | 38.71 | 40.84 | 5 | 0
2015 | NE_2_MISO_W | NE | MISO_W | Internal | Winter | B18 | 400 | 1600 | 0 | 38.62 | 37.97 | 5 | 0
2015 | NE_2_MISO_W | NE | MISO_W | Internal | Winter | B19 | 700 | 1600 | 0 | 38.62 | 36.56 | 5 | 0
2015 | NE_2_MISO_W | NE | MISO_W | Internal | Winter | B20 | 935 | 1600 | 0 | 33.76 | 33.45 | 5 | 0
2015 | NE_2_SPP_N | NE | SPP_N | Internal | Shoulder | B11 | 25 | 1800 | 1800 | 47.69 | 54.69 | 0.01 | 6.99
2015 | NE_2_SPP_N | NE | SPP_N | Internal | Shoulder | B12 | 200 | 1800 | 952.53 | 37.99 | 38 | 0.01 | 0
2015 | NE_2_SPP_N | NE | SPP_N | Internal | Shoulder | B13 | 600 | 1800 | 1089.91 | 37.02 | 37.03 | 0.01 | 0
2015 | NE_2_SPP_N | NE | SPP_N | Internal | Shoulder | B14 | 900 | 1800 | 1487.62 | 36.33 | 36.34 | 0.01 | 0
2015 | NE_2_SPP_N | NE | SPP_N | Internal | Shoulder | B15 | 1203 | 1800 | 1800 | 36.1 | 36.26 | 0.01 | 0.15
2015 | NE_2_SPP_N | NE | SPP_N | Internal | Summer | B1 | 10 | 1800 | 1326.89 | 58.75 | 58.76 | 0.01 | 0
2015 | NE_2_SPP_N | NE | SPP_N | Internal | Summer | B2 | 25 | 1800 | 1800 | 57.36 | 58.76 | 0.01 | 1.4
2015 | NE_2_SPP_N | NE | SPP_N | Internal | Summer | B3 | 75 | 1800 | 1800 | 57.36 | 58.76 | 0.01 | 1.4
2015 | NE_2_SPP_N | NE | SPP_N | Internal | Summer | B4 | 100 | 1800 | 1354.59 | 56.95 | 56.96 | 0.01 | 0
2015 | NE_2_SPP_N | NE | SPP_N | Internal | Summer | B5 | 200 | 1800 | 1584.48 | 52.81 | 52.82 | 0.01 | 0
2015 | NE_2_SPP_N | NE | SPP_N | Internal | Summer | B6 | 300 | 1800 | 1800 | 39.88 | 46.88 | 0.01 | 6.99
2015 | NE_2_SPP_N | NE | SPP_N | Internal | Summer | B7 | 400 | 1800 | 1800 | 35.91 | 40.2 | 0.01 | 4.28
2015 | NE_2_SPP_N | NE | SPP_N | Internal | Summer | B8 | 500 | 1800 | 1800 | 34 | 36.34 | 0.01 | 2.32
2015 | NE_2_SPP_N | NE | SPP_N | Internal | Summer | B9 | 800 | 1800 | 1800 | 34 | 35.12 | 0.01 | 1.1
2015 | NE_2_SPP_N | NE | SPP_N | Internal | Summer | B10 | 1262 | 1800 | 1800 | 32.67 | 34.55 | 0.01 | 1.86
2015 | NE_2_SPP_N | NE | SPP_N | Internal | Winter | B16 | 25 | 1800 | 1086.56 | 44.48 | 44.49 | 0.01 | 0
2015 | NE_2_SPP_N | NE | SPP_N | Internal | Winter | B17 | 100 | 1800 | 1096.66 | 38.71 | 38.72 | 0.01 | 0
2015 | NE_2_SPP_N | NE | SPP_N | Internal | Winter | B18 | 400 | 1800 | 1768.37 | 38.62 | 38.63 | 0.01 | 0
2015 | NE_2_SPP_N | NE | SPP_N | Internal | Winter | B19 | 700 | 1800 | 1311.14 | 38.62 | 38.63 | 0.01 | 0
2015 | NE_2_SPP_N | NE | SPP_N | Internal | Winter | B20 | 935 | 1800 | 1800 | 33.76 | 34.74 | 0.01 | 0.97
2015 | NEISO_2_NYISO_A-F | NEISO | NYISO_A-F | Internal | Shoulder | B11 | 25 | 600 | 600 | 36.73 | 40.25 | 3 | 0.53
2015 | NEISO_2_NYISO_A-F | NEISO | NYISO_A-F | Internal | Shoulder | B12 | 200 | 600 | 311.39 | 36.73 | 39.73 | 3 | 0
2015 | NEISO_2_NYISO_A-F | NEISO | NYISO_A-F | Internal | Shoulder | B13 | 600 | 600 | 0 | 36.73 | 38.42 | 3 | 0
2015 | NEISO_2_NYISO_A-F | NEISO | NYISO_A-F | Internal | Shoulder | B14 | 900 | 600 | 0 | 36.73 | 38.42 | 3 | 0
2015 | NEISO_2_NYISO_A-F | NEISO | NYISO_A-F | Internal | Shoulder | B15 | 1203 | 600 | 0 | 36.73 | 38.42 | 3 | 0
2015 | NEISO_2_NYISO_A-F | NEISO | NYISO_A-F | Internal | Summer | B1 | 10 | 600 | 0 | 65.04 | 54.03 | 3 | 0
2015 | NEISO_2_NYISO_A-F | NEISO | NYISO_A-F | Internal | Summer | B2 | 25 | 600 | 0 | 53.66 | 51.8 | 3 | 0
2015 | NEISO_2_NYISO_A-F | NEISO | NYISO_A-F | Internal | Summer | B3 | 75 | 600 | 0 | 47.82 | 48.95 | 3 | 0
2015 | NEISO_2_NYISO_A-F | NEISO | NYISO_A-F | Internal | Summer | B4 | 100 | 600 | 578.65 | 42.28 | 45.28 | 3 | 0
2015 | NEISO_2_NYISO_A-F | NEISO | NYISO_A-F | Internal | Summer | B5 | 200 | 600 | 600 | 34.08 | 43 | 3 | 5.92
2015 | NEISO_2_NYISO_A-F | NEISO | NYISO_A-F | Internal | Summer | B6 | 300 | 600 | 600 | 34.08 | 39.87 | 3 | 2.79
2015 | NEISO_2_NYISO_A-F | NEISO | NYISO_A-F | Internal | Summer | B7 | 400 | 600 | 600 | 34.08 | 39.23 | 3 | 2.15
2015 | NEISO_2_NYISO_A-F | NEISO | NYISO_A-F | Internal | Summer | B8 | 500 | 600 | 600 | 34.08 | 37.48 | 3 | 0.4
2015 | NEISO_2_NYISO_A-F | NEISO | NYISO_A-F | Internal | Summer | B9 | 800 | 600 | 0 | 34.08 | 37.07 | 3 | 0
2015 | NEISO_2_NYISO_A-F | NEISO | NYISO_A-F | Internal | Summer | B10 | 1262 | 600 | 0 | 34.08 | 37.07 | 3 | 0
2015 | NEISO_2_NYISO_A-F | NEISO | NYISO_A-F | Internal | Winter | B16 | 25 | 600 | 0 | 44.99 | 45.86 | 3 | 0
2015 | NEISO_2_NYISO_A-F | NEISO | NYISO_A-F | Internal | Winter | B17 | 100 | 600 | 0 | 44.99 | 43.08 | 3 | 0
2015 | NEISO_2_NYISO_A-F | NEISO | NYISO_A-F | Internal | Winter | B18 | 400 | 600 | 0 | 44.99 | 43.08 | 3 | 0
2015 | NEISO_2_NYISO_A-F | NEISO | NYISO_A-F | Internal | Winter | B19 | 700 | 600 | 0 | 44.99 | 43.08 | 3 | 0
2015 | NEISO_2_NYISO_A-F | NEISO | NYISO_A-F | Internal | Winter | B20 | 935 | 600 | 0 | 44.99 | 43.08 | 3 | 0
2015 | NEISO_2_NYISO_G-I | NEISO | NYISO_G-I | Internal | Shoulder | B11 | 25 | 600 | 600 | 36.73 | 40.85 | 3 | 1.12
2015 | NEISO_2_NYISO_G-I | NEISO | NYISO_G-I | Internal | Shoulder | B12 | 200 | 600 | 600 | 36.73 | 40.85 | 3 | 1.12
2015 | NEISO_2_NYISO_G-I | NEISO | NYISO_G-I | Internal | Shoulder | B13 | 600 | 600 | 226.3 | 36.73 | 39.73 | 3 | 0
2015 | NEISO_2_NYISO_G-I | NEISO | NYISO_G-I | Internal | Shoulder | B14 | 900 | 600 | 0 | 36.73 | 39.38 | 3 | 0
2015 | NEISO_2_NYISO_G-I | NEISO | NYISO_G-I | Internal | Shoulder | B15 | 1203 | 600 | 0 | 36.73 | 38.43 | 3 | 0
2015 | NEISO_2_NYISO_G-I | NEISO | NYISO_G-I | Internal | Summer | B1 | 10 | 600 | 0.42 | 65.04 | 68.03 | 3 | 0
2015 | NEISO_2_NYISO_G-I | NEISO | NYISO_G-I | Internal | Summer | B2 | 25 | 600 | 0 | 53.66 | 54.06 | 3 | 0
2015 | NEISO_2_NYISO_G-I | NEISO | NYISO_G-I | Internal | Summer | B3 | 75 | 600 | 0 | 47.82 | 50.14 | 3 | 0
2015 | NEISO_2_NYISO_G-I | NEISO | NYISO_G-I | Internal | Summer | B4 | 100 | 600 | 600 | 42.28 | 50.14 | 3 | 4.86
2015 | NEISO_2_NYISO_G-I | NEISO | NYISO_G-I | Internal | Summer | B5 | 200 | 600 | 600 | 34.08 | 50.14 | 3 | 13.05
2015 | NEISO_2_NYISO_G-I | NEISO | NYISO_G-I | Internal | Summer | B6 | 300 | 600 | 600 | 34.08 | 47.89 | 3 | 10.81
2015 | NEISO_2_NYISO_G-I | NEISO | NYISO_G-I | Internal | Summer | B7 | 400 | 600 | 600 | 34.08 | 39.25 | 3 | 2.16
2015 | NEISO_2_NYISO_G-I | NEISO | NYISO_G-I | Internal | Summer | B8 | 500 | 600 | 600 | 34.08 | 37.75 | 3 | 0.67
2015 | NEISO_2_NYISO_G-I | NEISO | NYISO_G-I | Internal | Summer | B9 | 800 | 600 | 395.1 | 34.08 | 37.08 | 3 | 0
2015 | NEISO_2_NYISO_G-I | NEISO | NYISO_G-I | Internal | Summer | B10 | 1262 | 600 | 257.64 | 34.08 | 37.08 | 3 | 0
2015 | NEISO_2_NYISO_G-I | NEISO | NYISO_G-I | Internal | Winter | B16 | 25 | 600 | 600 | 44.99 | 51.77 | 3 | 3.78
2015 | NEISO_2_NYISO_G-I | NEISO | NYISO_G-I | Internal | Winter | B17 | 100 | 600 | 600 | 44.99 | 51.49 | 3 | 3.5
2015 | NEISO_2_NYISO_G-I | NEISO | NYISO_G-I | Internal | Winter | B18 | 400 | 600 | 600 | 44.99 | 50.29 | 3 | 2.3
2015 | NEISO_2_NYISO_G-I | NEISO | NYISO_G-I | Internal | Winter | B19 | 700 | 600 | 480.85 | 44.99 | 47.99 | 3 | 0
2015 | NEISO_2_NYISO_G-I | NEISO | NYISO_G-I | Internal | Winter | B20 | 935 | 600 | 0 | 44.99 | 46.43 | 3 | 0
2015 | NEISO_2_NYISO_J-K | NEISO | NYISO_J-K | Internal | Shoulder | B11 | 25 | 430 | 430 | 36.73 | 40.86 | 3 | 1.13
2015 | NEISO_2_NYISO_J-K | NEISO | NYISO_J-K | Internal | Shoulder | B12 | 200 | 430 | 430 | 36.73 | 40.86 | 3 | 1.13
2015 | NEISO_2_NYISO_J-K | NEISO | NYISO_J-K | Internal | Shoulder | B13 | 600 | 430 | 429.99 | 36.73 | 39.74 | 3 | 0.01
2015 | NEISO_2_NYISO_J-K | NEISO | NYISO_J-K | Internal | Shoulder | B14 | 900 | 430 | 0 | 36.73 | 39.39 | 3 | 0
2015 | NEISO_2_NYISO_J-K | NEISO | NYISO_J-K | Internal | Shoulder | B15 | 1203 | 430 | 0 | 36.73 | 38.44 | 3 | 0
2015 | NEISO_2_NYISO_J-K | NEISO | NYISO_J-K | Internal | Summer | B1 | 10 | 430 | 273.71 | 65.04 | 68.04 | 3 | 0
2015 | NEISO_2_NYISO_J-K | NEISO | NYISO_J-K | Internal | Summer | B2 | 25 | 430 | 0 | 53.66 | 54.07 | 3 | 0
2015 | NEISO_2_NYISO_J-K | NEISO | NYISO_J-K | Internal | Summer | B3 | 75 | 430 | 0 | 47.82 | 50.15 | 3 | 0
2015 | NEISO_2_NYISO_J-K | NEISO | NYISO_J-K | Internal | Summer | B4 | 100 | 430 | 430 | 42.28 | 50.15 | 3 | 4.87
2015 | NEISO_2_NYISO_J-K | NEISO | NYISO_J-K | Internal | Summer | B5 | 200 | 430 | 430 | 34.08 | 50.15 | 3 | 13.07
2015 | NEISO_2_NYISO_J-K | NEISO | NYISO_J-K | Internal | Summer | B6 | 300 | 430 | 430 | 34.08 | 47.9 | 3 | 10.82
2015 | NEISO_2_NYISO_J-K | NEISO | NYISO_J-K | Internal | Summer | B7 | 400 | 430 | 430 | 34.08 | 39.26 | 3 | 2.18
2015 | NEISO_2_NYISO_J-K | NEISO | NYISO_J-K | Internal | Summer | B8 | 500 | 430 | 430 | 34.08 | 37.77 | 3 | 0.69
2015 | NEISO_2_NYISO_J-K | NEISO | NYISO_J-K | Internal | Summer | B9 | 800 | 430 | 429.99 | 34.08 | 37.09 | 3 | 0.01
2015 | NEISO_2_NYISO_J-K | NEISO | NYISO_J-K | Internal | Summer | B10 | 1262 | 430 | 430 | 34.08 | 37.09 | 3 | 0.01
2015 | NEISO_2_NYISO_J-K | NEISO | NYISO_J-K | Internal | Winter | B16 | 25 | 430 | 430 | 44.99 | 51.78 | 3 | 3.79
2015 | NEISO_2_NYISO_J-K | NEISO | NYISO_J-K | Internal | Winter | B17 | 100 | 430 | 430 | 44.99 | 51.5 | 3 | 3.51
2015 | NEISO_2_NYISO_J-K | NEISO | NYISO_J-K | Internal | Winter | B18 | 400 | 430 | 430 | 44.99 | 50.3 | 3 | 2.31
2015 | NEISO_2_NYISO_J-K | NEISO | NYISO_J-K | Internal | Winter | B19 | 700 | 430 | 430 | 44.99 | 48.68 | 3 | 0.69
2015 | NEISO_2_NYISO_J-K | NEISO | NYISO_J-K | Internal | Winter | B20 | 935 | 430 | 0 | 44.99 | 46.44 | 3 | 0
2015 | NonRTO_Midwest_2_MISO_IN | NonRTO_Midwest | MISO_IN | Internal | Shoulder | B11 | 25 | 4450 | 0 | 55.69 | 47.69 | 8 | 0
2015 | NonRTO_Midwest_2_MISO_IN | NonRTO_Midwest | MISO_IN | Internal | Shoulder | B12 | 200 | 4450 | 0 | 47.4 | 39.4 | 8 | 0
2015 | NonRTO_Midwest_2_MISO_IN | NonRTO_Midwest | MISO_IN | Internal | Shoulder | B13 | 600 | 4450 | 0 | 44.31 | 37.24 | 8 | 0
2015 | NonRTO_Midwest_2_MISO_IN | NonRTO_Midwest | MISO_IN | Internal | Shoulder | B14 | 900 | 4450 | 0 | 35.78 | 36.09 | 8 | 0
2015 | NonRTO_Midwest_2_MISO_IN | NonRTO_Midwest | MISO_IN | Internal | Shoulder | B15 | 1203 | 4450 | 0 | 33.73 | 34.07 | 8 | 0
2015 | NonRTO_Midwest_2_MISO_IN | NonRTO_Midwest | MISO_IN | Internal | Summer | B1 | 10 | 4450 | 0 | 63.36 | 59.38 | 8 | 0
2015 | NonRTO_Midwest_2_MISO_IN | NonRTO_Midwest | MISO_IN | Internal | Summer | B2 | 25 | 4450 | 0 | 63.36 | 56.93 | 8 | 0
2015 | NonRTO_Midwest_2_MISO_IN | NonRTO_Midwest | MISO_IN | Internal | Summer | B3 | 75 | 4450 | 0 | 63.36 | 55.36 | 8 | 0
2015 | NonRTO_Midwest_2_MISO_IN | NonRTO_Midwest | MISO_IN | Internal | Summer | B4 | 100 | 4450 | 0 | 59.98 | 51.98 | 8 | 0
2015 | NonRTO_Midwest_2_MISO_IN | NonRTO_Midwest | MISO_IN | Internal | Summer | B5 | 200 | 4450 | 0 | 54.3 | 46.3 | 8 | 0
2015 | NonRTO_Midwest_2_MISO_IN | NonRTO_Midwest | MISO_IN | Internal | Summer | B6 | 300 | 4450 | 0 | 47.73 | 39.87 | 8 | 0
2015 | NonRTO_Midwest_2_MISO_IN | NonRTO_Midwest | MISO_IN | Internal | Summer | B7 | 400 | 4450 | 0 | 35.78 | 35.91 | 8 | 0
2015 | NonRTO_Midwest_2_MISO_IN | NonRTO_Midwest | MISO_IN | Internal | Summer | B8 | 500 | 4450 | 0 | 34.54 | 34.33 | 8 | 0
2015 | NonRTO_Midwest_2_MISO_IN | NonRTO_Midwest | MISO_IN | Internal | Summer | B9 | 800 | 4450 | 0 | 33.66 | 33.29 | 8 | 0
2015 | NonRTO_Midwest_2_MISO_IN | NonRTO_Midwest | MISO_IN | Internal | Summer | B10 | 1262 | 4450 | 0 | 32.96 | 32.52 | 8 | 0
2015 | NonRTO_Midwest_2_MISO_IN | NonRTO_Midwest | MISO_IN | Internal | Winter | B16 | 25 | 4450 | 0 | 55.54 | 47.54 | 8 | 0
2015 | NonRTO_Midwest_2_MISO_IN | NonRTO_Midwest | MISO_IN | Internal | Winter | B17 | 100 | 4450 | 0 | 49.24 | 41.24 | 8 | 0
2015 | NonRTO_Midwest_2_MISO_IN | NonRTO_Midwest | MISO_IN | Internal | Winter | B18 | 400 | 4450 | 0 | 45.97 | 37.97 | 8 | 0
2015 | NonRTO_Midwest_2_MISO_IN | NonRTO_Midwest | MISO_IN | Internal | Winter | B19 | 700 | 4450 | 0 | 35.78 | 36.02 | 8 | 0
2015 | NonRTO_Midwest_2_MISO_IN | NonRTO_Midwest | MISO_IN | Internal | Winter | B20 | 935 | 4450 | 0 | 33.77 | 33.85 | 8 | 0
2015 | NonRTO_Midwest_2_TVA_Transmission | NonRTO_Midwest | TVA_Transmission | Internal | Shoulder | B11 | 25 | 2400 | 0 | 55.69 | 53.16 | 8 | 0
2015 | NonRTO_Midwest_2_TVA_Transmission | NonRTO_Midwest | TVA_Transmission | Internal | Shoulder | B12 | 200 | 2400 | 0 | 47.4 | 42.77 | 8 | 0
2015 | NonRTO_Midwest_2_TVA_Transmission | NonRTO_Midwest | TVA_Transmission | Internal | Shoulder | B13 | 600 | 2400 | 0 | 44.31 | 41.27 | 8 | 0
2015 | NonRTO_Midwest_2_TVA_Transmission | NonRTO_Midwest | TVA_Transmission | Internal | Shoulder | B14 | 900 | 2400 | 0 | 35.78 | 40.13 | 8 | 0
2015 | NonRTO_Midwest_2_TVA_Transmission | NonRTO_Midwest | TVA_Transmission | Internal | Shoulder | B15 | 1203 | 2400 | 0 | 33.73 | 39.11 | 8 | 0
2015 | NonRTO_Midwest_2_TVA_Transmission | NonRTO_Midwest | TVA_Transmission | Internal | Summer | B1 | 10 | 2400 | 0 | 63.36 | 67.37 | 8 | 0
2015 | NonRTO_Midwest_2_TVA_Transmission | NonRTO_Midwest | TVA_Transmission | Internal | Summer | B2 | 25 | 2400 | 0 | 63.36 | 64.92 | 8 | 0
2015 | NonRTO_Midwest_2_TVA_Transmission | NonRTO_Midwest | TVA_Transmission | Internal | Summer | B3 | 75 | 2400 | 0 | 63.36 | 62.94 | 8 | 0
2015 | NonRTO_Midwest_2_TVA_Transmission | NonRTO_Midwest | TVA_Transmission | Internal | Summer | B4 | 100 | 2400 | 0 | 59.98 | 59.97 | 8 | 0
2015 | NonRTO_Midwest_2_TVA_Transmission | NonRTO_Midwest | TVA_Transmission | Internal | Summer | B5 | 200 | 2400 | 0 | 54.3 | 52.53 | 8 | 0
2015 | NonRTO_Midwest_2_TVA_Transmission | NonRTO_Midwest | TVA_Transmission | Internal | Summer | B6 | 300 | 2400 | 0 | 47.73 | 45.54 | 8 | 0
2015 | NonRTO_Midwest_2_TVA_Transmission | NonRTO_Midwest | TVA_Transmission | Internal | Summer | B7 | 400 | 2400 | 0 | 35.78 | 41.93 | 8 | 0
2015 | NonRTO_Midwest_2_TVA_Transmission | NonRTO_Midwest | TVA_Transmission | Internal | Summer | B8 | 500 | 2400 | 0 | 34.54 | 38.96 | 8 | 0
2015 | NonRTO_Midwest_2_TVA_Transmission | NonRTO_Midwest | TVA_Transmission | Internal | Summer | B9 | 800 | 2400 | 0 | 33.66 | 38.32 | 8 | 0
2015 | NonRTO_Midwest_2_TVA_Transmission | NonRTO_Midwest | TVA_Transmission | Internal | Summer | B10 | 1262 | 2400 | 0 | 32.96 | 36.25 | 8 | 0
2015 | NonRTO_Midwest_2_TVA_Transmission | NonRTO_Midwest | TVA_Transmission | Internal | Winter | B16 | 25 | 2400 | 0 | 55.54 | 54.02 | 8 | 0
2015 | NonRTO_Midwest_2_TVA_Transmission | NonRTO_Midwest | TVA_Transmission | Internal | Winter | B17 | 100 | 2400 | 0 | 49.24 | 45.1 | 8 | 0
2015 | NonRTO_Midwest_2_TVA_Transmission | NonRTO_Midwest | TVA_Transmission | Internal | Winter | B18 | 400 | 2400 | 0 | 45.97 | 42.11 | 8 | 0
2015 | NonRTO_Midwest_2_TVA_Transmission | NonRTO_Midwest | TVA_Transmission | Internal | Winter | B19 | 700 | 2400 | 0 | 35.78 | 40.18 | 8 | 0
2015 | NonRTO_Midwest_2_TVA_Transmission | NonRTO_Midwest | TVA_Transmission | Internal | Winter | B20 | 935 | 2400 | 0 | 33.77 | 38.93 | 8 | 0
2015 | NYISO_A-F_2_IESO | NYISO_A-F | IESO | Internal | Shoulder | B11 | 25 | 1600 | 0 | 40.25 | 29.09 | 7 | 0
2015 | NYISO_A-F_2_IESO | NYISO_A-F | IESO | Internal | Shoulder | B12 | 200 | 1600 | 0 | 39.73 | 32.37 | 7 | 0
2015 | NYISO_A-F_2_IESO | NYISO_A-F | IESO | Internal | Shoulder | B13 | 600 | 1600 | 0 | 38.42 | 29.09 | 7 | 0
2015 | NYISO_A-F_2_IESO | NYISO_A-F | IESO | Internal | Shoulder | B14 | 900 | 1600 | 0 | 38.42 | 29.09 | 7 | 0
2015 | NYISO_A-F_2_IESO | NYISO_A-F | IESO | Internal | Shoulder | B15 | 1203 | 1600 | 0 | 38.42 | 29.09 | 7 | 0
2015 | NYISO_A-F_2_IESO | NYISO_A-F | IESO | Internal | Summer | B1 | 10 | 1600 | 0 | 54.03 | 47.03 | 7 | 0
2015 | NYISO_A-F_2_IESO | NYISO_A-F | IESO | Internal | Summer | B2 | 25 | 1600 | 0 | 51.8 | 44.8 | 7 | 0
2015 | NYISO_A-F_2_IESO | NYISO_A-F | IESO | Internal | Summer | B3 | 75 | 1600 | 0 | 48.95 | 41.95 | 7 | 0
2015 | NYISO_A-F_2_IESO | NYISO_A-F | IESO | Internal | Summer | B4 | 100 | 1600 | 0 | 45.28 | 38.28 | 7 | 0
2015 | NYISO_A-F_2_IESO | NYISO_A-F | IESO | Internal | Summer | B5 | 200 | 1600 | 0 | 43 | 36 | 7 | 0
2015 | NYISO_A-F_2_IESO | NYISO_A-F | IESO | Internal | Summer | B6 | 300 | 1600 | 0 | 39.87 | 32.87 | 7 | 0
2015 | NYISO_A-F_2_IESO | NYISO_A-F | IESO | Internal | Summer | B7 | 400 | 1600 | 0 | 39.23 | 28.93 | 7 | 0
2015 | NYISO_A-F_2_IESO | NYISO_A-F | IESO | Internal | Summer | B8 | 500 | 1600 | 0 | 37.48 | 27.49 | 7 | 0
2015 | NYISO_A-F_2_IESO | NYISO_A-F | IESO | Internal | Summer | B9 | 800 | 1600 | 0 | 37.07 | 27.49 | 7 | 0
2015 | NYISO_A-F_2_IESO | NYISO_A-F | IESO | Internal | Summer | B10 | 1262 | 1600 | 0 | 37.07 | 27.49 | 7 | 0
2015 | NYISO_A-F_2_IESO | NYISO_A-F | IESO | Internal | Winter | B16 | 25 | 1600 | 0 | 45.86 | 38.86 | 7 | 0
2015 | NYISO_A-F_2_IESO | NYISO_A-F | IESO | Internal | Winter | B17 | 100 | 1600 | 0 | 43.08 | 34.24 | 7 | 0
2015 | NYISO_A-F_2_IESO | NYISO_A-F | IESO | Internal | Winter | B18 | 400 | 1600 | 0 | 43.08 | 31.67 | 7 | 0
2015 | NYISO_A-F_2_IESO | NYISO_A-F | IESO | Internal | Winter | B19 | 700 | 1600 | 0 | 43.08 | 31.67 | 7 | 0
2015 | NYISO_A-F_2_IESO | NYISO_A-F | IESO | Internal | Winter | B20 | 935 | 1600 | 0 | 43.08 | 31.67 | 7 | 0
2015 | NYISO_A-F_2_NEISO | NYISO_A-F | NEISO | Internal | Shoulder | B11 | 25 | 600 | 0 | 40.25 | 36.73 | 3 | 0
2015 | NYISO_A-F_2_NEISO | NYISO_A-F | NEISO | Internal | Shoulder | B12 | 200 | 600 | 0 | 39.73 | 36.73 | 3 | 0
2015 | NYISO_A-F_2_NEISO | NYISO_A-F | NEISO | Internal | Shoulder | B13 | 600 | 600 | 0 | 38.42 | 36.73 | 3 | 0
2015 | NYISO_A-F_2_NEISO | NYISO_A-F | NEISO | Internal | Shoulder | B14 | 900 | 600 | 0 | 38.42 | 36.73 | 3 | 0
2015 | NYISO_A-F_2_NEISO | NYISO_A-F | NEISO | Internal | Shoulder | B15 | 1203 | 600 | 0 | 38.42 | 36.73 | 3 | 0
2015 | NYISO_A-F_2_NEISO | NYISO_A-F | NEISO | Internal | Summer | B1 | 10 | 600 | 600 | 54.03 | 65.04 | 3 | 8.01
2015 | NYISO_A-F_2_NEISO | NYISO_A-F | NEISO | Internal | Summer | B2 | 25 | 600 | 0 | 51.8 | 53.66 | 3 | 0
2015 | NYISO_A-F_2_NEISO | NYISO_A-F | NEISO | Internal | Summer | B3 | 75 | 600 | 0 | 48.95 | 47.82 | 3 | 0
2015 | NYISO_A-F_2_NEISO | NYISO_A-F | NEISO | Internal | Summer | B4 | 100 | 600 | 0 | 45.28 | 42.28 | 3 | 0
2015 | NYISO_A-F_2_NEISO | NYISO_A-F | NEISO | Internal | Summer | B5 | 200 | 600 | 0 | 43 | 34.08 | 3 | 0
2015 | NYISO_A-F_2_NEISO | NYISO_A-F | NEISO | Internal | Summer | B6 | 300 | 600 | 0 | 39.87 | 34.08 | 3 | 0
2015 | NYISO_A-F_2_NEISO | NYISO_A-F | NEISO | Internal | Summer | B7 | 400 | 600 | 0 | 39.23 | 34.08 | 3 | 0
2015 | NYISO_A-F_2_NEISO | NYISO_A-F | NEISO | Internal | Summer | B8 | 500 | 600 | 0 | 37.48 | 34.08 | 3 | 0
2015 | NYISO_A-F_2_NEISO | NYISO_A-F | NEISO | Internal | Summer | B9 | 800 | 600 | 0 | 37.07 | 34.08 | 3 | 0
2015 | NYISO_A-F_2_NEISO | NYISO_A-F | NEISO | Internal | Summer | B10 | 1262 | 600 | 0 | 37.07 | 34.08 | 3 | 0
2015 | NYISO_A-F_2_NEISO | NYISO_A-F | NEISO | Internal | Winter | B16 | 25 | 600 | 0 | 45.86 | 44.99 | 3 | 0
2015 | NYISO_A-F_2_NEISO | NYISO_A-F | NEISO | Internal | Winter | B17 | 100 | 600 | 0 | 43.08 | 44.99 | 3 | 0
2015 | NYISO_A-F_2_NEISO | NYISO_A-F | NEISO | Internal | Winter | B18 | 400 | 600 | 0 | 43.08 | 44.99 | 3 | 0
2015 | NYISO_A-F_2_NEISO | NYISO_A-F | NEISO | Internal | Winter | B19 | 700 | 600 | 0 | 43.08 | 44.99 | 3 | 0
2015 | NYISO_A-F_2_NEISO | NYISO_A-F | NEISO | Internal | Winter | B20 | 935 | 600 | 0 | 43.08 | 44.99 | 3 | 0
2015 | NYISO_A-F_2_NYISO_G-I | NYISO_A-F | NYISO_G-I | Internal | Shoulder | B11 | 25 | 4250 | 4250 | 40.25 | 40.85 | 0.01 | 0.58
2015 | NYISO_A-F_2_NYISO_G-I | NYISO_A-F | NYISO_G-I | Internal | Shoulder | B12 | 200 | 4250 | 4250 | 39.73 | 40.85 | 0.01 | 1.11
2015 | NYISO_A-F_2_NYISO_G-I | NYISO_A-F | NYISO_G-I | Internal | Shoulder | B13 | 600 | 4250 | 4250 | 38.42 | 39.73 | 0.01 | 1.3
2015 | NYISO_A-F_2_NYISO_G-I | NYISO_A-F | NYISO_G-I | Internal | Shoulder | B14 | 900 | 4250 | 4250 | 38.42 | 39.38 | 0.01 | 0.95
2015 | NYISO_A-F_2_NYISO_G-I | NYISO_A-F | NYISO_G-I | Internal | Shoulder | B15 | 1203 | 4250 | 3258.17 | 38.42 | 38.43 | 0.01 | 0
2015 | NYISO_A-F_2_NYISO_G-I | NYISO_A-F | NYISO_G-I | Internal | Summer | B1 | 10 | 4250 | 4250 | 54.03 | 68.03 | 0.01 | 13.99
2015 | NYISO_A-F_2_NYISO_G-I | NYISO_A-F | NYISO_G-I | Internal | Summer | B2 | 25 | 4250 | 4250 | 51.8 | 54.06 | 0.01 | 2.25
2015 | NYISO_A-F_2_NYISO_G-I | NYISO_A-F | NYISO_G-I | Internal | Summer | B3 | 75 | 4250 | 4250 | 48.95 | 50.14 | 0.01 | 1.17
2015 | NYISO_A-F_2_NYISO_G-I | NYISO_A-F | NYISO_G-I | Internal | Summer | B4 | 100 | 4250 | 4250 | 45.28 | 50.14 | 0.01 | 4.84
2015 | NYISO_A-F_2_NYISO_G-I | NYISO_A-F | NYISO_G-I | Internal | Summer | B5 | 200 | 4250 | 4250 | 43 | 50.14 | 0.01 | 7.12
2015 | NYISO_A-F_2_NYISO_G-I | NYISO_A-F | NYISO_G-I | Internal | Summer | B6 | 300 | 4250 | 4250 | 39.87 | 47.89 | 0.01 | 8.01
2015 | NYISO_A-F_2_NYISO_G-I | NYISO_A-F | NYISO_G-I | Internal | Summer | B7 | 400 | 4250 | 3848.71 | 39.23 | 39.25 | 0.01 | 0
2015 | NYISO_A-F_2_NYISO_G-I | NYISO_A-F | NYISO_G-I | Internal | Summer | B8 | 500 | 4250 | 4250 | 37.48 | 37.75 | 0.01 | 0.27
2015 | NYISO_A-F_2_NYISO_G-I | NYISO_A-F | NYISO_G-I | Internal | Summer | B9 | 800 | 4250 | 3509.51 | 37.07 | 37.08 | 0.01 | 0
2015 | NYISO_A-F_2_NYISO_G-I | NYISO_A-F | NYISO_G-I | Internal | Summer | B10 | 1262 | 4250 | 1454.87 | 37.07 | 37.08 | 0.01 | 0
2015 | NYISO_A-F_2_NYISO_G-I | NYISO_A-F | NYISO_G-I | Internal | Winter | B16 | 25 | 4250 | 4250 | 45.86 | 51.77 | 0.01 | 5.9
2015 | NYISO_A-F_2_NYISO_G-I | NYISO_A-F | NYISO_G-I | Internal | Winter | B17 | 100 | 4250 | 4250 | 43.08 | 51.49 | 0.01 | 8.4
2015 | NYISO_A-F_2_NYISO_G-I | NYISO_A-F | NYISO_G-I | Internal | Winter | B18 | 400 | 4250 | 4250 | 43.08 | 50.29 | 0.01 | 7.2
2015 | NYISO_A-F_2_NYISO_G-I | NYISO_A-F | NYISO_G-I | Internal | Winter | B19 | 700 | 4250 | 4250 | 43.08 | 47.99 | 0.01 | 4.9
2015 | NYISO_A-F_2_NYISO_G-I | NYISO_A-F | NYISO_G-I | Internal | Winter | B20 | 935 | 4250 | 4250 | 43.08 | 46.43 | 0.01 | 3.34
2015 | NYISO_A-F_2_PJM_ROM | NYISO_A-F | PJM_ROM | Internal | Shoulder | B11 | 25 | 1000 | 625.38 | 40.25 | 48.25 | 8 | 0
2015 | NYISO_A-F_2_PJM_ROM | NYISO_A-F | PJM_ROM | Internal | Shoulder | B12 | 200 | 1000 | 0 | 39.73 | 41.4 | 8 | 0
2015 | NYISO_A-F_2_PJM_ROM | NYISO_A-F | PJM_ROM | Internal | Shoulder | B13 | 600 | 1000 | 0 | 38.42 | 39.57 | 8 | 0
2015 | NYISO_A-F_2_PJM_ROM | NYISO_A-F | PJM_ROM | Internal | Shoulder | B14 | 900 | 1000 | 0 | 38.42 | 38.1 | 8 | 0
2015 | NYISO_A-F_2_PJM_ROM | NYISO_A-F | PJM_ROM | Internal | Shoulder | B15 | 1203 | 1000 | 0 | 38.42 | 36.66 | 8 | 0
2015 | NYISO_A-F_2_PJM_ROM | NYISO_A-F | PJM_ROM | Internal | Summer | B1 | 10 | 1000 | 351.46 | 54.03 | 62.03 | 8 | 0
2015 | NYISO_A-F_2_PJM_ROM | NYISO_A-F | PJM_ROM | Internal | Summer | B2 | 25 | 1000 | 0 | 51.8 | 58.93 | 8 | 0
2015 | NYISO_A-F_2_PJM_ROM | NYISO_A-F | PJM_ROM | Internal | Summer | B3 | 75 | 1000 | 802.85 | 48.95 | 56.95 | 8 | 0
2015 | NYISO_A-F_2_PJM_ROM | NYISO_A-F | PJM_ROM | Internal | Summer | B4 | 100 | 1000 | 1000 | 45.28 | 53.98 | 8 | 0.7
2015 | NYISO_A-F_2_PJM_ROM | NYISO_A-F | PJM_ROM | Internal | Summer | B5 | 200 | 1000 | 0 | 43 | 48.31 | 8 | 0
2015 | NYISO_A-F_2_PJM_ROM | NYISO_A-F | PJM_ROM | Internal | Summer | B6 | 300 | 1000 | 0 | 39.87 | 41.88 | 8 | 0
2015 | NYISO_A-F_2_PJM_ROM | NYISO_A-F | PJM_ROM | Internal | Summer | B7 | 400 | 1000 | 0 | 39.23 | 37.94 | 8 | 0
2015 | NYISO_A-F_2_PJM_ROM | NYISO_A-F | PJM_ROM | Internal | Summer | B8 | 500 | 1000 | 0 | 37.48 | 37.43 | 8 | 0
2015 | NYISO_A-F_2_PJM_ROM | NYISO_A-F | PJM_ROM | Internal | Summer | B9 | 800 | 1000 | 0 | 37.07 | 35.3 | 8 | 0
2015 | NYISO_A-F_2_PJM_ROM | NYISO_A-F | PJM_ROM | Internal | Summer | B10 | 1262 | 1000 | 0 | 37.07 | 34.75 | 8 | 0
2015 | NYISO_A-F_2_PJM_ROM | NYISO_A-F | PJM_ROM | Internal | Winter | B16 | 25 | 1000 | 0 | 45.86 | 49.54 | 8 | 0
2015 | NYISO_A-F_2_PJM_ROM | NYISO_A-F | PJM_ROM | Internal | Winter | B17 | 100 | 1000 | 0 | 43.08 | 45.48 | 8 | 0
2015 | NYISO_A-F_2_PJM_ROM | NYISO_A-F | PJM_ROM | Internal | Winter | B18 | 400 | 1000 | 0 | 43.08 | 44.29 | 8 | 0
2015 | NYISO_A-F_2_PJM_ROM | NYISO_A-F | PJM_ROM | Internal | Winter | B19 | 700 | 1000 | 0 | 43.08 | 41.95 | 8 | 0
2015 | NYISO_A-F_2_PJM_ROM | NYISO_A-F | PJM_ROM | Internal | Winter | B20 | 935 | 1000 | 0 | 43.08 | 37.08 | 8 | 0
2015 | NYISO_G-I_2_NEISO | NYISO_G-I | NEISO | Internal | Shoulder | B11 | 25 | 600 | 0 | 40.85 | 36.73 | 3 | 0
2015 | NYISO_G-I_2_NEISO | NYISO_G-I | NEISO | Internal | Shoulder | B12 | 200 | 600 | 0 | 40.85 | 36.73 | 3 | 0
2015 | NYISO_G-I_2_NEISO | NYISO_G-I | NEISO | Internal | Shoulder | B13 | 600 | 600 | 0 | 39.73 | 36.73 | 3 | 0
2015 | NYISO_G-I_2_NEISO | NYISO_G-I | NEISO | Internal | Shoulder | B14 | 900 | 600 | 0 | 39.38 | 36.73 | 3 | 0
2015 | NYISO_G-I_2_NEISO | NYISO_G-I | NEISO | Internal | Shoulder | B15 | 1203 | 600 | 0 | 38.43 | 36.73 | 3 | 0
2015 | NYISO_G-I_2_NEISO | NYISO_G-I | NEISO | Internal | Summer | B1 | 10 | 600 | 0 | 68.03 | 65.04 | 3 | 0
2015 | NYISO_G-I_2_NEISO | NYISO_G-I | NEISO | Internal | Summer | B2 | 25 | 600 | 0 | 54.06 | 53.66 | 3 | 0
2015 | NYISO_G-I_2_NEISO | NYISO_G-I | NEISO | Internal | Summer | B3 | 75 | 600 | 0 | 50.14 | 47.82 | 3 | 0
2015 | NYISO_G-I_2_NEISO | NYISO_G-I | NEISO | Internal | Summer | B4 | 100 | 600 | 0 | 50.14 | 42.28 | 3 | 0
2015 | NYISO_G-I_2_NEISO | NYISO_G-I | NEISO | Internal | Summer | B5 | 200 | 600 | 0 | 50.14 | 34.08 | 3 | 0
2015 | NYISO_G-I_2_NEISO | NYISO_G-I | NEISO | Internal | Summer | B6 | 300 | 600 | 0 | 47.89 | 34.08 | 3 | 0
2015 | NYISO_G-I_2_NEISO | NYISO_G-I | NEISO | Internal | Summer | B7 | 400 | 600 | 0 | 39.25 | 34.08 | 3 | 0
2015 | NYISO_G-I_2_NEISO | NYISO_G-I | NEISO | Internal | Summer | B8 | 500 | 600 | 0 | 37.75 | 34.08 | 3 | 0
2015 | NYISO_G-I_2_NEISO | NYISO_G-I | NEISO | Internal | Summer | B9 | 800 | 600 | 0 | 37.08 | 34.08 | 3 | 0
2015 | NYISO_G-I_2_NEISO | NYISO_G-I | NEISO | Internal | Summer | B10 | 1262 | 600 | 0 | 37.08 | 34.08 | 3 | 0
2015 | NYISO_G-I_2_NEISO | NYISO_G-I | NEISO | Internal | Winter | B16 | 25 | 600 | 0 | 51.77 | 44.99 | 3 | 0
2015 | NYISO_G-I_2_NEISO | NYISO_G-I | NEISO | Internal | Winter | B17 | 100 | 600 | 0 | 51.49 | 44.99 | 3 | 0
2015 | NYISO_G-I_2_NEISO | NYISO_G-I | NEISO | Internal | Winter | B18 | 400 | 600 | 0 | 50.29 | 44.99 | 3 | 0
2015 | NYISO_G-I_2_NEISO | NYISO_G-I | NEISO | Internal | Winter | B19 | 700 | 600 | 0 | 47.99 | 44.99 | 3 | 0
2015 | NYISO_G-I_2_NEISO | NYISO_G-I | NEISO | Internal | Winter | B20 | 935 | 600 | 0 | 46.43 | 44.99 | 3 | 0
2015 | NYISO_G-I_2_NYISO_A-F | NYISO_G-I | NYISO_A-F | Internal | Shoulder | B11 | 25 | 1999 | 0 | 40.85 | 40.25 | 0.01 | 0
2015 | NYISO_G-I_2_NYISO_A-F | NYISO_G-I | NYISO_A-F | Internal | Shoulder | B12 | 200 | 1999 | 0 | 40.85 | 39.73 | 0.01 | 0
2015 | NYISO_G-I_2_NYISO_A-F | NYISO_G-I | NYISO_A-F | Internal | Shoulder | B13 | 600 | 1999 | 0 | 39.73 | 38.42 | 0.01 | 0
2015 | NYISO_G-I_2_NYISO_A-F | NYISO_G-I | NYISO_A-F | Internal | Shoulder | B14 | 900 | 1999 | 0 | 39.38 | 38.42 | 0.01 | 0
2015 | NYISO_G-I_2_NYISO_A-F | NYISO_G-I | NYISO_A-F | Internal | Shoulder | B15 | 1203 | 1999 | 0 | 38.43 | 38.42 | 0.01 | 0
2015 | NYISO_G-I_2_NYISO_A-F | NYISO_G-I | NYISO_A-F | Internal | Summer | B1 | 10 | 1999 | 0 | 68.03 | 54.03 | 0.01 | 0
2015 | NYISO_G-I_2_NYISO_A-F | NYISO_G-I | NYISO_A-F | Internal | Summer | B2 | 25 | 1999 | 0 | 54.06 | 51.8 | 0.01 | 0
2015 | NYISO_G-I_2_NYISO_A-F | NYISO_G-I | NYISO_A-F | Internal | Summer | B3 | 75 | 1999 | 0 | 50.14 | 48.95 | 0.01 | 0
2015 | NYISO_G-I_2_NYISO_A-F | NYISO_G-I | NYISO_A-F | Internal | Summer | B4 | 100 | 1999 | 0 | 50.14 | 45.28 | 0.01 | 0
2015 | NYISO_G-I_2_NYISO_A-F | NYISO_G-I | NYISO_A-F | Internal | Summer | B5 | 200 | 1999 | 0 | 50.14 | 43 | 0.01 | 0
2015 | NYISO_G-I_2_NYISO_A-F | NYISO_G-I | NYISO_A-F | Internal | Summer | B6 | 300 | 1999 | 0 | 47.89 | 39.87 | 0.01 | 0
2015 | NYISO_G-I_2_NYISO_A-F | NYISO_G-I | NYISO_A-F | Internal | Summer | B7 | 400 | 1999 | 0 | 39.25 | 39.23 | 0.01 | 0
2015 | NYISO_G-I_2_NYISO_A-F | NYISO_G-I | NYISO_A-F | Internal | Summer | B8 | 500 | 1999 | 0 | 37.75 | 37.48 | 0.01 | 0
2015 | NYISO_G-I_2_NYISO_A-F | NYISO_G-I | NYISO_A-F | Internal | Summer | B9 | 800 | 1999 | 0 | 37.08 | 37.07 | 0.01 | 0
2015 | NYISO_G-I_2_NYISO_A-F | NYISO_G-I | NYISO_A-F | Internal | Summer | B10 | 1262 | 1999 | 0 | 37.08 | 37.07 | 0.01 | 0
2015 | NYISO_G-I_2_NYISO_A-F | NYISO_G-I | NYISO_A-F | Internal | Winter | B16 | 25 | 1999 | 0 | 51.77 | 45.86 | 0.01 | 0
2015 | NYISO_G-I_2_NYISO_A-F | NYISO_G-I | NYISO_A-F | Internal | Winter | B17 | 100 | 1999 | 0 | 51.49 | 43.08 | 0.01 | 0
2015 | NYISO_G-I_2_NYISO_A-F | NYISO_G-I | NYISO_A-F | Internal | Winter | B18 | 400 | 1999 | 0 | 50.29 | 43.08 | 0.01 | 0
2015 | NYISO_G-I_2_NYISO_A-F | NYISO_G-I | NYISO_A-F | Internal | Winter | B19 | 700 | 1999 | 0 | 47.99 | 43.08 | 0.01 | 0
2015 | NYISO_G-I_2_NYISO_A-F | NYISO_G-I | NYISO_A-F | Internal | Winter | B20 | 935 | 1999 | 0 | 46.43 | 43.08 | 0.01 | 0
2015 | NYISO_G-I_2_NYISO_J-K | NYISO_G-I | NYISO_J-K | Internal | Shoulder | B11 | 25 | 6130 | 4868.7 | 40.85 | 40.86 | 0.01 | 0
2015 | NYISO_G-I_2_NYISO_J-K | NYISO_G-I | NYISO_J-K | Internal | Shoulder | B12 | 200 | 6130 | 4937.52 | 40.85 | 40.86 | 0.01 | 0
2015 | NYISO_G-I_2_NYISO_J-K | NYISO_G-I | NYISO_J-K | Internal | Shoulder | B13 | 600 | 6130 | 4685.73 | 39.73 | 39.74 | 0.01 | 0
2015 | NYISO_G-I_2_NYISO_J-K | NYISO_G-I | NYISO_J-K | Internal | Shoulder | B14 | 900 | 6130 | 4407.15 | 39.38 | 39.39 | 0.01 | 0
2015 | NYISO_G-I_2_NYISO_J-K | NYISO_G-I | NYISO_J-K | Internal | Shoulder | B15 | 1203 | 6130 | 3205.38 | 38.43 | 38.44 | 0.01 | 0
2015 | NYISO_G-I_2_NYISO_J-K | NYISO_G-I | NYISO_J-K | Internal | Summer | B1 | 10 | 6130 | 3458.72 | 68.03 | 68.04 | 0.01 | 0
2015 | NYISO_G-I_2_NYISO_J-K | NYISO_G-I | NYISO_J-K | Internal | Summer | B2 | 25 | 6130 | 3622.3 | 54.06 | 54.07 | 0.01 | 0
2015 | NYISO_G-I_2_NYISO_J-K | NYISO_G-I | NYISO_J-K | Internal | Summer | B3 | 75 | 6130 | 4028.76 | 50.14 | 50.15 | 0.01 | 0
2015 | NYISO_G-I_2_NYISO_J-K | NYISO_G-I | NYISO_J-K | Internal | Summer | B4 | 100 | 6130 | 4899.18 | 50.14 | 50.15 | 0.01 | 0
2015 | NYISO_G-I_2_NYISO_J-K | NYISO_G-I | NYISO_J-K | Internal | Summer | B5 | 200 | 6130 | 5035.63 | 50.14 | 50.15 | 0.01 | 0
2015 | NYISO_G-I_2_NYISO_J-K | NYISO_G-I | NYISO_J-K | Internal | Summer | B6 | 300 | 6130 | 5645.09 | 47.89 | 47.9 | 0.01 | 0
2015 | NYISO_G-I_2_NYISO_J-K | NYISO_G-I | NYISO_J-K | Internal | Summer | B7 | 400 | 6130 | 5008.78 | 39.25 | 39.26 | 0.01 | 0
2015 | NYISO_G-I_2_NYISO_J-K | NYISO_G-I | NYISO_J-K | Internal | Summer | B8 | 500 | 6130 | 5566.15 | 37.75 | 37.77 | 0.01 | 0
2015 | NYISO_G-I_2_NYISO_J-K | NYISO_G-I | NYISO_J-K | Internal | Summer | B9 | 800 | 6130 | 4827.08 | 37.08 | 37.09 | 0.01 | 0
2015 | NYISO_G-I_2_NYISO_J-K | NYISO_G-I | NYISO_J-K | Internal | Summer | B10 | 1262 | 6130 | 3080.09 | 37.08 | 37.09 | 0.01 | 0
2015 | NYISO_G-I_2_NYISO_J-K | NYISO_G-I | NYISO_J-K | Internal | Winter | B16 | 25 | 6130 | 5386.58 | 51.77 | 51.78 | 0.01 | 0
2015 | NYISO_G-I_2_NYISO_J-K | NYISO_G-I | NYISO_J-K | Internal | Winter | B17 | 100 | 6130 | 5539.89 | 51.49 | 51.5 | 0.01 | 0
2015 | NYISO_G-I_2_NYISO_J-K | NYISO_G-I | NYISO_J-K | Internal | Winter | B18 | 400 | 6130 | 5575.14 | 50.29 | 50.3 | 0.01 | 0
2015 | NYISO_G-I_2_NYISO_J-K | NYISO_G-I | NYISO_J-K | Internal | Winter | B19 | 700 | 6130 | 6130 | 47.99 | 48.68 | 0.01 | 0.68
2015 | NYISO_G-I_2_NYISO_J-K | NYISO_G-I | NYISO_J-K | Internal | Winter | B20 | 935 | 6130 | 5261.3 | 46.43 | 46.44 | 0.01 | 0
2015 | NYISO_G-I_2_PJM_E | NYISO_G-I | PJM_E | Internal | Shoulder | B11 | 25 | 1500 | 0 | 40.85 | 48.24 | 8 | 0
2015 | NYISO_G-I_2_PJM_E | NYISO_G-I | PJM_E | Internal | Shoulder | B12 | 200 | 1500 | 0 | 40.85 | 41.41 | 8 | 0
2015 | NYISO_G-I_2_PJM_E | NYISO_G-I | PJM_E | Internal | Shoulder | B13 | 600 | 1500 | 0 | 39.73 | 39.58 | 8 | 0
2015 | NYISO_G-I_2_PJM_E | NYISO_G-I | PJM_E | Internal | Shoulder | B14 | 900 | 1500 | 0 | 39.38 | 38.11 | 8 | 0
2015 | NYISO_G-I_2_PJM_E | NYISO_G-I | PJM_E | Internal | Shoulder | B15 | 1203 | 1500 | 0 | 38.43 | 36.67 | 8 | 0
2015 | NYISO_G-I_2_PJM_E | NYISO_G-I | PJM_E | Internal | Summer | B1 | 10 | 1500 | 0 | 68.03 | 62.04 | 8 | 0
2015 | NYISO_G-I_2_PJM_E | NYISO_G-I | PJM_E | Internal | Summer | B2 | 25 | 1500 | 0 | 54.06 | 58.94 | 8 | 0
2015 | NYISO_G-I_2_PJM_E | NYISO_G-I | PJM_E | Internal | Summer | B3 | 75 | 1500 | 0 | 50.14 | 56.96 | 8 | 0
2015 | NYISO_G-I_2_PJM_E | NYISO_G-I | PJM_E | Internal | Summer | B4 | 100 | 1500 | 0 | 50.14 | 53.99 | 8 | 0
2015 | NYISO_G-I_2_PJM_E | NYISO_G-I | PJM_E | Internal | Summer | B5 | 200 | 1500 | 0 | 50.14 | 48.32 | 8 | 0
2015 | NYISO_G-I_2_PJM_E | NYISO_G-I | PJM_E | Internal | Summer | B6 | 300 | 1500 | 0 | 47.89 | 41.89 | 8 | 0
2015 | NYISO_G-I_2_PJM_E | NYISO_G-I | PJM_E | Internal | Summer | B7 | 400 | 1500 | 0 | 39.25 | 37.95 | 8 | 0
2015 | NYISO_G-I_2_PJM_E | NYISO_G-I | PJM_E | Internal | Summer | B8 | 500 | 1500 | 0 | 37.75 | 37.44 | 8 | 0
2015 | NYISO_G-I_2_PJM_E | NYISO_G-I | PJM_E | Internal | Summer | B9 | 800 | 1500 | 0 | 37.08 | 35.31 | 8 | 0
2015 | NYISO_G-I_2_PJM_E | NYISO_G-I | PJM_E | Internal | Summer | B10 | 1262 | 1500 | 0 | 37.08 | 34.77 | 8 | 0
2015 | NYISO_G-I_2_PJM_E | NYISO_G-I | PJM_E | Internal | Winter | B16 | 25 | 1500 | 0 | 51.77 | 49.55 | 8 | 0
2015 | NYISO_G-I_2_PJM_E | NYISO_G-I | PJM_E | Internal | Winter | B17 | 100 | 1500 | 0 | 51.49 | 45.49 | 8 | 0
2015 | NYISO_G-I_2_PJM_E | NYISO_G-I | PJM_E | Internal | Winter | B18 | 400 | 1500 | 0 | 50.29 | 44.3 | 8 | 0
2015 | NYISO_G-I_2_PJM_E | NYISO_G-I | PJM_E | Internal | Winter | B19 | 700 | 1500 | 0 | 47.99 | 41.96 | 8 | 0
2015 | NYISO_G-I_2_PJM_E | NYISO_G-I | PJM_E | Internal | Winter | B20 | 935 | 1500 | 0 | 46.43 | 37.09 | 8 | 0
2015 | NYISO_J-K_2_NEISO | NYISO_J-K | NEISO | Internal | Shoulder | B11 | 25 | 0.01 | 0 | 40.86 | 36.73 | 3 | 0.19
2015 | NYISO_J-K_2_NEISO | NYISO_J-K | NEISO | Internal | Shoulder | B12 | 200 | 0.01 | 0 | 40.86 | 36.73 | 3 | 0.03
2015 | NYISO_J-K_2_NEISO | NYISO_J-K | NEISO | Internal | Shoulder | B13 | 600 | 0.01 | 0 | 39.74 | 36.73 | 3 | 0.01
2015 | NYISO_J-K_2_NEISO | NYISO_J-K | NEISO | Internal | Shoulder | B14 | 900 | 0.01 | 0 | 39.39 | 36.73 | 3 | 0.01
2015 | NYISO_J-K_2_NEISO | NYISO_J-K | NEISO | Internal | Shoulder | B15 | 1203 | 0.01 | 0 | 38.44 | 36.73 | 3 | 0
2015 | NYISO_J-K_2_NEISO | NYISO_J-K | NEISO | Internal | Summer | B1 | 10 | 0.01 | 0 | 68.04 | 65.04 | 3 | 0.44
2015 | NYISO_J-K_2_NEISO | NYISO_J-K | NEISO | Internal | Summer | B2 | 25 | 0.01 | 0 | 54.07 | 53.66 | 3 | 0.2
2015 | NYISO_J-K_2_NEISO | NYISO_J-K | NEISO | Internal | Summer | B3 | 75 | 0.01 | 0 | 50.15 | 47.82 | 3 | 0.07
2015 | NYISO_J-K_2_NEISO | NYISO_J-K | NEISO | Internal | Summer | B4 | 100 | 0.01 | 0 | 50.15 | 42.28 | 3 | 0.05
2015 | NYISO_J-K_2_NEISO | NYISO_J-K | NEISO | Internal | Summer | B5 | 200 | 0.01 | 0 | 50.15 | 34.08 | 3 | 0.03
2015 | NYISO_J-K_2_NEISO | NYISO_J-K | NEISO | Internal | Summer | B6 | 300 | 0.01 | 0 | 47.9 | 34.08 | 3 | 0.02
2015 | NYISO_J-K_2_NEISO | NYISO_J-K | NEISO | Internal | Summer | B7 | 400 | 0.01 | 0 | 39.26 | 34.08 | 3 | 0.01
2015 | NYISO_J-K_2_NEISO | NYISO_J-K | NEISO | Internal | Summer | B8 | 500 | 0.01 | 0 | 37.77 | 34.08 | 3 | 0.01
2015 | NYISO_J-K_2_NEISO | NYISO_J-K | NEISO | Internal | Summer | B9 | 800 | 0.01 | 0 | 37.09 | 34.08 | 3 | 0.01
2015 | NYISO_J-K_2_NEISO | NYISO_J-K | NEISO | Internal | Summer | B10 | 1262 | 0.01 | 0 | 37.09 | 34.08 | 3 | 0
2015 | NYISO_J-K_2_NEISO | NYISO_J-K | NEISO | Internal | Winter | B16 | 25 | 0.01 | 0 | 51.78 | 44.99 | 3 | 0.19
2015 | NYISO_J-K_2_NEISO | NYISO_J-K | NEISO | Internal | Winter | B17 | 100 | 0.01 | 0 | 51.5 | 44.99 | 3 | 0.05
2015 | NYISO_J-K_2_NEISO | NYISO_J-K | NEISO | Internal | Winter | B18 | 400 | 0.01 | 0 | 50.3 | 44.99 | 3 | 0.01
2015 | NYISO_J-K_2_NEISO | NYISO_J-K | NEISO | Internal | Winter | B19 | 700 | 0.01 | 0 | 48.68 | 44.99 | 3 | 0.01
2015 | NYISO_J-K_2_NEISO | NYISO_J-K | NEISO | Internal | Winter | B20 | 935 | 0.01 | 0 | 46.44 | 44.99 | 3 | 0.01
2015 | NYISO_J-K_2_NYISO_G-I | NYISO_J-K | NYISO_G-I | Internal | Shoulder | B11 | 25 | 1999 | 0.09 | 40.86 | 40.85 | 0.01 | 0
2015 | NYISO_J-K_2_NYISO_G-I | NYISO_J-K | NYISO_G-I | Internal | Shoulder | B12 | 200 | 1999 | 0.01 | 40.86 | 40.85 | 0.01 | 0
2015 | NYISO_J-K_2_NYISO_G-I | NYISO_J-K | NYISO_G-I | Internal | Shoulder | B13 | 600 | 1999 | 0 | 39.74 | 39.73 | 0.01 | 0
2015 | NYISO_J-K_2_NYISO_G-I | NYISO_J-K | NYISO_G-I | Internal | Shoulder | B14 | 900 | 1999 | 0 | 39.39 | 39.38 | 0.01 | 0
2015 | NYISO_J-K_2_NYISO_G-I | NYISO_J-K | NYISO_G-I | Internal | Shoulder | B15 | 1203 | 1999 | 0 | 38.44 | 38.43 | 0.01 | 0
2015 | NYISO_J-K_2_NYISO_G-I | NYISO_J-K | NYISO_G-I | Internal | Summer | B1 | 10 | 1999 | 0.23 | 68.04 | 68.03 | 0.01 | 0
2015 | NYISO_J-K_2_NYISO_G-I | NYISO_J-K | NYISO_G-I | Internal | Summer | B2 | 25 | 1999 | 0.09 | 54.07 | 54.06 | 0.01 | 0
2015 | NYISO_J-K_2_NYISO_G-I | NYISO_J-K | NYISO_G-I | Internal | Summer | B3 | 75 | 1999 | 0.03 | 50.15 | 50.14 | 0.01 | 0
2015 | NYISO_J-K_2_NYISO_G-I | NYISO_J-K | NYISO_G-I | Internal | Summer | B4 | 100 | 1999 | 0.02 | 50.15 | 50.14 | 0.01 | 0
2015 | NYISO_J-K_2_NYISO_G-I | NYISO_J-K | NYISO_G-I | Internal | Summer | B5 | 200 | 1999 | 0.01 | 50.15 | 50.14 | 0.01 | 0
2015 | NYISO_J-K_2_NYISO_G-I | NYISO_J-K | NYISO_G-I | Internal | Summer | B6 | 300 | 1999 | 0 | 47.9 | 47.89 | 0.01 | 0
2015 | NYISO_J-K_2_NYISO_G-I | NYISO_J-K | NYISO_G-I | Internal | Summer | B7 | 400 | 1999 | 0 | 39.26 | 39.25 | 0.01 | 0
2015 | NYISO_J-K_2_NYISO_G-I | NYISO_J-K | NYISO_G-I | Internal | Summer | B8 | 500 | 1999 | 0 | 37.77 | 37.75 | 0.01 | 0
2015 | NYISO_J-K_2_NYISO_G-I | NYISO_J-K | NYISO_G-I | Internal | Summer | B9 | 800 | 1999 | 0 | 37.09 | 37.08 | 0.01 | 0
2015 | NYISO_J-K_2_NYISO_G-I | NYISO_J-K | NYISO_G-I | Internal | Summer | B10 | 1262 | 1999 | 0 | 37.09 | 37.08 | 0.01 | 0
2015 | NYISO_J-K_2_NYISO_G-I | NYISO_J-K | NYISO_G-I | Internal | Winter | B16 | 25 | 1999 | 0.09 | 51.78 | 51.77 | 0.01 | 0
2015 | NYISO_J-K_2_NYISO_G-I | NYISO_J-K | NYISO_G-I | Internal | Winter | B17 | 100 | 1999 | 0.02 | 51.5 | 51.49 | 0.01 | 0
2015 | NYISO_J-K_2_NYISO_G-I | NYISO_J-K | NYISO_G-I | Internal | Winter | B18 | 400 | 1999 | 0 | 50.3 | 50.29 | 0.01 | 0
2015 | NYISO_J-K_2_NYISO_G-I | NYISO_J-K | NYISO_G-I | Internal | Winter | B19 | 700 | 1999 | 0 | 48.68 | 47.99 | 0.01 | 0
2015 | NYISO_J-K_2_NYISO_G-I | NYISO_J-K | NYISO_G-I | Internal | Winter | B20 | 935 | 1999 | 0 | 46.44 | 46.43 | 0.01 | 0
2015 | NYISO_J-K_2_PJM_E | NYISO_J-K | PJM_E | Internal | Shoulder | B11 | 25 | 0.01 | 0 | 40.86 | 48.24 | 8 | 0.2
2015 | NYISO_J-K_2_PJM_E | NYISO_J-K | PJM_E | Internal | Shoulder | B12 | 200 | 0.01 | 0 | 40.86 | 41.41 | 8 | 0.03
2015 | NYISO_J-K_2_PJM_E | NYISO_J-K | PJM_E | Internal | Shoulder | B13 | 600 | 0.01 | 0 | 39.74 | 39.58 | 8 | 0.01
2015 | NYISO_J-K_2_PJM_E | NYISO_J-K | PJM_E | Internal | Shoulder | B14 | 900 | 0.01 | 0 | 39.39 | 38.11 | 8 | 0.01
2015 | NYISO_J-K_2_PJM_E | NYISO_J-K | PJM_E | Internal | Shoulder | B15 | 1203 | 0.01 | 0 | 38.44 | 36.67 | 8 | 0
2015 | NYISO_J-K_2_PJM_E | NYISO_J-K | PJM_E | Internal | Summer | B1 | 10 | 0.01 | 0 | 68.04 | 62.04 | 8 | 0.43
2015 | NYISO_J-K_2_PJM_E | NYISO_J-K | PJM_E | Internal | Summer | B2 | 25 | 0.01 | 0 | 54.07 | 58.94 | 8 | 0.2
2015 | NYISO_J-K_2_PJM_E | NYISO_J-K | PJM_E | Internal | Summer | B3 | 75 | 0.01 | 0 | 50.15 | 56.96 | 8 | 0.08
2015 | NYISO_J-K_2_PJM_E | NYISO_J-K | PJM_E | Internal | Summer | B4 | 100 | 0.01 | 0 | 50.15 | 53.99 | 8 | 0.06
2015 | NYISO_J-K_2_PJM_E | NYISO_J-K | PJM_E | Internal | Summer | B5 | 200 | 0.01 | 0 | 50.15 | 48.32 | 8 | 0.03
2015 | NYISO_J-K_2_PJM_E | NYISO_J-K | PJM_E | Internal | Summer | B6 | 300 | 0.01 | 0 | 47.9 | 41.89 | 8 | 0.02
2015 | NYISO_J-K_2_PJM_E | NYISO_J-K | PJM_E | Internal | Summer | B7 | 400 | 0.01 | 0 | 39.26 | 37.95 | 8 | 0.01
2015 | NYISO_J-K_2_PJM_E | NYISO_J-K | PJM_E | Internal | Summer | B8 | 500 | 0.01 | 0 | 37.77 | 37.44 | 8 | 0.01
2015 | NYISO_J-K_2_PJM_E | NYISO_J-K | PJM_E | Internal | Summer | B9 | 800 | 0.01 | 0 | 37.09 | 35.31 | 8 | 0.01
2015 | NYISO_J-K_2_PJM_E | NYISO_J-K | PJM_E | Internal | Summer | B10 | 1262 | 0.01 | 0 | 37.09 | 34.77 | 8 | 0
2015 | NYISO_J-K_2_PJM_E | NYISO_J-K | PJM_E | Internal | Winter | B16 | 25 | 0.01 | 0 | 51.78 | 49.55 | 8 | 0.19
2015 | NYISO_J-K_2_PJM_E | NYISO_J-K | PJM_E | Internal | Winter | B17 | 100 | 0.01 | 0 | 51.5 | 45.49 | 8 | 0.05
2015 | NYISO_J-K_2_PJM_E | NYISO_J-K | PJM_E | Internal | Winter | B18 | 400 | 0.01 | 0 | 50.3 | 44.3 | 8 | 0.01
2015 | NYISO_J-K_2_PJM_E | NYISO_J-K | PJM_E | Internal | Winter | B19 | 700 | 0.01 | 0 | 48.68 | 41.96 | 8 | 0.01
2015 | NYISO_J-K_2_PJM_E | NYISO_J-K | PJM_E | Internal | Winter | B20 | 935 | 0.01 | 0 | 46.44 | 37.09 | 8 | 0.01
2015 | PJM_E_2_NYISO_G-I | PJM_E | NYISO_G-I | Internal | Shoulder | B11 | 25 | 500 | 0 | 48.24 | 40.85 | 6 | 0
2015 | PJM_E_2_NYISO_G-I | PJM_E | NYISO_G-I | Internal | Shoulder | B12 | 200 | 500 | 0 | 41.41 | 40.85 | 6 | 0
2015 | PJM_E_2_NYISO_G-I | PJM_E | NYISO_G-I | Internal | Shoulder | B13 | 600 | 500 | 0 | 39.58 | 39.73 | 6 | 0
2015 | PJM_E_2_NYISO_G-I | PJM_E | NYISO_G-I | Internal | Shoulder | B14 | 900 | 500 | 0 | 38.11 | 39.38 | 6 | 0
2015 | PJM_E_2_NYISO_G-I | PJM_E | NYISO_G-I | Internal | Shoulder | B15 | 1203 | 500 | 0 | 36.67 | 38.43 | 6 | 0
2015 | PJM_E_2_NYISO_G-I | PJM_E | NYISO_G-I | Internal | Summer | B1 | 10 | 500 | 0.41 | 62.04 | 68.03 | 6 | 0
2015 | PJM_E_2_NYISO_G-I | PJM_E | NYISO_G-I | Internal | Summer | B2 | 25 | 500 | 0 | 58.94 | 54.06 | 6 | 0
2015 | PJM_E_2_NYISO_G-I | PJM_E | NYISO_G-I | Internal | Summer | B3 | 75 | 500 | 0 | 56.96 | 50.14 | 6 | 0
2015 | PJM_E_2_NYISO_G-I | PJM_E | NYISO_G-I | Internal | Summer | B4 | 100 | 500 | 0 | 53.99 | 50.14 | 6 | 0
2015 | PJM_E_2_NYISO_G-I | PJM_E | NYISO_G-I | Internal | Summer | B5 | 200 | 500 | 0 | 48.32 | 50.14 | 6 | 0
2015 | PJM_E_2_NYISO_G-I | PJM_E | NYISO_G-I | Internal | Summer | B6 | 300 | 500 | 413.41 | 41.89 | 47.89 | 6 | 0
2015 | PJM_E_2_NYISO_G-I | PJM_E | NYISO_G-I | Internal | Summer | B7 | 400 | 500 | 0 | 37.95 | 39.25 | 6 | 0
2015 | PJM_E_2_NYISO_G-I | PJM_E | NYISO_G-I | Internal | Summer | B8 | 500 | 500 | 0 | 37.44 | 37.75 | 6 | 0
2015 | PJM_E_2_NYISO_G-I | PJM_E | NYISO_G-I | Internal | Summer | B9 | 800 | 500 | 0 | 35.31 | 37.08 | 6 | 0
2015 | PJM_E_2_NYISO_G-I | PJM_E | NYISO_G-I | Internal | Summer | B10 | 1262 | 500 | 0 | 34.77 | 37.08 | 6 | 0
2015 | PJM_E_2_NYISO_G-I | PJM_E | NYISO_G-I | Internal | Winter | B16 | 25 | 500 | 0 | 49.55 | 51.77 | 6 | 0
2015 | PJM_E_2_NYISO_G-I | PJM_E | NYISO_G-I | Internal | Winter | B17 | 100 | 500 | 20.21 | 45.49 | 51.49 | 6 | 0
2015 | PJM_E_2_NYISO_G-I | PJM_E | NYISO_G-I | Internal | Winter | B18 | 400 | 500 | 0.01 | 44.3 | 50.29 | 6 | 0
2015 | PJM_E_2_NYISO_G-I | PJM_E | NYISO_G-I | Internal | Winter | B19 | 700 | 500 | 500 | 41.96 | 47.99 | 6 | 0.04
2015 | PJM_E_2_NYISO_G-I | PJM_E | NYISO_G-I | Internal | Winter | B20 | 935 | 500 | 500 | 37.09 | 46.43 | 6 | 3.34
2015 | PJM_E_2_NYISO_J-K | PJM_E | NYISO_J-K | Internal | Shoulder | B11 | 25 | 330 | 0 | 48.24 | 40.86 | 6 | 0
2015 | PJM_E_2_NYISO_J-K | PJM_E | NYISO_J-K | Internal | Shoulder | B12 | 200 | 330 | 0 | 41.41 | 40.86 | 6 | 0
2015 | PJM_E_2_NYISO_J-K | PJM_E | NYISO_J-K | Internal | Shoulder | B13 | 600 | 330 | 0 | 39.58 | 39.74 | 6 | 0
2015 | PJM_E_2_NYISO_J-K | PJM_E | NYISO_J-K | Internal | Shoulder | B14 | 900 | 330 | 0 | 38.11 | 39.39 | 6 | 0
2015 | PJM_E_2_NYISO_J-K | PJM_E | NYISO_J-K | Internal | Shoulder | B15 | 1203 | 330 | 0 | 36.67 | 38.44 | 6 | 0
2015 | PJM_E_2_NYISO_J-K | PJM_E | NYISO_J-K | Internal | Summer | B1 | 10 | 330 | 205.89 | 62.04 | 68.04 | 6 | 0
2015 | PJM_E_2_NYISO_J-K | PJM_E | NYISO_J-K | Internal | Summer | B2 | 25 | 330 | 0 | 58.94 | 54.07 | 6 | 0
2015 | PJM_E_2_NYISO_J-K | PJM_E | NYISO_J-K | Internal | Summer | B3 | 75 | 330 | 0 | 56.96 | 50.15 | 6 | 0
2015 | PJM_E_2_NYISO_J-K | PJM_E | NYISO_J-K | Internal | Summer | B4 | 100 | 330 | 0 | 53.99 | 50.15 | 6 | 0
2015 | PJM_E_2_NYISO_J-K | PJM_E | NYISO_J-K | Internal | Summer | B5 | 200 | 330 | 0 | 48.32 | 50.15 | 6 | 0
2015 | PJM_E_2_NYISO_J-K | PJM_E | NYISO_J-K | Internal | Summer | B6 | 300 | 330 | 329.99 | 41.89 | 47.9 | 6 | 0.01
2015 | PJM_E_2_NYISO_J-K | PJM_E | NYISO_J-K | Internal | Summer | B7 | 400 | 330 | 0 | 37.95 | 39.26 | 6 | 0
2015 | PJM_E_2_NYISO_J-K | PJM_E | NYISO_J-K | Internal | Summer | B8 | 500 | 330 | 0 | 37.44 | 37.77 | 6 | 0
2015 | PJM_E_2_NYISO_J-K | PJM_E | NYISO_J-K | Internal | Summer | B9 | 800 | 330 | 0 | 35.31 | 37.09 | 6 | 0
2015 | PJM_E_2_NYISO_J-K | PJM_E | NYISO_J-K | Internal | Summer | B10 | 1262 | 330 | 0 | 34.77 | 37.09 | 6 | 0
2015 | PJM_E_2_NYISO_J-K | PJM_E | NYISO_J-K | Internal | Winter | B16 | 25 | 330 | 0 | 49.55 | 51.78 | 6 | 0
2015 | PJM_E_2_NYISO_J-K | PJM_E | NYISO_J-K | Internal | Winter | B17 | 100 | 330 | 329.95 | 45.49 | 51.5 | 6 | 0.01
2015 | PJM_E_2_NYISO_J-K | PJM_E | NYISO_J-K | Internal | Winter | B18 | 400 | 330 | 203.58 | 44.3 | 50.3 | 6 | 0
2015 | PJM_E_2_NYISO_J-K | PJM_E | NYISO_J-K | Internal | Winter | B19 | 700 | 330 | 330 | 41.96 | 48.68 | 6 | 0.73
2015 | PJM_E_2_NYISO_J-K | PJM_E | NYISO_J-K | Internal | Winter | B20 | 935 | 330 | 330 | 37.09 | 46.44 | 6 | 3.35
2015 | PJM_E_2_PJM_ROM | PJM_E | PJM_ROM | Internal | Shoulder | B11 | 25 | 8000 | 928.67 | 48.24 | 48.25 | 0.01 | 0
2015 | PJM_E_2_PJM_ROM | PJM_E | PJM_ROM | Internal | Shoulder | B12 | 200 | 8000 | 0.01 | 41.41 | 41.4 | 0.01 | 0
2015 | PJM_E_2_PJM_ROM | PJM_E | PJM_ROM | Internal | Shoulder | B13 | 600 | 8000 | 0 | 39.58 | 39.57 | 0.01 | 0
2015 | PJM_E_2_PJM_ROM | PJM_E | PJM_ROM | Internal | Shoulder | B14 | 900 | 8000 | 0 | 38.11 | 38.1 | 0.01 | 0
2015 | PJM_E_2_PJM_ROM | PJM_E | PJM_ROM | Internal | Shoulder | B15 | 1203 | 8000 | 0 | 36.67 | 36.66 | 0.01 | 0
2015 | PJM_E_2_PJM_ROM | PJM_E | PJM_ROM | Internal | Summer | B1 | 10 | 8000 | 0.23 | 62.04 | 62.03 | 0.01 | 0
2015 | PJM_E_2_PJM_ROM | PJM_E | PJM_ROM | Internal | Summer | B2 | 25 | 8000 | 0.09 | 58.94 | 58.93 | 0.01 | 0
2015 | PJM_E_2_PJM_ROM | PJM_E | PJM_ROM | Internal | Summer | B3 | 75 | 8000 | 0.03 | 56.96 | 56.95 | 0.01 | 0
2015 | PJM_E_2_PJM_ROM | PJM_E | PJM_ROM | Internal | Summer | B4 | 100 | 8000 | 0.02 | 53.99 | 53.98 | 0.01 | 0
2015 | PJM_E_2_PJM_ROM | PJM_E | PJM_ROM | Internal | Summer | B5 | 200 | 8000 | 0.01 | 48.32 | 48.31 | 0.01 | 0
2015 | PJM_E_2_PJM_ROM | PJM_E | PJM_ROM | Internal | Summer | B6 | 300 | 8000 | 0 | 41.89 | 41.88 | 0.01 | 0
2015 | PJM_E_2_PJM_ROM | PJM_E | PJM_ROM | Internal | Summer | B7 | 400 | 8000 | 0 | 37.95 | 37.94 | 0.01 | 0
2015 | PJM_E_2_PJM_ROM | PJM_E | PJM_ROM | Internal | Summer | B8 | 500 | 8000 | 0 | 37.44 | 37.43 | 0.01 | 0
2015 | PJM_E_2_PJM_ROM | PJM_E | PJM_ROM | Internal | Summer | B9 | 800 | 8000 | 0 | 35.31 | 35.3 | 0.01 | 0
2015 | PJM_E_2_PJM_ROM | PJM_E | PJM_ROM | Internal | Summer | B10 | 1262 | 8000 | 0 | 34.77 | 34.75 | 0.01 | 0
2015 | PJM_E_2_PJM_ROM | PJM_E | PJM_ROM | Internal | Winter | B16 | 25 | 8000 | 0.1 | 49.55 | 49.54 | 0.01 | 0
2015 | PJM_E_2_PJM_ROM | PJM_E | PJM_ROM | Internal | Winter | B17 | 100 | 8000 | 0.02 | 45.49 | 45.48 | 0.01 | 0
2015 | PJM_E_2_PJM_ROM | PJM_E | PJM_ROM | Internal | Winter | B18 | 400 | 8000 | 0 | 44.3 | 44.29 | 0.01 | 0
2015 | PJM_E_2_PJM_ROM | PJM_E | PJM_ROM | Internal | Winter | B19 | 700 | 8000 | 0 | 41.96 | 41.95 | 0.01 | 0
2015 | PJM_E_2_PJM_ROM | PJM_E | PJM_ROM | Internal | Winter | B20 | 935 | 8000 | 0 | 37.09 | 37.08 | 0.01 | 0
2015 | PJM_ROR_2_MISO_IN | PJM_ROR | MISO_IN | Internal | Shoulder | B11 | 25 | 909 | 0 | 48.24 | 47.69 | 2 | 0
2015 | PJM_ROR_2_MISO_IN | PJM_ROR | MISO_IN | Internal | Shoulder | B12 | 200 | 909 | 0 | 41.39 | 39.4 | 2 | 0
2015 | PJM_ROR_2_MISO_IN | PJM_ROR | MISO_IN | Internal | Shoulder | B13 | 600 | 909 | 0 | 39.25 | 37.24 | 2 | 0
2015 | PJM_ROR_2_MISO_IN | PJM_ROR | MISO_IN | Internal | Shoulder | B14 | 900 | 909 | 0 | 38.09 | 36.09 | 2 | 0
2015 | PJM_ROR_2_MISO_IN | PJM_ROR | MISO_IN | Internal | Shoulder | B15 | 1203 | 909 | 0 | 34.43 | 34.07 | 2 | 0
2015 | PJM_ROR_2_MISO_IN | PJM_ROR | MISO_IN | Internal | Summer | B1 | 10 | 909 | 0 | 61.37 | 59.38 | 2 | 0
2015 | PJM_ROR_2_MISO_IN | PJM_ROR | MISO_IN | Internal | Summer | B2 | 25 | 909 | 0 | 58.92 | 56.93 | 2 | 0
2015 | PJM_ROR_2_MISO_IN | PJM_ROR | MISO_IN | Internal | Summer | B3 | 75 | 909 | 0 | 56.94 | 55.36 | 2 | 0
2015 | PJM_ROR_2_MISO_IN | PJM_ROR | MISO_IN | Internal | Summer | B4 | 100 | 909 | 0 | 53.97 | 51.98 | 2 | 0
2015 | PJM_ROR_2_MISO_IN | PJM_ROR | MISO_IN | Internal | Summer | B5 | 200 | 909 | 0 | 48.3 | 46.3 | 2 | 0
2015 | PJM_ROR_2_MISO_IN | PJM_ROR | MISO_IN | Internal | Summer | B6 | 300 | 909 | 0 | 41.87 | 39.87 | 2 | 0
2015 | PJM_ROR_2_MISO_IN | PJM_ROR | MISO_IN | Internal | Summer | B7 | 400 | 909 | 0 | 37.93 | 35.91 | 2 | 0
2015 | PJM_ROR_2_MISO_IN | PJM_ROR | MISO_IN | Internal | Summer | B8 | 500 | 909 | 0 | 36.33 | 34.33 | 2 | 0
2015 | PJM_ROR_2_MISO_IN | PJM_ROR | MISO_IN | Internal | Summer | B9 | 800 | 909 | 0 | 34.73 | 33.29 | 2 | 0
2015 | PJM_ROR_2_MISO_IN | PJM_ROR | MISO_IN | Internal | Summer | B10 | 1262 | 909 | 0 | 32.7 | 32.52 | 2 | 0
2015 | PJM_ROR_2_MISO_IN | PJM_ROR | MISO_IN | Internal | Winter | B16 | 25 | 909 | 0 | 49.53 | 47.54 | 2 | 0
2015 | PJM_ROR_2_MISO_IN | PJM_ROR | MISO_IN | Internal | Winter | B17 | 100 | 909 | 0 | 43.24 | 41.24 | 2 | 0
2015 | PJM_ROR_2_MISO_IN | PJM_ROR | MISO_IN | Internal | Winter | B18 | 400 | 909 | 0 | 39.97 | 37.97 | 2 | 0
2015 | PJM_ROR_2_MISO_IN | PJM_ROR | MISO_IN | Internal | Winter | B19 | 700 | 909 | 0 | 38 | 36.02 | 2 | 0
2015 | PJM_ROR_2_MISO_IN | PJM_ROR | MISO_IN | Internal | Winter | B20 | 935 | 909 | 0 | 34.29 | 33.85 | 2 | 0
2015 | PJM_ROR_2_MISO_MI | PJM_ROR | MISO_MI | Internal | Shoulder | B11 | 25 | 1305 | 0 | 48.24 | 47.68 | 2 | 0
2015 | PJM_ROR_2_MISO_MI | PJM_ROR | MISO_MI | Internal | Shoulder | B12 | 200 | 1305 | 0 | 41.39 | 39.39 | 2 | 0
2015 | PJM_ROR_2_MISO_MI | PJM_ROR | MISO_MI | Internal | Shoulder | B13 | 600 | 1305 | 0 | 39.25 | 37.25 | 2 | 0
2015 | PJM_ROR_2_MISO_MI | PJM_ROR | MISO_MI | Internal | Shoulder | B14 | 900 | 1305 | 0 | 38.09 | 36.09 | 2 | 0
2015 | PJM_ROR_2_MISO_MI | PJM_ROR | MISO_MI | Internal | Shoulder | B15 | 1203 | 1305 | 0 | 34.43 | 34.08 | 2 | 0
2015 | PJM_ROR_2_MISO_MI | PJM_ROR | MISO_MI | Internal | Summer | B1 | 10 | 1305 | 0 | 61.37 | 57.41 | 2 | 0
2015 | PJM_ROR_2_MISO_MI | PJM_ROR | MISO_MI | Internal | Summer | B2 | 25 | 1305 | 0 | 58.92 | 56.92 | 2 | 0
2015 | PJM_ROR_2_MISO_MI | PJM_ROR | MISO_MI | Internal | Summer | B3 | 75 | 1305 | 0 | 56.94 | 51.97 | 2 | 0
2015 | PJM_ROR_2_MISO_MI | PJM_ROR | MISO_MI | Internal | Summer | B4 | 100 | 1305 | 0 | 53.97 | 51.97 | 2 | 0
2015 | PJM_ROR_2_MISO_MI | PJM_ROR | MISO_MI | Internal | Summer | B5 | 200 | 1305 | 0 | 48.3 | 46.29 | 2 | 0
2015 | PJM_ROR_2_MISO_MI | PJM_ROR | MISO_MI | Internal | Summer | B6 | 300 | 1305 | 0 | 41.87 | 39.87 | 2 | 0
2015 | PJM_ROR_2_MISO_MI | PJM_ROR | MISO_MI | Internal | Summer | B7 | 400 | 1305 | 0 | 37.93 | 35.93 | 2 | 0
2015 | PJM_ROR_2_MISO_MI | PJM_ROR | MISO_MI | Internal | Summer | B8 | 500 | 1305 | 0 | 36.33 | 34.35 | 2 | 0
2015 | PJM_ROR_2_MISO_MI | PJM_ROR | MISO_MI | Internal | Summer | B9 | 800 | 1305 | 0 | 34.73 | 33.3 | 2 | 0
2015 | PJM_ROR_2_MISO_MI | PJM_ROR | MISO_MI | Internal | Summer | B10 | 1262 | 1305 | 0 | 32.7 | 32.53 | 2 | 0
2015 | PJM_ROR_2_MISO_MI | PJM_ROR | MISO_MI | Internal | Winter | B16 | 25 | 1305 | 0 | 49.53 | 47.53 | 2 | 0
2015 | PJM_ROR_2_MISO_MI | PJM_ROR | MISO_MI | Internal | Winter | B17 | 100 | 1305 | 0 | 43.24 | 41.24 | 2 | 0
2015 | PJM_ROR_2_MISO_MI | PJM_ROR | MISO_MI | Internal | Winter | B18 | 400 | 1305 | 0 | 39.97 | 37.97 | 2 | 0
2015 | PJM_ROR_2_MISO_MI | PJM_ROR | MISO_MI | Internal | Winter | B19 | 700 | 1305 | 0 | 38 | 36.03 | 2 | 0
2015 | PJM_ROR_2_MISO_MI | PJM_ROR | MISO_MI | Internal | Winter | B20 | 935 | 1305 | 0 | 34.29 | 33.87 | 2 | 0
2015 | PJM_ROR_2_MISO_MO-IL | PJM_ROR | MISO_MO-IL | Internal | Shoulder | B11 | 25 | 1111 | 0 | 48.24 | 47.68 | 2 | 0
2015 | PJM_ROR_2_MISO_MO-IL | PJM_ROR | MISO_MO-IL | Internal | Shoulder | B12 | 200 | 1111 | 0 | 41.39 | 39.39 | 2 | 0
2015 | PJM_ROR_2_MISO_MO-IL | PJM_ROR | MISO_MO-IL | Internal | Shoulder | B13 | 600 | 1111 | 0 | 39.25 | 37.22 | 2 | 0
2015 | PJM_ROR_2_MISO_MO-IL | PJM_ROR | MISO_MO-IL | Internal | Shoulder | B14 | 900 | 1111 | 0 | 38.09 | 36.07 | 2 | 0
2015 | PJM_ROR_2_MISO_MO-IL | PJM_ROR | MISO_MO-IL | Internal | Shoulder | B15 | 1203 | 1111 | 0 | 34.43 | 33.39 | 2 | 0
2015 | PJM_ROR_2_MISO_MO-IL | PJM_ROR | MISO_MO-IL | Internal | Summer | B1 | 10 | 1111 | 0 | 61.37 | 59.37 | 2 | 0
2015 | PJM_ROR_2_MISO_MO-IL | PJM_ROR | MISO_MO-IL | Internal | Summer | B2 | 25 | 1111 | 0 | 58.92 | 56.92 | 2 | 0
2015 | PJM_ROR_2_MISO_MO-IL | PJM_ROR | MISO_MO-IL | Internal | Summer | B3 | 75 | 1111 | 0 | 56.94 | 55.35 | 2 | 0
2015 | PJM_ROR_2_MISO_MO-IL | PJM_ROR | MISO_MO-IL | Internal | Summer | B4 | 100 | 1111 | 0 | 53.97 | 51.97 | 2 | 0
2015 | PJM_ROR_2_MISO_MO-IL | PJM_ROR | MISO_MO-IL | Internal | Summer | B5 | 200 | 1111 | 0 | 48.3 | 46.29 | 2 | 0
2015 | PJM_ROR_2_MISO_MO-IL | PJM_ROR | MISO_MO-IL | Internal | Summer | B6 | 300 | 1111 | 0 | 41.87 | 39.86 | 2 | 0
2015 | PJM_ROR_2_MISO_MO-IL | PJM_ROR | MISO_MO-IL | Internal | Summer | B7 | 400 | 1111 | 0 | 37.93 | 35.9 | 2 | 0
2015 | PJM_ROR_2_MISO_MO-IL | PJM_ROR | MISO_MO-IL | Internal | Summer | B8 | 500 | 1111 | 0 | 36.33 | 34.02 | 2 | 0
2015 | PJM_ROR_2_MISO_MO-IL | PJM_ROR | MISO_MO-IL | Internal | Summer | B9 | 800 | 1111 | 0 | 34.73 | 33.08 | 2 | 0
2015 | PJM_ROR_2_MISO_MO-IL | PJM_ROR | MISO_MO-IL | Internal | Summer | B10 | 1262 | 1111 | 0 | 32.7 | 31.75 | 2 | 0
2015 | PJM_ROR_2_MISO_MO-IL | PJM_ROR | MISO_MO-IL | Internal | Winter | B16 | 25 | 1111 | 0 | 49.53 | 47.53 | 2 | 0
2015 | PJM_ROR_2_MISO_MO-IL | PJM_ROR | MISO_MO-IL | Internal | Winter | B17 | 100 | 1111 | 0 | 43.24 | 40.86 | 2 | 0
2015 | PJM_ROR_2_MISO_MO-IL | PJM_ROR | MISO_MO-IL | Internal | Winter | B18 | 400 | 1111 | 0 | 39.97 | 37.96 | 2 | 0
2015 | PJM_ROR_2_MISO_MO-IL | PJM_ROR | MISO_MO-IL | Internal | Winter | B19 | 700 | 1111 | 0 | 38 | 36 | 2 | 0
2015 | PJM_ROR_2_MISO_MO-IL | PJM_ROR | MISO_MO-IL | Internal | Winter | B20 | 935 | 1111 | 0 | 34.29 | 33.25 | 2 | 0
2015 | PJM_ROR_2_MISO_W | PJM_ROR | MISO_W | Internal | Shoulder | B11 | 25 | 709 | 0 | 48.24 | 47.69 | 2 | 0
2015 | PJM_ROR_2_MISO_W | PJM_ROR | MISO_W | Internal | Shoulder | B12 | 200 | 709 | 0 | 41.39 | 39.38 | 2 | 0
2015 | PJM_ROR_2_MISO_W | PJM_ROR | MISO_W | Internal | Shoulder | B13 | 600 | 709 | 0 | 39.25 | 37.21 | 2 | 0
2015 | PJM_ROR_2_MISO_W | PJM_ROR | MISO_W | Internal | Shoulder | B14 | 900 | 709 | 0 | 38.09 | 36.09 | 2 | 0
2015 | PJM_ROR_2_MISO_W | PJM_ROR | MISO_W | Internal | Shoulder | B15 | 1203 | 709 | 0 | 34.43 | 34.04 | 2 | 0
2015 | PJM_ROR_2_MISO_W | PJM_ROR | MISO_W | Internal | Summer | B1 | 10 | 709 | 0 | 61.37 | 59.35 | 2 | 0
2015 | PJM_ROR_2_MISO_W | PJM_ROR | MISO_W | Internal | Summer | B2 | 25 | 709 | 0 | 58.92 | 56.93 | 2 | 0
2015 | PJM_ROR_2_MISO_W | PJM_ROR | MISO_W | Internal | Summer | B3 | 75 | 709 | 0 | 56.94 | 56.67 | 2 | 0
2015 | PJM_ROR_2_MISO_W | PJM_ROR | MISO_W | Internal | Summer | B4 | 100 | 709 | 0 | 53.97 | 55.69 | 2 | 0
2015 | PJM_ROR_2_MISO_W | PJM_ROR | MISO_W | Internal | Summer | B5 | 200 | 709 | 0 | 48.3 | 48.66 | 2 | 0
2015 | PJM_ROR_2_MISO_W | PJM_ROR | MISO_W | Internal | Summer | B6 | 300 | 709 | 0 | 41.87 | 39.88 | 2 | 0
2015 | PJM_ROR_2_MISO_W | PJM_ROR | MISO_W | Internal | Summer | B7 | 400 | 709 | 0 | 37.93 | 35.91 | 2 | 0
2015 | PJM_ROR_2_MISO_W | PJM_ROR | MISO_W | Internal | Summer | B8 | 500 | 709 | 0 | 36.33 | 34 | 2 | 0
2015 | PJM_ROR_2_MISO_W | PJM_ROR | MISO_W | Internal | Summer | B9 | 800 | 709 | 0 | 34.73 | 33.09 | 2 | 0
2015 | PJM_ROR_2_MISO_W | PJM_ROR | MISO_W | Internal | Summer | B10 | 1262 | 709 | 0 | 32.7 | 31.76 | 2 | 0
2015 | PJM_ROR_2_MISO_W | PJM_ROR | MISO_W | Internal | Winter | B16 | 25 | 709 | 0 | 49.53 | 47.52 | 2 | 0
2015 | PJM_ROR_2_MISO_W | PJM_ROR | MISO_W | Internal | Winter | B17 | 100 | 709 | 0 | 43.24 | 40.84 | 2 | 0
2015 | PJM_ROR_2_MISO_W | PJM_ROR | MISO_W | Internal | Winter | B18 | 400 | 709 | 0 | 39.97 | 37.97 | 2 | 0
2015 | PJM_ROR_2_MISO_W | PJM_ROR | MISO_W | Internal | Winter | B19 | 700 | 709 | 0 | 38 | 36.56 | 2 | 0
2015 | PJM_ROR_2_MISO_W | PJM_ROR | MISO_W | Internal | Winter | B20 | 935 | 709 | 0 | 34.29 | 33.45 | 2 | 0
2015 | PJM_ROR_2_MISO_WUMS | PJM_ROR | MISO_WUMS | Internal | Shoulder | B11 | 25 | 1467 | 0 | 48.24 | 47.69 | 2 | 0
2015 | PJM_ROR_2_MISO_WUMS | PJM_ROR | MISO_WUMS | Internal | Shoulder | B12 | 200 | 1467 | 0 | 41.39 | 39.39 | 2 | 0
2015 | PJM_ROR_2_MISO_WUMS | PJM_ROR | MISO_WUMS | Internal | Shoulder | B13 | 600 | 1467 | 0 | 39.25 | 37.25 | 2 | 0
2015 | PJM_ROR_2_MISO_WUMS | PJM_ROR | MISO_WUMS | Internal | Shoulder | B14 | 900 | 1467 | 0 | 38.09 | 36.1 | 2 | 0
2015 | PJM_ROR_2_MISO_WUMS | PJM_ROR | MISO_WUMS | Internal | Shoulder | B15 | 1203 | 1467 | 0 | 34.43 | 34.04 | 2 | 0
2015 | PJM_ROR_2_MISO_WUMS | PJM_ROR | MISO_WUMS | Internal | Summer | B1 | 10 | 1467 | 0 | 61.37 | 59.34 | 2 | 0
2015 | PJM_ROR_2_MISO_WUMS | PJM_ROR | MISO_WUMS | Internal | Summer | B2 | 25 | 1467 | 0 | 58.92 | 56.94 | 2 | 0
2015 | PJM_ROR_2_MISO_WUMS | PJM_ROR | MISO_WUMS | Internal | Summer | B3 | 75 | 1467 | 0 | 56.94 | 56.68 | 2 | 0
2015 | PJM_ROR_2_MISO_WUMS | PJM_ROR | MISO_WUMS | Internal | Summer | B4 | 100 | 1467 | 0 | 53.97 | 55.68 | 2 | 0
2015 | PJM_ROR_2_MISO_WUMS | PJM_ROR | MISO_WUMS | Internal | Summer | B5 | 200 | 1467 | 0 | 48.3 | 48.65 | 2 | 0
2015 | PJM_ROR_2_MISO_WUMS | PJM_ROR | MISO_WUMS | Internal | Summer | B6 | 300 | 1467 | 0 | 41.87 | 39.87 | 2 | 0
2015 | PJM_ROR_2_MISO_WUMS | PJM_ROR | MISO_WUMS | Internal | Summer | B7 | 400 | 1467 | 0 | 37.93 | 35.93 | 2 | 0
2015 | PJM_ROR_2_MISO_WUMS | PJM_ROR | MISO_WUMS | Internal | Summer | B8 | 500 | 1467 | 0 | 36.33 | 34.33 | 2 | 0
2015 | PJM_ROR_2_MISO_WUMS | PJM_ROR | MISO_WUMS | Internal | Summer | B9 | 800 | 1467 | 0 | 34.73 | 33.1 | 2 | 0
2015 | PJM_ROR_2_MISO_WUMS | PJM_ROR | MISO_WUMS | Internal | Summer | B10 | 1262 | 1467 | 0 | 32.7 | 31.97 | 2 | 0
2015 | PJM_ROR_2_MISO_WUMS | PJM_ROR | MISO_WUMS | Internal | Winter | B16 | 25 | 1467 | 0 | 49.53 | 47.53 | 2 | 0
2015 | PJM_ROR_2_MISO_WUMS | PJM_ROR | MISO_WUMS | Internal | Winter | B17 | 100 | 1467 | 0 | 43.24 | 40.86 | 2 | 0
2015 | PJM_ROR_2_MISO_WUMS | PJM_ROR | MISO_WUMS | Internal | Winter | B18 | 400 | 1467 | 0 | 39.97 | 37.97 | 2 | 0
2015 | PJM_ROR_2_MISO_WUMS | PJM_ROR | MISO_WUMS | Internal | Winter | B19 | 700 | 1467 | 0 | 38 | 36.55 | 2 | 0
2015 | PJM_ROR_2_MISO_WUMS | PJM_ROR | MISO_WUMS | Internal | Winter | B20 | 935 | 1467 | 0 | 34.29 | 34.04 | 2 | 0
2015 | PJM_ROR_2_PJM_ROM | PJM_ROR | PJM_ROM | Internal | Shoulder | B11 | 25 | 8000 | 352.15 | 48.24 | 48.25 | 0.01 | 0
2015 | PJM_ROR_2_PJM_ROM | PJM_ROR | PJM_ROM | Internal | Shoulder | B12 | 200 | 8000 | 4003.34 | 41.39 | 41.4 | 0.01 | 0
2015 | PJM_ROR_2_PJM_ROM | PJM_ROR | PJM_ROM | Internal | Shoulder | B13 | 600 | 8000 | 8000 | 39.25 | 39.57 | 0.01 | 0.31
2015 | PJM_ROR_2_PJM_ROM | PJM_ROR | PJM_ROM | Internal | Shoulder | B14 | 900 | 8000 | 7473.29 | 38.09 | 38.1 | 0.01 | 0
2015 | PJM_ROR_2_PJM_ROM | PJM_ROR | PJM_ROM | Internal | Shoulder | B15 | 1203 | 8000 | 8000 | 34.43 | 36.66 | 0.01 | 2.22
2015 | PJM_ROR_2_PJM_ROM | PJM_ROR | PJM_ROM | Internal | Summer | B1 | 10 | 8000 | 7999.99 | 61.37 | 62.03 | 0.01 | 0.65
2015 | PJM_ROR_2_PJM_ROM | PJM_ROR | PJM_ROM | Internal | Summer | B2 | 25 | 8000 | 7056.19 | 58.92 | 58.93 | 0.01 | 0
2015 | PJM_ROR_2_PJM_ROM | PJM_ROR | PJM_ROM | Internal | Summer | B3 | 75 | 8000 | 3325.89 | 56.94 | 56.95 | 0.01 | 0
2015 | PJM_ROR_2_PJM_ROM | PJM_ROR | PJM_ROM | Internal | Summer | B4 | 100 | 8000 | 0.21 | 53.97 | 53.98 | 0.01 | 0
2015 | PJM_ROR_2_PJM_ROM | PJM_ROR | PJM_ROM | Internal | Summer | B5 | 200 | 8000 | 4923.74 | 48.3 | 48.31 | 0.01 | 0
2015 | PJM_ROR_2_PJM_ROM | PJM_ROR | PJM_ROM | Internal | Summer | B6 | 300 | 8000 | 3891.61 | 41.87 | 41.88 | 0.01 | 0
2015 | PJM_ROR_2_PJM_ROM | PJM_ROR | PJM_ROM | Internal | Summer | B7 | 400 | 8000 | 7802.75 | 37.93 | 37.94 | 0.01 | 0
2015 | PJM_ROR_2_PJM_ROM | PJM_ROR | PJM_ROM | Internal | Summer | B8 | 500 | 8000 | 8000 | 36.33 | 37.43 | 0.01 | 1.08
2015 | PJM_ROR_2_PJM_ROM | PJM_ROR | PJM_ROM | Internal | Summer | B9 | 800 | 8000 | 8000 | 34.73 | 35.3 | 0.01 | 0.56
2015 | PJM_ROR_2_PJM_ROM | PJM_ROR | PJM_ROM | Internal | Summer | B10 | 1262 | 8000 | 8000 | 32.7 | 34.75 | 0.01 | 2.04
2015 | PJM_ROR_2_PJM_ROM | PJM_ROR | PJM_ROM | Internal | Winter | B16 | 25 | 8000 | 5021.71 | 49.53 | 49.54 | 0.01 | 0
2015 | PJM_ROR_2_PJM_ROM | PJM_ROR | PJM_ROM | Internal | Winter | B17 | 100 | 8000 | 8000 | 43.24 | 45.48 | 0.01 | 2.22
2015 | PJM_ROR_2_PJM_ROM | PJM_ROR | PJM_ROM | Internal | Winter | B18 | 400 | 8000 | 8000 | 39.97 | 44.29 | 0.01 | 4.31
2015 | PJM_ROR_2_PJM_ROM | PJM_ROR | PJM_ROM | Internal | Winter | B19 | 700 | 8000 | 8000 | 38 | 41.95 | 0.01 | 3.93
2015 | PJM_ROR_2_PJM_ROM | PJM_ROR | PJM_ROM | Internal | Winter | B20 | 935 | 8000 | 8000 | 34.29 | 37.08 | 0.01 | 2.78
2015 | PJM_ROR_2_TVA_Transmission | PJM_ROR | TVA_Transmission | Internal | Shoulder | B11 | 25 | 2500 | 0 | 48.24 | 53.16 | 6 | 0
2015 | PJM_ROR_2_TVA_Transmission | PJM_ROR | TVA_Transmission | Internal | Shoulder | B12 | 200 | 2500 | 0 | 41.39 | 42.77 | 6 | 0
2015 | PJM_ROR_2_TVA_Transmission | PJM_ROR | TVA_Transmission | Internal | Shoulder | B13 | 600 | 2500 | 0 | 39.25 | 41.27 | 6 | 0
2015 | PJM_ROR_2_TVA_Transmission | PJM_ROR | TVA_Transmission | Internal | Shoulder | B14 | 900 | 2500 | 0 | 38.09 | 40.13 | 6 | 0
2015 | PJM_ROR_2_TVA_Transmission | PJM_ROR | TVA_Transmission | Internal | Shoulder | B15 | 1203 | 2500 | 0 | 34.43 | 39.11 | 6 | 0
2015 | PJM_ROR_2_TVA_Transmission | PJM_ROR | TVA_Transmission | Internal | Summer | B1 | 10 | 2500 | 49.76 | 61.37 | 67.37 | 6 | 0
2015 | PJM_ROR_2_TVA_Transmission | PJM_ROR | TVA_Transmission | Internal | Summer | B2 | 25 | 2500 | 747.55 | 58.92 | 64.92 | 6 | 0
2015 | PJM_ROR_2_TVA_Transmission | PJM_ROR | TVA_Transmission | Internal | Summer | B3 | 75 | 2500 | 1409.36 | 56.94 | 62.94 | 6 | 0
2015 | PJM_ROR_2_TVA_Transmission | PJM_ROR | TVA_Transmission | Internal | Summer | B4 | 100 | 2500 | 610.17 | 53.97 | 59.97 | 6 | 0
2015 | PJM_ROR_2_TVA_Transmission | PJM_ROR | TVA_Transmission | Internal | Summer | B5 | 200 | 2500 | 0 | 48.3 | 52.53 | 6 | 0
2015 | PJM_ROR_2_TVA_Transmission | PJM_ROR | TVA_Transmission | Internal | Summer | B6 | 300 | 2500 | 0 | 41.87 | 45.54 | 6 | 0
2015 | PJM_ROR_2_TVA_Transmission | PJM_ROR | TVA_Transmission | Internal | Summer | B7 | 400 | 2500 | 0 | 37.93 | 41.93 | 6 | 0
2015 | PJM_ROR_2_TVA_Transmission | PJM_ROR | TVA_Transmission | Internal | Summer | B8 | 500 | 2500 | 0 | 36.33 | 38.96 | 6 | 0
2015 | PJM_ROR_2_TVA_Transmission | PJM_ROR | TVA_Transmission | Internal | Summer | B9 | 800 | 2500 | 0 | 34.73 | 38.32 | 6 | 0
2015 | PJM_ROR_2_TVA_Transmission | PJM_ROR | TVA_Transmission | Internal | Summer | B10 | 1262 | 2500 | 0 | 32.7 | 36.25 | 6 | 0
2015 | PJM_ROR_2_TVA_Transmission | PJM_ROR | TVA_Transmission | Internal | Winter | B16 | 25 | 2500 | 0 | 49.53 | 54.02 | 6 | 0
2015 | PJM_ROR_2_TVA_Transmission | PJM_ROR | TVA_Transmission | Internal | Winter | B17 | 100 | 2500 | 0 | 43.24 | 45.1 | 6 | 0
2015 | PJM_ROR_2_TVA_Transmission | PJM_ROR | TVA_Transmission | Internal | Winter | B18 | 400 | 2500 | 0 | 39.97 | 42.11 | 6 | 0
2015 | PJM_ROR_2_TVA_Transmission | PJM_ROR | TVA_Transmission | Internal | Winter | B19 | 700 | 2500 | 0 | 38 | 40.18 | 6 | 0
2015 | PJM_ROR_2_TVA_Transmission | PJM_ROR | TVA_Transmission | Internal | Winter | B20 | 935 | 2500 | 0 | 34.29 | 38.93 | 6 | 0
2015 | PJM_ROR_2_VACAR | PJM_ROR | VACAR | Internal | Shoulder | B11 | 25 | 3000 | 1594.5 | 48.24 | 54.24 | 6 | 0
2015 | PJM_ROR_2_VACAR | PJM_ROR | VACAR | Internal | Shoulder | B12 | 200 | 3000 | 955.54 | 41.39 | 47.39 | 6 | 0
2015 | PJM_ROR_2_VACAR | PJM_ROR | VACAR | Internal | Shoulder | B13 | 600 | 3000 | 995.99 | 39.25 | 45.25 | 6 | 0
2015 | PJM_ROR_2_VACAR | PJM_ROR | VACAR | Internal | Shoulder | B14 | 900 | 3000 | 1972.74 | 38.09 | 44.09 | 6 | 0
2015 | PJM_ROR_2_VACAR | PJM_ROR | VACAR | Internal | Shoulder | B15 | 1203 | 3000 | 3000 | 34.43 | 42.14 | 6 | 1.71
2015 | PJM_ROR_2_VACAR | PJM_ROR | VACAR | Internal | Summer | B1 | 10 | 3000 | 2999.99 | 61.37 | 68.16 | 6 | 0.79
2015 | PJM_ROR_2_VACAR | PJM_ROR | VACAR | Internal | Summer | B2 | 25 | 3000 | 3000 | 58.92 | 68.16 | 6 | 3.24
2015 | PJM_ROR_2_VACAR | PJM_ROR | VACAR | Internal | Summer | B3 | 75 | 3000 | 3000 | 56.94 | 68.16 | 6 | 5.22
2015 | PJM_ROR_2_VACAR | PJM_ROR | VACAR | Internal | Summer | B4 | 100 | 3000 | 2032.58 | 53.97 | 59.97 | 6 | 0
2015 | PJM_ROR_2_VACAR | PJM_ROR | VACAR | Internal | Summer | B5 | 200 | 3000 | 3000 | 48.3 | 55.3 | 6 | 1
2015 | PJM_ROR_2_VACAR | PJM_ROR | VACAR | Internal | Summer | B6 | 300 | 3000 | 1457.13 | 41.87 | 47.87 | 6 | 0
2015 | PJM_ROR_2_VACAR | PJM_ROR | VACAR | Internal | Summer | B7 | 400 | 3000 | 3000 | 37.93 | 45.25 | 6 | 1.32
2015 | PJM_ROR_2_VACAR | PJM_ROR | VACAR | Internal | Summer | B8 | 500 | 3000 | 3000 | 36.33 | 42.83 | 6 | 0.5
2015 | PJM_ROR_2_VACAR | PJM_ROR | VACAR | Internal | Summer | B9 | 800 | 3000 | 3000 | 34.73 | 42.06 | 6 | 1.34
2015 | PJM_ROR_2_VACAR | PJM_ROR | VACAR | Internal | Summer | B10 | 1262 | 3000 | 3000 | 32.7 | 40.46 | 6 | 1.76
2015 | PJM_ROR_2_VACAR | PJM_ROR | VACAR | Internal | Winter | B16 | 25 | 3000 | 3000 | 49.53 | 58.89 | 6 | 3.36
2015 | PJM_ROR_2_VACAR | PJM_ROR | VACAR | Internal | Winter | B17 | 100 | 3000 | 146.69 | 43.24 | 49.24 | 6 | 0
2015 | PJM_ROR_2_VACAR | PJM_ROR | VACAR | Internal | Winter | B18 | 400 | 3000 | 1217.06 | 39.97 | 45.97 | 6 | 0
2015 | PJM_ROR_2_VACAR | PJM_ROR | VACAR | Internal | Winter | B19 | 700 | 3000 | 1286.28 | 38 | 44 | 6 | 0
2015 | PJM_ROR_2_VACAR | PJM_ROR | VACAR | Internal | Winter | B20 | 935 | 3000 | 3000 | 34.29 | 42.38 | 6 | 2.1
2015 | PJM_ROM_2_NYISO_A-F | PJM_ROM | NYISO_A-F | Internal | Shoulder | B11 | 25 | 2000 | 0 | 48.25 | 40.25 | 6 | 0
2015 | PJM_ROM_2_NYISO_A-F | PJM_ROM | NYISO_A-F | Internal | Shoulder | B12 | 200 | 2000 | 0 | 41.4 | 39.73 | 6 | 0
2015 | PJM_ROM_2_NYISO_A-F | PJM_ROM | NYISO_A-F | Internal | Shoulder | B13 | 600 | 2000 | 0 | 39.57 | 38.42 | 6 | 0
2015 | PJM_ROM_2_NYISO_A-F | PJM_ROM | NYISO_A-F | Internal | Shoulder | B14 | 900 | 2000 | 0 | 38.1 | 38.42 | 6 | 0
2015 | PJM_ROM_2_NYISO_A-F | PJM_ROM | NYISO_A-F | Internal | Shoulder | B15 | 1203 | 2000 | 0 | 36.66 | 38.42 | 6 | 0
2015 | PJM_ROM_2_NYISO_A-F | PJM_ROM | NYISO_A-F | Internal | Summer | B1 | 10 | 2000 | 0 | 62.03 | 54.03 | 6 | 0
2015 | PJM_ROM_2_NYISO_A-F | PJM_ROM | NYISO_A-F | Internal | Summer | B2 | 25 | 2000 | 0 | 58.93 | 51.8 | 6 | 0
2015 | PJM_ROM_2_NYISO_A-F | PJM_ROM | NYISO_A-F | Internal | Summer | B3 | 75 | 2000 | 0 | 56.95 | 48.95 | 6 | 0
2015 | PJM_ROM_2_NYISO_A-F | PJM_ROM | NYISO_A-F | Internal | Summer | B4 | 100 | 2000 | 0 | 53.98 | 45.28 | 6 | 0
2015 | PJM_ROM_2_NYISO_A-F | PJM_ROM | NYISO_A-F | Internal | Summer | B5 | 200 | 2000 | 0 | 48.31 | 43 | 6 | 0
2015 | PJM_ROM_2_NYISO_A-F | PJM_ROM | NYISO_A-F | Internal | Summer | B6 | 300 | 2000 | 0 | 41.88 | 39.87 | 6 | 0
2015 | PJM_ROM_2_NYISO_A-F | PJM_ROM | NYISO_A-F | Internal | Summer | B7 | 400 | 2000 | 0 | 37.94 | 39.23 | 6 | 0
2015 | PJM_ROM_2_NYISO_A-F | PJM_ROM | NYISO_A-F | Internal | Summer | B8 | 500 | 2000 | 0 | 37.43 | 37.48 | 6 | 0
2015 | PJM_ROM_2_NYISO_A-F | PJM_ROM | NYISO_A-F | Internal | Summer | B9 | 800 | 2000 | 0 | 35.3 | 37.07 | 6 | 0
2015 | PJM_ROM_2_NYISO_A-F | PJM_ROM | NYISO_A-F | Internal | Summer | B10 | 1262 | 2000 | 0 | 34.75 | 37.07 | 6 | 0
2015 | PJM_ROM_2_NYISO_A-F | PJM_ROM | NYISO_A-F | Internal | Winter | B16 | 25 | 2000 | 0 | 49.54 | 45.86 | 6 | 0
2015 | PJM_ROM_2_NYISO_A-F | PJM_ROM | NYISO_A-F | Internal | Winter | B17 | 100 | 2000 | 0 | 45.48 | 43.08 | 6 | 0
2015 | PJM_ROM_2_NYISO_A-F | PJM_ROM | NYISO_A-F | Internal | Winter | B18 | 400 | 2000 | 0 | 44.29 | 43.08 | 6 | 0
2015 | PJM_ROM_2_NYISO_A-F | PJM_ROM | NYISO_A-F | Internal | Winter | B19 | 700 | 2000 | 0 | 41.95 | 43.08 | 6 | 0
2015 | PJM_ROM_2_NYISO_A-F | PJM_ROM | NYISO_A-F | Internal | Winter | B20 | 935 | 2000 | 76.69 | 37.08 | 43.08 | 6 | 0
2015 | PJM_ROM_2_PJM_E | PJM_ROM | PJM_E | Internal | Shoulder | B11 | 25 | 8000 | 0.1 | 48.25 | 48.24 | 0.01 | 0
2015 | PJM_ROM_2_PJM_E | PJM_ROM | PJM_E | Internal | Shoulder | B12 | 200 | 8000 | 1059.26 | 41.4 | 41.41 | 0.01 | 0
2015 | PJM_ROM_2_PJM_E | PJM_ROM | PJM_E | Internal | Shoulder | B13 | 600 | 8000 | 4296.56 | 39.57 | 39.58 | 0.01 | 0
2015 | PJM_ROM_2_PJM_E | PJM_ROM | PJM_E | Internal | Shoulder | B14 | 900 | 8000 | 3191.84 | 38.1 | 38.11 | 0.01 | 0
2015 | PJM_ROM_2_PJM_E | PJM_ROM | PJM_E | Internal | Shoulder | B15 | 1203 | 8000 | 4450.5 | 36.66 | 36.67 | 0.01 | 0
2015 | PJM_ROM_2_PJM_E | PJM_ROM | PJM_E | Internal | Summer | B1 | 10 | 8000 | 6270.37 | 62.03 | 62.04 | 0.01 | 0
2015 | PJM_ROM_2_PJM_E | PJM_ROM | PJM_E | Internal | Summer | B2 | 25 | 8000 | 5478.66 | 58.93 | 58.94 | 0.01 | 0
2015 | PJM_ROM_2_PJM_E | PJM_ROM | PJM_E | Internal | Summer | B3 | 75 | 8000 | 4144.21 | 56.95 | 56.96 | 0.01 | 0
2015 | PJM_ROM_2_PJM_E | PJM_ROM | PJM_E | Internal | Summer | B4 | 100 | 8000 | 2119.37 | 53.98 | 53.99 | 0.01 | 0
2015 | PJM_ROM_2_PJM_E | PJM_ROM | PJM_E | Internal | Summer | B5 | 200 | 8000 | 1963.18 | 48.31 | 48.32 | 0.01 | 0
2015 | PJM_ROM_2_PJM_E | PJM_ROM | PJM_E | Internal | Summer | B6 | 300 | 8000 | 1780.53 | 41.88 | 41.89 | 0.01 | 0
2015 | PJM_ROM_2_PJM_E | PJM_ROM | PJM_E | Internal | Summer | B7 | 400 | 8000 | 5475.37 | 37.94 | 37.95 | 0.01 | 0
2015 | PJM_ROM_2_PJM_E | PJM_ROM | PJM_E | Internal | Summer | B8 | 500 | 8000 | 4169.23 | 37.43 | 37.44 | 0.01 | 0
2015 | PJM_ROM_2_PJM_E | PJM_ROM | PJM_E | Internal | Summer | B9 | 800 | 8000 | 2660.35 | 35.3 | 35.31 | 0.01 | 0
2015 | PJM_ROM_2_PJM_E | PJM_ROM | PJM_E | Internal | Summer | B10 | 1262 | 8000 | 3810.93 | 34.75 | 34.77 | 0.01 | 0
2015 | PJM_ROM_2_PJM_E | PJM_ROM | PJM_E | Internal | Winter | B16 | 25 | 8000 | 1315.91 | 49.54 | 49.55 | 0.01 | 0
2015 | PJM_ROM_2_PJM_E | PJM_ROM | PJM_E | Internal | Winter | B17 | 100 | 8000 | 4508 | 45.48 | 45.49 | 0.01 | 0
2015 | PJM_ROM_2_PJM_E | PJM_ROM | PJM_E | Internal | Winter | B18 | 400 | 8000 | 4914.55 | 44.29 | 44.3 | 0.01 | 0
2015 | PJM_ROM_2_PJM_E | PJM_ROM | PJM_E | Internal | Winter | B19 | 700 | 8000 | 4576.25 | 41.95 | 41.96 | 0.01 | 0
2015 | PJM_ROM_2_PJM_E | PJM_ROM | PJM_E | Internal | Winter | B20 | 935 | 8000 | 4462.03 | 37.08 | 37.09 | 0.01 | 0
2015 | PJM_ROM_2_PJM_ROR | PJM_ROM | PJM_ROR | Internal | Shoulder | B11 | 25 | 8000 | 0.1 | 48.25 | 48.24 | 0.01 | 0
2015 | PJM_ROM_2_PJM_ROR | PJM_ROM | PJM_ROR | Internal | Shoulder | B12 | 200 | 8000 | 0.01 | 41.4 | 41.39 | 0.01 | 0
2015 | PJM_ROM_2_PJM_ROR | PJM_ROM | PJM_ROR | Internal | Shoulder | B13 | 600 | 8000 | 0 | 39.57 | 39.25 | 0.01 | 0
2015 | PJM_ROM_2_PJM_ROR | PJM_ROM | PJM_ROR | Internal | Shoulder | B14 | 900 | 8000 | 0 | 38.1 | 38.09 | 0.01 | 0
2015 | PJM_ROM_2_PJM_ROR | PJM_ROM | PJM_ROR | Internal | Shoulder | B15 | 1203 | 8000 | 0 | 36.66 | 34.43 | 0.01 | 0
2015 | PJM_ROM_2_PJM_ROR | PJM_ROM | PJM_ROR | Internal | Summer | B1 | 10 | 8000 | 0 | 62.03 | 61.37 | 0.01 | 0
2015 | PJM_ROM_2_PJM_ROR | PJM_ROM | PJM_ROR | Internal | Summer | B2 | 25 | 8000 | 0.09 | 58.93 | 58.92 | 0.01 | 0
2015 | PJM_ROM_2_PJM_ROR | PJM_ROM | PJM_ROR | Internal | Summer | B3 | 75 | 8000 | 0.03 | 56.95 | 56.94 | 0.01 | 0
2015 | PJM_ROM_2_PJM_ROR | PJM_ROM | PJM_ROR | Internal | Summer | B4 | 100 | 8000 | 0.03 | 53.98 | 53.97 | 0.01 | 0
2015 | PJM_ROM_2_PJM_ROR | PJM_ROM | PJM_ROR | Internal | Summer | B5 | 200 | 8000 | 0.01 | 48.31 | 48.3 | 0.01 | 0
2015 | PJM_ROM_2_PJM_ROR | PJM_ROM | PJM_ROR | Internal | Summer | B6 | 300 | 8000 | 0 | 41.88 | 41.87 | 0.01 | 0
2015 | PJM_ROM_2_PJM_ROR | PJM_ROM | PJM_ROR | Internal | Summer | B7 | 400 | 8000 | 0 | 37.94 | 37.93 | 0.01 | 0
2015 | PJM_ROM_2_PJM_ROR | PJM_ROM | PJM_ROR | Internal | Summer | B8 | 500 | 8000 | 0 | 37.43 | 36.33 | 0.01 | 0
2015 | PJM_ROM_2_PJM_ROR | PJM_ROM | PJM_ROR | Internal | Summer | B9 | 800 | 8000 | 0 | 35.3 | 34.73 | 0.01 | 0
2015 | PJM_ROM_2_PJM_ROR | PJM_ROM | PJM_ROR | Internal | Summer | B10 | 1262 | 8000 | 0 | 34.75 | 32.7 | 0.01 | 0
2015 | PJM_ROM_2_PJM_ROR | PJM_ROM | PJM_ROR | Internal | Winter | B16 | 25 | 8000 | 0.09 | 49.54 | 49.53 | 0.01 | 0
2015 | PJM_ROM_2_PJM_ROR | PJM_ROM | PJM_ROR | Internal | Winter | B17 | 100 | 8000 | 0 | 45.48 | 43.24 | 0.01 | 0
2015 | PJM_ROM_2_PJM_ROR | PJM_ROM | PJM_ROR | Internal | Winter | B18 | 400 | 8000 | 0 | 44.29 | 39.97 | 0.01 | 0
2015 | PJM_ROM_2_PJM_ROR | PJM_ROM | PJM_ROR | Internal | Winter | B19 | 700 | 8000 | 0 | 41.95 | 38 | 0.01 | 0
2015 | PJM_ROM_2_PJM_ROR | PJM_ROM | PJM_ROR | Internal | Winter | B20 | 935 | 8000 | 0 | 37.08 | 34.29 | 0.01 | 0
2015 | SOCO_2_ENT | SOCO | ENT | Internal | Shoulder | B11 | 25 | 2400 | 0 | 61.24 | 53.5 | 10 | 0
2015 | SOCO_2_ENT | SOCO | ENT | Internal | Shoulder | B12 | 200 | 2400 | 0 | 42.29 | 38.05 | 10 | 0
2015 | SOCO_2_ENT | SOCO | ENT | Internal | Shoulder | B13 | 600 | 2400 | 0 | 39.02 | 38.05 | 10 | 0
2015 | SOCO_2_ENT | SOCO | ENT | Internal | Shoulder | B14 | 900 | 2400 | 0 | 39.02 | 37.78 | 10 | 0
2015 | SOCO_2_ENT | SOCO | ENT | Internal | Shoulder | B15 | 1203 | 2400 | 0 | 39.02 | 36.55 | 10 | 0
2015 | SOCO_2_ENT | SOCO | ENT | Internal | Summer | B1 | 10 | 2400 | 0 | 64.92 | 59.37 | 10 | 0
2015 | SOCO_2_ENT | SOCO | ENT | Internal | Summer | B2 | 25 | 2400 | 0 | 64.92 | 56.92 | 10 | 0
2015 | SOCO_2_ENT | SOCO | ENT | Internal | Summer | B3 | 75 | 2400 | 0 | 64.92 | 55.82 | 10 | 0
2015 | SOCO_2_ENT | SOCO | ENT | Internal | Summer | B4 | 100 | 2400 | 0 | 64.92 | 55.82 | 10 | 0
2015 | SOCO_2_ENT | SOCO | ENT | Internal | Summer | B5 | 200 | 2400 | 0 | 60.27 | 51.84 | 10 | 0
2015 | SOCO_2_ENT | SOCO | ENT | Internal | Summer | B6 | 300 | 2400 | 0 | 52.89 | 44.89 | 10 | 0
2015 | SOCO_2_ENT | SOCO | ENT | Internal | Summer | B7 | 400 | 2400 | 0 | 50.05 | 42.05 | 10 | 0
2015 | SOCO_2_ENT | SOCO | ENT | Internal | Summer | B8 | 500 | 2400 | 0 | 42.99 | 36.89 | 10 | 0
2015 | SOCO_2_ENT | SOCO | ENT | Internal | Summer | B9 | 800 | 2400 | 0 | 37.88 | 36.63 | 10 | 0
2015 | SOCO_2_ENT | SOCO | ENT | Internal | Summer | B10 | 1262 | 2400 | 0 | 37.88 | 35.44 | 10 | 0
2015 | SOCO_2_ENT | SOCO | ENT | Internal | Winter | B16 | 25 | 2400 | 0 | 57.49 | 49.49 | 10 | 0
2015 | SOCO_2_ENT | SOCO | ENT | Internal | Winter | B17 | 100 | 2400 | 0 | 43.4 | 40.38 | 10 | 0
2015 | SOCO_2_ENT | SOCO | ENT | Internal | Winter | B18 | 400 | 2400 | 0 | 41.34 | 40.38 | 10 | 0
2015 | SOCO_2_ENT | SOCO | ENT | Internal | Winter | B19 | 700 | 2400 | 0 | 41.34 | 40.1 | 10 | 0
2015 | SOCO_2_ENT | SOCO | ENT | Internal | Winter | B20 | 935 | 2400 | 0 | 41.34 | 38.79 | 10 | 0
2015 | SOCO_2_FRCC | SOCO | FRCC | Internal | Shoulder | B11 | 25 | 3700 | 1408.79 | 61.24 | 71.24 | 10 | 0
2015 | SOCO_2_FRCC | SOCO | FRCC | Internal | Shoulder | B12 | 200 | 3700 | 1706.7 | 42.29 | 52.29 | 10 | 0
2015 | SOCO_2_FRCC | SOCO | FRCC | Internal | Shoulder | B13 | 600 | 3700 | 280.3 | 39.02 | 49.02 | 10 | 0
2015 | SOCO_2_FRCC | SOCO | FRCC | Internal | Shoulder | B14 | 900 | 3700 | 0 | 39.02 | 45.06 | 10 | 0
2015 | SOCO_2_FRCC | SOCO | FRCC | Internal | Shoulder | B15 | 1203 | 3700 | 0 | 39.02 | 43.22 | 10 | 0
2015 | SOCO_2_FRCC | SOCO | FRCC | Internal | Summer | B1 | 10 | 3700 | 0 | 64.92 | 71.2 | 10 | 0
2015 | SOCO_2_FRCC | SOCO | FRCC | Internal | Summer | B2 | 25 | 3700 | 0 | 64.92 | 71.2 | 10 | 0
2015 | SOCO_2_FRCC | SOCO | FRCC | Internal | Summer | B3 | 75 | 3700 | 0 | 64.92 | 71.2 | 10 | 0
2015 | SOCO_2_FRCC | SOCO | FRCC | Internal | Summer | B4 | 100 | 3700 | 0 | 64.92 | 71.2 | 10 | 0
2015 | SOCO_2_FRCC | SOCO | FRCC | Internal | Summer | B5 | 200 | 3700 | 1476.55 | 60.27 | 70.27 | 10 | 0
2015 | SOCO_2_FRCC | SOCO | FRCC | Internal | Summer | B6 | 300 | 3700 | 777.63 | 52.89 | 62.89 | 10 | 0
2015 | SOCO_2_FRCC | SOCO | FRCC | Internal | Summer | B7 | 400 | 3700 | 1984.3 | 50.05 | 60.05 | 10 | 0
2015 | SOCO_2_FRCC | SOCO | FRCC | Internal | Summer | B8 | 500 | 3700 | 1038.7 | 42.99 | 52.99 | 10 | 0
2015 | SOCO_2_FRCC | SOCO | FRCC | Internal | Summer | B9 | 800 | 3700 | 0 | 37.88 | 46.15 | 10 | 0
2015 | SOCO_2_FRCC | SOCO | FRCC | Internal | Summer | B10 | 1262 | 3700 | 0 | 37.88 | 42.58 | 10 | 0
2015 | SOCO_2_FRCC | SOCO | FRCC | Internal | Winter | B16 | 25 | 3700 | 2184.9 | 57.49 | 67.49 | 10 | 0
2015 | SOCO_2_FRCC | SOCO | FRCC | Internal | Winter | B17 | 100 | 3700 | 2283.6 | 43.4 | 53.4 | 10 | 0
2015 | SOCO_2_FRCC | SOCO | FRCC | Internal | Winter | B18 | 400 | 3700 | 268.87 | 41.34 | 51.34 | 10 | 0
2015 | SOCO_2_FRCC | SOCO | FRCC | Internal | Winter | B19 | 700 | 3700 | 0 | 41.34 | 47.11 | 10 | 0
2015 | SOCO_2_FRCC | SOCO | FRCC | Internal | Winter | B20 | 935 | 3700 | 0 | 41.34 | 45.18 | 10 | 0
2015 | SOCO_2_TVA_Transmission | SOCO | TVA_Transmission | Internal | Shoulder | B11 | 25 | 2600 | 0 | 61.24 | 53.16 | 10 | 0
2015 | SOCO_2_TVA_Transmission | SOCO | TVA_Transmission | Internal | Shoulder | B12 | 200 | 2600 | 0 | 42.29 | 42.77 | 10 | 0
2015 | SOCO_2_TVA_Transmission | SOCO | TVA_Transmission | Internal | Shoulder | B13 | 600 | 2600 | 0 | 39.02 | 41.27 | 10 | 0
2015 | SOCO_2_TVA_Transmission | SOCO | TVA_Transmission | Internal | Shoulder | B14 | 900 | 2600 | 0 | 39.02 | 40.13 | 10 | 0
2015 | SOCO_2_TVA_Transmission | SOCO | TVA_Transmission | Internal | Shoulder | B15 | 1203 | 2600 | 0 | 39.02 | 39.11 | 10 | 0
2015 | SOCO_2_TVA_Transmission | SOCO | TVA_Transmission | Internal | Summer | B1 | 10 | 2600 | 0 | 64.92 | 67.37 | 10 | 0
2015 | SOCO_2_TVA_Transmission | SOCO | TVA_Transmission | Internal | Summer | B2 | 25 | 2600 | 0 | 64.92 | 64.92 | 10 | 0
2015 | SOCO_2_TVA_Transmission | SOCO | TVA_Transmission | Internal | Summer | B3 | 75 | 2600 | 0 | 64.92 | 62.94 | 10 | 0
2015 | SOCO_2_TVA_Transmission | SOCO | TVA_Transmission | Internal | Summer | B4 | 100 | 2600 | 0 | 64.92 | 59.97 | 10 | 0
2015 | SOCO_2_TVA_Transmission | SOCO | TVA_Transmission | Internal | Summer | B5 | 200 | 2600 | 0 | 60.27 | 52.53 | 10 | 0
2015 | SOCO_2_TVA_Transmission | SOCO | TVA_Transmission | Internal | Summer | B6 | 300 | 2600 | 0 | 52.89 | 45.54 | 10 | 0
2015 | SOCO_2_TVA_Transmission | SOCO | TVA_Transmission | Internal | Summer | B7 | 400 | 2600 | 0 | 50.05 | 41.93 | 10 | 0
2015 | SOCO_2_TVA_Transmission | SOCO | TVA_Transmission | Internal | Summer | B8 | 500 | 2600 | 0 | 42.99 | 38.96 | 10 | 0
2015 | SOCO_2_TVA_Transmission | SOCO | TVA_Transmission | Internal | Summer | B9 | 800 | 2600 | 0 | 37.88 | 38.32 | 10 | 0
2015 | SOCO_2_TVA_Transmission | SOCO | TVA_Transmission | Internal | Summer | B10 | 1262 | 2600 | 0 | 37.88 | 36.25 | 10 | 0
2015 | SOCO_2_TVA_Transmission | SOCO | TVA_Transmission | Internal | Winter | B16 | 25 | 2600 | 0 | 57.49 | 54.02 | 10 | 0
2015 | SOCO_2_TVA_Transmission | SOCO | TVA_Transmission | Internal | Winter | B17 | 100 | 2600 | 0 | 43.4 | 45.1 | 10 | 0
2015 | SOCO_2_TVA_Transmission | SOCO | TVA_Transmission | Internal | Winter | B18 | 400 | 2600 | 0 | 41.34 | 42.11 | 10 | 0
2015 | SOCO_2_TVA_Transmission | SOCO | TVA_Transmission | Internal | Winter | B19 | 700 | 2600 | 0 | 41.34 | 40.18 | 10 | 0
2015 | SOCO_2_TVA_Transmission | SOCO | TVA_Transmission | Internal | Winter | B20 | 935 | 2600 | 0 | 41.34 | 38.93 | 10 | 0
2015 | SOCO_2_VACAR | SOCO | VACAR | Internal | Shoulder | B11 | 25 | 2000 | 0 | 61.24 | 54.24 | 10 | 0
2015 | SOCO_2_VACAR | SOCO | VACAR | Internal | Shoulder | B12 | 200 | 2000 | 0 | 42.29 | 47.39 | 10 | 0
2015 | SOCO_2_VACAR | SOCO | VACAR | Internal | Shoulder | B13 | 600 | 2000 | 0 | 39.02 | 45.25 | 10 | 0
2015 | SOCO_2_VACAR | SOCO | VACAR | Internal | Shoulder | B14 | 900 | 2000 | 0 | 39.02 | 44.09 | 10 | 0
2015 | SOCO_2_VACAR | SOCO | VACAR | Internal | Shoulder | B15 | 1203 | 2000 | 0 | 39.02 | 42.14 | 10 | 0
2015 | SOCO_2_VACAR | SOCO | VACAR | Internal | Summer | B1 | 10 | 2000 | 0 | 64.92 | 68.16 | 10 | 0
2015 | SOCO_2_VACAR | SOCO | VACAR | Internal | Summer | B2 | 25 | 2000 | 0 | 64.92 | 68.16 | 10 | 0
2015 | SOCO_2_VACAR | SOCO | VACAR | Internal | Summer | B3 | 75 | 2000 | 0 | 64.92 | 68.16 | 10 | 0
2015 | SOCO_2_VACAR | SOCO | VACAR | Internal | Summer | B4 | 100 | 2000 | 0 | 64.92 | 59.97 | 10 | 0
2015 | SOCO_2_VACAR | SOCO | VACAR | Internal | Summer | B5 | 200 | 2000 | 0 | 60.27 | 55.3 | 10 | 0
2015 | SOCO_2_VACAR | SOCO | VACAR | Internal | Summer | B6 | 300 | 2000 | 0 | 52.89 | 47.87 | 10 | 0
2015 | SOCO_2_VACAR | SOCO | VACAR | Internal | Summer | B7 | 400 | 2000 | 0 | 50.05 | 45.25 | 10 | 0
2015 | SOCO_2_VACAR | SOCO | VACAR | Internal | Summer | B8 | 500 | 2000 | 0 | 42.99 | 42.83 | 10 | 0
2015 | SOCO_2_VACAR | SOCO | VACAR | Internal | Summer | B9 | 800 | 2000 | 0 | 37.88 | 42.06 | 10 | 0
2015 | SOCO_2_VACAR | SOCO | VACAR | Internal | Summer | B10 | 1262 | 2000 | 0 | 37.88 | 40.46 | 10 | 0
2015 | SOCO_2_VACAR | SOCO | VACAR | Internal | Winter | B16 | 25 | 2000 | 0 | 57.49 | 58.89 | 10 | 0
2015 | SOCO_2_VACAR | SOCO | VACAR | Internal | Winter | B17 | 100 | 2000 | 0 | 43.4 | 49.24 | 10 | 0
2015 | SOCO_2_VACAR | SOCO | VACAR | Internal | Winter | B18 | 400 | 2000 | 0 | 41.34 | 45.97 | 10 | 0
2015 | SOCO_2_VACAR | SOCO | VACAR | Internal | Winter | B19 | 700 | 2000 | 0 | 41.34 | 44 | 10 | 0
2015 | SOCO_2_VACAR | SOCO | VACAR | Internal | Winter | B20 | 935 | 2000 | 0 | 41.34 | 42.38 | 10 | 0
2015 | SPP_N_2_ENT | SPP_N | ENT | Internal | Shoulder | B11 | 25 | 1800 | 0 | 54.69 | 53.5 | 5 | 0
2015 | SPP_N_2_ENT | SPP_N | ENT | Internal | Shoulder | B12 | 200 | 1800 | 0 | 38 | 38.05 | 5 | 0
2015 | SPP_N_2_ENT | SPP_N | ENT | Internal | Shoulder | B13 | 600 | 1800 | 0 | 37.03 | 38.05 | 5 | 0
2015 | SPP_N_2_ENT | SPP_N | ENT | Internal | Shoulder | B14 | 900 | 1800 | 0 | 36.34 | 37.78 | 5 | 0
2015 | SPP_N_2_ENT | SPP_N | ENT | Internal | Shoulder | B15 | 1203 | 1800 | 0 | 36.26 | 36.55 | 5 | 0
2015 | SPP_N_2_ENT | SPP_N | ENT | Internal | Summer | B1 | 10 | 1800 | 0 | 58.76 | 59.37 | 5 | 0
2015 | SPP_N_2_ENT | SPP_N | ENT | Internal | Summer | B2 | 25 | 1800 | 0 | 58.76 | 56.92 | 5 | 0
2015 | SPP_N_2_ENT | SPP_N | ENT | Internal | Summer | B3 | 75 | 1800 | 0 | 58.76 | 55.82 | 5 | 0
2015 | SPP_N_2_ENT | SPP_N | ENT | Internal | Summer | B4 | 100 | 1800 | 0 | 56.96 | 55.82 | 5 | 0
2015 | SPP_N_2_ENT | SPP_N | ENT | Internal | Summer | B5 | 200 | 1800 | 0 | 52.82 | 51.84 | 5 | 0
2015 | SPP_N_2_ENT | SPP_N | ENT | Internal | Summer | B6 | 300 | 1800 | 0 | 46.88 | 44.89 | 5 | 0
2015 | SPP_N_2_ENT | SPP_N | ENT | Internal | Summer | B7 | 400 | 1800 | 0 | 40.2 | 42.05 | 5 | 0
2015 | SPP_N_2_ENT | SPP_N | ENT | Internal | Summer | B8 | 500 | 1800 | 0 | 36.34 | 36.89 | 5 | 0
2015 | SPP_N_2_ENT | SPP_N | ENT | Internal | Summer | B9 | 800 | 1800 | 0 | 35.12 | 36.63 | 5 | 0
2015 | SPP_N_2_ENT | SPP_N | ENT | Internal | Summer | B10 | 1262 | 1800 | 0 | 34.55 | 35.44 | 5 | 0
2015 | SPP_N_2_ENT | SPP_N | ENT | Internal | Winter | B16 | 25 | 1800 | 471.55 | 44.49 | 49.49 | 5 | 0
2015 | SPP_N_2_ENT | SPP_N | ENT | Internal | Winter | B17 | 100 | 1800 | 0 | 38.72 | 40.38 | 5 | 0
2015 | SPP_N_2_ENT | SPP_N | ENT | Internal | Winter | B18 | 400 | 1800 | 0 | 38.63 | 40.38 | 5 | 0
2015 | SPP_N_2_ENT | SPP_N | ENT | Internal | Winter | B19 | 700 | 1800 | 0 | 38.63 | 40.1 | 5 | 0
2015 | SPP_N_2_ENT | SPP_N | ENT | Internal | Winter | B20 | 935 | 1800 | 0 | 34.74 | 38.79 | 5 | 0
2015 | SPP_N_2_MISO_MO-IL | SPP_N | MISO_MO-IL | Internal | Shoulder | B11 | 25 | 2000 | 0 | 54.69 | 47.68 | 5 | 0
2015 | SPP_N_2_MISO_MO-IL | SPP_N | MISO_MO-IL | Internal | Shoulder | B12 | 200 | 2000 | 0 | 38 | 39.39 | 5 | 0
2015 | SPP_N_2_MISO_MO-IL | SPP_N | MISO_MO-IL | Internal | Shoulder | B13 | 600 | 2000 | 0 | 37.03 | 37.22 | 5 | 0
2015 | SPP_N_2_MISO_MO-IL | SPP_N | MISO_MO-IL | Internal | Shoulder | B14 | 900 | 2000 | 0 | 36.34 | 36.07 | 5 | 0
2015 | SPP_N_2_MISO_MO-IL | SPP_N | MISO_MO-IL | Internal | Shoulder | B15 | 1203 | 2000 | 0 | 36.26 | 33.39 | 5 | 0
2015 | SPP_N_2_MISO_MO-IL | SPP_N | MISO_MO-IL | Internal | Summer | B1 | 10 | 2000 | 0 | 58.76 | 59.37 | 5 | 0
2015 | SPP_N_2_MISO_MO-IL | SPP_N | MISO_MO-IL | Internal | Summer | B2 | 25 | 2000 | 0 | 58.76 | 56.92 | 5 | 0
2015 | SPP_N_2_MISO_MO-IL | SPP_N | MISO_MO-IL | Internal | Summer | B3 | 75 | 2000 | 0 | 58.76 | 55.35 | 5 | 0
2015 | SPP_N_2_MISO_MO-IL | SPP_N | MISO_MO-IL | Internal | Summer | B4 | 100 | 2000 | 0 | 56.96 | 51.97 | 5 | 0
2015 | SPP_N_2_MISO_MO-IL | SPP_N | MISO_MO-IL | Internal | Summer | B5 | 200 | 2000 | 0 | 52.82 | 46.29 | 5 | 0
2015 | SPP_N_2_MISO_MO-IL | SPP_N | MISO_MO-IL | Internal | Summer | B6 | 300 | 2000 | 0 | 46.88 | 39.86 | 5 | 0
2015 | SPP_N_2_MISO_MO-IL | SPP_N | MISO_MO-IL | Internal | Summer | B7 | 400 | 2000 | 0 | 40.2 | 35.9 | 5 | 0
2015 | SPP_N_2_MISO_MO-IL | SPP_N | MISO_MO-IL | Internal | Summer | B8 | 500 | 2000 | 0 | 36.34 | 34.02 | 5 | 0
2015 | SPP_N_2_MISO_MO-IL | SPP_N | MISO_MO-IL | Internal | Summer | B9 | 800 | 2000 | 0 | 35.12 | 33.08 | 5 | 0
2015 | SPP_N_2_MISO_MO-IL | SPP_N | MISO_MO-IL | Internal | Summer | B10 | 1262 | 2000 | 0 | 34.55 | 31.75 | 5 | 0
2015 | SPP_N_2_MISO_MO-IL | SPP_N | MISO_MO-IL | Internal | Winter | B16 | 25 | 2000 | 0 | 44.49 | 47.53 | 5 | 0
2015 | SPP_N_2_MISO_MO-IL | SPP_N | MISO_MO-IL | Internal | Winter | B17 | 100 | 2000 | 0 | 38.72 | 40.86 | 5 | 0
2015 | SPP_N_2_MISO_MO-IL | SPP_N | MISO_MO-IL | Internal | Winter | B18 | 400 | 2000 | 0 | 38.63 | 37.96 | 5 | 0
2015 | SPP_N_2_MISO_MO-IL | SPP_N | MISO_MO-IL | Internal | Winter | B19 | 700 | 2000 | 0 | 38.63 | 36 | 5 | 0
2015 | SPP_N_2_MISO_MO-IL | SPP_N | MISO_MO-IL | Internal | Winter | B20 | 935 | 2000 | 0 | 34.74 | 33.25 | 5 | 0
2015 | SPP_N_2_MISO_W | SPP_N | MISO_W | Internal | Shoulder | B11 | 25 | 750 | 0 | 54.69 | 47.69 | 5 | 0
2015 | SPP_N_2_MISO_W | SPP_N | MISO_W | Internal | Shoulder | B12 | 200 | 750 | 0 | 38 | 39.38 | 5 | 0
2015 | SPP_N_2_MISO_W | SPP_N | MISO_W | Internal | Shoulder | B13 | 600 | 750 | 0 | 37.03 | 37.21 | 5 | 0
2015 | SPP_N_2_MISO_W | SPP_N | MISO_W | Internal | Shoulder | B14 | 900 | 750 | 0 | 36.34 | 36.09 | 5 | 0
2015 | SPP_N_2_MISO_W | SPP_N | MISO_W | Internal | Shoulder | B15 | 1203 | 750 | 0 | 36.26 | 34.04 | 5 | 0
2015 | SPP_N_2_MISO_W | SPP_N | MISO_W | Internal | Summer | B1 | 10 | 750 | 0 | 58.76 | 59.35 | 5 | 0
2015 | SPP_N_2_MISO_W | SPP_N | MISO_W | Internal | Summer | B2 | 25 | 750 | 0 | 58.76 | 56.93 | 5 | 0
2015 | SPP_N_2_MISO_W | SPP_N | MISO_W | Internal | Summer | B3 | 75 | 750 | 0 | 58.76 | 56.67 | 5 | 0
2015 | SPP_N_2_MISO_W | SPP_N | MISO_W | Internal | Summer | B4 | 100 | 750 | 0 | 56.96 | 55.69 | 5 | 0
2015 | SPP_N_2_MISO_W | SPP_N | MISO_W | Internal | Summer | B5 | 200 | 750 | 0 | 52.82 | 48.66 | 5 | 0
2015 | SPP_N_2_MISO_W | SPP_N | MISO_W | Internal | Summer | B6 | 300 | 750 | 0 | 46.88 | 39.88 | 5 | 0
2015 | SPP_N_2_MISO_W | SPP_N | MISO_W | Internal | Summer | B7 | 400 | 750 | 0 | 40.2 | 35.91 | 5 | 0
2015 | SPP_N_2_MISO_W | SPP_N | MISO_W | Internal | Summer | B8 | 500 | 750 | 0 | 36.34 | 34 | 5 | 0
2015 | SPP_N_2_MISO_W | SPP_N | MISO_W | Internal | Summer | B9 | 800 | 750 | 0 | 35.12 | 33.09 | 5 | 0
2015 | SPP_N_2_MISO_W | SPP_N | MISO_W | Internal | Summer | B10 | 1262 | 750 | 0 | 34.55 | 31.76 | 5 | 0
2015 | SPP_N_2_MISO_W | SPP_N | MISO_W | Internal | Winter | B16 | 25 | 750 | 0 | 44.49 | 47.52 | 5 | 0
2015 | SPP_N_2_MISO_W | SPP_N | MISO_W | Internal | Winter | B17 | 100 | 750 | 0 | 38.72 | 40.84 | 5 | 0
2015 | SPP_N_2_MISO_W | SPP_N | MISO_W | Internal | Winter | B18 | 400 | 750 | 0 | 38.63 | 37.97 | 5 | 0
2015 | SPP_N_2_MISO_W | SPP_N | MISO_W | Internal | Winter | B19 | 700 | 750 | 0 | 38.63 | 36.56 | 5 | 0
2015 | SPP_N_2_MISO_W | SPP_N | MISO_W | Internal | Winter | B20 | 935 | 750 | 0 | 34.74 | 33.45 | 5 | 0
2015 | SPP_N_2_NE | SPP_N | NE | Internal | Shoulder | B11 | 25 | 330 | 0 | 54.69 | 47.69 | 0.01 | 0
2015 | SPP_N_2_NE | SPP_N | NE | Internal | Shoulder | B12 | 200 | 330 | 0.01 | 38 | 37.99 | 0.01 | 0
2015 | SPP_N_2_NE | SPP_N | NE | Internal | Shoulder | B13 | 600 | 330 | 0 | 37.03 | 37.02 | 0.01 | 0
2015 | SPP_N_2_NE | SPP_N | NE | Internal | Shoulder | B14 | 900 | 330 | 0 | 36.34 | 36.33 | 0.01 | 0
2015 | SPP_N_2_NE | SPP_N | NE | Internal | Shoulder | B15 | 1203 | 330 | 0 | 36.26 | 36.1 | 0.01 | 0
2015 | SPP_N_2_NE | SPP_N | NE | Internal | Summer | B1 | 10 | 330 | 0.21 | 58.76 | 58.75 | 0.01 | 0
2015 | SPP_N_2_NE | SPP_N | NE | Internal | Summer | B2 | 25 | 330 | 0 | 58.76 | 57.36 | 0.01 | 0
2015 | SPP_N_2_NE | SPP_N | NE | Internal | Summer | B3 | 75 | 330 | 0 | 58.76 | 57.36 | 0.01 | 0
2015 | SPP_N_2_NE | SPP_N | NE | Internal | Summer | B4 | 100 | 330 | 0.02 | 56.96 | 56.95 | 0.01 | 0
2015 | SPP_N_2_NE | SPP_N | NE | Internal | Summer | B5 | 200 | 330 | 0.01 | 52.82 | 52.81 | 0.01 | 0
2015 | SPP_N_2_NE | SPP_N | NE | Internal | Summer | B6 | 300 | 330 | 0 | 46.88 | 39.88 | 0.01 | 0
2015 | SPP_N_2_NE | SPP_N | NE | Internal | Summer | B7 | 400 | 330 | 0 | 40.2 | 35.91 | 0.01 | 0
2015 | SPP_N_2_NE | SPP_N | NE | Internal | Summer | B8 | 500 | 330 | 0 | 36.34 | 34 | 0.01 | 0
2015 | SPP_N_2_NE | SPP_N | NE | Internal | Summer | B9 | 800 | 330 | 0 | 35.12 | 34 | 0.01 | 0
2015 | SPP_N_2_NE | SPP_N | NE | Internal | Summer | B10 | 1262 | 330 | 0 | 34.55 | 32.67 | 0.01 | 0
2015 | SPP_N_2_NE | SPP_N | NE | Internal | Winter | B16 | 25 | 330 | 0.09 | 44.49 | 44.48 | 0.01 | 0
2015 | SPP_N_2_NE | SPP_N | NE | Internal | Winter | B17 | 100 | 330 | 0.02 | 38.72 | 38.71 | 0.01 | 0
2015 | SPP_N_2_NE | SPP_N | NE | Internal | Winter | B18 | 400 | 330 | 0 | 38.63 | 38.62 | 0.01 | 0
2015 | SPP_N_2_NE | SPP_N | NE | Internal | Winter | B19 | 700 | 330 | 0 | 38.63 | 38.62 | 0.01 | 0
2015 | SPP_N_2_NE | SPP_N | NE | Internal | Winter | B20 | 935 | 330 | 0 | 34.74 | 33.76 | 0.01 | 0
2015 | SPP_N_2_SPP_S | SPP_N | SPP_S | Internal | Shoulder | B11 | 25 | 4000 | 0 | 54.69 | 52.2 | 0.01 | 0
2015 | SPP_N_2_SPP_S | SPP_N | SPP_S | Internal | Shoulder | B12 | 200 | 4000 | 0.01 | 38 | 37.99 | 0.01 | 0
2015 | SPP_N_2_SPP_S | SPP_N | SPP_S | Internal | Shoulder | B13 | 600 | 4000 | 557.47 | 37.03 | 37.04 | 0.01 | 0
2015 | SPP_N_2_SPP_S | SPP_N | SPP_S | Internal | Shoulder | B14 | 900 | 4000 | 1590.49 | 36.34 | 36.35 | 0.01 | 0
2015 | SPP_N_2_SPP_S | SPP_N | SPP_S | Internal | Shoulder | B15 | 1203 | 4000 | 2666.26 | 36.26 | 36.27 | 0.01 | 0
2015 | SPP_N_2_SPP_S | SPP_N | SPP_S | Internal | Summer | B1 | 10 | 4000 | 0.21 | 58.76 | 58.75 | 0.01 | 0
2015 | SPP_N_2_SPP_S | SPP_N | SPP_S | Internal | Summer | B2 | 25 | 4000 | 0.09 | 58.76 | 58.75 | 0.01 | 0
2015 | SPP_N_2_SPP_S | SPP_N | SPP_S | Internal | Summer | B3 | 75 | 4000 | 0 | 58.76 | 50.82 | 0.01 | 0
2015 | SPP_N_2_SPP_S | SPP_N | SPP_S | Internal | Summer | B4 | 100 | 4000 | 0 | 56.96 | 50.82 | 0.01 | 0
2015 | SPP_N_2_SPP_S | SPP_N | SPP_S | Internal | Summer | B5 | 200 | 4000 | 0 | 52.82 | 50.41 | 0.01 | 0
2015 | SPP_N_2_SPP_S | SPP_N | SPP_S | Internal | Summer | B6 | 300 | 4000 | 1191.02 | 46.88 | 46.89 | 0.01 | 0
2015 | SPP_N_2_SPP_S | SPP_N | SPP_S | Internal | Summer | B7 | 400 | 4000 | 661.92 | 40.2 | 40.22 | 0.01 | 0
2015 | SPP_N_2_SPP_S | SPP_N | SPP_S | Internal | Summer | B8 | 500 | 4000 | 1741.61 | 36.34 | 36.35 | 0.01 | 0
2015 | SPP_N_2_SPP_S | SPP_N | SPP_S | Internal | Summer | B9 | 800 | 4000 | 3020.99 | 35.12 | 35.13 | 0.01 | 0
2015 | SPP_N_2_SPP_S | SPP_N | SPP_S | Internal | Summer | B10 | 1262 | 4000 | 4000 | 34.55 | 35.05 | 0.01 | 0.49
2015 | SPP_N_2_SPP_S | SPP_N | SPP_S | Internal | Winter | B16 | 25 | 4000 | 90.29 | 44.49 | 44.5 | 0.01 | 0
2015 | SPP_N_2_SPP_S | SPP_N | SPP_S | Internal | Winter | B17 | 100 | 4000 | 1707.65 | 38.72 | 38.73 | 0.01 | 0
2015 | SPP_N_2_SPP_S | SPP_N | SPP_S | Internal | Winter | B18 | 400 | 4000 | 2293.26 | 38.63 | 38.64 | 0.01 | 0
2015 | SPP_N_2_SPP_S | SPP_N | SPP_S | Internal | Winter | B19 | 700 | 4000 | 2390.21 | 38.63 | 38.64 | 0.01 | 0
2015 | SPP_N_2_SPP_S | SPP_N | SPP_S | Internal | Winter | B20 | 935 | 4000 | 3641.12 | 34.74 | 34.75 | 0.01 | 0
2015 | SPP_S_2_ENT | SPP_S | ENT | Internal | Shoulder | B11 | 25 | 850 | 0 | 52.2 | 53.5 | 5 | 0
2015 | SPP_S_2_ENT | SPP_S | ENT | Internal | Shoulder | B12 | 200 | 850 | 0 | 37.99 | 38.05 | 5 | 0
2015 | SPP_S_2_ENT | SPP_S | ENT | Internal | Shoulder | B13 | 600 | 850 | 0 | 37.04 | 38.05 | 5 | 0
2015 | SPP_S_2_ENT | SPP_S | ENT | Internal | Shoulder | B14 | 900 | 850 | 0 | 36.35 | 37.78 | 5 | 0
2015 | SPP_S_2_ENT | SPP_S | ENT | Internal | Shoulder | B15 | 1203 | 850 | 0 | 36.27 | 36.55 | 5 | 0
2015 | SPP_S_2_ENT | SPP_S | ENT | Internal | Summer | B1 | 10 | 850 | 0 | 58.75 | 59.37 | 5 | 0
2015 | SPP_S_2_ENT | SPP_S | ENT | Internal | Summer | B2 | 25 | 850 | 0 | 58.75 | 56.92 | 5 | 0
2015 | SPP_S_2_ENT | SPP_S | ENT | Internal | Summer | B3 | 75 | 850 | 323.53 | 50.82 | 55.82 | 5 | 0
2015 | SPP_S_2_ENT | SPP_S | ENT | Internal | Summer | B4 | 100 | 850 | 389.22 | 50.82 | 55.82 | 5 | 0
2015 | SPP_S_2_ENT | SPP_S | ENT | Internal | Summer | B5 | 200 | 850 | 0 | 50.41 | 51.84 | 5 | 0
2015 | SPP_S_2_ENT | SPP_S | ENT | Internal | Summer | B6 | 300 | 850 | 0 | 46.89 | 44.89 | 5 | 0
2015 | SPP_S_2_ENT | SPP_S | ENT | Internal | Summer | B7 | 400 | 850 | 0 | 40.22 | 42.05 | 5 | 0
2015 | SPP_S_2_ENT | SPP_S | ENT | Internal | Summer | B8 | 500 | 850 | 0 | 36.35 | 36.89 | 5 | 0
2015 | SPP_S_2_ENT | SPP_S | ENT | Internal | Summer | B9 | 800 | 850 | 0 | 35.13 | 36.63 | 5 | 0
2015 | SPP_S_2_ENT | SPP_S | ENT | Internal | Summer | B10 | 1262 | 850 | 0 | 35.05 | 35.44 | 5 | 0
2015 | SPP_S_2_ENT | SPP_S | ENT | Internal | Winter | B16 | 25 | 850 | 0.19 | 44.5 | 49.49 | 5 | 0
2015 | SPP_S_2_ENT | SPP_S | ENT | Internal | Winter | B17 | 100 | 850 | 0 | 38.73 | 40.38 | 5 | 0
2015 | SPP_S_2_ENT | SPP_S | ENT | Internal | Winter | B18 | 400 | 850 | 0 | 38.64 | 40.38 | 5 | 0
2015 | SPP_S_2_ENT | SPP_S | ENT | Internal | Winter | B19 | 700 | 850 | 0 | 38.64 | 40.1 | 5 | 0
2015 | SPP_S_2_ENT | SPP_S | ENT | Internal | Winter | B20 | 935 | 850 | 0 | 34.75 | 38.79 | 5 | 0
2015 | SPP_S_2_SPP_N | SPP_S | SPP_N | Internal | Shoulder | B11 | 25 | 640 | 640 | 52.2 | 54.69 | 0.01 | 2.48
2015 | SPP_S_2_SPP_N | SPP_S | SPP_N | Internal | Shoulder | B12 | 200 | 640 | 118.42 | 37.99 | 38 | 0.01 | 0
2015 | SPP_S_2_SPP_N | SPP_S | SPP_N | Internal | Shoulder | B13 | 600 | 640 | 0 | 37.04 | 37.03 | 0.01 | 0
2015 | SPP_S_2_SPP_N | SPP_S | SPP_N | Internal | Shoulder | B14 | 900 | 640 | 0 | 36.35 | 36.34 | 0.01 | 0
2015 | SPP_S_2_SPP_N | SPP_S | SPP_N | Internal | Shoulder | B15 | 1203 | 640 | 0 | 36.27 | 36.26 | 0.01 | 0
2015 | SPP_S_2_SPP_N | SPP_S | SPP_N | Internal | Summer | B1 | 10 | 640 | 440.76 | 58.75 | 58.76 | 0.01 | 0
2015 | SPP_S_2_SPP_N | SPP_S | SPP_N | Internal | Summer | B2 | 25 | 640 | 294.04 | 58.75 | 58.76 | 0.01 | 0
2015 | SPP_S_2_SPP_N | SPP_S | SPP_N | Internal | Summer | B3 | 75 | 640 | 640 | 50.82 | 58.76 | 0.01 | 7.93
2015 | SPP_S_2_SPP_N | SPP_S | SPP_N | Internal | Summer | B4 | 100 | 640 | 640 | 50.82 | 56.96 | 0.01 | 6.12
2015 | SPP_S_2_SPP_N | SPP_S | SPP_N | Internal | Summer | B5 | 200 | 640 | 640 | 50.41 | 52.82 | 0.01 | 2.4
2015 | SPP_S_2_SPP_N | SPP_S | SPP_N | Internal | Summer | B6 | 300 | 640 | 0 | 46.89 | 46.88 | 0.01 | 0
2015 | SPP_S_2_SPP_N | SPP_S | SPP_N | Internal | Summer | B7 | 400 | 640 | 0 | 40.22 | 40.2 | 0.01 | 0
2015 | SPP_S_2_SPP_N | SPP_S | SPP_N | Internal | Summer | B8 | 500 | 640 | 0 | 36.35 | 36.34 | 0.01 | 0
2015 | SPP_S_2_SPP_N | SPP_S | SPP_N | Internal | Summer | B9 | 800 | 640 | 0 | 35.13 | 35.12 | 0.01 | 0
2015 | SPP_S_2_SPP_N | SPP_S | SPP_N | Internal | Summer | B10 | 1262 | 640 | 0 | 35.05 | 34.55 | 0.01 | 0
2015 | SPP_S_2_SPP_N | SPP_S | SPP_N | Internal | Winter | B16 | 25 | 640 | 0.1 | 44.5 | 44.49 | 0.01 | 0
2015 | SPP_S_2_SPP_N | SPP_S | SPP_N | Internal | Winter | B17 | 100 | 640 | 0.02 | 38.73 | 38.72 | 0.01 | 0
2015 | SPP_S_2_SPP_N | SPP_S | SPP_N | Internal | Winter | B18 | 400 | 640 | 0 | 38.64 | 38.63 | 0.01 | 0
2015 | SPP_S_2_SPP_N | SPP_S | SPP_N | Internal | Winter | B19 | 700 | 640 | 0 | 38.64 | 38.63 | 0.01 | 0
2015 | SPP_S_2_SPP_N | SPP_S | SPP_N | Internal | Winter | B20 | 935 | 640 | 0 | 34.75 | 34.74 | 0.01 | 0
2015 | TVA_2_ENT | TVA | ENT | Internal | Shoulder | B11 | 25 | 500 | 0 | 45.24 | 53.5 | 9 | 0
2015 | TVA_2_ENT | TVA | ENT | Internal | Shoulder | B12 | 200 | 500 | 0 | 38.4 | 38.05 | 9 | 0
2015 | TVA_2_ENT | TVA | ENT | Internal | Shoulder | B13 | 600 | 500 | 0 | 38.4 | 38.05 | 9 | 0
2015 | TVA_2_ENT | TVA | ENT | Internal | Shoulder | B14 | 900 | 500 | 0 | 38.4 | 37.78 | 9 | 0
2015 | TVA_2_ENT | TVA | ENT | Internal | Shoulder | B15 | 1203 | 500 | 0 | 38.4 | 36.55 | 9 | 0
2015 | TVA_2_ENT | TVA | ENT | Internal | Summer | B1 | 10 | 500 | 0 | 67.38 | 59.37 | 9 | 0
2015 | TVA_2_ENT | TVA | ENT | Internal | Summer | B2 | 25 | 500 | 0 | 64.93 | 56.92 | 9 | 0
2015 | TVA_2_ENT | TVA | ENT | Internal | Summer | B3 | 75 | 500 | 0 | 62.95 | 55.82 | 9 | 0
2015 | TVA_2_ENT | TVA | ENT | Internal | Summer | B4 | 100 | 500 | 0 | 59.98 | 55.82 | 9 | 0
2015 | TVA_2_ENT | TVA | ENT | Internal | Summer | B5 | 200 | 500 | 0 | 48.4 | 51.84 | 9 | 0
2015 | TVA_2_ENT | TVA | ENT | Internal | Summer | B6 | 300 | 500 | 0 | 38.73 | 44.89 | 9 | 0
2015 | TVA_2_ENT | TVA | ENT | Internal | Summer | B7 | 400 | 500 | 0 | 37.59 | 42.05 | 9 | 0
2015 | TVA_2_ENT | TVA | ENT | Internal | Summer | B8 | 500 | 500 | 0 | 37.16 | 36.89 | 9 | 0
2015 | TVA_2_ENT | TVA | ENT | Internal | Summer | B9 | 800 | 500 | 0 | 37.16 | 36.63 | 9 | 0
2015 | TVA_2_ENT | TVA | ENT | Internal | Summer | B10 | 1262 | 500 | 0 | 34.52 | 35.44 | 9 | 0
2015 | TVA_2_ENT | TVA | ENT | Internal | Winter | B16 | 25 | 500 | 0 | 53.15 | 49.49 | 9 | 0
2015 | TVA_2_ENT | TVA | ENT | Internal | Winter | B17 | 100 | 500 | 0 | 42.52 | 40.38 | 9 | 0
2015 | TVA_2_ENT | TVA | ENT | Internal | Winter | B18 | 400 | 500 | 0 | 38.08 | 40.38 | 9 | 0
2015 | TVA_2_ENT | TVA | ENT | Internal | Winter | B19 | 700 | 500 | 0 | 38.08 | 40.1 | 9 | 0
2015 | TVA_2_ENT | TVA | ENT | Internal | Winter | B20 | 935 | 500 | 0 | 38.08 | 38.79 | 9 | 0
2015 | TVA_2_MISO_MO-IL | TVA | MISO_MO-IL | Internal | Shoulder | B11 | 25 | 50 | 0 | 45.24 | 47.68 | 9 | 0
2015 | TVA_2_MISO_MO-IL | TVA | MISO_MO-IL | Internal | Shoulder | B12 | 200 | 50 | 0 | 38.4 | 39.39 | 9 | 0
2015 | TVA_2_MISO_MO-IL | TVA | MISO_MO-IL | Internal | Shoulder | B13 | 600 | 50 | 0 | 38.4 | 37.22 | 9 | 0
2015 | TVA_2_MISO_MO-IL | TVA | MISO_MO-IL | Internal | Shoulder | B14 | 900 | 50 | 0 | 38.4 | 36.07 | 9 | 0
2015 | TVA_2_MISO_MO-IL | TVA | MISO_MO-IL | Internal | Shoulder | B15 | 1203 | 50 | 0 | 38.4 | 33.39 | 9 | 0
2015 | TVA_2_MISO_MO-IL | TVA | MISO_MO-IL | Internal | Summer | B1 | 10 | 50 | 0 | 67.38 | 59.37 | 9 | 0
2015 | TVA_2_MISO_MO-IL | TVA | MISO_MO-IL | Internal | Summer | B2 | 25 | 50 | 0 | 64.93 | 56.92 | 9 | 0
2015 | TVA_2_MISO_MO-IL | TVA | MISO_MO-IL | Internal | Summer | B3 | 75 | 50 | 0 | 62.95 | 55.35 | 9 | 0
2015 | TVA_2_MISO_MO-IL | TVA | MISO_MO-IL | Internal | Summer | B4 | 100 | 50 | 0 | 59.98 | 51.97 | 9 | 0
2015 | TVA_2_MISO_MO-IL | TVA | MISO_MO-IL | Internal | Summer | B5 | 200 | 50 | 0 | 48.4 | 46.29 | 9 | 0
2015 | TVA_2_MISO_MO-IL | TVA | MISO_MO-IL | Internal | Summer | B6 | 300 | 50 | 0 | 38.73 | 39.86 | 9 | 0
2015 | TVA_2_MISO_MO-IL | TVA | MISO_MO-IL | Internal | Summer | B7 | 400 | 50 | 0 | 37.59 | 35.9 | 9 | 0
2015 | TVA_2_MISO_MO-IL | TVA | MISO_MO-IL | Internal | Summer | B8 | 500 | 50 | 0 | 37.16 | 34.02 | 9 | 0
2015 | TVA_2_MISO_MO-IL | TVA | MISO_MO-IL | Internal | Summer | B9 | 800 | 50 | 0 | 37.16 | 33.08 | 9 | 0
2015 | TVA_2_MISO_MO-IL | TVA | MISO_MO-IL | Internal | Summer | B10 | 1262 | 50 | 0 | 34.52 | 31.75 | 9 | 0
2015 | TVA_2_MISO_MO-IL | TVA | MISO_MO-IL | Internal | Winter | B16 | 25 | 50 | 0 | 53.15 | 47.53 | 9 | 0
2015 | TVA_2_MISO_MO-IL | TVA | MISO_MO-IL | Internal | Winter | B17 | 100 | 50 | 0 | 42.52 | 40.86 | 9 | 0
2015 | TVA_2_MISO_MO-IL | TVA | MISO_MO-IL | Internal | Winter | B18 | 400 | 50 | 0 | 38.08 | 37.96 | 9 | 0
2015 | TVA_2_MISO_MO-IL | TVA | MISO_MO-IL | Internal | Winter | B19 | 700 | 50 | 0 | 38.08 | 36 | 9 | 0
2015 | TVA_2_MISO_MO-IL | TVA | MISO_MO-IL | Internal | Winter | B20 | 935 | 50 | 0 | 38.08 | 33.25 | 9 | 0
2015 | TVA_2_NonRTO_Midwest | TVA | NonRTO_Midwest | Internal | Shoulder | B11 | 25 | 100 | 100 | 45.24 | 55.69 | 9 | 1.45
2015 | TVA_2_NonRTO_Midwest | TVA | NonRTO_Midwest | Internal | Shoulder | B12 | 200 | 100 | 73.3 | 38.4 | 47.4 | 9 | 0
2015 | TVA_2_NonRTO_Midwest | TVA | NonRTO_Midwest | Internal | Shoulder | B13 | 600 | 100 | 0 | 38.4 | 44.31 | 9 | 0
2015 | TVA_2_NonRTO_Midwest | TVA | NonRTO_Midwest | Internal | Shoulder | B14 | 900 | 100 | 0 | 38.4 | 35.78 | 9 | 0
2015 | TVA_2_NonRTO_Midwest | TVA | NonRTO_Midwest | Internal | Shoulder | B15 | 1203 | 100 | 0 | 38.4 | 33.73 | 9 | 0
2015 | TVA_2_NonRTO_Midwest | TVA | NonRTO_Midwest | Internal | Summer | B1 | 10 | 100 | 0 | 67.38 | 63.36 | 9 | 0
2015 | TVA_2_NonRTO_Midwest | TVA | NonRTO_Midwest | Internal | Summer | B2 | 25 | 100 | 0 | 64.93 | 63.36 | 9 | 0
2015 | TVA_2_NonRTO_Midwest | TVA | NonRTO_Midwest | Internal | Summer | B3 | 75 | 100 | 0 | 62.95 | 63.36 | 9 | 0
2015 | TVA_2_NonRTO_Midwest | TVA | NonRTO_Midwest | Internal | Summer | B4 | 100 | 100 | 0 | 59.98 | 59.98 | 9 | 0
2015 | TVA_2_NonRTO_Midwest | TVA | NonRTO_Midwest | Internal | Summer | B5 | 200 | 100 | 0 | 48.4 | 54.3 | 9 | 0
2015 | TVA_2_NonRTO_Midwest | TVA | NonRTO_Midwest | Internal | Summer | B6 | 300 | 100 | 12 | 38.73 | 47.73 | 9 | 0
2015 | TVA_2_NonRTO_Midwest | TVA | NonRTO_Midwest | Internal | Summer | B7 | 400 | 100 | 0 | 37.59 | 35.78 | 9 | 0
2015 | TVA_2_NonRTO_Midwest | TVA | NonRTO_Midwest | Internal | Summer | B8 | 500 | 100 | 0 | 37.16 | 34.54 | 9 | 0
2015 | TVA_2_NonRTO_Midwest | TVA | NonRTO_Midwest | Internal | Summer | B9 | 800 | 100 | 0 | 37.16 | 33.66 | 9 | 0
2015 | TVA_2_NonRTO_Midwest | TVA | NonRTO_Midwest | Internal | Summer | B10 | 1262 | 100 | 0 | 34.52 | 32.96 | 9 | 0
2015 | TVA_2_NonRTO_Midwest | TVA | NonRTO_Midwest | Internal | Winter | B16 | 25 | 100 | 0 | 53.15 | 55.54 | 9 | 0
2015 | TVA_2_NonRTO_Midwest | TVA | NonRTO_Midwest | Internal | Winter | B17 | 100 | 100 | 0 | 42.52 | 49.24 | 9 | 0
2015 | TVA_2_NonRTO_Midwest | TVA | NonRTO_Midwest | Internal | Winter | B18 | 400 | 100 | 0 | 38.08 | 45.97 | 9 | 0
2015 | TVA_2_NonRTO_Midwest | TVA | NonRTO_Midwest | Internal | Winter | B19 | 700 | 100 | 0 | 38.08 | 35.78 | 9 | 0
2015 | TVA_2_NonRTO_Midwest | TVA | NonRTO_Midwest | Internal | Winter | B20 | 935 | 100 | 0 | 38.08 | 33.77 | 9 | 0
2015 | TVA_2_PJM_ROR | TVA | PJM_ROR | Internal | Shoulder | B11 | 25 | 500 | 0 | 45.24 | 48.24 | 9 | 0
2015 | TVA_2_PJM_ROR | TVA | PJM_ROR | Internal | Shoulder | B12 | 200 | 500 | 0 | 38.4 | 41.39 | 9 | 0
2015 | TVA_2_PJM_ROR | TVA | PJM_ROR | Internal | Shoulder | B13 | 600 | 500 | 0 | 38.4 | 39.25 | 9 | 0
2015 | TVA_2_PJM_ROR | TVA | PJM_ROR | Internal | Shoulder | B14 | 900 | 500 | 0 | 38.4 | 38.09 | 9 | 0
2015 | TVA_2_PJM_ROR | TVA | PJM_ROR | Internal | Shoulder | B15 | 1203 | 500 | 0 | 38.4 | 34.43 | 9 | 0
2015 | TVA_2_PJM_ROR | TVA | PJM_ROR | Internal | Summer | B1 | 10 | 500 | 0 | 67.38 | 61.37 | 9 | 0
2015 | TVA_2_PJM_ROR | TVA | PJM_ROR | Internal | Summer | B2 | 25 | 500 | 0 | 64.93 | 58.92 | 9 | 0
2015 | TVA_2_PJM_ROR | TVA | PJM_ROR | Internal | Summer | B3 | 75 | 500 | 0 | 62.95 | 56.94 | 9 | 0
2015 | TVA_2_PJM_ROR | TVA | PJM_ROR | Internal | Summer | B4 | 100 | 500 | 0 | 59.98 | 53.97 | 9 | 0
2015 | TVA_2_PJM_ROR | TVA | PJM_ROR | Internal | Summer | B5 | 200 | 500 | 0 | 48.4 | 48.3 | 9 | 0
2015 | TVA_2_PJM_ROR | TVA | PJM_ROR | Internal | Summer | B6 | 300 | 500 | 0 | 38.73 | 41.87 | 9 | 0
2015 | TVA_2_PJM_ROR | TVA | PJM_ROR | Internal | Summer | B7 | 400 | 500 | 0 | 37.59 | 37.93 | 9 | 0
2015 | TVA_2_PJM_ROR | TVA | PJM_ROR | Internal | Summer | B8 | 500 | 500 | 0 | 37.16 | 36.33 | 9 | 0
2015 | TVA_2_PJM_ROR | TVA | PJM_ROR | Internal | Summer | B9 | 800 | 500 | 0 | 37.16 | 34.73 | 9 | 0
2015 | TVA_2_PJM_ROR | TVA | PJM_ROR | Internal | Summer | B10 | 1262 | 500 | 0 | 34.52 | 32.7 | 9 | 0
2015 | TVA_2_PJM_ROR | TVA | PJM_ROR | Internal | Winter | B16 | 25 | 500 | 0 | 53.15 | 49.53 | 9 | 0
2015 | TVA_2_PJM_ROR | TVA | PJM_ROR | Internal | Winter | B17 | 100 | 500 | 0 | 42.52 | 43.24 | 9 | 0
2015 | TVA_2_PJM_ROR | TVA | PJM_ROR | Internal | Winter | B18 | 400 | 500 | 0 | 38.08 | 39.97 | 9 | 0
2015 | TVA_2_PJM_ROR | TVA | PJM_ROR | Internal | Winter | B19 | 700 | 500 | 0 | 38.08 | 38 | 9 | 0
2015 | TVA_2_PJM_ROR | TVA | PJM_ROR | Internal | Winter | B20 | 935 | 500 | 0 | 38.08 | 34.29 | 9 | 0
2015 | TVA_2_SOCO | TVA | SOCO | Internal | Shoulder | B11 | 25 | 500 | 500 | 45.24 | 61.24 | 9 | 7
2015 | TVA_2_SOCO | TVA | SOCO | Internal | Shoulder | B12 | 200 | 500 | 0 | 38.4 | 42.29 | 9 | 0
2015 | TVA_2_SOCO | TVA | SOCO | Internal | Shoulder | B13 | 600 | 500 | 0 | 38.4 | 39.02 | 9 | 0
2015 | TVA_2_SOCO | TVA | SOCO | Internal | Shoulder | B14 | 900 | 500 | 0 | 38.4 | 39.02 | 9 | 0
2015 | TVA_2_SOCO | TVA | SOCO | Internal | Shoulder | B15 | 1203 | 500 | 0 | 38.4 | 39.02 | 9 | 0
2015 | TVA_2_SOCO | TVA | SOCO | Internal | Summer | B1 | 10 | 500 | 0 | 67.38 | 64.92 | 9 | 0
2015 | TVA_2_SOCO | TVA | SOCO | Internal | Summer | B2 | 25 | 500 | 0 | 64.93 | 64.92 | 9 | 0
2015 | TVA_2_SOCO | TVA | SOCO | Internal | Summer | B3 | 75 | 500 | 0 | 62.95 | 64.92 | 9 | 0
2015 | TVA_2_SOCO | TVA | SOCO | Internal | Summer | B4 | 100 | 500 | 0 | 59.98 | 64.92 | 9 | 0
2015 | TVA_2_SOCO | TVA | SOCO | Internal | Summer | B5 | 200 | 500 | 500 | 48.4 | 60.27 | 9 | 2.87
2015 | TVA_2_SOCO | TVA | SOCO | Internal | Summer | B6 | 300 | 500 | 500 | 38.73 | 52.89 | 9 | 5.15
2015 | TVA_2_SOCO | TVA | SOCO | Internal | Summer | B7 | 400 | 500 | 500 | 37.59 | 50.05 | 9 | 3.46
2015 | TVA_2_SOCO | TVA | SOCO | Internal | Summer | B8 | 500 | 500 | 0 | 37.16 | 42.99 | 9 | 0
2015 | TVA_2_SOCO | TVA | SOCO | Internal | Summer | B9 | 800 | 500 | 0 | 37.16 | 37.88 | 9 | 0
2015 | TVA_2_SOCO | TVA | SOCO | Internal | Summer | B10 | 1262 | 500 | 0 | 34.52 | 37.88 | 9 | 0
2015 | TVA_2_SOCO | TVA | SOCO | Internal | Winter | B16 | 25 | 500 | 0 | 53.15 | 57.49 | 9 | 0
2015 | TVA_2_SOCO | TVA | SOCO | Internal | Winter | B17 | 100 | 500 | 0 | 42.52 | 43.4 | 9 | 0
2015 | TVA_2_SOCO | TVA | SOCO | Internal | Winter | B18 | 400 | 500 | 0 | 38.08 | 41.34 | 9 | 0
2015 | TVA_2_SOCO | TVA | SOCO | Internal | Winter | B19 | 700 | 500 | 0 | 38.08 | 41.34 | 9 | 0
2015 | TVA_2_SOCO | TVA | SOCO | Internal | Winter | B20 | 935 | 500 | 0 | 38.08 | 41.34 | 9 | 0
2015 | TVA_2_VACAR | TVA | VACAR | Internal | Shoulder | B11 | 25 | 150 | 86.88 | 45.24 | 54.24 | 9 | 0
2015 | TVA_2_VACAR | TVA | VACAR | Internal | Shoulder | B12 | 200 | 150 | 0.02 | 38.4 | 47.39 | 9 | 0
2015 | TVA_2_VACAR | TVA | VACAR | Internal | Shoulder | B13 | 600 | 150 | 0 | 38.4 | 45.25 | 9 | 0
2015 | TVA_2_VACAR | TVA | VACAR | Internal | Shoulder | B14 | 900 | 150 | 0 | 38.4 | 44.09 | 9 | 0
2015 | TVA_2_VACAR | TVA | VACAR | Internal | Shoulder | B15 | 1203 | 150 | 0 | 38.4 | 42.14 | 9 | 0
2015 | TVA_2_VACAR | TVA | VACAR | Internal | Summer | B1 | 10 | 150 | 0 | 67.38 | 68.16 | 9 | 0
2015 | TVA_2_VACAR | TVA | VACAR | Internal | Summer | B2 | 25 | 150 | 0 | 64.93 | 68.16 | 9 | 0
2015 | TVA_2_VACAR | TVA | VACAR | Internal | Summer | B3 | 75 | 150 | 0 | 62.95 | 68.16 | 9 | 0
2015 | TVA_2_VACAR | TVA | VACAR | Internal | Summer | B4 | 100 | 150 | 0 | 59.98 | 59.97 | 9 | 0
2015 | TVA_2_VACAR | TVA | VACAR | Internal | Summer | B5 | 200 | 150 | 0 | 48.4 | 55.3 | 9 | 0
2015 | TVA_2_VACAR | TVA | VACAR | Internal | Summer | B6 | 300 | 150 | 150 | 38.73 | 47.87 | 9 | 0.14
2015 | TVA_2_VACAR | TVA | VACAR | Internal | Summer | B7 | 400 | 150 | 0 | 37.59 | 45.25 | 9 | 0
2015 | TVA_2_VACAR | TVA | VACAR | Internal | Summer | B8 | 500 | 150 | 0 | 37.16 | 42.83 | 9 | 0
2015 | TVA_2_VACAR | TVA | VACAR | Internal | Summer | B9 | 800 | 150 | 0 | 37.16 | 42.06 | 9 | 0
2015 | TVA_2_VACAR | TVA | VACAR | Internal | Summer | B10 | 1262 | 150 | 0 | 34.52 | 40.46 | 9 | 0
2015 | TVA_2_VACAR | TVA | VACAR | Internal | Winter | B16 | 25 | 150 | 0 | 53.15 | 58.89 | 9 | 0
2015 | TVA_2_VACAR | TVA | VACAR | Internal | Winter | B17 | 100 | 150 | 0 | 42.52 | 49.24 | 9 | 0
2015 | TVA_2_VACAR | TVA | VACAR | Internal | Winter | B18 | 400 | 150 | 0 | 38.08 | 45.97 | 9 | 0
2015 | TVA_2_VACAR | TVA | VACAR | Internal | Winter | B19 | 700 | 150 | 0 | 38.08 | 44 | 9 | 0
2015 | TVA_2_VACAR | TVA | VACAR | Internal | Winter | B20 | 935 | 150 | 0 | 38.08 | 42.38 | 9 | 0
2015 | TVA_Transmission_2_ENT | TVA_Transmission | ENT | Internal | Shoulder | B11 | 25 | 3000 | 0 | 53.16 | 53.5 | 9 | 0
2015 | TVA_Transmission_2_ENT | TVA_Transmission | ENT | Internal | Shoulder | B12 | 200 | 3000 | 0 | 42.77 | 38.05 | 9 | 0
2015 | TVA_Transmission_2_ENT | TVA_Transmission | ENT | Internal | Shoulder | B13 | 600 | 3000 | 0 | 41.27 | 38.05 | 9 | 0
2015 | TVA_Transmission_2_ENT | TVA_Transmission | ENT | Internal | Shoulder | B14 | 900 | 3000 | 0 | 40.13 | 37.78 | 9 | 0
2015 | TVA_Transmission_2_ENT | TVA_Transmission | ENT | Internal | Shoulder | B15 | 1203 | 3000 | 0 | 39.11 | 36.55 | 9 | 0
2015 | TVA_Transmission_2_ENT | TVA_Transmission | ENT | Internal | Summer | B1 | 10 | 3000 | 0 | 67.37 | 59.37 | 9 | 0
2015 | TVA_Transmission_2_ENT | TVA_Transmission | ENT | Internal | Summer | B2 | 25 | 3000 | 0 | 64.92 | 56.92 | 9 | 0
2015 | TVA_Transmission_2_ENT | TVA_Transmission | ENT | Internal | Summer | B3 | 75 | 3000 | 0 | 62.94 | 55.82 | 9 | 0
2015 | TVA_Transmission_2_ENT | TVA_Transmission | ENT | Internal | Summer | B4 | 100 | 3000 | 0 | 59.97 | 55.82 | 9 | 0
2015 | TVA_Transmission_2_ENT | TVA_Transmission | ENT | Internal | Summer | B5 | 200 | 3000 | 0 | 52.53 | 51.84 | 9 | 0
2015 | TVA_Transmission_2_ENT | TVA_Transmission | ENT | Internal | Summer | B6 | 300 | 3000 | 0 | 45.54 | 44.89 | 9 | 0
2015 | TVA_Transmission_2_ENT | TVA_Transmission | ENT | Internal | Summer | B7 | 400 | 3000 | 0 | 41.93 | 42.05 | 9 | 0
2015 | TVA_Transmission_2_ENT | TVA_Transmission | ENT | Internal | Summer | B8 | 500 | 3000 | 0 | 38.96 | 36.89 | 9 | 0
2015 | TVA_Transmission_2_ENT | TVA_Transmission | ENT | Internal | Summer | B9 | 800 | 3000 | 0 | 38.32 | 36.63 | 9 | 0
2015 | TVA_Transmission_2_ENT | TVA_Transmission | ENT | Internal | Summer | B10 | 1262 | 3000 | 0 | 36.25 | 35.44 | 9 | 0
2015 | TVA_Transmission_2_ENT | TVA_Transmission | ENT | Internal | Winter | B16 | 25 | 3000 | 0 | 54.02 | 49.49 | 9 | 0
2015 | TVA_Transmission_2_ENT | TVA_Transmission | ENT | Internal | Winter | B17 | 100 | 3000 | 0 | 45.1 | 40.38 | 9 | 0
2015 | TVA_Transmission_2_ENT | TVA_Transmission | ENT | Internal | Winter | B18 | 400 | 3000 | 0 | 42.11 | 40.38 | 9 | 0
2015 | TVA_Transmission_2_ENT | TVA_Transmission | ENT | Internal | Winter | B19 | 700 | 3000 | 0 | 40.18 | 40.1 | 9 | 0
2015 | TVA_Transmission_2_ENT | TVA_Transmission | ENT | Internal | Winter | B20 | 935 | 3000 | 0 | 38.93 | 38.79 | 9 | 0
2015 | TVA_Transmission_2_MISO_MO-IL | TVA_Transmission | MISO_MO-IL | Internal | Shoulder | B11 | 25 | 4000 | 0 | 53.16 | 47.68 | 9 | 0
2015 | TVA_Transmission_2_MISO_MO-IL | TVA_Transmission | MISO_MO-IL | Internal | Shoulder | B12 | 200 | 4000 | 0 | 42.77 | 39.39 | 9 | 0
2015 | TVA_Transmission_2_MISO_MO-IL | TVA_Transmission | MISO_MO-IL | Internal | Shoulder | B13 | 600 | 4000 | 0 | 41.27 | 37.22 | 9 | 0
2015 | TVA_Transmission_2_MISO_MO-IL | TVA_Transmission | MISO_MO-IL | Internal | Shoulder | B14 | 900 | 4000 | 0 | 40.13 | 36.07 | 9 | 0
2015 | TVA_Transmission_2_MISO_MO-IL | TVA_Transmission | MISO_MO-IL | Internal | Shoulder | B15 | 1203 | 4000 | 0 | 39.11 | 33.39 | 9 | 0
2015 | TVA_Transmission_2_MISO_MO-IL | TVA_Transmission | MISO_MO-IL | Internal | Summer | B1 | 10 | 4000 | 0 | 67.37 | 59.37 | 9 | 0
2015 | TVA_Transmission_2_MISO_MO-IL | TVA_Transmission | MISO_MO-IL | Internal | Summer | B2 | 25 | 4000 | 0 | 64.92 | 56.92 | 9 | 0
2015 | TVA_Transmission_2_MISO_MO-IL | TVA_Transmission | MISO_MO-IL | Internal | Summer | B3 | 75 | 4000 | 0 | 62.94 | 55.35 | 9 | 0
2015 | TVA_Transmission_2_MISO_MO-IL | TVA_Transmission | MISO_MO-IL | Internal | Summer | B4 | 100 | 4000 | 0 | 59.97 | 51.97 | 9 | 0
2015 | TVA_Transmission_2_MISO_MO-IL | TVA_Transmission | MISO_MO-IL | Internal | Summer | B5 | 200 | 4000 | 0 | 52.53 | 46.29 | 9 | 0
2015 | TVA_Transmission_2_MISO_MO-IL | TVA_Transmission | MISO_MO-IL | Internal | Summer | B6 | 300 | 4000 | 0 | 45.54 | 39.86 | 9 | 0
2015 | TVA_Transmission_2_MISO_MO-IL | TVA_Transmission | MISO_MO-IL | Internal | Summer | B7 | 400 | 4000 | 0 | 41.93 | 35.9 | 9 | 0
2015 | TVA_Transmission_2_MISO_MO-IL | TVA_Transmission | MISO_MO-IL | Internal | Summer | B8 | 500 | 4000 | 0 | 38.96 | 34.02 | 9 | 0
2015 | TVA_Transmission_2_MISO_MO-IL | TVA_Transmission | MISO_MO-IL | Internal | Summer | B9 | 800 | 4000 | 0 | 38.32 | 33.08 | 9 | 0
2015 | TVA_Transmission_2_MISO_MO-IL | TVA_Transmission | MISO_MO-IL | Internal | Summer | B10 | 1262 | 4000 | 0 | 36.25 | 31.75 | 9 | 0
2015 | TVA_Transmission_2_MISO_MO-IL | TVA_Transmission | MISO_MO-IL | Internal | Winter | B16 | 25 | 4000 | 0 | 54.02 | 47.53 | 9 | 0
2015 | TVA_Transmission_2_MISO_MO-IL | TVA_Transmission | MISO_MO-IL | Internal | Winter | B17 | 100 | 4000 | 0 | 45.1 | 40.86 | 9 | 0
2015 | TVA_Transmission_2_MISO_MO-IL | TVA_Transmission | MISO_MO-IL | Internal | Winter | B18 | 400 | 4000 | 0 | 42.11 | 37.96 | 9 | 0
2015 | TVA_Transmission_2_MISO_MO-IL | TVA_Transmission | MISO_MO-IL | Internal | Winter | B19 | 700 | 4000 | 0 | 40.18 | 36 | 9 | 0
2015 | TVA_Transmission_2_MISO_MO-IL | TVA_Transmission | MISO_MO-IL | Internal | Winter | B20 | 935 | 4000 | 0 | 38.93 | 33.25 | 9 | 0
2015 | TVA_Transmission_2_NonRTO_Midwest | TVA_Transmission | NonRTO_Midwest | Internal | Shoulder | B11 | 25 | 700 | 0 | 53.16 | 55.69 | 9 | 0
2015 | TVA_Transmission_2_NonRTO_Midwest | TVA_Transmission | NonRTO_Midwest | Internal | Shoulder | B12 | 200 | 700 | 0 | 42.77 | 47.4 | 9 | 0
2015 | TVA_Transmission_2_NonRTO_Midwest | TVA_Transmission | NonRTO_Midwest | Internal | Shoulder | B13 | 600 | 700 | 0 | 41.27 | 44.31 | 9 | 0
2015 | TVA_Transmission_2_NonRTO_Midwest | TVA_Transmission | NonRTO_Midwest | Internal | Shoulder | B14 | 900 | 700 | 0 | 40.13 | 35.78 | 9 | 0
2015 | TVA_Transmission_2_NonRTO_Midwest | TVA_Transmission | NonRTO_Midwest | Internal | Shoulder | B15 | 1203 | 700 | 0 | 39.11 | 33.73 | 9 | 0
2015 | TVA_Transmission_2_NonRTO_Midwest | TVA_Transmission | NonRTO_Midwest | Internal | Summer | B1 | 10 | 700 | 0 | 67.37 | 63.36 | 9 | 0
2015 | TVA_Transmission_2_NonRTO_Midwest | TVA_Transmission | NonRTO_Midwest | Internal | Summer | B2 | 25 | 700 | 0 | 64.92 | 63.36 | 9 | 0
2015 | TVA_Transmission_2_NonRTO_Midwest | TVA_Transmission | NonRTO_Midwest | Internal | Summer | B3 | 75 | 700 | 0 | 62.94 | 63.36 | 9 | 0
2015 | TVA_Transmission_2_NonRTO_Midwest | TVA_Transmission | NonRTO_Midwest | Internal | Summer | B4 | 100 | 700 | 0 | 59.97 | 59.98 | 9 | 0
2015 | TVA_Transmission_2_NonRTO_Midwest | TVA_Transmission | NonRTO_Midwest | Internal | Summer | B5 | 200 | 700 | 0 | 52.53 | 54.3 | 9 | 0
2015 | TVA_Transmission_2_NonRTO_Midwest | TVA_Transmission | NonRTO_Midwest | Internal | Summer | B6 | 300 | 700 | 0 | 45.54 | 47.73 | 9 | 0
2015 | TVA_Transmission_2_NonRTO_Midwest | TVA_Transmission | NonRTO_Midwest | Internal | Summer | B7 | 400 | 700 | 0 | 41.93 | 35.78 | 9 | 0
2015 | TVA_Transmission_2_NonRTO_Midwest | TVA_Transmission | NonRTO_Midwest | Internal | Summer | B8 | 500 | 700 | 0 | 38.96 | 34.54 | 9 | 0
2015 | TVA_Transmission_2_NonRTO_Midwest | TVA_Transmission | NonRTO_Midwest | Internal | Summer | B9 | 800 | 700 | 0 | 38.32 | 33.66 | 9 | 0
2015 | TVA_Transmission_2_NonRTO_Midwest | TVA_Transmission | NonRTO_Midwest | Internal | Summer | B10 | 1262 | 700 | 0 | 36.25 | 32.96 | 9 | 0
2015 | TVA_Transmission_2_NonRTO_Midwest | TVA_Transmission | NonRTO_Midwest | Internal | Winter | B16 | 25 | 700 | 0 | 54.02 | 55.54 | 9 | 0
2015 | TVA_Transmission_2_NonRTO_Midwest | TVA_Transmission | NonRTO_Midwest | Internal | Winter | B17 | 100 | 700 | 0 | 45.1 | 49.24 | 9 | 0
2015 | TVA_Transmission_2_NonRTO_Midwest | TVA_Transmission | NonRTO_Midwest | Internal | Winter | B18 | 400 | 700 | 0 | 42.11 | 45.97 | 9 | 0
2015 | TVA_Transmission_2_NonRTO_Midwest | TVA_Transmission | NonRTO_Midwest | Internal | Winter | B19 | 700 | 700 | 0 | 40.18 | 35.78 | 9 | 0
2015 | TVA_Transmission_2_NonRTO_Midwest | TVA_Transmission | NonRTO_Midwest | Internal | Winter | B20 | 935 | 700 | 0 | 38.93 | 33.77 | 9 | 0
2015 | TVA_Transmission_2_PJM_ROR | TVA_Transmission | PJM_ROR | Internal | Shoulder | B11 | 25 | 2000 | 0 | 53.16 | 48.24 | 9 | 0
2015 | TVA_Transmission_2_PJM_ROR | TVA_Transmission | PJM_ROR | Internal | Shoulder | B12 | 200 | 2000 | 0 | 42.77 | 41.39 | 9 | 0
2015 | TVA_Transmission_2_PJM_ROR | TVA_Transmission | PJM_ROR | Internal | Shoulder | B13 | 600 | 2000 | 0 | 41.27 | 39.25 | 9 | 0
2015 | TVA_Transmission_2_PJM_ROR | TVA_Transmission | PJM_ROR | Internal | Shoulder | B14 | 900 | 2000 | 0 | 40.13 | 38.09 | 9 | 0
2015 | TVA_Transmission_2_PJM_ROR | TVA_Transmission | PJM_ROR | Internal | Shoulder | B15 | 1203 | 2000 | 0 | 39.11 | 34.43 | 9 | 0
2015 | TVA_Transmission_2_PJM_ROR | TVA_Transmission | PJM_ROR | Internal | Summer | B1 | 10 | 2000 | 0 | 67.37 | 61.37 | 9 | 0
2015 | TVA_Transmission_2_PJM_ROR | TVA_Transmission | PJM_ROR | Internal | Summer | B2 | 25 | 2000 | 0 | 64.92 | 58.92 | 9 | 0
2015 | TVA_Transmission_2_PJM_ROR | TVA_Transmission | PJM_ROR | Internal | Summer | B3 | 75 | 2000 | 0 | 62.94 | 56.94 | 9 | 0
2015 | TVA_Transmission_2_PJM_ROR | TVA_Transmission | PJM_ROR | Internal | Summer | B4 | 100 | 2000 | 0 | 59.97 | 53.97 | 9 | 0
2015 | TVA_Transmission_2_PJM_ROR | TVA_Transmission | PJM_ROR | Internal | Summer | B5 | 200 | 2000 | 0 | 52.53 | 48.3 | 9 | 0
2015 | TVA_Transmission_2_PJM_ROR | TVA_Transmission | PJM_ROR | Internal | Summer | B6 | 300 | 2000 | 0 | 45.54 | 41.87 | 9 | 0
2015 | TVA_Transmission_2_PJM_ROR | TVA_Transmission | PJM_ROR | Internal | Summer | B7 | 400 | 2000 | 0 | 41.93 | 37.93 | 9 | 0
2015 | TVA_Transmission_2_PJM_ROR | TVA_Transmission | PJM_ROR | Internal | Summer | B8 | 500 | 2000 | 0 | 38.96 | 36.33 | 9 | 0
2015 | TVA_Transmission_2_PJM_ROR | TVA_Transmission | PJM_ROR | Internal | Summer | B9 | 800 | 2000 | 0 | 38.32 | 34.73 | 9 | 0
2015 | TVA_Transmission_2_PJM_ROR | TVA_Transmission | PJM_ROR | Internal | Summer | B10 | 1262 | 2000 | 0 | 36.25 | 32.7 | 9 | 0
2015 | TVA_Transmission_2_PJM_ROR | TVA_Transmission | PJM_ROR | Internal | Winter | B16 | 25 | 2000 | 0 | 54.02 | 49.53 | 9 | 0
2015 | TVA_Transmission_2_PJM_ROR | TVA_Transmission | PJM_ROR | Internal | Winter | B17 | 100 | 2000 | 0 | 45.1 | 43.24 | 9 | 0
2015 | TVA_Transmission_2_PJM_ROR | TVA_Transmission | PJM_ROR | Internal | Winter | B18 | 400 | 2000 | 0 | 42.11 | 39.97 | 9 | 0
2015 | TVA_Transmission_2_PJM_ROR | TVA_Transmission | PJM_ROR | Internal | Winter | B19 | 700 | 2000 | 0 | 40.18 | 38 | 9 | 0
2015 | TVA_Transmission_2_PJM_ROR | TVA_Transmission | PJM_ROR | Internal | Winter | B20 | 935 | 2000 | 0 | 38.93 | 34.29 | 9 | 0
2015 | TVA_Transmission_2_SOCO | TVA_Transmission | SOCO | Internal | Shoulder | B11 | 25 | 3200 | 0 | 53.16 | 61.24 | 9 | 0
2015 | TVA_Transmission_2_SOCO | TVA_Transmission | SOCO | Internal | Shoulder | B12 | 200 | 3200 | 0 | 42.77 | 42.29 | 9 | 0
2015 | TVA_Transmission_2_SOCO | TVA_Transmission | SOCO | Internal | Shoulder | B13 | 600 | 3200 | 0 | 41.27 | 39.02 | 9 | 0
2015 | TVA_Transmission_2_SOCO | TVA_Transmission | SOCO | Internal | Shoulder | B14 | 900 | 3200 | 0 | 40.13 | 39.02 | 9 | 0
2015 | TVA_Transmission_2_SOCO | TVA_Transmission | SOCO | Internal | Shoulder | B15 | 1203 | 3200 | 0 | 39.11 | 39.02 | 9 | 0
2015 | TVA_Transmission_2_SOCO | TVA_Transmission | SOCO | Internal | Summer | B1 | 10 | 3200 | 0 | 67.37 | 64.92 | 9 | 0
2015 | TVA_Transmission_2_SOCO | TVA_Transmission | SOCO | Internal | Summer | B2 | 25 | 3200 | 0 | 64.92 | 64.92 | 9 | 0
2015 | TVA_Transmission_2_SOCO | TVA_Transmission | SOCO | Internal | Summer | B3 | 75 | 3200 | 0 | 62.94 | 64.92 | 9 | 0
2015 | TVA_Transmission_2_SOCO | TVA_Transmission | SOCO | Internal | Summer | B4 | 100 | 3200 | 0 | 59.97 | 64.92 | 9 | 0
2015 | TVA_Transmission_2_SOCO | TVA_Transmission | SOCO | Internal | Summer | B5 | 200 | 3200 | 0 | 52.53 | 60.27 | 9 | 0
2015 | TVA_Transmission_2_SOCO | TVA_Transmission | SOCO | Internal | Summer | B6 | 300 | 3200 | 0 | 45.54 | 52.89 | 9 | 0
2015 | TVA_Transmission_2_SOCO | TVA_Transmission | SOCO | Internal | Summer | B7 | 400 | 3200 | 0 | 41.93 | 50.05 | 9 | 0
2015 | TVA_Transmission_2_SOCO | TVA_Transmission | SOCO | Internal | Summer | B8 | 500 | 3200 | 0 | 38.96 | 42.99 | 9 | 0
2015 | TVA_Transmission_2_SOCO | TVA_Transmission | SOCO | Internal | Summer | B9 | 800 | 3200 | 0 | 38.32 | 37.88 | 9 | 0
2015 | TVA_Transmission_2_SOCO | TVA_Transmission | SOCO | Internal | Summer | B10 | 1262 | 3200 | 0 | 36.25 | 37.88 | 9 | 0
2015 | TVA_Transmission_2_SOCO | TVA_Transmission | SOCO | Internal | Winter | B16 | 25 | 3200 | 0 | 54.02 | 57.49 | 9 | 0
2015 | TVA_Transmission_2_SOCO | TVA_Transmission | SOCO | Internal | Winter | B17 | 100 | 3200 | 0 | 45.1 | 43.4 | 9 | 0
2015 | TVA_Transmission_2_SOCO | TVA_Transmission | SOCO | Internal | Winter | B18 | 400 | 3200 | 0 | 42.11 | 41.34 | 9 | 0
2015 | TVA_Transmission_2_SOCO | TVA_Transmission | SOCO | Internal | Winter | B19 | 700 | 3200 | 0 | 40.18 | 41.34 | 9 | 0
2015 | TVA_Transmission_2_SOCO | TVA_Transmission | SOCO | Internal | Winter | B20 | 935 | 3200 | 0 | 38.93 | 41.34 | 9 | 0
2015 | TVA_Transmission_2_TVA | TVA_Transmission | TVA | Internal | Shoulder | B11 | 25 | 99999 | 0 | 53.16 | 45.24 | 0.01 | 0
2015 | TVA_Transmission_2_TVA | TVA_Transmission | TVA | Internal | Shoulder | B12 | 200 | 99999 | 0 | 42.77 | 38.4 | 0.01 | 0
2015 | TVA_Transmission_2_TVA | TVA_Transmission | TVA | Internal | Shoulder | B13 | 600 | 99999 | 0 | 41.27 | 38.4 | 0.01 | 0
2015 | TVA_Transmission_2_TVA | TVA_Transmission | TVA | Internal | Shoulder | B14 | 900 | 99999 | 0 | 40.13 | 38.4 | 0.01 | 0
2015 | TVA_Transmission_2_TVA | TVA_Transmission | TVA | Internal | Shoulder | B15 | 1203 | 99999 | 0 | 39.11 | 38.4 | 0.01 | 0
2015 | TVA_Transmission_2_TVA | TVA_Transmission | TVA | Internal | Summer | B1 | 10 | 99999 | 3425.01 | 67.37 | 67.38 | 0.01 | 0
2015 | TVA_Transmission_2_TVA | TVA_Transmission | TVA | Internal | Summer | B2 | 25 | 99999 | 2731.72 | 64.92 | 64.93 | 0.01 | 0
2015 | TVA_Transmission_2_TVA | TVA_Transmission | TVA | Internal | Summer | B3 | 75 | 99999 | 1409.36 | 62.94 | 62.95 | 0.01 | 0
2015 | TVA_Transmission_2_TVA | TVA_Transmission | TVA | Internal | Summer | B4 | 100 | 99999 | 810.1 | 59.97 | 59.98 | 0.01 | 0
2015 | TVA_Transmission_2_TVA | TVA_Transmission | TVA | Internal | Summer | B5 | 200 | 99999 | 0 | 52.53 | 48.4 | 0.01 | 0
2015 | TVA_Transmission_2_TVA | TVA_Transmission | TVA | Internal | Summer | B6 | 300 | 99999 | 0 | 45.54 | 38.73 | 0.01 | 0
2015 | TVA_Transmission_2_TVA | TVA_Transmission | TVA | Internal | Summer | B7 | 400 | 99999 | 0 | 41.93 | 37.59 | 0.01 | 0
2015 | TVA_Transmission_2_TVA | TVA_Transmission | TVA | Internal | Summer | B8 | 500 | 99999 | 0 | 38.96 | 37.16 | 0.01 | 0
2015 | TVA_Transmission_2_TVA | TVA_Transmission | TVA | Internal | Summer | B9 | 800 | 99999 | 0 | 38.32 | 37.16 | 0.01 | 0
2015 | TVA_Transmission_2_TVA | TVA_Transmission | TVA | Internal | Summer | B10 | 1262 | 99999 | 0 | 36.25 | 34.52 | 0.01 | 0
2015 | TVA_Transmission_2_TVA | TVA_Transmission | TVA | Internal | Winter | B16 | 25 | 99999 | 0 | 54.02 | 53.15 | 0.01 | 0
2015 | TVA_Transmission_2_TVA | TVA_Transmission | TVA | Internal | Winter | B17 | 100 | 99999 | 0 | 45.1 | 42.52 | 0.01 | 0
2015 | TVA_Transmission_2_TVA | TVA_Transmission | TVA | Internal | Winter | B18 | 400 | 99999 | 0 | 42.11 | 38.08 | 0.01 | 0
2015 | TVA_Transmission_2_TVA | TVA_Transmission | TVA | Internal | Winter | B19 | 700 | 99999 | 0 | 40.18 | 38.08 | 0.01 | 0
2015 | TVA_Transmission_2_TVA | TVA_Transmission | TVA | Internal | Winter | B20 | 935 | 99999 | 0 | 38.93 | 38.08 | 0.01 | 0
2015 | TVA_Transmission_2_VACAR | TVA_Transmission | VACAR | Internal | Shoulder | B11 | 25 | 900 | 0 | 53.16 | 54.24 | 9 | 0
2015 | TVA_Transmission_2_VACAR | TVA_Transmission | VACAR | Internal | Shoulder | B12 | 200 | 900 | 0 | 42.77 | 47.39 | 9 | 0
2015 | TVA_Transmission_2_VACAR | TVA_Transmission | VACAR | Internal | Shoulder | B13 | 600 | 900 | 0 | 41.27 | 45.25 | 9 | 0
2015 | TVA_Transmission_2_VACAR | TVA_Transmission | VACAR | Internal | Shoulder | B14 | 900 | 900 | 0 | 40.13 | 44.09 | 9 | 0
2015 | TVA_Transmission_2_VACAR | TVA_Transmission | VACAR | Internal | Shoulder | B15 | 1203 | 900 | 0 | 39.11 | 42.14 | 9 | 0
2015 | TVA_Transmission_2_VACAR | TVA_Transmission | VACAR | Internal | Summer | B1 | 10 | 900 | 0 | 67.37 | 68.16 | 9 | 0
2015 | TVA_Transmission_2_VACAR | TVA_Transmission | VACAR | Internal | Summer | B2 | 25 | 900 | 0 | 64.92 | 68.16 | 9 | 0
2015 | TVA_Transmission_2_VACAR | TVA_Transmission | VACAR | Internal | Summer | B3 | 75 | 900 | 0 | 62.94 | 68.16 | 9 | 0
2015 | TVA_Transmission_2_VACAR | TVA_Transmission | VACAR | Internal | Summer | B4 | 100 | 900 | 0 | 59.97 | 59.97 | 9 | 0
2015 | TVA_Transmission_2_VACAR | TVA_Transmission | VACAR | Internal | Summer | B5 | 200 | 900 | 0 | 52.53 | 55.3 | 9 | 0
2015 | TVA_Transmission_2_VACAR | TVA_Transmission | VACAR | Internal | Summer | B6 | 300 | 900 | 0 | 45.54 | 47.87 | 9 | 0
2015 | TVA_Transmission_2_VACAR | TVA_Transmission | VACAR | Internal | Summer | B7 | 400 | 900 | 0 | 41.93 | 45.25 | 9 | 0
2015 | TVA_Transmission_2_VACAR | TVA_Transmission | VACAR | Internal | Summer | B8 | 500 | 900 | 0 | 38.96 | 42.83 | 9 | 0
2015 | TVA_Transmission_2_VACAR | TVA_Transmission | VACAR | Internal | Summer | B9 | 800 | 900 | 0 | 38.32 | 42.06 | 9 | 0
2015 | TVA_Transmission_2_VACAR | TVA_Transmission | VACAR | Internal | Summer | B10 | 1262 | 900 | 0 | 36.25 | 40.46 | 9 | 0
2015 | TVA_Transmission_2_VACAR | TVA_Transmission | VACAR | Internal | Winter | B16 | 25 | 900 | 0 | 54.02 | 58.89 | 9 | 0
2015 | TVA_Transmission_2_VACAR | TVA_Transmission | VACAR | Internal | Winter | B17 | 100 | 900 | 0 | 45.1 | 49.24 | 9 | 0
2015 | TVA_Transmission_2_VACAR | TVA_Transmission | VACAR | Internal | Winter | B18 | 400 | 900 | 0 | 42.11 | 45.97 | 9 | 0
2015 | TVA_Transmission_2_VACAR | TVA_Transmission | VACAR | Internal | Winter | B19 | 700 | 900 | 0 | 40.18 | 44 | 9 | 0
2015 | TVA_Transmission_2_VACAR | TVA_Transmission | VACAR | Internal | Winter | B20 | 935 | 900 | 0 | 38.93 | 42.38 | 9 | 0
2015 | VACAR_2_PJM_ROR | VACAR | PJM_ROR | Internal | Shoulder | B11 | 25 | 2000 | 0 | 54.24 | 48.24 | 7 | 0
2015 | VACAR_2_PJM_ROR | VACAR | PJM_ROR | Internal | Shoulder | B12 | 200 | 2000 | 0 | 47.39 | 41.39 | 7 | 0
2015 | VACAR_2_PJM_ROR | VACAR | PJM_ROR | Internal | Shoulder | B13 | 600 | 2000 | 0 | 45.25 | 39.25 | 7 | 0
2015 | VACAR_2_PJM_ROR | VACAR | PJM_ROR | Internal | Shoulder | B14 | 900 | 2000 | 0 | 44.09 | 38.09 | 7 | 0
2015 | VACAR_2_PJM_ROR | VACAR | PJM_ROR | Internal | Shoulder | B15 | 1203 | 2000 | 0 | 42.14 | 34.43 | 7 | 0
2015 | VACAR_2_PJM_ROR | VACAR | PJM_ROR | Internal | Summer | B1 | 10 | 2000 | 0 | 68.16 | 61.37 | 7 | 0
2015 | VACAR_2_PJM_ROR | VACAR | PJM_ROR | Internal | Summer | B2 | 25 | 2000 | 0 | 68.16 | 58.92 | 7 | 0
2015 | VACAR_2_PJM_ROR | VACAR | PJM_ROR | Internal | Summer | B3 | 75 | 2000 | 0 | 68.16 | 56.94 | 7 | 0
2015 | VACAR_2_PJM_ROR | VACAR | PJM_ROR | Internal | Summer | B4 | 100 | 2000 | 0 | 59.97 | 53.97 | 7 | 0
2015 | VACAR_2_PJM_ROR | VACAR | PJM_ROR | Internal | Summer | B5 | 200 | 2000 | 0 | 55.3 | 48.3 | 7 | 0
2015 | VACAR_2_PJM_ROR | VACAR | PJM_ROR | Internal | Summer | B6 | 300 | 2000 | 0 | 47.87 | 41.87 | 7 | 0
2015 | VACAR_2_PJM_ROR | VACAR | PJM_ROR | Internal | Summer | B7 | 400 | 2000 | 0 | 45.25 | 37.93 | 7 | 0
2015 | VACAR_2_PJM_ROR | VACAR | PJM_ROR | Internal | Summer | B8 | 500 | 2000 | 0 | 42.83 | 36.33 | 7 | 0
2015 | VACAR_2_PJM_ROR | VACAR | PJM_ROR | Internal | Summer | B9 | 800 | 2000 | 0 | 42.06 | 34.73 | 7 | 0
2015 | VACAR_2_PJM_ROR | VACAR | PJM_ROR | Internal | Summer | B10 | 1262 | 2000 | 0 | 40.46 | 32.7 | 7 | 0
2015 | VACAR_2_PJM_ROR | VACAR | PJM_ROR | Internal | Winter | B16 | 25 | 2000 | 0 | 58.89 | 49.53 | 7 | 0
2015 | VACAR_2_PJM_ROR | VACAR | PJM_ROR | Internal | Winter | B17 | 100 | 2000 | 0 | 49.24 | 43.24 | 7 | 0
2015 | VACAR_2_PJM_ROR | VACAR | PJM_ROR | Internal | Winter | B18 | 400 | 2000 | 0 | 45.97 | 39.97 | 7 | 0
2015 | VACAR_2_PJM_ROR | VACAR | PJM_ROR | Internal | Winter | B19 | 700 | 2000 | 0 | 44 | 38 | 7 | 0
2015 | VACAR_2_PJM_ROR | VACAR | PJM_ROR | Internal | Winter | B20 | 935 | 2000 | 0 | 42.38 | 34.29 | 7 | 0
2015 | VACAR_2_SOCO | VACAR | SOCO | Internal | Shoulder | B11 | 25 | 3000 | 154.33 | 54.24 | 61.24 | 7 | 0
2015 | VACAR_2_SOCO | VACAR | SOCO | Internal | Shoulder | B12 | 200 | 3000 | 0 | 47.39 | 42.29 | 7 | 0
2015 | VACAR_2_SOCO | VACAR | SOCO | Internal | Shoulder | B13 | 600 | 3000 | 0 | 45.25 | 39.02 | 7 | 0
2015 | VACAR_2_SOCO | VACAR | SOCO | Internal | Shoulder | B14 | 900 | 3000 | 0 | 44.09 | 39.02 | 7 | 0
2015 | VACAR_2_SOCO | VACAR | SOCO | Internal | Shoulder | B15 | 1203 | 3000 | 0 | 42.14 | 39.02 | 7 | 0
2015 | VACAR_2_SOCO | VACAR | SOCO | Internal | Summer | B1 | 10 | 3000 | 0 | 68.16 | 64.92 | 7 | 0
2015 | VACAR_2_SOCO | VACAR | SOCO | Internal | Summer | B2 | 25 | 3000 | 0 | 68.16 | 64.92 | 7 | 0
2015 | VACAR_2_SOCO | VACAR | SOCO | Internal | Summer | B3 | 75 | 3000 | 0 | 68.16 | 64.92 | 7 | 0
2015 | VACAR_2_SOCO | VACAR | SOCO | Internal | Summer | B4 | 100 | 3000 | 0 | 59.97 | 64.92 | 7 | 0
2015 | VACAR_2_SOCO | VACAR | SOCO | Internal | Summer | B5 | 200 | 3000 | 0 | 55.3 | 60.27 | 7 | 0
2015 | VACAR_2_SOCO | VACAR | SOCO | Internal | Summer | B6 | 300 | 3000 | 0 | 47.87 | 52.89 | 7 | 0
2015 | VACAR_2_SOCO | VACAR | SOCO | Internal | Summer | B7 | 400 | 3000 | 0 | 45.25 | 50.05 | 7 | 0
2015 | VACAR_2_SOCO | VACAR | SOCO | Internal | Summer | B8 | 500 | 3000 | 0 | 42.83 | 42.99 | 7 | 0
2015 | VACAR_2_SOCO | VACAR | SOCO | Internal | Summer | B9 | 800 | 3000 | 0 | 42.06 | 37.88 | 7 | 0
2015 | VACAR_2_SOCO | VACAR | SOCO | Internal | Summer | B10 | 1262 | 3000 | 0 | 40.46 | 37.88 | 7 | 0
2015 | VACAR_2_SOCO | VACAR | SOCO | Internal | Winter | B16 | 25 | 3000 | 0 | 58.89 | 57.49 | 7 | 0
2015 | VACAR_2_SOCO | VACAR | SOCO | Internal | Winter | B17 | 100 | 3000 | 0 | 49.24 | 43.4 | 7 | 0
2015 | VACAR_2_SOCO | VACAR | SOCO | Internal | Winter | B18 | 400 | 3000 | 0 | 45.97 | 41.34 | 7 | 0
2015 | VACAR_2_SOCO | VACAR | SOCO | Internal | Winter | B19 | 700 | 3000 | 0 | 44 | 41.34 | 7 | 0
2015 | VACAR_2_SOCO | VACAR | SOCO | Internal | Winter | B20 | 935 | 3000 | 0 | 42.38 | 41.34 | 7 | 0
2015 | VACAR_2_TVA_Transmission | VACAR | TVA_Transmission | Internal | Shoulder | B11 | 25 | 900 | 0 | 54.24 | 53.16 | 7 | 0
2015 | VACAR_2_TVA_Transmission | VACAR | TVA_Transmission | Internal | Shoulder | B12 | 200 | 900 | 0 | 47.39 | 42.77 | 7 | 0
2015 | VACAR_2_TVA_Transmission | VACAR | TVA_Transmission | Internal | Shoulder | B13 | 600 | 900 | 0 | 45.25 | 41.27 | 7 | 0
2015 | VACAR_2_TVA_Transmission | VACAR | TVA_Transmission | Internal | Shoulder | B14 | 900 | 900 | 0 | 44.09 | 40.13 | 7 | 0
2015 | VACAR_2_TVA_Transmission | VACAR | TVA_Transmission | Internal | Shoulder | B15 | 1203 | 900 | 0 | 42.14 | 39.11 | 7 | 0
2015 | VACAR_2_TVA_Transmission | VACAR | TVA_Transmission | Internal | Summer | B1 | 10 | 900 | 0 | 68.16 | 67.37 | 7 | 0
2015 | VACAR_2_TVA_Transmission | VACAR | TVA_Transmission | Internal | Summer | B2 | 25 | 900 | 0 | 68.16 | 64.92 | 7 | 0
2015 | VACAR_2_TVA_Transmission | VACAR | TVA_Transmission | Internal | Summer | B3 | 75 | 900 | 0 | 68.16 | 62.94 | 7 | 0
2015 | VACAR_2_TVA_Transmission | VACAR | TVA_Transmission | Internal | Summer | B4 | 100 | 900 | 0 | 59.97 | 59.97 | 7 | 0
2015 | VACAR_2_TVA_Transmission | VACAR | TVA_Transmission | Internal | Summer | B5 | 200 | 900 | 0 | 55.3 | 52.53 | 7 | 0
2015 | VACAR_2_TVA_Transmission | VACAR | TVA_Transmission | Internal | Summer | B6 | 300 | 900 | 0 | 47.87 | 45.54 | 7 | 0
2015 | VACAR_2_TVA_Transmission | VACAR | TVA_Transmission | Internal | Summer | B7 | 400 | 900 | 0 | 45.25 | 41.93 | 7 | 0
2015 | VACAR_2_TVA_Transmission | VACAR | TVA_Transmission | Internal | Summer | B8 | 500 | 900 | 0 | 42.83 | 38.96 | 7 | 0
2015 | VACAR_2_TVA_Transmission | VACAR | TVA_Transmission | Internal | Summer | B9 | 800 | 900 | 0 | 42.06 | 38.32 | 7 | 0
2015 | VACAR_2_TVA_Transmission | VACAR | TVA_Transmission | Internal | Summer | B10 | 1262 | 900 | 0 | 40.46 | 36.25 | 7 | 0
2015 | VACAR_2_TVA_Transmission | VACAR | TVA_Transmission | Internal | Winter | B16 | 25 | 900 | 0 | 58.89 | 54.02 | 7 | 0
2015 | VACAR_2_TVA_Transmission | VACAR | TVA_Transmission | Internal | Winter | B17 | 100 | 900 | 0 | 49.24 | 45.1 | 7 | 0
2015 | VACAR_2_TVA_Transmission | VACAR | TVA_Transmission | Internal | Winter | B18 | 400 | 900 | 0 | 45.97 | 42.11 | 7 | 0
2015 | VACAR_2_TVA_Transmission | VACAR | TVA_Transmission | Internal | Winter | B19 | 700 | 900 | 0 | 44 | 40.18 | 7 | 0
2015 | VACAR_2_TVA_Transmission | VACAR | TVA_Transmission | Internal | Winter | B20 | 935 | 900 | 0 | 42.38 | 38.93 | 7 | 0
2020 | ENT_2_MISO_MO-IL | ENT | MISO_MO-IL | Internal | Shoulder | B11 | 25 | 2260 | 0 | 59.03 | 55.09 | 8 | 0
2020 | ENT_2_MISO_MO-IL | ENT | MISO_MO-IL | Internal | Shoulder | B12 | 200 | 2260 | 0 | 41.91 | 42.37 | 8 | 0
2020 | ENT_2_MISO_MO-IL | ENT | MISO_MO-IL | Internal | Shoulder | B13 | 600 | 2260 | 0 | 41.91 | 39.47 | 8 | 0
2020 | ENT_2_MISO_MO-IL | ENT | MISO_MO-IL | Internal | Shoulder | B14 | 900 | 2260 | 0 | 41.61 | 37.81 | 8 | 0
2020 | ENT_2_MISO_MO-IL | ENT | MISO_MO-IL | Internal | Shoulder | B15 | 1203 | 2260 | 0 | 41.61 | 36.09 | 8 | 0
2020 | ENT_2_MISO_MO-IL | ENT | MISO_MO-IL | Internal | Summer | B1 | 10 | 2260 | 0 | 68.21 | 65.05 | 8 | 0
2020 | ENT_2_MISO_MO-IL | ENT | MISO_MO-IL | Internal | Summer | B2 | 25 | 2260 | 0 | 63.4 | 63.4 | 8 | 0
2020 | ENT_2_MISO_MO-IL | ENT | MISO_MO-IL | Internal | Summer | B3 | 75 | 2260 | 0 | 61.69 | 61.14 | 8 | 0
2020 | ENT_2_MISO_MO-IL | ENT | MISO_MO-IL | Internal | Summer | B4 | 100 | 2260 | 0 | 61.69 | 60.5 | 8 | 0
2020 | ENT_2_MISO_MO-IL | ENT | MISO_MO-IL | Internal | Summer | B5 | 200 | 2260 | 0 | 57.73 | 54.72 | 8 | 0
2020 | ENT_2_MISO_MO-IL | ENT | MISO_MO-IL | Internal | Summer | B6 | 300 | 2260 | 0 | 52.22 | 44.22 | 8 | 0
2020 | ENT_2_MISO_MO-IL | ENT | MISO_MO-IL | Internal | Summer | B7 | 400 | 2260 | 0 | 46.08 | 38.08 | 8 | 0
2020 | ENT_2_MISO_MO-IL | ENT | MISO_MO-IL | Internal | Summer | B8 | 500 | 2260 | 0 | 40.59 | 35.87 | 8 | 0
2020 | ENT_2_MISO_MO-IL | ENT | MISO_MO-IL | Internal | Summer | B9 | 800 | 2260 | 0 | 40.3 | 35.09 | 8 | 0
2020 | ENT_2_MISO_MO-IL | ENT | MISO_MO-IL | Internal | Summer | B10 | 1262 | 2260 | 0 | 38.99 | 33.54 | 8 | 0
2020 | ENT_2_MISO_MO-IL | ENT | MISO_MO-IL | Internal | Winter | B16 | 25 | 2260 | 0 | 57.15 | 50.17 | 8 | 0
2020 | ENT_2_MISO_MO-IL | ENT | MISO_MO-IL | Internal | Winter | B17 | 100 | 2260 | 0 | 44.52 | 43.34 | 8 | 0
2020 | ENT_2_MISO_MO-IL | ENT | MISO_MO-IL | Internal | Winter | B18 | 400 | 2260 | 0 | 44.52 | 41.55 | 8 | 0
2020 | ENT_2_MISO_MO-IL | ENT | MISO_MO-IL | Internal | Winter | B19 | 700 | 2260 | 0 | 44.2 | 38.81 | 8 | 0
2020 | ENT_2_MISO_MO-IL | ENT | MISO_MO-IL | Internal | Winter | B20 | 935 | 2260 | 0 | 42.75 | 34.75 | 8 | 0
2020 | ENT_2_SOCO | ENT | SOCO | Internal | Shoulder | B11 | 25 | 2000 | 0 | 59.03 | 66.66 | 8 | 0
2020 | ENT_2_SOCO | ENT | SOCO | Internal | Shoulder | B12 | 200 | 2000 | 0 | 41.91 | 43.92 | 8 | 0
2020 | ENT_2_SOCO | ENT | SOCO | Internal | Shoulder | B13 | 600 | 2000 | 0 | 41.91 | 42.1 | 8 | 0
2020 | ENT_2_SOCO | ENT | SOCO | Internal | Shoulder | B14 | 900 | 2000 | 0 | 41.61 | 42.1 | 8 | 0
2020 | ENT_2_SOCO | ENT | SOCO | Internal | Shoulder | B15 | 1203 | 2000 | 0 | 41.61 | 42.1 | 8 | 0
2020 | ENT_2_SOCO | ENT | SOCO | Internal | Summer | B1 | 10 | 2000 | 0 | 68.21 | 71.02 | 8 | 0
2020 | ENT_2_SOCO | ENT | SOCO | Internal | Summer | B2 | 25 | 2000 | 0 | 63.4 | 69.69 | 8 | 0
2020 | ENT_2_SOCO | ENT | SOCO | Internal | Summer | B3 | 75 | 2000 | 828.2 | 61.69 | 69.69 | 8 | 0
2020 | ENT_2_SOCO | ENT | SOCO | Internal | Summer | B4 | 100 | 2000 | 1640.3 | 61.69 | 69.69 | 8 | 0
2020 | ENT_2_SOCO | ENT | SOCO | Internal | Summer | B5 | 200 | 2000 | 1814.12 | 57.73 | 65.73 | 8 | 0
2020 | ENT_2_SOCO | ENT | SOCO | Internal | Summer | B6 | 300 | 2000 | 0 | 52.22 | 56.87 | 8 | 0
2020 | ENT_2_SOCO | ENT | SOCO | Internal | Summer | B7 | 400 | 2000 | 682.36 | 46.08 | 54.08 | 8 | 0
2020 | ENT_2_SOCO | ENT | SOCO | Internal | Summer | B8 | 500 | 2000 | 0 | 40.59 | 43.93 | 8 | 0
2020 | ENT_2_SOCO | ENT | SOCO | Internal | Summer | B9 | 800 | 2000 | 0 | 40.3 | 40.87 | 8 | 0
2020 | ENT_2_SOCO | ENT | SOCO | Internal | Summer | B10 | 1262 | 2000 | 0 | 38.99 | 40.87 | 8 | 0
2020 | ENT_2_SOCO | ENT | SOCO | Internal | Winter | B16 | 25 | 2000 | 1809.04 | 57.15 | 65.15 | 8 | 0
2020 | ENT_2_SOCO | ENT | SOCO | Internal | Winter | B17 | 100 | 2000 | 0 | 44.52 | 44.59 | 8 | 0
2020 | ENT_2_SOCO | ENT | SOCO | Internal | Winter | B18 | 400 | 2000 | 0 | 44.52 | 44.59 | 8 | 0
2020 | ENT_2_SOCO | ENT | SOCO | Internal | Winter | B19 | 700 | 2000 | 0 | 44.2 | 44.59 | 8 | 0
2020 | ENT_2_SOCO | ENT | SOCO | Internal | Winter | B20 | 935 | 2000 | 0 | 42.75 | 44.2 | 8 | 0
2020 | ENT_2_SPP_N | ENT | SPP_N | Internal | Shoulder | B11 | 25 | 1300 | 0 | 59.03 | 62.08 | 8 | 0
2020 | ENT_2_SPP_N | ENT | SPP_N | Internal | Shoulder | B12 | 200 | 1300 | 0 | 41.91 | 42.03 | 8 | 0
2020 | ENT_2_SPP_N | ENT | SPP_N | Internal | Shoulder | B13 | 600 | 1300 | 0 | 41.91 | 40.19 | 8 | 0
2020 | ENT_2_SPP_N | ENT | SPP_N | Internal | Shoulder | B14 | 900 | 1300 | 0 | 41.61 | 40.19 | 8 | 0
2020 | ENT_2_SPP_N | ENT | SPP_N | Internal | Shoulder | B15 | 1203 | 1300 | 0 | 41.61 | 40.1 | 8 | 0
2020 | ENT_2_SPP_N | ENT | SPP_N | Internal | Summer | B1 | 10 | 1300 | 0 | 68.21 | 66.03 | 8 | 0
2020 | ENT_2_SPP_N | ENT | SPP_N | Internal | Summer | B2 | 25 | 1300 | 0 | 63.4 | 66.03 | 8 | 0
2020 | ENT_2_SPP_N | ENT | SPP_N | Internal | Summer | B3 | 75 | 1300 | 0 | 61.69 | 66.03 | 8 | 0
2020 | ENT_2_SPP_N | ENT | SPP_N | Internal | Summer | B4 | 100 | 1300 | 0 | 61.69 | 64.16 | 8 | 0
2020 | ENT_2_SPP_N | ENT | SPP_N | Internal | Summer | B5 | 200 | 1300 | 0 | 57.73 | 60.09 | 8 | 0
2020 | ENT_2_SPP_N | ENT | SPP_N | Internal | Summer | B6 | 300 | 1300 | 0 | 52.22 | 52.22 | 8 | 0
2020 | ENT_2_SPP_N | ENT | SPP_N | Internal | Summer | B7 | 400 | 1300 | 0 | 46.08 | 42.39 | 8 | 0
2020 | ENT_2_SPP_N | ENT | SPP_N | Internal | Summer | B8 | 500 | 1300 | 0 | 40.59 | 40.2 | 8 | 0
2020 | ENT_2_SPP_N | ENT | SPP_N | Internal | Summer | B9 | 800 | 1300 | 0 | 40.3 | 38.85 | 8 | 0
2020 | ENT_2_SPP_N | ENT | SPP_N | Internal | Summer | B10 | 1262 | 1300 | 0 | 38.99 | 36.37 | 8 | 0
2020 | ENT_2_SPP_N | ENT | SPP_N | Internal | Winter | B16 | 25 | 1300 | 0 | 57.15 | 52.15 | 8 | 0
2020 | ENT_2_SPP_N | ENT | SPP_N | Internal | Winter | B17 | 100 | 1300 | 0 | 44.52 | 42.83 | 8 | 0
2020 | ENT_2_SPP_N | ENT | SPP_N | Internal | Winter | B18 | 400 | 1300 | 0 | 44.52 | 42.74 | 8 | 0
2020 | ENT_2_SPP_N | ENT | SPP_N | Internal | Winter | B19 | 700 | 1300 | 0 | 44.2 | 42.39 | 8 | 0
2020 | ENT_2_SPP_N | ENT | SPP_N | Internal | Winter | B20 | 935 | 1300 | 0 | 42.75 | 39.41 | 8 | 0
2020 | ENT_2_SPP_S | ENT | SPP_S | Internal | Shoulder | B11 | 25 | 1300 | 0 | 59.03 | 57.84 | 8 | 0
2020 | ENT_2_SPP_S | ENT | SPP_S | Internal | Shoulder | B12 | 200 | 1300 | 0 | 41.91 | 42.02 | 8 | 0
2020 | ENT_2_SPP_S | ENT | SPP_S | Internal | Shoulder | B13 | 600 | 1300 | 0 | 41.91 | 40.2 | 8 | 0
2020 | ENT_2_SPP_S | ENT | SPP_S | Internal | Shoulder | B14 | 900 | 1300 | 0 | 41.61 | 40.2 | 8 | 0
2020 | ENT_2_SPP_S | ENT | SPP_S | Internal | Shoulder | B15 | 1203 | 1300 | 0 | 41.61 | 40.11 | 8 | 0
2020 | ENT_2_SPP_S | ENT | SPP_S | Internal | Summer | B1 | 10 | 1300 | 0 | 68.21 | 63.21 | 8 | 0
2020 | ENT_2_SPP_S | ENT | SPP_S | Internal | Summer | B2 | 25 | 1300 | 0 | 63.4 | 64.56 | 8 | 0
2020 | ENT_2_SPP_S | ENT | SPP_S | Internal | Summer | B3 | 75 | 1300 | 0 | 61.69 | 56.69 | 8 | 0
2020 | ENT_2_SPP_S | ENT | SPP_S | Internal | Summer | B4 | 100 | 1300 | 0 | 61.69 | 56.69 | 8 | 0
2020 | ENT_2_SPP_S | ENT | SPP_S | Internal | Summer | B5 | 200 | 1300 | 0 | 57.73 | 55.88 | 8 | 0
2020 | ENT_2_SPP_S | ENT | SPP_S | Internal | Summer | B6 | 300 | 1300 | 0 | 52.22 | 52.23 | 8 | 0
2020 | ENT_2_SPP_S | ENT | SPP_S | Internal | Summer | B7 | 400 | 1300 | 0 | 46.08 | 42.41 | 8 | 0
2020 | ENT_2_SPP_S | ENT | SPP_S | Internal | Summer | B8 | 500 | 1300 | 0 | 40.59 | 40.22 | 8 | 0
2020 | ENT_2_SPP_S | ENT | SPP_S | Internal | Summer | B9 | 800 | 1300 | 0 | 40.3 | 38.86 | 8 | 0
2020 | ENT_2_SPP_S | ENT | SPP_S | Internal | Summer | B10 | 1262 | 1300 | 0 | 38.99 | 38.77 | 8 | 0
2020 | ENT_2_SPP_S | ENT | SPP_S | Internal | Winter | B16 | 25 | 1300 | 0 | 57.15 | 52.14 | 8 | 0
2020 | ENT_2_SPP_S | ENT | SPP_S | Internal | Winter | B17 | 100 | 1300 | 0 | 44.52 | 42.84 | 8 | 0
2020 | ENT_2_SPP_S | ENT | SPP_S | Internal | Winter | B18 | 400 | 1300 | 0 | 44.52 | 42.75 | 8 | 0
2020 | ENT_2_SPP_S | ENT | SPP_S | Internal | Winter | B19 | 700 | 1300 | 0 | 44.2 | 42.41 | 8 | 0
2020 | ENT_2_SPP_S | ENT | SPP_S | Internal | Winter | B20 | 935 | 1300 | 0 | 42.75 | 39.42 | 8 | 0
2020 | ENT_2_TVA_Transmission | ENT | TVA_Transmission | Internal | Shoulder | B11 | 25 | 2100 | 0 | 59.03 | 58.68 | 8 | 0
2020 | ENT_2_TVA_Transmission | ENT | TVA_Transmission | Internal | Shoulder | B12 | 200 | 2100 | 0 | 41.91 | 45.98 | 8 | 0
2020 | ENT_2_TVA_Transmission | ENT | TVA_Transmission | Internal | Shoulder | B13 | 600 | 2100 | 0 | 41.91 | 44.04 | 8 | 0
2020 | ENT_2_TVA_Transmission | ENT | TVA_Transmission | Internal | Shoulder | B14 | 900 | 2100 | 0 | 41.61 | 43.05 | 8 | 0
2020 | ENT_2_TVA_Transmission | ENT | TVA_Transmission | Internal | Shoulder | B15 | 1203 | 2100 | 0 | 41.61 | 42.24 | 8 | 0
2020 | ENT_2_TVA_Transmission | ENT | TVA_Transmission | Internal | Summer | B1 | 10 | 2100 | 0 | 68.21 | 73.05 | 8 | 0
2020 | ENT_2_TVA_Transmission | ENT | TVA_Transmission | Internal | Summer | B2 | 25 | 2100 | 17.08 | 63.4 | 71.4 | 8 | 0
2020 | ENT_2_TVA_Transmission | ENT | TVA_Transmission | Internal | Summer | B3 | 75 | 2100 | 0 | 61.69 | 67.28 | 8 | 0
2020 | ENT_2_TVA_Transmission | ENT | TVA_Transmission | Internal | Summer | B4 | 100 | 2100 | 0 | 61.69 | 67.05 | 8 | 0
2020 | ENT_2_TVA_Transmission | ENT | TVA_Transmission | Internal | Summer | B5 | 200 | 2100 | 0 | 57.73 | 58.73 | 8 | 0
2020 | ENT_2_TVA_Transmission | ENT | TVA_Transmission | Internal | Summer | B6 | 300 | 2100 | 0 | 52.22 | 49.9 | 8 | 0
2020 | ENT_2_TVA_Transmission | ENT | TVA_Transmission | Internal | Summer | B7 | 400 | 2100 | 0 | 46.08 | 45.43 | 8 | 0
2020 | ENT_2_TVA_Transmission | ENT | TVA_Transmission | Internal | Summer | B8 | 500 | 2100 | 0 | 40.59 | 41.51 | 8 | 0
2020 | ENT_2_TVA_Transmission | ENT | TVA_Transmission | Internal | Summer | B9 | 800 | 2100 | 0 | 40.3 | 41.24 | 8 | 0
2020 | ENT_2_TVA_Transmission | ENT | TVA_Transmission | Internal | Summer | B10 | 1262 | 2100 | 0 | 38.99 | 38.01 | 8 | 0
2020 | ENT_2_TVA_Transmission | ENT | TVA_Transmission | Internal | Winter | B16 | 25 | 2100 | 0 | 57.15 | 57.95 | 8 | 0
2020 | ENT_2_TVA_Transmission | ENT | TVA_Transmission | Internal | Winter | B17 | 100 | 2100 | 0 | 44.52 | 48.18 | 8 | 0
2020 | ENT_2_TVA_Transmission | ENT | TVA_Transmission | Internal | Winter | B18 | 400 | 2100 | 0 | 44.52 | 45.07 | 8 | 0
2020 | ENT_2_TVA_Transmission | ENT | TVA_Transmission | Internal | Winter | B19 | 700 | 2100 | 0 | 44.2 | 43.26 | 8 | 0
2020 | ENT_2_TVA_Transmission | ENT | TVA_Transmission | Internal | Winter | B20 | 935 | 2100 | 0 | 42.75 | 41.96 | 8 | 0
2020 | FRCC_2_SOCO | FRCC | SOCO | Internal | Shoulder | B11 | 25 | 900 | 0 | 76.66 | 66.66 | 8 | 0
2020 | FRCC_2_SOCO | FRCC | SOCO | Internal | Shoulder | B12 | 200 | 900 | 0 | 53.92 | 43.92 | 8 | 0
2020 | FRCC_2_SOCO | FRCC | SOCO | Internal | Shoulder | B13 | 600 | 900 | 0 | 48.83 | 42.1 | 8 | 0
2020 | FRCC_2_SOCO | FRCC | SOCO | Internal | Shoulder | B14 | 900 | 900 | 0 | 48.83 | 42.1 | 8 | 0
2020 | FRCC_2_SOCO | FRCC | SOCO | Internal | Shoulder | B15 | 1203 | 900 | 0 | 46.83 | 42.1 | 8 | 0
2020 | FRCC_2_SOCO | FRCC | SOCO | Internal | Summer | B1 | 10 | 900 | 0 | 81.02 | 71.02 | 8 | 0
2020 | FRCC_2_SOCO | FRCC | SOCO | Internal | Summer | B2 | 25 | 900 | 0 | 76.76 | 69.69 | 8 | 0
2020 | FRCC_2_SOCO | FRCC | SOCO | Internal | Summer | B3 | 75 | 900 | 0 | 76.76 | 69.69 | 8 | 0
2020 | FRCC_2_SOCO | FRCC | SOCO | Internal | Summer | B4 | 100 | 900 | 0 | 76.76 | 69.69 | 8 | 0
2020 | FRCC_2_SOCO | FRCC | SOCO | Internal | Summer | B5 | 200 | 900 | 0 | 75.73 | 65.73 | 8 | 0
2020 | FRCC_2_SOCO | FRCC | SOCO | Internal | Summer | B6 | 300 | 900 | 0 | 66.87 | 56.87 | 8 | 0
2020 | FRCC_2_SOCO | FRCC | SOCO | Internal | Summer | B7 | 400 | 900 | 0 | 64.08 | 54.08 | 8 | 0
2020 | FRCC_2_SOCO | FRCC | SOCO | Internal | Summer | B8 | 500 | 900 | 0 | 53.93 | 43.93 | 8 | 0
2020 | FRCC_2_SOCO | FRCC | SOCO | Internal | Summer | B9 | 800 | 900 | 0 | 48.1 | 40.87 | 8 | 0
2020 | FRCC_2_SOCO | FRCC | SOCO | Internal | Summer | B10 | 1262 | 900 | 0 | 46.13 | 40.87 | 8 | 0
2020 | FRCC_2_SOCO | FRCC | SOCO | Internal | Winter | B16 | 25 | 900 | 0 | 75.15 | 65.15 | 8 | 0
2020 | FRCC_2_SOCO | FRCC | SOCO | Internal | Winter | B17 | 100 | 900 | 0 | 54.59 | 44.59 | 8 | 0
2020 | FRCC_2_SOCO | FRCC | SOCO | Internal | Winter | B18 | 400 | 900 | 0 | 51.07 | 44.59 | 8 | 0
2020 | FRCC_2_SOCO | FRCC | SOCO | Internal | Winter | B19 | 700 | 900 | 0 | 50.77 | 44.59 | 8 | 0
2020 | FRCC_2_SOCO | FRCC | SOCO | Internal | Winter | B20 | 935 | 900 | 0 | 48.97 | 44.2 | 8 | 0
2020 | HQ_NEISO_2_NEISO | HQ_NEISO | NEISO | Internal | Shoulder | B11 | 25 | 99999 | 2920 | 37.66 | 37.67 | 0.01 | 0
2020 | HQ_NEISO_2_NEISO | HQ_NEISO | NEISO | Internal | Shoulder | B12 | 200 | 99999 | 2920 | 37.66 | 37.67 | 0.01 | 0
2020 | HQ_NEISO_2_NEISO | HQ_NEISO | NEISO | Internal | Shoulder | B13 | 600 | 99999 | 2920 | 37.66 | 37.67 | 0.01 | 0
2020 | HQ_NEISO_2_NEISO | HQ_NEISO | NEISO | Internal | Shoulder | B14 | 900 | 99999 | 2920 | 37.66 | 37.67 | 0.01 | 0
2020 | HQ_NEISO_2_NEISO | HQ_NEISO | NEISO | Internal | Shoulder | B15 | 1203 | 99999 | 1143.24 | 37.66 | 37.67 | 0.01 | 0
2020 | HQ_NEISO_2_NEISO | HQ_NEISO | NEISO | Internal | Summer | B1 | 10 | 99999 | 2920 | 75.39 | 75.4 | 0.01 | 0
2020 | HQ_NEISO_2_NEISO | HQ_NEISO | NEISO | Internal | Summer | B2 | 25 | 99999 | 2920 | 68.4 | 68.41 | 0.01 | 0
2020 | HQ_NEISO_2_NEISO | HQ_NEISO | NEISO | Internal | Summer | B3 | 75 | 99999 | 2920 | 48.89 | 48.9 | 0.01 | 0
2020 | HQ_NEISO_2_NEISO | HQ_NEISO | NEISO | Internal | Summer | B4 | 100 | 99999 | 2920 | 42.8 | 42.81 | 0.01 | 0
2020 | HQ_NEISO_2_NEISO | HQ_NEISO | NEISO | Internal | Summer | B5 | 200 | 99999 | 2920 | 34.89 | 34.9 | 0.01 | 0
2020 | HQ_NEISO_2_NEISO | HQ_NEISO | NEISO | Internal | Summer | B6 | 300 | 99999 | 2920 | 34.89 | 34.9 | 0.01 | 0
2020 | HQ_NEISO_2_NEISO | HQ_NEISO | NEISO | Internal | Summer | B7 | 400 | 99999 | 2920 | 34.89 | 34.9 | 0.01 | 0
2020 | HQ_NEISO_2_NEISO | HQ_NEISO | NEISO | Internal | Summer | B8 | 500 | 99999 | 2920 | 34.89 | 34.9 | 0.01 | 0
2020 | HQ_NEISO_2_NEISO | HQ_NEISO | NEISO | Internal | Summer | B9 | 800 | 99999 | 2920 | 34.89 | 34.9 | 0.01 | 0
2020 | HQ_NEISO_2_NEISO | HQ_NEISO | NEISO | Internal | Summer | B10 | 1262 | 99999 | 795.94 | 34.89 | 34.9 | 0.01 | 0
2020 | HQ_NEISO_2_NEISO | HQ_NEISO | NEISO | Internal | Winter | B16 | 25 | 99999 | 2920 | 46.26 | 46.27 | 0.01 | 0
2020 | HQ_NEISO_2_NEISO | HQ_NEISO | NEISO | Internal | Winter | B17 | 100 | 99999 | 2920 | 46.26 | 46.27 | 0.01 | 0
2020 | HQ_NEISO_2_NEISO | HQ_NEISO | NEISO | Internal | Winter | B18 | 400 | 99999 | 2920 | 46.26 | 46.27 | 0.01 | 0
2020 | HQ_NEISO_2_NEISO | HQ_NEISO | NEISO | Internal | Winter | B19 | 700 | 99999 | 2920 | 46.26 | 46.27 | 0.01 | 0
2020 | HQ_NEISO_2_NEISO | HQ_NEISO | NEISO | Internal | Winter | B20 | 935 | 99999 | 1233.58 | 46.26 | 46.27 | 0.01 | 0
2020 | HQ_NY_2_NYISO_A-F | HQ_NY | NYISO_A-F | Internal | Shoulder | B11 | 25 | 99999 | 1000 | 40.66 | 40.67 | 0.01 | 0
2020 | HQ_NY_2_NYISO_A-F | HQ_NY | NYISO_A-F | Internal | Shoulder | B12 | 200 | 99999 | 1000 | 39.84 | 39.85 | 0.01 | 0
2020 | HQ_NY_2_NYISO_A-F | HQ_NY | NYISO_A-F | Internal | Shoulder | B13 | 600 | 99999 | 1000 | 39.84 | 39.85 | 0.01 | 0
2020 | HQ_NY_2_NYISO_A-F | HQ_NY | NYISO_A-F | Internal | Shoulder | B14 | 900 | 99999 | 1000 | 39.15 | 39.16 | 0.01 | 0
2020 | HQ_NY_2_NYISO_A-F | HQ_NY | NYISO_A-F | Internal | Shoulder | B15 | 1203 | 99999 | 188.69 | 39.15 | 39.16 | 0.01 | 0
2020 | HQ_NY_2_NYISO_A-F | HQ_NY | NYISO_A-F | Internal | Summer | B1 | 10 | 99999 | 1000 | 59.05 | 59.07 | 0.01 | 0
2020 | HQ_NY_2_NYISO_A-F | HQ_NY | NYISO_A-F | Internal | Summer | B2 | 25 | 99999 | 1000 | 57.4 | 57.41 | 0.01 | 0
2020 | HQ_NY_2_NYISO_A-F | HQ_NY | NYISO_A-F | Internal | Summer | B3 | 75 | 99999 | 1000 | 51.89 | 51.9 | 0.01 | 0
2020 | HQ_NY_2_NYISO_A-F | HQ_NY | NYISO_A-F | Internal | Summer | B4 | 100 | 99999 | 1000 | 45.8 | 45.81 | 0.01 | 0
2020 | HQ_NY_2_NYISO_A-F | HQ_NY | NYISO_A-F | Internal | Summer | B5 | 200 | 99999 | 1000 | 44.73 | 44.74 | 0.01 | 0
2020 | HQ_NY_2_NYISO_A-F | HQ_NY | NYISO_A-F | Internal | Summer | B6 | 300 | 99999 | 1000 | 42.02 | 42.03 | 0.01 | 0
2020 | HQ_NY_2_NYISO_A-F | HQ_NY | NYISO_A-F | Internal | Summer | B7 | 400 | 99999 | 1000 | 38.59 | 38.6 | 0.01 | 0
2020 | HQ_NY_2_NYISO_A-F | HQ_NY | NYISO_A-F | Internal | Summer | B8 | 500 | 99999 | 1000 | 37.89 | 37.9 | 0.01 | 0
2020 | HQ_NY_2_NYISO_A-F | HQ_NY | NYISO_A-F | Internal | Summer | B9 | 800 | 99999 | 1000 | 37.86 | 37.87 | 0.01 | 0
2020 | HQ_NY_2_NYISO_A-F | HQ_NY | NYISO_A-F | Internal | Summer | B10 | 1262 | 99999 | 30.11 | 37.86 | 37.87 | 0.01 | 0
2020 | HQ_NY_2_NYISO_A-F | HQ_NY | NYISO_A-F | Internal | Winter | B16 | 25 | 99999 | 1000 | 44.95 | 44.97 | 0.01 | 0
2020 | HQ_NY_2_NYISO_A-F | HQ_NY | NYISO_A-F | Internal | Winter | B17 | 100 | 99999 | 1000 | 43.26 | 43.27 | 0.01 | 0
2020 | HQ_NY_2_NYISO_A-F | HQ_NY | NYISO_A-F | Internal | Winter | B18 | 400 | 99999 | 1000 | 42.18 | 42.19 | 0.01 | 0
2020 | HQ_NY_2_NYISO_A-F | HQ_NY | NYISO_A-F | Internal | Winter | B19 | 700 | 99999 | 1000 | 42.18 | 42.19 | 0.01 | 0
2020 | HQ_NY_2_NYISO_A-F | HQ_NY | NYISO_A-F | Internal | Winter | B20 | 935 | 99999 | 229.95 | 42.18 | 42.19 | 0.01 | 0
2020 | HQ_IESO_2_IESO | HQ_IESO | IESO | Internal | Shoulder | B11 | 25 | 99999 | 400 | 30.8 | 30.81 | 0.01 | 0
2020 | HQ_IESO_2_IESO | HQ_IESO | IESO | Internal | Shoulder | B12 | 200 | 99999 | 400 | 30.8 | 30.81 | 0.01 | 0
2020 | HQ_IESO_2_IESO | HQ_IESO | IESO | Internal | Shoulder | B13 | 600 | 99999 | 400 | 30.8 | 30.81 | 0.01 | 0
2020 | HQ_IESO_2_IESO | HQ_IESO | IESO | Internal | Shoulder | B14 | 900 | 99999 | 400 | 30.8 | 30.81 | 0.01 | 0
2020 | HQ_IESO_2_IESO | HQ_IESO | IESO | Internal | Shoulder | B15 | 1203 | 99999 | 75.48 | 30.8 | 30.81 | 0.01 | 0
2020 | HQ_IESO_2_IESO | HQ_IESO | IESO | Internal | Summer | B1 | 10 | 99999 | 400 | 52.05 | 52.07 | 0.01 | 0
2020 | HQ_IESO_2_IESO | HQ_IESO | IESO | Internal | Summer | B2 | 25 | 99999 | 400 | 50.4 | 50.41 | 0.01 | 0
2020 | HQ_IESO_2_IESO | HQ_IESO | IESO | Internal | Summer | B3 | 75 | 99999 | 400 | 40.88 | 40.9 | 0.01 | 0
2020 | HQ_IESO_2_IESO | HQ_IESO | IESO | Internal | Summer | B4 | 100 | 99999 | 400 | 37.73 | 37.74 | 0.01 | 0
2020 | HQ_IESO_2_IESO | HQ_IESO | IESO | Internal | Summer | B5 | 200 | 99999 | 400 | 37.73 | 37.74 | 0.01 | 0
2020 | HQ_IESO_2_IESO | HQ_IESO | IESO | Internal | Summer | B6 | 300 | 99999 | 400 | 35.02 | 35.03 | 0.01 | 0
2020 | HQ_IESO_2_IESO | HQ_IESO | IESO | Internal | Summer | B7 | 400 | 99999 | 400 | 31.09 | 31.11 | 0.01 | 0
2020 | HQ_IESO_2_IESO | HQ_IESO | IESO | Internal | Summer | B8 | 500 | 99999 | 400 | 28.88 | 28.89 | 0.01 | 0
2020 | HQ_IESO_2_IESO | HQ_IESO | IESO | Internal | Summer | B9 | 800 | 99999 | 400 | 28.88 | 28.89 | 0.01 | 0
2020 | HQ_IESO_2_IESO | HQ_IESO | IESO | Internal | Summer | B10 | 1262 | 99999 | 12.04 | 28.88 | 28.89 | 0.01 | 0
2020 | HQ_IESO_2_IESO | HQ_IESO | IESO | Internal | Winter | B16 | 25 | 99999 | 400 | 37.95 | 37.97 | 0.01 | 0
2020 | HQ_IESO_2_IESO | HQ_IESO | IESO | Internal | Winter | B17 | 100 | 99999 | 400 | 36.26 | 36.27 | 0.01 | 0
2020 | HQ_IESO_2_IESO | HQ_IESO | IESO | Internal | Winter | B18 | 400 | 99999 | 400 | 34.56 | 34.57 | 0.01 | 0
2020 | HQ_IESO_2_IESO | HQ_IESO | IESO | Internal | Winter | B19 | 700 | 99999 | 400 | 34.56 | 34.57 | 0.01 | 0
2020 | HQ_IESO_2_IESO | HQ_IESO | IESO | Internal | Winter | B20 | 935 | 99999 | 91.98 | 34.56 | 34.57 | 0.01 | 0
2020 | IESO_2_MAPP_CA | IESO | MAPP_CA | Internal | Shoulder | B11 | 25 | 262 | 262 | 30.81 | 49.07 | 7 | 11.25
2020 | IESO_2_MAPP_CA | IESO | MAPP_CA | Internal | Shoulder | B12 | 200 | 262 | 262 | 30.81 | 42.35 | 7 | 4.54
2020 | IESO_2_MAPP_CA | IESO | MAPP_CA | Internal | Shoulder | B13 | 600 | 262 | 262 | 30.81 | 39.47 | 7 | 1.65
2020 | IESO_2_MAPP_CA | IESO | MAPP_CA | Internal | Shoulder | B14 | 900 | 262 | 262 | 30.81 | 38.97 | 7 | 1.15
2020 | IESO_2_MAPP_CA | IESO | MAPP_CA | Internal | Shoulder | B15 | 1203 | 262 | 262 | 30.81 | 38.97 | 7 | 1.15
2020 | IESO_2_MAPP_CA | IESO | MAPP_CA | Internal | Summer | B1 | 10 | 262 | 0 | 52.07 | 51.04 | 7 | 0
2020 | IESO_2_MAPP_CA | IESO | MAPP_CA | Internal | Summer | B2 | 25 | 262 | 43.06 | 50.41 | 57.41 | 7 | 0
2020 | IESO_2_MAPP_CA | IESO | MAPP_CA | Internal | Summer | B3 | 75 | 262 | 262 | 40.9 | 50.47 | 7 | 2.57
2020 | IESO_2_MAPP_CA | IESO | MAPP_CA | Internal | Summer | B4 | 100 | 262 | 262 | 37.74 | 50.14 | 7 | 5.4
2020 | IESO_2_MAPP_CA | IESO | MAPP_CA | Internal | Summer | B5 | 200 | 262 | 262 | 37.74 | 49.07 | 7 | 4.33
2020 | IESO_2_MAPP_CA | IESO | MAPP_CA | Internal | Summer | B6 | 300 | 262 | 262 | 35.03 | 45.21 | 7 | 3.17
2020 | IESO_2_MAPP_CA | IESO | MAPP_CA | Internal | Summer | B7 | 400 | 262 | 0 | 31.11 | 38.08 | 7 | 0
2020 | IESO_2_MAPP_CA | IESO | MAPP_CA | Internal | Summer | B8 | 500 | 262 | 0 | 28.89 | 35.87 | 7 | 0
2020 | IESO_2_MAPP_CA | IESO | MAPP_CA | Internal | Summer | B9 | 800 | 262 | 0 | 28.89 | 35.87 | 7 | 0
2020 | IESO_2_MAPP_CA | IESO | MAPP_CA | Internal | Summer | B10 | 1262 | 262 | 0 | 28.89 | 35.87 | 7 | 0
2020 | IESO_2_MAPP_CA | IESO | MAPP_CA | Internal | Winter | B16 | 25 | 262 | 262 | 37.97 | 50.15 | 7 | 5.18
2020 | IESO_2_MAPP_CA | IESO | MAPP_CA | Internal | Winter | B17 | 100 | 262 | 261.99 | 36.27 | 43.31 | 7 | 0.04
2020 | IESO_2_MAPP_CA | IESO | MAPP_CA | Internal | Winter | B18 | 400 | 262 | 262 | 34.57 | 41.78 | 7 | 0.21
2020 | IESO_2_MAPP_CA | IESO | MAPP_CA | Internal | Winter | B19 | 700 | 262 | 262 | 34.57 | 41.78 | 7 | 0.21
2020 | IESO_2_MAPP_CA | IESO | MAPP_CA | Internal | Winter | B20 | 935 | 262 | 262 | 34.57 | 41.78 | 7 | 0.21
2020 | IESO_2_MISO_MI | IESO | MISO_MI | Internal | Shoulder | B11 | 25 | 1840 | 1840 | 30.81 | 51.07 | 7 | 13.26
2020 | IESO_2_MISO_MI | IESO | MISO_MI | Internal | Shoulder | B12 | 200 | 1840 | 1840 | 30.81 | 42.37 | 7 | 4.56
2020 | IESO_2_MISO_MI | IESO | MISO_MI | Internal | Shoulder | B13 | 600 | 1840 | 1840 | 30.81 | 39.47 | 7 | 1.65
2020 | IESO_2_MISO_MI | IESO | MISO_MI | Internal | Shoulder | B14 | 900 | 1840 | 1327.03 | 30.81 | 37.81 | 7 | 0
2020 | IESO_2_MISO_MI | IESO | MISO_MI | Internal | Shoulder | B15 | 1203 | 1840 | 0 | 30.81 | 36.53 | 7 | 0
2020 | IESO_2_MISO_MI | IESO | MISO_MI | Internal | Summer | B1 | 10 | 1840 | 1840 | 52.07 | 63.53 | 7 | 4.46
2020 | IESO_2_MISO_MI | IESO | MISO_MI | Internal | Summer | B2 | 25 | 1840 | 1840 | 50.41 | 63.4 | 7 | 5.99
2020 | IESO_2_MISO_MI | IESO | MISO_MI | Internal | Summer | B3 | 75 | 1840 | 1840 | 40.9 | 58.16 | 7 | 10.26
2020 | IESO_2_MISO_MI | IESO | MISO_MI | Internal | Summer | B4 | 100 | 1840 | 1840 | 37.74 | 58.16 | 7 | 13.42
2020 | IESO_2_MISO_MI | IESO | MISO_MI | Internal | Summer | B5 | 200 | 1840 | 1840 | 37.74 | 50.73 | 7 | 5.99
2020 | IESO_2_MISO_MI | IESO | MISO_MI | Internal | Summer | B6 | 300 | 1840 | 1840 | 35.03 | 44.2 | 7 | 2.16
2020 | IESO_2_MISO_MI | IESO | MISO_MI | Internal | Summer | B7 | 400 | 1840 | 1136.35 | 31.11 | 38.11 | 7 | 0
2020 | IESO_2_MISO_MI | IESO | MISO_MI | Internal | Summer | B8 | 500 | 1840 | 1794.75 | 28.89 | 35.89 | 7 | 0
2020 | IESO_2_MISO_MI | IESO | MISO_MI | Internal | Summer | B9 | 800 | 1840 | 0 | 28.89 | 35.44 | 7 | 0
2020 | IESO_2_MISO_MI | IESO | MISO_MI | Internal | Summer | B10 | 1262 | 1840 | 0 | 28.89 | 34.8 | 7 | 0
2020 | IESO_2_MISO_MI | IESO | MISO_MI | Internal | Winter | B16 | 25 | 1840 | 1840 | 37.97 | 50.17 | 7 | 5.2
2020 | IESO_2_MISO_MI | IESO | MISO_MI | Internal | Winter | B17 | 100 | 1840 | 1840 | 36.27 | 45 | 7 | 1.73
2020 | IESO_2_MISO_MI | IESO | MISO_MI | Internal | Winter | B18 | 400 | 1840 | 153.28 | 34.57 | 41.57 | 7 | 0
2020 | IESO_2_MISO_MI | IESO | MISO_MI | Internal | Winter | B19 | 700 | 1840 | 0 | 34.57 | 38.83 | 7 | 0
2020 | IESO_2_MISO_MI | IESO | MISO_MI | Internal | Winter | B20 | 935 | 1840 | 0 | 34.57 | 34.89 | 7 | 0
2020 | IESO_2_MISO_W | IESO | MISO_W | Internal | Shoulder | B11 | 25 | 140 | 140 | 30.81 | 55.08 | 7 | 17.27
2020 | IESO_2_MISO_W | IESO | MISO_W | Internal | Shoulder | B12 | 200 | 140 | 140 | 30.81 | 42.36 | 7 | 4.55
2020 | IESO_2_MISO_W | IESO | MISO_W | Internal | Shoulder | B13 | 600 | 140 | 140 | 30.81 | 39.48 | 7 | 1.66
2020 | IESO_2_MISO_W | IESO | MISO_W | Internal | Shoulder | B14 | 900 | 140 | 140 | 30.81 | 38.98 | 7 | 1.17
2020 | IESO_2_MISO_W | IESO | MISO_W | Internal | Shoulder | B15 | 1203 | 140 | 0 | 30.81 | 36.92 | 7 | 0
2020 | IESO_2_MISO_W | IESO | MISO_W | Internal | Summer | B1 | 10 | 140 | 140 | 52.07 | 65.04 | 7 | 5.98
2020 | IESO_2_MISO_W | IESO | MISO_W | Internal | Summer | B2 | 25 | 140 | 140 | 50.41 | 63.41 | 7 | 6
2020 | IESO_2_MISO_W | IESO | MISO_W | Internal | Summer | B3 | 75 | 140 | 140 | 40.9 | 62.58 | 7 | 14.68
2020 | IESO_2_MISO_W | IESO | MISO_W | Internal | Summer | B4 | 100 | 140 | 140 | 37.74 | 62.58 | 7 | 17.83
2020 | IESO_2_MISO_W | IESO | MISO_W | Internal | Summer | B5 | 200 | 140 | 140 | 37.74 | 54.73 | 7 | 9.99
2020 | IESO_2_MISO_W | IESO | MISO_W | Internal | Summer | B6 | 300 | 140 | 140 | 35.03 | 45.22 | 7 | 3.19
2020 | IESO_2_MISO_W | IESO | MISO_W | Internal | Summer | B7 | 400 | 140 | 0.01 | 31.11 | 38.09 | 7 | 0
2020 | IESO_2_MISO_W | IESO | MISO_W | Internal | Summer | B8 | 500 | 140 | 0.01 | 28.89 | 35.88 | 7 | 0
2020 | IESO_2_MISO_W | IESO | MISO_W | Internal | Summer | B9 | 800 | 140 | 0 | 28.89 | 35.67 | 7 | 0
2020 | IESO_2_MISO_W | IESO | MISO_W | Internal | Summer | B10 | 1262 | 140 | 0 | 28.89 | 33.55 | 7 | 0
2020 | IESO_2_MISO_W | IESO | MISO_W | Internal | Winter | B16 | 25 | 140 | 140 | 37.97 | 50.16 | 7 | 5.19
2020 | IESO_2_MISO_W | IESO | MISO_W | Internal | Winter | B17 | 100 | 140 | 139.99 | 36.27 | 43.33 | 7 | 0.05
2020 | IESO_2_MISO_W | IESO | MISO_W | Internal | Winter | B18 | 400 | 140 | 34.01 | 34.57 | 41.57 | 7 | 0
2020 | IESO_2_MISO_W | IESO | MISO_W | Internal | Winter | B19 | 700 | 140 | 0 | 34.57 | 41.32 | 7 | 0
2020 | IESO_2_MISO_W | IESO | MISO_W | Internal | Winter | B20 | 935 | 140 | 0 | 34.57 | 34.76 | 7 | 0
2020 | IESO_2_NYISO_A-F | IESO | NYISO_A-F | Internal | Shoulder | B11 | 25 | 1725 | 1725 | 30.81 | 40.67 | 7 | 2.86
2020 | IESO_2_NYISO_A-F | IESO | NYISO_A-F | Internal | Shoulder | B12 | 200 | 1725 | 1725 | 30.81 | 39.85 | 7 | 2.04
2020 | IESO_2_NYISO_A-F | IESO | NYISO_A-F | Internal | Shoulder | B13 | 600 | 1725 | 1725 | 30.81 | 39.85 | 7 | 2.04
2020 | IESO_2_NYISO_A-F | IESO | NYISO_A-F | Internal | Shoulder | B14 | 900 | 1725 | 1725 | 30.81 | 39.16 | 7 | 1.35
2020 | IESO_2_NYISO_A-F | IESO | NYISO_A-F | Internal | Shoulder | B15 | 1203 | 1725 | 1725 | 30.81 | 39.16 | 7 | 1.35
2020 | IESO_2_NYISO_A-F | IESO | NYISO_A-F | Internal | Summer | B1 | 10 | 1725 | 548.98 | 52.07 | 59.07 | 7 | 0
2020 | IESO_2_NYISO_A-F | IESO | NYISO_A-F | Internal | Summer | B2 | 25 | 1725 | 1034.29 | 50.41 | 57.41 | 7 | 0
2020 | IESO_2_NYISO_A-F | IESO | NYISO_A-F | Internal | Summer | B3 | 75 | 1725 | 1725 | 40.9 | 51.9 | 7 | 4.01
2020 | IESO_2_NYISO_A-F | IESO | NYISO_A-F | Internal | Summer | B4 | 100 | 1725 | 1725 | 37.74 | 45.81 | 7 | 1.07
2020 | IESO_2_NYISO_A-F | IESO | NYISO_A-F | Internal | Summer | B5 | 200 | 1725 | 635.3 | 37.74 | 44.74 | 7 | 0
2020 | IESO_2_NYISO_A-F | IESO | NYISO_A-F | Internal | Summer | B6 | 300 | 1725 | 942.21 | 35.03 | 42.03 | 7 | 0
2020 | IESO_2_NYISO_A-F | IESO | NYISO_A-F | Internal | Summer | B7 | 400 | 1725 | 1725 | 31.11 | 38.6 | 7 | 0.5
2020 | IESO_2_NYISO_A-F | IESO | NYISO_A-F | Internal | Summer | B8 | 500 | 1725 | 1725 | 28.89 | 37.9 | 7 | 2
2020 | IESO_2_NYISO_A-F | IESO | NYISO_A-F | Internal | Summer | B9 | 800 | 1725 | 1725 | 28.89 | 37.87 | 7 | 1.98
2020 | IESO_2_NYISO_A-F | IESO | NYISO_A-F | Internal | Summer | B10 | 1262 | 1725 | 1725 | 28.89 | 37.87 | 7 | 1.98
2020 | IESO_2_NYISO_A-F | IESO | NYISO_A-F | Internal | Winter | B16 | 25 | 1725 | 523.12 | 37.97 | 44.97 | 7 | 0
2020 | IESO_2_NYISO_A-F | IESO | NYISO_A-F | Internal | Winter | B17 | 100 | 1725 | 860.72 | 36.27 | 43.27 | 7 | 0
2020 | IESO_2_NYISO_A-F | IESO | NYISO_A-F | Internal | Winter | B18 | 400 | 1725 | 1725 | 34.57 | 42.19 | 7 | 0.62
2020 | IESO_2_NYISO_A-F | IESO | NYISO_A-F | Internal | Winter | B19 | 700 | 1725 | 1725 | 34.57 | 42.19 | 7 | 0.62
2020 | IESO_2_NYISO_A-F | IESO | NYISO_A-F | Internal | Winter | B20 | 935 | 1725 | 1725 | 34.57 | 42.19 | 7 | 0.62
2020 | MAPP_CA_2_IESO | MAPP_CA | IESO | Internal | Shoulder | B11 | 25 | 330 | 0 | 49.07 | 30.81 | 8 | 0
2020 | MAPP_CA_2_IESO | MAPP_CA | IESO | Internal | Shoulder | B12 | 200 | 330 | 0 | 42.35 | 30.81 | 8 | 0
2020 | MAPP_CA_2_IESO | MAPP_CA | IESO | Internal | Shoulder | B13 | 600 | 330 | 0 | 39.47 | 30.81 | 8 | 0
2020 | MAPP_CA_2_IESO | MAPP_CA | IESO | Internal | Shoulder | B14 | 900 | 330 | 0 | 38.97 | 30.81 | 8 | 0
2020 | MAPP_CA_2_IESO | MAPP_CA | IESO | Internal | Shoulder | B15 | 1203 | 330 | 0 | 38.97 | 30.81 | 8 | 0
2020 | MAPP_CA_2_IESO | MAPP_CA | IESO | Internal | Summer | B1 | 10 | 330 | 0 | 51.04 | 52.07 | 8 | 0
2020 | MAPP_CA_2_IESO | MAPP_CA | IESO | Internal | Summer | B2 | 25 | 330 | 0 | 57.41 | 50.41 | 8 | 0
2020 | MAPP_CA_2_IESO | MAPP_CA | IESO | Internal | Summer | B3 | 75 | 330 | 0 | 50.47 | 40.9 | 8 | 0
2020 | MAPP_CA_2_IESO | MAPP_CA | IESO | Internal | Summer | B4 | 100 | 330 | 0 | 50.14 | 37.74 | 8 | 0
2020 | MAPP_CA_2_IESO | MAPP_CA | IESO | Internal | Summer | B5 | 200 | 330 | 0 | 49.07 | 37.74 | 8 | 0
2020 | MAPP_CA_2_IESO | MAPP_CA | IESO | Internal | Summer | B6 | 300 | 330 | 0 | 45.21 | 35.03 | 8 | 0
2020 | MAPP_CA_2_IESO | MAPP_CA | IESO | Internal | Summer | B7 | 400 | 330 | 0 | 38.08 | 31.11 | 8 | 0
2020 | MAPP_CA_2_IESO | MAPP_CA | IESO | Internal | Summer | B8 | 500 | 330 | 0 | 35.87 | 28.89 | 8 | 0
2020 | MAPP_CA_2_IESO | MAPP_CA | IESO | Internal | Summer | B9 | 800 | 330 | 0 | 35.87 | 28.89 | 8 | 0
2020 | MAPP_CA_2_IESO | MAPP_CA | IESO | Internal | Summer | B10 | 1262 | 330 | 0 | 35.87 | 28.89 | 8 | 0
2020 | MAPP_CA_2_IESO | MAPP_CA | IESO | Internal | Winter | B16 | 25 | 330 | 0 | 50.15 | 37.97 | 8 | 0
2020 | MAPP_CA_2_IESO | MAPP_CA | IESO | Internal | Winter | B17 | 100 | 330 | 0 | 43.31 | 36.27 | 8 | 0
2020 | MAPP_CA_2_IESO | MAPP_CA | IESO | Internal | Winter | B18 | 400 | 330 | 0 | 41.78 | 34.57 | 8 | 0
2020 | MAPP_CA_2_IESO | MAPP_CA | IESO | Internal | Winter | B19 | 700 | 330 | 0 | 41.78 | 34.57 | 8 | 0
2020 | MAPP_CA_2_IESO | MAPP_CA | IESO | Internal | Winter | B20 | 935 | 330 | 0 | 41.78 | 34.57 | 8 | 0
2020 | MAPP_CA_2_MAPP_US | MAPP_CA | MAPP_US | Internal | Shoulder | B11 | 25 | 372 | 0 | 49.07 | 48.08 | 7 | 0
2020 | MAPP_CA_2_MAPP_US | MAPP_CA | MAPP_US | Internal | Shoulder | B12 | 200 | 372 | 0 | 42.35 | 35.36 | 7 | 0
2020 | MAPP_CA_2_MAPP_US | MAPP_CA | MAPP_US | Internal | Shoulder | B13 | 600 | 372 | 0 | 39.47 | 33.17 | 7 | 0
2020 | MAPP_CA_2_MAPP_US | MAPP_CA | MAPP_US | Internal | Shoulder | B14 | 900 | 372 | 0 | 38.97 | 33.17 | 7 | 0
2020 | MAPP_CA_2_MAPP_US | MAPP_CA | MAPP_US | Internal | Shoulder | B15 | 1203 | 372 | 0 | 38.97 | 33.09 | 7 | 0
2020 | MAPP_CA_2_MAPP_US | MAPP_CA | MAPP_US | Internal | Summer | B1 | 10 | 372 | 67.91 | 51.04 | 58.04 | 7 | 0
2020 | MAPP_CA_2_MAPP_US | MAPP_CA | MAPP_US | Internal | Summer | B2 | 25 | 372 | 0 | 57.41 | 57.47 | 7 | 0
2020 | MAPP_CA_2_MAPP_US | MAPP_CA | MAPP_US | Internal | Summer | B3 | 75 | 372 | 159.91 | 50.47 | 57.47 | 7 | 0
2020 | MAPP_CA_2_MAPP_US | MAPP_CA | MAPP_US | Internal | Summer | B4 | 100 | 372 | 253.44 | 50.14 | 57.14 | 7 | 0
2020 | MAPP_CA_2_MAPP_US | MAPP_CA | MAPP_US | Internal | Summer | B5 | 200 | 372 | 0 | 49.07 | 53.08 | 7 | 0
2020 | MAPP_CA_2_MAPP_US | MAPP_CA | MAPP_US | Internal | Summer | B6 | 300 | 372 | 0 | 45.21 | 45.21 | 7 | 0
2020 | MAPP_CA_2_MAPP_US | MAPP_CA | MAPP_US | Internal | Summer | B7 | 400 | 372 | 0 | 38.08 | 33.43 | 7 | 0
2020 | MAPP_CA_2_MAPP_US | MAPP_CA | MAPP_US | Internal | Summer | B8 | 500 | 372 | 0 | 35.87 | 29.93 | 7 | 0
2020 | MAPP_CA_2_MAPP_US | MAPP_CA | MAPP_US | Internal | Summer | B9 | 800 | 372 | 0 | 35.87 | 29.93 | 7 | 0
2020 | MAPP_CA_2_MAPP_US | MAPP_CA | MAPP_US | Internal | Summer | B10 | 1262 | 372 | 0 | 35.87 | 27.09 | 7 | 0
2020 | MAPP_CA_2_MAPP_US | MAPP_CA | MAPP_US | Internal | Winter | B16 | 25 | 372 | 0 | 50.15 | 43.16 | 7 | 0
2020 | MAPP_CA_2_MAPP_US | MAPP_CA | MAPP_US | Internal | Winter | B17 | 100 | 372 | 0 | 43.31 | 36.33 | 7 | 0
2020 | MAPP_CA_2_MAPP_US | MAPP_CA | MAPP_US | Internal | Winter | B18 | 400 | 372 | 0 | 41.78 | 35.38 | 7 | 0
2020 | MAPP_CA_2_MAPP_US | MAPP_CA | MAPP_US | Internal | Winter | B19 | 700 | 372 | 0 | 41.78 | 35.38 | 7 | 0
2020 | MAPP_CA_2_MAPP_US | MAPP_CA | MAPP_US | Internal | Winter | B20 | 935 | 372 | 0 | 41.78 | 30.53 | 7 | 0
2020 | MAPP_CA_2_MISO_W | MAPP_CA | MISO_W | Internal | Shoulder | B11 | 25 | 1970 | 1970 | 49.07 | 55.08 | 0.01 | 6
2020 | MAPP_CA_2_MISO_W | MAPP_CA | MISO_W | Internal | Shoulder | B12 | 200 | 1970 | 1458.49 | 42.35 | 42.36 | 0.01 | 0
2020 | MAPP_CA_2_MISO_W | MAPP_CA | MISO_W | Internal | Shoulder | B13 | 600 | 1970 | 1151.5 | 39.47 | 39.48 | 0.01 | 0
2020 | MAPP_CA_2_MISO_W | MAPP_CA | MISO_W | Internal | Shoulder | B14 | 900 | 1970 | 35.18 | 38.97 | 38.98 | 0.01 | 0
2020 | MAPP_CA_2_MISO_W | MAPP_CA | MISO_W | Internal | Shoulder | B15 | 1203 | 1970 | 0 | 38.97 | 36.92 | 0.01 | 0
2020 | MAPP_CA_2_MISO_W | MAPP_CA | MISO_W | Internal | Summer | B1 | 10 | 1970 | 1970 | 51.04 | 65.04 | 0.01 | 13.99
2020 | MAPP_CA_2_MISO_W | MAPP_CA | MISO_W | Internal | Summer | B2 | 25 | 1970 | 1970 | 57.41 | 63.41 | 0.01 | 5.99
2020 | MAPP_CA_2_MISO_W | MAPP_CA | MISO_W | Internal | Summer | B3 | 75 | 1970 | 1970 | 50.47 | 62.58 | 0.01 | 12.1
2020 | MAPP_CA_2_MISO_W | MAPP_CA | MISO_W | Internal | Summer | B4 | 100 | 1970 | 1970 | 50.14 | 62.58 | 0.01 | 12.42
2020 | MAPP_CA_2_MISO_W | MAPP_CA | MISO_W | Internal | Summer | B5 | 200 | 1970 | 1970 | 49.07 | 54.73 | 0.01 | 5.65
2020 | MAPP_CA_2_MISO_W | MAPP_CA | MISO_W | Internal | Summer | B6 | 300 | 1970 | 1625.51 | 45.21 | 45.22 | 0.01 | 0
2020 | MAPP_CA_2_MISO_W | MAPP_CA | MISO_W | Internal | Summer | B7 | 400 | 1970 | 1092.05 | 38.08 | 38.09 | 0.01 | 0
2020 | MAPP_CA_2_MISO_W | MAPP_CA | MISO_W | Internal | Summer | B8 | 500 | 1970 | 935.59 | 35.87 | 35.88 | 0.01 | 0
2020 | MAPP_CA_2_MISO_W | MAPP_CA | MISO_W | Internal | Summer | B9 | 800 | 1970 | 0 | 35.87 | 35.67 | 0.01 | 0
2020 | MAPP_CA_2_MISO_W | MAPP_CA | MISO_W | Internal | Summer | B10 | 1262 | 1970 | 0 | 35.87 | 33.55 | 0.01 | 0
2020 | MAPP_CA_2_MISO_W | MAPP_CA | MISO_W | Internal | Winter | B16 | 25 | 1970 | 1267.04 | 50.15 | 50.16 | 0.01 | 0
2020 | MAPP_CA_2_MISO_W | MAPP_CA | MISO_W | Internal | Winter | B17 | 100 | 1970 | 59.52 | 43.31 | 43.33 | 0.01 | 0
2020 | MAPP_CA_2_MISO_W | MAPP_CA | MISO_W | Internal | Winter | B18 | 400 | 1970 | 0 | 41.78 | 41.57 | 0.01 | 0
2020 | MAPP_CA_2_MISO_W | MAPP_CA | MISO_W | Internal | Winter | B19 | 700 | 1970 | 0 | 41.78 | 41.32 | 0.01 | 0
2020 | MAPP_CA_2_MISO_W | MAPP_CA | MISO_W | Internal | Winter | B20 | 935 | 1970 | 0 | 41.78 | 34.76 | 0.01 | 0
2020 | MAPP_US_2_MAPP_CA | MAPP_US | MAPP_CA | Internal | Shoulder | B11 | 25 | 165 | 0 | 48.08 | 49.07 | 7 | 0
2020 | MAPP_US_2_MAPP_CA | MAPP_US | MAPP_CA | Internal | Shoulder | B12 | 200 | 165 | 0.03 | 35.36 | 42.35 | 7 | 0
2020 | MAPP_US_2_MAPP_CA | MAPP_US | MAPP_CA | Internal | Shoulder | B13 | 600 | 165 | 0 | 33.17 | 39.47 | 7 | 0
2020 | MAPP_US_2_MAPP_CA | MAPP_US | MAPP_CA | Internal | Shoulder | B14 | 900 | 165 | 0 | 33.17 | 38.97 | 7 | 0
2020 | MAPP_US_2_MAPP_CA | MAPP_US | MAPP_CA | Internal | Shoulder | B15 | 1203 | 165 | 0 | 33.09 | 38.97 | 7 | 0
2020 | MAPP_US_2_MAPP_CA | MAPP_US | MAPP_CA | Internal | Summer | B1 | 10 | 165 | 0 | 58.04 | 51.04 | 7 | 0
2020 | MAPP_US_2_MAPP_CA | MAPP_US | MAPP_CA | Internal | Summer | B2 | 25 | 165 | 0 | 57.47 | 57.41 | 7 | 0
2020 | MAPP_US_2_MAPP_CA | MAPP_US | MAPP_CA | Internal | Summer | B3 | 75 | 165 | 0 | 57.47 | 50.47 | 7 | 0
2020 | MAPP_US_2_MAPP_CA | MAPP_US | MAPP_CA | Internal | Summer | B4 | 100 | 165 | 0 | 57.14 | 50.14 | 7 | 0
2020 | MAPP_US_2_MAPP_CA | MAPP_US | MAPP_CA | Internal | Summer | B5 | 200 | 165 | 0 | 53.08 | 49.07 | 7 | 0
2020 | MAPP_US_2_MAPP_CA | MAPP_US | MAPP_CA | Internal | Summer | B6 | 300 | 165 | 0 | 45.21 | 45.21 | 7 | 0
2020 | MAPP_US_2_MAPP_CA | MAPP_US | MAPP_CA | Internal | Summer | B7 | 400 | 165 | 0 | 33.43 | 38.08 | 7 | 0
2020 | MAPP_US_2_MAPP_CA | MAPP_US | MAPP_CA | Internal | Summer | B8 | 500 | 165 | 0 | 29.93 | 35.87 | 7 | 0
2020 | MAPP_US_2_MAPP_CA | MAPP_US | MAPP_CA | Internal | Summer | B9 | 800 | 165 | 0 | 29.93 | 35.87 | 7 | 0
2020 | MAPP_US_2_MAPP_CA | MAPP_US | MAPP_CA | Internal | Summer | B10 | 1262 | 165 | 165 | 27.09 | 35.87 | 7 | 1.77
2020 | MAPP_US_2_MAPP_CA | MAPP_US | MAPP_CA | Internal | Winter | B16 | 25 | 165 | 0.21 | 43.16 | 50.15 | 7 | 0
2020 | MAPP_US_2_MAPP_CA | MAPP_US | MAPP_CA | Internal | Winter | B17 | 100 | 165 | 0.06 | 36.33 | 43.31 | 7 | 0
2020 | MAPP_US_2_MAPP_CA | MAPP_US | MAPP_CA | Internal | Winter | B18 | 400 | 165 | 0 | 35.38 | 41.78 | 7 | 0
2020 | MAPP_US_2_MAPP_CA | MAPP_US | MAPP_CA | Internal | Winter | B19 | 700 | 165 | 0 | 35.38 | 41.78 | 7 | 0
2020 | MAPP_US_2_MAPP_CA | MAPP_US | MAPP_CA | Internal | Winter | B20 | 935 | 165 | 165 | 30.53 | 41.78 | 7 | 4.26
2020 | MAPP_US_2_MISO_W | MAPP_US | MISO_W | Internal | Shoulder | B11 | 25 | 2635 | 314.74 | 48.08 | 55.08 | 7 | 0
2020 | MAPP_US_2_MISO_W | MAPP_US | MISO_W | Internal | Shoulder | B12 | 200 | 2635 | 1261.88 | 35.36 | 42.36 | 7 | 0
2020 | MAPP_US_2_MISO_W | MAPP_US | MISO_W | Internal | Shoulder | B13 | 600 | 2635 | 0 | 33.17 | 39.48 | 7 | 0
2020 | MAPP_US_2_MISO_W | MAPP_US | MISO_W | Internal | Shoulder | B14 | 900 | 2635 | 0 | 33.17 | 38.98 | 7 | 0
2020 | MAPP_US_2_MISO_W | MAPP_US | MISO_W | Internal | Shoulder | B15 | 1203 | 2635 | 0 | 33.09 | 36.92 | 7 | 0
2020 | MAPP_US_2_MISO_W | MAPP_US | MISO_W | Internal | Summer | B1 | 10 | 2635 | 375.99 | 58.04 | 65.04 | 7 | 0
2020 | MAPP_US_2_MISO_W | MAPP_US | MISO_W | Internal | Summer | B2 | 25 | 2635 | 0 | 57.47 | 63.41 | 7 | 0
2020 | MAPP_US_2_MISO_W | MAPP_US | MISO_W | Internal | Summer | B3 | 75 | 2635 | 0 | 57.47 | 62.58 | 7 | 0
2020 | MAPP_US_2_MISO_W | MAPP_US | MISO_W | Internal | Summer | B4 | 100 | 2635 | 0 | 57.14 | 62.58 | 7 | 0
2020 | MAPP_US_2_MISO_W | MAPP_US | MISO_W | Internal | Summer | B5 | 200 | 2635 | 0 | 53.08 | 54.73 | 7 | 0
2020 | MAPP_US_2_MISO_W | MAPP_US | MISO_W | Internal | Summer | B6 | 300 | 2635 | 0 | 45.21 | 45.22 | 7 | 0
2020 | MAPP_US_2_MISO_W | MAPP_US | MISO_W | Internal | Summer | B7 | 400 | 2635 | 0 | 33.43 | 38.09 | 7 | 0
2020 | MAPP_US_2_MISO_W | MAPP_US | MISO_W | Internal | Summer | B8 | 500 | 2635 | 0 | 29.93 | 35.88 | 7 | 0
2020 | MAPP_US_2_MISO_W | MAPP_US | MISO_W | Internal | Summer | B9 | 800 | 2635 | 0 | 29.93 | 35.67 | 7 | 0
2020 | MAPP_US_2_MISO_W | MAPP_US | MISO_W | Internal | Summer | B10 | 1262 | 2635 | 0 | 27.09 | 33.55 | 7 | 0
2020 | MAPP_US_2_MISO_W | MAPP_US | MISO_W | Internal | Winter | B16 | 25 | 2635 | 642.2 | 43.16 | 50.16 | 7 | 0
2020 | MAPP_US_2_MISO_W | MAPP_US | MISO_W | Internal | Winter | B17 | 100 | 2635 | 1191.22 | 36.33 | 43.33 | 7 | 0
2020 | MAPP_US_2_MISO_W | MAPP_US | MISO_W | Internal | Winter | B18 | 400 | 2635 | 0 | 35.38 | 41.57 | 7 | 0
2020 | MAPP_US_2_MISO_W | MAPP_US | MISO_W | Internal | Winter | B19 | 700 | 2635 | 0 | 35.38 | 41.32 | 7 | 0
2020 | MAPP_US_2_MISO_W | MAPP_US | MISO_W | Internal | Winter | B20 | 935 | 2635 | 0 | 30.53 | 34.76 | 7 | 0
2020 | MAPP_US_2_NE | MAPP_US | NE | Internal | Shoulder | B11 | 25 | 2000 | 1524.85 | 48.08 | 55.08 | 7 | 0
2020 | MAPP_US_2_NE | MAPP_US | NE | Internal | Shoulder | B12 | 200 | 2000 | 0 | 35.36 | 42.02 | 7 | 0
2020 | MAPP_US_2_NE | MAPP_US | NE | Internal | Shoulder | B13 | 600 | 2000 | 1346.62 | 33.17 | 40.17 | 7 | 0
2020 | MAPP_US_2_NE | MAPP_US | NE | Internal | Shoulder | B14 | 900 | 2000 | 349.32 | 33.17 | 40.17 | 7 | 0
2020 | MAPP_US_2_NE | MAPP_US | NE | Internal | Shoulder | B15 | 1203 | 2000 | 390.77 | 33.09 | 40.09 | 7 | 0
2020 | MAPP_US_2_NE | MAPP_US | NE | Internal | Summer | B1 | 10 | 2000 | 782.18 | 58.04 | 65.04 | 7 | 0
2020 | MAPP_US_2_NE | MAPP_US | NE | Internal | Summer | B2 | 25 | 2000 | 1171.18 | 57.47 | 64.47 | 7 | 0
2020 | MAPP_US_2_NE | MAPP_US | NE | Internal | Summer | B3 | 75 | 2000 | 1442.8 | 57.47 | 64.47 | 7 | 0
2020 | MAPP_US_2_NE | MAPP_US | NE | Internal | Summer | B4 | 100 | 2000 | 1691.82 | 57.14 | 64.14 | 7 | 0
2020 | MAPP_US_2_NE | MAPP_US | NE | Internal | Summer | B5 | 200 | 2000 | 1252.11 | 53.08 | 60.08 | 7 | 0
2020 | MAPP_US_2_NE | MAPP_US | NE | Internal | Summer | B6 | 300 | 2000 | 1357.68 | 45.21 | 52.21 | 7 | 0
2020 | MAPP_US_2_NE | MAPP_US | NE | Internal | Summer | B7 | 400 | 2000 | 1257.23 | 33.43 | 40.43 | 7 | 0
2020 | MAPP_US_2_NE | MAPP_US | NE | Internal | Summer | B8 | 500 | 2000 | 1446.68 | 29.93 | 36.93 | 7 | 0
2020 | MAPP_US_2_NE | MAPP_US | NE | Internal | Summer | B9 | 800 | 2000 | 1045.95 | 29.93 | 36.93 | 7 | 0
2020 | MAPP_US_2_NE | MAPP_US | NE | Internal | Summer | B10 | 1262 | 2000 | 475.54 | 27.09 | 34.09 | 7 | 0
2020 | MAPP_US_2_NE | MAPP_US | NE | Internal | Winter | B16 | 25 | 2000 | 1037.42 | 43.16 | 50.16 | 7 | 0
2020 | MAPP_US_2_NE | MAPP_US | NE | Internal | Winter | B17 | 100 | 2000 | 0 | 36.33 | 42.82 | 7 | 0
2020 | MAPP_US_2_NE | MAPP_US | NE | Internal | Winter | B18 | 400 | 2000 | 820.04 | 35.38 | 42.38 | 7 | 0
2020 | MAPP_US_2_NE | MAPP_US | NE | Internal | Winter | B19 | 700 | 2000 | 315.43 | 35.38 | 42.38 | 7 | 0
2020 | MAPP_US_2_NE | MAPP_US | NE | Internal | Winter | B20 | 935 | 2000 | 249.34 | 30.53 | 37.53 | 7 | 0
2020 | MARITIMES_2_NEISO | MARITIMES | NEISO | Internal | Shoulder | B11 | 25 | 99999 | 1400 | 37.66 | 37.67 | 0.01 | 0
2020 | MARITIMES_2_NEISO | MARITIMES | NEISO | Internal | Shoulder | B12 | 200 | 99999 | 1400 | 37.66 | 37.67 | 0.01 | 0
2020 | MARITIMES_2_NEISO | MARITIMES | NEISO | Internal | Shoulder | B13 | 600 | 99999 | 1400 | 37.66 | 37.67 | 0.01 | 0
2020 | MARITIMES_2_NEISO | MARITIMES | NEISO | Internal | Shoulder | B14 | 900 | 99999 | 1400 | 37.66 | 37.67 | 0.01 | 0
2020 | MARITIMES_2_NEISO | MARITIMES | NEISO | Internal | Shoulder | B15 | 1203 | 99999 | 426.43 | 37.66 | 37.67 | 0.01 | 0
2020 | MARITIMES_2_NEISO | MARITIMES | NEISO | Internal | Summer | B1 | 10 | 99999 | 1400 | 75.39 | 75.4 | 0.01 | 0
2020 | MARITIMES_2_NEISO | MARITIMES | NEISO | Internal | Summer | B2 | 25 | 99999 | 1400 | 68.4 | 68.41 | 0.01 | 0
2020 | MARITIMES_2_NEISO | MARITIMES | NEISO | Internal | Summer | B3 | 75 | 99999 | 1400 | 48.89 | 48.9 | 0.01 | 0
2020 | MARITIMES_2_NEISO | MARITIMES | NEISO | Internal | Summer | B4 | 100 | 99999 | 1400 | 42.8 | 42.81 | 0.01 | 0
2020 | MARITIMES_2_NEISO | MARITIMES | NEISO | Internal | Summer | B5 | 200 | 99999 | 1400 | 34.89 | 34.9 | 0.01 | 0
2020 | MARITIMES_2_NEISO | MARITIMES | NEISO | Internal | Summer | B6 | 300 | 99999 | 1400 | 34.89 | 34.9 | 0.01 | 0
2020 | MARITIMES_2_NEISO | MARITIMES | NEISO | Internal | Summer | B7 | 400 | 99999 | 1400 | 34.89 | 34.9 | 0.01 | 0
2020 | MARITIMES_2_NEISO | MARITIMES | NEISO | Internal | Summer | B8 | 500 | 99999 | 1400 | 34.89 | 34.9 | 0.01 | 0
2020 | MARITIMES_2_NEISO | MARITIMES | NEISO | Internal | Summer | B9 | 800 | 99999 | 1400 | 34.89 | 34.9 | 0.01 | 0
2020 | MARITIMES_2_NEISO | MARITIMES | NEISO | Internal | Summer | B10 | 1262 | 99999 | 236.13 | 34.89 | 34.9 | 0.01 | 0
2020 | MARITIMES_2_NEISO | MARITIMES | NEISO | Internal | Winter | B16 | 25 | 99999 | 1400 | 46.26 | 46.27 | 0.01 | 0
2020 | MARITIMES_2_NEISO | MARITIMES | NEISO | Internal | Winter | B17 | 100 | 99999 | 1400 | 46.26 | 46.27 | 0.01 | 0
2020 | MARITIMES_2_NEISO | MARITIMES | NEISO | Internal | Winter | B18 | 400 | 99999 | 1400 | 46.26 | 46.27 | 0.01 | 0
2020 | MARITIMES_2_NEISO | MARITIMES | NEISO | Internal | Winter | B19 | 700 | 99999 | 1400 | 46.26 | 46.27 | 0.01 | 0
2020 | MARITIMES_2_NEISO | MARITIMES | NEISO | Internal | Winter | B20 | 935 | 99999 | 475.94 | 46.26 | 46.27 | 0.01 | 0
2020 | MISO_IN_2_MISO_MI | MISO_IN | MISO_MI | Internal | Shoulder | B11 | 25 | 5000 | 0 | 55.1 | 51.07 | 0.01 | 0
2020 | MISO_IN_2_MISO_MI | MISO_IN | MISO_MI | Internal | Shoulder | B12 | 200 | 5000 | 0.02 | 42.38 | 42.37 | 0.01 | 0
2020 | MISO_IN_2_MISO_MI | MISO_IN | MISO_MI | Internal | Shoulder | B13 | 600 | 5000 | 0 | 39.48 | 39.47 | 0.01 | 0
2020 | MISO_IN_2_MISO_MI | MISO_IN | MISO_MI | Internal | Shoulder | B14 | 900 | 5000 | 0 | 37.82 | 37.81 | 0.01 | 0
2020 | MISO_IN_2_MISO_MI | MISO_IN | MISO_MI | Internal | Shoulder | B15 | 1203 | 5000 | 986.46 | 36.52 | 36.53 | 0.01 | 0
2020 | MISO_IN_2_MISO_MI | MISO_IN | MISO_MI | Internal | Summer | B1 | 10 | 5000 | 0 | 65.05 | 63.53 | 0.01 | 0
2020 | MISO_IN_2_MISO_MI | MISO_IN | MISO_MI | Internal | Summer | B2 | 25 | 5000 | 0.11 | 63.41 | 63.4 | 0.01 | 0
2020 | MISO_IN_2_MISO_MI | MISO_IN | MISO_MI | Internal | Summer | B3 | 75 | 5000 | 0 | 61.15 | 58.16 | 0.01 | 0
2020 | MISO_IN_2_MISO_MI | MISO_IN | MISO_MI | Internal | Summer | B4 | 100 | 5000 | 0 | 60.51 | 58.16 | 0.01 | 0
2020 | MISO_IN_2_MISO_MI | MISO_IN | MISO_MI | Internal | Summer | B5 | 200 | 5000 | 0 | 54.73 | 50.73 | 0.01 | 0
2020 | MISO_IN_2_MISO_MI | MISO_IN | MISO_MI | Internal | Summer | B6 | 300 | 5000 | 0.01 | 44.21 | 44.2 | 0.01 | 0
2020 | MISO_IN_2_MISO_MI | MISO_IN | MISO_MI | Internal | Summer | B7 | 400 | 5000 | 355.61 | 38.09 | 38.11 | 0.01 | 0
2020 | MISO_IN_2_MISO_MI | MISO_IN | MISO_MI | Internal | Summer | B8 | 500 | 5000 | 698.64 | 35.88 | 35.89 | 0.01 | 0
2020 | MISO_IN_2_MISO_MI | MISO_IN | MISO_MI | Internal | Summer | B9 | 800 | 5000 | 2144.95 | 35.43 | 35.44 | 0.01 | 0
2020 | MISO_IN_2_MISO_MI | MISO_IN | MISO_MI | Internal | Summer | B10 | 1262 | 5000 | 2836.55 | 34.78 | 34.8 | 0.01 | 0
2020 | MISO_IN_2_MISO_MI | MISO_IN | MISO_MI | Internal | Winter | B16 | 25 | 5000 | 0 | 54.17 | 50.17 | 0.01 | 0
2020 | MISO_IN_2_MISO_MI | MISO_IN | MISO_MI | Internal | Winter | B17 | 100 | 5000 | 0.03 | 45.01 | 45 | 0.01 | 0
2020 | MISO_IN_2_MISO_MI | MISO_IN | MISO_MI | Internal | Winter | B18 | 400 | 5000 | 802.63 | 41.56 | 41.57 | 0.01 | 0
2020 | MISO_IN_2_MISO_MI | MISO_IN | MISO_MI | Internal | Winter | B19 | 700 | 5000 | 1642.05 | 38.82 | 38.83 | 0.01 | 0
2020 | MISO_IN_2_MISO_MI | MISO_IN | MISO_MI | Internal | Winter | B20 | 935 | 5000 | 1447.83 | 34.88 | 34.89 | 0.01 | 0
2020 | MISO_IN_2_MISO_MO-IL | MISO_IN | MISO_MO-IL | Internal | Shoulder | B11 | 25 | 5000 | 0.12 | 55.1 | 55.09 | 0.01 | 0
2020 | MISO_IN_2_MISO_MO-IL | MISO_IN | MISO_MO-IL | Internal | Shoulder | B12 | 200 | 5000 | 0.01 | 42.38 | 42.37 | 0.01 | 0
2020 | MISO_IN_2_MISO_MO-IL | MISO_IN | MISO_MO-IL | Internal | Shoulder | B13 | 600 | 5000 | 0 | 39.48 | 39.47 | 0.01 | 0
2020 | MISO_IN_2_MISO_MO-IL | MISO_IN | MISO_MO-IL | Internal | Shoulder | B14 | 900 | 5000 | 0 | 37.82 | 37.81 | 0.01 | 0
2020 | MISO_IN_2_MISO_MO-IL | MISO_IN | MISO_MO-IL | Internal | Shoulder | B15 | 1203 | 5000 | 0 | 36.52 | 36.09 | 0.01 | 0
2020 | MISO_IN_2_MISO_MO-IL | MISO_IN | MISO_MO-IL | Internal | Summer | B1 | 10 | 5000 | 0.57 | 65.05 | 65.05 | 0.01 | 0
2020 | MISO_IN_2_MISO_MO-IL | MISO_IN | MISO_MO-IL | Internal | Summer | B2 | 25 | 5000 | 0.11 | 63.41 | 63.4 | 0.01 | 0
2020 | MISO_IN_2_MISO_MO-IL | MISO_IN | MISO_MO-IL | Internal | Summer | B3 | 75 | 5000 | 0.04 | 61.15 | 61.14 | 0.01 | 0
2020 | MISO_IN_2_MISO_MO-IL | MISO_IN | MISO_MO-IL | Internal | Summer | B4 | 100 | 5000 | 0.03 | 60.51 | 60.5 | 0.01 | 0
2020 | MISO_IN_2_MISO_MO-IL | MISO_IN | MISO_MO-IL | Internal | Summer | B5 | 200 | 5000 | 0.02 | 54.73 | 54.72 | 0.01 | 0
2020 | MISO_IN_2_MISO_MO-IL | MISO_IN | MISO_MO-IL | Internal | Summer | B6 | 300 | 5000 | 27.99 | 44.21 | 44.22 | 0.01 | 0
2020 | MISO_IN_2_MISO_MO-IL | MISO_IN | MISO_MO-IL | Internal | Summer | B7 | 400 | 5000 | 0 | 38.09 | 38.08 | 0.01 | 0
2020 | MISO_IN_2_MISO_MO-IL | MISO_IN | MISO_MO-IL | Internal | Summer | B8 | 500 | 5000 | 0 | 35.88 | 35.87 | 0.01 | 0
2020 | MISO_IN_2_MISO_MO-IL | MISO_IN | MISO_MO-IL | Internal | Summer | B9 | 800 | 5000 | 0 | 35.43 | 35.09 | 0.01 | 0
2020 | MISO_IN_2_MISO_MO-IL | MISO_IN | MISO_MO-IL | Internal | Summer | B10 | 1262 | 5000 | 0 | 34.78 | 33.54 | 0.01 | 0
2020 | MISO_IN_2_MISO_MO-IL | MISO_IN | MISO_MO-IL | Internal | Winter | B16 | 25 | 5000 | 0 | 54.17 | 50.17 | 0.01 | 0
2020 | MISO_IN_2_MISO_MO-IL | MISO_IN | MISO_MO-IL | Internal | Winter | B17 | 100 | 5000 | 0 | 45.01 | 43.34 | 0.01 | 0
2020 | MISO_IN_2_MISO_MO-IL | MISO_IN | MISO_MO-IL | Internal | Winter | B18 | 400 | 5000 | 0 | 41.56 | 41.55 | 0.01 | 0
2020 | MISO_IN_2_MISO_MO-IL | MISO_IN | MISO_MO-IL | Internal | Winter | B19 | 700 | 5000 | 0 | 38.82 | 38.81 | 0.01 | 0
2020 | MISO_IN_2_MISO_MO-IL | MISO_IN | MISO_MO-IL | Internal | Winter | B20 | 935 | 5000 | 0 | 34.88 | 34.75 | 0.01 | 0
2020 | MISO_IN_2_NonRTO_Midwest | MISO_IN | NonRTO_Midwest | Internal | Shoulder | B11 | 25 | 4800 | 1490.08 | 55.1 | 63.1 | 8 | 0
2020 | MISO_IN_2_NonRTO_Midwest | MISO_IN | NonRTO_Midwest | Internal | Shoulder | B12 | 200 | 4800 | 1031.95 | 42.38 | 50.38 | 8 | 0
2020 | MISO_IN_2_NonRTO_Midwest | MISO_IN | NonRTO_Midwest | Internal | Shoulder | B13 | 600 | 4800 | 437.81 | 39.48 | 47.48 | 8 | 0
2020 | MISO_IN_2_NonRTO_Midwest | MISO_IN | NonRTO_Midwest | Internal | Shoulder | B14 | 900 | 4800 | 0 | 37.82 | 39.41 | 8 | 0
2020 | MISO_IN_2_NonRTO_Midwest | MISO_IN | NonRTO_Midwest | Internal | Shoulder | B15 | 1203 | 4800 | 0 | 36.52 | 36.23 | 8 | 0
2020 | MISO_IN_2_NonRTO_Midwest | MISO_IN | NonRTO_Midwest | Internal | Summer | B1 | 10 | 4800 | 0 | 65.05 | 68.51 | 8 | 0
2020 | MISO_IN_2_NonRTO_Midwest | MISO_IN | NonRTO_Midwest | Internal | Summer | B2 | 25 | 4800 | 0 | 63.41 | 68.51 | 8 | 0
2020 | MISO_IN_2_NonRTO_Midwest | MISO_IN | NonRTO_Midwest | Internal | Summer | B3 | 75 | 4800 | 0 | 61.15 | 68.51 | 8 | 0
2020 | MISO_IN_2_NonRTO_Midwest | MISO_IN | NonRTO_Midwest | Internal | Summer | B4 | 100 | 4800 | 785.65 | 60.51 | 68.51 | 8 | 0
2020 | MISO_IN_2_NonRTO_Midwest | MISO_IN | NonRTO_Midwest | Internal | Summer | B5 | 200 | 4800 | 1142.55 | 54.73 | 62.73 | 8 | 0
2020 | MISO_IN_2_NonRTO_Midwest | MISO_IN | NonRTO_Midwest | Internal | Summer | B6 | 300 | 4800 | 624.79 | 44.21 | 52.21 | 8 | 0
2020 | MISO_IN_2_NonRTO_Midwest | MISO_IN | NonRTO_Midwest | Internal | Summer | B7 | 400 | 4800 | 0 | 38.09 | 41.18 | 8 | 0
2020 | MISO_IN_2_NonRTO_Midwest | MISO_IN | NonRTO_Midwest | Internal | Summer | B8 | 500 | 4800 | 0 | 35.88 | 36.53 | 8 | 0
2020 | MISO_IN_2_NonRTO_Midwest | MISO_IN | NonRTO_Midwest | Internal | Summer | B9 | 800 | 4800 | 0 | 35.43 | 36.23 | 8 | 0
2020 | MISO_IN_2_NonRTO_Midwest | MISO_IN | NonRTO_Midwest | Internal | Summer | B10 | 1262 | 4800 | 0 | 34.78 | 34.21 | 8 | 0
2020 | MISO_IN_2_NonRTO_Midwest | MISO_IN | NonRTO_Midwest | Internal | Winter | B16 | 25 | 4800 | 2651.69 | 54.17 | 62.17 | 8 | 0
2020 | MISO_IN_2_NonRTO_Midwest | MISO_IN | NonRTO_Midwest | Internal | Winter | B17 | 100 | 4800 | 1562.05 | 45.01 | 53.01 | 8 | 0
2020 | MISO_IN_2_NonRTO_Midwest | MISO_IN | NonRTO_Midwest | Internal | Winter | B18 | 400 | 4800 | 638.48 | 41.56 | 49.56 | 8 | 0
2020 | MISO_IN_2_NonRTO_Midwest | MISO_IN | NonRTO_Midwest | Internal | Winter | B19 | 700 | 4800 | 0 | 38.82 | 39.11 | 8 | 0
2020 | MISO_IN_2_NonRTO_Midwest | MISO_IN | NonRTO_Midwest | Internal | Winter | B20 | 935 | 4800 | 0 | 34.88 | 36.23 | 8 | 0
2020 | MISO_IN_2_PJM_ROR | MISO_IN | PJM_ROR | Internal | Shoulder | B11 | 25 | 992 | 0 | 55.1 | 53.07 | 2 | 0
2020 | MISO_IN_2_PJM_ROR | MISO_IN | PJM_ROR | Internal | Shoulder | B12 | 200 | 992 | 0 | 42.38 | 43.38 | 2 | 0
2020 | MISO_IN_2_PJM_ROR | MISO_IN | PJM_ROR | Internal | Shoulder | B13 | 600 | 992 | 0 | 39.48 | 41.13 | 2 | 0
2020 | MISO_IN_2_PJM_ROR | MISO_IN | PJM_ROR | Internal | Shoulder | B14 | 900 | 992 | 0 | 37.82 | 39.81 | 2 | 0
2020 | MISO_IN_2_PJM_ROR | MISO_IN | PJM_ROR | Internal | Shoulder | B15 | 1203 | 992 | 0 | 36.52 | 37.16 | 2 | 0
2020 | MISO_IN_2_PJM_ROR | MISO_IN | PJM_ROR | Internal | Summer | B1 | 10 | 992 | 644.33 | 65.05 | 67.05 | 2 | 0
2020 | MISO_IN_2_PJM_ROR | MISO_IN | PJM_ROR | Internal | Summer | B2 | 25 | 992 | 0.21 | 63.41 | 65.4 | 2 | 0
2020 | MISO_IN_2_PJM_ROR | MISO_IN | PJM_ROR | Internal | Summer | B3 | 75 | 992 | 0 | 61.15 | 61.28 | 2 | 0
2020 | MISO_IN_2_PJM_ROR | MISO_IN | PJM_ROR | Internal | Summer | B4 | 100 | 992 | 0 | 60.51 | 61.05 | 2 | 0
2020 | MISO_IN_2_PJM_ROR | MISO_IN | PJM_ROR | Internal | Summer | B5 | 200 | 992 | 0 | 54.73 | 52.73 | 2 | 0
2020 | MISO_IN_2_PJM_ROR | MISO_IN | PJM_ROR | Internal | Summer | B6 | 300 | 992 | 0.02 | 44.21 | 46.2 | 2 | 0
2020 | MISO_IN_2_PJM_ROR | MISO_IN | PJM_ROR | Internal | Summer | B7 | 400 | 992 | 200.73 | 38.09 | 40.09 | 2 | 0
2020 | MISO_IN_2_PJM_ROR | MISO_IN | PJM_ROR | Internal | Summer | B8 | 500 | 992 | 0 | 35.88 | 37.83 | 2 | 0
2020 | MISO_IN_2_PJM_ROR | MISO_IN | PJM_ROR | Internal | Summer | B9 | 800 | 992 | 0 | 35.43 | 37.09 | 2 | 0
2020 | MISO_IN_2_PJM_ROR | MISO_IN | PJM_ROR | Internal | Summer | B10 | 1262 | 992 | 0 | 34.78 | 33.64 | 2 | 0
2020 | MISO_IN_2_PJM_ROR | MISO_IN | PJM_ROR | Internal | Winter | B16 | 25 | 992 | 0 | 54.17 | 52.17 | 2 | 0
2020 | MISO_IN_2_PJM_ROR | MISO_IN | PJM_ROR | Internal | Winter | B17 | 100 | 992 | 0 | 45.01 | 45.34 | 2 | 0
2020 | MISO_IN_2_PJM_ROR | MISO_IN | PJM_ROR | Internal | Winter | B18 | 400 | 992 | 0 | 41.56 | 42 | 2 | 0
2020 | MISO_IN_2_PJM_ROR | MISO_IN | PJM_ROR | Internal | Winter | B19 | 700 | 992 | 0 | 38.82 | 39.99 | 2 | 0
2020 | MISO_IN_2_PJM_ROR | MISO_IN | PJM_ROR | Internal | Winter | B20 | 935 | 992 | 0 | 34.88 | 36.75 | 2 | 0
2020 | MISO_MI_2_IESO | MISO_MI | IESO | Internal | Shoulder | B11 | 25 | 1580 | 0 | 51.07 | 30.81 | 8 | 0
2020 | MISO_MI_2_IESO | MISO_MI | IESO | Internal | Shoulder | B12 | 200 | 1580 | 0 | 42.37 | 30.81 | 8 | 0
2020 | MISO_MI_2_IESO | MISO_MI | IESO | Internal | Shoulder | B13 | 600 | 1580 | 0 | 39.47 | 30.81 | 8 | 0
2020 | MISO_MI_2_IESO | MISO_MI | IESO | Internal | Shoulder | B14 | 900 | 1580 | 0 | 37.81 | 30.81 | 8 | 0
2020 | MISO_MI_2_IESO | MISO_MI | IESO | Internal | Shoulder | B15 | 1203 | 1580 | 0 | 36.53 | 30.81 | 8 | 0
2020 | MISO_MI_2_IESO | MISO_MI | IESO | Internal | Summer | B1 | 10 | 1580 | 0 | 63.53 | 52.07 | 8 | 0
2020 | MISO_MI_2_IESO | MISO_MI | IESO | Internal | Summer | B2 | 25 | 1580 | 0 | 63.4 | 50.41 | 8 | 0
2020 | MISO_MI_2_IESO | MISO_MI | IESO | Internal | Summer | B3 | 75 | 1580 | 0 | 58.16 | 40.9 | 8 | 0
2020 | MISO_MI_2_IESO | MISO_MI | IESO | Internal | Summer | B4 | 100 | 1580 | 0 | 58.16 | 37.74 | 8 | 0
2020 | MISO_MI_2_IESO | MISO_MI | IESO | Internal | Summer | B5 | 200 | 1580 | 0 | 50.73 | 37.74 | 8 | 0
2020 | MISO_MI_2_IESO | MISO_MI | IESO | Internal | Summer | B6 | 300 | 1580 | 0 | 44.2 | 35.03 | 8 | 0
2020 | MISO_MI_2_IESO | MISO_MI | IESO | Internal | Summer | B7 | 400 | 1580 | 0 | 38.11 | 31.11 | 8 | 0
2020 | MISO_MI_2_IESO | MISO_MI | IESO | Internal | Summer | B8 | 500 | 1580 | 0 | 35.89 | 28.89 | 8 | 0
2020 | MISO_MI_2_IESO | MISO_MI | IESO | Internal | Summer | B9 | 800 | 1580 | 0 | 35.44 | 28.89 | 8 | 0
2020 | MISO_MI_2_IESO | MISO_MI | IESO | Internal | Summer | B10 | 1262 | 1580 | 0 | 34.8 | 28.89 | 8 | 0
2020 | MISO_MI_2_IESO | MISO_MI | IESO | Internal | Winter | B16 | 25 | 1580 | 0 | 50.17 | 37.97 | 8 | 0
2020 | MISO_MI_2_IESO | MISO_MI | IESO | Internal | Winter | B17 | 100 | 1580 | 0 | 45 | 36.27 | 8 | 0
2020 | MISO_MI_2_IESO | MISO_MI | IESO | Internal | Winter | B18 | 400 | 1580 | 0 | 41.57 | 34.57 | 8 | 0
2020 | MISO_MI_2_IESO | MISO_MI | IESO | Internal | Winter | B19 | 700 | 1580 | 0 | 38.83 | 34.57 | 8 | 0
2020 | MISO_MI_2_IESO | MISO_MI | IESO | Internal | Winter | B20 | 935 | 1580 | 0 | 34.89 | 34.57 | 8 | 0
2020 | MISO_MI_2_MISO_IN | MISO_MI | MISO_IN | Internal | Shoulder | B11 | 25 | 2045 | 2045 | 51.07 | 55.1 | 0.01 | 4.02
2020 | MISO_MI_2_MISO_IN | MISO_MI | MISO_IN | Internal | Shoulder | B12 | 200 | 2045 | 707.7 | 42.37 | 42.38 | 0.01 | 0
2020 | MISO_MI_2_MISO_IN | MISO_MI | MISO_IN | Internal | Shoulder | B13 | 600 | 2045 | 956.88 | 39.47 | 39.48 | 0.01 | 0
2020 | MISO_MI_2_MISO_IN | MISO_MI | MISO_IN | Internal | Shoulder | B14 | 900 | 2045 | 0.03 | 37.81 | 37.82 | 0.01 | 0
2020 | MISO_MI_2_MISO_IN | MISO_MI | MISO_IN | Internal | Shoulder | B15 | 1203 | 2045 | 0 | 36.53 | 36.52 | 0.01 | 0
2020 | MISO_MI_2_MISO_IN | MISO_MI | MISO_IN | Internal | Summer | B1 | 10 | 2045 | 2045 | 63.53 | 65.05 | 0.01 | 1.52
2020 | MISO_MI_2_MISO_IN | MISO_MI | MISO_IN | Internal | Summer | B2 | 25 | 2045 | 1829.31 | 63.4 | 63.41 | 0.01 | 0
2020 | MISO_MI_2_MISO_IN | MISO_MI | MISO_IN | Internal | Summer | B3 | 75 | 2045 | 2045 | 58.16 | 61.15 | 0.01 | 2.99
2020 | MISO_MI_2_MISO_IN | MISO_MI | MISO_IN | Internal | Summer | B4 | 100 | 2045 | 2045 | 58.16 | 60.51 | 0.01 | 2.34
2020 | MISO_MI_2_MISO_IN | MISO_MI | MISO_IN | Internal | Summer | B5 | 200 | 2045 | 2045 | 50.73 | 54.73 | 0.01 | 3.99
2020 | MISO_MI_2_MISO_IN | MISO_MI | MISO_IN | Internal | Summer | B6 | 300 | 2045 | 1532.82 | 44.2 | 44.21 | 0.01 | 0
2020 | MISO_MI_2_MISO_IN | MISO_MI | MISO_IN | Internal | Summer | B7 | 400 | 2045 | 0 | 38.11 | 38.09 | 0.01 | 0
2020 | MISO_MI_2_MISO_IN | MISO_MI | MISO_IN | Internal | Summer | B8 | 500 | 2045 | 0 | 35.89 | 35.88 | 0.01 | 0
2020 | MISO_MI_2_MISO_IN | MISO_MI | MISO_IN | Internal | Summer | B9 | 800 | 2045 | 0 | 35.44 | 35.43 | 0.01 | 0
2020 | MISO_MI_2_MISO_IN | MISO_MI | MISO_IN | Internal | Summer | B10 | 1262 | 2045 | 0 | 34.8 | 34.78 | 0.01 | 0
2020 | MISO_MI_2_MISO_IN | MISO_MI | MISO_IN | Internal | Winter | B16 | 25 | 2045 | 2045 | 50.17 | 54.17 | 0.01 | 3.99
2020 | MISO_MI_2_MISO_IN | MISO_MI | MISO_IN | Internal | Winter | B17 | 100 | 2045 | 209.8 | 45 | 45.01 | 0.01 | 0
2020 | MISO_MI_2_MISO_IN | MISO_MI | MISO_IN | Internal | Winter | B18 | 400 | 2045 | 0 | 41.57 | 41.56 | 0.01 | 0
2020 | MISO_MI_2_MISO_IN | MISO_MI | MISO_IN | Internal | Winter | B19 | 700 | 2045 | 0 | 38.83 | 38.82 | 0.01 | 0
2020 | MISO_MI_2_MISO_IN | MISO_MI | MISO_IN | Internal | Winter | B20 | 935 | 2045 | 0 | 34.89 | 34.88 | 0.01 | 0
2020 | MISO_MI_2_MISO_WUMS | MISO_MI | MISO_WUMS | Internal | Shoulder | B11 | 25 | 117 | 117 | 51.07 | 55.07 | 0.01 | 3.99
2020 | MISO_MI_2_MISO_WUMS | MISO_MI | MISO_WUMS | Internal | Shoulder | B12 | 200 | 117 | 0.03 | 42.37 | 42.37 | 0.01 | 0
2020 | MISO_MI_2_MISO_WUMS | MISO_MI | MISO_WUMS | Internal | Shoulder | B13 | 600 | 117 | 116.99 | 39.47 | 39.49 | 0.01 | 0.01
2020 | MISO_MI_2_MISO_WUMS | MISO_MI | MISO_WUMS | Internal | Shoulder | B14 | 900 | 117 | 117 | 37.81 | 38.99 | 0.01 | 1.17
2020 | MISO_MI_2_MISO_WUMS | MISO_MI | MISO_WUMS | Internal | Shoulder | B15 | 1203 | 117 | 117 | 36.53 | 36.91 | 0.01 | 0.37
2020 | MISO_MI_2_MISO_WUMS | MISO_MI | MISO_WUMS | Internal | Summer | B1 | 10 | 117 | 0.05 | 63.53 | 63.4 | 0.01 | 0
2020 | MISO_MI_2_MISO_WUMS | MISO_MI | MISO_WUMS | Internal | Summer | B2 | 25 | 117 | 0.2 | 63.4 | 63.4 | 0.01 | 0
2020 | MISO_MI_2_MISO_WUMS | MISO_MI | MISO_WUMS | Internal | Summer | B3 | 75 | 117 | 117 | 58.16 | 59.88 | 0.01 | 1.71
2020 | MISO_MI_2_MISO_WUMS | MISO_MI | MISO_WUMS | Internal | Summer | B4 | 100 | 117 | 117 | 58.16 | 59.88 | 0.01 | 1.71
2020 | MISO_MI_2_MISO_WUMS | MISO_MI | MISO_WUMS | Internal | Summer | B5 | 200 | 117 | 117 | 50.73 | 54.72 | 0.01 | 3.98
2020 | MISO_MI_2_MISO_WUMS | MISO_MI | MISO_WUMS | Internal | Summer | B6 | 300 | 117 | 117 | 44.2 | 45.21 | 0.01 | 1
2020 | MISO_MI_2_MISO_WUMS | MISO_MI | MISO_WUMS | Internal | Summer | B7 | 400 | 117 | 0.01 | 38.11 | 38.11 | 0.01 | 0
2020 | MISO_MI_2_MISO_WUMS | MISO_MI | MISO_WUMS | Internal | Summer | B8 | 500 | 117 | 0.01 | 35.89 | 35.89 | 0.01 | 0
2020 | MISO_MI_2_MISO_WUMS | MISO_MI | MISO_WUMS | Internal | Summer | B9 | 800 | 117 | 117 | 35.44 | 35.66 | 0.01 | 0.21
2020 | MISO_MI_2_MISO_WUMS | MISO_MI | MISO_WUMS | Internal | Summer | B10 | 1262 | 117 | 117 | 34.8 | 35.25 | 0.01 | 0.44
2020 | MISO_MI_2_MISO_WUMS | MISO_MI | MISO_WUMS | Internal | Winter | B16 | 25 | 117 | 0.2 | 50.17 | 50.17 | 0.01 | 0
2020 | MISO_MI_2_MISO_WUMS | MISO_MI | MISO_WUMS | Internal | Winter | B17 | 100 | 117 | 0 | 45 | 43.34 | 0.01 | 0
2020 | MISO_MI_2_MISO_WUMS | MISO_MI | MISO_WUMS | Internal | Winter | B18 | 400 | 117 | 0 | 41.57 | 41.56 | 0.01 | 0
2020 | MISO_MI_2_MISO_WUMS | MISO_MI | MISO_WUMS | Internal | Winter | B19 | 700 | 117 | 117 | 38.83 | 41.31 | 0.01 | 2.47
2020 | MISO_MI_2_MISO_WUMS | MISO_MI | MISO_WUMS | Internal | Winter | B20 | 935 | 117 | 117 | 34.89 | 35.07 | 0.01 | 0.17
2020 | MISO_MI_2_PJM_ROR | MISO_MI | PJM_ROR | Internal | Shoulder | B11 | 25 | 1424 | 20.33 | 51.07 | 53.07 | 2 | 0
2020 | MISO_MI_2_PJM_ROR | MISO_MI | PJM_ROR | Internal | Shoulder | B12 | 200 | 1424 | 0 | 42.37 | 43.38 | 2 | 0
2020 | MISO_MI_2_PJM_ROR | MISO_MI | PJM_ROR | Internal | Shoulder | B13 | 600 | 1424 | 0 | 39.47 | 41.13 | 2 | 0
2020 | MISO_MI_2_PJM_ROR | MISO_MI | PJM_ROR | Internal | Shoulder | B14 | 900 | 1424 | 0.03 | 37.81 | 39.81 | 2 | 0
2020 | MISO_MI_2_PJM_ROR | MISO_MI | PJM_ROR | Internal | Shoulder | B15 | 1203 | 1424 | 0 | 36.53 | 37.16 | 2 | 0
2020 | MISO_MI_2_PJM_ROR | MISO_MI | PJM_ROR | Internal | Summer | B1 | 10 | 1424 | 1424 | 63.53 | 67.05 | 2 | 1.53
2020 | MISO_MI_2_PJM_ROR | MISO_MI | PJM_ROR | Internal | Summer | B2 | 25 | 1424 | 416.23 | 63.4 | 65.4 | 2 | 0
2020 | MISO_MI_2_PJM_ROR | MISO_MI | PJM_ROR | Internal | Summer | B3 | 75 | 1424 | 1424 | 58.16 | 61.28 | 2 | 1.12
2020 | MISO_MI_2_PJM_ROR | MISO_MI | PJM_ROR | Internal | Summer | B4 | 100 | 1424 | 1424 | 58.16 | 61.05 | 2 | 0.89
2020 | MISO_MI_2_PJM_ROR | MISO_MI | PJM_ROR | Internal | Summer | B5 | 200 | 1424 | 1063.91 | 50.73 | 52.73 | 2 | 0
2020 | MISO_MI_2_PJM_ROR | MISO_MI | PJM_ROR | Internal | Summer | B6 | 300 | 1424 | 11.41 | 44.2 | 46.2 | 2 | 0
2020 | MISO_MI_2_PJM_ROR | MISO_MI | PJM_ROR | Internal | Summer | B7 | 400 | 1424 | 0.02 | 38.11 | 40.09 | 2 | 0
2020 | MISO_MI_2_PJM_ROR | MISO_MI | PJM_ROR | Internal | Summer | B8 | 500 | 1424 | 0 | 35.89 | 37.83 | 2 | 0
2020 | MISO_MI_2_PJM_ROR | MISO_MI | PJM_ROR | Internal | Summer | B9 | 800 | 1424 | 0 | 35.44 | 37.09 | 2 | 0
2020 | MISO_MI_2_PJM_ROR | MISO_MI | PJM_ROR | Internal | Summer | B10 | 1262 | 1424 | 0 | 34.8 | 33.64 | 2 | 0
2020 | MISO_MI_2_PJM_ROR | MISO_MI | PJM_ROR | Internal | Winter | B16 | 25 | 1424 | 98.46 | 50.17 | 52.17 | 2 | 0
2020 | MISO_MI_2_PJM_ROR | MISO_MI | PJM_ROR | Internal | Winter | B17 | 100 | 1424 | 0 | 45 | 45.34 | 2 | 0
2020 | MISO_MI_2_PJM_ROR | MISO_MI | PJM_ROR | Internal | Winter | B18 | 400 | 1424 | 0 | 41.57 | 42 | 2 | 0
2020 | MISO_MI_2_PJM_ROR | MISO_MI | PJM_ROR | Internal | Winter | B19 | 700 | 1424 | 0 | 38.83 | 39.99 | 2 | 0
2020 | MISO_MI_2_PJM_ROR | MISO_MI | PJM_ROR | Internal | Winter | B20 | 935 | 1424 | 0 | 34.89 | 36.75 | 2 | 0
2020 | MISO_MO-IL_2_ENT | MISO_MO-IL | ENT | Internal | Shoulder | B11 | 25 | 2540 | 0 | 55.09 | 59.03 | 8 | 0
2020 | MISO_MO-IL_2_ENT | MISO_MO-IL | ENT | Internal | Shoulder | B12 | 200 | 2540 | 0 | 42.37 | 41.91 | 8 | 0
2020 | MISO_MO-IL_2_ENT | MISO_MO-IL | ENT | Internal | Shoulder | B13 | 600 | 2540 | 0 | 39.47 | 41.91 | 8 | 0
2020 | MISO_MO-IL_2_ENT | MISO_MO-IL | ENT | Internal | Shoulder | B14 | 900 | 2540 | 0 | 37.81 | 41.61 | 8 | 0
2020 | MISO_MO-IL_2_ENT | MISO_MO-IL | ENT | Internal | Shoulder | B15 | 1203 | 2540 | 0 | 36.09 | 41.61 | 8 | 0
2020 | MISO_MO-IL_2_ENT | MISO_MO-IL | ENT | Internal | Summer | B1 | 10 | 2540 | 0 | 65.05 | 68.21 | 8 | 0
2020 | MISO_MO-IL_2_ENT | MISO_MO-IL | ENT | Internal | Summer | B2 | 25 | 2540 | 0 | 63.4 | 63.4 | 8 | 0
2020 | MISO_MO-IL_2_ENT | MISO_MO-IL | ENT | Internal | Summer | B3 | 75 | 2540 | 0 | 61.14 | 61.69 | 8 | 0
2020 | MISO_MO-IL_2_ENT | MISO_MO-IL | ENT | Internal | Summer | B4 | 100 | 2540 | 0 | 60.5 | 61.69 | 8 | 0
2020 | MISO_MO-IL_2_ENT | MISO_MO-IL | ENT | Internal | Summer | B5 | 200 | 2540 | 0 | 54.72 | 57.73 | 8 | 0
2020 | MISO_MO-IL_2_ENT | MISO_MO-IL | ENT | Internal | Summer | B6 | 300 | 2540 | 454.44 | 44.22 | 52.22 | 8 | 0
2020 | MISO_MO-IL_2_ENT | MISO_MO-IL | ENT | Internal | Summer | B7 | 400 | 2540 | 193.62 | 38.08 | 46.08 | 8 | 0
2020 | MISO_MO-IL_2_ENT | MISO_MO-IL | ENT | Internal | Summer | B8 | 500 | 2540 | 0 | 35.87 | 40.59 | 8 | 0
2020 | MISO_MO-IL_2_ENT | MISO_MO-IL | ENT | Internal | Summer | B9 | 800 | 2540 | 0 | 35.09 | 40.3 | 8 | 0
2020 | MISO_MO-IL_2_ENT | MISO_MO-IL | ENT | Internal | Summer | B10 | 1262 | 2540 | 0 | 33.54 | 38.99 | 8 | 0
2020 | MISO_MO-IL_2_ENT | MISO_MO-IL | ENT | Internal | Winter | B16 | 25 | 2540 | 0 | 50.17 | 57.15 | 8 | 0
2020 | MISO_MO-IL_2_ENT | MISO_MO-IL | ENT | Internal | Winter | B17 | 100 | 2540 | 0 | 43.34 | 44.52 | 8 | 0
2020 | MISO_MO-IL_2_ENT | MISO_MO-IL | ENT | Internal | Winter | B18 | 400 | 2540 | 0 | 41.55 | 44.52 | 8 | 0
2020 | MISO_MO-IL_2_ENT | MISO_MO-IL | ENT | Internal | Winter | B19 | 700 | 2540 | 0 | 38.81 | 44.2 | 8 | 0
2020 | MISO_MO-IL_2_ENT | MISO_MO-IL | ENT | Internal | Winter | B20 | 935 | 2540 | 583.06 | 34.75 | 42.75 | 8 | 0
2020 | MISO_MO-IL_2_MISO_IN | MISO_MO-IL | MISO_IN | Internal | Shoulder | B11 | 25 | 2100 | 781.56 | 55.09 | 55.1 | 0.01 | 0
2020 | MISO_MO-IL_2_MISO_IN | MISO_MO-IL | MISO_IN | Internal | Shoulder | B12 | 200 | 2100 | 2037.38 | 42.37 | 42.38 | 0.01 | 0
2020 | MISO_MO-IL_2_MISO_IN | MISO_MO-IL | MISO_IN | Internal | Shoulder | B13 | 600 | 2100 | 1197.99 | 39.47 | 39.48 | 0.01 | 0
2020 | MISO_MO-IL_2_MISO_IN | MISO_MO-IL | MISO_IN | Internal | Shoulder | B14 | 900 | 2100 | 958.88 | 37.81 | 37.82 | 0.01 | 0
2020 | MISO_MO-IL_2_MISO_IN | MISO_MO-IL | MISO_IN | Internal | Shoulder | B15 | 1203 | 2100 | 2100 | 36.09 | 36.52 | 0.01 | 0.42
2020 | MISO_MO-IL_2_MISO_IN | MISO_MO-IL | MISO_IN | Internal | Summer | B1 | 10 | 2100 | 0.58 | 65.05 | 65.05 | 0.01 | 0
2020 | MISO_MO-IL_2_MISO_IN | MISO_MO-IL | MISO_IN | Internal | Summer | B2 | 25 | 2100 | 1866.21 | 63.4 | 63.41 | 0.01 | 0
2020 | MISO_MO-IL_2_MISO_IN | MISO_MO-IL | MISO_IN | Internal | Summer | B3 | 75 | 2100 | 725.32 | 61.14 | 61.15 | 0.01 | 0
2020 | MISO_MO-IL_2_MISO_IN | MISO_MO-IL | MISO_IN | Internal | Summer | B4 | 100 | 2100 | 651.92 | 60.5 | 60.51 | 0.01 | 0
2020 | MISO_MO-IL_2_MISO_IN | MISO_MO-IL | MISO_IN | Internal | Summer | B5 | 200 | 2100 | 634.87 | 54.72 | 54.73 | 0.01 | 0
2020 | MISO_MO-IL_2_MISO_IN | MISO_MO-IL | MISO_IN | Internal | Summer | B6 | 300 | 2100 | 0.01 | 44.22 | 44.21 | 0.01 | 0
2020 | MISO_MO-IL_2_MISO_IN | MISO_MO-IL | MISO_IN | Internal | Summer | B7 | 400 | 2100 | 798.8 | 38.08 | 38.09 | 0.01 | 0
2020 | MISO_MO-IL_2_MISO_IN | MISO_MO-IL | MISO_IN | Internal | Summer | B8 | 500 | 2100 | 1548.73 | 35.87 | 35.88 | 0.01 | 0
2020 | MISO_MO-IL_2_MISO_IN | MISO_MO-IL | MISO_IN | Internal | Summer | B9 | 800 | 2100 | 2100 | 35.09 | 35.43 | 0.01 | 0.32
2020 | MISO_MO-IL_2_MISO_IN | MISO_MO-IL | MISO_IN | Internal | Summer | B10 | 1262 | 2100 | 2100 | 33.54 | 34.78 | 0.01 | 1.24
2020 | MISO_MO-IL_2_MISO_IN | MISO_MO-IL | MISO_IN | Internal | Winter | B16 | 25 | 2100 | 2100 | 50.17 | 54.17 | 0.01 | 3.99
2020 | MISO_MO-IL_2_MISO_IN | MISO_MO-IL | MISO_IN | Internal | Winter | B17 | 100 | 2100 | 2100 | 43.34 | 45.01 | 0.01 | 1.66
2020 | MISO_MO-IL_2_MISO_IN | MISO_MO-IL | MISO_IN | Internal | Winter | B18 | 400 | 2100 | 1814.24 | 41.55 | 41.56 | 0.01 | 0
2020 | MISO_MO-IL_2_MISO_IN | MISO_MO-IL | MISO_IN | Internal | Winter | B19 | 700 | 2100 | 2084.55 | 38.81 | 38.82 | 0.01 | 0
2020 | MISO_MO-IL_2_MISO_IN | MISO_MO-IL | MISO_IN | Internal | Winter | B20 | 935 | 2100 | 2100 | 34.75 | 34.88 | 0.01 | 0.11
2020 | MISO_MO-IL_2_MISO_W | MISO_MO-IL | MISO_W | Internal | Shoulder | B11 | 25 | 960 | 0.12 | 55.09 | 55.08 | 0.01 | 0
2020 | MISO_MO-IL_2_MISO_W | MISO_MO-IL | MISO_W | Internal | Shoulder | B12 | 200 | 960 | 0.02 | 42.37 | 42.36 | 0.01 | 0
2020 | MISO_MO-IL_2_MISO_W | MISO_MO-IL | MISO_W | Internal | Shoulder | B13 | 600 | 960 | 762.56 | 39.47 | 39.48 | 0.01 | 0
2020 | MISO_MO-IL_2_MISO_W | MISO_MO-IL | MISO_W | Internal | Shoulder | B14 | 900 | 960 | 960 | 37.81 | 38.98 | 0.01 | 1.16
2020 | MISO_MO-IL_2_MISO_W | MISO_MO-IL | MISO_W | Internal | Shoulder | B15 | 1203 | 960 | 960 | 36.09 | 36.92 | 0.01 | 0.82
2020 | MISO_MO-IL_2_MISO_W | MISO_MO-IL | MISO_W | Internal | Summer | B1 | 10 | 960 | 0.29 | 65.05 | 65.04 | 0.01 | 0
2020 | MISO_MO-IL_2_MISO_W | MISO_MO-IL | MISO_W | Internal | Summer | B2 | 25 | 960 | 317.4 | 63.4 | 63.41 | 0.01 | 0
2020 | MISO_MO-IL_2_MISO_W | MISO_MO-IL | MISO_W | Internal | Summer | B3 | 75 | 960 | 960 | 61.14 | 62.58 | 0.01 | 1.42
2020 | MISO_MO-IL_2_MISO_W | MISO_MO-IL | MISO_W | Internal | Summer | B4 | 100 | 960 | 960 | 60.5 | 62.58 | 0.01 | 2.07
2020 | MISO_MO-IL_2_MISO_W | MISO_MO-IL | MISO_W | Internal | Summer | B5 | 200 | 960 | 911.2 | 54.72 | 54.73 | 0.01 | 0
2020 | MISO_MO-IL_2_MISO_W | MISO_MO-IL | MISO_W | Internal | Summer | B6 | 300 | 960 | 960 | 44.22 | 45.22 | 0.01 | 0.99
2020 | MISO_MO-IL_2_MISO_W | MISO_MO-IL | MISO_W | Internal | Summer | B7 | 400 | 960 | 514.15 | 38.08 | 38.09 | 0.01 | 0
2020 | MISO_MO-IL_2_MISO_W | MISO_MO-IL | MISO_W | Internal | Summer | B8 | 500 | 960 | 856.57 | 35.87 | 35.88 | 0.01 | 0
2020 | MISO_MO-IL_2_MISO_W | MISO_MO-IL | MISO_W | Internal | Summer | B9 | 800 | 960 | 960 | 35.09 | 35.67 | 0.01 | 0.57
2020 | MISO_MO-IL_2_MISO_W | MISO_MO-IL | MISO_W | Internal | Summer | B10 | 1262 | 960 | 532.49 | 33.54 | 33.55 | 0.01 | 0
2020 | MISO_MO-IL_2_MISO_W | MISO_MO-IL | MISO_W | Internal | Winter | B16 | 25 | 960 | 0.12 | 50.17 | 50.16 | 0.01 | 0
2020 | MISO_MO-IL_2_MISO_W | MISO_MO-IL | MISO_W | Internal | Winter | B17 | 100 | 960 | 0.03 | 43.34 | 43.33 | 0.01 | 0
2020 | MISO_MO-IL_2_MISO_W | MISO_MO-IL | MISO_W | Internal | Winter | B18 | 400 | 960 | 959.99 | 41.55 | 41.57 | 0.01 | 0.01
2020 | MISO_MO-IL_2_MISO_W | MISO_MO-IL | MISO_W | Internal | Winter | B19 | 700 | 960 | 960 | 38.81 | 41.32 | 0.01 | 2.5
2020 | MISO_MO-IL_2_MISO_W | MISO_MO-IL | MISO_W | Internal | Winter | B20 | 935 | 960 | 396.71 | 34.75 | 34.76 | 0.01 | 0
2020 | MISO_MO-IL_2_PJM_ROR | MISO_MO-IL | PJM_ROR | Internal | Shoulder | B11 | 25 | 1212 | 0 | 55.09 | 53.07 | 2 | 0
2020 | MISO_MO-IL_2_PJM_ROR | MISO_MO-IL | PJM_ROR | Internal | Shoulder | B12 | 200 | 1212 | 0 | 42.37 | 43.38 | 2 | 0
2020 | MISO_MO-IL_2_PJM_ROR | MISO_MO-IL | PJM_ROR | Internal | Shoulder | B13 | 600 | 1212 | 0 | 39.47 | 41.13 | 2 | 0
2020 | MISO_MO-IL_2_PJM_ROR | MISO_MO-IL | PJM_ROR | Internal | Shoulder | B14 | 900 | 1212 | 669.77 | 37.81 | 39.81 | 2 | 0
2020 | MISO_MO-IL_2_PJM_ROR | MISO_MO-IL | PJM_ROR | Internal | Shoulder | B15 | 1203 | 1212 | 0 | 36.09 | 37.16 | 2 | 0
2020 | MISO_MO-IL_2_PJM_ROR | MISO_MO-IL | PJM_ROR | Internal | Summer | B1 | 10 | 1212 | 883.02 | 65.05 | 67.05 | 2 | 0
2020 | MISO_MO-IL_2_PJM_ROR | MISO_MO-IL | PJM_ROR | Internal | Summer | B2 | 25 | 1212 | 366.28 | 63.4 | 65.4 | 2 | 0
2020 | MISO_MO-IL_2_PJM_ROR | MISO_MO-IL | PJM_ROR | Internal | Summer | B3 | 75 | 1212 | 0 | 61.14 | 61.28 | 2 | 0
2020 | MISO_MO-IL_2_PJM_ROR | MISO_MO-IL | PJM_ROR | Internal | Summer | B4 | 100 | 1212 | 0 | 60.5 | 61.05 | 2 | 0
2020 | MISO_MO-IL_2_PJM_ROR | MISO_MO-IL | PJM_ROR | Internal | Summer | B5 | 200 | 1212 | 0 | 54.72 | 52.73 | 2 | 0
2020 | MISO_MO-IL_2_PJM_ROR | MISO_MO-IL | PJM_ROR | Internal | Summer | B6 | 300 | 1212 | 0 | 44.22 | 46.2 | 2 | 0
2020 | MISO_MO-IL_2_PJM_ROR | MISO_MO-IL | PJM_ROR | Internal | Summer | B7 | 400 | 1212 | 1211.98 | 38.08 | 40.09 | 2 | 0.01
2020 | MISO_MO-IL_2_PJM_ROR | MISO_MO-IL | PJM_ROR | Internal | Summer | B8 | 500 | 1212 | 0 | 35.87 | 37.83 | 2 | 0
2020 | MISO_MO-IL_2_PJM_ROR | MISO_MO-IL | PJM_ROR | Internal | Summer | B9 | 800 | 1212 | 189.32 | 35.09 | 37.09 | 2 | 0
2020 | MISO_MO-IL_2_PJM_ROR | MISO_MO-IL | PJM_ROR | Internal | Summer | B10 | 1262 | 1212 | 0 | 33.54 | 33.64 | 2 | 0
2020 | MISO_MO-IL_2_PJM_ROR | MISO_MO-IL | PJM_ROR | Internal | Winter | B16 | 25 | 1212 | 476.08 | 50.17 | 52.17 | 2 | 0
2020 | MISO_MO-IL_2_PJM_ROR | MISO_MO-IL | PJM_ROR | Internal | Winter | B17 | 100 | 1212 | 875.47 | 43.34 | 45.34 | 2 | 0
2020 | MISO_MO-IL_2_PJM_ROR | MISO_MO-IL | PJM_ROR | Internal | Winter | B18 | 400 | 1212 | 0 | 41.55 | 42 | 2 | 0
2020 | MISO_MO-IL_2_PJM_ROR | MISO_MO-IL | PJM_ROR | Internal | Winter | B19 | 700 | 1212 | 0 | 38.81 | 39.99 | 2 | 0
2020 | MISO_MO-IL_2_PJM_ROR | MISO_MO-IL | PJM_ROR | Internal | Winter | B20 | 935 | 1212 | 211.63 | 34.75 | 36.75 | 2 | 0
2020 | MISO_MO-IL_2_SPP_N | MISO_MO-IL | SPP_N | Internal | Shoulder | B11 | 25 | 2000 | 0 | 55.09 | 62.08 | 8 | 0
2020 | MISO_MO-IL_2_SPP_N | MISO_MO-IL | SPP_N | Internal | Shoulder | B12 | 200 | 2000 | 0 | 42.37 | 42.03 | 8 | 0
2020 | MISO_MO-IL_2_SPP_N | MISO_MO-IL | SPP_N | Internal | Shoulder | B13 | 600 | 2000 | 0 | 39.47 | 40.19 | 8 | 0
2020 | MISO_MO-IL_2_SPP_N | MISO_MO-IL | SPP_N | Internal | Shoulder | B14 | 900 | 2000 | 0 | 37.81 | 40.19 | 8 | 0
2020 | MISO_MO-IL_2_SPP_N | MISO_MO-IL | SPP_N | Internal | Shoulder | B15 | 1203 | 2000 | 0 | 36.09 | 40.1 | 8 | 0
2020 | MISO_MO-IL_2_SPP_N | MISO_MO-IL | SPP_N | Internal | Summer | B1 | 10 | 2000 | 0 | 65.05 | 66.03 | 8 | 0
2020 | MISO_MO-IL_2_SPP_N | MISO_MO-IL | SPP_N | Internal | Summer | B2 | 25 | 2000 | 0 | 63.4 | 66.03 | 8 | 0
2020 | MISO_MO-IL_2_SPP_N | MISO_MO-IL | SPP_N | Internal | Summer | B3 | 75 | 2000 | 0 | 61.14 | 66.03 | 8 | 0
2020 | MISO_MO-IL_2_SPP_N | MISO_MO-IL | SPP_N | Internal | Summer | B4 | 100 | 2000 | 0 | 60.5 | 64.16 | 8 | 0
2020 | MISO_MO-IL_2_SPP_N | MISO_MO-IL | SPP_N | Internal | Summer | B5 | 200 | 2000 | 0 | 54.72 | 60.09 | 8 | 0
2020 | MISO_MO-IL_2_SPP_N | MISO_MO-IL | SPP_N | Internal | Summer | B6 | 300 | 2000 | 797.19 | 44.22 | 52.22 | 8 | 0
2020 | MISO_MO-IL_2_SPP_N | MISO_MO-IL | SPP_N | Internal | Summer | B7 | 400 | 2000 | 0 | 38.08 | 42.39 | 8 | 0
2020 | MISO_MO-IL_2_SPP_N | MISO_MO-IL | SPP_N | Internal | Summer | B8 | 500 | 2000 | 0 | 35.87 | 40.2 | 8 | 0
2020 | MISO_MO-IL_2_SPP_N | MISO_MO-IL | SPP_N | Internal | Summer | B9 | 800 | 2000 | 0 | 35.09 | 38.85 | 8 | 0
2020 | MISO_MO-IL_2_SPP_N | MISO_MO-IL | SPP_N | Internal | Summer | B10 | 1262 | 2000 | 0 | 33.54 | 36.37 | 8 | 0
2020 | MISO_MO-IL_2_SPP_N | MISO_MO-IL | SPP_N | Internal | Winter | B16 | 25 | 2000 | 0 | 50.17 | 52.15 | 8 | 0
2020 | MISO_MO-IL_2_SPP_N | MISO_MO-IL | SPP_N | Internal | Winter | B17 | 100 | 2000 | 0 | 43.34 | 42.83 | 8 | 0
2020 | MISO_MO-IL_2_SPP_N | MISO_MO-IL | SPP_N | Internal | Winter | B18 | 400 | 2000 | 0 | 41.55 | 42.74 | 8 | 0
2020 | MISO_MO-IL_2_SPP_N | MISO_MO-IL | SPP_N | Internal | Winter | B19 | 700 | 2000 | 0 | 38.81 | 42.39 | 8 | 0
2020 | MISO_MO-IL_2_SPP_N | MISO_MO-IL | SPP_N | Internal | Winter | B20 | 935 | 2000 | 0 | 34.75 | 39.41 | 8 | 0
2020 | MISO_MO-IL_2_TVA_Transmission | MISO_MO-IL | TVA_Transmission | Internal | Shoulder | B11 | 25 | 4000 | 0 | 55.09 | 58.68 | 8 | 0
2020 | MISO_MO-IL_2_TVA_Transmission | MISO_MO-IL | TVA_Transmission | Internal | Shoulder | B12 | 200 | 4000 | 0 | 42.37 | 45.98 | 8 | 0
2020 | MISO_MO-IL_2_TVA_Transmission | MISO_MO-IL | TVA_Transmission | Internal | Shoulder | B13 | 600 | 4000 | 0 | 39.47 | 44.04 | 8 | 0
2020 | MISO_MO-IL_2_TVA_Transmission | MISO_MO-IL | TVA_Transmission | Internal | Shoulder | B14 | 900 | 4000 | 0 | 37.81 | 43.05 | 8 | 0
2020 | MISO_MO-IL_2_TVA_Transmission | MISO_MO-IL | TVA_Transmission | Internal | Shoulder | B15 | 1203 | 4000 | 0 | 36.09 | 42.24 | 8 | 0
2020 | MISO_MO-IL_2_TVA_Transmission | MISO_MO-IL | TVA_Transmission | Internal | Summer | B1 | 10 | 4000 | 2673.62 | 65.05 | 73.05 | 8 | 0
2020 | MISO_MO-IL_2_TVA_Transmission | MISO_MO-IL | TVA_Transmission | Internal | Summer | B2 | 25 | 4000 | 764.61 | 63.4 | 71.4 | 8 | 0
2020 | MISO_MO-IL_2_TVA_Transmission | MISO_MO-IL | TVA_Transmission | Internal | Summer | B3 | 75 | 4000 | 0 | 61.14 | 67.28 | 8 | 0
2020 | MISO_MO-IL_2_TVA_Transmission | MISO_MO-IL | TVA_Transmission | Internal | Summer | B4 | 100 | 4000 | 0 | 60.5 | 67.05 | 8 | 0
2020 | MISO_MO-IL_2_TVA_Transmission | MISO_MO-IL | TVA_Transmission | Internal | Summer | B5 | 200 | 4000 | 0 | 54.72 | 58.73 | 8 | 0
2020 | MISO_MO-IL_2_TVA_Transmission | MISO_MO-IL | TVA_Transmission | Internal | Summer | B6 | 300 | 4000 | 0 | 44.22 | 49.9 | 8 | 0
2020 | MISO_MO-IL_2_TVA_Transmission | MISO_MO-IL | TVA_Transmission | Internal | Summer | B7 | 400 | 4000 | 0 | 38.08 | 45.43 | 8 | 0
2020 | MISO_MO-IL_2_TVA_Transmission | MISO_MO-IL | TVA_Transmission | Internal | Summer | B8 | 500 | 4000 | 0 | 35.87 | 41.51 | 8 | 0
2020 | MISO_MO-IL_2_TVA_Transmission | MISO_MO-IL | TVA_Transmission | Internal | Summer | B9 | 800 | 4000 | 0 | 35.09 | 41.24 | 8 | 0
2020 | MISO_MO-IL_2_TVA_Transmission | MISO_MO-IL | TVA_Transmission | Internal | Summer | B10 | 1262 | 4000 | 0 | 33.54 | 38.01 | 8 | 0
2020 | MISO_MO-IL_2_TVA_Transmission | MISO_MO-IL | TVA_Transmission | Internal | Winter | B16 | 25 | 4000 | 0.01 | 50.17 | 57.95 | 8 | 0
2020 | MISO_MO-IL_2_TVA_Transmission | MISO_MO-IL | TVA_Transmission | Internal | Winter | B17 | 100 | 4000 | 0 | 43.34 | 48.18 | 8 | 0
2020 | MISO_MO-IL_2_TVA_Transmission | MISO_MO-IL | TVA_Transmission | Internal | Winter | B18 | 400 | 4000 | 0 | 41.55 | 45.07 | 8 | 0
2020 | MISO_MO-IL_2_TVA_Transmission | MISO_MO-IL | TVA_Transmission | Internal | Winter | B19 | 700 | 4000 | 0 | 38.81 | 43.26 | 8 | 0
2020 | MISO_MO-IL_2_TVA_Transmission | MISO_MO-IL | TVA_Transmission | Internal | Winter | B20 | 935 | 4000 | 0 | 34.75 | 41.96 | 8 | 0
2020 | MISO_W_2_IESO | MISO_W | IESO | Internal | Shoulder | B11 | 25 | 90 | 0 | 55.08 | 30.81 | 8 | 0
2020 | MISO_W_2_IESO | MISO_W | IESO | Internal | Shoulder | B12 | 200 | 90 | 0 | 42.36 | 30.81 | 8 | 0
2020 | MISO_W_2_IESO | MISO_W | IESO | Internal | Shoulder | B13 | 600 | 90 | 0 | 39.48 | 30.81 | 8 | 0
2020 | MISO_W_2_IESO | MISO_W | IESO | Internal | Shoulder | B14 | 900 | 90 | 0 | 38.98 | 30.81 | 8 | 0
2020 | MISO_W_2_IESO | MISO_W | IESO | Internal | Shoulder | B15 | 1203 | 90 | 0 | 36.92 | 30.81 | 8 | 0
2020 | MISO_W_2_IESO | MISO_W | IESO | Internal | Summer | B1 | 10 | 90 | 0 | 65.04 | 52.07 | 8 | 0
2020 | MISO_W_2_IESO | MISO_W | IESO | Internal | Summer | B2 | 25 | 90 | 0 | 63.41 | 50.41 | 8 | 0
2020 | MISO_W_2_IESO | MISO_W | IESO | Internal | Summer | B3 | 75 | 90 | 0 | 62.58 | 40.9 | 8 | 0
2020 | MISO_W_2_IESO | MISO_W | IESO | Internal | Summer | B4 | 100 | 90 | 0 | 62.58 | 37.74 | 8 | 0
2020 | MISO_W_2_IESO | MISO_W | IESO | Internal | Summer | B5 | 200 | 90 | 0 | 54.73 | 37.74 | 8 | 0
2020 | MISO_W_2_IESO | MISO_W | IESO | Internal | Summer | B6 | 300 | 90 | 0 | 45.22 | 35.03 | 8 | 0
2020 | MISO_W_2_IESO | MISO_W | IESO | Internal | Summer | B7 | 400 | 90 | 0 | 38.09 | 31.11 | 8 | 0
2020 | MISO_W_2_IESO | MISO_W | IESO | Internal | Summer | B8 | 500 | 90 | 0 | 35.88 | 28.89 | 8 | 0
2020 | MISO_W_2_IESO | MISO_W | IESO | Internal | Summer | B9 | 800 | 90 | 0 | 35.67 | 28.89 | 8 | 0
2020 | MISO_W_2_IESO | MISO_W | IESO | Internal | Summer | B10 | 1262 | 90 | 0 | 33.55 | 28.89 | 8 | 0
2020 | MISO_W_2_IESO | MISO_W | IESO | Internal | Winter | B16 | 25 | 90 | 0 | 50.16 | 37.97 | 8 | 0
2020 | MISO_W_2_IESO | MISO_W | IESO | Internal | Winter | B17 | 100 | 90 | 0 | 43.33 | 36.27 | 8 | 0
2020 | MISO_W_2_IESO | MISO_W | IESO | Internal | Winter | B18 | 400 | 90 | 0 | 41.57 | 34.57 | 8 | 0
2020 | MISO_W_2_IESO | MISO_W | IESO | Internal | Winter | B19 | 700 | 90 | 0 | 41.32 | 34.57 | 8 | 0
2020 | MISO_W_2_IESO | MISO_W | IESO | Internal | Winter | B20 | 935 | 90 | 0 | 34.76 | 34.57 | 8 | 0
2020 | MISO_W_2_MAPP_CA | MISO_W | MAPP_CA | Internal | Shoulder | B11 | 25 | 700 | 0 | 55.08 | 49.07 | 0.01 | 0
2020 | MISO_W_2_MAPP_CA | MISO_W | MAPP_CA | Internal | Shoulder | B12 | 200 | 700 | 0.01 | 42.36 | 42.35 | 0.01 | 0
2020 | MISO_W_2_MAPP_CA | MISO_W | MAPP_CA | Internal | Shoulder | B13 | 600 | 700 | 0 | 39.48 | 39.47 | 0.01 | 0
2020 | MISO_W_2_MAPP_CA | MISO_W | MAPP_CA | Internal | Shoulder | B14 | 900 | 700 | 0 | 38.98 | 38.97 | 0.01 | 0
2020 | MISO_W_2_MAPP_CA | MISO_W | MAPP_CA | Internal | Shoulder | B15 | 1203 | 700 | 700 | 36.92 | 38.97 | 0.01 | 2.04
2020 | MISO_W_2_MAPP_CA | MISO_W | MAPP_CA | Internal | Summer | B1 | 10 | 700 | 0 | 65.04 | 51.04 | 0.01 | 0
2020 | MISO_W_2_MAPP_CA | MISO_W | MAPP_CA | Internal | Summer | B2 | 25 | 700 | 0 | 63.41 | 57.41 | 0.01 | 0
2020 | MISO_W_2_MAPP_CA | MISO_W | MAPP_CA | Internal | Summer | B3 | 75 | 700 | 0 | 62.58 | 50.47 | 0.01 | 0
2020 | MISO_W_2_MAPP_CA | MISO_W | MAPP_CA | Internal | Summer | B4 | 100 | 700 | 0 | 62.58 | 50.14 | 0.01 | 0
2020 | MISO_W_2_MAPP_CA | MISO_W | MAPP_CA | Internal | Summer | B5 | 200 | 700 | 0 | 54.73 | 49.07 | 0.01 | 0
2020 | MISO_W_2_MAPP_CA | MISO_W | MAPP_CA | Internal | Summer | B6 | 300 | 700 | 0 | 45.22 | 45.21 | 0.01 | 0
2020 | MISO_W_2_MAPP_CA | MISO_W | MAPP_CA | Internal | Summer | B7 | 400 | 700 | 0 | 38.09 | 38.08 | 0.01 | 0
2020 | MISO_W_2_MAPP_CA | MISO_W | MAPP_CA | Internal | Summer | B8 | 500 | 700 | 0 | 35.88 | 35.87 | 0.01 | 0
2020 | MISO_W_2_MAPP_CA | MISO_W | MAPP_CA | Internal | Summer | B9 | 800 | 700 | 700 | 35.67 | 35.87 | 0.01 | 0.18
2020 | MISO_W_2_MAPP_CA | MISO_W | MAPP_CA | Internal | Summer | B10 | 1262 | 700 | 700 | 33.55 | 35.87 | 0.01 | 2.31
2020 | MISO_W_2_MAPP_CA | MISO_W | MAPP_CA | Internal | Winter | B16 | 25 | 700 | 0.11 | 50.16 | 50.15 | 0.01 | 0
2020 | MISO_W_2_MAPP_CA | MISO_W | MAPP_CA | Internal | Winter | B17 | 100 | 700 | 0.03 | 43.33 | 43.31 | 0.01 | 0
2020 | MISO_W_2_MAPP_CA | MISO_W | MAPP_CA | Internal | Winter | B18 | 400 | 700 | 700 | 41.57 | 41.78 | 0.01 | 0.2
2020 | MISO_W_2_MAPP_CA | MISO_W | MAPP_CA | Internal | Winter | B19 | 700 | 700 | 700 | 41.32 | 41.78 | 0.01 | 0.45
2020 | MISO_W_2_MAPP_CA | MISO_W | MAPP_CA | Internal | Winter | B20 | 935 | 700 | 700 | 34.76 | 41.78 | 0.01 | 7.01
2020 | MISO_W_2_MAPP_US | MISO_W | MAPP_US | Internal | Shoulder | B11 | 25 | 2300 | 0 | 55.08 | 48.08 | 7 | 0
2020 | MISO_W_2_MAPP_US | MISO_W | MAPP_US | Internal | Shoulder | B12 | 200 | 2300 | 0 | 42.36 | 35.36 | 7 | 0
2020 | MISO_W_2_MAPP_US | MISO_W | MAPP_US | Internal | Shoulder | B13 | 600 | 2300 | 0 | 39.48 | 33.17 | 7 | 0
2020 | MISO_W_2_MAPP_US | MISO_W | MAPP_US | Internal | Shoulder | B14 | 900 | 2300 | 0 | 38.98 | 33.17 | 7 | 0
2020 | MISO_W_2_MAPP_US | MISO_W | MAPP_US | Internal | Shoulder | B15 | 1203 | 2300 | 0 | 36.92 | 33.09 | 7 | 0
2020 | MISO_W_2_MAPP_US | MISO_W | MAPP_US | Internal | Summer | B1 | 10 | 2300 | 0 | 65.04 | 58.04 | 7 | 0
2020 | MISO_W_2_MAPP_US | MISO_W | MAPP_US | Internal | Summer | B2 | 25 | 2300 | 0 | 63.41 | 57.47 | 7 | 0
2020 | MISO_W_2_MAPP_US | MISO_W | MAPP_US | Internal | Summer | B3 | 75 | 2300 | 0 | 62.58 | 57.47 | 7 | 0
2020 | MISO_W_2_MAPP_US | MISO_W | MAPP_US | Internal | Summer | B4 | 100 | 2300 | 0 | 62.58 | 57.14 | 7 | 0
2020 | MISO_W_2_MAPP_US | MISO_W | MAPP_US | Internal | Summer | B5 | 200 | 2300 | 0 | 54.73 | 53.08 | 7 | 0
2020 | MISO_W_2_MAPP_US | MISO_W | MAPP_US | Internal | Summer | B6 | 300 | 2300 | 0 | 45.22 | 45.21 | 7 | 0
2020 | MISO_W_2_MAPP_US | MISO_W | MAPP_US | Internal | Summer | B7 | 400 | 2300 | 0 | 38.09 | 33.43 | 7 | 0
2020 | MISO_W_2_MAPP_US | MISO_W | MAPP_US | Internal | Summer | B8 | 500 | 2300 | 0 | 35.88 | 29.93 | 7 | 0
2020 | MISO_W_2_MAPP_US | MISO_W | MAPP_US | Internal | Summer | B9 | 800 | 2300 | 0 | 35.67 | 29.93 | 7 | 0
2020 | MISO_W_2_MAPP_US | MISO_W | MAPP_US | Internal | Summer | B10 | 1262 | 2300 | 0 | 33.55 | 27.09 | 7 | 0
2020 | MISO_W_2_MAPP_US | MISO_W | MAPP_US | Internal | Winter | B16 | 25 | 2300 | 0 | 50.16 | 43.16 | 7 | 0
2020 | MISO_W_2_MAPP_US | MISO_W | MAPP_US | Internal | Winter | B17 | 100 | 2300 | 0 | 43.33 | 36.33 | 7 | 0
2020 | MISO_W_2_MAPP_US | MISO_W | MAPP_US | Internal | Winter | B18 | 400 | 2300 | 0 | 41.57 | 35.38 | 7 | 0
2020 | MISO_W_2_MAPP_US | MISO_W | MAPP_US | Internal | Winter | B19 | 700 | 2300 | 0 | 41.32 | 35.38 | 7 | 0
2020 | MISO_W_2_MAPP_US | MISO_W | MAPP_US | Internal | Winter | B20 | 935 | 2300 | 0 | 34.76 | 30.53 | 7 | 0
2020 | MISO_W_2_MISO_MO-IL | MISO_W | MISO_MO-IL | Internal | Shoulder | B11 | 25 | 3800 | 123.01 | 55.08 | 55.09 | 0.01 | 0
2020 | MISO_W_2_MISO_MO-IL | MISO_W | MISO_MO-IL | Internal | Shoulder | B12 | 200 | 3800 | 434.78 | 42.36 | 42.37 | 0.01 | 0
2020 | MISO_W_2_MISO_MO-IL | MISO_W | MISO_MO-IL | Internal | Shoulder | B13 | 600 | 3800 | 0 | 39.48 | 39.47 | 0.01 | 0
2020 | MISO_W_2_MISO_MO-IL | MISO_W | MISO_MO-IL | Internal | Shoulder | B14 | 900 | 3800 | 0 | 38.98 | 37.81 | 0.01 | 0
2020 | MISO_W_2_MISO_MO-IL | MISO_W | MISO_MO-IL | Internal | Shoulder | B15 | 1203 | 3800 | 0 | 36.92 | 36.09 | 0.01 | 0
2020 | MISO_W_2_MISO_MO-IL | MISO_W | MISO_MO-IL | Internal | Summer | B1 | 10 | 3800 | 876.47 | 65.04 | 65.05 | 0.01 | 0
2020 | MISO_W_2_MISO_MO-IL | MISO_W | MISO_MO-IL | Internal | Summer | B2 | 25 | 3800 | 0.12 | 63.41 | 63.4 | 0.01 | 0
2020 | MISO_W_2_MISO_MO-IL | MISO_W | MISO_MO-IL | Internal | Summer | B3 | 75 | 3800 | 0 | 62.58 | 61.14 | 0.01 | 0
2020 | MISO_W_2_MISO_MO-IL | MISO_W | MISO_MO-IL | Internal | Summer | B4 | 100 | 3800 | 0 | 62.58 | 60.5 | 0.01 | 0
2020 | MISO_W_2_MISO_MO-IL | MISO_W | MISO_MO-IL | Internal | Summer | B5 | 200 | 3800 | 0.01 | 54.73 | 54.72 | 0.01 | 0
2020 | MISO_W_2_MISO_MO-IL | MISO_W | MISO_MO-IL | Internal | Summer | B6 | 300 | 3800 | 0 | 45.22 | 44.22 | 0.01 | 0
2020 | MISO_W_2_MISO_MO-IL | MISO_W | MISO_MO-IL | Internal | Summer | B7 | 400 | 3800 | 0 | 38.09 | 38.08 | 0.01 | 0
2020 | MISO_W_2_MISO_MO-IL | MISO_W | MISO_MO-IL | Internal | Summer | B8 | 500 | 3800 | 0 | 35.88 | 35.87 | 0.01 | 0
2020 | MISO_W_2_MISO_MO-IL | MISO_W | MISO_MO-IL | Internal | Summer | B9 | 800 | 3800 | 0 | 35.67 | 35.09 | 0.01 | 0
2020 | MISO_W_2_MISO_MO-IL | MISO_W | MISO_MO-IL | Internal | Summer | B10 | 1262 | 3800 | 0 | 33.55 | 33.54 | 0.01 | 0
2020 | MISO_W_2_MISO_MO-IL | MISO_W | MISO_MO-IL | Internal | Winter | B16 | 25 | 3800 | 951.41 | 50.16 | 50.17 | 0.01 | 0
2020 | MISO_W_2_MISO_MO-IL | MISO_W | MISO_MO-IL | Internal | Winter | B17 | 100 | 3800 | 697.41 | 43.33 | 43.34 | 0.01 | 0
2020 | MISO_W_2_MISO_MO-IL | MISO_W | MISO_MO-IL | Internal | Winter | B18 | 400 | 3800 | 0 | 41.57 | 41.55 | 0.01 | 0
2020 | MISO_W_2_MISO_MO-IL | MISO_W | MISO_MO-IL | Internal | Winter | B19 | 700 | 3800 | 0 | 41.32 | 38.81 | 0.01 | 0
2020 | MISO_W_2_MISO_MO-IL | MISO_W | MISO_MO-IL | Internal | Winter | B20 | 935 | 3800 | 0 | 34.76 | 34.75 | 0.01 | 0
2020 | MISO_W_2_MISO_WUMS | MISO_W | MISO_WUMS | Internal | Shoulder | B11 | 25 | 1629 | 0.11 | 55.08 | 55.07 | 0.01 | 0
2020 | MISO_W_2_MISO_WUMS | MISO_W | MISO_WUMS | Internal | Shoulder | B12 | 200 | 1629 | 544.37 | 42.36 | 42.37 | 0.01 | 0
2020 | MISO_W_2_MISO_WUMS | MISO_W | MISO_WUMS | Internal | Shoulder | B13 | 600 | 1629 | 782.11 | 39.48 | 39.49 | 0.01 | 0
2020 | MISO_W_2_MISO_WUMS | MISO_W | MISO_WUMS | Internal | Shoulder | B14 | 900 | 1629 | 592.69 | 38.98 | 38.99 | 0.01 | 0
2020 | MISO_W_2_MISO_WUMS | MISO_W | MISO_WUMS | Internal | Shoulder | B15 | 1203 | 1629 | 0 | 36.92 | 36.91 | 0.01 | 0
2020 | MISO_W_2_MISO_WUMS | MISO_W | MISO_WUMS | Internal | Summer | B1 | 10 | 1629 | 0 | 65.04 | 63.4 | 0.01 | 0
2020 | MISO_W_2_MISO_WUMS | MISO_W | MISO_WUMS | Internal | Summer | B2 | 25 | 1629 | 0.11 | 63.41 | 63.4 | 0.01 | 0
2020 | MISO_W_2_MISO_WUMS | MISO_W | MISO_WUMS | Internal | Summer | B3 | 75 | 1629 | 0 | 62.58 | 59.88 | 0.01 | 0
2020 | MISO_W_2_MISO_WUMS | MISO_W | MISO_WUMS | Internal | Summer | B4 | 100 | 1629 | 0 | 62.58 | 59.88 | 0.01 | 0
2020 | MISO_W_2_MISO_WUMS | MISO_W | MISO_WUMS | Internal | Summer | B5 | 200 | 1629 | 0.02 | 54.73 | 54.72 | 0.01 | 0
2020 | MISO_W_2_MISO_WUMS | MISO_W | MISO_WUMS | Internal | Summer | B6 | 300 | 1629 | 0.01 | 45.22 | 45.21 | 0.01 | 0
2020 | MISO_W_2_MISO_WUMS | MISO_W | MISO_WUMS | Internal | Summer | B7 | 400 | 1629 | 307.68 | 38.09 | 38.11 | 0.01 | 0
2020 | MISO_W_2_MISO_WUMS | MISO_W | MISO_WUMS | Internal | Summer | B8 | 500 | 1629 | 169.45 | 35.88 | 35.89 | 0.01 | 0
2020 | MISO_W_2_MISO_WUMS | MISO_W | MISO_WUMS | Internal | Summer | B9 | 800 | 1629 | 0 | 35.67 | 35.66 | 0.01 | 0
2020 | MISO_W_2_MISO_WUMS | MISO_W | MISO_WUMS | Internal | Summer | B10 | 1262 | 1629 | 1629 | 33.55 | 35.25 | 0.01 | 1.69
2020 | MISO_W_2_MISO_WUMS | MISO_W | MISO_WUMS | Internal | Winter | B16 | 25 | 1629 | 544.62 | 50.16 | 50.17 | 0.01 | 0
2020 | MISO_W_2_MISO_WUMS | MISO_W | MISO_WUMS | Internal | Winter | B17 | 100 | 1629 | 743.87 | 43.33 | 43.34 | 0.01 | 0
2020 | MISO_W_2_MISO_WUMS | MISO_W | MISO_WUMS | Internal | Winter | B18 | 400 | 1629 | 0 | 41.57 | 41.56 | 0.01 | 0
2020 | MISO_W_2_MISO_WUMS | MISO_W | MISO_WUMS | Internal | Winter | B19 | 700 | 1629 | 0 | 41.32 | 41.31 | 0.01 | 0
2020 | MISO_W_2_MISO_WUMS | MISO_W | MISO_WUMS | Internal | Winter | B20 | 935 | 1629 | 1629 | 34.76 | 35.07 | 0.01 | 0.29
2020 | MISO_W_2_NE | MISO_W | NE | Internal | Shoulder | B11 | 25 | 2800 | 0 | 55.08 | 55.08 | 7 | 0
2020 | MISO_W_2_NE | MISO_W | NE | Internal | Shoulder | B12 | 200 | 2800 | 0 | 42.36 | 42.02 | 7 | 0
2020 | MISO_W_2_NE | MISO_W | NE | Internal | Shoulder | B13 | 600 | 2800 | 0 | 39.48 | 40.17 | 7 | 0
2020 | MISO_W_2_NE | MISO_W | NE | Internal | Shoulder | B14 | 900 | 2800 | 0 | 38.98 | 40.17 | 7 | 0
2020 | MISO_W_2_NE | MISO_W | NE | Internal | Shoulder | B15 | 1203 | 2800 | 0 | 36.92 | 40.09 | 7 | 0
2020 | MISO_W_2_NE | MISO_W | NE | Internal | Summer | B1 | 10 | 2800 | 0 | 65.04 | 65.04 | 7 | 0
2020 | MISO_W_2_NE | MISO_W | NE | Internal | Summer | B2 | 25 | 2800 | 0 | 63.41 | 64.47 | 7 | 0
2020 | MISO_W_2_NE | MISO_W | NE | Internal | Summer | B3 | 75 | 2800 | 0 | 62.58 | 64.47 | 7 | 0
2020 | MISO_W_2_NE | MISO_W | NE | Internal | Summer | B4 | 100 | 2800 | 0 | 62.58 | 64.14 | 7 | 0
2020 | MISO_W_2_NE | MISO_W | NE | Internal | Summer | B5 | 200 | 2800 | 0 | 54.73 | 60.08 | 7 | 0
2020 | MISO_W_2_NE | MISO_W | NE | Internal | Summer | B6 | 300 | 2800 | 0.02 | 45.22 | 52.21 | 7 | 0
2020 | MISO_W_2_NE | MISO_W | NE | Internal | Summer | B7 | 400 | 2800 | 0 | 38.09 | 40.43 | 7 | 0
2020 | MISO_W_2_NE | MISO_W | NE | Internal | Summer | B8 | 500 | 2800 | 0 | 35.88 | 36.93 | 7 | 0
2020 | MISO_W_2_NE | MISO_W | NE | Internal | Summer | B9 | 800 | 2800 | 0 | 35.67 | 36.93 | 7 | 0
2020 | MISO_W_2_NE | MISO_W | NE | Internal | Summer | B10 | 1262 | 2800 | 0 | 33.55 | 34.09 | 7 | 0
2020 | MISO_W_2_NE | MISO_W | NE | Internal | Winter | B16 | 25 | 2800 | 0 | 50.16 | 50.16 | 7 | 0
2020 | MISO_W_2_NE | MISO_W | NE | Internal | Winter | B17 | 100 | 2800 | 0 | 43.33 | 42.82 | 7 | 0
2020 | MISO_W_2_NE | MISO_W | NE | Internal | Winter | B18 | 400 | 2800 | 0 | 41.57 | 42.38 | 7 | 0
2020 | MISO_W_2_NE | MISO_W | NE | Internal | Winter | B19 | 700 | 2800 | 0 | 41.32 | 42.38 | 7 | 0
2020 | MISO_W_2_NE | MISO_W | NE | Internal | Winter | B20 | 935 | 2800 | 0 | 34.76 | 37.53 | 7 | 0
2020 | MISO_W_2_PJM_ROR | MISO_W | PJM_ROR | Internal | Shoulder | B11 | 25 | 773 | 0 | 55.08 | 53.07 | 2 | 0
2020 | MISO_W_2_PJM_ROR | MISO_W | PJM_ROR | Internal | Shoulder | B12 | 200 | 773 | 0 | 42.36 | 43.38 | 2 | 0
2020 | MISO_W_2_PJM_ROR | MISO_W | PJM_ROR | Internal | Shoulder | B13 | 600 | 773 | 0 | 39.48 | 41.13 | 2 | 0
2020 | MISO_W_2_PJM_ROR | MISO_W | PJM_ROR | Internal | Shoulder | B14 | 900 | 773 | 0 | 38.98 | 39.81 | 2 | 0
2020 | MISO_W_2_PJM_ROR | MISO_W | PJM_ROR | Internal | Shoulder | B15 | 1203 | 773 | 0 | 36.92 | 37.16 | 2 | 0
2020 | MISO_W_2_PJM_ROR | MISO_W | PJM_ROR | Internal | Summer | B1 | 10 | 773 | 772.48 | 65.04 | 67.05 | 2 | 0.01
2020 | MISO_W_2_PJM_ROR | MISO_W | PJM_ROR | Internal | Summer | B2 | 25 | 773 | 0.22 | 63.41 | 65.4 | 2 | 0
2020 | MISO_W_2_PJM_ROR | MISO_W | PJM_ROR | Internal | Summer | B3 | 75 | 773 | 0 | 62.58 | 61.28 | 2 | 0
2020 | MISO_W_2_PJM_ROR | MISO_W | PJM_ROR | Internal | Summer | B4 | 100 | 773 | 0 | 62.58 | 61.05 | 2 | 0
2020 | MISO_W_2_PJM_ROR | MISO_W | PJM_ROR | Internal | Summer | B5 | 200 | 773 | 0 | 54.73 | 52.73 | 2 | 0
2020 | MISO_W_2_PJM_ROR | MISO_W | PJM_ROR | Internal | Summer | B6 | 300 | 773 | 0 | 45.22 | 46.2 | 2 | 0
2020 | MISO_W_2_PJM_ROR | MISO_W | PJM_ROR | Internal | Summer | B7 | 400 | 773 | 161.12 | 38.09 | 40.09 | 2 | 0
2020 | MISO_W_2_PJM_ROR | MISO_W | PJM_ROR | Internal | Summer | B8 | 500 | 773 | 0 | 35.88 | 37.83 | 2 | 0
2020 | MISO_W_2_PJM_ROR | MISO_W | PJM_ROR | Internal | Summer | B9 | 800 | 773 | 0 | 35.67 | 37.09 | 2 | 0
2020 | MISO_W_2_PJM_ROR | MISO_W | PJM_ROR | Internal | Summer | B10 | 1262 | 773 | 0 | 33.55 | 33.64 | 2 | 0
2020 | MISO_W_2_PJM_ROR | MISO_W | PJM_ROR | Internal | Winter | B16 | 25 | 773 | 772.77 | 50.16 | 52.17 | 2 | 0.01
2020 | MISO_W_2_PJM_ROR | MISO_W | PJM_ROR | Internal | Winter | B17 | 100 | 773 | 772.94 | 43.33 | 45.34 | 2 | 0.01
2020 | MISO_W_2_PJM_ROR | MISO_W | PJM_ROR | Internal | Winter | B18 | 400 | 773 | 0 | 41.57 | 42 | 2 | 0
2020 | MISO_W_2_PJM_ROR | MISO_W | PJM_ROR | Internal | Winter | B19 | 700 | 773 | 0 | 41.32 | 39.99 | 2 | 0
2020 | MISO_W_2_PJM_ROR | MISO_W | PJM_ROR | Internal | Winter | B20 | 935 | 773 | 0 | 34.76 | 36.75 | 2 | 0
2020 | MISO_W_2_SPP_N | MISO_W | SPP_N | Internal | Shoulder | B11 | 25 | 3200 | 507 | 55.08 | 62.08 | 7 | 0
2020 | MISO_W_2_SPP_N | MISO_W | SPP_N | Internal | Shoulder | B12 | 200 | 3200 | 0 | 42.36 | 42.03 | 7 | 0
2020 | MISO_W_2_SPP_N | MISO_W | SPP_N | Internal | Shoulder | B13 | 600 | 3200 | 0 | 39.48 | 40.19 | 7 | 0
2020 | MISO_W_2_SPP_N | MISO_W | SPP_N | Internal | Shoulder | B14 | 900 | 3200 | 0 | 38.98 | 40.19 | 7 | 0
2020 | MISO_W_2_SPP_N | MISO_W | SPP_N | Internal | Shoulder | B15 | 1203 | 3200 | 0 | 36.92 | 40.1 | 7 | 0
2020 | MISO_W_2_SPP_N | MISO_W | SPP_N | Internal | Summer | B1 | 10 | 3200 | 0 | 65.04 | 66.03 | 7 | 0
2020 | MISO_W_2_SPP_N | MISO_W | SPP_N | Internal | Summer | B2 | 25 | 3200 | 0 | 63.41 | 66.03 | 7 | 0
2020 | MISO_W_2_SPP_N | MISO_W | SPP_N | Internal | Summer | B3 | 75 | 3200 | 0 | 62.58 | 66.03 | 7 | 0
2020 | MISO_W_2_SPP_N | MISO_W | SPP_N | Internal | Summer | B4 | 100 | 3200 | 0 | 62.58 | 64.16 | 7 | 0
2020 | MISO_W_2_SPP_N | MISO_W | SPP_N | Internal | Summer | B5 | 200 | 3200 | 0 | 54.73 | 60.09 | 7 | 0
2020 | MISO_W_2_SPP_N | MISO_W | SPP_N | Internal | Summer | B6 | 300 | 3200 | 572.71 | 45.22 | 52.22 | 7 | 0
2020 | MISO_W_2_SPP_N | MISO_W | SPP_N | Internal | Summer | B7 | 400 | 3200 | 0 | 38.09 | 42.39 | 7 | 0
2020 | MISO_W_2_SPP_N | MISO_W | SPP_N | Internal | Summer | B8 | 500 | 3200 | 0 | 35.88 | 40.2 | 7 | 0
2020 | MISO_W_2_SPP_N | MISO_W | SPP_N | Internal | Summer | B9 | 800 | 3200 | 0 | 35.67 | 38.85 | 7 | 0
2020 | MISO_W_2_SPP_N | MISO_W | SPP_N | Internal | Summer | B10 | 1262 | 3200 | 0 | 33.55 | 36.37 | 7 | 0
2020 | MISO_W_2_SPP_N | MISO_W | SPP_N | Internal | Winter | B16 | 25 | 3200 | 0 | 50.16 | 52.15 | 7 | 0
2020 | MISO_W_2_SPP_N | MISO_W | SPP_N | Internal | Winter | B17 | 100 | 3200 | 0 | 43.33 | 42.83 | 7 | 0
2020 | MISO_W_2_SPP_N | MISO_W | SPP_N | Internal | Winter | B18 | 400 | 3200 | 0 | 41.57 | 42.74 | 7 | 0
2020 | MISO_W_2_SPP_N | MISO_W | SPP_N | Internal | Winter | B19 | 700 | 3200 | 0 | 41.32 | 42.39 | 7 | 0
2020 | MISO_W_2_SPP_N | MISO_W | SPP_N | Internal | Winter | B20 | 935 | 3200 | 0 | 34.76 | 39.41 | 7 | 0
2020 | MISO_WUMS_2_MISO_MI | MISO_WUMS | MISO_MI | Internal | Shoulder | B11 | 25 | 99 | 0 | 55.07 | 51.07 | 0.01 | 0
2020 | MISO_WUMS_2_MISO_MI | MISO_WUMS | MISO_MI | Internal | Shoulder | B12 | 200 | 99 | 0.03 | 42.37 | 42.37 | 0.01 | 0
2020 | MISO_WUMS_2_MISO_MI | MISO_WUMS | MISO_MI | Internal | Shoulder | B13 | 600 | 99 | 0 | 39.49 | 39.47 | 0.01 | 0
2020 | MISO_WUMS_2_MISO_MI | MISO_WUMS | MISO_MI | Internal | Shoulder | B14 | 900 | 99 | 0 | 38.99 | 37.81 | 0.01 | 0
2020 | MISO_WUMS_2_MISO_MI | MISO_WUMS | MISO_MI | Internal | Shoulder | B15 | 1203 | 99 | 0 | 36.91 | 36.53 | 0.01 | 0
2020 | MISO_WUMS_2_MISO_MI | MISO_WUMS | MISO_MI | Internal | Summer | B1 | 10 | 99 | 98.95 | 63.4 | 63.53 | 0.01 | 0.12
2020 | MISO_WUMS_2_MISO_MI | MISO_WUMS | MISO_MI | Internal | Summer | B2 | 25 | 99 | 0.21 | 63.4 | 63.4 | 0.01 | 0
2020 | MISO_WUMS_2_MISO_MI | MISO_WUMS | MISO_MI | Internal | Summer | B3 | 75 | 99 | 0 | 59.88 | 58.16 | 0.01 | 0
2020 | MISO_WUMS_2_MISO_MI | MISO_WUMS | MISO_MI | Internal | Summer | B4 | 100 | 99 | 0 | 59.88 | 58.16 | 0.01 | 0
2020 | MISO_WUMS_2_MISO_MI | MISO_WUMS | MISO_MI | Internal | Summer | B5 | 200 | 99 | 0 | 54.72 | 50.73 | 0.01 | 0
2020 | MISO_WUMS_2_MISO_MI | MISO_WUMS | MISO_MI | Internal | Summer | B6 | 300 | 99 | 0 | 45.21 | 44.2 | 0.01 | 0
2020 | MISO_WUMS_2_MISO_MI | MISO_WUMS | MISO_MI | Internal | Summer | B7 | 400 | 99 | 0.01 | 38.11 | 38.11 | 0.01 | 0
2020 | MISO_WUMS_2_MISO_MI | MISO_WUMS | MISO_MI | Internal | Summer | B8 | 500 | 99 | 0.01 | 35.89 | 35.89 | 0.01 | 0
2020 | MISO_WUMS_2_MISO_MI | MISO_WUMS | MISO_MI | Internal | Summer | B9 | 800 | 99 | 0 | 35.66 | 35.44 | 0.01 | 0
2020 | MISO_WUMS_2_MISO_MI | MISO_WUMS | MISO_MI | Internal | Summer | B10 | 1262 | 99 | 0 | 35.25 | 34.8 | 0.01 | 0
2020 | MISO_WUMS_2_MISO_MI | MISO_WUMS | MISO_MI | Internal | Winter | B16 | 25 | 99 | 0.21 | 50.17 | 50.17 | 0.01 | 0
2020 | MISO_WUMS_2_MISO_MI | MISO_WUMS | MISO_MI | Internal | Winter | B17 | 100 | 99 | 99 | 43.34 | 45 | 0.01 | 1.65
2020 | MISO_WUMS_2_MISO_MI | MISO_WUMS | MISO_MI | Internal | Winter | B18 | 400 | 99 | 63.94 | 41.56 | 41.57 | 0.01 | 0
2020 | MISO_WUMS_2_MISO_MI | MISO_WUMS | MISO_MI | Internal | Winter | B19 | 700 | 99 | 0 | 41.31 | 38.83 | 0.01 | 0
2020 | MISO_WUMS_2_MISO_MI | MISO_WUMS | MISO_MI | Internal | Winter | B20 | 935 | 99 | 0 | 35.07 | 34.89 | 0.01 | 0
2020 | MISO_WUMS_2_MISO_W | MISO_WUMS | MISO_W | Internal | Shoulder | B11 | 25 | 1137 | 556.35 | 55.07 | 55.08 | 0.01 | 0
2020 | MISO_WUMS_2_MISO_W | MISO_WUMS | MISO_W | Internal | Shoulder | B12 | 200 | 1137 | 0.02 | 42.37 | 42.36 | 0.01 | 0
2020 | MISO_WUMS_2_MISO_W | MISO_WUMS | MISO_W | Internal | Shoulder | B13 | 600 | 1137 | 0 | 39.49 | 39.48 | 0.01 | 0
2020 | MISO_WUMS_2_MISO_W | MISO_WUMS | MISO_W | Internal | Shoulder | B14 | 900 | 1137 | 0 | 38.99 | 38.98 | 0.01 | 0
2020 | MISO_WUMS_2_MISO_W | MISO_WUMS | MISO_W | Internal | Shoulder | B15 | 1203 | 1137 | 18.03 | 36.91 | 36.92 | 0.01 | 0
2020 | MISO_WUMS_2_MISO_W | MISO_WUMS | MISO_W | Internal | Summer | B1 | 10 | 1137 | 1137 | 63.4 | 65.04 | 0.01 | 1.63
2020 | MISO_WUMS_2_MISO_W | MISO_WUMS | MISO_W | Internal | Summer | B2 | 25 | 1137 | 787.23 | 63.4 | 63.41 | 0.01 | 0
2020 | MISO_WUMS_2_MISO_W | MISO_WUMS | MISO_W | Internal | Summer | B3 | 75 | 1137 | 1137 | 59.88 | 62.58 | 0.01 | 2.69
2020 | MISO_WUMS_2_MISO_W | MISO_WUMS | MISO_W | Internal | Summer | B4 | 100 | 1137 | 1137 | 59.88 | 62.58 | 0.01 | 2.69
2020 | MISO_WUMS_2_MISO_W | MISO_WUMS | MISO_W | Internal | Summer | B5 | 200 | 1137 | 86.01 | 54.72 | 54.73 | 0.01 | 0
2020 | MISO_WUMS_2_MISO_W | MISO_WUMS | MISO_W | Internal | Summer | B6 | 300 | 1137 | 534.26 | 45.21 | 45.22 | 0.01 | 0
2020 | MISO_WUMS_2_MISO_W | MISO_WUMS | MISO_W | Internal | Summer | B7 | 400 | 1137 | 0 | 38.11 | 38.09 | 0.01 | 0
2020 | MISO_WUMS_2_MISO_W | MISO_WUMS | MISO_W | Internal | Summer | B8 | 500 | 1137 | 0 | 35.89 | 35.88 | 0.01 | 0
2020 | MISO_WUMS_2_MISO_W | MISO_WUMS | MISO_W | Internal | Summer | B9 | 800 | 1137 | 259.59 | 35.66 | 35.67 | 0.01 | 0
2020 | MISO_WUMS_2_MISO_W | MISO_WUMS | MISO_W | Internal | Summer | B10 | 1262 | 1137 | 0 | 35.25 | 33.55 | 0.01 | 0
2020 | MISO_WUMS_2_MISO_W | MISO_WUMS | MISO_W | Internal | Winter | B16 | 25 | 1137 | 0.12 | 50.17 | 50.16 | 0.01 | 0
2020 | MISO_WUMS_2_MISO_W | MISO_WUMS | MISO_W | Internal | Winter | B17 | 100 | 1137 | 0.03 | 43.34 | 43.33 | 0.01 | 0
2020 | MISO_WUMS_2_MISO_W | MISO_WUMS | MISO_W | Internal | Winter | B18 | 400 | 1137 | 516.07 | 41.56 | 41.57 | 0.01 | 0
2020 | MISO_WUMS_2_MISO_W | MISO_WUMS | MISO_W | Internal | Winter | B19 | 700 | 1137 | 745.15 | 41.31 | 41.32 | 0.01 | 0
2020 | MISO_WUMS_2_MISO_W | MISO_WUMS | MISO_W | Internal | Winter | B20 | 935 | 1137 | 0 | 35.07 | 34.76 | 0.01 | 0
2020 | MISO_WUMS_2_PJM_ROR | MISO_WUMS | PJM_ROR | Internal | Shoulder | B11 | 25 | 1600 | 0 | 55.07 | 53.07 | 2 | 0
2020 | MISO_WUMS_2_PJM_ROR | MISO_WUMS | PJM_ROR | Internal | Shoulder | B12 | 200 | 1600 | 0 | 42.37 | 43.38 | 2 | 0
2020 | MISO_WUMS_2_PJM_ROR | MISO_WUMS | PJM_ROR | Internal | Shoulder | B13 | 600 | 1600 | 0 | 39.49 | 41.13 | 2 | 0
2020 | MISO_WUMS_2_PJM_ROR | MISO_WUMS | PJM_ROR | Internal | Shoulder | B14 | 900 | 1600 | 0 | 38.99 | 39.81 | 2 | 0
2020 | MISO_WUMS_2_PJM_ROR | MISO_WUMS | PJM_ROR | Internal | Shoulder | B15 | 1203 | 1600 | 0 | 36.91 | 37.16 | 2 | 0
2020 | MISO_WUMS_2_PJM_ROR | MISO_WUMS | PJM_ROR | Internal | Summer | B1 | 10 | 1600 | 1600 | 63.4 | 67.05 | 2 | 1.66
2020 | MISO_WUMS_2_PJM_ROR | MISO_WUMS | PJM_ROR | Internal | Summer | B2 | 25 | 1600 | 1199.91 | 63.4 | 65.4 | 2 | 0
2020 | MISO_WUMS_2_PJM_ROR | MISO_WUMS | PJM_ROR | Internal | Summer | B3 | 75 | 1600 | 0 | 59.88 | 61.28 | 2 | 0
2020 | MISO_WUMS_2_PJM_ROR | MISO_WUMS | PJM_ROR | Internal | Summer | B4 | 100 | 1600 | 0 | 59.88 | 61.05 | 2 | 0
2020 | MISO_WUMS_2_PJM_ROR | MISO_WUMS | PJM_ROR | Internal | Summer | B5 | 200 | 1600 | 0 | 54.72 | 52.73 | 2 | 0
2020 | MISO_WUMS_2_PJM_ROR | MISO_WUMS | PJM_ROR | Internal | Summer | B6 | 300 | 1600 | 0 | 45.21 | 46.2 | 2 | 0
2020 | MISO_WUMS_2_PJM_ROR | MISO_WUMS | PJM_ROR | Internal | Summer | B7 | 400 | 1600 | 0.01 | 38.11 | 40.09 | 2 | 0
2020 | MISO_WUMS_2_PJM_ROR | MISO_WUMS | PJM_ROR | Internal | Summer | B8 | 500 | 1600 | 0 | 35.89 | 37.83 | 2 | 0
2020 | MISO_WUMS_2_PJM_ROR | MISO_WUMS | PJM_ROR | Internal | Summer | B9 | 800 | 1600 | 0 | 35.66 | 37.09 | 2 | 0
2020 | MISO_WUMS_2_PJM_ROR | MISO_WUMS | PJM_ROR | Internal | Summer | B10 | 1262 | 1600 | 0 | 35.25 | 33.64 | 2 | 0
2020 | MISO_WUMS_2_PJM_ROR | MISO_WUMS | PJM_ROR | Internal | Winter | B16 | 25 | 1600 | 638.71 | 50.17 | 52.17 | 2 | 0
2020 | MISO_WUMS_2_PJM_ROR | MISO_WUMS | PJM_ROR | Internal | Winter | B17 | 100 | 1600 | 1073.13 | 43.34 | 45.34 | 2 | 0
2020 | MISO_WUMS_2_PJM_ROR | MISO_WUMS | PJM_ROR | Internal | Winter | B18 | 400 | 1600 | 0 | 41.56 | 42 | 2 | 0
2020 | MISO_WUMS_2_PJM_ROR | MISO_WUMS | PJM_ROR | Internal | Winter | B19 | 700 | 1600 | 0 | 41.31 | 39.99 | 2 | 0
2020 | MISO_WUMS_2_PJM_ROR | MISO_WUMS | PJM_ROR | Internal | Winter | B20 | 935 | 1600 | 0 | 35.07 | 36.75 | 2 | 0
2020 | NE_2_MAPP_US | NE | MAPP_US | Internal | Shoulder | B11 | 25 | 1600 | 0 | 55.08 | 48.08 | 5 | 0
2020 | NE_2_MAPP_US | NE | MAPP_US | Internal | Shoulder | B12 | 200 | 1600 | 0 | 42.02 | 35.36 | 5 | 0
2020 | NE_2_MAPP_US | NE | MAPP_US | Internal | Shoulder | B13 | 600 | 1600 | 0 | 40.17 | 33.17 | 5 | 0
2020 | NE_2_MAPP_US | NE | MAPP_US | Internal | Shoulder | B14 | 900 | 1600 | 0 | 40.17 | 33.17 | 5 | 0
2020 | NE_2_MAPP_US | NE | MAPP_US | Internal | Shoulder | B15 | 1203 | 1600 | 0 | 40.09 | 33.09 | 5 | 0
2020 | NE_2_MAPP_US | NE | MAPP_US | Internal | Summer | B1 | 10 | 1600 | 0 | 65.04 | 58.04 | 5 | 0
2020 | NE_2_MAPP_US | NE | MAPP_US | Internal | Summer | B2 | 25 | 1600 | 0 | 64.47 | 57.47 | 5 | 0
2020 | NE_2_MAPP_US | NE | MAPP_US | Internal | Summer | B3 | 75 | 1600 | 0 | 64.47 | 57.47 | 5 | 0
2020 | NE_2_MAPP_US | NE | MAPP_US | Internal | Summer | B4 | 100 | 1600 | 0 | 64.14 | 57.14 | 5 | 0
2020 | NE_2_MAPP_US | NE | MAPP_US | Internal | Summer | B5 | 200 | 1600 | 0 | 60.08 | 53.08 | 5 | 0
2020 | NE_2_MAPP_US | NE | MAPP_US | Internal | Summer | B6 | 300 | 1600 | 0 | 52.21 | 45.21 | 5 | 0
2020 | NE_2_MAPP_US | NE | MAPP_US | Internal | Summer | B7 | 400 | 1600 | 0 | 40.43 | 33.43 | 5 | 0
2020 | NE_2_MAPP_US | NE | MAPP_US | Internal | Summer | B8 | 500 | 1600 | 0 | 36.93 | 29.93 | 5 | 0
2020 | NE_2_MAPP_US | NE | MAPP_US | Internal | Summer | B9 | 800 | 1600 | 0 | 36.93 | 29.93 | 5 | 0
2020 | NE_2_MAPP_US | NE | MAPP_US | Internal | Summer | B10 | 1262 | 1600 | 0 | 34.09 | 27.09 | 5 | 0
2020 | NE_2_MAPP_US | NE | MAPP_US | Internal | Winter | B16 | 25 | 1600 | 0 | 50.16 | 43.16 | 5 | 0
2020 | NE_2_MAPP_US | NE | MAPP_US | Internal | Winter | B17 | 100 | 1600 | 0 | 42.82 | 36.33 | 5 | 0
2020 | NE_2_MAPP_US | NE | MAPP_US | Internal | Winter | B18 | 400 | 1600 | 0 | 42.38 | 35.38 | 5 | 0
2020 | NE_2_MAPP_US | NE | MAPP_US | Internal | Winter | B19 | 700 | 1600 | 0 | 42.38 | 35.38 | 5 | 0
2020 | NE_2_MAPP_US | NE | MAPP_US | Internal | Winter | B20 | 935 | 1600 | 0 | 37.53 | 30.53 | 5 | 0
2020 | NE_2_MISO_W | NE | MISO_W | Internal | Shoulder | B11 | 25 | 1600 | 0 | 55.08 | 55.08 | 5 | 0
2020 | NE_2_MISO_W | NE | MISO_W | Internal | Shoulder | B12 | 200 | 1600 | 0 | 42.02 | 42.36 | 5 | 0
2020 | NE_2_MISO_W | NE | MISO_W | Internal | Shoulder | B13 | 600 | 1600 | 0 | 40.17 | 39.48 | 5 | 0
2020 | NE_2_MISO_W | NE | MISO_W | Internal | Shoulder | B14 | 900 | 1600 | 0 | 40.17 | 38.98 | 5 | 0
2020 | NE_2_MISO_W | NE | MISO_W | Internal | Shoulder | B15 | 1203 | 1600 | 0 | 40.09 | 36.92 | 5 | 0
2020 | NE_2_MISO_W | NE | MISO_W | Internal | Summer | B1 | 10 | 1600 | 0 | 65.04 | 65.04 | 5 | 0
2020 | NE_2_MISO_W | NE | MISO_W | Internal | Summer | B2 | 25 | 1600 | 0 | 64.47 | 63.41 | 5 | 0
2020 | NE_2_MISO_W | NE | MISO_W | Internal | Summer | B3 | 75 | 1600 | 0 | 64.47 | 62.58 | 5 | 0
2020 | NE_2_MISO_W | NE | MISO_W | Internal | Summer | B4 | 100 | 1600 | 0 | 64.14 | 62.58 | 5 | 0
2020 | NE_2_MISO_W | NE | MISO_W | Internal | Summer | B5 | 200 | 1600 | 0 | 60.08 | 54.73 | 5 | 0
2020 | NE_2_MISO_W | NE | MISO_W | Internal | Summer | B6 | 300 | 1600 | 0 | 52.21 | 45.22 | 5 | 0
2020 | NE_2_MISO_W | NE | MISO_W | Internal | Summer | B7 | 400 | 1600 | 0 | 40.43 | 38.09 | 5 | 0
2020 | NE_2_MISO_W | NE | MISO_W | Internal | Summer | B8 | 500 | 1600 | 0 | 36.93 | 35.88 | 5 | 0
2020 | NE_2_MISO_W | NE | MISO_W | Internal | Summer | B9 | 800 | 1600 | 0 | 36.93 | 35.67 | 5 | 0
2020 | NE_2_MISO_W | NE | MISO_W | Internal | Summer | B10 | 1262 | 1600 | 0 | 34.09 | 33.55 | 5 | 0
2020 | NE_2_MISO_W | NE | MISO_W | Internal | Winter | B16 | 25 | 1600 | 0 | 50.16 | 50.16 | 5 | 0
2020 | NE_2_MISO_W | NE | MISO_W | Internal | Winter | B17 | 100 | 1600 | 0 | 42.82 | 43.33 | 5 | 0
2020 | NE_2_MISO_W | NE | MISO_W | Internal | Winter | B18 | 400 | 1600 | 0 | 42.38 | 41.57 | 5 | 0
2020 | NE_2_MISO_W | NE | MISO_W | Internal | Winter | B19 | 700 | 1600 | 0 | 42.38 | 41.32 | 5 | 0
2020 | NE_2_MISO_W | NE | MISO_W | Internal | Winter | B20 | 935 | 1600 | 0 | 37.53 | 34.76 | 5 | 0
2020 | NE_2_SPP_N | NE | SPP_N | Internal | Shoulder | B11 | 25 | 1800 | 1800 | 55.08 | 62.08 | 0.01 | 6.99
2020 | NE_2_SPP_N | NE | SPP_N | Internal | Shoulder | B12 | 200 | 1800 | 432.3 | 42.02 | 42.03 | 0.01 | 0
2020 | NE_2_SPP_N | NE | SPP_N | Internal | Shoulder | B13 | 600 | 1800 | 1576.5 | 40.17 | 40.19 | 0.01 | 0
2020 | NE_2_SPP_N | NE | SPP_N | Internal | Shoulder | B14 | 900 | 1800 | 830.5 | 40.17 | 40.19 | 0.01 | 0
2020 | NE_2_SPP_N | NE | SPP_N | Internal | Shoulder | B15 | 1203 | 1800 | 1289.59 | 40.09 | 40.1 | 0.01 | 0
2020 | NE_2_SPP_N | NE | SPP_N | Internal | Summer | B1 | 10 | 1800 | 1799.99 | 65.04 | 66.03 | 0.01 | 0.98
2020 | NE_2_SPP_N | NE | SPP_N | Internal | Summer | B2 | 25 | 1800 | 1800 | 64.47 | 66.03 | 0.01 | 1.55
2020 | NE_2_SPP_N | NE | SPP_N | Internal | Summer | B3 | 75 | 1800 | 1800 | 64.47 | 66.03 | 0.01 | 1.55
2020 | NE_2_SPP_N | NE | SPP_N | Internal | Summer | B4 | 100 | 1800 | 1675.68 | 64.14 | 64.16 | 0.01 | 0
2020 | NE_2_SPP_N | NE | SPP_N | Internal | Summer | B5 | 200 | 1800 | 1428.63 | 60.08 | 60.09 | 0.01 | 0
2020 | NE_2_SPP_N | NE | SPP_N | Internal | Summer | B6 | 300 | 1800 | 1771.96 | 52.21 | 52.22 | 0.01 | 0
2020 | NE_2_SPP_N | NE | SPP_N | Internal | Summer | B7 | 400 | 1800 | 1800 | 40.43 | 42.39 | 0.01 | 1.95
2020 | NE_2_SPP_N | NE | SPP_N | Internal | Summer | B8 | 500 | 1800 | 1800 | 36.93 | 40.2 | 0.01 | 3.26
2020 | NE_2_SPP_N | NE | SPP_N | Internal | Summer | B9 | 800 | 1800 | 1800 | 36.93 | 38.85 | 0.01 | 1.9
2020 | NE_2_SPP_N | NE | SPP_N | Internal | Summer | B10 | 1262 | 1800 | 1800 | 34.09 | 36.37 | 0.01 | 2.26
2020 | NE_2_SPP_N | NE | SPP_N | Internal | Winter | B16 | 25 | 1800 | 1800 | 50.16 | 52.15 | 0.01 | 1.98
2020 | NE_2_SPP_N | NE | SPP_N | Internal | Winter | B17 | 100 | 1800 | 981.96 | 42.82 | 42.83 | 0.01 | 0
2020 | NE_2_SPP_N | NE | SPP_N | Internal | Winter | B18 | 400 | 1800 | 1800 | 42.38 | 42.74 | 0.01 | 0.34
2020 | NE_2_SPP_N | NE | SPP_N | Internal | Winter | B19 | 700 | 1800 | 1468.42 | 42.38 | 42.39 | 0.01 | 0
2020 | NE_2_SPP_N | NE | SPP_N | Internal | Winter | B20 | 935 | 1800 | 1800 | 37.53 | 39.41 | 0.01 | 1.87
2020 | NEISO_2_NYISO_A-F | NEISO | NYISO_A-F | Internal | Shoulder | B11 | 25 | 600 | 167.3 | 37.67 | 40.67 | 3 | 0
2020 | NEISO_2_NYISO_A-F | NEISO | NYISO_A-F | Internal | Shoulder | B12 | 200 | 600 | 0 | 37.67 | 39.85 | 3 | 0
2020 | NEISO_2_NYISO_A-F | NEISO | NYISO_A-F | Internal | Shoulder | B13 | 600 | 600 | 0 | 37.67 | 39.85 | 3 | 0
2020 | NEISO_2_NYISO_A-F | NEISO | NYISO_A-F | Internal | Shoulder | B14 | 900 | 600 | 0 | 37.67 | 39.16 | 3 | 0
2020 | NEISO_2_NYISO_A-F | NEISO | NYISO_A-F | Internal | Shoulder | B15 | 1203 | 600 | 0 | 37.67 | 39.16 | 3 | 0
2020 | NEISO_2_NYISO_A-F | NEISO | NYISO_A-F | Internal | Summer | B1 | 10 | 600 | 0 | 75.4 | 59.07 | 3 | 0
2020 | NEISO_2_NYISO_A-F | NEISO | NYISO_A-F | Internal | Summer | B2 | 25 | 600 | 0 | 68.41 | 57.41 | 3 | 0
2020 | NEISO_2_NYISO_A-F | NEISO | NYISO_A-F | Internal | Summer | B3 | 75 | 600 | 197.01 | 48.9 | 51.9 | 3 | 0
2020 | NEISO_2_NYISO_A-F | NEISO | NYISO_A-F | Internal | Summer | B4 | 100 | 600 | 393.69 | 42.81 | 45.81 | 3 | 0
2020 | NEISO_2_NYISO_A-F | NEISO | NYISO_A-F | Internal | Summer | B5 | 200 | 600 | 600 | 34.9 | 44.74 | 3 | 6.84
2020 | NEISO_2_NYISO_A-F | NEISO | NYISO_A-F | Internal | Summer | B6 | 300 | 600 | 600 | 34.9 | 42.03 | 3 | 4.14
2020 | NEISO_2_NYISO_A-F | NEISO | NYISO_A-F | Internal | Summer | B7 | 400 | 600 | 600 | 34.9 | 38.6 | 3 | 0.71
2020 | NEISO_2_NYISO_A-F | NEISO | NYISO_A-F | Internal | Summer | B8 | 500 | 600 | 331.9 | 34.9 | 37.9 | 3 | 0
2020 | NEISO_2_NYISO_A-F | NEISO | NYISO_A-F | Internal | Summer | B9 | 800 | 600 | 0 | 34.9 | 37.87 | 3 | 0
2020 | NEISO_2_NYISO_A-F | NEISO | NYISO_A-F | Internal | Summer | B10 | 1262 | 600 | 0 | 34.9 | 37.87 | 3 | 0
2020 | NEISO_2_NYISO_A-F | NEISO | NYISO_A-F | Internal | Winter | B16 | 25 | 600 | 0 | 46.27 | 44.97 | 3 | 0
2020 | NEISO_2_NYISO_A-F | NEISO | NYISO_A-F | Internal | Winter | B17 | 100 | 600 | 0 | 46.27 | 43.27 | 3 | 0
2020 | NEISO_2_NYISO_A-F | NEISO | NYISO_A-F | Internal | Winter | B18 | 400 | 600 | 0 | 46.27 | 42.19 | 3 | 0
2020 | NEISO_2_NYISO_A-F | NEISO | NYISO_A-F | Internal | Winter | B19 | 700 | 600 | 0 | 46.27 | 42.19 | 3 | 0
2020 | NEISO_2_NYISO_A-F | NEISO | NYISO_A-F | Internal | Winter | B20 | 935 | 600 | 0 | 46.27 | 42.19 | 3 | 0
2020 | NEISO_2_NYISO_G-I | NEISO | NYISO_G-I | Internal | Shoulder | B11 | 25 | 600 | 600 | 37.67 | 53.27 | 3 | 12.6
2020 | NEISO_2_NYISO_G-I | NEISO | NYISO_G-I | Internal | Shoulder | B12 | 200 | 600 | 93.57 | 37.67 | 40.67 | 3 | 0
2020 | NEISO_2_NYISO_G-I | NEISO | NYISO_G-I | Internal | Shoulder | B13 | 600 | 600 | 0 | 37.67 | 40.66 | 3 | 0
2020 | NEISO_2_NYISO_G-I | NEISO | NYISO_G-I | Internal | Shoulder | B14 | 900 | 600 | 0 | 37.67 | 40.08 | 3 | 0
2020 | NEISO_2_NYISO_G-I | NEISO | NYISO_G-I | Internal | Shoulder | B15 | 1203 | 600 | 0 | 37.67 | 39.18 | 3 | 0
2020 | NEISO_2_NYISO_G-I | NEISO | NYISO_G-I | Internal | Summer | B1 | 10 | 600 | 0.53 | 75.4 | 78.39 | 3 | 0
2020 | NEISO_2_NYISO_G-I | NEISO | NYISO_G-I | Internal | Summer | B2 | 25 | 600 | 552.54 | 68.41 | 71.41 | 3 | 0
2020 | NEISO_2_NYISO_G-I | NEISO | NYISO_G-I | Internal | Summer | B3 | 75 | 600 | 600 | 48.9 | 53.14 | 3 | 1.23
2020 | NEISO_2_NYISO_G-I | NEISO | NYISO_G-I | Internal | Summer | B4 | 100 | 600 | 600 | 42.81 | 49.17 | 3 | 3.36
2020 | NEISO_2_NYISO_G-I | NEISO | NYISO_G-I | Internal | Summer | B5 | 200 | 600 | 600 | 34.9 | 49.17 | 3 | 11.27
2020 | NEISO_2_NYISO_G-I | NEISO | NYISO_G-I | Internal | Summer | B6 | 300 | 600 | 600 | 34.9 | 49.17 | 3 | 11.27
2020 | NEISO_2_NYISO_G-I | NEISO | NYISO_G-I | Internal | Summer | B7 | 400 | 600 | 600 | 34.9 | 46.12 | 3 | 8.22
2020 | NEISO_2_NYISO_G-I | NEISO | NYISO_G-I | Internal | Summer | B8 | 500 | 600 | 599.99 | 34.9 | 37.91 | 3 | 0.01
2020 | NEISO_2_NYISO_G-I | NEISO | NYISO_G-I | Internal | Summer | B9 | 800 | 600 | 0 | 34.9 | 37.89 | 3 | 0
2020 | NEISO_2_NYISO_G-I | NEISO | NYISO_G-I | Internal | Summer | B10 | 1262 | 600 | 0 | 34.9 | 37.89 | 3 | 0
2020 | NEISO_2_NYISO_G-I | NEISO | NYISO_G-I | Internal | Winter | B16 | 25 | 600 | 600 | 46.27 | 58.19 | 3 | 8.92
2020 | NEISO_2_NYISO_G-I | NEISO | NYISO_G-I | Internal | Winter | B17 | 100 | 600 | 600 | 46.27 | 51.35 | 3 | 2.08
2020 | NEISO_2_NYISO_G-I | NEISO | NYISO_G-I | Internal | Winter | B18 | 400 | 600 | 600 | 46.27 | 50.78 | 3 | 1.51
2020 | NEISO_2_NYISO_G-I | NEISO | NYISO_G-I | Internal | Winter | B19 | 700 | 600 | 138.18 | 46.27 | 49.27 | 3 | 0
2020 | NEISO_2_NYISO_G-I | NEISO | NYISO_G-I | Internal | Winter | B20 | 935 | 600 | 0 | 46.27 | 45.54 | 3 | 0
2020 | NEISO_2_NYISO_J-K | NEISO | NYISO_J-K | Internal | Shoulder | B11 | 25 | 430 | 430 | 37.67 | 53.28 | 3 | 12.61
2020 | NEISO_2_NYISO_J-K | NEISO | NYISO_J-K | Internal | Shoulder | B12 | 200 | 430 | 429.97 | 37.67 | 40.68 | 3 | 0.01
2020 | NEISO_2_NYISO_J-K | NEISO | NYISO_J-K | Internal | Shoulder | B13 | 600 | 430 | 95.68 | 37.67 | 40.67 | 3 | 0
2020 | NEISO_2_NYISO_J-K | NEISO | NYISO_J-K | Internal | Shoulder | B14 | 900 | 430 | 0 | 37.67 | 40.09 | 3 | 0
2020 | NEISO_2_NYISO_J-K | NEISO | NYISO_J-K | Internal | Shoulder | B15 | 1203 | 430 | 0 | 37.67 | 39.19 | 3 | 0
2020 | NEISO_2_NYISO_J-K | NEISO | NYISO_J-K | Internal | Summer | B1 | 10 | 430 | 274.03 | 75.4 | 78.4 | 3 | 0
2020 | NEISO_2_NYISO_J-K | NEISO | NYISO_J-K | Internal | Summer | B2 | 25 | 430 | 429.81 | 68.41 | 71.42 | 3 | 0.01
2020 | NEISO_2_NYISO_J-K | NEISO | NYISO_J-K | Internal | Summer | B3 | 75 | 430 | 430 | 48.9 | 53.15 | 3 | 1.24
2020 | NEISO_2_NYISO_J-K | NEISO | NYISO_J-K | Internal | Summer | B4 | 100 | 430 | 430 | 42.81 | 49.18 | 3 | 3.37
2020 | NEISO_2_NYISO_J-K | NEISO | NYISO_J-K | Internal | Summer | B5 | 200 | 430 | 430 | 34.9 | 49.18 | 3 | 11.28
2020 | NEISO_2_NYISO_J-K | NEISO | NYISO_J-K | Internal | Summer | B6 | 300 | 430 | 430 | 34.9 | 49.18 | 3 | 11.28
2020 | NEISO_2_NYISO_J-K | NEISO | NYISO_J-K | Internal | Summer | B7 | 400 | 430 | 430 | 34.9 | 46.13 | 3 | 8.23
2020 | NEISO_2_NYISO_J-K | NEISO | NYISO_J-K | Internal | Summer | B8 | 500 | 430 | 429.99 | 34.9 | 37.92 | 3 | 0.02
2020 | NEISO_2_NYISO_J-K | NEISO | NYISO_J-K | Internal | Summer | B9 | 800 | 430 | 187.83 | 34.9 | 37.9 | 3 | 0
2020 | NEISO_2_NYISO_J-K | NEISO | NYISO_J-K | Internal | Summer | B10 | 1262 | 430 | 86.51 | 34.9 | 37.9 | 3 | 0
2020 | NEISO_2_NYISO_J-K | NEISO | NYISO_J-K | Internal | Winter | B16 | 25 | 430 | 430 | 46.27 | 58.21 | 3 | 8.93
2020 | NEISO_2_NYISO_J-K | NEISO | NYISO_J-K | Internal | Winter | B17 | 100 | 430 | 430 | 46.27 | 51.36 | 3 | 2.09
2020 | NEISO_2_NYISO_J-K | NEISO | NYISO_J-K | Internal | Winter | B18 | 400 | 430 | 430 | 46.27 | 50.79 | 3 | 1.52
2020 | NEISO_2_NYISO_J-K | NEISO | NYISO_J-K | Internal | Winter | B19 | 700 | 430 | 429.99 | 46.27 | 49.29 | 3 | 0.01
2020 | NEISO_2_NYISO_J-K | NEISO | NYISO_J-K | Internal | Winter | B20 | 935 | 430 | 0 | 46.27 | 45.55 | 3 | 0
2020 | NonRTO_Midwest_2_MISO_IN | NonRTO_Midwest | MISO_IN | Internal | Shoulder | B11 | 25 | 4450 | 0 | 63.1 | 55.1 | 8 | 0
2020 | NonRTO_Midwest_2_MISO_IN | NonRTO_Midwest | MISO_IN | Internal | Shoulder | B12 | 200 | 4450 | 0 | 50.38 | 42.38 | 8 | 0
2020 | NonRTO_Midwest_2_MISO_IN | NonRTO_Midwest | MISO_IN | Internal | Shoulder | B13 | 600 | 4450 | 0 | 47.48 | 39.48 | 8 | 0
2020 | NonRTO_Midwest_2_MISO_IN | NonRTO_Midwest | MISO_IN | Internal | Shoulder | B14 | 900 | 4450 | 0 | 39.41 | 37.82 | 8 | 0
2020 | NonRTO_Midwest_2_MISO_IN | NonRTO_Midwest | MISO_IN | Internal | Shoulder | B15 | 1203 | 4450 | 0 | 36.23 | 36.52 | 8 | 0
2020 | NonRTO_Midwest_2_MISO_IN | NonRTO_Midwest | MISO_IN | Internal | Summer | B1 | 10 | 4450 | 0 | 68.51 | 65.05 | 8 | 0
2020 | NonRTO_Midwest_2_MISO_IN | NonRTO_Midwest | MISO_IN | Internal | Summer | B2 | 25 | 4450 | 0 | 68.51 | 63.41 | 8 | 0
2020 | NonRTO_Midwest_2_MISO_IN | NonRTO_Midwest | MISO_IN | Internal | Summer | B3 | 75 | 4450 | 0 | 68.51 | 61.15 | 8 | 0
2020 | NonRTO_Midwest_2_MISO_IN | NonRTO_Midwest | MISO_IN | Internal | Summer | B4 | 100 | 4450 | 0 | 68.51 | 60.51 | 8 | 0
2020 | NonRTO_Midwest_2_MISO_IN | NonRTO_Midwest | MISO_IN | Internal | Summer | B5 | 200 | 4450 | 0 | 62.73 | 54.73 | 8 | 0
2020 | NonRTO_Midwest_2_MISO_IN | NonRTO_Midwest | MISO_IN | Internal | Summer | B6 | 300 | 4450 | 0 | 52.21 | 44.21 | 8 | 0
2020 | NonRTO_Midwest_2_MISO_IN | NonRTO_Midwest | MISO_IN | Internal | Summer | B7 | 400 | 4450 | 0 | 41.18 | 38.09 | 8 | 0
2020 | NonRTO_Midwest_2_MISO_IN | NonRTO_Midwest | MISO_IN | Internal | Summer | B8 | 500 | 4450 | 0 | 36.53 | 35.88 | 8 | 0
2020 | NonRTO_Midwest_2_MISO_IN | NonRTO_Midwest | MISO_IN | Internal | Summer | B9 | 800 | 4450 | 0 | 36.23 | 35.43 | 8 | 0
2020 | NonRTO_Midwest_2_MISO_IN | NonRTO_Midwest | MISO_IN | Internal | Summer | B10 | 1262 | 4450 | 0 | 34.21 | 34.78 | 8 | 0
2020 | NonRTO_Midwest_2_MISO_IN | NonRTO_Midwest | MISO_IN | Internal | Winter | B16 | 25 | 4450 | 0 | 62.17 | 54.17 | 8 | 0
2020 | NonRTO_Midwest_2_MISO_IN | NonRTO_Midwest | MISO_IN | Internal | Winter | B17 | 100 | 4450 | 0 | 53.01 | 45.01 | 8 | 0
2020 | NonRTO_Midwest_2_MISO_IN | NonRTO_Midwest | MISO_IN | Internal | Winter | B18 | 400 | 4450 | 0 | 49.56 | 41.56 | 8 | 0
2020 | NonRTO_Midwest_2_MISO_IN | NonRTO_Midwest | MISO_IN | Internal | Winter | B19 | 700 | 4450 | 0 | 39.11 | 38.82 | 8 | 0
2020 | NonRTO_Midwest_2_MISO_IN | NonRTO_Midwest | MISO_IN | Internal | Winter | B20 | 935 | 4450 | 0 | 36.23 | 34.88 | 8 | 0
2020 | NonRTO_Midwest_2_TVA_Transmission | NonRTO_Midwest | TVA_Transmission | Internal | Shoulder | B11 | 25 | 2400 | 0 | 63.1 | 58.68 | 8 | 0
2020 | NonRTO_Midwest_2_TVA_Transmission | NonRTO_Midwest | TVA_Transmission | Internal | Shoulder | B12 | 200 | 2400 | 0 | 50.38 | 45.98 | 8 | 0
2020 | NonRTO_Midwest_2_TVA_Transmission | NonRTO_Midwest | TVA_Transmission | Internal | Shoulder | B13 | 600 | 2400 | 0 | 47.48 | 44.04 | 8 | 0
2020 | NonRTO_Midwest_2_TVA_Transmission | NonRTO_Midwest | TVA_Transmission | Internal | Shoulder | B14 | 900 | 2400 | 0 | 39.41 | 43.05 | 8 | 0
2020 | NonRTO_Midwest_2_TVA_Transmission | NonRTO_Midwest | TVA_Transmission | Internal | Shoulder | B15 | 1203 | 2400 | 0 | 36.23 | 42.24 | 8 | 0
2020 | NonRTO_Midwest_2_TVA_Transmission | NonRTO_Midwest | TVA_Transmission | Internal | Summer | B1 | 10 | 2400 | 0 | 68.51 | 73.05 | 8 | 0
2020 | NonRTO_Midwest_2_TVA_Transmission | NonRTO_Midwest | TVA_Transmission | Internal | Summer | B2 | 25 | 2400 | 0 | 68.51 | 71.4 | 8 | 0
2020 | NonRTO_Midwest_2_TVA_Transmission | NonRTO_Midwest | TVA_Transmission | Internal | Summer | B3 | 75 | 2400 | 0 | 68.51 | 67.28 | 8 | 0
2020 | NonRTO_Midwest_2_TVA_Transmission | NonRTO_Midwest | TVA_Transmission | Internal | Summer | B4 | 100 | 2400 | 0 | 68.51 | 67.05 | 8 | 0
2020 | NonRTO_Midwest_2_TVA_Transmission | NonRTO_Midwest | TVA_Transmission | Internal | Summer | B5 | 200 | 2400 | 0 | 62.73 | 58.73 | 8 | 0
2020 | NonRTO_Midwest_2_TVA_Transmission | NonRTO_Midwest | TVA_Transmission | Internal | Summer | B6 | 300 | 2400 | 0 | 52.21 | 49.9 | 8 | 0
2020 | NonRTO_Midwest_2_TVA_Transmission | NonRTO_Midwest | TVA_Transmission | Internal | Summer | B7 | 400 | 2400 | 0 | 41.18 | 45.43 | 8 | 0
2020 | NonRTO_Midwest_2_TVA_Transmission | NonRTO_Midwest | TVA_Transmission | Internal | Summer | B8 | 500 | 2400 | 0 | 36.53 | 41.51 | 8 | 0
2020 | NonRTO_Midwest_2_TVA_Transmission | NonRTO_Midwest | TVA_Transmission | Internal | Summer | B9 | 800 | 2400 | 0 | 36.23 | 41.24 | 8 | 0
2020 | NonRTO_Midwest_2_TVA_Transmission | NonRTO_Midwest | TVA_Transmission | Internal | Summer | B10 | 1262 | 2400 | 0 | 34.21 | 38.01 | 8 | 0
2020 | NonRTO_Midwest_2_TVA_Transmission | NonRTO_Midwest | TVA_Transmission | Internal | Winter | B16 | 25 | 2400 | 0 | 62.17 | 57.95 | 8 | 0
2020 | NonRTO_Midwest_2_TVA_Transmission | NonRTO_Midwest | TVA_Transmission | Internal | Winter | B17 | 100 | 2400 | 0 | 53.01 | 48.18 | 8 | 0
2020 | NonRTO_Midwest_2_TVA_Transmission | NonRTO_Midwest | TVA_Transmission | Internal | Winter | B18 | 400 | 2400 | 0 | 49.56 | 45.07 | 8 | 0
2020 | NonRTO_Midwest_2_TVA_Transmission | NonRTO_Midwest | TVA_Transmission | Internal | Winter | B19 | 700 | 2400 | 0 | 39.11 | 43.26 | 8 | 0
2020 | NonRTO_Midwest_2_TVA_Transmission | NonRTO_Midwest | TVA_Transmission | Internal | Winter | B20 | 935 | 2400 | 0 | 36.23 | 41.96 | 8 | 0
2020 | NYISO_A-F_2_IESO | NYISO_A-F | IESO | Internal | Shoulder | B11 | 25 | 1600 | 0 | 40.67 | 30.81 | 7 | 0
2020 | NYISO_A-F_2_IESO | NYISO_A-F | IESO | Internal | Shoulder | B12 | 200 | 1600 | 0 | 39.85 | 30.81 | 7 | 0
2020 | NYISO_A-F_2_IESO | NYISO_A-F | IESO | Internal | Shoulder | B13 | 600 | 1600 | 0 | 39.85 | 30.81 | 7 | 0
2020 | NYISO_A-F_2_IESO | NYISO_A-F | IESO | Internal | Shoulder | B14 | 900 | 1600 | 0 | 39.16 | 30.81 | 7 | 0
2020 | NYISO_A-F_2_IESO | NYISO_A-F | IESO | Internal | Shoulder | B15 | 1203 | 1600 | 0 | 39.16 | 30.81 | 7 | 0
2020 | NYISO_A-F_2_IESO | NYISO_A-F | IESO | Internal | Summer | B1 | 10 | 1600 | 0 | 59.07 | 52.07 | 7 | 0
2020 | NYISO_A-F_2_IESO | NYISO_A-F | IESO | Internal | Summer | B2 | 25 | 1600 | 0 | 57.41 | 50.41 | 7 | 0
2020 | NYISO_A-F_2_IESO | NYISO_A-F | IESO | Internal | Summer | B3 | 75 | 1600 | 0 | 51.9 | 40.9 | 7 | 0
2020 | NYISO_A-F_2_IESO | NYISO_A-F | IESO | Internal | Summer | B4 | 100 | 1600 | 0 | 45.81 | 37.74 | 7 | 0
2020 | NYISO_A-F_2_IESO | NYISO_A-F | IESO | Internal | Summer | B5 | 200 | 1600 | 0 | 44.74 | 37.74 | 7 | 0
2020 | NYISO_A-F_2_IESO | NYISO_A-F | IESO | Internal | Summer | B6 | 300 | 1600 | 0 | 42.03 | 35.03 | 7 | 0
2020 | NYISO_A-F_2_IESO | NYISO_A-F | IESO | Internal | Summer | B7 | 400 | 1600 | 0 | 38.6 | 31.11 | 7 | 0
2020 | NYISO_A-F_2_IESO | NYISO_A-F | IESO | Internal | Summer | B8 | 500 | 1600 | 0 | 37.9 | 28.89 | 7 | 0
2020 | NYISO_A-F_2_IESO | NYISO_A-F | IESO | Internal | Summer | B9 | 800 | 1600 | 0 | 37.87 | 28.89 | 7 | 0
2020 | NYISO_A-F_2_IESO | NYISO_A-F | IESO | Internal | Summer | B10 | 1262 | 1600 | 0 | 37.87 | 28.89 | 7 | 0
2020 | NYISO_A-F_2_IESO | NYISO_A-F | IESO | Internal | Winter | B16 | 25 | 1600 | 0 | 44.97 | 37.97 | 7 | 0
2020 | NYISO_A-F_2_IESO | NYISO_A-F | IESO | Internal | Winter | B17 | 100 | 1600 | 0 | 43.27 | 36.27 | 7 | 0
2020 | NYISO_A-F_2_IESO | NYISO_A-F | IESO | Internal | Winter | B18 | 400 | 1600 | 0 | 42.19 | 34.57 | 7 | 0
2020 | NYISO_A-F_2_IESO | NYISO_A-F | IESO | Internal | Winter | B19 | 700 | 1600 | 0 | 42.19 | 34.57 | 7 | 0
2020 | NYISO_A-F_2_IESO | NYISO_A-F | IESO | Internal | Winter | B20 | 935 | 1600 | 0 | 42.19 | 34.57 | 7 | 0
2020 | NYISO_A-F_2_NEISO | NYISO_A-F | NEISO | Internal | Shoulder | B11 | 25 | 600 | 0 | 40.67 | 37.67 | 3 | 0
2020 | NYISO_A-F_2_NEISO | NYISO_A-F | NEISO | Internal | Shoulder | B12 | 200 | 600 | 0 | 39.85 | 37.67 | 3 | 0
2020 | NYISO_A-F_2_NEISO | NYISO_A-F | NEISO | Internal | Shoulder | B13 | 600 | 600 | 0 | 39.85 | 37.67 | 3 | 0
2020 | NYISO_A-F_2_NEISO | NYISO_A-F | NEISO | Internal | Shoulder | B14 | 900 | 600 | 0 | 39.16 | 37.67 | 3 | 0
2020 | NYISO_A-F_2_NEISO | NYISO_A-F | NEISO | Internal | Shoulder | B15 | 1203 | 600 | 0 | 39.16 | 37.67 | 3 | 0
2020 | NYISO_A-F_2_NEISO | NYISO_A-F | NEISO | Internal | Summer | B1 | 10 | 600 | 600 | 59.07 | 75.4 | 3 | 13.33
2020 | NYISO_A-F_2_NEISO | NYISO_A-F | NEISO | Internal | Summer | B2 | 25 | 600 | 600 | 57.41 | 68.41 | 3 | 8
2020 | NYISO_A-F_2_NEISO | NYISO_A-F | NEISO | Internal | Summer | B3 | 75 | 600 | 0 | 51.9 | 48.9 | 3 | 0
2020 | NYISO_A-F_2_NEISO | NYISO_A-F | NEISO | Internal | Summer | B4 | 100 | 600 | 0 | 45.81 | 42.81 | 3 | 0
2020 | NYISO_A-F_2_NEISO | NYISO_A-F | NEISO | Internal | Summer | B5 | 200 | 600 | 0 | 44.74 | 34.9 | 3 | 0
2020 | NYISO_A-F_2_NEISO | NYISO_A-F | NEISO | Internal | Summer | B6 | 300 | 600 | 0 | 42.03 | 34.9 | 3 | 0
2020 | NYISO_A-F_2_NEISO | NYISO_A-F | NEISO | Internal | Summer | B7 | 400 | 600 | 0 | 38.6 | 34.9 | 3 | 0
2020 | NYISO_A-F_2_NEISO | NYISO_A-F | NEISO | Internal | Summer | B8 | 500 | 600 | 0 | 37.9 | 34.9 | 3 | 0
2020 | NYISO_A-F_2_NEISO | NYISO_A-F | NEISO | Internal | Summer | B9 | 800 | 600 | 0 | 37.87 | 34.9 | 3 | 0
2020 | NYISO_A-F_2_NEISO | NYISO_A-F | NEISO | Internal | Summer | B10 | 1262 | 600 | 0 | 37.87 | 34.9 | 3 | 0
2020 | NYISO_A-F_2_NEISO | NYISO_A-F | NEISO | Internal | Winter | B16 | 25 | 600 | 0 | 44.97 | 46.27 | 3 | 0
2020 | NYISO_A-F_2_NEISO | NYISO_A-F | NEISO | Internal | Winter | B17 | 100 | 600 | 536.47 | 43.27 | 46.27 | 3 | 0
2020 | NYISO_A-F_2_NEISO | NYISO_A-F | NEISO | Internal | Winter | B18 | 400 | 600 | 600 | 42.19 | 46.27 | 3 | 1.08
2020 | NYISO_A-F_2_NEISO | NYISO_A-F | NEISO | Internal | Winter | B19 | 700 | 600 | 600 | 42.19 | 46.27 | 3 | 1.08
2020 | NYISO_A-F_2_NEISO | NYISO_A-F | NEISO | Internal | Winter | B20 | 935 | 600 | 600 | 42.19 | 46.27 | 3 | 1.08
2020 | NYISO_A-F_2_NYISO_G-I | NYISO_A-F | NYISO_G-I | Internal | Shoulder | B11 | 25 | 4250 | 4250 | 40.67 | 53.27 | 0.01 | 12.59
2020 | NYISO_A-F_2_NYISO_G-I | NYISO_A-F | NYISO_G-I | Internal | Shoulder | B12 | 200 | 4250 | 4250 | 39.85 | 40.67 | 0.01 | 0.81
2020 | NYISO_A-F_2_NYISO_G-I | NYISO_A-F | NYISO_G-I | Internal | Shoulder | B13 | 600 | 4250 | 4250 | 39.85 | 40.66 | 0.01 | 0.8
2020 | NYISO_A-F_2_NYISO_G-I | NYISO_A-F | NYISO_G-I | Internal | Shoulder | B14 | 900 | 4250 | 4250 | 39.16 | 40.08 | 0.01 | 0.9
2020 | NYISO_A-F_2_NYISO_G-I | NYISO_A-F | NYISO_G-I | Internal | Shoulder | B15 | 1203 | 4250 | 2558.99 | 39.16 | 39.18 | 0.01 | 0
2020 | NYISO_A-F_2_NYISO_G-I | NYISO_A-F | NYISO_G-I | Internal | Summer | B1 | 10 | 4250 | 4250 | 59.07 | 78.39 | 0.01 | 19.31
2020 | NYISO_A-F_2_NYISO_G-I | NYISO_A-F | NYISO_G-I | Internal | Summer | B2 | 25 | 4250 | 4250 | 57.41 | 71.41 | 0.01 | 13.99
2020 | NYISO_A-F_2_NYISO_G-I | NYISO_A-F | NYISO_G-I | Internal | Summer | B3 | 75 | 4250 | 4250 | 51.9 | 53.14 | 0.01 | 1.22
2020 | NYISO_A-F_2_NYISO_G-I | NYISO_A-F | NYISO_G-I | Internal | Summer | B4 | 100 | 4250 | 4250 | 45.81 | 49.17 | 0.01 | 3.35
2020 | NYISO_A-F_2_NYISO_G-I | NYISO_A-F | NYISO_G-I | Internal | Summer | B5 | 200 | 4250 | 4250 | 44.74 | 49.17 | 0.01 | 4.42
2020 | NYISO_A-F_2_NYISO_G-I | NYISO_A-F | NYISO_G-I | Internal | Summer | B6 | 300 | 4250 | 4250 | 42.03 | 49.17 | 0.01 | 7.12
2020 | NYISO_A-F_2_NYISO_G-I | NYISO_A-F | NYISO_G-I | Internal | Summer | B7 | 400 | 4250 | 4250 | 38.6 | 46.12 | 0.01 | 7.5
2020 | NYISO_A-F_2_NYISO_G-I | NYISO_A-F | NYISO_G-I | Internal | Summer | B8 | 500 | 4250 | 3930.91 | 37.9 | 37.91 | 0.01 | 0
2020 | NYISO_A-F_2_NYISO_G-I | NYISO_A-F | NYISO_G-I | Internal | Summer | B9 | 800 | 4250 | 3643.95 | 37.87 | 37.89 | 0.01 | 0
2020 | NYISO_A-F_2_NYISO_G-I | NYISO_A-F | NYISO_G-I | Internal | Summer | B10 | 1262 | 4250 | 1388.7 | 37.87 | 37.89 | 0.01 | 0
2020 | NYISO_A-F_2_NYISO_G-I | NYISO_A-F | NYISO_G-I | Internal | Winter | B16 | 25 | 4250 | 4250 | 44.97 | 58.19 | 0.01 | 13.21
2020 | NYISO_A-F_2_NYISO_G-I | NYISO_A-F | NYISO_G-I | Internal | Winter | B17 | 100 | 4250 | 4250 | 43.27 | 51.35 | 0.01 | 8.06
2020 | NYISO_A-F_2_NYISO_G-I | NYISO_A-F | NYISO_G-I | Internal | Winter | B18 | 400 | 4250 | 4250 | 42.19 | 50.78 | 0.01 | 8.58
2020 | NYISO_A-F_2_NYISO_G-I | NYISO_A-F | NYISO_G-I | Internal | Winter | B19 | 700 | 4250 | 4250 | 42.19 | 49.27 | 0.01 | 7.07
2020 | NYISO_A-F_2_NYISO_G-I | NYISO_A-F | NYISO_G-I | Internal | Winter | B20 | 935 | 4250 | 4250 | 42.19 | 45.54 | 0.01 | 3.34
2020 | NYISO_A-F_2_PJM_ROM | NYISO_A-F | PJM_ROM | Internal | Shoulder | B11 | 25 | 1000 | 1000 | 40.67 | 53.06 | 8 | 4.39
2020 | NYISO_A-F_2_PJM_ROM | NYISO_A-F | PJM_ROM | Internal | Shoulder | B12 | 200 | 1000 | 0 | 39.85 | 43.39 | 8 | 0
2020 | NYISO_A-F_2_PJM_ROM | NYISO_A-F | PJM_ROM | Internal | Shoulder | B13 | 600 | 1000 | 0 | 39.85 | 41.14 | 8 | 0
2020 | NYISO_A-F_2_PJM_ROM | NYISO_A-F | PJM_ROM | Internal | Shoulder | B14 | 900 | 1000 | 0 | 39.16 | 39.82 | 8 | 0
2020 | NYISO_A-F_2_PJM_ROM | NYISO_A-F | PJM_ROM | Internal | Shoulder | B15 | 1203 | 1000 | 0 | 39.16 | 37.17 | 8 | 0
2020 | NYISO_A-F_2_PJM_ROM | NYISO_A-F | PJM_ROM | Internal | Summer | B1 | 10 | 1000 | 934.35 | 59.07 | 67.07 | 8 | 0
2020 | NYISO_A-F_2_PJM_ROM | NYISO_A-F | PJM_ROM | Internal | Summer | B2 | 25 | 1000 | 764.92 | 57.41 | 65.41 | 8 | 0
2020 | NYISO_A-F_2_PJM_ROM | NYISO_A-F | PJM_ROM | Internal | Summer | B3 | 75 | 1000 | 1000 | 51.9 | 61.29 | 8 | 1.39
2020 | NYISO_A-F_2_PJM_ROM | NYISO_A-F | PJM_ROM | Internal | Summer | B4 | 100 | 1000 | 1000 | 45.81 | 61.04 | 8 | 7.23
2020 | NYISO_A-F_2_PJM_ROM | NYISO_A-F | PJM_ROM | Internal | Summer | B5 | 200 | 1000 | 422.38 | 44.74 | 52.74 | 8 | 0
2020 | NYISO_A-F_2_PJM_ROM | NYISO_A-F | PJM_ROM | Internal | Summer | B6 | 300 | 1000 | 0 | 42.03 | 46.21 | 8 | 0
2020 | NYISO_A-F_2_PJM_ROM | NYISO_A-F | PJM_ROM | Internal | Summer | B7 | 400 | 1000 | 0 | 38.6 | 40.11 | 8 | 0
2020 | NYISO_A-F_2_PJM_ROM | NYISO_A-F | PJM_ROM | Internal | Summer | B8 | 500 | 1000 | 0 | 37.9 | 37.85 | 8 | 0
2020 | NYISO_A-F_2_PJM_ROM | NYISO_A-F | PJM_ROM | Internal | Summer | B9 | 800 | 1000 | 0 | 37.87 | 37.1 | 8 | 0
2020 | NYISO_A-F_2_PJM_ROM | NYISO_A-F | PJM_ROM | Internal | Summer | B10 | 1262 | 1000 | 0 | 37.87 | 34.66 | 8 | 0
2020 | NYISO_A-F_2_PJM_ROM | NYISO_A-F | PJM_ROM | Internal | Winter | B16 | 25 | 1000 | 0 | 44.97 | 52.18 | 8 | 0
2020 | NYISO_A-F_2_PJM_ROM | NYISO_A-F | PJM_ROM | Internal | Winter | B17 | 100 | 1000 | 0 | 43.27 | 45.35 | 8 | 0
2020 | NYISO_A-F_2_PJM_ROM | NYISO_A-F | PJM_ROM | Internal | Winter | B18 | 400 | 1000 | 0 | 42.19 | 44.08 | 8 | 0
2020 | NYISO_A-F_2_PJM_ROM | NYISO_A-F | PJM_ROM | Internal | Winter | B19 | 700 | 1000 | 0 | 42.19 | 41.75 | 8 | 0
2020 | NYISO_A-F_2_PJM_ROM | NYISO_A-F | PJM_ROM | Internal | Winter | B20 | 935 | 1000 | 0 | 42.19 | 37.36 | 8 | 0
2020 | NYISO_G-I_2_NEISO | NYISO_G-I | NEISO | Internal | Shoulder | B11 | 25 | 600 | 0 | 53.27 | 37.67 | 3 | 0
2020 | NYISO_G-I_2_NEISO | NYISO_G-I | NEISO | Internal | Shoulder | B12 | 200 | 600 | 0 | 40.67 | 37.67 | 3 | 0
2020 | NYISO_G-I_2_NEISO | NYISO_G-I | NEISO | Internal | Shoulder | B13 | 600 | 600 | 0 | 40.66 | 37.67 | 3 | 0
2020 | NYISO_G-I_2_NEISO | NYISO_G-I | NEISO | Internal | Shoulder | B14 | 900 | 600 | 0 | 40.08 | 37.67 | 3 | 0
2020 | NYISO_G-I_2_NEISO | NYISO_G-I | NEISO | Internal | Shoulder | B15 | 1203 | 600 | 0 | 39.18 | 37.67 | 3 | 0
2020 | NYISO_G-I_2_NEISO | NYISO_G-I | NEISO | Internal | Summer | B1 | 10 | 600 | 0 | 78.39 | 75.4 | 3 | 0
2020 | NYISO_G-I_2_NEISO | NYISO_G-I | NEISO | Internal | Summer | B2 | 25 | 600 | 0 | 71.41 | 68.41 | 3 | 0
2020 | NYISO_G-I_2_NEISO | NYISO_G-I | NEISO | Internal | Summer | B3 | 75 | 600 | 0 | 53.14 | 48.9 | 3 | 0
2020 | NYISO_G-I_2_NEISO | NYISO_G-I | NEISO | Internal | Summer | B4 | 100 | 600 | 0 | 49.17 | 42.81 | 3 | 0
2020 | NYISO_G-I_2_NEISO | NYISO_G-I | NEISO | Internal | Summer | B5 | 200 | 600 | 0 | 49.17 | 34.9 | 3 | 0
2020 | NYISO_G-I_2_NEISO | NYISO_G-I | NEISO | Internal | Summer | B6 | 300 | 600 | 0 | 49.17 | 34.9 | 3 | 0
2020 | NYISO_G-I_2_NEISO | NYISO_G-I | NEISO | Internal | Summer | B7 | 400 | 600 | 0 | 46.12 | 34.9 | 3 | 0
2020 | NYISO_G-I_2_NEISO | NYISO_G-I | NEISO | Internal | Summer | B8 | 500 | 600 | 0 | 37.91 | 34.9 | 3 | 0
2020 | NYISO_G-I_2_NEISO | NYISO_G-I | NEISO | Internal | Summer | B9 | 800 | 600 | 0 | 37.89 | 34.9 | 3 | 0
2020 | NYISO_G-I_2_NEISO | NYISO_G-I | NEISO | Internal | Summer | B10 | 1262 | 600 | 0 | 37.89 | 34.9 | 3 | 0
2020 | NYISO_G-I_2_NEISO | NYISO_G-I | NEISO | Internal | Winter | B16 | 25 | 600 | 0 | 58.19 | 46.27 | 3 | 0
2020 | NYISO_G-I_2_NEISO | NYISO_G-I | NEISO | Internal | Winter | B17 | 100 | 600 | 0 | 51.35 | 46.27 | 3 | 0
2020 | NYISO_G-I_2_NEISO | NYISO_G-I | NEISO | Internal | Winter | B18 | 400 | 600 | 0 | 50.78 | 46.27 | 3 | 0
2020 | NYISO_G-I_2_NEISO | NYISO_G-I | NEISO | Internal | Winter | B19 | 700 | 600 | 0 | 49.27 | 46.27 | 3 | 0
2020 | NYISO_G-I_2_NEISO | NYISO_G-I | NEISO | Internal | Winter | B20 | 935 | 600 | 0 | 45.54 | 46.27 | 3 | 0
2020 | NYISO_G-I_2_NYISO_A-F | NYISO_G-I | NYISO_A-F | Internal | Shoulder | B11 | 25 | 1999 | 0 | 53.27 | 40.67 | 0.01 | 0
2020 | NYISO_G-I_2_NYISO_A-F | NYISO_G-I | NYISO_A-F | Internal | Shoulder | B12 | 200 | 1999 | 0 | 40.67 | 39.85 | 0.01 | 0
2020 | NYISO_G-I_2_NYISO_A-F | NYISO_G-I | NYISO_A-F | Internal | Shoulder | B13 | 600 | 1999 | 0 | 40.66 | 39.85 | 0.01 | 0
2020 | NYISO_G-I_2_NYISO_A-F | NYISO_G-I | NYISO_A-F | Internal | Shoulder | B14 | 900 | 1999 | 0 | 40.08 | 39.16 | 0.01 | 0
2020 | NYISO_G-I_2_NYISO_A-F | NYISO_G-I | NYISO_A-F | Internal | Shoulder | B15 | 1203 | 1999 | 0 | 39.18 | 39.16 | 0.01 | 0
2020 | NYISO_G-I_2_NYISO_A-F | NYISO_G-I | NYISO_A-F | Internal | Summer | B1 | 10 | 1999 | 0 | 78.39 | 59.07 | 0.01 | 0
2020 | NYISO_G-I_2_NYISO_A-F | NYISO_G-I | NYISO_A-F | Internal | Summer | B2 | 25 | 1999 | 0 | 71.41 | 57.41 | 0.01 | 0
2020 | NYISO_G-I_2_NYISO_A-F | NYISO_G-I | NYISO_A-F | Internal | Summer | B3 | 75 | 1999 | 0 | 53.14 | 51.9 | 0.01 | 0
2020 | NYISO_G-I_2_NYISO_A-F | NYISO_G-I | NYISO_A-F | Internal | Summer | B4 | 100 | 1999 | 0 | 49.17 | 45.81 | 0.01 | 0
2020 | NYISO_G-I_2_NYISO_A-F | NYISO_G-I | NYISO_A-F | Internal | Summer | B5 | 200 | 1999 | 0 | 49.17 | 44.74 | 0.01 | 0
2020 | NYISO_G-I_2_NYISO_A-F | NYISO_G-I | NYISO_A-F | Internal | Summer | B6 | 300 | 1999 | 0 | 49.17 | 42.03 | 0.01 | 0
2020 | NYISO_G-I_2_NYISO_A-F | NYISO_G-I | NYISO_A-F | Internal | Summer | B7 | 400 | 1999 | 0 | 46.12 | 38.6 | 0.01 | 0
2020 | NYISO_G-I_2_NYISO_A-F | NYISO_G-I | NYISO_A-F | Internal | Summer | B8 | 500 | 1999 | 0 | 37.91 | 37.9 | 0.01 | 0
2020 | NYISO_G-I_2_NYISO_A-F | NYISO_G-I | NYISO_A-F | Internal | Summer | B9 | 800 | 1999 | 0 | 37.89 | 37.87 | 0.01 | 0
2020 | NYISO_G-I_2_NYISO_A-F | NYISO_G-I | NYISO_A-F | Internal | Summer | B10 | 1262 | 1999 | 0 | 37.89 | 37.87 | 0.01 | 0
2020 | NYISO_G-I_2_NYISO_A-F | NYISO_G-I | NYISO_A-F | Internal | Winter | B16 | 25 | 1999 | 0 | 58.19 | 44.97 | 0.01 | 0
2020 | NYISO_G-I_2_NYISO_A-F | NYISO_G-I | NYISO_A-F | Internal | Winter | B17 | 100 | 1999 | 0 | 51.35 | 43.27 | 0.01 | 0
2020 | NYISO_G-I_2_NYISO_A-F | NYISO_G-I | NYISO_A-F | Internal | Winter | B18 | 400 | 1999 | 0 | 50.78 | 42.19 | 0.01 | 0
2020 | NYISO_G-I_2_NYISO_A-F | NYISO_G-I | NYISO_A-F | Internal | Winter | B19 | 700 | 1999 | 0 | 49.27 | 42.19 | 0.01 | 0
2020 | NYISO_G-I_2_NYISO_A-F | NYISO_G-I | NYISO_A-F | Internal | Winter | B20 | 935 | 1999 | 0 | 45.54 | 42.19 | 0.01 | 0
2020 | NYISO_G-I_2_NYISO_J-K | NYISO_G-I | NYISO_J-K | Internal | Shoulder | B11 | 25 | 6130 | 4760.65 | 53.27 | 53.28 | 0.01 | 0
2020 | NYISO_G-I_2_NYISO_J-K | NYISO_G-I | NYISO_J-K | Internal | Shoulder | B12 | 200 | 6130 | 4306.16 | 40.67 | 40.68 | 0.01 | 0
2020 | NYISO_G-I_2_NYISO_J-K | NYISO_G-I | NYISO_J-K | Internal | Shoulder | B13 | 600 | 6130 | 4341.61 | 40.66 | 40.67 | 0.01 | 0
2020 | NYISO_G-I_2_NYISO_J-K | NYISO_G-I | NYISO_J-K | Internal | Shoulder | B14 | 900 | 6130 | 4502.69 | 40.08 | 40.09 | 0.01 | 0
2020 | NYISO_G-I_2_NYISO_J-K | NYISO_G-I | NYISO_J-K | Internal | Shoulder | B15 | 1203 | 6130 | 3260.63 | 39.18 | 39.19 | 0.01 | 0
2020 | NYISO_G-I_2_NYISO_J-K | NYISO_G-I | NYISO_J-K | Internal | Summer | B1 | 10 | 6130 | 3786.09 | 78.39 | 78.4 | 0.01 | 0
2020 | NYISO_G-I_2_NYISO_J-K | NYISO_G-I | NYISO_J-K | Internal | Summer | B2 | 25 | 6130 | 4002.47 | 71.41 | 71.42 | 0.01 | 0
2020 | NYISO_G-I_2_NYISO_J-K | NYISO_G-I | NYISO_J-K | Internal | Summer | B3 | 75 | 6130 | 2970.02 | 53.14 | 53.15 | 0.01 | 0
2020 | NYISO_G-I_2_NYISO_J-K | NYISO_G-I | NYISO_J-K | Internal | Summer | B4 | 100 | 6130 | 3245.34 | 49.17 | 49.18 | 0.01 | 0
2020 | NYISO_G-I_2_NYISO_J-K | NYISO_G-I | NYISO_J-K | Internal | Summer | B5 | 200 | 6130 | 4887.07 | 49.17 | 49.18 | 0.01 | 0
2020 | NYISO_G-I_2_NYISO_J-K | NYISO_G-I | NYISO_J-K | Internal | Summer | B6 | 300 | 6130 | 5089.09 | 49.17 | 49.18 | 0.01 | 0
2020 | NYISO_G-I_2_NYISO_J-K | NYISO_G-I | NYISO_J-K | Internal | Summer | B7 | 400 | 6130 | 5477.84 | 46.12 | 46.13 | 0.01 | 0
2020 | NYISO_G-I_2_NYISO_J-K | NYISO_G-I | NYISO_J-K | Internal | Summer | B8 | 500 | 6130 | 5106.88 | 37.91 | 37.92 | 0.01 | 0
2020 | NYISO_G-I_2_NYISO_J-K | NYISO_G-I | NYISO_J-K | Internal | Summer | B9 | 800 | 6130 | 4437.16 | 37.89 | 37.9 | 0.01 | 0
2020 | NYISO_G-I_2_NYISO_J-K | NYISO_G-I | NYISO_J-K | Internal | Summer | B10 | 1262 | 6130 | 2652.97 | 37.89 | 37.9 | 0.01 | 0
2020 | NYISO_G-I_2_NYISO_J-K | NYISO_G-I | NYISO_J-K | Internal | Winter | B16 | 25 | 6130 | 5637.21 | 58.19 | 58.21 | 0.01 | 0
2020 | NYISO_G-I_2_NYISO_J-K | NYISO_G-I | NYISO_J-K | Internal | Winter | B17 | 100 | 6130 | 5398.46 | 51.35 | 51.36 | 0.01 | 0
2020 | NYISO_G-I_2_NYISO_J-K | NYISO_G-I | NYISO_J-K | Internal | Winter | B18 | 400 | 6130 | 5969.39 | 50.78 | 50.79 | 0.01 | 0
2020 | NYISO_G-I_2_NYISO_J-K | NYISO_G-I | NYISO_J-K | Internal | Winter | B19 | 700 | 6130 | 5669.65 | 49.27 | 49.29 | 0.01 | 0
2020 | NYISO_G-I_2_NYISO_J-K | NYISO_G-I | NYISO_J-K | Internal | Winter | B20 | 935 | 6130 | 5792.45 | 45.54 | 45.55 | 0.01 | 0
2020 | NYISO_G-I_2_PJM_E | NYISO_G-I | PJM_E | Internal | Shoulder | B11 | 25 | 1500 | 0 | 53.27 | 53.04 | 8 | 0
2020 | NYISO_G-I_2_PJM_E | NYISO_G-I | PJM_E | Internal | Shoulder | B12 | 200 | 1500 | 0 | 40.67 | 43.38 | 8 | 0
2020 | NYISO_G-I_2_PJM_E | NYISO_G-I | PJM_E | Internal | Shoulder | B13 | 600 | 1500 | 0 | 40.66 | 41.14 | 8 | 0
2020 | NYISO_G-I_2_PJM_E | NYISO_G-I | PJM_E | Internal | Shoulder | B14 | 900 | 1500 | 0 | 40.08 | 39.83 | 8 | 0
2020 | NYISO_G-I_2_PJM_E | NYISO_G-I | PJM_E | Internal | Shoulder | B15 | 1203 | 1500 | 0 | 39.18 | 37.18 | 8 | 0
2020 | NYISO_G-I_2_PJM_E | NYISO_G-I | PJM_E | Internal | Summer | B1 | 10 | 1500 | 0 | 78.39 | 67.08 | 8 | 0
2020 | NYISO_G-I_2_PJM_E | NYISO_G-I | PJM_E | Internal | Summer | B2 | 25 | 1500 | 0 | 71.41 | 65.42 | 8 | 0
2020 | NYISO_G-I_2_PJM_E | NYISO_G-I | PJM_E | Internal | Summer | B3 | 75 | 1500 | 1499.99 | 53.14 | 61.3 | 8 | 0.17
2020 | NYISO_G-I_2_PJM_E | NYISO_G-I | PJM_E | Internal | Summer | B4 | 100 | 1500 | 1500 | 49.17 | 61.03 | 8 | 3.86
2020 | NYISO_G-I_2_PJM_E | NYISO_G-I | PJM_E | Internal | Summer | B5 | 200 | 1500 | 0 | 49.17 | 52.75 | 8 | 0
2020 | NYISO_G-I_2_PJM_E | NYISO_G-I | PJM_E | Internal | Summer | B6 | 300 | 1500 | 0 | 49.17 | 46.2 | 8 | 0
2020 | NYISO_G-I_2_PJM_E | NYISO_G-I | PJM_E | Internal | Summer | B7 | 400 | 1500 | 0 | 46.12 | 40.12 | 8 | 0
2020 | NYISO_G-I_2_PJM_E | NYISO_G-I | PJM_E | Internal | Summer | B8 | 500 | 1500 | 0 | 37.91 | 37.86 | 8 | 0
2020 | NYISO_G-I_2_PJM_E | NYISO_G-I | PJM_E | Internal | Summer | B9 | 800 | 1500 | 0 | 37.89 | 37.11 | 8 | 0
2020 | NYISO_G-I_2_PJM_E | NYISO_G-I | PJM_E | Internal | Summer | B10 | 1262 | 1500 | 0 | 37.89 | 34.67 | 8 | 0
2020 | NYISO_G-I_2_PJM_E | NYISO_G-I | PJM_E | Internal | Winter | B16 | 25 | 1500 | 0 | 58.19 | 52.19 | 8 | 0
2020 | NYISO_G-I_2_PJM_E | NYISO_G-I | PJM_E | Internal | Winter | B17 | 100 | 1500 | 0 | 51.35 | 45.36 | 8 | 0
2020 | NYISO_G-I_2_PJM_E | NYISO_G-I | PJM_E | Internal | Winter | B18 | 400 | 1500 | 0 | 50.78 | 44.09 | 8 | 0
2020 | NYISO_G-I_2_PJM_E | NYISO_G-I | PJM_E | Internal | Winter | B19 | 700 | 1500 | 0 | 49.27 | 41.76 | 8 | 0
2020 | NYISO_G-I_2_PJM_E | NYISO_G-I | PJM_E | Internal | Winter | B20 | 935 | 1500 | 0 | 45.54 | 37.37 | 8 | 0
2020 | NYISO_J-K_2_NEISO | NYISO_J-K | NEISO | Internal | Shoulder | B11 | 25 | 0.01 | 0 | 53.28 | 37.67 | 3 | 0.24
2020 | NYISO_J-K_2_NEISO | NYISO_J-K | NEISO | Internal | Shoulder | B12 | 200 | 0.01 | 0 | 40.68 | 37.67 | 3 | 0.04
2020 | NYISO_J-K_2_NEISO | NYISO_J-K | NEISO | Internal | Shoulder | B13 | 600 | 0.01 | 0 | 40.67 | 37.67 | 3 | 0.01
2020 | NYISO_J-K_2_NEISO | NYISO_J-K | NEISO | Internal | Shoulder | B14 | 900 | 0.01 | 0 | 40.09 | 37.67 | 3 | 0.01
2020 | NYISO_J-K_2_NEISO | NYISO_J-K | NEISO | Internal | Shoulder | B15 | 1203 | 0.01 | 0 | 39.19 | 37.67 | 3 | 0.01
2020 | NYISO_J-K_2_NEISO | NYISO_J-K | NEISO | Internal | Summer | B1 | 10 | 0.01 | 0 | 78.4 | 75.4 | 3 | 0.56
2020 | NYISO_J-K_2_NEISO | NYISO_J-K | NEISO | Internal | Summer | B2 | 25 | 0.01 | 0 | 71.42 | 68.41 | 3 | 0.25
2020 | NYISO_J-K_2_NEISO | NYISO_J-K | NEISO | Internal | Summer | B3 | 75 | 0.01 | 0 | 53.15 | 48.9 | 3 | 0.09
2020 | NYISO_J-K_2_NEISO | NYISO_J-K | NEISO | Internal | Summer | B4 | 100 | 0.01 | 0 | 49.18 | 42.81 | 3 | 0.07
2020 | NYISO_J-K_2_NEISO | NYISO_J-K | NEISO | Internal | Summer | B5 | 200 | 0.01 | 0 | 49.18 | 34.9 | 3 | 0.03
2020 | NYISO_J-K_2_NEISO | NYISO_J-K | NEISO | Internal | Summer | B6 | 300 | 0.01 | 0 | 49.18 | 34.9 | 3 | 0.02
2020 | NYISO_J-K_2_NEISO | NYISO_J-K | NEISO | Internal | Summer | B7 | 400 | 0.01 | 0 | 46.13 | 34.9 | 3 | 0.02
2020 | NYISO_J-K_2_NEISO | NYISO_J-K | NEISO | Internal | Summer | B8 | 500 | 0.01 | 0 | 37.92 | 34.9 | 3 | 0.01
2020 | NYISO_J-K_2_NEISO | NYISO_J-K | NEISO | Internal | Summer | B9 | 800 | 0.01 | 0 | 37.9 | 34.9 | 3 | 0.01
2020 | NYISO_J-K_2_NEISO | NYISO_J-K | NEISO | Internal | Summer | B10 | 1262 | 0.01 | 0 | 37.9 | 34.9 | 3 | 0.01
2020 | NYISO_J-K_2_NEISO | NYISO_J-K | NEISO | Internal | Winter | B16 | 25 | 0.01 | 0 | 58.21 | 46.27 | 3 | 0.24
2020 | NYISO_J-K_2_NEISO | NYISO_J-K | NEISO | Internal | Winter | B17 | 100 | 0.01 | 0 | 51.36 | 46.27 | 3 | 0.07
2020 | NYISO_J-K_2_NEISO | NYISO_J-K | NEISO | Internal | Winter | B18 | 400 | 0.01 | 0 | 50.79 | 46.27 | 3 | 0.02
2020 | NYISO_J-K_2_NEISO | NYISO_J-K | NEISO | Internal | Winter | B19 | 700 | 0.01 | 0 | 49.29 | 46.27 | 3 | 0.01
2020 | NYISO_J-K_2_NEISO | NYISO_J-K | NEISO | Internal | Winter | B20 | 935 | 0.01 | 0 | 45.55 | 46.27 | 3 | 0.01
2020 | NYISO_J-K_2_NYISO_G-I | NYISO_J-K | NYISO_G-I | Internal | Shoulder | B11 | 25 | 1999 | 0.12 | 53.28 | 53.27 | 0.01 | 0
2020 | NYISO_J-K_2_NYISO_G-I | NYISO_J-K | NYISO_G-I | Internal | Shoulder | B12 | 200 | 1999 | 0.02 | 40.68 | 40.67 | 0.01 | 0
2020 | NYISO_J-K_2_NYISO_G-I | NYISO_J-K | NYISO_G-I | Internal | Shoulder | B13 | 600 | 1999 | 0 | 40.67 | 40.66 | 0.01 | 0
2020 | NYISO_J-K_2_NYISO_G-I | NYISO_J-K | NYISO_G-I | Internal | Shoulder | B14 | 900 | 1999 | 0 | 40.09 | 40.08 | 0.01 | 0
2020 | NYISO_J-K_2_NYISO_G-I | NYISO_J-K | NYISO_G-I | Internal | Shoulder | B15 | 1203 | 1999 | 0 | 39.19 | 39.18 | 0.01 | 0
2020 | NYISO_J-K_2_NYISO_G-I | NYISO_J-K | NYISO_G-I | Internal | Summer | B1 | 10 | 1999 | 0.29 | 78.4 | 78.39 | 0.01 | 0
2020 | NYISO_J-K_2_NYISO_G-I | NYISO_J-K | NYISO_G-I | Internal | Summer | B2 | 25 | 1999 | 0.12 | 71.42 | 71.41 | 0.01 | 0
2020 | NYISO_J-K_2_NYISO_G-I | NYISO_J-K | NYISO_G-I | Internal | Summer | B3 | 75 | 1999 | 0.04 | 53.15 | 53.14 | 0.01 | 0
2020 | NYISO_J-K_2_NYISO_G-I | NYISO_J-K | NYISO_G-I | Internal | Summer | B4 | 100 | 1999 | 0.03 | 49.18 | 49.17 | 0.01 | 0
2020 | NYISO_J-K_2_NYISO_G-I | NYISO_J-K | NYISO_G-I | Internal | Summer | B5 | 200 | 1999 | 0.02 | 49.18 | 49.17 | 0.01 | 0
2020 | NYISO_J-K_2_NYISO_G-I | NYISO_J-K | NYISO_G-I | Internal | Summer | B6 | 300 | 1999 | 0.01 | 49.18 | 49.17 | 0.01 | 0
2020 | NYISO_J-K_2_NYISO_G-I | NYISO_J-K | NYISO_G-I | Internal | Summer | B7 | 400 | 1999 | 0 | 46.13 | 46.12 | 0.01 | 0
2020 | NYISO_J-K_2_NYISO_G-I | NYISO_J-K | NYISO_G-I | Internal | Summer | B8 | 500 | 1999 | 0 | 37.92 | 37.91 | 0.01 | 0
2020 | NYISO_J-K_2_NYISO_G-I | NYISO_J-K | NYISO_G-I | Internal | Summer | B9 | 800 | 1999 | 0 | 37.9 | 37.89 | 0.01 | 0
2020 | NYISO_J-K_2_NYISO_G-I | NYISO_J-K | NYISO_G-I | Internal | Summer | B10 | 1262 | 1999 | 0 | 37.9 | 37.89 | 0.01 | 0
2020 | NYISO_J-K_2_NYISO_G-I | NYISO_J-K | NYISO_G-I | Internal | Winter | B16 | 25 | 1999 | 0.11 | 58.21 | 58.19 | 0.01 | 0
2020 | NYISO_J-K_2_NYISO_G-I | NYISO_J-K | NYISO_G-I | Internal | Winter | B17 | 100 | 1999 | 0.03 | 51.36 | 51.35 | 0.01 | 0
2020 | NYISO_J-K_2_NYISO_G-I | NYISO_J-K | NYISO_G-I | Internal | Winter | B18 | 400 | 1999 | 0 | 50.79 | 50.78 | 0.01 | 0
2020 | NYISO_J-K_2_NYISO_G-I | NYISO_J-K | NYISO_G-I | Internal | Winter | B19 | 700 | 1999 | 0 | 49.29 | 49.27 | 0.01 | 0
2020 | NYISO_J-K_2_NYISO_G-I | NYISO_J-K | NYISO_G-I | Internal | Winter | B20 | 935 | 1999 | 0 | 45.55 | 45.54 | 0.01 | 0
2020 | NYISO_J-K_2_PJM_E | NYISO_J-K | PJM_E | Internal | Shoulder | B11 | 25 | 0.01 | 0 | 53.28 | 53.04 | 8 | 0.25
2020 | NYISO_J-K_2_PJM_E | NYISO_J-K | PJM_E | Internal | Shoulder | B12 | 200 | 0.01 | 0 | 40.68 | 43.38 | 8 | 0.04
2020 | NYISO_J-K_2_PJM_E | NYISO_J-K | PJM_E | Internal | Shoulder | B13 | 600 | 0.01 | 0 | 40.67 | 41.14 | 8 | 0.01
2020 | NYISO_J-K_2_PJM_E | NYISO_J-K | PJM_E | Internal | Shoulder | B14 | 900 | 0.01 | 0 | 40.09 | 39.83 | 8 | 0.01
2020 | NYISO_J-K_2_PJM_E | NYISO_J-K | PJM_E | Internal | Shoulder | B15 | 1203 | 0.01 | 0 | 39.19 | 37.18 | 8 | 0.01
2020 | NYISO_J-K_2_PJM_E | NYISO_J-K | PJM_E | Internal | Summer | B1 | 10 | 0.01 | 0 | 78.4 | 67.08 | 8 | 0.55
2020 | NYISO_J-K_2_PJM_E | NYISO_J-K | PJM_E | Internal | Summer | B2 | 25 | 0.01 | 0 | 71.42 | 65.42 | 8 | 0.24
2020 | NYISO_J-K_2_PJM_E | NYISO_J-K | PJM_E | Internal | Summer | B3 | 75 | 0.01 | 0 | 53.15 | 61.3 | 8 | 0.26
2020 | NYISO_J-K_2_PJM_E | NYISO_J-K | PJM_E | Internal | Summer | B4 | 100 | 0.01 | 0 | 49.18 | 61.03 | 8 | 3.92
2020 | NYISO_J-K_2_PJM_E | NYISO_J-K | PJM_E | Internal | Summer | B5 | 200 | 0.01 | 0 | 49.18 | 52.75 | 8 | 0.04
2020 | NYISO_J-K_2_PJM_E | NYISO_J-K | PJM_E | Internal | Summer | B6 | 300 | 0.01 | 0 | 49.18 | 46.2 | 8 | 0.02
2020 | NYISO_J-K_2_PJM_E | NYISO_J-K | PJM_E | Internal | Summer | B7 | 400 | 0.01 | 0 | 46.13 | 40.12 | 8 | 0.02
2020 | NYISO_J-K_2_PJM_E | NYISO_J-K | PJM_E | Internal | Summer | B8 | 500 | 0.01 | 0 | 37.92 | 37.86 | 8 | 0.01
2020 | NYISO_J-K_2_PJM_E | NYISO_J-K | PJM_E | Internal | Summer | B9 | 800 | 0.01 | 0 | 37.9 | 37.11 | 8 | 0.01
2020 | NYISO_J-K_2_PJM_E | NYISO_J-K | PJM_E | Internal | Summer | B10 | 1262 | 0.01 | 0 | 37.9 | 34.67 | 8 | 0.01
2020 | NYISO_J-K_2_PJM_E | NYISO_J-K | PJM_E | Internal | Winter | B16 | 25 | 0.01 | 0 | 58.21 | 52.19 | 8 | 0.24
2020 | NYISO_J-K_2_PJM_E | NYISO_J-K | PJM_E | Internal | Winter | B17 | 100 | 0.01 | 0 | 51.36 | 45.36 | 8 | 0.07
2020 | NYISO_J-K_2_PJM_E | NYISO_J-K | PJM_E | Internal | Winter | B18 | 400 | 0.01 | 0 | 50.79 | 44.09 | 8 | 0.02
2020 | NYISO_J-K_2_PJM_E | NYISO_J-K | PJM_E | Internal | Winter | B19 | 700 | 0.01 | 0 | 49.29 | 41.76 | 8 | 0.01
2020 | NYISO_J-K_2_PJM_E | NYISO_J-K | PJM_E | Internal | Winter | B20 | 935 | 0.01 | 0 | 45.55 | 37.37 | 8 | 0.01
2020 | PJM_E_2_NYISO_G-I | PJM_E | NYISO_G-I | Internal | Shoulder | B11 | 25 | 500 | 0 | 53.04 | 53.27 | 6 | 0
2020 | PJM_E_2_NYISO_G-I | PJM_E | NYISO_G-I | Internal | Shoulder | B12 | 200 | 500 | 0 | 43.38 | 40.67 | 6 | 0
2020 | PJM_E_2_NYISO_G-I | PJM_E | NYISO_G-I | Internal | Shoulder | B13 | 600 | 500 | 0 | 41.14 | 40.66 | 6 | 0
2020 | PJM_E_2_NYISO_G-I | PJM_E | NYISO_G-I | Internal | Shoulder | B14 | 900 | 500 | 0 | 39.83 | 40.08 | 6 | 0
2020 | PJM_E_2_NYISO_G-I | PJM_E | NYISO_G-I | Internal | Shoulder | B15 | 1203 | 500 | 0 | 37.18 | 39.18 | 6 | 0
2020 | PJM_E_2_NYISO_G-I | PJM_E | NYISO_G-I | Internal | Summer | B1 | 10 | 500 | 500 | 67.08 | 78.39 | 6 | 5.31
2020 | PJM_E_2_NYISO_G-I | PJM_E | NYISO_G-I | Internal | Summer | B2 | 25 | 500 | 0.19 | 65.42 | 71.41 | 6 | 0
2020 | PJM_E_2_NYISO_G-I | PJM_E | NYISO_G-I | Internal | Summer | B3 | 75 | 500 | 0 | 61.3 | 53.14 | 6 | 0
2020 | PJM_E_2_NYISO_G-I | PJM_E | NYISO_G-I | Internal | Summer | B4 | 100 | 500 | 0 | 61.03 | 49.17 | 6 | 0
2020 | PJM_E_2_NYISO_G-I | PJM_E | NYISO_G-I | Internal | Summer | B5 | 200 | 500 | 0 | 52.75 | 49.17 | 6 | 0
2020 | PJM_E_2_NYISO_G-I | PJM_E | NYISO_G-I | Internal | Summer | B6 | 300 | 500 | 0 | 46.2 | 49.17 | 6 | 0
2020 | PJM_E_2_NYISO_G-I | PJM_E | NYISO_G-I | Internal | Summer | B7 | 400 | 500 | 192.9 | 40.12 | 46.12 | 6 | 0
2020 | PJM_E_2_NYISO_G-I | PJM_E | NYISO_G-I | Internal | Summer | B8 | 500 | 500 | 0 | 37.86 | 37.91 | 6 | 0
2020 | PJM_E_2_NYISO_G-I | PJM_E | NYISO_G-I | Internal | Summer | B9 | 800 | 500 | 0 | 37.11 | 37.89 | 6 | 0
2020 | PJM_E_2_NYISO_G-I | PJM_E | NYISO_G-I | Internal | Summer | B10 | 1262 | 500 | 0 | 34.67 | 37.89 | 6 | 0
2020 | PJM_E_2_NYISO_G-I | PJM_E | NYISO_G-I | Internal | Winter | B16 | 25 | 500 | 371.74 | 52.19 | 58.19 | 6 | 0
2020 | PJM_E_2_NYISO_G-I | PJM_E | NYISO_G-I | Internal | Winter | B17 | 100 | 500 | 0.06 | 45.36 | 51.35 | 6 | 0
2020 | PJM_E_2_NYISO_G-I | PJM_E | NYISO_G-I | Internal | Winter | B18 | 400 | 500 | 500 | 44.09 | 50.78 | 6 | 0.69
2020 | PJM_E_2_NYISO_G-I | PJM_E | NYISO_G-I | Internal | Winter | B19 | 700 | 500 | 500 | 41.76 | 49.27 | 6 | 1.51
2020 | PJM_E_2_NYISO_G-I | PJM_E | NYISO_G-I | Internal | Winter | B20 | 935 | 500 | 500 | 37.37 | 45.54 | 6 | 2.17
2020 | PJM_E_2_NYISO_J-K | PJM_E | NYISO_J-K | Internal | Shoulder | B11 | 25 | 330 | 0 | 53.04 | 53.28 | 6 | 0
2020 | PJM_E_2_NYISO_J-K | PJM_E | NYISO_J-K | Internal | Shoulder | B12 | 200 | 330 | 0 | 43.38 | 40.68 | 6 | 0
2020 | PJM_E_2_NYISO_J-K | PJM_E | NYISO_J-K | Internal | Shoulder | B13 | 600 | 330 | 0 | 41.14 | 40.67 | 6 | 0
2020 | PJM_E_2_NYISO_J-K | PJM_E | NYISO_J-K | Internal | Shoulder | B14 | 900 | 330 | 0 | 39.83 | 40.09 | 6 | 0
2020 | PJM_E_2_NYISO_J-K | PJM_E | NYISO_J-K | Internal | Shoulder | B15 | 1203 | 330 | 0 | 37.18 | 39.19 | 6 | 0
2020 | PJM_E_2_NYISO_J-K | PJM_E | NYISO_J-K | Internal | Summer | B1 | 10 | 330 | 330 | 67.08 | 78.4 | 6 | 5.32
2020 | PJM_E_2_NYISO_J-K | PJM_E | NYISO_J-K | Internal | Summer | B2 | 25 | 330 | 53.12 | 65.42 | 71.42 | 6 | 0
2020 | PJM_E_2_NYISO_J-K | PJM_E | NYISO_J-K | Internal | Summer | B3 | 75 | 330 | 0 | 61.3 | 53.15 | 6 | 0
2020 | PJM_E_2_NYISO_J-K | PJM_E | NYISO_J-K | Internal | Summer | B4 | 100 | 330 | 0 | 61.03 | 49.18 | 6 | 0
2020 | PJM_E_2_NYISO_J-K | PJM_E | NYISO_J-K | Internal | Summer | B5 | 200 | 330 | 0 | 52.75 | 49.18 | 6 | 0
2020 | PJM_E_2_NYISO_J-K | PJM_E | NYISO_J-K | Internal | Summer | B6 | 300 | 330 | 0 | 46.2 | 49.18 | 6 | 0
2020 | PJM_E_2_NYISO_J-K | PJM_E | NYISO_J-K | Internal | Summer | B7 | 400 | 330 | 329.99 | 40.12 | 46.13 | 6 | 0.01
2020 | PJM_E_2_NYISO_J-K | PJM_E | NYISO_J-K | Internal | Summer | B8 | 500 | 330 | 0 | 37.86 | 37.92 | 6 | 0
2020 | PJM_E_2_NYISO_J-K | PJM_E | NYISO_J-K | Internal | Summer | B9 | 800 | 330 | 0 | 37.11 | 37.9 | 6 | 0
2020 | PJM_E_2_NYISO_J-K | PJM_E | NYISO_J-K | Internal | Summer | B10 | 1262 | 330 | 0 | 34.67 | 37.9 | 6 | 0
2020 | PJM_E_2_NYISO_J-K | PJM_E | NYISO_J-K | Internal | Winter | B16 | 25 | 330 | 329.8 | 52.19 | 58.21 | 6 | 0.01
2020 | PJM_E_2_NYISO_J-K | PJM_E | NYISO_J-K | Internal | Winter | B17 | 100 | 330 | 191.11 | 45.36 | 51.36 | 6 | 0
2020 | PJM_E_2_NYISO_J-K | PJM_E | NYISO_J-K | Internal | Winter | B18 | 400 | 330 | 330 | 44.09 | 50.79 | 6 | 0.7
2020 | PJM_E_2_NYISO_J-K | PJM_E | NYISO_J-K | Internal | Winter | B19 | 700 | 330 | 330 | 41.76 | 49.29 | 6 | 1.52
2020 | PJM_E_2_NYISO_J-K | PJM_E | NYISO_J-K | Internal | Winter | B20 | 935 | 330 | 330 | 37.37 | 45.55 | 6 | 2.18
2020 | PJM_E_2_PJM_ROM | PJM_E | PJM_ROM | Internal | Shoulder | B11 | 25 | 8000 | 2379.75 | 53.04 | 53.06 | 0.01 | 0
2020 | PJM_E_2_PJM_ROM | PJM_E | PJM_ROM | Internal | Shoulder | B12 | 200 | 8000 | 2320.26 | 43.38 | 43.39 | 0.01 | 0
2020 | PJM_E_2_PJM_ROM | PJM_E | PJM_ROM | Internal | Shoulder | B13 | 600 | 8000 | 0 | 41.14 | 41.14 | 0.01 | 0
2020 | PJM_E_2_PJM_ROM | PJM_E | PJM_ROM | Internal | Shoulder | B14 | 900 | 8000 | 0 | 39.83 | 39.82 | 0.01 | 0
2020 | PJM_E_2_PJM_ROM | PJM_E | PJM_ROM | Internal | Shoulder | B15 | 1203 | 8000 | 0 | 37.18 | 37.17 | 0.01 | 0
2020 | PJM_E_2_PJM_ROM | PJM_E | PJM_ROM | Internal | Summer | B1 | 10 | 8000 | 0.3 | 67.08 | 67.07 | 0.01 | 0
2020 | PJM_E_2_PJM_ROM | PJM_E | PJM_ROM | Internal | Summer | B2 | 25 | 8000 | 0.12 | 65.42 | 65.41 | 0.01 | 0
2020 | PJM_E_2_PJM_ROM | PJM_E | PJM_ROM | Internal | Summer | B3 | 75 | 8000 | 0.04 | 61.3 | 61.29 | 0.01 | 0
2020 | PJM_E_2_PJM_ROM | PJM_E | PJM_ROM | Internal | Summer | B4 | 100 | 8000 | 1345.26 | 61.03 | 61.04 | 0.01 | 0
2020 | PJM_E_2_PJM_ROM | PJM_E | PJM_ROM | Internal | Summer | B5 | 200 | 8000 | 0.02 | 52.75 | 52.74 | 0.01 | 0
2020 | PJM_E_2_PJM_ROM | PJM_E | PJM_ROM | Internal | Summer | B6 | 300 | 8000 | 90.58 | 46.2 | 46.21 | 0.01 | 0
2020 | PJM_E_2_PJM_ROM | PJM_E | PJM_ROM | Internal | Summer | B7 | 400 | 8000 | 0 | 40.12 | 40.11 | 0.01 | 0
2020 | PJM_E_2_PJM_ROM | PJM_E | PJM_ROM | Internal | Summer | B8 | 500 | 8000 | 0 | 37.86 | 37.85 | 0.01 | 0
2020 | PJM_E_2_PJM_ROM | PJM_E | PJM_ROM | Internal | Summer | B9 | 800 | 8000 | 0 | 37.11 | 37.1 | 0.01 | 0
2020 | PJM_E_2_PJM_ROM | PJM_E | PJM_ROM | Internal | Summer | B10 | 1262 | 8000 | 0 | 34.67 | 34.66 | 0.01 | 0
2020 | PJM_E_2_PJM_ROM | PJM_E | PJM_ROM | Internal | Winter | B16 | 25 | 8000 | 0.12 | 52.19 | 52.18 | 0.01 | 0
2020 | PJM_E_2_PJM_ROM | PJM_E | PJM_ROM | Internal | Winter | B17 | 100 | 8000 | 0.03 | 45.36 | 45.35 | 0.01 | 0
2020 | PJM_E_2_PJM_ROM | PJM_E | PJM_ROM | Internal | Winter | B18 | 400 | 8000 | 0 | 44.09 | 44.08 | 0.01 | 0
2020 | PJM_E_2_PJM_ROM | PJM_E | PJM_ROM | Internal | Winter | B19 | 700 | 8000 | 0 | 41.76 | 41.75 | 0.01 | 0
2020 | PJM_E_2_PJM_ROM | PJM_E | PJM_ROM | Internal | Winter | B20 | 935 | 8000 | 0 | 37.37 | 37.36 | 0.01 | 0
2020 | PJM_ROR_2_MISO_IN | PJM_ROR | MISO_IN | Internal | Shoulder | B11 | 25 | 909 | 908.92 | 53.07 | 55.1 | 2 | 0.04
2020 | PJM_ROR_2_MISO_IN | PJM_ROR | MISO_IN | Internal | Shoulder | B12 | 200 | 909 | 0 | 43.38 | 42.38 | 2 | 0
2020 | PJM_ROR_2_MISO_IN | PJM_ROR | MISO_IN | Internal | Shoulder | B13 | 600 | 909 | 0 | 41.13 | 39.48 | 2 | 0
2020 | PJM_ROR_2_MISO_IN | PJM_ROR | MISO_IN | Internal | Shoulder | B14 | 900 | 909 | 0 | 39.81 | 37.82 | 2 | 0
2020 | PJM_ROR_2_MISO_IN | PJM_ROR | MISO_IN | Internal | Shoulder | B15 | 1203 | 909 | 0 | 37.16 | 36.52 | 2 | 0
2020 | PJM_ROR_2_MISO_IN | PJM_ROR | MISO_IN | Internal | Summer | B1 | 10 | 909 | 0 | 67.05 | 65.05 | 2 | 0
2020 | PJM_ROR_2_MISO_IN | PJM_ROR | MISO_IN | Internal | Summer | B2 | 25 | 909 | 0 | 65.4 | 63.41 | 2 | 0
2020 | PJM_ROR_2_MISO_IN | PJM_ROR | MISO_IN | Internal | Summer | B3 | 75 | 909 | 0 | 61.28 | 61.15 | 2 | 0
2020 | PJM_ROR_2_MISO_IN | PJM_ROR | MISO_IN | Internal | Summer | B4 | 100 | 909 | 0 | 61.05 | 60.51 | 2 | 0
2020 | PJM_ROR_2_MISO_IN | PJM_ROR | MISO_IN | Internal | Summer | B5 | 200 | 909 | 65.53 | 52.73 | 54.73 | 2 | 0
2020 | PJM_ROR_2_MISO_IN | PJM_ROR | MISO_IN | Internal | Summer | B6 | 300 | 909 | 0 | 46.2 | 44.21 | 2 | 0
2020 | PJM_ROR_2_MISO_IN | PJM_ROR | MISO_IN | Internal | Summer | B7 | 400 | 909 | 0 | 40.09 | 38.09 | 2 | 0
2020 | PJM_ROR_2_MISO_IN | PJM_ROR | MISO_IN | Internal | Summer | B8 | 500 | 909 | 0 | 37.83 | 35.88 | 2 | 0
2020 | PJM_ROR_2_MISO_IN | PJM_ROR | MISO_IN | Internal | Summer | B9 | 800 | 909 | 0 | 37.09 | 35.43 | 2 | 0
2020 | PJM_ROR_2_MISO_IN | PJM_ROR | MISO_IN | Internal | Summer | B10 | 1262 | 909 | 0 | 33.64 | 34.78 | 2 | 0
2020 | PJM_ROR_2_MISO_IN | PJM_ROR | MISO_IN | Internal | Winter | B16 | 25 | 909 | 105.85 | 52.17 | 54.17 | 2 | 0
2020 | PJM_ROR_2_MISO_IN | PJM_ROR | MISO_IN | Internal | Winter | B17 | 100 | 909 | 0 | 45.34 | 45.01 | 2 | 0
2020 | PJM_ROR_2_MISO_IN | PJM_ROR | MISO_IN | Internal | Winter | B18 | 400 | 909 | 0 | 42 | 41.56 | 2 | 0
2020 | PJM_ROR_2_MISO_IN | PJM_ROR | MISO_IN | Internal | Winter | B19 | 700 | 909 | 0 | 39.99 | 38.82 | 2 | 0
2020 | PJM_ROR_2_MISO_IN | PJM_ROR | MISO_IN | Internal | Winter | B20 | 935 | 909 | 0 | 36.75 | 34.88 | 2 | 0
2020 | PJM_ROR_2_MISO_MI | PJM_ROR | MISO_MI | Internal | Shoulder | B11 | 25 | 1305 | 0 | 53.07 | 51.07 | 2 | 0
2020 | PJM_ROR_2_MISO_MI | PJM_ROR | MISO_MI | Internal | Shoulder | B12 | 200 | 1305 | 0 | 43.38 | 42.37 | 2 | 0
2020 | PJM_ROR_2_MISO_MI | PJM_ROR | MISO_MI | Internal | Shoulder | B13 | 600 | 1305 | 0 | 41.13 | 39.47 | 2 | 0
2020 | PJM_ROR_2_MISO_MI | PJM_ROR | MISO_MI | Internal | Shoulder | B14 | 900 | 1305 | 0 | 39.81 | 37.81 | 2 | 0
2020 | PJM_ROR_2_MISO_MI | PJM_ROR | MISO_MI | Internal | Shoulder | B15 | 1203 | 1305 | 0 | 37.16 | 36.53 | 2 | 0
2020 | PJM_ROR_2_MISO_MI | PJM_ROR | MISO_MI | Internal | Summer | B1 | 10 | 1305 | 0 | 67.05 | 63.53 | 2 | 0
2020 | PJM_ROR_2_MISO_MI | PJM_ROR | MISO_MI | Internal | Summer | B2 | 25 | 1305 | 0 | 65.4 | 63.4 | 2 | 0
2020 | PJM_ROR_2_MISO_MI | PJM_ROR | MISO_MI | Internal | Summer | B3 | 75 | 1305 | 0 | 61.28 | 58.16 | 2 | 0
2020 | PJM_ROR_2_MISO_MI | PJM_ROR | MISO_MI | Internal | Summer | B4 | 100 | 1305 | 0 | 61.05 | 58.16 | 2 | 0
2020 | PJM_ROR_2_MISO_MI | PJM_ROR | MISO_MI | Internal | Summer | B5 | 200 | 1305 | 0 | 52.73 | 50.73 | 2 | 0
2020 | PJM_ROR_2_MISO_MI | PJM_ROR | MISO_MI | Internal | Summer | B6 | 300 | 1305 | 0 | 46.2 | 44.2 | 2 | 0
2020 | PJM_ROR_2_MISO_MI | PJM_ROR | MISO_MI | Internal | Summer | B7 | 400 | 1305 | 0 | 40.09 | 38.11 | 2 | 0
2020 | PJM_ROR_2_MISO_MI | PJM_ROR | MISO_MI | Internal | Summer | B8 | 500 | 1305 | 0 | 37.83 | 35.89 | 2 | 0
2020 | PJM_ROR_2_MISO_MI | PJM_ROR | MISO_MI | Internal | Summer | B9 | 800 | 1305 | 0 | 37.09 | 35.44 | 2 | 0
2020 | PJM_ROR_2_MISO_MI | PJM_ROR | MISO_MI | Internal | Summer | B10 | 1262 | 1305 | 0 | 33.64 | 34.8 | 2 | 0
2020 | PJM_ROR_2_MISO_MI | PJM_ROR | MISO_MI | Internal | Winter | B16 | 25 | 1305 | 0 | 52.17 | 50.17 | 2 | 0
2020 | PJM_ROR_2_MISO_MI | PJM_ROR | MISO_MI | Internal | Winter | B17 | 100 | 1305 | 0 | 45.34 | 45 | 2 | 0
2020 | PJM_ROR_2_MISO_MI | PJM_ROR | MISO_MI | Internal | Winter | B18 | 400 | 1305 | 0 | 42 | 41.57 | 2 | 0
2020 | PJM_ROR_2_MISO_MI | PJM_ROR | MISO_MI | Internal | Winter | B19 | 700 | 1305 | 0 | 39.99 | 38.83 | 2 | 0
2020 | PJM_ROR_2_MISO_MI | PJM_ROR | MISO_MI | Internal | Winter | B20 | 935 | 1305 | 0 | 36.75 | 34.89 | 2 | 0
2020 | PJM_ROR_2_MISO_MO-IL | PJM_ROR | MISO_MO-IL | Internal | Shoulder | B11 | 25 | 1111 | 1110.89 | 53.07 | 55.09 | 2 | 0.02
2020 | PJM_ROR_2_MISO_MO-IL | PJM_ROR | MISO_MO-IL | Internal | Shoulder | B12 | 200 | 1111 | 0 | 43.38 | 42.37 | 2 | 0
2020 | PJM_ROR_2_MISO_MO-IL | PJM_ROR | MISO_MO-IL | Internal | Shoulder | B13 | 600 | 1111 | 0 | 41.13 | 39.47 | 2 | 0
2020 | PJM_ROR_2_MISO_MO-IL | PJM_ROR | MISO_MO-IL | Internal | Shoulder | B14 | 900 | 1111 | 0 | 39.81 | 37.81 | 2 | 0
2020 | PJM_ROR_2_MISO_MO-IL | PJM_ROR | MISO_MO-IL | Internal | Shoulder | B15 | 1203 | 1111 | 0 | 37.16 | 36.09 | 2 | 0
2020 | PJM_ROR_2_MISO_MO-IL | PJM_ROR | MISO_MO-IL | Internal | Summer | B1 | 10 | 1111 | 0 | 67.05 | 65.05 | 2 | 0
2020 | PJM_ROR_2_MISO_MO-IL | PJM_ROR | MISO_MO-IL | Internal | Summer | B2 | 25 | 1111 | 0 | 65.4 | 63.4 | 2 | 0
2020 | PJM_ROR_2_MISO_MO-IL | PJM_ROR | MISO_MO-IL | Internal | Summer | B3 | 75 | 1111 | 0 | 61.28 | 61.14 | 2 | 0
2020 | PJM_ROR_2_MISO_MO-IL | PJM_ROR | MISO_MO-IL | Internal | Summer | B4 | 100 | 1111 | 0 | 61.05 | 60.5 | 2 | 0
2020 | PJM_ROR_2_MISO_MO-IL | PJM_ROR | MISO_MO-IL | Internal | Summer | B5 | 200 | 1111 | 0.03 | 52.73 | 54.72 | 2 | 0
2020 | PJM_ROR_2_MISO_MO-IL | PJM_ROR | MISO_MO-IL | Internal | Summer | B6 | 300 | 1111 | 0 | 46.2 | 44.22 | 2 | 0
2020 | PJM_ROR_2_MISO_MO-IL | PJM_ROR | MISO_MO-IL | Internal | Summer | B7 | 400 | 1111 | 0 | 40.09 | 38.08 | 2 | 0
2020 | PJM_ROR_2_MISO_MO-IL | PJM_ROR | MISO_MO-IL | Internal | Summer | B8 | 500 | 1111 | 0 | 37.83 | 35.87 | 2 | 0
2020 | PJM_ROR_2_MISO_MO-IL | PJM_ROR | MISO_MO-IL | Internal | Summer | B9 | 800 | 1111 | 0 | 37.09 | 35.09 | 2 | 0
2020 | PJM_ROR_2_MISO_MO-IL | PJM_ROR | MISO_MO-IL | Internal | Summer | B10 | 1262 | 1111 | 0 | 33.64 | 33.54 | 2 | 0
2020 | PJM_ROR_2_MISO_MO-IL | PJM_ROR | MISO_MO-IL | Internal | Winter | B16 | 25 | 1111 | 0 | 52.17 | 50.17 | 2 | 0
2020 | PJM_ROR_2_MISO_MO-IL | PJM_ROR | MISO_MO-IL | Internal | Winter | B17 | 100 | 1111 | 0 | 45.34 | 43.34 | 2 | 0
2020 | PJM_ROR_2_MISO_MO-IL | PJM_ROR | MISO_MO-IL | Internal | Winter | B18 | 400 | 1111 | 0 | 42 | 41.55 | 2 | 0
2020 | PJM_ROR_2_MISO_MO-IL | PJM_ROR | MISO_MO-IL | Internal | Winter | B19 | 700 | 1111 | 0 | 39.99 | 38.81 | 2 | 0
2020 | PJM_ROR_2_MISO_MO-IL | PJM_ROR | MISO_MO-IL | Internal | Winter | B20 | 935 | 1111 | 0 | 36.75 | 34.75 | 2 | 0
2020 | PJM_ROR_2_MISO_W | PJM_ROR | MISO_W | Internal | Shoulder | B11 | 25 | 709 | 708.78 | 53.07 | 55.08 | 2 | 0.01
2020 | PJM_ROR_2_MISO_W | PJM_ROR | MISO_W | Internal | Shoulder | B12 | 200 | 709 | 0 | 43.38 | 42.36 | 2 | 0
2020 | PJM_ROR_2_MISO_W | PJM_ROR | MISO_W | Internal | Shoulder | B13 | 600 | 709 | 0 | 41.13 | 39.48 | 2 | 0
2020 | PJM_ROR_2_MISO_W | PJM_ROR | MISO_W | Internal | Shoulder | B14 | 900 | 709 | 0 | 39.81 | 38.98 | 2 | 0
2020 | PJM_ROR_2_MISO_W | PJM_ROR | MISO_W | Internal | Shoulder | B15 | 1203 | 709 | 0 | 37.16 | 36.92 | 2 | 0
2020 | PJM_ROR_2_MISO_W | PJM_ROR | MISO_W | Internal | Summer | B1 | 10 | 709 | 0 | 67.05 | 65.04 | 2 | 0
2020 | PJM_ROR_2_MISO_W | PJM_ROR | MISO_W | Internal | Summer | B2 | 25 | 709 | 0 | 65.4 | 63.41 | 2 | 0
2020 | PJM_ROR_2_MISO_W | PJM_ROR | MISO_W | Internal | Summer | B3 | 75 | 709 | 0 | 61.28 | 62.58 | 2 | 0
2020 | PJM_ROR_2_MISO_W | PJM_ROR | MISO_W | Internal | Summer | B4 | 100 | 709 | 0 | 61.05 | 62.58 | 2 | 0
2020 | PJM_ROR_2_MISO_W | PJM_ROR | MISO_W | Internal | Summer | B5 | 200 | 709 | 569.27 | 52.73 | 54.73 | 2 | 0
2020 | PJM_ROR_2_MISO_W | PJM_ROR | MISO_W | Internal | Summer | B6 | 300 | 709 | 0 | 46.2 | 45.22 | 2 | 0
2020 | PJM_ROR_2_MISO_W | PJM_ROR | MISO_W | Internal | Summer | B7 | 400 | 709 | 0 | 40.09 | 38.09 | 2 | 0
2020 | PJM_ROR_2_MISO_W | PJM_ROR | MISO_W | Internal | Summer | B8 | 500 | 709 | 0 | 37.83 | 35.88 | 2 | 0
2020 | PJM_ROR_2_MISO_W | PJM_ROR | MISO_W | Internal | Summer | B9 | 800 | 709 | 0 | 37.09 | 35.67 | 2 | 0
2020 | PJM_ROR_2_MISO_W | PJM_ROR | MISO_W | Internal | Summer | B10 | 1262 | 709 | 0 | 33.64 | 33.55 | 2 | 0
2020 | PJM_ROR_2_MISO_W | PJM_ROR | MISO_W | Internal | Winter | B16 | 25 | 709 | 0 | 52.17 | 50.16 | 2 | 0
2020 | PJM_ROR_2_MISO_W | PJM_ROR | MISO_W | Internal | Winter | B17 | 100 | 709 | 0 | 45.34 | 43.33 | 2 | 0
2020 | PJM_ROR_2_MISO_W | PJM_ROR | MISO_W | Internal | Winter | B18 | 400 | 709 | 0 | 42 | 41.57 | 2 | 0
2020 | PJM_ROR_2_MISO_W | PJM_ROR | MISO_W | Internal | Winter | B19 | 700 | 709 | 0 | 39.99 | 41.32 | 2 | 0
2020 | PJM_ROR_2_MISO_W | PJM_ROR | MISO_W | Internal | Winter | B20 | 935 | 709 | 0 | 36.75 | 34.76 | 2 | 0
2020 | PJM_ROR_2_MISO_WUMS | PJM_ROR | MISO_WUMS | Internal | Shoulder | B11 | 25 | 1467 | 1055.49 | 53.07 | 55.07 | 2 | 0
2020 | PJM_ROR_2_MISO_WUMS | PJM_ROR | MISO_WUMS | Internal | Shoulder | B12 | 200 | 1467 | 0 | 43.38 | 42.37 | 2 | 0
2020 | PJM_ROR_2_MISO_WUMS | PJM_ROR | MISO_WUMS | Internal | Shoulder | B13 | 600 | 1467 | 0 | 41.13 | 39.49 | 2 | 0
2020 | PJM_ROR_2_MISO_WUMS | PJM_ROR | MISO_WUMS | Internal | Shoulder | B14 | 900 | 1467 | 0 | 39.81 | 38.99 | 2 | 0
2020 | PJM_ROR_2_MISO_WUMS | PJM_ROR | MISO_WUMS | Internal | Shoulder | B15 | 1203 | 1467 | 0 | 37.16 | 36.91 | 2 | 0
2020 | PJM_ROR_2_MISO_WUMS | PJM_ROR | MISO_WUMS | Internal | Summer | B1 | 10 | 1467 | 0 | 67.05 | 63.4 | 2 | 0
2020 | PJM_ROR_2_MISO_WUMS | PJM_ROR | MISO_WUMS | Internal | Summer | B2 | 25 | 1467 | 0 | 65.4 | 63.4 | 2 | 0
2020 | PJM_ROR_2_MISO_WUMS | PJM_ROR | MISO_WUMS | Internal | Summer | B3 | 75 | 1467 | 0 | 61.28 | 59.88 | 2 | 0
2020 | PJM_ROR_2_MISO_WUMS | PJM_ROR | MISO_WUMS | Internal | Summer | B4 | 100 | 1467 | 0 | 61.05 | 59.88 | 2 | 0
2020 | PJM_ROR_2_MISO_WUMS | PJM_ROR | MISO_WUMS | Internal | Summer | B5 | 200 | 1467 | 0.03 | 52.73 | 54.72 | 2 | 0
2020 | PJM_ROR_2_MISO_WUMS | PJM_ROR | MISO_WUMS | Internal | Summer | B6 | 300 | 1467 | 0 | 46.2 | 45.21 | 2 | 0
2020 | PJM_ROR_2_MISO_WUMS | PJM_ROR | MISO_WUMS | Internal | Summer | B7 | 400 | 1467 | 0 | 40.09 | 38.11 | 2 | 0
2020 | PJM_ROR_2_MISO_WUMS | PJM_ROR | MISO_WUMS | Internal | Summer | B8 | 500 | 1467 | 0 | 37.83 | 35.89 | 2 | 0
2020 | PJM_ROR_2_MISO_WUMS | PJM_ROR | MISO_WUMS | Internal | Summer | B9 | 800 | 1467 | 0 | 37.09 | 35.66 | 2 | 0
2020 | PJM_ROR_2_MISO_WUMS | PJM_ROR | MISO_WUMS | Internal | Summer | B10 | 1262 | 1467 | 0 | 33.64 | 35.25 | 2 | 0
2020 | PJM_ROR_2_MISO_WUMS | PJM_ROR | MISO_WUMS | Internal | Winter | B16 | 25 | 1467 | 0 | 52.17 | 50.17 | 2 | 0
2020 | PJM_ROR_2_MISO_WUMS | PJM_ROR | MISO_WUMS | Internal | Winter | B17 | 100 | 1467 | 0 | 45.34 | 43.34 | 2 | 0
2020 | PJM_ROR_2_MISO_WUMS | PJM_ROR | MISO_WUMS | Internal | Winter | B18 | 400 | 1467 | 0 | 42 | 41.56 | 2 | 0
2020 | PJM_ROR_2_MISO_WUMS | PJM_ROR | MISO_WUMS | Internal | Winter | B19 | 700 | 1467 | 0 | 39.99 | 41.31 | 2 | 0
2020 | PJM_ROR_2_MISO_WUMS | PJM_ROR | MISO_WUMS | Internal | Winter | B20 | 935 | 1467 | 0 | 36.75 | 35.07 | 2 | 0
2020 | PJM_ROR_2_PJM_ROM | PJM_ROR | PJM_ROM | Internal | Shoulder | B11 | 25 | 8000 | 0.12 | 53.07 | 53.06 | 0.01 | 0
2020 | PJM_ROR_2_PJM_ROM | PJM_ROR | PJM_ROM | Internal | Shoulder | B12 | 200 | 8000 | 774.64 | 43.38 | 43.39 | 0.01 | 0
2020 | PJM_ROR_2_PJM_ROM | PJM_ROR | PJM_ROM | Internal | Shoulder | B13 | 600 | 8000 | 3263.98 | 41.13 | 41.14 | 0.01 | 0
2020 | PJM_ROR_2_PJM_ROM | PJM_ROR | PJM_ROM | Internal | Shoulder | B14 | 900 | 8000 | 5730.28 | 39.81 | 39.82 | 0.01 | 0
2020 | PJM_ROR_2_PJM_ROM | PJM_ROR | PJM_ROM | Internal | Shoulder | B15 | 1203 | 8000 | 4824.41 | 37.16 | 37.17 | 0.01 | 0
2020 | PJM_ROR_2_PJM_ROM | PJM_ROR | PJM_ROM | Internal | Summer | B1 | 10 | 8000 | 7616.91 | 67.05 | 67.07 | 0.01 | 0
2020 | PJM_ROR_2_PJM_ROM | PJM_ROR | PJM_ROM | Internal | Summer | B2 | 25 | 8000 | 5609.48 | 65.4 | 65.41 | 0.01 | 0
2020 | PJM_ROR_2_PJM_ROM | PJM_ROR | PJM_ROM | Internal | Summer | B3 | 75 | 8000 | 3040.96 | 61.28 | 61.29 | 0.01 | 0
2020 | PJM_ROR_2_PJM_ROM | PJM_ROR | PJM_ROM | Internal | Summer | B4 | 100 | 8000 | 0.03 | 61.05 | 61.04 | 0.01 | 0
2020 | PJM_ROR_2_PJM_ROM | PJM_ROR | PJM_ROM | Internal | Summer | B5 | 200 | 8000 | 1958.9 | 52.73 | 52.74 | 0.01 | 0
2020 | PJM_ROR_2_PJM_ROM | PJM_ROR | PJM_ROM | Internal | Summer | B6 | 300 | 8000 | 1912.11 | 46.2 | 46.21 | 0.01 | 0
2020 | PJM_ROR_2_PJM_ROM | PJM_ROR | PJM_ROM | Internal | Summer | B7 | 400 | 8000 | 4105.89 | 40.09 | 40.11 | 0.01 | 0
2020 | PJM_ROR_2_PJM_ROM | PJM_ROR | PJM_ROM | Internal | Summer | B8 | 500 | 8000 | 5167.99 | 37.83 | 37.85 | 0.01 | 0
2020 | PJM_ROR_2_PJM_ROM | PJM_ROR | PJM_ROM | Internal | Summer | B9 | 800 | 8000 | 7419.44 | 37.09 | 37.1 | 0.01 | 0
2020 | PJM_ROR_2_PJM_ROM | PJM_ROR | PJM_ROM | Internal | Summer | B10 | 1262 | 8000 | 8000 | 33.64 | 34.66 | 0.01 | 1
2020 | PJM_ROR_2_PJM_ROM | PJM_ROR | PJM_ROM | Internal | Winter | B16 | 25 | 8000 | 4991.45 | 52.17 | 52.18 | 0.01 | 0
2020 | PJM_ROR_2_PJM_ROM | PJM_ROR | PJM_ROM | Internal | Winter | B17 | 100 | 8000 | 6628.08 | 45.34 | 45.35 | 0.01 | 0
2020 | PJM_ROR_2_PJM_ROM | PJM_ROR | PJM_ROM | Internal | Winter | B18 | 400 | 8000 | 8000 | 42 | 44.08 | 0.01 | 2.06
2020 | PJM_ROR_2_PJM_ROM | PJM_ROR | PJM_ROM | Internal | Winter | B19 | 700 | 8000 | 8000 | 39.99 | 41.75 | 0.01 | 1.75
2020 | PJM_ROR_2_PJM_ROM | PJM_ROR | PJM_ROM | Internal | Winter | B20 | 935 | 8000 | 8000 | 36.75 | 37.36 | 0.01 | 0.59
2020 | PJM_ROR_2_TVA_Transmission | PJM_ROR | TVA_Transmission | Internal | Shoulder | B11 | 25 | 2500 | 0 | 53.07 | 58.68 | 6 | 0
2020 | PJM_ROR_2_TVA_Transmission | PJM_ROR | TVA_Transmission | Internal | Shoulder | B12 | 200 | 2500 | 0 | 43.38 | 45.98 | 6 | 0
2020 | PJM_ROR_2_TVA_Transmission | PJM_ROR | TVA_Transmission | Internal | Shoulder | B13 | 600 | 2500 | 0 | 41.13 | 44.04 | 6 | 0
2020 | PJM_ROR_2_TVA_Transmission | PJM_ROR | TVA_Transmission | Internal | Shoulder | B14 | 900 | 2500 | 0 | 39.81 | 43.05 | 6 | 0
2020 | PJM_ROR_2_TVA_Transmission | PJM_ROR | TVA_Transmission | Internal | Shoulder | B15 | 1203 | 2500 | 0 | 37.16 | 42.24 | 6 | 0
2020 | PJM_ROR_2_TVA_Transmission | PJM_ROR | TVA_Transmission | Internal | Summer | B1 | 10 | 2500 | 561.38 | 67.05 | 73.05 | 6 | 0
2020 | PJM_ROR_2_TVA_Transmission | PJM_ROR | TVA_Transmission | Internal | Summer | B2 | 25 | 2500 | 1607.76 | 65.4 | 71.4 | 6 | 0
2020 | PJM_ROR_2_TVA_Transmission | PJM_ROR | TVA_Transmission | Internal | Summer | B3 | 75 | 2500 | 729.33 | 61.28 | 67.28 | 6 | 0
2020 | PJM_ROR_2_TVA_Transmission | PJM_ROR | TVA_Transmission | Internal | Summer | B4 | 100 | 2500 | 207.21 | 61.05 | 67.05 | 6 | 0
2020 | PJM_ROR_2_TVA_Transmission | PJM_ROR | TVA_Transmission | Internal | Summer | B5 | 200 | 2500 | 245.72 | 52.73 | 58.73 | 6 | 0
2020 | PJM_ROR_2_TVA_Transmission | PJM_ROR | TVA_Transmission | Internal | Summer | B6 | 300 | 2500 | 0 | 46.2 | 49.9 | 6 | 0
2020 | PJM_ROR_2_TVA_Transmission | PJM_ROR | TVA_Transmission | Internal | Summer | B7 | 400 | 2500 | 0 | 40.09 | 45.43 | 6 | 0
2020 | PJM_ROR_2_TVA_Transmission | PJM_ROR | TVA_Transmission | Internal | Summer | B8 | 500 | 2500 | 0 | 37.83 | 41.51 | 6 | 0
2020 | PJM_ROR_2_TVA_Transmission | PJM_ROR | TVA_Transmission | Internal | Summer | B9 | 800 | 2500 | 0 | 37.09 | 41.24 | 6 | 0
2020 | PJM_ROR_2_TVA_Transmission | PJM_ROR | TVA_Transmission | Internal | Summer | B10 | 1262 | 2500 | 0 | 33.64 | 38.01 | 6 | 0
2020 | PJM_ROR_2_TVA_Transmission | PJM_ROR | TVA_Transmission | Internal | Winter | B16 | 25 | 2500 | 0.01 | 52.17 | 57.95 | 6 | 0
2020 | PJM_ROR_2_TVA_Transmission | PJM_ROR | TVA_Transmission | Internal | Winter | B17 | 100 | 2500 | 0 | 45.34 | 48.18 | 6 | 0
2020 | PJM_ROR_2_TVA_Transmission | PJM_ROR | TVA_Transmission | Internal | Winter | B18 | 400 | 2500 | 0 | 42 | 45.07 | 6 | 0
2020 | PJM_ROR_2_TVA_Transmission | PJM_ROR | TVA_Transmission | Internal | Winter | B19 | 700 | 2500 | 0 | 39.99 | 43.26 | 6 | 0
2020 | PJM_ROR_2_TVA_Transmission | PJM_ROR | TVA_Transmission | Internal | Winter | B20 | 935 | 2500 | 0 | 36.75 | 41.96 | 6 | 0
2020 | PJM_ROR_2_VACAR | PJM_ROR | VACAR | Internal | Shoulder | B11 | 25 | 3000 | 3000 | 53.07 | 59.66 | 6 | 0.59
2020 | PJM_ROR_2_VACAR | PJM_ROR | VACAR | Internal | Shoulder | B12 | 200 | 3000 | 74.81 | 43.38 | 49.38 | 6 | 0
2020 | PJM_ROR_2_VACAR | PJM_ROR | VACAR | Internal | Shoulder | B13 | 600 | 3000 | 0.02 | 41.13 | 47.08 | 6 | 0
2020 | PJM_ROR_2_VACAR | PJM_ROR | VACAR | Internal | Shoulder | B14 | 900 | 3000 | 1041.54 | 39.81 | 45.81 | 6 | 0
2020 | PJM_ROR_2_VACAR | PJM_ROR | VACAR | Internal | Shoulder | B15 | 1203 | 3000 | 329.84 | 37.16 | 43.16 | 6 | 0
2020 | PJM_ROR_2_VACAR | PJM_ROR | VACAR | Internal | Summer | B1 | 10 | 3000 | 2438.9 | 67.05 | 73.05 | 6 | 0
2020 | PJM_ROR_2_VACAR | PJM_ROR | VACAR | Internal | Summer | B2 | 25 | 3000 | 3000 | 65.4 | 73.05 | 6 | 1.66
2020 | PJM_ROR_2_VACAR | PJM_ROR | VACAR | Internal | Summer | B3 | 75 | 3000 | 3000 | 61.28 | 73.05 | 6 | 5.77
2020 | PJM_ROR_2_VACAR | PJM_ROR | VACAR | Internal | Summer | B4 | 100 | 3000 | 2391.49 | 61.05 | 67.05 | 6 | 0
2020 | PJM_ROR_2_VACAR | PJM_ROR | VACAR | Internal | Summer | B5 | 200 | 3000 | 2343.52 | 52.73 | 58.73 | 6 | 0
2020 | PJM_ROR_2_VACAR | PJM_ROR | VACAR | Internal | Summer | B6 | 300 | 3000 | 1194.22 | 46.2 | 52.2 | 6 | 0
2020 | PJM_ROR_2_VACAR | PJM_ROR | VACAR | Internal | Summer | B7 | 400 | 3000 | 3000 | 40.09 | 47.08 | 6 | 0.99
2020 | PJM_ROR_2_VACAR | PJM_ROR | VACAR | Internal | Summer | B8 | 500 | 3000 | 2260.68 | 37.83 | 43.83 | 6 | 0
2020 | PJM_ROR_2_VACAR | PJM_ROR | VACAR | Internal | Summer | B9 | 800 | 3000 | 2148.98 | 37.09 | 43.09 | 6 | 0
2020 | PJM_ROR_2_VACAR | PJM_ROR | VACAR | Internal | Summer | B10 | 1262 | 3000 | 3000 | 33.64 | 40.83 | 6 | 1.18
2020 | PJM_ROR_2_VACAR | PJM_ROR | VACAR | Internal | Winter | B16 | 25 | 3000 | 3000 | 52.17 | 59.83 | 6 | 1.66
2020 | PJM_ROR_2_VACAR | PJM_ROR | VACAR | Internal | Winter | B17 | 100 | 3000 | 823.19 | 45.34 | 51.34 | 6 | 0
2020 | PJM_ROR_2_VACAR | PJM_ROR | VACAR | Internal | Winter | B18 | 400 | 3000 | 0 | 42 | 47.08 | 6 | 0
2020 | PJM_ROR_2_VACAR | PJM_ROR | VACAR | Internal | Winter | B19 | 700 | 3000 | 353.46 | 39.99 | 45.99 | 6 | 0
2020 | PJM_ROR_2_VACAR | PJM_ROR | VACAR | Internal | Winter | B20 | 935 | 3000 | 3000 | 36.75 | 43.09 | 6 | 0.34
2020 | PJM_ROM_2_NYISO_A-F | PJM_ROM | NYISO_A-F | Internal | Shoulder | B11 | 25 | 2000 | 0 | 53.06 | 40.67 | 6 | 0
2020 | PJM_ROM_2_NYISO_A-F | PJM_ROM | NYISO_A-F | Internal | Shoulder | B12 | 200 | 2000 | 0 | 43.39 | 39.85 | 6 | 0
2020 | PJM_ROM_2_NYISO_A-F | PJM_ROM | NYISO_A-F | Internal | Shoulder | B13 | 600 | 2000 | 0 | 41.14 | 39.85 | 6 | 0
2020 | PJM_ROM_2_NYISO_A-F | PJM_ROM | NYISO_A-F | Internal | Shoulder | B14 | 900 | 2000 | 0 | 39.82 | 39.16 | 6 | 0
2020 | PJM_ROM_2_NYISO_A-F | PJM_ROM | NYISO_A-F | Internal | Shoulder | B15 | 1203 | 2000 | 0 | 37.17 | 39.16 | 6 | 0
2020 | PJM_ROM_2_NYISO_A-F | PJM_ROM | NYISO_A-F | Internal | Summer | B1 | 10 | 2000 | 0 | 67.07 | 59.07 | 6 | 0
2020 | PJM_ROM_2_NYISO_A-F | PJM_ROM | NYISO_A-F | Internal | Summer | B2 | 25 | 2000 | 0 | 65.41 | 57.41 | 6 | 0
2020 | PJM_ROM_2_NYISO_A-F | PJM_ROM | NYISO_A-F | Internal | Summer | B3 | 75 | 2000 | 0 | 61.29 | 51.9 | 6 | 0
2020 | PJM_ROM_2_NYISO_A-F | PJM_ROM | NYISO_A-F | Internal | Summer | B4 | 100 | 2000 | 0 | 61.04 | 45.81 | 6 | 0
2020 | PJM_ROM_2_NYISO_A-F | PJM_ROM | NYISO_A-F | Internal | Summer | B5 | 200 | 2000 | 0 | 52.74 | 44.74 | 6 | 0
2020 | PJM_ROM_2_NYISO_A-F | PJM_ROM | NYISO_A-F | Internal | Summer | B6 | 300 | 2000 | 0 | 46.21 | 42.03 | 6 | 0
2020 | PJM_ROM_2_NYISO_A-F | PJM_ROM | NYISO_A-F | Internal | Summer | B7 | 400 | 2000 | 0 | 40.11 | 38.6 | 6 | 0
2020 | PJM_ROM_2_NYISO_A-F | PJM_ROM | NYISO_A-F | Internal | Summer | B8 | 500 | 2000 | 0 | 37.85 | 37.9 | 6 | 0
2020 | PJM_ROM_2_NYISO_A-F | PJM_ROM | NYISO_A-F | Internal | Summer | B9 | 800 | 2000 | 0 | 37.1 | 37.87 | 6 | 0
2020 | PJM_ROM_2_NYISO_A-F | PJM_ROM | NYISO_A-F | Internal | Summer | B10 | 1262 | 2000 | 0 | 34.66 | 37.87 | 6 | 0
2020 | PJM_ROM_2_NYISO_A-F | PJM_ROM | NYISO_A-F | Internal | Winter | B16 | 25 | 2000 | 0 | 52.18 | 44.97 | 6 | 0
2020 | PJM_ROM_2_NYISO_A-F | PJM_ROM | NYISO_A-F | Internal | Winter | B17 | 100 | 2000 | 0 | 45.35 | 43.27 | 6 | 0
2020 | PJM_ROM_2_NYISO_A-F | PJM_ROM | NYISO_A-F | Internal | Winter | B18 | 400 | 2000 | 0 | 44.08 | 42.19 | 6 | 0
2020 | PJM_ROM_2_NYISO_A-F | PJM_ROM | NYISO_A-F | Internal | Winter | B19 | 700 | 2000 | 0 | 41.75 | 42.19 | 6 | 0
2020 | PJM_ROM_2_NYISO_A-F | PJM_ROM | NYISO_A-F | Internal | Winter | B20 | 935 | 2000 | 0 | 37.36 | 42.19 | 6 | 0
2020 | PJM_ROM_2_PJM_E | PJM_ROM | PJM_E | Internal | Shoulder | B11 | 25 | 8000 | 0.12 | 53.06 | 53.04 | 0.01 | 0
2020 | PJM_ROM_2_PJM_E | PJM_ROM | PJM_E | Internal | Shoulder | B12 | 200 | 8000 | 0.02 | 43.39 | 43.38 | 0.01 | 0
2020 | PJM_ROM_2_PJM_E | PJM_ROM | PJM_E | Internal | Shoulder | B13 | 600 | 8000 | 0.02 | 41.14 | 41.14 | 0.01 | 0
2020 | PJM_ROM_2_PJM_E | PJM_ROM | PJM_E | Internal | Shoulder | B14 | 900 | 8000 | 2742.4 | 39.82 | 39.83 | 0.01 | 0
2020 | PJM_ROM_2_PJM_E | PJM_ROM | PJM_E | Internal | Shoulder | B15 | 1203 | 8000 | 363.69 | 37.17 | 37.18 | 0.01 | 0
2020 | PJM_ROM_2_PJM_E | PJM_ROM | PJM_E | Internal | Summer | B1 | 10 | 8000 | 4333 | 67.07 | 67.08 | 0.01 | 0
2020 | PJM_ROM_2_PJM_E | PJM_ROM | PJM_E | Internal | Summer | B2 | 25 | 8000 | 2665.48 | 65.41 | 65.42 | 0.01 | 0
2020 | PJM_ROM_2_PJM_E | PJM_ROM | PJM_E | Internal | Summer | B3 | 75 | 8000 | 579.8 | 61.29 | 61.3 | 0.01 | 0
2020 | PJM_ROM_2_PJM_E | PJM_ROM | PJM_E | Internal | Summer | B4 | 100 | 8000 | 0.03 | 61.04 | 61.03 | 0.01 | 0
2020 | PJM_ROM_2_PJM_E | PJM_ROM | PJM_E | Internal | Summer | B5 | 200 | 8000 | 799.14 | 52.74 | 52.75 | 0.01 | 0
2020 | PJM_ROM_2_PJM_E | PJM_ROM | PJM_E | Internal | Summer | B6 | 300 | 8000 | 0.01 | 46.21 | 46.2 | 0.01 | 0
2020 | PJM_ROM_2_PJM_E | PJM_ROM | PJM_E | Internal | Summer | B7 | 400 | 8000 | 1716.54 | 40.11 | 40.12 | 0.01 | 0
2020 | PJM_ROM_2_PJM_E | PJM_ROM | PJM_E | Internal | Summer | B8 | 500 | 8000 | 2197.7 | 37.85 | 37.86 | 0.01 | 0
2020 | PJM_ROM_2_PJM_E | PJM_ROM | PJM_E | Internal | Summer | B9 | 800 | 8000 | 2219.03 | 37.1 | 37.11 | 0.01 | 0
2020 | PJM_ROM_2_PJM_E | PJM_ROM | PJM_E | Internal | Summer | B10 | 1262 | 8000 | 3616.16 | 34.66 | 34.67 | 0.01 | 0
2020 | PJM_ROM_2_PJM_E | PJM_ROM | PJM_E | Internal | Winter | B16 | 25 | 8000 | 1986.08 | 52.18 | 52.19 | 0.01 | 0
2020 | PJM_ROM_2_PJM_E | PJM_ROM | PJM_E | Internal | Winter | B17 | 100 | 8000 | 2792.8 | 45.35 | 45.36 | 0.01 | 0
2020 | PJM_ROM_2_PJM_E | PJM_ROM | PJM_E | Internal | Winter | B18 | 400 | 8000 | 5074.72 | 44.08 | 44.09 | 0.01 | 0
2020 | PJM_ROM_2_PJM_E | PJM_ROM | PJM_E | Internal | Winter | B19 | 700 | 8000 | 4322.69 | 41.75 | 41.76 | 0.01 | 0
2020 | PJM_ROM_2_PJM_E | PJM_ROM | PJM_E | Internal | Winter | B20 | 935 | 8000 | 4202.08 | 37.36 | 37.37 | 0.01 | 0
2020 | PJM_ROM_2_PJM_ROR | PJM_ROM | PJM_ROR | Internal | Shoulder | B11 | 25 | 8000 | 1718.57 | 53.06 | 53.07 | 0.01 | 0
2020 | PJM_ROM_2_PJM_ROR | PJM_ROM | PJM_ROR | Internal | Shoulder | B12 | 200 | 8000 | 0.02 | 43.39 | 43.38 | 0.01 | 0
2020 | PJM_ROM_2_PJM_ROR | PJM_ROM | PJM_ROR | Internal | Shoulder | B13 | 600 | 8000 | 0 | 41.14 | 41.13 | 0.01 | 0
2020 | PJM_ROM_2_PJM_ROR | PJM_ROM | PJM_ROR | Internal | Shoulder | B14 | 900 | 8000 | 0 | 39.82 | 39.81 | 0.01 | 0
2020 | PJM_ROM_2_PJM_ROR | PJM_ROM | PJM_ROR | Internal | Shoulder | B15 | 1203 | 8000 | 0 | 37.17 | 37.16 | 0.01 | 0
2020 | PJM_ROM_2_PJM_ROR | PJM_ROM | PJM_ROR | Internal | Summer | B1 | 10 | 8000 | 0.27 | 67.07 | 67.05 | 0.01 | 0
2020 | PJM_ROM_2_PJM_ROR | PJM_ROM | PJM_ROR | Internal | Summer | B2 | 25 | 8000 | 0.12 | 65.41 | 65.4 | 0.01 | 0
2020 | PJM_ROM_2_PJM_ROR | PJM_ROM | PJM_ROR | Internal | Summer | B3 | 75 | 8000 | 0.04 | 61.29 | 61.28 | 0.01 | 0
2020 | PJM_ROM_2_PJM_ROR | PJM_ROM | PJM_ROR | Internal | Summer | B4 | 100 | 8000 | 107.15 | 61.04 | 61.05 | 0.01 | 0
2020 | PJM_ROM_2_PJM_ROR | PJM_ROM | PJM_ROR | Internal | Summer | B5 | 200 | 8000 | 0.02 | 52.74 | 52.73 | 0.01 | 0
2020 | PJM_ROM_2_PJM_ROR | PJM_ROM | PJM_ROR | Internal | Summer | B6 | 300 | 8000 | 0.01 | 46.21 | 46.2 | 0.01 | 0
2020 | PJM_ROM_2_PJM_ROR | PJM_ROM | PJM_ROR | Internal | Summer | B7 | 400 | 8000 | 0 | 40.11 | 40.09 | 0.01 | 0
2020 | PJM_ROM_2_PJM_ROR | PJM_ROM | PJM_ROR | Internal | Summer | B8 | 500 | 8000 | 0 | 37.85 | 37.83 | 0.01 | 0
2020 | PJM_ROM_2_PJM_ROR | PJM_ROM | PJM_ROR | Internal | Summer | B9 | 800 | 8000 | 0 | 37.1 | 37.09 | 0.01 | 0
2020 | PJM_ROM_2_PJM_ROR | PJM_ROM | PJM_ROR | Internal | Summer | B10 | 1262 | 8000 | 0 | 34.66 | 33.64 | 0.01 | 0
2020 | PJM_ROM_2_PJM_ROR | PJM_ROM | PJM_ROR | Internal | Winter | B16 | 25 | 8000 | 0.12 | 52.18 | 52.17 | 0.01 | 0
2020 | PJM_ROM_2_PJM_ROR | PJM_ROM | PJM_ROR | Internal | Winter | B17 | 100 | 8000 | 0.03 | 45.35 | 45.34 | 0.01 | 0
2020 | PJM_ROM_2_PJM_ROR | PJM_ROM | PJM_ROR | Internal | Winter | B18 | 400 | 8000 | 0 | 44.08 | 42 | 0.01 | 0
2020 | PJM_ROM_2_PJM_ROR | PJM_ROM | PJM_ROR | Internal | Winter | B19 | 700 | 8000 | 0 | 41.75 | 39.99 | 0.01 | 0
2020 | PJM_ROM_2_PJM_ROR | PJM_ROM | PJM_ROR | Internal | Winter | B20 | 935 | 8000 | 0 | 37.36 | 36.75 | 0.01 | 0
2020 | SOCO_2_ENT | SOCO | ENT | Internal | Shoulder | B11 | 25 | 2400 | 0 | 66.66 | 59.03 | 10 | 0
2020 | SOCO_2_ENT | SOCO | ENT | Internal | Shoulder | B12 | 200 | 2400 | 0 | 43.92 | 41.91 | 10 | 0
2020 | SOCO_2_ENT | SOCO | ENT | Internal | Shoulder | B13 | 600 | 2400 | 0 | 42.1 | 41.91 | 10 | 0
2020 | SOCO_2_ENT | SOCO | ENT | Internal | Shoulder | B14 | 900 | 2400 | 0 | 42.1 | 41.61 | 10 | 0
2020 | SOCO_2_ENT | SOCO | ENT | Internal | Shoulder | B15 | 1203 | 2400 | 0 | 42.1 | 41.61 | 10 | 0
2020 | SOCO_2_ENT | SOCO | ENT | Internal | Summer | B1 | 10 | 2400 | 0 | 71.02 | 68.21 | 10 | 0
2020 | SOCO_2_ENT | SOCO | ENT | Internal | Summer | B2 | 25 | 2400 | 0 | 69.69 | 63.4 | 10 | 0
2020 | SOCO_2_ENT | SOCO | ENT | Internal | Summer | B3 | 75 | 2400 | 0 | 69.69 | 61.69 | 10 | 0
2020 | SOCO_2_ENT | SOCO | ENT | Internal | Summer | B4 | 100 | 2400 | 0 | 69.69 | 61.69 | 10 | 0
2020 | SOCO_2_ENT | SOCO | ENT | Internal | Summer | B5 | 200 | 2400 | 0 | 65.73 | 57.73 | 10 | 0
2020 | SOCO_2_ENT | SOCO | ENT | Internal | Summer | B6 | 300 | 2400 | 0 | 56.87 | 52.22 | 10 | 0
2020 | SOCO_2_ENT | SOCO | ENT | Internal | Summer | B7 | 400 | 2400 | 0 | 54.08 | 46.08 | 10 | 0
2020 | SOCO_2_ENT | SOCO | ENT | Internal | Summer | B8 | 500 | 2400 | 0 | 43.93 | 40.59 | 10 | 0
2020 | SOCO_2_ENT | SOCO | ENT | Internal | Summer | B9 | 800 | 2400 | 0 | 40.87 | 40.3 | 10 | 0
2020 | SOCO_2_ENT | SOCO | ENT | Internal | Summer | B10 | 1262 | 2400 | 0 | 40.87 | 38.99 | 10 | 0
2020 | SOCO_2_ENT | SOCO | ENT | Internal | Winter | B16 | 25 | 2400 | 0 | 65.15 | 57.15 | 10 | 0
2020 | SOCO_2_ENT | SOCO | ENT | Internal | Winter | B17 | 100 | 2400 | 0 | 44.59 | 44.52 | 10 | 0
2020 | SOCO_2_ENT | SOCO | ENT | Internal | Winter | B18 | 400 | 2400 | 0 | 44.59 | 44.52 | 10 | 0
2020 | SOCO_2_ENT | SOCO | ENT | Internal | Winter | B19 | 700 | 2400 | 0 | 44.59 | 44.2 | 10 | 0
2020 | SOCO_2_ENT | SOCO | ENT | Internal | Winter | B20 | 935 | 2400 | 0 | 44.2 | 42.75 | 10 | 0
2020 | SOCO_2_FRCC | SOCO | FRCC | Internal | Shoulder | B11 | 25 | 3700 | 640.13 | 66.66 | 76.66 | 10 | 0
2020 | SOCO_2_FRCC | SOCO | FRCC | Internal | Shoulder | B12 | 200 | 3700 | 1847.06 | 43.92 | 53.92 | 10 | 0
2020 | SOCO_2_FRCC | SOCO | FRCC | Internal | Shoulder | B13 | 600 | 3700 | 0 | 42.1 | 48.83 | 10 | 0
2020 | SOCO_2_FRCC | SOCO | FRCC | Internal | Shoulder | B14 | 900 | 3700 | 0 | 42.1 | 48.83 | 10 | 0
2020 | SOCO_2_FRCC | SOCO | FRCC | Internal | Shoulder | B15 | 1203 | 3700 | 0 | 42.1 | 46.83 | 10 | 0
2020 | SOCO_2_FRCC | SOCO | FRCC | Internal | Summer | B1 | 10 | 3700 | 60.37 | 71.02 | 81.02 | 10 | 0
2020 | SOCO_2_FRCC | SOCO | FRCC | Internal | Summer | B2 | 25 | 3700 | 0 | 69.69 | 76.76 | 10 | 0
2020 | SOCO_2_FRCC | SOCO | FRCC | Internal | Summer | B3 | 75 | 3700 | 0 | 69.69 | 76.76 | 10 | 0
2020 | SOCO_2_FRCC | SOCO | FRCC | Internal | Summer | B4 | 100 | 3700 | 0 | 69.69 | 76.76 | 10 | 0
2020 | SOCO_2_FRCC | SOCO | FRCC | Internal | Summer | B5 | 200 | 3700 | 239.07 | 65.73 | 75.73 | 10 | 0
2020 | SOCO_2_FRCC | SOCO | FRCC | Internal | Summer | B6 | 300 | 3700 | 285.45 | 56.87 | 66.87 | 10 | 0
2020 | SOCO_2_FRCC | SOCO | FRCC | Internal | Summer | B7 | 400 | 3700 | 2268.36 | 54.08 | 64.08 | 10 | 0
2020 | SOCO_2_FRCC | SOCO | FRCC | Internal | Summer | B8 | 500 | 3700 | 900.22 | 43.93 | 53.93 | 10 | 0
2020 | SOCO_2_FRCC | SOCO | FRCC | Internal | Summer | B9 | 800 | 3700 | 0 | 40.87 | 48.1 | 10 | 0
2020 | SOCO_2_FRCC | SOCO | FRCC | Internal | Summer | B10 | 1262 | 3700 | 0 | 40.87 | 46.13 | 10 | 0
2020 | SOCO_2_FRCC | SOCO | FRCC | Internal | Winter | B16 | 25 | 3700 | 1057.68 | 65.15 | 75.15 | 10 | 0
2020 | SOCO_2_FRCC | SOCO | FRCC | Internal | Winter | B17 | 100 | 3700 | 821.22 | 44.59 | 54.59 | 10 | 0
2020 | SOCO_2_FRCC | SOCO | FRCC | Internal | Winter | B18 | 400 | 3700 | 0 | 44.59 | 51.07 | 10 | 0
2020 | SOCO_2_FRCC | SOCO | FRCC | Internal | Winter | B19 | 700 | 3700 | 0 | 44.59 | 50.77 | 10 | 0
2020 | SOCO_2_FRCC | SOCO | FRCC | Internal | Winter | B20 | 935 | 3700 | 0 | 44.2 | 48.97 | 10 | 0
2020 | SOCO_2_TVA_Transmission | SOCO | TVA_Transmission | Internal | Shoulder | B11 | 25 | 2600 | 0 | 66.66 | 58.68 | 10 | 0
2020 | SOCO_2_TVA_Transmission | SOCO | TVA_Transmission | Internal | Shoulder | B12 | 200 | 2600 | 0 | 43.92 | 45.98 | 10 | 0
2020 | SOCO_2_TVA_Transmission | SOCO | TVA_Transmission | Internal | Shoulder | B13 | 600 | 2600 | 0 | 42.1 | 44.04 | 10 | 0
2020 | SOCO_2_TVA_Transmission | SOCO | TVA_Transmission | Internal | Shoulder | B14 | 900 | 2600 | 0 | 42.1 | 43.05 | 10 | 0
2020 | SOCO_2_TVA_Transmission | SOCO | TVA_Transmission | Internal | Shoulder | B15 | 1203 | 2600 | 0 | 42.1 | 42.24 | 10 | 0
2020 | SOCO_2_TVA_Transmission | SOCO | TVA_Transmission | Internal | Summer | B1 | 10 | 2600 | 0 | 71.02 | 73.05 | 10 | 0
2020 | SOCO_2_TVA_Transmission | SOCO | TVA_Transmission | Internal | Summer | B2 | 25 | 2600 | 0 | 69.69 | 71.4 | 10 | 0
2020 | SOCO_2_TVA_Transmission | SOCO | TVA_Transmission | Internal | Summer | B3 | 75 | 2600 | 0 | 69.69 | 67.28 | 10 | 0
2020 | SOCO_2_TVA_Transmission | SOCO | TVA_Transmission | Internal | Summer | B4 | 100 | 2600 | 0 | 69.69 | 67.05 | 10 | 0
2020 | SOCO_2_TVA_Transmission | SOCO | TVA_Transmission | Internal | Summer | B5 | 200 | 2600 | 0 | 65.73 | 58.73 | 10 | 0
2020 | SOCO_2_TVA_Transmission | SOCO | TVA_Transmission | Internal | Summer | B6 | 300 | 2600 | 0 | 56.87 | 49.9 | 10 | 0
2020 | SOCO_2_TVA_Transmission | SOCO | TVA_Transmission | Internal | Summer | B7 | 400 | 2600 | 0 | 54.08 | 45.43 | 10 | 0
2020 | SOCO_2_TVA_Transmission | SOCO | TVA_Transmission | Internal | Summer | B8 | 500 | 2600 | 0 | 43.93 | 41.51 | 10 | 0
2020 | SOCO_2_TVA_Transmission | SOCO | TVA_Transmission | Internal | Summer | B9 | 800 | 2600 | 0 | 40.87 | 41.24 | 10 | 0
2020 | SOCO_2_TVA_Transmission | SOCO | TVA_Transmission | Internal | Summer | B10 | 1262 | 2600 | 0 | 40.87 | 38.01 | 10 | 0
2020 | SOCO_2_TVA_Transmission | SOCO | TVA_Transmission | Internal | Winter | B16 | 25 | 2600 | 0 | 65.15 | 57.95 | 10 | 0
2020 | SOCO_2_TVA_Transmission | SOCO | TVA_Transmission | Internal | Winter | B17 | 100 | 2600 | 0 | 44.59 | 48.18 | 10 | 0
2020 | SOCO_2_TVA_Transmission | SOCO | TVA_Transmission | Internal | Winter | B18 | 400 | 2600 | 0 | 44.59 | 45.07 | 10 | 0
2020 | SOCO_2_TVA_Transmission | SOCO | TVA_Transmission | Internal | Winter | B19 | 700 | 2600 | 0 | 44.59 | 43.26 | 10 | 0
2020 | SOCO_2_TVA_Transmission | SOCO | TVA_Transmission | Internal | Winter | B20 | 935 | 2600 | 0 | 44.2 | 41.96 | 10 | 0
2020 | SOCO_2_VACAR | SOCO | VACAR | Internal | Shoulder | B11 | 25 | 2000 | 0 | 66.66 | 59.66 | 10 | 0
2020 | SOCO_2_VACAR | SOCO | VACAR | Internal | Shoulder | B12 | 200 | 2000 | 0 | 43.92 | 49.38 | 10 | 0
2020 | SOCO_2_VACAR | SOCO | VACAR | Internal | Shoulder | B13 | 600 | 2000 | 0 | 42.1 | 47.08 | 10 | 0
2020 | SOCO_2_VACAR | SOCO | VACAR | Internal | Shoulder | B14 | 900 | 2000 | 0 | 42.1 | 45.81 | 10 | 0
2020 | SOCO_2_VACAR | SOCO | VACAR | Internal | Shoulder | B15 | 1203 | 2000 | 0 | 42.1 | 43.16 | 10 | 0
2020 | SOCO_2_VACAR | SOCO | VACAR | Internal | Summer | B1 | 10 | 2000 | 0 | 71.02 | 73.05 | 10 | 0
2020 | SOCO_2_VACAR | SOCO | VACAR | Internal | Summer | B2 | 25 | 2000 | 0 | 69.69 | 73.05 | 10 | 0
2020 | SOCO_2_VACAR | SOCO | VACAR | Internal | Summer | B3 | 75 | 2000 | 0 | 69.69 | 73.05 | 10 | 0
2020 | SOCO_2_VACAR | SOCO | VACAR | Internal | Summer | B4 | 100 | 2000 | 0 | 69.69 | 67.05 | 10 | 0
2020 | SOCO_2_VACAR | SOCO | VACAR | Internal | Summer | B5 | 200 | 2000 | 0 | 65.73 | 58.73 | 10 | 0
2020 | SOCO_2_VACAR | SOCO | VACAR | Internal | Summer | B6 | 300 | 2000 | 0 | 56.87 | 52.2 | 10 | 0
2020 | SOCO_2_VACAR | SOCO | VACAR | Internal | Summer | B7 | 400 | 2000 | 0 | 54.08 | 47.08 | 10 | 0
2020 | SOCO_2_VACAR | SOCO | VACAR | Internal | Summer | B8 | 500 | 2000 | 0 | 43.93 | 43.83 | 10 | 0
2020 | SOCO_2_VACAR | SOCO | VACAR | Internal | Summer | B9 | 800 | 2000 | 0 | 40.87 | 43.09 | 10 | 0
2020 | SOCO_2_VACAR | SOCO | VACAR | Internal | Summer | B10 | 1262 | 2000 | 0 | 40.87 | 40.83 | 10 | 0
2020 | SOCO_2_VACAR | SOCO | VACAR | Internal | Winter | B16 | 25 | 2000 | 0 | 65.15 | 59.83 | 10 | 0
2020 | SOCO_2_VACAR | SOCO | VACAR | Internal | Winter | B17 | 100 | 2000 | 0 | 44.59 | 51.34 | 10 | 0
2020 | SOCO_2_VACAR | SOCO | VACAR | Internal | Winter | B18 | 400 | 2000 | 0 | 44.59 | 47.08 | 10 | 0
2020 | SOCO_2_VACAR | SOCO | VACAR | Internal | Winter | B19 | 700 | 2000 | 0 | 44.59 | 45.99 | 10 | 0
2020 | SOCO_2_VACAR | SOCO | VACAR | Internal | Winter | B20 | 935 | 2000 | 0 | 44.2 | 43.09 | 10 | 0
2020 | SPP_N_2_ENT | SPP_N | ENT | Internal | Shoulder | B11 | 25 | 1800 | 0 | 62.08 | 59.03 | 5 | 0
2020 | SPP_N_2_ENT | SPP_N | ENT | Internal | Shoulder | B12 | 200 | 1800 | 0 | 42.03 | 41.91 | 5 | 0
2020 | SPP_N_2_ENT | SPP_N | ENT | Internal | Shoulder | B13 | 600 | 1800 | 0 | 40.19 | 41.91 | 5 | 0
2020 | SPP_N_2_ENT | SPP_N | ENT | Internal | Shoulder | B14 | 900 | 1800 | 0 | 40.19 | 41.61 | 5 | 0
2020 | SPP_N_2_ENT | SPP_N | ENT | Internal | Shoulder | B15 | 1203 | 1800 | 0 | 40.1 | 41.61 | 5 | 0
2020 | SPP_N_2_ENT | SPP_N | ENT | Internal | Summer | B1 | 10 | 1800 | 0 | 66.03 | 68.21 | 5 | 0
2020 | SPP_N_2_ENT | SPP_N | ENT | Internal | Summer | B2 | 25 | 1800 | 0 | 66.03 | 63.4 | 5 | 0
2020 | SPP_N_2_ENT | SPP_N | ENT | Internal | Summer | B3 | 75 | 1800 | 0 | 66.03 | 61.69 | 5 | 0
2020 | SPP_N_2_ENT | SPP_N | ENT | Internal | Summer | B4 | 100 | 1800 | 0 | 64.16 | 61.69 | 5 | 0
2020 | SPP_N_2_ENT | SPP_N | ENT | Internal | Summer | B5 | 200 | 1800 | 0 | 60.09 | 57.73 | 5 | 0
2020 | SPP_N_2_ENT | SPP_N | ENT | Internal | Summer | B6 | 300 | 1800 | 0 | 52.22 | 52.22 | 5 | 0
2020 | SPP_N_2_ENT | SPP_N | ENT | Internal | Summer | B7 | 400 | 1800 | 0 | 42.39 | 46.08 | 5 | 0
2020 | SPP_N_2_ENT | SPP_N | ENT | Internal | Summer | B8 | 500 | 1800 | 0 | 40.2 | 40.59 | 5 | 0
2020 | SPP_N_2_ENT | SPP_N | ENT | Internal | Summer | B9 | 800 | 1800 | 0 | 38.85 | 40.3 | 5 | 0
2020 | SPP_N_2_ENT | SPP_N | ENT | Internal | Summer | B10 | 1262 | 1800 | 0 | 36.37 | 38.99 | 5 | 0
2020 | SPP_N_2_ENT | SPP_N | ENT | Internal | Winter | B16 | 25 | 1800 | 851.75 | 52.15 | 57.15 | 5 | 0
2020 | SPP_N_2_ENT | SPP_N | ENT | Internal | Winter | B17 | 100 | 1800 | 0 | 42.83 | 44.52 | 5 | 0
2020 | SPP_N_2_ENT | SPP_N | ENT | Internal | Winter | B18 | 400 | 1800 | 0 | 42.74 | 44.52 | 5 | 0
2020 | SPP_N_2_ENT | SPP_N | ENT | Internal | Winter | B19 | 700 | 1800 | 0 | 42.39 | 44.2 | 5 | 0
2020 | SPP_N_2_ENT | SPP_N | ENT | Internal | Winter | B20 | 935 | 1800 | 0 | 39.41 | 42.75 | 5 | 0
2020 | SPP_N_2_MISO_MO-IL | SPP_N | MISO_MO-IL | Internal | Shoulder | B11 | 25 | 2000 | 0 | 62.08 | 55.09 | 5 | 0
2020 | SPP_N_2_MISO_MO-IL | SPP_N | MISO_MO-IL | Internal | Shoulder | B12 | 200 | 2000 | 0 | 42.03 | 42.37 | 5 | 0
2020 | SPP_N_2_MISO_MO-IL | SPP_N | MISO_MO-IL | Internal | Shoulder | B13 | 600 | 2000 | 0 | 40.19 | 39.47 | 5 | 0
2020 | SPP_N_2_MISO_MO-IL | SPP_N | MISO_MO-IL | Internal | Shoulder | B14 | 900 | 2000 | 0 | 40.19 | 37.81 | 5 | 0
2020 | SPP_N_2_MISO_MO-IL | SPP_N | MISO_MO-IL | Internal | Shoulder | B15 | 1203 | 2000 | 0 | 40.1 | 36.09 | 5 | 0
2020 | SPP_N_2_MISO_MO-IL | SPP_N | MISO_MO-IL | Internal | Summer | B1 | 10 | 2000 | 0 | 66.03 | 65.05 | 5 | 0
2020 | SPP_N_2_MISO_MO-IL | SPP_N | MISO_MO-IL | Internal | Summer | B2 | 25 | 2000 | 0 | 66.03 | 63.4 | 5 | 0
2020 | SPP_N_2_MISO_MO-IL | SPP_N | MISO_MO-IL | Internal | Summer | B3 | 75 | 2000 | 0 | 66.03 | 61.14 | 5 | 0
2020 | SPP_N_2_MISO_MO-IL | SPP_N | MISO_MO-IL | Internal | Summer | B4 | 100 | 2000 | 0 | 64.16 | 60.5 | 5 | 0
2020 | SPP_N_2_MISO_MO-IL | SPP_N | MISO_MO-IL | Internal | Summer | B5 | 200 | 2000 | 0 | 60.09 | 54.72 | 5 | 0
2020 | SPP_N_2_MISO_MO-IL | SPP_N | MISO_MO-IL | Internal | Summer | B6 | 300 | 2000 | 0 | 52.22 | 44.22 | 5 | 0
2020 | SPP_N_2_MISO_MO-IL | SPP_N | MISO_MO-IL | Internal | Summer | B7 | 400 | 2000 | 0 | 42.39 | 38.08 | 5 | 0
2020 | SPP_N_2_MISO_MO-IL | SPP_N | MISO_MO-IL | Internal | Summer | B8 | 500 | 2000 | 0 | 40.2 | 35.87 | 5 | 0
2020 | SPP_N_2_MISO_MO-IL | SPP_N | MISO_MO-IL | Internal | Summer | B9 | 800 | 2000 | 0 | 38.85 | 35.09 | 5 | 0
2020 | SPP_N_2_MISO_MO-IL | SPP_N | MISO_MO-IL | Internal | Summer | B10 | 1262 | 2000 | 0 | 36.37 | 33.54 | 5 | 0
2020 | SPP_N_2_MISO_MO-IL | SPP_N | MISO_MO-IL | Internal | Winter | B16 | 25 | 2000 | 0 | 52.15 | 50.17 | 5 | 0
2020 | SPP_N_2_MISO_MO-IL | SPP_N | MISO_MO-IL | Internal | Winter | B17 | 100 | 2000 | 0 | 42.83 | 43.34 | 5 | 0
2020 | SPP_N_2_MISO_MO-IL | SPP_N | MISO_MO-IL | Internal | Winter | B18 | 400 | 2000 | 0 | 42.74 | 41.55 | 5 | 0
2020 | SPP_N_2_MISO_MO-IL | SPP_N | MISO_MO-IL | Internal | Winter | B19 | 700 | 2000 | 0 | 42.39 | 38.81 | 5 | 0
2020 | SPP_N_2_MISO_MO-IL | SPP_N | MISO_MO-IL | Internal | Winter | B20 | 935 | 2000 | 0 | 39.41 | 34.75 | 5 | 0
2020 | SPP_N_2_MISO_W | SPP_N | MISO_W | Internal | Shoulder | B11 | 25 | 750 | 0 | 62.08 | 55.08 | 5 | 0
2020 | SPP_N_2_MISO_W | SPP_N | MISO_W | Internal | Shoulder | B12 | 200 | 750 | 0 | 42.03 | 42.36 | 5 | 0
2020 | SPP_N_2_MISO_W | SPP_N | MISO_W | Internal | Shoulder | B13 | 600 | 750 | 0 | 40.19 | 39.48 | 5 | 0
2020 | SPP_N_2_MISO_W | SPP_N | MISO_W | Internal | Shoulder | B14 | 900 | 750 | 0 | 40.19 | 38.98 | 5 | 0
2020 | SPP_N_2_MISO_W | SPP_N | MISO_W | Internal | Shoulder | B15 | 1203 | 750 | 0 | 40.1 | 36.92 | 5 | 0
2020 | SPP_N_2_MISO_W | SPP_N | MISO_W | Internal | Summer | B1 | 10 | 750 | 0 | 66.03 | 65.04 | 5 | 0
2020 | SPP_N_2_MISO_W | SPP_N | MISO_W | Internal | Summer | B2 | 25 | 750 | 0 | 66.03 | 63.41 | 5 | 0
2020 | SPP_N_2_MISO_W | SPP_N | MISO_W | Internal | Summer | B3 | 75 | 750 | 0 | 66.03 | 62.58 | 5 | 0
2020 | SPP_N_2_MISO_W | SPP_N | MISO_W | Internal | Summer | B4 | 100 | 750 | 0 | 64.16 | 62.58 | 5 | 0
2020 | SPP_N_2_MISO_W | SPP_N | MISO_W | Internal | Summer | B5 | 200 | 750 | 0 | 60.09 | 54.73 | 5 | 0
2020 | SPP_N_2_MISO_W | SPP_N | MISO_W | Internal | Summer | B6 | 300 | 750 | 0 | 52.22 | 45.22 | 5 | 0
2020 | SPP_N_2_MISO_W | SPP_N | MISO_W | Internal | Summer | B7 | 400 | 750 | 0 | 42.39 | 38.09 | 5 | 0
2020 | SPP_N_2_MISO_W | SPP_N | MISO_W | Internal | Summer | B8 | 500 | 750 | 0 | 40.2 | 35.88 | 5 | 0
2020 | SPP_N_2_MISO_W | SPP_N | MISO_W | Internal | Summer | B9 | 800 | 750 | 0 | 38.85 | 35.67 | 5 | 0
2020 | SPP_N_2_MISO_W | SPP_N | MISO_W | Internal | Summer | B10 | 1262 | 750 | 0 | 36.37 | 33.55 | 5 | 0
2020 | SPP_N_2_MISO_W | SPP_N | MISO_W | Internal | Winter | B16 | 25 | 750 | 0 | 52.15 | 50.16 | 5 | 0
2020 | SPP_N_2_MISO_W | SPP_N | MISO_W | Internal | Winter | B17 | 100 | 750 | 0 | 42.83 | 43.33 | 5 | 0
2020 | SPP_N_2_MISO_W | SPP_N | MISO_W | Internal | Winter | B18 | 400 | 750 | 0 | 42.74 | 41.57 | 5 | 0
2020 | SPP_N_2_MISO_W | SPP_N | MISO_W | Internal | Winter | B19 | 700 | 750 | 0 | 42.39 | 41.32 | 5 | 0
2020 | SPP_N_2_MISO_W | SPP_N | MISO_W | Internal | Winter | B20 | 935 | 750 | 0 | 39.41 | 34.76 | 5 | 0
2020 | SPP_N_2_NE | SPP_N | NE | Internal | Shoulder | B11 | 25 | 330 | 0 | 62.08 | 55.08 | 0.01 | 0
2020 | SPP_N_2_NE | SPP_N | NE | Internal | Shoulder | B12 | 200 | 330 | 0.02 | 42.03 | 42.02 | 0.01 | 0
2020 | SPP_N_2_NE | SPP_N | NE | Internal | Shoulder | B13 | 600 | 330 | 0 | 40.19 | 40.17 | 0.01 | 0
2020 | SPP_N_2_NE | SPP_N | NE | Internal | Shoulder | B14 | 900 | 330 | 0 | 40.19 | 40.17 | 0.01 | 0
2020 | SPP_N_2_NE | SPP_N | NE | Internal | Shoulder | B15 | 1203 | 330 | 0 | 40.1 | 40.09 | 0.01 | 0
2020 | SPP_N_2_NE | SPP_N | NE | Internal | Summer | B1 | 10 | 330 | 0 | 66.03 | 65.04 | 0.01 | 0
2020 | SPP_N_2_NE | SPP_N | NE | Internal | Summer | B2 | 25 | 330 | 0 | 66.03 | 64.47 | 0.01 | 0
2020 | SPP_N_2_NE | SPP_N | NE | Internal | Summer | B3 | 75 | 330 | 0 | 66.03 | 64.47 | 0.01 | 0
2020 | SPP_N_2_NE | SPP_N | NE | Internal | Summer | B4 | 100 | 330 | 0.03 | 64.16 | 64.14 | 0.01 | 0
2020 | SPP_N_2_NE | SPP_N | NE | Internal | Summer | B5 | 200 | 330 | 0.01 | 60.09 | 60.08 | 0.01 | 0
2020 | SPP_N_2_NE | SPP_N | NE | Internal | Summer | B6 | 300 | 330 | 0 | 52.22 | 52.21 | 0.01 | 0
2020 | SPP_N_2_NE | SPP_N | NE | Internal | Summer | B7 | 400 | 330 | 0 | 42.39 | 40.43 | 0.01 | 0
2020 | SPP_N_2_NE | SPP_N | NE | Internal | Summer | B8 | 500 | 330 | 0 | 40.2 | 36.93 | 0.01 | 0
2020 | SPP_N_2_NE | SPP_N | NE | Internal | Summer | B9 | 800 | 330 | 0 | 38.85 | 36.93 | 0.01 | 0
2020 | SPP_N_2_NE | SPP_N | NE | Internal | Summer | B10 | 1262 | 330 | 0 | 36.37 | 34.09 | 0.01 | 0
2020 | SPP_N_2_NE | SPP_N | NE | Internal | Winter | B16 | 25 | 330 | 0 | 52.15 | 50.16 | 0.01 | 0
2020 | SPP_N_2_NE | SPP_N | NE | Internal | Winter | B17 | 100 | 330 | 0.03 | 42.83 | 42.82 | 0.01 | 0
2020 | SPP_N_2_NE | SPP_N | NE | Internal | Winter | B18 | 400 | 330 | 0 | 42.74 | 42.38 | 0.01 | 0
2020 | SPP_N_2_NE | SPP_N | NE | Internal | Winter | B19 | 700 | 330 | 0 | 42.39 | 42.38 | 0.01 | 0
2020 | SPP_N_2_NE | SPP_N | NE | Internal | Winter | B20 | 935 | 330 | 0 | 39.41 | 37.53 | 0.01 | 0
2020 | SPP_N_2_SPP_S | SPP_N | SPP_S | Internal | Shoulder | B11 | 25 | 4000 | 0 | 62.08 | 57.84 | 0.01 | 0
2020 | SPP_N_2_SPP_S | SPP_N | SPP_S | Internal | Shoulder | B12 | 200 | 4000 | 0.02 | 42.03 | 42.02 | 0.01 | 0
2020 | SPP_N_2_SPP_S | SPP_N | SPP_S | Internal | Shoulder | B13 | 600 | 4000 | 175.65 | 40.19 | 40.2 | 0.01 | 0
2020 | SPP_N_2_SPP_S | SPP_N | SPP_S | Internal | Shoulder | B14 | 900 | 4000 | 120.96 | 40.19 | 40.2 | 0.01 | 0
2020 | SPP_N_2_SPP_S | SPP_N | SPP_S | Internal | Shoulder | B15 | 1203 | 4000 | 2030.2 | 40.1 | 40.11 | 0.01 | 0
2020 | SPP_N_2_SPP_S | SPP_N | SPP_S | Internal | Summer | B1 | 10 | 4000 | 0 | 66.03 | 63.21 | 0.01 | 0
2020 | SPP_N_2_SPP_S | SPP_N | SPP_S | Internal | Summer | B2 | 25 | 4000 | 0 | 66.03 | 64.56 | 0.01 | 0
2020 | SPP_N_2_SPP_S | SPP_N | SPP_S | Internal | Summer | B3 | 75 | 4000 | 0 | 66.03 | 56.69 | 0.01 | 0
2020 | SPP_N_2_SPP_S | SPP_N | SPP_S | Internal | Summer | B4 | 100 | 4000 | 0 | 64.16 | 56.69 | 0.01 | 0
2020 | SPP_N_2_SPP_S | SPP_N | SPP_S | Internal | Summer | B5 | 200 | 4000 | 0 | 60.09 | 55.88 | 0.01 | 0
2020 | SPP_N_2_SPP_S | SPP_N | SPP_S | Internal | Summer | B6 | 300 | 4000 | 1358.13 | 52.22 | 52.23 | 0.01 | 0
2020 | SPP_N_2_SPP_S | SPP_N | SPP_S | Internal | Summer | B7 | 400 | 4000 | 809.4 | 42.39 | 42.41 | 0.01 | 0
2020 | SPP_N_2_SPP_S | SPP_N | SPP_S | Internal | Summer | B8 | 500 | 4000 | 2064.84 | 40.2 | 40.22 | 0.01 | 0
2020 | SPP_N_2_SPP_S | SPP_N | SPP_S | Internal | Summer | B9 | 800 | 4000 | 2202.53 | 38.85 | 38.86 | 0.01 | 0
2020 | SPP_N_2_SPP_S | SPP_N | SPP_S | Internal | Summer | B10 | 1262 | 4000 | 4000 | 36.37 | 38.77 | 0.01 | 2.39
2020 | SPP_N_2_SPP_S | SPP_N | SPP_S | Internal | Winter | B16 | 25 | 4000 | 0.12 | 52.15 | 52.14 | 0.01 | 0
2020 | SPP_N_2_SPP_S | SPP_N | SPP_S | Internal | Winter | B17 | 100 | 4000 | 616.82 | 42.83 | 42.84 | 0.01 | 0
2020 | SPP_N_2_SPP_S | SPP_N | SPP_S | Internal | Winter | B18 | 400 | 4000 | 1882.65 | 42.74 | 42.75 | 0.01 | 0
2020 | SPP_N_2_SPP_S | SPP_N | SPP_S | Internal | Winter | B19 | 700 | 4000 | 2169.77 | 42.39 | 42.41 | 0.01 | 0
2020 | SPP_N_2_SPP_S | SPP_N | SPP_S | Internal | Winter | B20 | 935 | 4000 | 3262.6 | 39.41 | 39.42 | 0.01 | 0
2020 | SPP_S_2_ENT | SPP_S | ENT | Internal | Shoulder | B11 | 25 | 850 | 0 | 57.84 | 59.03 | 5 | 0
2020 | SPP_S_2_ENT | SPP_S | ENT | Internal | Shoulder | B12 | 200 | 850 | 0 | 42.02 | 41.91 | 5 | 0
2020 | SPP_S_2_ENT | SPP_S | ENT | Internal | Shoulder | B13 | 600 | 850 | 0 | 40.2 | 41.91 | 5 | 0
2020 | SPP_S_2_ENT | SPP_S | ENT | Internal | Shoulder | B14 | 900 | 850 | 0 | 40.2 | 41.61 | 5 | 0
2020 | SPP_S_2_ENT | SPP_S | ENT | Internal | Shoulder | B15 | 1203 | 850 | 0 | 40.11 | 41.61 | 5 | 0
2020 | SPP_S_2_ENT | SPP_S | ENT | Internal | Summer | B1 | 10 | 850 | 363.26 | 63.21 | 68.21 | 5 | 0
2020 | SPP_S_2_ENT | SPP_S | ENT | Internal | Summer | B2 | 25 | 850 | 0 | 64.56 | 63.4 | 5 | 0
2020 | SPP_S_2_ENT | SPP_S | ENT | Internal | Summer | B3 | 75 | 850 | 27.91 | 56.69 | 61.69 | 5 | 0
2020 | SPP_S_2_ENT | SPP_S | ENT | Internal | Summer | B4 | 100 | 850 | 814.49 | 56.69 | 61.69 | 5 | 0
2020 | SPP_S_2_ENT | SPP_S | ENT | Internal | Summer | B5 | 200 | 850 | 0 | 55.88 | 57.73 | 5 | 0
2020 | SPP_S_2_ENT | SPP_S | ENT | Internal | Summer | B6 | 300 | 850 | 0 | 52.23 | 52.22 | 5 | 0
2020 | SPP_S_2_ENT | SPP_S | ENT | Internal | Summer | B7 | 400 | 850 | 0 | 42.41 | 46.08 | 5 | 0
2020 | SPP_S_2_ENT | SPP_S | ENT | Internal | Summer | B8 | 500 | 850 | 0 | 40.22 | 40.59 | 5 | 0
2020 | SPP_S_2_ENT | SPP_S | ENT | Internal | Summer | B9 | 800 | 850 | 0 | 38.86 | 40.3 | 5 | 0
2020 | SPP_S_2_ENT | SPP_S | ENT | Internal | Summer | B10 | 1262 | 850 | 0 | 38.77 | 38.99 | 5 | 0
2020 | SPP_S_2_ENT | SPP_S | ENT | Internal | Winter | B16 | 25 | 850 | 849.76 | 52.14 | 57.15 | 5 | 0.01
2020 | SPP_S_2_ENT | SPP_S | ENT | Internal | Winter | B17 | 100 | 850 | 0 | 42.84 | 44.52 | 5 | 0
2020 | SPP_S_2_ENT | SPP_S | ENT | Internal | Winter | B18 | 400 | 850 | 0 | 42.75 | 44.52 | 5 | 0
2020 | SPP_S_2_ENT | SPP_S | ENT | Internal | Winter | B19 | 700 | 850 | 0 | 42.41 | 44.2 | 5 | 0
2020 | SPP_S_2_ENT | SPP_S | ENT | Internal | Winter | B20 | 935 | 850 | 0 | 39.42 | 42.75 | 5 | 0
2020 | SPP_S_2_SPP_N | SPP_S | SPP_N | Internal | Shoulder | B11 | 25 | 640 | 640 | 57.84 | 62.08 | 0.01 | 4.23
2020 | SPP_S_2_SPP_N | SPP_S | SPP_N | Internal | Shoulder | B12 | 200 | 640 | 243.52 | 42.02 | 42.03 | 0.01 | 0
2020 | SPP_S_2_SPP_N | SPP_S | SPP_N | Internal | Shoulder | B13 | 600 | 640 | 0 | 40.2 | 40.19 | 0.01 | 0
2020 | SPP_S_2_SPP_N | SPP_S | SPP_N | Internal | Shoulder | B14 | 900 | 640 | 0 | 40.2 | 40.19 | 0.01 | 0
2020 | SPP_S_2_SPP_N | SPP_S | SPP_N | Internal | Shoulder | B15 | 1203 | 640 | 0 | 40.11 | 40.1 | 0.01 | 0
2020 | SPP_S_2_SPP_N | SPP_S | SPP_N | Internal | Summer | B1 | 10 | 640 | 640 | 63.21 | 66.03 | 0.01 | 2.81
2020 | SPP_S_2_SPP_N | SPP_S | SPP_N | Internal | Summer | B2 | 25 | 640 | 640 | 64.56 | 66.03 | 0.01 | 1.47
2020 | SPP_S_2_SPP_N | SPP_S | SPP_N | Internal | Summer | B3 | 75 | 640 | 640 | 56.69 | 66.03 | 0.01 | 9.34
2020 | SPP_S_2_SPP_N | SPP_S | SPP_N | Internal | Summer | B4 | 100 | 640 | 640 | 56.69 | 64.16 | 0.01 | 7.46
2020 | SPP_S_2_SPP_N | SPP_S | SPP_N | Internal | Summer | B5 | 200 | 640 | 640 | 55.88 | 60.09 | 0.01 | 4.2
2020 | SPP_S_2_SPP_N | SPP_S | SPP_N | Internal | Summer | B6 | 300 | 640 | 0.01 | 52.23 | 52.22 | 0.01 | 0
2020 | SPP_S_2_SPP_N | SPP_S | SPP_N | Internal | Summer | B7 | 400 | 640 | 0 | 42.41 | 42.39 | 0.01 | 0
2020 | SPP_S_2_SPP_N | SPP_S | SPP_N | Internal | Summer | B8 | 500 | 640 | 0 | 40.22 | 40.2 | 0.01 | 0
2020 | SPP_S_2_SPP_N | SPP_S | SPP_N | Internal | Summer | B9 | 800 | 640 | 0 | 38.86 | 38.85 | 0.01 | 0
2020 | SPP_S_2_SPP_N | SPP_S | SPP_N | Internal | Summer | B10 | 1262 | 640 | 0 | 38.77 | 36.37 | 0.01 | 0
2020 | SPP_S_2_SPP_N | SPP_S | SPP_N | Internal | Winter | B16 | 25 | 640 | 54.1 | 52.14 | 52.15 | 0.01 | 0
2020 | SPP_S_2_SPP_N | SPP_S | SPP_N | Internal | Winter | B17 | 100 | 640 | 0.03 | 42.84 | 42.83 | 0.01 | 0
2020 | SPP_S_2_SPP_N | SPP_S | SPP_N | Internal | Winter | B18 | 400 | 640 | 0 | 42.75 | 42.74 | 0.01 | 0
2020 | SPP_S_2_SPP_N | SPP_S | SPP_N | Internal | Winter | B19 | 700 | 640 | 0 | 42.41 | 42.39 | 0.01 | 0
2020 | SPP_S_2_SPP_N | SPP_S | SPP_N | Internal | Winter | B20 | 935 | 640 | 0 | 39.42 | 39.41 | 0.01 | 0
2020 | TVA_2_ENT | TVA | ENT | Internal | Shoulder | B11 | 25 | 500 | 0 | 58.04 | 59.03 | 9 | 0
2020 | TVA_2_ENT | TVA | ENT | Internal | Shoulder | B12 | 200 | 500 | 0 | 43.29 | 41.91 | 9 | 0
2020 | TVA_2_ENT | TVA | ENT | Internal | Shoulder | B13 | 600 | 500 | 0 | 41.75 | 41.91 | 9 | 0
2020 | TVA_2_ENT | TVA | ENT | Internal | Shoulder | B14 | 900 | 500 | 0 | 41.75 | 41.61 | 9 | 0
2020 | TVA_2_ENT | TVA | ENT | Internal | Shoulder | B15 | 1203 | 500 | 0 | 41.75 | 41.61 | 9 | 0
2020 | TVA_2_ENT | TVA | ENT | Internal | Summer | B1 | 10 | 500 | 0 | 73.07 | 68.21 | 9 | 0
2020 | TVA_2_ENT | TVA | ENT | Internal | Summer | B2 | 25 | 500 | 0 | 71.41 | 63.4 | 9 | 0
2020 | TVA_2_ENT | TVA | ENT | Internal | Summer | B3 | 75 | 500 | 0 | 67.29 | 61.69 | 9 | 0
2020 | TVA_2_ENT | TVA | ENT | Internal | Summer | B4 | 100 | 500 | 0 | 67.06 | 61.69 | 9 | 0
2020 | TVA_2_ENT | TVA | ENT | Internal | Summer | B5 | 200 | 500 | 0 | 58.74 | 57.73 | 9 | 0
2020 | TVA_2_ENT | TVA | ENT | Internal | Summer | B6 | 300 | 500 | 0 | 43.66 | 52.22 | 9 | 0
2020 | TVA_2_ENT | TVA | ENT | Internal | Summer | B7 | 400 | 500 | 0 | 40.44 | 46.08 | 9 | 0
2020 | TVA_2_ENT | TVA | ENT | Internal | Summer | B8 | 500 | 500 | 0 | 40.44 | 40.59 | 9 | 0
2020 | TVA_2_ENT | TVA | ENT | Internal | Summer | B9 | 800 | 500 | 0 | 40.44 | 40.3 | 9 | 0
2020 | TVA_2_ENT | TVA | ENT | Internal | Summer | B10 | 1262 | 500 | 0 | 36.71 | 38.99 | 9 | 0
2020 | TVA_2_ENT | TVA | ENT | Internal | Winter | B16 | 25 | 500 | 0 | 57.83 | 57.15 | 9 | 0
2020 | TVA_2_ENT | TVA | ENT | Internal | Winter | B17 | 100 | 500 | 0 | 46.15 | 44.52 | 9 | 0
2020 | TVA_2_ENT | TVA | ENT | Internal | Winter | B18 | 400 | 500 | 0 | 41.59 | 44.52 | 9 | 0
2020 | TVA_2_ENT | TVA | ENT | Internal | Winter | B19 | 700 | 500 | 0 | 41.59 | 44.2 | 9 | 0
2020 | TVA_2_ENT | TVA | ENT | Internal | Winter | B20 | 935 | 500 | 0 | 41.59 | 42.75 | 9 | 0
2020 | TVA_2_MISO_MO-IL | TVA | MISO_MO-IL | Internal | Shoulder | B11 | 25 | 50 | 0 | 58.04 | 55.09 | 9 | 0
2020 | TVA_2_MISO_MO-IL | TVA | MISO_MO-IL | Internal | Shoulder | B12 | 200 | 50 | 0 | 43.29 | 42.37 | 9 | 0
2020 | TVA_2_MISO_MO-IL | TVA | MISO_MO-IL | Internal | Shoulder | B13 | 600 | 50 | 0 | 41.75 | 39.47 | 9 | 0
2020 | TVA_2_MISO_MO-IL | TVA | MISO_MO-IL | Internal | Shoulder | B14 | 900 | 50 | 0 | 41.75 | 37.81 | 9 | 0
2020 | TVA_2_MISO_MO-IL | TVA | MISO_MO-IL | Internal | Shoulder | B15 | 1203 | 50 | 0 | 41.75 | 36.09 | 9 | 0
2020 | TVA_2_MISO_MO-IL | TVA | MISO_MO-IL | Internal | Summer | B1 | 10 | 50 | 0 | 73.07 | 65.05 | 9 | 0
2020 | TVA_2_MISO_MO-IL | TVA | MISO_MO-IL | Internal | Summer | B2 | 25 | 50 | 0 | 71.41 | 63.4 | 9 | 0
2020 | TVA_2_MISO_MO-IL | TVA | MISO_MO-IL | Internal | Summer | B3 | 75 | 50 | 0 | 67.29 | 61.14 | 9 | 0
2020 | TVA_2_MISO_MO-IL | TVA | MISO_MO-IL | Internal | Summer | B4 | 100 | 50 | 0 | 67.06 | 60.5 | 9 | 0
2020 | TVA_2_MISO_MO-IL | TVA | MISO_MO-IL | Internal | Summer | B5 | 200 | 50 | 0 | 58.74 | 54.72 | 9 | 0
2020 | TVA_2_MISO_MO-IL | TVA | MISO_MO-IL | Internal | Summer | B6 | 300 | 50 | 0 | 43.66 | 44.22 | 9 | 0
2020 | TVA_2_MISO_MO-IL | TVA | MISO_MO-IL | Internal | Summer | B7 | 400 | 50 | 0 | 40.44 | 38.08 | 9 | 0
2020 | TVA_2_MISO_MO-IL | TVA | MISO_MO-IL | Internal | Summer | B8 | 500 | 50 | 0 | 40.44 | 35.87 | 9 | 0
2020 | TVA_2_MISO_MO-IL | TVA | MISO_MO-IL | Internal | Summer | B9 | 800 | 50 | 0 | 40.44 | 35.09 | 9 | 0
2020 | TVA_2_MISO_MO-IL | TVA | MISO_MO-IL | Internal | Summer | B10 | 1262 | 50 | 0 | 36.71 | 33.54 | 9 | 0
2020 | TVA_2_MISO_MO-IL | TVA | MISO_MO-IL | Internal | Winter | B16 | 25 | 50 | 0 | 57.83 | 50.17 | 9 | 0
2020 | TVA_2_MISO_MO-IL | TVA | MISO_MO-IL | Internal | Winter | B17 | 100 | 50 | 0 | 46.15 | 43.34 | 9 | 0
2020 | TVA_2_MISO_MO-IL | TVA | MISO_MO-IL | Internal | Winter | B18 | 400 | 50 | 0 | 41.59 | 41.55 | 9 | 0
2020 | TVA_2_MISO_MO-IL | TVA | MISO_MO-IL | Internal | Winter | B19 | 700 | 50 | 0 | 41.59 | 38.81 | 9 | 0
2020 | TVA_2_MISO_MO-IL | TVA | MISO_MO-IL | Internal | Winter | B20 | 935 | 50 | 0 | 41.59 | 34.75 | 9 | 0
2020 | TVA_2_NonRTO_Midwest | TVA | NonRTO_Midwest | Internal | Shoulder | B11 | 25 | 100 | 0 | 58.04 | 63.1 | 9 | 0
2020 | TVA_2_NonRTO_Midwest | TVA | NonRTO_Midwest | Internal | Shoulder | B12 | 200 | 100 | 0 | 43.29 | 50.38 | 9 | 0
2020 | TVA_2_NonRTO_Midwest | TVA | NonRTO_Midwest | Internal | Shoulder | B13 | 600 | 100 | 0 | 41.75 | 47.48 | 9 | 0
2020 | TVA_2_NonRTO_Midwest | TVA | NonRTO_Midwest | Internal | Shoulder | B14 | 900 | 100 | 0 | 41.75 | 39.41 | 9 | 0
2020 | TVA_2_NonRTO_Midwest | TVA | NonRTO_Midwest | Internal | Shoulder | B15 | 1203 | 100 | 0 | 41.75 | 36.23 | 9 | 0
2020 | TVA_2_NonRTO_Midwest | TVA | NonRTO_Midwest | Internal | Summer | B1 | 10 | 100 | 0 | 73.07 | 68.51 | 9 | 0
2020 | TVA_2_NonRTO_Midwest | TVA | NonRTO_Midwest | Internal | Summer | B2 | 25 | 100 | 0 | 71.41 | 68.51 | 9 | 0
2020 | TVA_2_NonRTO_Midwest | TVA | NonRTO_Midwest | Internal | Summer | B3 | 75 | 100 | 0 | 67.29 | 68.51 | 9 | 0
2020 | TVA_2_NonRTO_Midwest | TVA | NonRTO_Midwest | Internal | Summer | B4 | 100 | 100 | 0 | 67.06 | 68.51 | 9 | 0
2020 | TVA_2_NonRTO_Midwest | TVA | NonRTO_Midwest | Internal | Summer | B5 | 200 | 100 | 0 | 58.74 | 62.73 | 9 | 0
2020 | TVA_2_NonRTO_Midwest | TVA | NonRTO_Midwest | Internal | Summer | B6 | 300 | 100 | 0 | 43.66 | 52.21 | 9 | 0
2020 | TVA_2_NonRTO_Midwest | TVA | NonRTO_Midwest | Internal | Summer | B7 | 400 | 100 | 0 | 40.44 | 41.18 | 9 | 0
2020 | TVA_2_NonRTO_Midwest | TVA | NonRTO_Midwest | Internal | Summer | B8 | 500 | 100 | 0 | 40.44 | 36.53 | 9 | 0
2020 | TVA_2_NonRTO_Midwest | TVA | NonRTO_Midwest | Internal | Summer | B9 | 800 | 100 | 0 | 40.44 | 36.23 | 9 | 0
2020 | TVA_2_NonRTO_Midwest | TVA | NonRTO_Midwest | Internal | Summer | B10 | 1262 | 100 | 0 | 36.71 | 34.21 | 9 | 0
2020 | TVA_2_NonRTO_Midwest | TVA | NonRTO_Midwest | Internal | Winter | B16 | 25 | 100 | 0 | 57.83 | 62.17 | 9 | 0
2020 | TVA_2_NonRTO_Midwest | TVA | NonRTO_Midwest | Internal | Winter | B17 | 100 | 100 | 0 | 46.15 | 53.01 | 9 | 0
2020 | TVA_2_NonRTO_Midwest | TVA | NonRTO_Midwest | Internal | Winter | B18 | 400 | 100 | 0 | 41.59 | 49.56 | 9 | 0
2020 | TVA_2_NonRTO_Midwest | TVA | NonRTO_Midwest | Internal | Winter | B19 | 700 | 100 | 0 | 41.59 | 39.11 | 9 | 0
2020 | TVA_2_NonRTO_Midwest | TVA | NonRTO_Midwest | Internal | Winter | B20 | 935 | 100 | 0 | 41.59 | 36.23 | 9 | 0
2020 | TVA_2_PJM_ROR | TVA | PJM_ROR | Internal | Shoulder | B11 | 25 | 500 | 0 | 58.04 | 53.07 | 9 | 0
2020 | TVA_2_PJM_ROR | TVA | PJM_ROR | Internal | Shoulder | B12 | 200 | 500 | 0 | 43.29 | 43.38 | 9 | 0
2020 | TVA_2_PJM_ROR | TVA | PJM_ROR | Internal | Shoulder | B13 | 600 | 500 | 0 | 41.75 | 41.13 | 9 | 0
2020 | TVA_2_PJM_ROR | TVA | PJM_ROR | Internal | Shoulder | B14 | 900 | 500 | 0 | 41.75 | 39.81 | 9 | 0
2020 | TVA_2_PJM_ROR | TVA | PJM_ROR | Internal | Shoulder | B15 | 1203 | 500 | 0 | 41.75 | 37.16 | 9 | 0
2020 | TVA_2_PJM_ROR | TVA | PJM_ROR | Internal | Summer | B1 | 10 | 500 | 0 | 73.07 | 67.05 | 9 | 0
2020 | TVA_2_PJM_ROR | TVA | PJM_ROR | Internal | Summer | B2 | 25 | 500 | 0 | 71.41 | 65.4 | 9 | 0
2020 | TVA_2_PJM_ROR | TVA | PJM_ROR | Internal | Summer | B3 | 75 | 500 | 0 | 67.29 | 61.28 | 9 | 0
2020 | TVA_2_PJM_ROR | TVA | PJM_ROR | Internal | Summer | B4 | 100 | 500 | 0 | 67.06 | 61.05 | 9 | 0
2020 | TVA_2_PJM_ROR | TVA | PJM_ROR | Internal | Summer | B5 | 200 | 500 | 0 | 58.74 | 52.73 | 9 | 0
2020 | TVA_2_PJM_ROR | TVA | PJM_ROR | Internal | Summer | B6 | 300 | 500 | 0 | 43.66 | 46.2 | 9 | 0
2020 | TVA_2_PJM_ROR | TVA | PJM_ROR | Internal | Summer | B7 | 400 | 500 | 0 | 40.44 | 40.09 | 9 | 0
2020 | TVA_2_PJM_ROR | TVA | PJM_ROR | Internal | Summer | B8 | 500 | 500 | 0 | 40.44 | 37.83 | 9 | 0
2020 | TVA_2_PJM_ROR | TVA | PJM_ROR | Internal | Summer | B9 | 800 | 500 | 0 | 40.44 | 37.09 | 9 | 0
2020 | TVA_2_PJM_ROR | TVA | PJM_ROR | Internal | Summer | B10 | 1262 | 500 | 0 | 36.71 | 33.64 | 9 | 0
2020 | TVA_2_PJM_ROR | TVA | PJM_ROR | Internal | Winter | B16 | 25 | 500 | 0 | 57.83 | 52.17 | 9 | 0
2020 | TVA_2_PJM_ROR | TVA | PJM_ROR | Internal | Winter | B17 | 100 | 500 | 0 | 46.15 | 45.34 | 9 | 0
2020 | TVA_2_PJM_ROR | TVA | PJM_ROR | Internal | Winter | B18 | 400 | 500 | 0 | 41.59 | 42 | 9 | 0
2020 | TVA_2_PJM_ROR | TVA | PJM_ROR | Internal | Winter | B19 | 700 | 500 | 0 | 41.59 | 39.99 | 9 | 0
2020 | TVA_2_PJM_ROR | TVA | PJM_ROR | Internal | Winter | B20 | 935 | 500 | 0 | 41.59 | 36.75 | 9 | 0
2020 | TVA_2_SOCO | TVA | SOCO | Internal | Shoulder | B11 | 25 | 500 | 0 | 58.04 | 66.66 | 9 | 0
2020 | TVA_2_SOCO | TVA | SOCO | Internal | Shoulder | B12 | 200 | 500 | 0 | 43.29 | 43.92 | 9 | 0
2020 | TVA_2_SOCO | TVA | SOCO | Internal | Shoulder | B13 | 600 | 500 | 0 | 41.75 | 42.1 | 9 | 0
2020 | TVA_2_SOCO | TVA | SOCO | Internal | Shoulder | B14 | 900 | 500 | 0 | 41.75 | 42.1 | 9 | 0
2020 | TVA_2_SOCO | TVA | SOCO | Internal | Shoulder | B15 | 1203 | 500 | 0 | 41.75 | 42.1 | 9 | 0
2020 | TVA_2_SOCO | TVA | SOCO | Internal | Summer | B1 | 10 | 500 | 0 | 73.07 | 71.02 | 9 | 0
2020 | TVA_2_SOCO | TVA | SOCO | Internal | Summer | B2 | 25 | 500 | 0 | 71.41 | 69.69 | 9 | 0
2020 | TVA_2_SOCO | TVA | SOCO | Internal | Summer | B3 | 75 | 500 | 0 | 67.29 | 69.69 | 9 | 0
2020 | TVA_2_SOCO | TVA | SOCO | Internal | Summer | B4 | 100 | 500 | 0 | 67.06 | 69.69 | 9 | 0
2020 | TVA_2_SOCO | TVA | SOCO | Internal | Summer | B5 | 200 | 500 | 0 | 58.74 | 65.73 | 9 | 0
2020 | TVA_2_SOCO | TVA | SOCO | Internal | Summer | B6 | 300 | 500 | 500 | 43.66 | 56.87 | 9 | 4.22
2020 | TVA_2_SOCO | TVA | SOCO | Internal | Summer | B7 | 400 | 500 | 500 | 40.44 | 54.08 | 9 | 4.64
2020 | TVA_2_SOCO | TVA | SOCO | Internal | Summer | B8 | 500 | 500 | 0 | 40.44 | 43.93 | 9 | 0
2020 | TVA_2_SOCO | TVA | SOCO | Internal | Summer | B9 | 800 | 500 | 0 | 40.44 | 40.87 | 9 | 0
2020 | TVA_2_SOCO | TVA | SOCO | Internal | Summer | B10 | 1262 | 500 | 0 | 36.71 | 40.87 | 9 | 0
2020 | TVA_2_SOCO | TVA | SOCO | Internal | Winter | B16 | 25 | 500 | 0 | 57.83 | 65.15 | 9 | 0
2020 | TVA_2_SOCO | TVA | SOCO | Internal | Winter | B17 | 100 | 500 | 0 | 46.15 | 44.59 | 9 | 0
2020 | TVA_2_SOCO | TVA | SOCO | Internal | Winter | B18 | 400 | 500 | 0 | 41.59 | 44.59 | 9 | 0
2020 | TVA_2_SOCO | TVA | SOCO | Internal | Winter | B19 | 700 | 500 | 0 | 41.59 | 44.59 | 9 | 0
2020 | TVA_2_SOCO | TVA | SOCO | Internal | Winter | B20 | 935 | 500 | 0 | 41.59 | 44.2 | 9 | 0
2020 | TVA_2_VACAR | TVA | VACAR | Internal | Shoulder | B11 | 25 | 150 | 0 | 58.04 | 59.66 | 9 | 0
2020 | TVA_2_VACAR | TVA | VACAR | Internal | Shoulder | B12 | 200 | 150 | 0 | 43.29 | 49.38 | 9 | 0
2020 | TVA_2_VACAR | TVA | VACAR | Internal | Shoulder | B13 | 600 | 150 | 0 | 41.75 | 47.08 | 9 | 0
2020 | TVA_2_VACAR | TVA | VACAR | Internal | Shoulder | B14 | 900 | 150 | 0 | 41.75 | 45.81 | 9 | 0
2020 | TVA_2_VACAR | TVA | VACAR | Internal | Shoulder | B15 | 1203 | 150 | 0 | 41.75 | 43.16 | 9 | 0
2020 | TVA_2_VACAR | TVA | VACAR | Internal | Summer | B1 | 10 | 150 | 0 | 73.07 | 73.05 | 9 | 0
2020 | TVA_2_VACAR | TVA | VACAR | Internal | Summer | B2 | 25 | 150 | 0 | 71.41 | 73.05 | 9 | 0
2020 | TVA_2_VACAR | TVA | VACAR | Internal | Summer | B3 | 75 | 150 | 0 | 67.29 | 73.05 | 9 | 0
2020 | TVA_2_VACAR | TVA | VACAR | Internal | Summer | B4 | 100 | 150 | 0 | 67.06 | 67.05 | 9 | 0
2020 | TVA_2_VACAR | TVA | VACAR | Internal | Summer | B5 | 200 | 150 | 0 | 58.74 | 58.73 | 9 | 0
2020 | TVA_2_VACAR | TVA | VACAR | Internal | Summer | B6 | 300 | 150 | 0 | 43.66 | 52.2 | 9 | 0
2020 | TVA_2_VACAR | TVA | VACAR | Internal | Summer | B7 | 400 | 150 | 0 | 40.44 | 47.08 | 9 | 0
2020 | TVA_2_VACAR | TVA | VACAR | Internal | Summer | B8 | 500 | 150 | 0 | 40.44 | 43.83 | 9 | 0
2020 | TVA_2_VACAR | TVA | VACAR | Internal | Summer | B9 | 800 | 150 | 0 | 40.44 | 43.09 | 9 | 0
2020 | TVA_2_VACAR | TVA | VACAR | Internal | Summer | B10 | 1262 | 150 | 0 | 36.71 | 40.83 | 9 | 0
2020 | TVA_2_VACAR | TVA | VACAR | Internal | Winter | B16 | 25 | 150 | 0 | 57.83 | 59.83 | 9 | 0
2020 | TVA_2_VACAR | TVA | VACAR | Internal | Winter | B17 | 100 | 150 | 0 | 46.15 | 51.34 | 9 | 0
2020 | TVA_2_VACAR | TVA | VACAR | Internal | Winter | B18 | 400 | 150 | 0 | 41.59 | 47.08 | 9 | 0
2020 | TVA_2_VACAR | TVA | VACAR | Internal | Winter | B19 | 700 | 150 | 0 | 41.59 | 45.99 | 9 | 0
2020 | TVA_2_VACAR | TVA | VACAR | Internal | Winter | B20 | 935 | 150 | 0 | 41.59 | 43.09 | 9 | 0
2020 | TVA_Transmission_2_ENT | TVA_Transmission | ENT | Internal | Shoulder | B11 | 25 | 3000 | 0 | 58.68 | 59.03 | 9 | 0
2020 | TVA_Transmission_2_ENT | TVA_Transmission | ENT | Internal | Shoulder | B12 | 200 | 3000 | 0 | 45.98 | 41.91 | 9 | 0
2020 | TVA_Transmission_2_ENT | TVA_Transmission | ENT | Internal | Shoulder | B13 | 600 | 3000 | 0 | 44.04 | 41.91 | 9 | 0
2020 | TVA_Transmission_2_ENT | TVA_Transmission | ENT | Internal | Shoulder | B14 | 900 | 3000 | 0 | 43.05 | 41.61 | 9 | 0
2020 | TVA_Transmission_2_ENT | TVA_Transmission | ENT | Internal | Shoulder | B15 | 1203 | 3000 | 0 | 42.24 | 41.61 | 9 | 0
2020 | TVA_Transmission_2_ENT | TVA_Transmission | ENT | Internal | Summer | B1 | 10 | 3000 | 0 | 73.05 | 68.21 | 9 | 0
2020 | TVA_Transmission_2_ENT | TVA_Transmission | ENT | Internal | Summer | B2 | 25 | 3000 | 0 | 71.4 | 63.4 | 9 | 0
2020 | TVA_Transmission_2_ENT | TVA_Transmission | ENT | Internal | Summer | B3 | 75 | 3000 | 0 | 67.28 | 61.69 | 9 | 0
2020 | TVA_Transmission_2_ENT | TVA_Transmission | ENT | Internal | Summer | B4 | 100 | 3000 | 0 | 67.05 | 61.69 | 9 | 0
2020 | TVA_Transmission_2_ENT | TVA_Transmission | ENT | Internal | Summer | B5 | 200 | 3000 | 0 | 58.73 | 57.73 | 9 | 0
2020 | TVA_Transmission_2_ENT | TVA_Transmission | ENT | Internal | Summer | B6 | 300 | 3000 | 0 | 49.9 | 52.22 | 9 | 0
2020 | TVA_Transmission_2_ENT | TVA_Transmission | ENT | Internal | Summer | B7 | 400 | 3000 | 0 | 45.43 | 46.08 | 9 | 0
2020 | TVA_Transmission_2_ENT | TVA_Transmission | ENT | Internal | Summer | B8 | 500 | 3000 | 0 | 41.51 | 40.59 | 9 | 0
2020 | TVA_Transmission_2_ENT | TVA_Transmission | ENT | Internal | Summer | B9 | 800 | 3000 | 0 | 41.24 | 40.3 | 9 | 0
2020 | TVA_Transmission_2_ENT | TVA_Transmission | ENT | Internal | Summer | B10 | 1262 | 3000 | 0 | 38.01 | 38.99 | 9 | 0
2020 | TVA_Transmission_2_ENT | TVA_Transmission | ENT | Internal | Winter | B16 | 25 | 3000 | 0 | 57.95 | 57.15 | 9 | 0
2020 | TVA_Transmission_2_ENT | TVA_Transmission | ENT | Internal | Winter | B17 | 100 | 3000 | 0 | 48.18 | 44.52 | 9 | 0
2020 | TVA_Transmission_2_ENT | TVA_Transmission | ENT | Internal | Winter | B18 | 400 | 3000 | 0 | 45.07 | 44.52 | 9 | 0
2020 | TVA_Transmission_2_ENT | TVA_Transmission | ENT | Internal | Winter | B19 | 700 | 3000 | 0 | 43.26 | 44.2 | 9 | 0
2020 | TVA_Transmission_2_ENT | TVA_Transmission | ENT | Internal | Winter | B20 | 935 | 3000 | 0 | 41.96 | 42.75 | 9 | 0
2020 | TVA_Transmission_2_MISO_MO-IL | TVA_Transmission | MISO_MO-IL | Internal | Shoulder | B11 | 25 | 4000 | 0 | 58.68 | 55.09 | 9 | 0
2020 | TVA_Transmission_2_MISO_MO-IL | TVA_Transmission | MISO_MO-IL | Internal | Shoulder | B12 | 200 | 4000 | 0 | 45.98 | 42.37 | 9 | 0
2020 | TVA_Transmission_2_MISO_MO-IL | TVA_Transmission | MISO_MO-IL | Internal | Shoulder | B13 | 600 | 4000 | 0 | 44.04 | 39.47 | 9 | 0
2020 | TVA_Transmission_2_MISO_MO-IL | TVA_Transmission | MISO_MO-IL | Internal | Shoulder | B14 | 900 | 4000 | 0 | 43.05 | 37.81 | 9 | 0
2020 | TVA_Transmission_2_MISO_MO-IL | TVA_Transmission | MISO_MO-IL | Internal | Shoulder | B15 | 1203 | 4000 | 0 | 42.24 | 36.09 | 9 | 0
2020 | TVA_Transmission_2_MISO_MO-IL | TVA_Transmission | MISO_MO-IL | Internal | Summer | B1 | 10 | 4000 | 0 | 73.05 | 65.05 | 9 | 0
2020 | TVA_Transmission_2_MISO_MO-IL | TVA_Transmission | MISO_MO-IL | Internal | Summer | B2 | 25 | 4000 | 0 | 71.4 | 63.4 | 9 | 0
2020 | TVA_Transmission_2_MISO_MO-IL | TVA_Transmission | MISO_MO-IL | Internal | Summer | B3 | 75 | 4000 | 0 | 67.28 | 61.14 | 9 | 0
2020 | TVA_Transmission_2_MISO_MO-IL | TVA_Transmission | MISO_MO-IL | Internal | Summer | B4 | 100 | 4000 | 0 | 67.05 | 60.5 | 9 | 0
2020 | TVA_Transmission_2_MISO_MO-IL | TVA_Transmission | MISO_MO-IL | Internal | Summer | B5 | 200 | 4000 | 0 | 58.73 | 54.72 | 9 | 0
2020 | TVA_Transmission_2_MISO_MO-IL | TVA_Transmission | MISO_MO-IL | Internal | Summer | B6 | 300 | 4000 | 0 | 49.9 | 44.22 | 9 | 0
2020 | TVA_Transmission_2_MISO_MO-IL | TVA_Transmission | MISO_MO-IL | Internal | Summer | B7 | 400 | 4000 | 0 | 45.43 | 38.08 | 9 | 0
2020 | TVA_Transmission_2_MISO_MO-IL | TVA_Transmission | MISO_MO-IL | Internal | Summer | B8 | 500 | 4000 | 0 | 41.51 | 35.87 | 9 | 0
2020 | TVA_Transmission_2_MISO_MO-IL | TVA_Transmission | MISO_MO-IL | Internal | Summer | B9 | 800 | 4000 | 0 | 41.24 | 35.09 | 9 | 0
2020 | TVA_Transmission_2_MISO_MO-IL | TVA_Transmission | MISO_MO-IL | Internal | Summer | B10 | 1262 | 4000 | 0 | 38.01 | 33.54 | 9 | 0
2020 | TVA_Transmission_2_MISO_MO-IL | TVA_Transmission | MISO_MO-IL | Internal | Winter | B16 | 25 | 4000 | 0 | 57.95 | 50.17 | 9 | 0
2020 | TVA_Transmission_2_MISO_MO-IL | TVA_Transmission | MISO_MO-IL | Internal | Winter | B17 | 100 | 4000 | 0 | 48.18 | 43.34 | 9 | 0
2020 | TVA_Transmission_2_MISO_MO-IL | TVA_Transmission | MISO_MO-IL | Internal | Winter | B18 | 400 | 4000 | 0 | 45.07 | 41.55 | 9 | 0
2020 | TVA_Transmission_2_MISO_MO-IL | TVA_Transmission | MISO_MO-IL | Internal | Winter | B19 | 700 | 4000 | 0 | 43.26 | 38.81 | 9 | 0
2020 | TVA_Transmission_2_MISO_MO-IL | TVA_Transmission | MISO_MO-IL | Internal | Winter | B20 | 935 | 4000 | 0 | 41.96 | 34.75 | 9 | 0
2020 | TVA_Transmission_2_NonRTO_Midwest | TVA_Transmission | NonRTO_Midwest | Internal | Shoulder | B11 | 25 | 700 | 0 | 58.68 | 63.1 | 9 | 0
2020 | TVA_Transmission_2_NonRTO_Midwest | TVA_Transmission | NonRTO_Midwest | Internal | Shoulder | B12 | 200 | 700 | 0 | 45.98 | 50.38 | 9 | 0
2020 | TVA_Transmission_2_NonRTO_Midwest | TVA_Transmission | NonRTO_Midwest | Internal | Shoulder | B13 | 600 | 700 | 0 | 44.04 | 47.48 | 9 | 0
2020 | TVA_Transmission_2_NonRTO_Midwest | TVA_Transmission | NonRTO_Midwest | Internal | Shoulder | B14 | 900 | 700 | 0 | 43.05 | 39.41 | 9 | 0
2020 | TVA_Transmission_2_NonRTO_Midwest | TVA_Transmission | NonRTO_Midwest | Internal | Shoulder | B15 | 1203 | 700 | 0 | 42.24 | 36.23 | 9 | 0
2020 | TVA_Transmission_2_NonRTO_Midwest | TVA_Transmission | NonRTO_Midwest | Internal | Summer | B1 | 10 | 700 | 0 | 73.05 | 68.51 | 9 | 0
2020 | TVA_Transmission_2_NonRTO_Midwest | TVA_Transmission | NonRTO_Midwest | Internal | Summer | B2 | 25 | 700 | 0 | 71.4 | 68.51 | 9 | 0
2020 | TVA_Transmission_2_NonRTO_Midwest | TVA_Transmission | NonRTO_Midwest | Internal | Summer | B3 | 75 | 700 | 0 | 67.28 | 68.51 | 9 | 0
2020 | TVA_Transmission_2_NonRTO_Midwest | TVA_Transmission | NonRTO_Midwest | Internal | Summer | B4 | 100 | 700 | 0 | 67.05 | 68.51 | 9 | 0
2020 | TVA_Transmission_2_NonRTO_Midwest | TVA_Transmission | NonRTO_Midwest | Internal | Summer | B5 | 200 | 700 | 0 | 58.73 | 62.73 | 9 | 0
2020 | TVA_Transmission_2_NonRTO_Midwest | TVA_Transmission | NonRTO_Midwest | Internal | Summer | B6 | 300 | 700 | 0 | 49.9 | 52.21 | 9 | 0
2020 | TVA_Transmission_2_NonRTO_Midwest | TVA_Transmission | NonRTO_Midwest | Internal | Summer | B7 | 400 | 700 | 0 | 45.43 | 41.18 | 9 | 0
2020 | TVA_Transmission_2_NonRTO_Midwest | TVA_Transmission | NonRTO_Midwest | Internal | Summer | B8 | 500 | 700 | 0 | 41.51 | 36.53 | 9 | 0
2020 | TVA_Transmission_2_NonRTO_Midwest | TVA_Transmission | NonRTO_Midwest | Internal | Summer | B9 | 800 | 700 | 0 | 41.24 | 36.23 | 9 | 0
2020 | TVA_Transmission_2_NonRTO_Midwest | TVA_Transmission | NonRTO_Midwest | Internal | Summer | B10 | 1262 | 700 | 0 | 38.01 | 34.21 | 9 | 0
2020 | TVA_Transmission_2_NonRTO_Midwest | TVA_Transmission | NonRTO_Midwest | Internal | Winter | B16 | 25 | 700 | 0 | 57.95 | 62.17 | 9 | 0
2020 | TVA_Transmission_2_NonRTO_Midwest | TVA_Transmission | NonRTO_Midwest | Internal | Winter | B17 | 100 | 700 | 0 | 48.18 | 53.01 | 9 | 0
2020 | TVA_Transmission_2_NonRTO_Midwest | TVA_Transmission | NonRTO_Midwest | Internal | Winter | B18 | 400 | 700 | 0 | 45.07 | 49.56 | 9 | 0
2020 | TVA_Transmission_2_NonRTO_Midwest | TVA_Transmission | NonRTO_Midwest | Internal | Winter | B19 | 700 | 700 | 0 | 43.26 | 39.11 | 9 | 0
2020 | TVA_Transmission_2_NonRTO_Midwest | TVA_Transmission | NonRTO_Midwest | Internal | Winter | B20 | 935 | 700 | 0 | 41.96 | 36.23 | 9 | 0
2020 | TVA_Transmission_2_PJM_ROR | TVA_Transmission | PJM_ROR | Internal | Shoulder | B11 | 25 | 2000 | 0 | 58.68 | 53.07 | 9 | 0
2020 | TVA_Transmission_2_PJM_ROR | TVA_Transmission | PJM_ROR | Internal | Shoulder | B12 | 200 | 2000 | 0 | 45.98 | 43.38 | 9 | 0
2020 | TVA_Transmission_2_PJM_ROR | TVA_Transmission | PJM_ROR | Internal | Shoulder | B13 | 600 | 2000 | 0 | 44.04 | 41.13 | 9 | 0
2020 | TVA_Transmission_2_PJM_ROR | TVA_Transmission | PJM_ROR | Internal | Shoulder | B14 | 900 | 2000 | 0 | 43.05 | 39.81 | 9 | 0
2020 | TVA_Transmission_2_PJM_ROR | TVA_Transmission | PJM_ROR | Internal | Shoulder | B15 | 1203 | 2000 | 0 | 42.24 | 37.16 | 9 | 0
2020 | TVA_Transmission_2_PJM_ROR | TVA_Transmission | PJM_ROR | Internal | Summer | B1 | 10 | 2000 | 0 | 73.05 | 67.05 | 9 | 0
2020 | TVA_Transmission_2_PJM_ROR | TVA_Transmission | PJM_ROR | Internal | Summer | B2 | 25 | 2000 | 0 | 71.4 | 65.4 | 9 | 0
2020 | TVA_Transmission_2_PJM_ROR | TVA_Transmission | PJM_ROR | Internal | Summer | B3 | 75 | 2000 | 0 | 67.28 | 61.28 | 9 | 0
2020 | TVA_Transmission_2_PJM_ROR | TVA_Transmission | PJM_ROR | Internal | Summer | B4 | 100 | 2000 | 0 | 67.05 | 61.05 | 9 | 0
2020 | TVA_Transmission_2_PJM_ROR | TVA_Transmission | PJM_ROR | Internal | Summer | B5 | 200 | 2000 | 0 | 58.73 | 52.73 | 9 | 0
2020 | TVA_Transmission_2_PJM_ROR | TVA_Transmission | PJM_ROR | Internal | Summer | B6 | 300 | 2000 | 0 | 49.9 | 46.2 | 9 | 0
2020 | TVA_Transmission_2_PJM_ROR | TVA_Transmission | PJM_ROR | Internal | Summer | B7 | 400 | 2000 | 0 | 45.43 | 40.09 | 9 | 0
2020 | TVA_Transmission_2_PJM_ROR | TVA_Transmission | PJM_ROR | Internal | Summer | B8 | 500 | 2000 | 0 | 41.51 | 37.83 | 9 | 0
2020 | TVA_Transmission_2_PJM_ROR | TVA_Transmission | PJM_ROR | Internal | Summer | B9 | 800 | 2000 | 0 | 41.24 | 37.09 | 9 | 0
2020 | TVA_Transmission_2_PJM_ROR | TVA_Transmission | PJM_ROR | Internal | Summer | B10 | 1262 | 2000 | 0 | 38.01 | 33.64 | 9 | 0
2020 | TVA_Transmission_2_PJM_ROR | TVA_Transmission | PJM_ROR | Internal | Winter | B16 | 25 | 2000 | 0 | 57.95 | 52.17 | 9 | 0
2020 | TVA_Transmission_2_PJM_ROR | TVA_Transmission | PJM_ROR | Internal | Winter | B17 | 100 | 2000 | 0 | 48.18 | 45.34 | 9 | 0
2020 | TVA_Transmission_2_PJM_ROR | TVA_Transmission | PJM_ROR | Internal | Winter | B18 | 400 | 2000 | 0 | 45.07 | 42 | 9 | 0
2020 | TVA_Transmission_2_PJM_ROR | TVA_Transmission | PJM_ROR | Internal | Winter | B19 | 700 | 2000 | 0 | 43.26 | 39.99 | 9 | 0
2020 | TVA_Transmission_2_PJM_ROR | TVA_Transmission | PJM_ROR | Internal | Winter | B20 | 935 | 2000 | 0 | 41.96 | 36.75 | 9 | 0
2020 | TVA_Transmission_2_SOCO | TVA_Transmission | SOCO | Internal | Shoulder | B11 | 25 | 3200 | 0 | 58.68 | 66.66 | 9 | 0
2020 | TVA_Transmission_2_SOCO | TVA_Transmission | SOCO | Internal | Shoulder | B12 | 200 | 3200 | 0 | 45.98 | 43.92 | 9 | 0
2020 | TVA_Transmission_2_SOCO | TVA_Transmission | SOCO | Internal | Shoulder | B13 | 600 | 3200 | 0 | 44.04 | 42.1 | 9 | 0
2020 | TVA_Transmission_2_SOCO | TVA_Transmission | SOCO | Internal | Shoulder | B14 | 900 | 3200 | 0 | 43.05 | 42.1 | 9 | 0
2020 | TVA_Transmission_2_SOCO | TVA_Transmission | SOCO | Internal | Shoulder | B15 | 1203 | 3200 | 0 | 42.24 | 42.1 | 9 | 0
2020 | TVA_Transmission_2_SOCO | TVA_Transmission | SOCO | Internal | Summer | B1 | 10 | 3200 | 0 | 73.05 | 71.02 | 9 | 0
2020 | TVA_Transmission_2_SOCO | TVA_Transmission | SOCO | Internal | Summer | B2 | 25 | 3200 | 0 | 71.4 | 69.69 | 9 | 0
2020 | TVA_Transmission_2_SOCO | TVA_Transmission | SOCO | Internal | Summer | B3 | 75 | 3200 | 0 | 67.28 | 69.69 | 9 | 0
2020 | TVA_Transmission_2_SOCO | TVA_Transmission | SOCO | Internal | Summer | B4 | 100 | 3200 | 0 | 67.05 | 69.69 | 9 | 0
2020 | TVA_Transmission_2_SOCO | TVA_Transmission | SOCO | Internal | Summer | B5 | 200 | 3200 | 0 | 58.73 | 65.73 | 9 | 0
2020 | TVA_Transmission_2_SOCO | TVA_Transmission | SOCO | Internal | Summer | B6 | 300 | 3200 | 0 | 49.9 | 56.87 | 9 | 0
2020 | TVA_Transmission_2_SOCO | TVA_Transmission | SOCO | Internal | Summer | B7 | 400 | 3200 | 0 | 45.43 | 54.08 | 9 | 0
2020 | TVA_Transmission_2_SOCO | TVA_Transmission | SOCO | Internal | Summer | B8 | 500 | 3200 | 0 | 41.51 | 43.93 | 9 | 0
2020 | TVA_Transmission_2_SOCO | TVA_Transmission | SOCO | Internal | Summer | B9 | 800 | 3200 | 0 | 41.24 | 40.87 | 9 | 0
2020 | TVA_Transmission_2_SOCO | TVA_Transmission | SOCO | Internal | Summer | B10 | 1262 | 3200 | 0 | 38.01 | 40.87 | 9 | 0
2020 | TVA_Transmission_2_SOCO | TVA_Transmission | SOCO | Internal | Winter | B16 | 25 | 3200 | 0 | 57.95 | 65.15 | 9 | 0
2020 | TVA_Transmission_2_SOCO | TVA_Transmission | SOCO | Internal | Winter | B17 | 100 | 3200 | 0 | 48.18 | 44.59 | 9 | 0
2020 | TVA_Transmission_2_SOCO | TVA_Transmission | SOCO | Internal | Winter | B18 | 400 | 3200 | 0 | 45.07 | 44.59 | 9 | 0
2020 | TVA_Transmission_2_SOCO | TVA_Transmission | SOCO | Internal | Winter | B19 | 700 | 3200 | 0 | 43.26 | 44.59 | 9 | 0
2020 | TVA_Transmission_2_SOCO | TVA_Transmission | SOCO | Internal | Winter | B20 | 935 | 3200 | 0 | 41.96 | 44.2 | 9 | 0
2020 | TVA_Transmission_2_TVA | TVA_Transmission | TVA | Internal | Shoulder | B11 | 25 | 99999 | 0 | 58.68 | 58.04 | 0.01 | 0
2020 | TVA_Transmission_2_TVA | TVA_Transmission | TVA | Internal | Shoulder | B12 | 200 | 99999 | 0 | 45.98 | 43.29 | 0.01 | 0
2020 | TVA_Transmission_2_TVA | TVA_Transmission | TVA | Internal | Shoulder | B13 | 600 | 99999 | 0 | 44.04 | 41.75 | 0.01 | 0
2020 | TVA_Transmission_2_TVA | TVA_Transmission | TVA | Internal | Shoulder | B14 | 900 | 99999 | 0 | 43.05 | 41.75 | 0.01 | 0
2020 | TVA_Transmission_2_TVA | TVA_Transmission | TVA | Internal | Shoulder | B15 | 1203 | 99999 | 0 | 42.24 | 41.75 | 0.01 | 0
2020 | TVA_Transmission_2_TVA | TVA_Transmission | TVA | Internal | Summer | B1 | 10 | 99999 | 3235 | 73.05 | 73.07 | 0.01 | 0
2020 | TVA_Transmission_2_TVA | TVA_Transmission | TVA | Internal | Summer | B2 | 25 | 99999 | 2389.45 | 71.4 | 71.41 | 0.01 | 0
2020 | TVA_Transmission_2_TVA | TVA_Transmission | TVA | Internal | Summer | B3 | 75 | 99999 | 729.33 | 67.28 | 67.29 | 0.01 | 0
2020 | TVA_Transmission_2_TVA | TVA_Transmission | TVA | Internal | Summer | B4 | 100 | 99999 | 207.22 | 67.05 | 67.06 | 0.01 | 0
2020 | TVA_Transmission_2_TVA | TVA_Transmission | TVA | Internal | Summer | B5 | 200 | 99999 | 245.72 | 58.73 | 58.74 | 0.01 | 0
2020 | TVA_Transmission_2_TVA | TVA_Transmission | TVA | Internal | Summer | B6 | 300 | 99999 | 0 | 49.9 | 43.66 | 0.01 | 0
2020 | TVA_Transmission_2_TVA | TVA_Transmission | TVA | Internal | Summer | B7 | 400 | 99999 | 0 | 45.43 | 40.44 | 0.01 | 0
2020 | TVA_Transmission_2_TVA | TVA_Transmission | TVA | Internal | Summer | B8 | 500 | 99999 | 0 | 41.51 | 40.44 | 0.01 | 0
2020 | TVA_Transmission_2_TVA | TVA_Transmission | TVA | Internal | Summer | B9 | 800 | 99999 | 0 | 41.24 | 40.44 | 0.01 | 0
2020 | TVA_Transmission_2_TVA | TVA_Transmission | TVA | Internal | Summer | B10 | 1262 | 99999 | 0 | 38.01 | 36.71 | 0.01 | 0
2020 | TVA_Transmission_2_TVA | TVA_Transmission | TVA | Internal | Winter | B16 | 25 | 99999 | 0.02 | 57.95 | 57.83 | 0.01 | 0
2020 | TVA_Transmission_2_TVA | TVA_Transmission | TVA | Internal | Winter | B17 | 100 | 99999 | 0 | 48.18 | 46.15 | 0.01 | 0
2020 | TVA_Transmission_2_TVA | TVA_Transmission | TVA | Internal | Winter | B18 | 400 | 99999 | 0 | 45.07 | 41.59 | 0.01 | 0
2020 | TVA_Transmission_2_TVA | TVA_Transmission | TVA | Internal | Winter | B19 | 700 | 99999 | 0 | 43.26 | 41.59 | 0.01 | 0
2020 | TVA_Transmission_2_TVA | TVA_Transmission | TVA | Internal | Winter | B20 | 935 | 99999 | 0 | 41.96 | 41.59 | 0.01 | 0
2020 | TVA_Transmission_2_VACAR | TVA_Transmission | VACAR | Internal | Shoulder | B11 | 25 | 900 | 0 | 58.68 | 59.66 | 9 | 0
2020 | TVA_Transmission_2_VACAR | TVA_Transmission | VACAR | Internal | Shoulder | B12 | 200 | 900 | 0 | 45.98 | 49.38 | 9 | 0
2020 | TVA_Transmission_2_VACAR | TVA_Transmission | VACAR | Internal | Shoulder | B13 | 600 | 900 | 0 | 44.04 | 47.08 | 9 | 0
2020 | TVA_Transmission_2_VACAR | TVA_Transmission | VACAR | Internal | Shoulder | B14 | 900 | 900 | 0 | 43.05 | 45.81 | 9 | 0
2020 | TVA_Transmission_2_VACAR | TVA_Transmission | VACAR | Internal | Shoulder | B15 | 1203 | 900 | 0 | 42.24 | 43.16 | 9 | 0
2020 | TVA_Transmission_2_VACAR | TVA_Transmission | VACAR | Internal | Summer | B1 | 10 | 900 | 0 | 73.05 | 73.05 | 9 | 0
2020 | TVA_Transmission_2_VACAR | TVA_Transmission | VACAR | Internal | Summer | B2 | 25 | 900 | 0 | 71.4 | 73.05 | 9 | 0
2020 | TVA_Transmission_2_VACAR | TVA_Transmission | VACAR | Internal | Summer | B3 | 75 | 900 | 0 | 67.28 | 73.05 | 9 | 0
2020 | TVA_Transmission_2_VACAR | TVA_Transmission | VACAR | Internal | Summer | B4 | 100 | 900 | 0 | 67.05 | 67.05 | 9 | 0
2020 | TVA_Transmission_2_VACAR | TVA_Transmission | VACAR | Internal | Summer | B5 | 200 | 900 | 0 | 58.73 | 58.73 | 9 | 0
2020 | TVA_Transmission_2_VACAR | TVA_Transmission | VACAR | Internal | Summer | B6 | 300 | 900 | 0 | 49.9 | 52.2 | 9 | 0
2020 | TVA_Transmission_2_VACAR | TVA_Transmission | VACAR | Internal | Summer | B7 | 400 | 900 | 0 | 45.43 | 47.08 | 9 | 0
2020 | TVA_Transmission_2_VACAR | TVA_Transmission | VACAR | Internal | Summer | B8 | 500 | 900 | 0 | 41.51 | 43.83 | 9 | 0
2020 | TVA_Transmission_2_VACAR | TVA_Transmission | VACAR | Internal | Summer | B9 | 800 | 900 | 0 | 41.24 | 43.09 | 9 | 0
2020 | TVA_Transmission_2_VACAR | TVA_Transmission | VACAR | Internal | Summer | B10 | 1262 | 900 | 0 | 38.01 | 40.83 | 9 | 0
2020 | TVA_Transmission_2_VACAR | TVA_Transmission | VACAR | Internal | Winter | B16 | 25 | 900 | 0 | 57.95 | 59.83 | 9 | 0
2020 | TVA_Transmission_2_VACAR | TVA_Transmission | VACAR | Internal | Winter | B17 | 100 | 900 | 0 | 48.18 | 51.34 | 9 | 0
2020 | TVA_Transmission_2_VACAR | TVA_Transmission | VACAR | Internal | Winter | B18 | 400 | 900 | 0 | 45.07 | 47.08 | 9 | 0
2020 | TVA_Transmission_2_VACAR | TVA_Transmission | VACAR | Internal | Winter | B19 | 700 | 900 | 0 | 43.26 | 45.99 | 9 | 0
2020 | TVA_Transmission_2_VACAR | TVA_Transmission | VACAR | Internal | Winter | B20 | 935 | 900 | 0 | 41.96 | 43.09 | 9 | 0
2020 | VACAR_2_PJM_ROR | VACAR | PJM_ROR | Internal | Shoulder | B11 | 25 | 2000 | 0 | 59.66 | 53.07 | 7 | 0
2020 | VACAR_2_PJM_ROR | VACAR | PJM_ROR | Internal | Shoulder | B12 | 200 | 2000 | 0 | 49.38 | 43.38 | 7 | 0
2020 | VACAR_2_PJM_ROR | VACAR | PJM_ROR | Internal | Shoulder | B13 | 600 | 2000 | 0 | 47.08 | 41.13 | 7 | 0
2020 | VACAR_2_PJM_ROR | VACAR | PJM_ROR | Internal | Shoulder | B14 | 900 | 2000 | 0 | 45.81 | 39.81 | 7 | 0
2020 | VACAR_2_PJM_ROR | VACAR | PJM_ROR | Internal | Shoulder | B15 | 1203 | 2000 | 0 | 43.16 | 37.16 | 7 | 0
2020 | VACAR_2_PJM_ROR | VACAR | PJM_ROR | Internal | Summer | B1 | 10 | 2000 | 0 | 73.05 | 67.05 | 7 | 0
2020 | VACAR_2_PJM_ROR | VACAR | PJM_ROR | Internal | Summer | B2 | 25 | 2000 | 0 | 73.05 | 65.4 | 7 | 0
2020 | VACAR_2_PJM_ROR | VACAR | PJM_ROR | Internal | Summer | B3 | 75 | 2000 | 0 | 73.05 | 61.28 | 7 | 0
2020 | VACAR_2_PJM_ROR | VACAR | PJM_ROR | Internal | Summer | B4 | 100 | 2000 | 0 | 67.05 | 61.05 | 7 | 0
2020 | VACAR_2_PJM_ROR | VACAR | PJM_ROR | Internal | Summer | B5 | 200 | 2000 | 0 | 58.73 | 52.73 | 7 | 0
2020 | VACAR_2_PJM_ROR | VACAR | PJM_ROR | Internal | Summer | B6 | 300 | 2000 | 0 | 52.2 | 46.2 | 7 | 0
2020 | VACAR_2_PJM_ROR | VACAR | PJM_ROR | Internal | Summer | B7 | 400 | 2000 | 0 | 47.08 | 40.09 | 7 | 0
2020 | VACAR_2_PJM_ROR | VACAR | PJM_ROR | Internal | Summer | B8 | 500 | 2000 | 0 | 43.83 | 37.83 | 7 | 0
2020 | VACAR_2_PJM_ROR | VACAR | PJM_ROR | Internal | Summer | B9 | 800 | 2000 | 0 | 43.09 | 37.09 | 7 | 0
2020 | VACAR_2_PJM_ROR | VACAR | PJM_ROR | Internal | Summer | B10 | 1262 | 2000 | 0 | 40.83 | 33.64 | 7 | 0
2020 | VACAR_2_PJM_ROR | VACAR | PJM_ROR | Internal | Winter | B16 | 25 | 2000 | 0 | 59.83 | 52.17 | 7 | 0
2020 | VACAR_2_PJM_ROR | VACAR | PJM_ROR | Internal | Winter | B17 | 100 | 2000 | 0 | 51.34 | 45.34 | 7 | 0
2020 | VACAR_2_PJM_ROR | VACAR | PJM_ROR | Internal | Winter | B18 | 400 | 2000 | 0 | 47.08 | 42 | 7 | 0
2020 | VACAR_2_PJM_ROR | VACAR | PJM_ROR | Internal | Winter | B19 | 700 | 2000 | 0 | 45.99 | 39.99 | 7 | 0
2020 | VACAR_2_PJM_ROR | VACAR | PJM_ROR | Internal | Winter | B20 | 935 | 2000 | 0 | 43.09 | 36.75 | 7 | 0
2020 | VACAR_2_SOCO | VACAR | SOCO | Internal | Shoulder | B11 | 25 | 3000 | 1209.01 | 59.66 | 66.66 | 7 | 0
2020 | VACAR_2_SOCO | VACAR | SOCO | Internal | Shoulder | B12 | 200 | 3000 | 0 | 49.38 | 43.92 | 7 | 0
2020 | VACAR_2_SOCO | VACAR | SOCO | Internal | Shoulder | B13 | 600 | 3000 | 0 | 47.08 | 42.1 | 7 | 0
2020 | VACAR_2_SOCO | VACAR | SOCO | Internal | Shoulder | B14 | 900 | 3000 | 0 | 45.81 | 42.1 | 7 | 0
2020 | VACAR_2_SOCO | VACAR | SOCO | Internal | Shoulder | B15 | 1203 | 3000 | 0 | 43.16 | 42.1 | 7 | 0
2020 | VACAR_2_SOCO | VACAR | SOCO | Internal | Summer | B1 | 10 | 3000 | 0 | 73.05 | 71.02 | 7 | 0
2020 | VACAR_2_SOCO | VACAR | SOCO | Internal | Summer | B2 | 25 | 3000 | 0 | 73.05 | 69.69 | 7 | 0
2020 | VACAR_2_SOCO | VACAR | SOCO | Internal | Summer | B3 | 75 | 3000 | 0 | 73.05 | 69.69 | 7 | 0
2020 | VACAR_2_SOCO | VACAR | SOCO | Internal | Summer | B4 | 100 | 3000 | 0 | 67.05 | 69.69 | 7 | 0
2020 | VACAR_2_SOCO | VACAR | SOCO | Internal | Summer | B5 | 200 | 3000 | 1405.64 | 58.73 | 65.73 | 7 | 0
2020 | VACAR_2_SOCO | VACAR | SOCO | Internal | Summer | B6 | 300 | 3000 | 0 | 52.2 | 56.87 | 7 | 0
2020 | VACAR_2_SOCO | VACAR | SOCO | Internal | Summer | B7 | 400 | 3000 | 2067.2 | 47.08 | 54.08 | 7 | 0
2020 | VACAR_2_SOCO | VACAR | SOCO | Internal | Summer | B8 | 500 | 3000 | 0 | 43.83 | 43.93 | 7 | 0
2020 | VACAR_2_SOCO | VACAR | SOCO | Internal | Summer | B9 | 800 | 3000 | 0 | 43.09 | 40.87 | 7 | 0
2020 | VACAR_2_SOCO | VACAR | SOCO | Internal | Summer | B10 | 1262 | 3000 | 0 | 40.83 | 40.87 | 7 | 0
2020 | VACAR_2_SOCO | VACAR | SOCO | Internal | Winter | B16 | 25 | 3000 | 0 | 59.83 | 65.15 | 7 | 0
2020 | VACAR_2_SOCO | VACAR | SOCO | Internal | Winter | B17 | 100 | 3000 | 0 | 51.34 | 44.59 | 7 | 0
2020 | VACAR_2_SOCO | VACAR | SOCO | Internal | Winter | B18 | 400 | 3000 | 0 | 47.08 | 44.59 | 7 | 0
2020 | VACAR_2_SOCO | VACAR | SOCO | Internal | Winter | B19 | 700 | 3000 | 0 | 45.99 | 44.59 | 7 | 0
2020 | VACAR_2_SOCO | VACAR | SOCO | Internal | Winter | B20 | 935 | 3000 | 0 | 43.09 | 44.2 | 7 | 0
2020 | VACAR_2_TVA_Transmission | VACAR | TVA_Transmission | Internal | Shoulder | B11 | 25 | 900 | 0 | 59.66 | 58.68 | 7 | 0
2020 | VACAR_2_TVA_Transmission | VACAR | TVA_Transmission | Internal | Shoulder | B12 | 200 | 900 | 0 | 49.38 | 45.98 | 7 | 0
2020 | VACAR_2_TVA_Transmission | VACAR | TVA_Transmission | Internal | Shoulder | B13 | 600 | 900 | 0 | 47.08 | 44.04 | 7 | 0
2020 | VACAR_2_TVA_Transmission | VACAR | TVA_Transmission | Internal | Shoulder | B14 | 900 | 900 | 0 | 45.81 | 43.05 | 7 | 0
2020 | VACAR_2_TVA_Transmission | VACAR | TVA_Transmission | Internal | Shoulder | B15 | 1203 | 900 | 0 | 43.16 | 42.24 | 7 | 0
2020 | VACAR_2_TVA_Transmission | VACAR | TVA_Transmission | Internal | Summer | B1 | 10 | 900 | 0 | 73.05 | 73.05 | 7 | 0
2020 | VACAR_2_TVA_Transmission | VACAR | TVA_Transmission | Internal | Summer | B2 | 25 | 900 | 0 | 73.05 | 71.4 | 7 | 0
2020 | VACAR_2_TVA_Transmission | VACAR | TVA_Transmission | Internal | Summer | B3 | 75 | 900 | 0 | 73.05 | 67.28 | 7 | 0
2020 | VACAR_2_TVA_Transmission | VACAR | TVA_Transmission | Internal | Summer | B4 | 100 | 900 | 0 | 67.05 | 67.05 | 7 | 0
2020 | VACAR_2_TVA_Transmission | VACAR | TVA_Transmission | Internal | Summer | B5 | 200 | 900 | 0 | 58.73 | 58.73 | 7 | 0
2020 | VACAR_2_TVA_Transmission | VACAR | TVA_Transmission | Internal | Summer | B6 | 300 | 900 | 0 | 52.2 | 49.9 | 7 | 0
2020 | VACAR_2_TVA_Transmission | VACAR | TVA_Transmission | Internal | Summer | B7 | 400 | 900 | 0 | 47.08 | 45.43 | 7 | 0
2020 | VACAR_2_TVA_Transmission | VACAR | TVA_Transmission | Internal | Summer | B8 | 500 | 900 | 0 | 43.83 | 41.51 | 7 | 0
2020 | VACAR_2_TVA_Transmission | VACAR | TVA_Transmission | Internal | Summer | B9 | 800 | 900 | 0 | 43.09 | 41.24 | 7 | 0
2020 | VACAR_2_TVA_Transmission | VACAR | TVA_Transmission | Internal | Summer | B10 | 1262 | 900 | 0 | 40.83 | 38.01 | 7 | 0
2020 | VACAR_2_TVA_Transmission | VACAR | TVA_Transmission | Internal | Winter | B16 | 25 | 900 | 0 | 59.83 | 57.95 | 7 | 0
2020 | VACAR_2_TVA_Transmission | VACAR | TVA_Transmission | Internal | Winter | B17 | 100 | 900 | 0 | 51.34 | 48.18 | 7 | 0
2020 | VACAR_2_TVA_Transmission | VACAR | TVA_Transmission | Internal | Winter | B18 | 400 | 900 | 0 | 47.08 | 45.07 | 7 | 0
2020 | VACAR_2_TVA_Transmission | VACAR | TVA_Transmission | Internal | Winter | B19 | 700 | 900 | 0 | 45.99 | 43.26 | 7 | 0
2020 | VACAR_2_TVA_Transmission | VACAR | TVA_Transmission | Internal | Winter | B20 | 935 | 900 | 0 | 43.09 | 41.96 | 7 | 0
2025 | ENT_2_MISO_MO-IL | ENT | MISO_MO-IL | Internal | Shoulder | B11 | 25 | 2260 | 0 | 69.7 | 63.15 | 8 | 0
2025 | ENT_2_MISO_MO-IL | ENT | MISO_MO-IL | Internal | Shoulder | B12 | 200 | 2260 | 0 | 46.83 | 49.75 | 8 | 0
2025 | ENT_2_MISO_MO-IL | ENT | MISO_MO-IL | Internal | Shoulder | B13 | 600 | 2260 | 0 | 46.83 | 44.8 | 8 | 0
2025 | ENT_2_MISO_MO-IL | ENT | MISO_MO-IL | Internal | Shoulder | B14 | 900 | 2260 | 0 | 46.57 | 42.88 | 8 | 0
2025 | ENT_2_MISO_MO-IL | ENT | MISO_MO-IL | Internal | Shoulder | B15 | 1203 | 2260 | 0 | 46.5 | 38.55 | 8 | 0
2025 | ENT_2_MISO_MO-IL | ENT | MISO_MO-IL | Internal | Summer | B1 | 10 | 2260 | 0 | 77.25 | 73.42 | 8 | 0
2025 | ENT_2_MISO_MO-IL | ENT | MISO_MO-IL | Internal | Summer | B2 | 25 | 2260 | 0 | 75.69 | 71.4 | 8 | 0
2025 | ENT_2_MISO_MO-IL | ENT | MISO_MO-IL | Internal | Summer | B3 | 75 | 2260 | 0 | 75.69 | 68.9 | 8 | 0
2025 | ENT_2_MISO_MO-IL | ENT | MISO_MO-IL | Internal | Summer | B4 | 100 | 2260 | 0 | 75.69 | 68.9 | 8 | 0
2025 | ENT_2_MISO_MO-IL | ENT | MISO_MO-IL | Internal | Summer | B5 | 200 | 2260 | 0 | 69.11 | 65.88 | 8 | 0
2025 | ENT_2_MISO_MO-IL | ENT | MISO_MO-IL | Internal | Summer | B6 | 300 | 2260 | 0 | 61.2 | 53.2 | 8 | 0
2025 | ENT_2_MISO_MO-IL | ENT | MISO_MO-IL | Internal | Summer | B7 | 400 | 2260 | 0 | 51.2 | 43.2 | 8 | 0
2025 | ENT_2_MISO_MO-IL | ENT | MISO_MO-IL | Internal | Summer | B8 | 500 | 2260 | 0 | 45.36 | 40.11 | 8 | 0
2025 | ENT_2_MISO_MO-IL | ENT | MISO_MO-IL | Internal | Summer | B9 | 800 | 2260 | 0 | 45.04 | 38.34 | 8 | 0
2025 | ENT_2_MISO_MO-IL | ENT | MISO_MO-IL | Internal | Summer | B10 | 1262 | 2260 | 0 | 43.56 | 35.56 | 8 | 0
2025 | ENT_2_MISO_MO-IL | ENT | MISO_MO-IL | Internal | Winter | B16 | 25 | 2260 | 0 | 69.26 | 62.49 | 8 | 0
2025 | ENT_2_MISO_MO-IL | ENT | MISO_MO-IL | Internal | Winter | B17 | 100 | 2260 | 0 | 49.74 | 50.89 | 8 | 0
2025 | ENT_2_MISO_MO-IL | ENT | MISO_MO-IL | Internal | Winter | B18 | 400 | 2260 | 0 | 49.74 | 46.58 | 8 | 0
2025 | ENT_2_MISO_MO-IL | ENT | MISO_MO-IL | Internal | Winter | B19 | 700 | 2260 | 0 | 49.38 | 44 | 8 | 0
2025 | ENT_2_MISO_MO-IL | ENT | MISO_MO-IL | Internal | Winter | B20 | 935 | 2260 | 0 | 47.76 | 37.36 | 8 | 0
2025 | ENT_2_SOCO | ENT | SOCO | Internal | Shoulder | B11 | 25 | 2000 | 0 | 69.7 | 76.13 | 8 | 0
2025 | ENT_2_SOCO | ENT | SOCO | Internal | Shoulder | B12 | 200 | 2000 | 0 | 46.83 | 49.49 | 8 | 0
2025 | ENT_2_SOCO | ENT | SOCO | Internal | Shoulder | B13 | 600 | 2000 | 0 | 46.83 | 46.88 | 8 | 0
2025 | ENT_2_SOCO | ENT | SOCO | Internal | Shoulder | B14 | 900 | 2000 | 0 | 46.57 | 46.88 | 8 | 0
2025 | ENT_2_SOCO | ENT | SOCO | Internal | Shoulder | B15 | 1203 | 2000 | 0 | 46.5 | 46.88 | 8 | 0
2025 | ENT_2_SOCO | ENT | SOCO | Internal | Summer | B1 | 10 | 2000 | 1502.87 | 77.25 | 85.25 | 8 | 0
2025 | ENT_2_SOCO | ENT | SOCO | Internal | Summer | B2 | 25 | 2000 | 0 | 75.69 | 78.61 | 8 | 0
2025 | ENT_2_SOCO | ENT | SOCO | Internal | Summer | B3 | 75 | 2000 | 0 | 75.69 | 78.61 | 8 | 0
2025 | ENT_2_SOCO | ENT | SOCO | Internal | Summer | B4 | 100 | 2000 | 0 | 75.69 | 77.11 | 8 | 0
2025 | ENT_2_SOCO | ENT | SOCO | Internal | Summer | B5 | 200 | 2000 | 1617.55 | 69.11 | 77.11 | 8 | 0
2025 | ENT_2_SOCO | ENT | SOCO | Internal | Summer | B6 | 300 | 2000 | 0 | 61.2 | 67.19 | 8 | 0
2025 | ENT_2_SOCO | ENT | SOCO | Internal | Summer | B7 | 400 | 2000 | 819.73 | 51.2 | 59.2 | 8 | 0
2025 | ENT_2_SOCO | ENT | SOCO | Internal | Summer | B8 | 500 | 2000 | 0 | 45.36 | 50.68 | 8 | 0
2025 | ENT_2_SOCO | ENT | SOCO | Internal | Summer | B9 | 800 | 2000 | 0 | 45.04 | 45.53 | 8 | 0
2025 | ENT_2_SOCO | ENT | SOCO | Internal | Summer | B10 | 1262 | 2000 | 0 | 43.56 | 45.53 | 8 | 0
2025 | ENT_2_SOCO | ENT | SOCO | Internal | Winter | B16 | 25 | 2000 | 1603.76 | 69.26 | 77.26 | 8 | 0
2025 | ENT_2_SOCO | ENT | SOCO | Internal | Winter | B17 | 100 | 2000 | 0 | 49.74 | 51.45 | 8 | 0
2025 | ENT_2_SOCO | ENT | SOCO | Internal | Winter | B18 | 400 | 2000 | 0 | 49.74 | 49.67 | 8 | 0
2025 | ENT_2_SOCO | ENT | SOCO | Internal | Winter | B19 | 700 | 2000 | 0 | 49.38 | 49.67 | 8 | 0
2025 | ENT_2_SOCO | ENT | SOCO | Internal | Winter | B20 | 935 | 2000 | 0 | 47.76 | 49.67 | 8 | 0
2025 | ENT_2_SPP_N | ENT | SPP_N | Internal | Shoulder | B11 | 25 | 1300 | 0 | 69.7 | 70.09 | 8 | 0
2025 | ENT_2_SPP_N | ENT | SPP_N | Internal | Shoulder | B12 | 200 | 1300 | 0 | 46.83 | 49.75 | 8 | 0
2025 | ENT_2_SPP_N | ENT | SPP_N | Internal | Shoulder | B13 | 600 | 1300 | 0 | 46.83 | 45.2 | 8 | 0
2025 | ENT_2_SPP_N | ENT | SPP_N | Internal | Shoulder | B14 | 900 | 1300 | 0 | 46.57 | 44.89 | 8 | 0
2025 | ENT_2_SPP_N | ENT | SPP_N | Internal | Shoulder | B15 | 1203 | 1300 | 0 | 46.5 | 44.77 | 8 | 0
2025 | ENT_2_SPP_N | ENT | SPP_N | Internal | Summer | B1 | 10 | 1300 | 0 | 77.25 | 73.59 | 8 | 0
2025 | ENT_2_SPP_N | ENT | SPP_N | Internal | Summer | B2 | 25 | 1300 | 0 | 75.69 | 73.59 | 8 | 0
2025 | ENT_2_SPP_N | ENT | SPP_N | Internal | Summer | B3 | 75 | 1300 | 0 | 75.69 | 73.59 | 8 | 0
2025 | ENT_2_SPP_N | ENT | SPP_N | Internal | Summer | B4 | 100 | 1300 | 0 | 75.69 | 73.59 | 8 | 0
2025 | ENT_2_SPP_N | ENT | SPP_N | Internal | Summer | B5 | 200 | 1300 | 0 | 69.11 | 68.61 | 8 | 0
2025 | ENT_2_SPP_N | ENT | SPP_N | Internal | Summer | B6 | 300 | 1300 | 0 | 61.2 | 61.2 | 8 | 0
2025 | ENT_2_SPP_N | ENT | SPP_N | Internal | Summer | B7 | 400 | 1300 | 0 | 51.2 | 50.21 | 8 | 0
2025 | ENT_2_SPP_N | ENT | SPP_N | Internal | Summer | B8 | 500 | 1300 | 0 | 45.36 | 44.88 | 8 | 0
2025 | ENT_2_SPP_N | ENT | SPP_N | Internal | Summer | B9 | 800 | 1300 | 0 | 45.04 | 43.36 | 8 | 0
2025 | ENT_2_SPP_N | ENT | SPP_N | Internal | Summer | B10 | 1262 | 1300 | 0 | 43.56 | 42.55 | 8 | 0
2025 | ENT_2_SPP_N | ENT | SPP_N | Internal | Winter | B16 | 25 | 1300 | 0 | 69.26 | 64.26 | 8 | 0
2025 | ENT_2_SPP_N | ENT | SPP_N | Internal | Winter | B17 | 100 | 1300 | 0 | 49.74 | 48.55 | 8 | 0
2025 | ENT_2_SPP_N | ENT | SPP_N | Internal | Winter | B18 | 400 | 1300 | 0 | 49.74 | 47.82 | 8 | 0
2025 | ENT_2_SPP_N | ENT | SPP_N | Internal | Winter | B19 | 700 | 1300 | 0 | 49.38 | 47.71 | 8 | 0
2025 | ENT_2_SPP_N | ENT | SPP_N | Internal | Winter | B20 | 935 | 1300 | 0 | 47.76 | 43.33 | 8 | 0
2025 | ENT_2_SPP_S | ENT | SPP_S | Internal | Shoulder | B11 | 25 | 1300 | 0 | 69.7 | 64.7 | 8 | 0
2025 | ENT_2_SPP_S | ENT | SPP_S | Internal | Shoulder | B12 | 200 | 1300 | 0 | 46.83 | 48.47 | 8 | 0
2025 | ENT_2_SPP_S | ENT | SPP_S | Internal | Shoulder | B13 | 600 | 1300 | 0 | 46.83 | 45.19 | 8 | 0
2025 | ENT_2_SPP_S | ENT | SPP_S | Internal | Shoulder | B14 | 900 | 1300 | 0 | 46.57 | 44.88 | 8 | 0
2025 | ENT_2_SPP_S | ENT | SPP_S | Internal | Shoulder | B15 | 1203 | 1300 | 0 | 46.5 | 44.78 | 8 | 0
2025 | ENT_2_SPP_S | ENT | SPP_S | Internal | Summer | B1 | 10 | 1300 | 0 | 77.25 | 72.25 | 8 | 0
2025 | ENT_2_SPP_S | ENT | SPP_S | Internal | Summer | B2 | 25 | 1300 | 0 | 75.69 | 72.25 | 8 | 0
2025 | ENT_2_SPP_S | ENT | SPP_S | Internal | Summer | B3 | 75 | 1300 | 0 | 75.69 | 72.25 | 8 | 0
2025 | ENT_2_SPP_S | ENT | SPP_S | Internal | Summer | B4 | 100 | 1300 | 0 | 75.69 | 71.31 | 8 | 0
2025 | ENT_2_SPP_S | ENT | SPP_S | Internal | Summer | B5 | 200 | 1300 | 0 | 69.11 | 62.49 | 8 | 0
2025 | ENT_2_SPP_S | ENT | SPP_S | Internal | Summer | B6 | 300 | 1300 | 0 | 61.2 | 61.21 | 8 | 0
2025 | ENT_2_SPP_S | ENT | SPP_S | Internal | Summer | B7 | 400 | 1300 | 0 | 51.2 | 50.22 | 8 | 0
2025 | ENT_2_SPP_S | ENT | SPP_S | Internal | Summer | B8 | 500 | 1300 | 0 | 45.36 | 44.89 | 8 | 0
2025 | ENT_2_SPP_S | ENT | SPP_S | Internal | Summer | B9 | 800 | 1300 | 0 | 45.04 | 43.37 | 8 | 0
2025 | ENT_2_SPP_S | ENT | SPP_S | Internal | Summer | B10 | 1262 | 1300 | 0 | 43.56 | 43.27 | 8 | 0
2025 | ENT_2_SPP_S | ENT | SPP_S | Internal | Winter | B16 | 25 | 1300 | 0 | 69.26 | 64.26 | 8 | 0
2025 | ENT_2_SPP_S | ENT | SPP_S | Internal | Winter | B17 | 100 | 1300 | 0 | 49.74 | 48.56 | 8 | 0
2025 | ENT_2_SPP_S | ENT | SPP_S | Internal | Winter | B18 | 400 | 1300 | 0 | 49.74 | 47.83 | 8 | 0
2025 | ENT_2_SPP_S | ENT | SPP_S | Internal | Winter | B19 | 700 | 1300 | 0 | 49.38 | 47.73 | 8 | 0
2025 | ENT_2_SPP_S | ENT | SPP_S | Internal | Winter | B20 | 935 | 1300 | 0 | 47.76 | 43.35 | 8 | 0
2025 | ENT_2_TVA_Transmission | ENT | TVA_Transmission | Internal | Shoulder | B11 | 25 | 2100 | 0 | 69.7 | 67.13 | 8 | 0
2025 | ENT_2_TVA_Transmission | ENT | TVA_Transmission | Internal | Shoulder | B12 | 200 | 2100 | 0 | 46.83 | 52.5 | 8 | 0
2025 | ENT_2_TVA_Transmission | ENT | TVA_Transmission | Internal | Shoulder | B13 | 600 | 2100 | 0 | 46.83 | 49.06 | 8 | 0
2025 | ENT_2_TVA_Transmission | ENT | TVA_Transmission | Internal | Shoulder | B14 | 900 | 2100 | 0 | 46.57 | 47.67 | 8 | 0
2025 | ENT_2_TVA_Transmission | ENT | TVA_Transmission | Internal | Shoulder | B15 | 1203 | 2100 | 0 | 46.5 | 46.48 | 8 | 0
2025 | ENT_2_TVA_Transmission | ENT | TVA_Transmission | Internal | Summer | B1 | 10 | 2100 | 0 | 77.25 | 81.42 | 8 | 0
2025 | ENT_2_TVA_Transmission | ENT | TVA_Transmission | Internal | Summer | B2 | 25 | 2100 | 0 | 75.69 | 79.4 | 8 | 0
2025 | ENT_2_TVA_Transmission | ENT | TVA_Transmission | Internal | Summer | B3 | 75 | 2100 | 0 | 75.69 | 74.43 | 8 | 0
2025 | ENT_2_TVA_Transmission | ENT | TVA_Transmission | Internal | Summer | B4 | 100 | 2100 | 0 | 75.69 | 74.2 | 8 | 0
2025 | ENT_2_TVA_Transmission | ENT | TVA_Transmission | Internal | Summer | B5 | 200 | 2100 | 0 | 69.11 | 69.89 | 8 | 0
2025 | ENT_2_TVA_Transmission | ENT | TVA_Transmission | Internal | Summer | B6 | 300 | 2100 | 0 | 61.2 | 58.19 | 8 | 0
2025 | ENT_2_TVA_Transmission | ENT | TVA_Transmission | Internal | Summer | B7 | 400 | 2100 | 0 | 51.2 | 50.2 | 8 | 0
2025 | ENT_2_TVA_Transmission | ENT | TVA_Transmission | Internal | Summer | B8 | 500 | 2100 | 0 | 45.36 | 45.66 | 8 | 0
2025 | ENT_2_TVA_Transmission | ENT | TVA_Transmission | Internal | Summer | B9 | 800 | 2100 | 0 | 45.04 | 45.35 | 8 | 0
2025 | ENT_2_TVA_Transmission | ENT | TVA_Transmission | Internal | Summer | B10 | 1262 | 2100 | 0 | 43.56 | 40.45 | 8 | 0
2025 | ENT_2_TVA_Transmission | ENT | TVA_Transmission | Internal | Winter | B16 | 25 | 2100 | 0 | 69.26 | 70.49 | 8 | 0
2025 | ENT_2_TVA_Transmission | ENT | TVA_Transmission | Internal | Winter | B17 | 100 | 2100 | 0 | 49.74 | 54.69 | 8 | 0
2025 | ENT_2_TVA_Transmission | ENT | TVA_Transmission | Internal | Winter | B18 | 400 | 2100 | 0 | 49.74 | 50.5 | 8 | 0
2025 | ENT_2_TVA_Transmission | ENT | TVA_Transmission | Internal | Winter | B19 | 700 | 2100 | 0 | 49.38 | 48.6 | 8 | 0
2025 | ENT_2_TVA_Transmission | ENT | TVA_Transmission | Internal | Winter | B20 | 935 | 2100 | 0 | 47.76 | 45.36 | 8 | 0
2025 | FRCC_2_SOCO | FRCC | SOCO | Internal | Shoulder | B11 | 25 | 900 | 0 | 86.13 | 76.13 | 8 | 0
2025 | FRCC_2_SOCO | FRCC | SOCO | Internal | Shoulder | B12 | 200 | 900 | 0 | 59.49 | 49.49 | 8 | 0
2025 | FRCC_2_SOCO | FRCC | SOCO | Internal | Shoulder | B13 | 600 | 900 | 0 | 54.36 | 46.88 | 8 | 0
2025 | FRCC_2_SOCO | FRCC | SOCO | Internal | Shoulder | B14 | 900 | 900 | 0 | 54.27 | 46.88 | 8 | 0
2025 | FRCC_2_SOCO | FRCC | SOCO | Internal | Shoulder | B15 | 1203 | 900 | 0 | 52.12 | 46.88 | 8 | 0
2025 | FRCC_2_SOCO | FRCC | SOCO | Internal | Summer | B1 | 10 | 900 | 0 | 95.25 | 85.25 | 8 | 0
2025 | FRCC_2_SOCO | FRCC | SOCO | Internal | Summer | B2 | 25 | 900 | 0 | 84.92 | 78.61 | 8 | 0
2025 | FRCC_2_SOCO | FRCC | SOCO | Internal | Summer | B3 | 75 | 900 | 0 | 84.92 | 78.61 | 8 | 0
2025 | FRCC_2_SOCO | FRCC | SOCO | Internal | Summer | B4 | 100 | 900 | 0 | 84.92 | 77.11 | 8 | 0
2025 | FRCC_2_SOCO | FRCC | SOCO | Internal | Summer | B5 | 200 | 900 | 0 | 84.92 | 77.11 | 8 | 0
2025 | FRCC_2_SOCO | FRCC | SOCO | Internal | Summer | B6 | 300 | 900 | 0 | 77.19 | 67.19 | 8 | 0
2025 | FRCC_2_SOCO | FRCC | SOCO | Internal | Summer | B7 | 400 | 900 | 0 | 69.2 | 59.2 | 8 | 0
2025 | FRCC_2_SOCO | FRCC | SOCO | Internal | Summer | B8 | 500 | 900 | 0 | 60.68 | 50.68 | 8 | 0
2025 | FRCC_2_SOCO | FRCC | SOCO | Internal | Summer | B9 | 800 | 900 | 0 | 53.55 | 45.53 | 8 | 0
2025 | FRCC_2_SOCO | FRCC | SOCO | Internal | Summer | B10 | 1262 | 900 | 0 | 51.34 | 45.53 | 8 | 0
2025 | FRCC_2_SOCO | FRCC | SOCO | Internal | Winter | B16 | 25 | 900 | 0 | 87.26 | 77.26 | 8 | 0
2025 | FRCC_2_SOCO | FRCC | SOCO | Internal | Winter | B17 | 100 | 900 | 0 | 61.45 | 51.45 | 8 | 0
2025 | FRCC_2_SOCO | FRCC | SOCO | Internal | Winter | B18 | 400 | 900 | 0 | 56.86 | 49.67 | 8 | 0
2025 | FRCC_2_SOCO | FRCC | SOCO | Internal | Winter | B19 | 700 | 900 | 0 | 56.13 | 49.67 | 8 | 0
2025 | FRCC_2_SOCO | FRCC | SOCO | Internal | Winter | B20 | 935 | 900 | 0 | 54.51 | 49.67 | 8 | 0
2025 | HQ_NEISO_2_NEISO | HQ_NEISO | NEISO | Internal | Shoulder | B11 | 25 | 99999 | 2920 | 40.75 | 40.76 | 0.01 | 0
2025 | HQ_NEISO_2_NEISO | HQ_NEISO | NEISO | Internal | Shoulder | B12 | 200 | 99999 | 2920 | 40.75 | 40.76 | 0.01 | 0
2025 | HQ_NEISO_2_NEISO | HQ_NEISO | NEISO | Internal | Shoulder | B13 | 600 | 99999 | 2920 | 40.75 | 40.76 | 0.01 | 0
2025 | HQ_NEISO_2_NEISO | HQ_NEISO | NEISO | Internal | Shoulder | B14 | 900 | 99999 | 2920 | 40.75 | 40.76 | 0.01 | 0
2025 | HQ_NEISO_2_NEISO | HQ_NEISO | NEISO | Internal | Shoulder | B15 | 1203 | 99999 | 1143.24 | 40.75 | 40.76 | 0.01 | 0
2025 | HQ_NEISO_2_NEISO | HQ_NEISO | NEISO | Internal | Summer | B1 | 10 | 99999 | 2920 | 76.41 | 76.42 | 0.01 | 0
2025 | HQ_NEISO_2_NEISO | HQ_NEISO | NEISO | Internal | Summer | B2 | 25 | 99999 | 2920 | 73.89 | 73.9 | 0.01 | 0
2025 | HQ_NEISO_2_NEISO | HQ_NEISO | NEISO | Internal | Summer | B3 | 75 | 99999 | 2920 | 53.63 | 53.64 | 0.01 | 0
2025 | HQ_NEISO_2_NEISO | HQ_NEISO | NEISO | Internal | Summer | B4 | 100 | 99999 | 2920 | 47.1 | 47.12 | 0.01 | 0
2025 | HQ_NEISO_2_NEISO | HQ_NEISO | NEISO | Internal | Summer | B5 | 200 | 99999 | 2920 | 37.69 | 37.7 | 0.01 | 0
2025 | HQ_NEISO_2_NEISO | HQ_NEISO | NEISO | Internal | Summer | B6 | 300 | 99999 | 2920 | 37.69 | 37.7 | 0.01 | 0
2025 | HQ_NEISO_2_NEISO | HQ_NEISO | NEISO | Internal | Summer | B7 | 400 | 99999 | 2920 | 37.69 | 37.7 | 0.01 | 0
2025 | HQ_NEISO_2_NEISO | HQ_NEISO | NEISO | Internal | Summer | B8 | 500 | 99999 | 2920 | 37.69 | 37.7 | 0.01 | 0
2025 | HQ_NEISO_2_NEISO | HQ_NEISO | NEISO | Internal | Summer | B9 | 800 | 99999 | 2920 | 37.69 | 37.7 | 0.01 | 0
2025 | HQ_NEISO_2_NEISO | HQ_NEISO | NEISO | Internal | Summer | B10 | 1262 | 99999 | 795.94 | 37.69 | 37.7 | 0.01 | 0
2025 | HQ_NEISO_2_NEISO | HQ_NEISO | NEISO | Internal | Winter | B16 | 25 | 99999 | 2920 | 50.2 | 50.21 | 0.01 | 0
2025 | HQ_NEISO_2_NEISO | HQ_NEISO | NEISO | Internal | Winter | B17 | 100 | 99999 | 2920 | 50.2 | 50.21 | 0.01 | 0
2025 | HQ_NEISO_2_NEISO | HQ_NEISO | NEISO | Internal | Winter | B18 | 400 | 99999 | 2920 | 50.2 | 50.21 | 0.01 | 0
2025 | HQ_NEISO_2_NEISO | HQ_NEISO | NEISO | Internal | Winter | B19 | 700 | 99999 | 2920 | 50.2 | 50.21 | 0.01 | 0
2025 | HQ_NEISO_2_NEISO | HQ_NEISO | NEISO | Internal | Winter | B20 | 935 | 99999 | 1233.58 | 50.2 | 50.21 | 0.01 | 0
2025 | HQ_NY_2_NYISO_A-F | HQ_NY | NYISO_A-F | Internal | Shoulder | B11 | 25 | 99999 | 1000 | 43.75 | 43.76 | 0.01 | 0
2025 | HQ_NY_2_NYISO_A-F | HQ_NY | NYISO_A-F | Internal | Shoulder | B12 | 200 | 99999 | 1000 | 43.75 | 43.76 | 0.01 | 0
2025 | HQ_NY_2_NYISO_A-F | HQ_NY | NYISO_A-F | Internal | Shoulder | B13 | 600 | 99999 | 1000 | 43.45 | 43.47 | 0.01 | 0
2025 | HQ_NY_2_NYISO_A-F | HQ_NY | NYISO_A-F | Internal | Shoulder | B14 | 900 | 99999 | 1000 | 42.92 | 42.93 | 0.01 | 0
2025 | HQ_NY_2_NYISO_A-F | HQ_NY | NYISO_A-F | Internal | Shoulder | B15 | 1203 | 99999 | 188.69 | 42.92 | 42.93 | 0.01 | 0
2025 | HQ_NY_2_NYISO_A-F | HQ_NY | NYISO_A-F | Internal | Summer | B1 | 10 | 99999 | 1000 | 73.41 | 73.42 | 0.01 | 0
2025 | HQ_NY_2_NYISO_A-F | HQ_NY | NYISO_A-F | Internal | Summer | B2 | 25 | 99999 | 1000 | 70.89 | 70.9 | 0.01 | 0
2025 | HQ_NY_2_NYISO_A-F | HQ_NY | NYISO_A-F | Internal | Summer | B3 | 75 | 99999 | 1000 | 56.63 | 56.64 | 0.01 | 0
2025 | HQ_NY_2_NYISO_A-F | HQ_NY | NYISO_A-F | Internal | Summer | B4 | 100 | 99999 | 1000 | 50.1 | 50.12 | 0.01 | 0
2025 | HQ_NY_2_NYISO_A-F | HQ_NY | NYISO_A-F | Internal | Summer | B5 | 200 | 99999 | 1000 | 48.4 | 48.41 | 0.01 | 0
2025 | HQ_NY_2_NYISO_A-F | HQ_NY | NYISO_A-F | Internal | Summer | B6 | 300 | 99999 | 1000 | 48.4 | 48.41 | 0.01 | 0
2025 | HQ_NY_2_NYISO_A-F | HQ_NY | NYISO_A-F | Internal | Summer | B7 | 400 | 99999 | 1000 | 43.21 | 43.22 | 0.01 | 0
2025 | HQ_NY_2_NYISO_A-F | HQ_NY | NYISO_A-F | Internal | Summer | B8 | 500 | 99999 | 1000 | 42.18 | 42.19 | 0.01 | 0
2025 | HQ_NY_2_NYISO_A-F | HQ_NY | NYISO_A-F | Internal | Summer | B9 | 800 | 99999 | 1000 | 40.69 | 40.7 | 0.01 | 0
2025 | HQ_NY_2_NYISO_A-F | HQ_NY | NYISO_A-F | Internal | Summer | B10 | 1262 | 99999 | 30.11 | 40.69 | 40.7 | 0.01 | 0
2025 | HQ_NY_2_NYISO_A-F | HQ_NY | NYISO_A-F | Internal | Winter | B16 | 25 | 99999 | 1000 | 50.38 | 50.39 | 0.01 | 0
2025 | HQ_NY_2_NYISO_A-F | HQ_NY | NYISO_A-F | Internal | Winter | B17 | 100 | 99999 | 1000 | 48.18 | 48.19 | 0.01 | 0
2025 | HQ_NY_2_NYISO_A-F | HQ_NY | NYISO_A-F | Internal | Winter | B18 | 400 | 99999 | 1000 | 45.93 | 45.94 | 0.01 | 0
2025 | HQ_NY_2_NYISO_A-F | HQ_NY | NYISO_A-F | Internal | Winter | B19 | 700 | 99999 | 1000 | 45.93 | 45.94 | 0.01 | 0
2025 | HQ_NY_2_NYISO_A-F | HQ_NY | NYISO_A-F | Internal | Winter | B20 | 935 | 99999 | 229.95 | 45.93 | 45.94 | 0.01 | 0
2025 | HQ_IESO_2_IESO | HQ_IESO | IESO | Internal | Shoulder | B11 | 25 | 99999 | 400 | 35.89 | 35.9 | 0.01 | 0
2025 | HQ_IESO_2_IESO | HQ_IESO | IESO | Internal | Shoulder | B12 | 200 | 99999 | 400 | 35.89 | 35.9 | 0.01 | 0
2025 | HQ_IESO_2_IESO | HQ_IESO | IESO | Internal | Shoulder | B13 | 600 | 99999 | 400 | 35.89 | 35.9 | 0.01 | 0
2025 | HQ_IESO_2_IESO | HQ_IESO | IESO | Internal | Shoulder | B14 | 900 | 99999 | 400 | 35.89 | 35.9 | 0.01 | 0
2025 | HQ_IESO_2_IESO | HQ_IESO | IESO | Internal | Shoulder | B15 | 1203 | 99999 | 75.48 | 35.89 | 35.9 | 0.01 | 0
2025 | HQ_IESO_2_IESO | HQ_IESO | IESO | Internal | Summer | B1 | 10 | 99999 | 400 | 66.41 | 66.42 | 0.01 | 0
2025 | HQ_IESO_2_IESO | HQ_IESO | IESO | Internal | Summer | B2 | 25 | 99999 | 400 | 63.89 | 63.9 | 0.01 | 0
2025 | HQ_IESO_2_IESO | HQ_IESO | IESO | Internal | Summer | B3 | 75 | 99999 | 400 | 49.63 | 49.64 | 0.01 | 0
2025 | HQ_IESO_2_IESO | HQ_IESO | IESO | Internal | Summer | B4 | 100 | 99999 | 400 | 43.1 | 43.12 | 0.01 | 0
2025 | HQ_IESO_2_IESO | HQ_IESO | IESO | Internal | Summer | B5 | 200 | 99999 | 400 | 41.4 | 41.41 | 0.01 | 0
2025 | HQ_IESO_2_IESO | HQ_IESO | IESO | Internal | Summer | B6 | 300 | 99999 | 400 | 41.4 | 41.41 | 0.01 | 0
2025 | HQ_IESO_2_IESO | HQ_IESO | IESO | Internal | Summer | B7 | 400 | 99999 | 400 | 36.21 | 36.22 | 0.01 | 0
2025 | HQ_IESO_2_IESO | HQ_IESO | IESO | Internal | Summer | B8 | 500 | 99999 | 400 | 33.69 | 33.7 | 0.01 | 0
2025 | HQ_IESO_2_IESO | HQ_IESO | IESO | Internal | Summer | B9 | 800 | 99999 | 400 | 33.69 | 33.7 | 0.01 | 0
2025 | HQ_IESO_2_IESO | HQ_IESO | IESO | Internal | Summer | B10 | 1262 | 99999 | 12.04 | 33.69 | 33.7 | 0.01 | 0
2025 | HQ_IESO_2_IESO | HQ_IESO | IESO | Internal | Winter | B16 | 25 | 99999 | 400 | 43.38 | 43.39 | 0.01 | 0
2025 | HQ_IESO_2_IESO | HQ_IESO | IESO | Internal | Winter | B17 | 100 | 99999 | 400 | 41.18 | 41.19 | 0.01 | 0
2025 | HQ_IESO_2_IESO | HQ_IESO | IESO | Internal | Winter | B18 | 400 | 99999 | 400 | 38.93 | 38.94 | 0.01 | 0
2025 | HQ_IESO_2_IESO | HQ_IESO | IESO | Internal | Winter | B19 | 700 | 99999 | 400 | 38.93 | 38.94 | 0.01 | 0
2025 | HQ_IESO_2_IESO | HQ_IESO | IESO | Internal | Winter | B20 | 935 | 99999 | 91.98 | 38.93 | 38.94 | 0.01 | 0
2025 | IESO_2_MAPP_CA | IESO | MAPP_CA | Internal | Shoulder | B11 | 25 | 262 | 262 | 35.9 | 49.6 | 7 | 6.7
2025 | IESO_2_MAPP_CA | IESO | MAPP_CA | Internal | Shoulder | B12 | 200 | 262 | 262 | 35.9 | 49.72 | 7 | 6.82
2025 | IESO_2_MAPP_CA | IESO | MAPP_CA | Internal | Shoulder | B13 | 600 | 262 | 262 | 35.9 | 44.79 | 7 | 1.89
2025 | IESO_2_MAPP_CA | IESO | MAPP_CA | Internal | Shoulder | B14 | 900 | 262 | 262 | 35.9 | 43.96 | 7 | 1.06
2025 | IESO_2_MAPP_CA | IESO | MAPP_CA | Internal | Shoulder | B15 | 1203 | 262 | 262 | 35.9 | 43.96 | 7 | 1.06
2025 | IESO_2_MAPP_CA | IESO | MAPP_CA | Internal | Summer | B1 | 10 | 262 | 0 | 66.42 | 71.58 | 7 | 0
2025 | IESO_2_MAPP_CA | IESO | MAPP_CA | Internal | Summer | B2 | 25 | 262 | 164.35 | 63.9 | 70.9 | 7 | 0
2025 | IESO_2_MAPP_CA | IESO | MAPP_CA | Internal | Summer | B3 | 75 | 262 | 262 | 49.64 | 58.42 | 7 | 1.77
2025 | IESO_2_MAPP_CA | IESO | MAPP_CA | Internal | Summer | B4 | 100 | 262 | 262 | 43.12 | 58.42 | 7 | 8.3
2025 | IESO_2_MAPP_CA | IESO | MAPP_CA | Internal | Summer | B5 | 200 | 262 | 262 | 41.41 | 54.59 | 7 | 6.18
2025 | IESO_2_MAPP_CA | IESO | MAPP_CA | Internal | Summer | B6 | 300 | 262 | 262 | 41.41 | 49.6 | 7 | 1.19
2025 | IESO_2_MAPP_CA | IESO | MAPP_CA | Internal | Summer | B7 | 400 | 262 | 0 | 36.22 | 43.2 | 7 | 0
2025 | IESO_2_MAPP_CA | IESO | MAPP_CA | Internal | Summer | B8 | 500 | 262 | 0 | 33.7 | 40.11 | 7 | 0
2025 | IESO_2_MAPP_CA | IESO | MAPP_CA | Internal | Summer | B9 | 800 | 262 | 0 | 33.7 | 40.11 | 7 | 0
2025 | IESO_2_MAPP_CA | IESO | MAPP_CA | Internal | Summer | B10 | 1262 | 262 | 0 | 33.7 | 40.11 | 7 | 0
2025 | IESO_2_MAPP_CA | IESO | MAPP_CA | Internal | Winter | B16 | 25 | 262 | 262 | 43.39 | 62.47 | 7 | 12.07
2025 | IESO_2_MAPP_CA | IESO | MAPP_CA | Internal | Winter | B17 | 100 | 262 | 262 | 41.19 | 50.87 | 7 | 2.67
2025 | IESO_2_MAPP_CA | IESO | MAPP_CA | Internal | Winter | B18 | 400 | 262 | 262 | 38.94 | 47.25 | 7 | 1.31
2025 | IESO_2_MAPP_CA | IESO | MAPP_CA | Internal | Winter | B19 | 700 | 262 | 262 | 38.94 | 47.25 | 7 | 1.31
2025 | IESO_2_MAPP_CA | IESO | MAPP_CA | Internal | Winter | B20 | 935 | 262 | 262 | 38.94 | 47.25 | 7 | 1.31
2025 | IESO_2_MISO_MI | IESO | MISO_MI | Internal | Shoulder | B11 | 25 | 1840 | 1840 | 35.9 | 58.37 | 7 | 15.47
2025 | IESO_2_MISO_MI | IESO | MISO_MI | Internal | Shoulder | B12 | 200 | 1840 | 1840 | 35.9 | 50.94 | 7 | 8.04
2025 | IESO_2_MISO_MI | IESO | MISO_MI | Internal | Shoulder | B13 | 600 | 1840 | 1840 | 35.9 | 44.8 | 7 | 1.9
2025 | IESO_2_MISO_MI | IESO | MISO_MI | Internal | Shoulder | B14 | 900 | 1840 | 1098.28 | 35.9 | 42.9 | 7 | 0
2025 | IESO_2_MISO_MI | IESO | MISO_MI | Internal | Shoulder | B15 | 1203 | 1840 | 0 | 35.9 | 38.64 | 7 | 0
2025 | IESO_2_MISO_MI | IESO | MISO_MI | Internal | Summer | B1 | 10 | 1840 | 738.91 | 66.42 | 73.42 | 7 | 0
2025 | IESO_2_MISO_MI | IESO | MISO_MI | Internal | Summer | B2 | 25 | 1840 | 1648.43 | 63.9 | 70.9 | 7 | 0
2025 | IESO_2_MISO_MI | IESO | MISO_MI | Internal | Summer | B3 | 75 | 1840 | 1840 | 49.64 | 66.43 | 7 | 9.79
2025 | IESO_2_MISO_MI | IESO | MISO_MI | Internal | Summer | B4 | 100 | 1840 | 1840 | 43.12 | 65.61 | 7 | 15.49
2025 | IESO_2_MISO_MI | IESO | MISO_MI | Internal | Summer | B5 | 200 | 1840 | 1840 | 41.41 | 61.89 | 7 | 13.48
2025 | IESO_2_MISO_MI | IESO | MISO_MI | Internal | Summer | B6 | 300 | 1840 | 1840 | 41.41 | 50.19 | 7 | 1.78
2025 | IESO_2_MISO_MI | IESO | MISO_MI | Internal | Summer | B7 | 400 | 1840 | 891.85 | 36.22 | 43.22 | 7 | 0
2025 | IESO_2_MISO_MI | IESO | MISO_MI | Internal | Summer | B8 | 500 | 1840 | 0 | 33.7 | 40.53 | 7 | 0
2025 | IESO_2_MISO_MI | IESO | MISO_MI | Internal | Summer | B9 | 800 | 1840 | 0 | 33.7 | 38.43 | 7 | 0
2025 | IESO_2_MISO_MI | IESO | MISO_MI | Internal | Summer | B10 | 1262 | 1840 | 0 | 33.7 | 35.86 | 7 | 0
2025 | IESO_2_MISO_MI | IESO | MISO_MI | Internal | Winter | B16 | 25 | 1840 | 1840 | 43.39 | 62.49 | 7 | 12.1
2025 | IESO_2_MISO_MI | IESO | MISO_MI | Internal | Winter | B17 | 100 | 1840 | 1840 | 41.19 | 52.22 | 7 | 4.03
2025 | IESO_2_MISO_MI | IESO | MISO_MI | Internal | Winter | B18 | 400 | 1840 | 1840 | 38.94 | 46.6 | 7 | 0.66
2025 | IESO_2_MISO_MI | IESO | MISO_MI | Internal | Winter | B19 | 700 | 1840 | 0 | 38.94 | 44.02 | 7 | 0
2025 | IESO_2_MISO_MI | IESO | MISO_MI | Internal | Winter | B20 | 935 | 1840 | 0 | 38.94 | 37.39 | 7 | 0
2025 | IESO_2_MISO_W | IESO | MISO_W | Internal | Shoulder | B11 | 25 | 140 | 140 | 35.9 | 63.14 | 7 | 20.24
2025 | IESO_2_MISO_W | IESO | MISO_W | Internal | Shoulder | B12 | 200 | 140 | 140 | 35.9 | 49.74 | 7 | 6.83
2025 | IESO_2_MISO_W | IESO | MISO_W | Internal | Shoulder | B13 | 600 | 140 | 140 | 35.9 | 44.8 | 7 | 1.9
2025 | IESO_2_MISO_W | IESO | MISO_W | Internal | Shoulder | B14 | 900 | 140 | 140 | 35.9 | 43.95 | 7 | 1.04
2025 | IESO_2_MISO_W | IESO | MISO_W | Internal | Shoulder | B15 | 1203 | 140 | 0 | 35.9 | 39.02 | 7 | 0
2025 | IESO_2_MISO_W | IESO | MISO_W | Internal | Summer | B1 | 10 | 140 | 0.61 | 66.42 | 73.41 | 7 | 0
2025 | IESO_2_MISO_W | IESO | MISO_W | Internal | Summer | B2 | 25 | 140 | 139.99 | 63.9 | 71.4 | 7 | 0.51
2025 | IESO_2_MISO_W | IESO | MISO_W | Internal | Summer | B3 | 75 | 140 | 140 | 49.64 | 70.2 | 7 | 13.55
2025 | IESO_2_MISO_W | IESO | MISO_W | Internal | Summer | B4 | 100 | 140 | 140 | 43.12 | 70.2 | 7 | 20.08
2025 | IESO_2_MISO_W | IESO | MISO_W | Internal | Summer | B5 | 200 | 140 | 140 | 41.41 | 65.89 | 7 | 17.48
2025 | IESO_2_MISO_W | IESO | MISO_W | Internal | Summer | B6 | 300 | 140 | 140 | 41.41 | 54.2 | 7 | 5.79
2025 | IESO_2_MISO_W | IESO | MISO_W | Internal | Summer | B7 | 400 | 140 | 0.02 | 36.22 | 43.21 | 7 | 0
2025 | IESO_2_MISO_W | IESO | MISO_W | Internal | Summer | B8 | 500 | 140 | 0 | 33.7 | 40.12 | 7 | 0
2025 | IESO_2_MISO_W | IESO | MISO_W | Internal | Summer | B9 | 800 | 140 | 0 | 33.7 | 40.1 | 7 | 0
2025 | IESO_2_MISO_W | IESO | MISO_W | Internal | Summer | B10 | 1262 | 140 | 0 | 33.7 | 35.55 | 7 | 0
2025 | IESO_2_MISO_W | IESO | MISO_W | Internal | Winter | B16 | 25 | 140 | 140 | 43.39 | 62.48 | 7 | 12.09
2025 | IESO_2_MISO_W | IESO | MISO_W | Internal | Winter | B17 | 100 | 140 | 140 | 41.19 | 50.88 | 7 | 2.68
2025 | IESO_2_MISO_W | IESO | MISO_W | Internal | Winter | B18 | 400 | 140 | 140 | 38.94 | 47.13 | 7 | 1.19
2025 | IESO_2_MISO_W | IESO | MISO_W | Internal | Winter | B19 | 700 | 140 | 0 | 38.94 | 45.29 | 7 | 0
2025 | IESO_2_MISO_W | IESO | MISO_W | Internal | Winter | B20 | 935 | 140 | 0 | 38.94 | 37.36 | 7 | 0
2025 | IESO_2_NYISO_A-F | IESO | NYISO_A-F | Internal | Shoulder | B11 | 25 | 1725 | 1725 | 35.9 | 43.76 | 7 | 0.86
2025 | IESO_2_NYISO_A-F | IESO | NYISO_A-F | Internal | Shoulder | B12 | 200 | 1725 | 1725 | 35.9 | 43.76 | 7 | 0.86
2025 | IESO_2_NYISO_A-F | IESO | NYISO_A-F | Internal | Shoulder | B13 | 600 | 1725 | 1725 | 35.9 | 43.47 | 7 | 0.56
2025 | IESO_2_NYISO_A-F | IESO | NYISO_A-F | Internal | Shoulder | B14 | 900 | 1725 | 1725 | 35.9 | 42.93 | 7 | 0.03
2025 | IESO_2_NYISO_A-F | IESO | NYISO_A-F | Internal | Shoulder | B15 | 1203 | 1725 | 1725 | 35.9 | 42.93 | 7 | 0.03
2025 | IESO_2_NYISO_A-F | IESO | NYISO_A-F | Internal | Summer | B1 | 10 | 1725 | 670.89 | 66.42 | 73.42 | 7 | 0
2025 | IESO_2_NYISO_A-F | IESO | NYISO_A-F | Internal | Summer | B2 | 25 | 1725 | 18.89 | 63.9 | 70.9 | 7 | 0
2025 | IESO_2_NYISO_A-F | IESO | NYISO_A-F | Internal | Summer | B3 | 75 | 1725 | 789.01 | 49.64 | 56.64 | 7 | 0
2025 | IESO_2_NYISO_A-F | IESO | NYISO_A-F | Internal | Summer | B4 | 100 | 1725 | 1553.33 | 43.12 | 50.12 | 7 | 0
2025 | IESO_2_NYISO_A-F | IESO | NYISO_A-F | Internal | Summer | B5 | 200 | 1725 | 1626.8 | 41.41 | 48.41 | 7 | 0
2025 | IESO_2_NYISO_A-F | IESO | NYISO_A-F | Internal | Summer | B6 | 300 | 1725 | 231.57 | 41.41 | 48.41 | 7 | 0
2025 | IESO_2_NYISO_A-F | IESO | NYISO_A-F | Internal | Summer | B7 | 400 | 1725 | 1025.8 | 36.22 | 43.22 | 7 | 0
2025 | IESO_2_NYISO_A-F | IESO | NYISO_A-F | Internal | Summer | B8 | 500 | 1725 | 1725 | 33.7 | 42.19 | 7 | 1.49
2025 | IESO_2_NYISO_A-F | IESO | NYISO_A-F | Internal | Summer | B9 | 800 | 1725 | 1292.94 | 33.7 | 40.7 | 7 | 0
2025 | IESO_2_NYISO_A-F | IESO | NYISO_A-F | Internal | Summer | B10 | 1262 | 1725 | 956.42 | 33.7 | 40.7 | 7 | 0
2025 | IESO_2_NYISO_A-F | IESO | NYISO_A-F | Internal | Winter | B16 | 25 | 1725 | 900.56 | 43.39 | 50.39 | 7 | 0
2025 | IESO_2_NYISO_A-F | IESO | NYISO_A-F | Internal | Winter | B17 | 100 | 1725 | 544.44 | 41.19 | 48.19 | 7 | 0
2025 | IESO_2_NYISO_A-F | IESO | NYISO_A-F | Internal | Winter | B18 | 400 | 1725 | 875.75 | 38.94 | 45.94 | 7 | 0
2025 | IESO_2_NYISO_A-F | IESO | NYISO_A-F | Internal | Winter | B19 | 700 | 1725 | 1043.24 | 38.94 | 45.94 | 7 | 0
2025 | IESO_2_NYISO_A-F | IESO | NYISO_A-F | Internal | Winter | B20 | 935 | 1725 | 618.06 | 38.94 | 45.94 | 7 | 0
2025 | MAPP_CA_2_IESO | MAPP_CA | IESO | Internal | Shoulder | B11 | 25 | 330 | 0 | 49.6 | 35.9 | 8 | 0
2025 | MAPP_CA_2_IESO | MAPP_CA | IESO | Internal | Shoulder | B12 | 200 | 330 | 0 | 49.72 | 35.9 | 8 | 0
2025 | MAPP_CA_2_IESO | MAPP_CA | IESO | Internal | Shoulder | B13 | 600 | 330 | 0 | 44.79 | 35.9 | 8 | 0
2025 | MAPP_CA_2_IESO | MAPP_CA | IESO | Internal | Shoulder | B14 | 900 | 330 | 0 | 43.96 | 35.9 | 8 | 0
2025 | MAPP_CA_2_IESO | MAPP_CA | IESO | Internal | Shoulder | B15 | 1203 | 330 | 0 | 43.96 | 35.9 | 8 | 0
2025 | MAPP_CA_2_IESO | MAPP_CA | IESO | Internal | Summer | B1 | 10 | 330 | 0 | 71.58 | 66.42 | 8 | 0
2025 | MAPP_CA_2_IESO | MAPP_CA | IESO | Internal | Summer | B2 | 25 | 330 | 0 | 70.9 | 63.9 | 8 | 0
2025 | MAPP_CA_2_IESO | MAPP_CA | IESO | Internal | Summer | B3 | 75 | 330 | 0 | 58.42 | 49.64 | 8 | 0
2025 | MAPP_CA_2_IESO | MAPP_CA | IESO | Internal | Summer | B4 | 100 | 330 | 0 | 58.42 | 43.12 | 8 | 0
2025 | MAPP_CA_2_IESO | MAPP_CA | IESO | Internal | Summer | B5 | 200 | 330 | 0 | 54.59 | 41.41 | 8 | 0
2025 | MAPP_CA_2_IESO | MAPP_CA | IESO | Internal | Summer | B6 | 300 | 330 | 0 | 49.6 | 41.41 | 8 | 0
2025 | MAPP_CA_2_IESO | MAPP_CA | IESO | Internal | Summer | B7 | 400 | 330 | 0 | 43.2 | 36.22 | 8 | 0
2025 | MAPP_CA_2_IESO | MAPP_CA | IESO | Internal | Summer | B8 | 500 | 330 | 0 | 40.11 | 33.7 | 8 | 0
2025 | MAPP_CA_2_IESO | MAPP_CA | IESO | Internal | Summer | B9 | 800 | 330 | 0 | 40.11 | 33.7 | 8 | 0
2025 | MAPP_CA_2_IESO | MAPP_CA | IESO | Internal | Summer | B10 | 1262 | 330 | 0 | 40.11 | 33.7 | 8 | 0
2025 | MAPP_CA_2_IESO | MAPP_CA | IESO | Internal | Winter | B16 | 25 | 330 | 0 | 62.47 | 43.39 | 8 | 0
2025 | MAPP_CA_2_IESO | MAPP_CA | IESO | Internal | Winter | B17 | 100 | 330 | 0 | 50.87 | 41.19 | 8 | 0
2025 | MAPP_CA_2_IESO | MAPP_CA | IESO | Internal | Winter | B18 | 400 | 330 | 0 | 47.25 | 38.94 | 8 | 0
2025 | MAPP_CA_2_IESO | MAPP_CA | IESO | Internal | Winter | B19 | 700 | 330 | 0 | 47.25 | 38.94 | 8 | 0
2025 | MAPP_CA_2_IESO | MAPP_CA | IESO | Internal | Winter | B20 | 935 | 330 | 0 | 47.25 | 38.94 | 8 | 0
2025 | MAPP_CA_2_MAPP_US | MAPP_CA | MAPP_US | Internal | Shoulder | B11 | 25 | 372 | 0 | 49.6 | 56.14 | 7 | 0
2025 | MAPP_CA_2_MAPP_US | MAPP_CA | MAPP_US | Internal | Shoulder | B12 | 200 | 372 | 0 | 49.72 | 42.74 | 7 | 0
2025 | MAPP_CA_2_MAPP_US | MAPP_CA | MAPP_US | Internal | Shoulder | B13 | 600 | 372 | 0 | 44.79 | 38.19 | 7 | 0
2025 | MAPP_CA_2_MAPP_US | MAPP_CA | MAPP_US | Internal | Shoulder | B14 | 900 | 372 | 0 | 43.96 | 37.88 | 7 | 0
2025 | MAPP_CA_2_MAPP_US | MAPP_CA | MAPP_US | Internal | Shoulder | B15 | 1203 | 372 | 0 | 43.96 | 37.76 | 7 | 0
2025 | MAPP_CA_2_MAPP_US | MAPP_CA | MAPP_US | Internal | Summer | B1 | 10 | 372 | 0 | 71.58 | 66.58 | 7 | 0
2025 | MAPP_CA_2_MAPP_US | MAPP_CA | MAPP_US | Internal | Summer | B2 | 25 | 372 | 0 | 70.9 | 66.58 | 7 | 0
2025 | MAPP_CA_2_MAPP_US | MAPP_CA | MAPP_US | Internal | Summer | B3 | 75 | 372 | 38.76 | 58.42 | 65.42 | 7 | 0
2025 | MAPP_CA_2_MAPP_US | MAPP_CA | MAPP_US | Internal | Summer | B4 | 100 | 372 | 136.23 | 58.42 | 65.42 | 7 | 0
2025 | MAPP_CA_2_MAPP_US | MAPP_CA | MAPP_US | Internal | Summer | B5 | 200 | 372 | 212.92 | 54.59 | 61.59 | 7 | 0
2025 | MAPP_CA_2_MAPP_US | MAPP_CA | MAPP_US | Internal | Summer | B6 | 300 | 372 | 0 | 49.6 | 54.19 | 7 | 0
2025 | MAPP_CA_2_MAPP_US | MAPP_CA | MAPP_US | Internal | Summer | B7 | 400 | 372 | 0 | 43.2 | 42.14 | 7 | 0
2025 | MAPP_CA_2_MAPP_US | MAPP_CA | MAPP_US | Internal | Summer | B8 | 500 | 372 | 0 | 40.11 | 35.15 | 7 | 0
2025 | MAPP_CA_2_MAPP_US | MAPP_CA | MAPP_US | Internal | Summer | B9 | 800 | 372 | 0 | 40.11 | 35.15 | 7 | 0
2025 | MAPP_CA_2_MAPP_US | MAPP_CA | MAPP_US | Internal | Summer | B10 | 1262 | 372 | 0 | 40.11 | 28.55 | 7 | 0
2025 | MAPP_CA_2_MAPP_US | MAPP_CA | MAPP_US | Internal | Winter | B16 | 25 | 372 | 0 | 62.47 | 55.48 | 7 | 0
2025 | MAPP_CA_2_MAPP_US | MAPP_CA | MAPP_US | Internal | Winter | B17 | 100 | 372 | 0 | 50.87 | 43.88 | 7 | 0
2025 | MAPP_CA_2_MAPP_US | MAPP_CA | MAPP_US | Internal | Winter | B18 | 400 | 372 | 0 | 47.25 | 40.7 | 7 | 0
2025 | MAPP_CA_2_MAPP_US | MAPP_CA | MAPP_US | Internal | Winter | B19 | 700 | 372 | 0 | 47.25 | 40.7 | 7 | 0
2025 | MAPP_CA_2_MAPP_US | MAPP_CA | MAPP_US | Internal | Winter | B20 | 935 | 372 | 0 | 47.25 | 34.85 | 7 | 0
2025 | MAPP_CA_2_MISO_W | MAPP_CA | MISO_W | Internal | Shoulder | B11 | 25 | 1970 | 1970 | 49.6 | 63.14 | 0.01 | 13.53
2025 | MAPP_CA_2_MISO_W | MAPP_CA | MISO_W | Internal | Shoulder | B12 | 200 | 1970 | 1769.22 | 49.72 | 49.74 | 0.01 | 0
2025 | MAPP_CA_2_MISO_W | MAPP_CA | MISO_W | Internal | Shoulder | B13 | 600 | 1970 | 860.03 | 44.79 | 44.8 | 0.01 | 0
2025 | MAPP_CA_2_MISO_W | MAPP_CA | MISO_W | Internal | Shoulder | B14 | 900 | 1970 | 0 | 43.96 | 43.95 | 0.01 | 0
2025 | MAPP_CA_2_MISO_W | MAPP_CA | MISO_W | Internal | Shoulder | B15 | 1203 | 1970 | 0 | 43.96 | 39.02 | 0.01 | 0
2025 | MAPP_CA_2_MISO_W | MAPP_CA | MISO_W | Internal | Summer | B1 | 10 | 1970 | 1970 | 71.58 | 73.41 | 0.01 | 1.81
2025 | MAPP_CA_2_MISO_W | MAPP_CA | MISO_W | Internal | Summer | B2 | 25 | 1970 | 1969.99 | 70.9 | 71.4 | 0.01 | 0.49
2025 | MAPP_CA_2_MISO_W | MAPP_CA | MISO_W | Internal | Summer | B3 | 75 | 1970 | 1970 | 58.42 | 70.2 | 0.01 | 11.77
2025 | MAPP_CA_2_MISO_W | MAPP_CA | MISO_W | Internal | Summer | B4 | 100 | 1970 | 1970 | 58.42 | 70.2 | 0.01 | 11.77
2025 | MAPP_CA_2_MISO_W | MAPP_CA | MISO_W | Internal | Summer | B5 | 200 | 1970 | 1970 | 54.59 | 65.89 | 0.01 | 11.28
2025 | MAPP_CA_2_MISO_W | MAPP_CA | MISO_W | Internal | Summer | B6 | 300 | 1970 | 1970 | 49.6 | 54.2 | 0.01 | 4.59
2025 | MAPP_CA_2_MISO_W | MAPP_CA | MISO_W | Internal | Summer | B7 | 400 | 1970 | 988.13 | 43.2 | 43.21 | 0.01 | 0
2025 | MAPP_CA_2_MISO_W | MAPP_CA | MISO_W | Internal | Summer | B8 | 500 | 1970 | 277.4 | 40.11 | 40.12 | 0.01 | 0
2025 | MAPP_CA_2_MISO_W | MAPP_CA | MISO_W | Internal | Summer | B9 | 800 | 1970 | 0 | 40.11 | 40.1 | 0.01 | 0
2025 | MAPP_CA_2_MISO_W | MAPP_CA | MISO_W | Internal | Summer | B10 | 1262 | 1970 | 0 | 40.11 | 35.55 | 0.01 | 0
2025 | MAPP_CA_2_MISO_W | MAPP_CA | MISO_W | Internal | Winter | B16 | 25 | 1970 | 1323.28 | 62.47 | 62.48 | 0.01 | 0
2025 | MAPP_CA_2_MISO_W | MAPP_CA | MISO_W | Internal | Winter | B17 | 100 | 1970 | 908.55 | 50.87 | 50.88 | 0.01 | 0
2025 | MAPP_CA_2_MISO_W | MAPP_CA | MISO_W | Internal | Winter | B18 | 400 | 1970 | 0 | 47.25 | 47.13 | 0.01 | 0
2025 | MAPP_CA_2_MISO_W | MAPP_CA | MISO_W | Internal | Winter | B19 | 700 | 1970 | 0 | 47.25 | 45.29 | 0.01 | 0
2025 | MAPP_CA_2_MISO_W | MAPP_CA | MISO_W | Internal | Winter | B20 | 935 | 1970 | 0 | 47.25 | 37.36 | 0.01 | 0
2025 | MAPP_US_2_MAPP_CA | MAPP_US | MAPP_CA | Internal | Shoulder | B11 | 25 | 165 | 0 | 56.14 | 49.6 | 7 | 0
2025 | MAPP_US_2_MAPP_CA | MAPP_US | MAPP_CA | Internal | Shoulder | B12 | 200 | 165 | 0.04 | 42.74 | 49.72 | 7 | 0
2025 | MAPP_US_2_MAPP_CA | MAPP_US | MAPP_CA | Internal | Shoulder | B13 | 600 | 165 | 0 | 38.19 | 44.79 | 7 | 0
2025 | MAPP_US_2_MAPP_CA | MAPP_US | MAPP_CA | Internal | Shoulder | B14 | 900 | 165 | 0 | 37.88 | 43.96 | 7 | 0
2025 | MAPP_US_2_MAPP_CA | MAPP_US | MAPP_CA | Internal | Shoulder | B15 | 1203 | 165 | 0 | 37.76 | 43.96 | 7 | 0
2025 | MAPP_US_2_MAPP_CA | MAPP_US | MAPP_CA | Internal | Summer | B1 | 10 | 165 | 0 | 66.58 | 71.58 | 7 | 0
2025 | MAPP_US_2_MAPP_CA | MAPP_US | MAPP_CA | Internal | Summer | B2 | 25 | 165 | 0 | 66.58 | 70.9 | 7 | 0
2025 | MAPP_US_2_MAPP_CA | MAPP_US | MAPP_CA | Internal | Summer | B3 | 75 | 165 | 0 | 65.42 | 58.42 | 7 | 0
2025 | MAPP_US_2_MAPP_CA | MAPP_US | MAPP_CA | Internal | Summer | B4 | 100 | 165 | 0 | 65.42 | 58.42 | 7 | 0
2025 | MAPP_US_2_MAPP_CA | MAPP_US | MAPP_CA | Internal | Summer | B5 | 200 | 165 | 0 | 61.59 | 54.59 | 7 | 0
2025 | MAPP_US_2_MAPP_CA | MAPP_US | MAPP_CA | Internal | Summer | B6 | 300 | 165 | 0 | 54.19 | 49.6 | 7 | 0
2025 | MAPP_US_2_MAPP_CA | MAPP_US | MAPP_CA | Internal | Summer | B7 | 400 | 165 | 0 | 42.14 | 43.2 | 7 | 0
2025 | MAPP_US_2_MAPP_CA | MAPP_US | MAPP_CA | Internal | Summer | B8 | 500 | 165 | 0 | 35.15 | 40.11 | 7 | 0
2025 | MAPP_US_2_MAPP_CA | MAPP_US | MAPP_CA | Internal | Summer | B9 | 800 | 165 | 0 | 35.15 | 40.11 | 7 | 0
2025 | MAPP_US_2_MAPP_CA | MAPP_US | MAPP_CA | Internal | Summer | B10 | 1262 | 165 | 165 | 28.55 | 40.11 | 7 | 4.56
2025 | MAPP_US_2_MAPP_CA | MAPP_US | MAPP_CA | Internal | Winter | B16 | 25 | 165 | 0.26 | 55.48 | 62.47 | 7 | 0
2025 | MAPP_US_2_MAPP_CA | MAPP_US | MAPP_CA | Internal | Winter | B17 | 100 | 165 | 0.07 | 43.88 | 50.87 | 7 | 0
2025 | MAPP_US_2_MAPP_CA | MAPP_US | MAPP_CA | Internal | Winter | B18 | 400 | 165 | 0 | 40.7 | 47.25 | 7 | 0
2025 | MAPP_US_2_MAPP_CA | MAPP_US | MAPP_CA | Internal | Winter | B19 | 700 | 165 | 0 | 40.7 | 47.25 | 7 | 0
2025 | MAPP_US_2_MAPP_CA | MAPP_US | MAPP_CA | Internal | Winter | B20 | 935 | 165 | 165 | 34.85 | 47.25 | 7 | 5.4
2025 | MAPP_US_2_MISO_W | MAPP_US | MISO_W | Internal | Shoulder | B11 | 25 | 2635 | 432.31 | 56.14 | 63.14 | 7 | 0
2025 | MAPP_US_2_MISO_W | MAPP_US | MISO_W | Internal | Shoulder | B12 | 200 | 2635 | 1509.12 | 42.74 | 49.74 | 7 | 0
2025 | MAPP_US_2_MISO_W | MAPP_US | MISO_W | Internal | Shoulder | B13 | 600 | 2635 | 0 | 38.19 | 44.8 | 7 | 0
2025 | MAPP_US_2_MISO_W | MAPP_US | MISO_W | Internal | Shoulder | B14 | 900 | 2635 | 0 | 37.88 | 43.95 | 7 | 0
2025 | MAPP_US_2_MISO_W | MAPP_US | MISO_W | Internal | Shoulder | B15 | 1203 | 2635 | 0 | 37.76 | 39.02 | 7 | 0
2025 | MAPP_US_2_MISO_W | MAPP_US | MISO_W | Internal | Summer | B1 | 10 | 2635 | 0.12 | 66.58 | 73.41 | 7 | 0
2025 | MAPP_US_2_MISO_W | MAPP_US | MISO_W | Internal | Summer | B2 | 25 | 2635 | 0 | 66.58 | 71.4 | 7 | 0
2025 | MAPP_US_2_MISO_W | MAPP_US | MISO_W | Internal | Summer | B3 | 75 | 2635 | 0 | 65.42 | 70.2 | 7 | 0
2025 | MAPP_US_2_MISO_W | MAPP_US | MISO_W | Internal | Summer | B4 | 100 | 2635 | 0 | 65.42 | 70.2 | 7 | 0
2025 | MAPP_US_2_MISO_W | MAPP_US | MISO_W | Internal | Summer | B5 | 200 | 2635 | 0 | 61.59 | 65.89 | 7 | 0
2025 | MAPP_US_2_MISO_W | MAPP_US | MISO_W | Internal | Summer | B6 | 300 | 2635 | 0 | 54.19 | 54.2 | 7 | 0
2025 | MAPP_US_2_MISO_W | MAPP_US | MISO_W | Internal | Summer | B7 | 400 | 2635 | 0 | 42.14 | 43.21 | 7 | 0
2025 | MAPP_US_2_MISO_W | MAPP_US | MISO_W | Internal | Summer | B8 | 500 | 2635 | 0 | 35.15 | 40.12 | 7 | 0
2025 | MAPP_US_2_MISO_W | MAPP_US | MISO_W | Internal | Summer | B9 | 800 | 2635 | 0 | 35.15 | 40.1 | 7 | 0
2025 | MAPP_US_2_MISO_W | MAPP_US | MISO_W | Internal | Summer | B10 | 1262 | 2635 | 70.51 | 28.55 | 35.55 | 7 | 0
2025 | MAPP_US_2_MISO_W | MAPP_US | MISO_W | Internal | Winter | B16 | 25 | 2635 | 1096.12 | 55.48 | 62.48 | 7 | 0
2025 | MAPP_US_2_MISO_W | MAPP_US | MISO_W | Internal | Winter | B17 | 100 | 2635 | 1180.67 | 43.88 | 50.88 | 7 | 0
2025 | MAPP_US_2_MISO_W | MAPP_US | MISO_W | Internal | Winter | B18 | 400 | 2635 | 0 | 40.7 | 47.13 | 7 | 0
2025 | MAPP_US_2_MISO_W | MAPP_US | MISO_W | Internal | Winter | B19 | 700 | 2635 | 0 | 40.7 | 45.29 | 7 | 0
2025 | MAPP_US_2_MISO_W | MAPP_US | MISO_W | Internal | Winter | B20 | 935 | 2635 | 0 | 34.85 | 37.36 | 7 | 0
2025 | MAPP_US_2_NE | MAPP_US | NE | Internal | Shoulder | B11 | 25 | 2000 | 1462.76 | 56.14 | 63.14 | 7 | 0
2025 | MAPP_US_2_NE | MAPP_US | NE | Internal | Shoulder | B12 | 200 | 2000 | 4 | 42.74 | 49.74 | 7 | 0
2025 | MAPP_US_2_NE | MAPP_US | NE | Internal | Shoulder | B13 | 600 | 2000 | 1443.37 | 38.19 | 45.19 | 7 | 0
2025 | MAPP_US_2_NE | MAPP_US | NE | Internal | Shoulder | B14 | 900 | 2000 | 396.34 | 37.88 | 44.88 | 7 | 0
2025 | MAPP_US_2_NE | MAPP_US | NE | Internal | Shoulder | B15 | 1203 | 2000 | 613.53 | 37.76 | 44.76 | 7 | 0
2025 | MAPP_US_2_NE | MAPP_US | NE | Internal | Summer | B1 | 10 | 2000 | 863.54 | 66.58 | 73.58 | 7 | 0
2025 | MAPP_US_2_NE | MAPP_US | NE | Internal | Summer | B2 | 25 | 2000 | 947.79 | 66.58 | 73.58 | 7 | 0
2025 | MAPP_US_2_NE | MAPP_US | NE | Internal | Summer | B3 | 75 | 2000 | 1096.73 | 65.42 | 72.42 | 7 | 0
2025 | MAPP_US_2_NE | MAPP_US | NE | Internal | Summer | B4 | 100 | 2000 | 1474.73 | 65.42 | 72.42 | 7 | 0
2025 | MAPP_US_2_NE | MAPP_US | NE | Internal | Summer | B5 | 200 | 2000 | 1105.87 | 61.59 | 68.59 | 7 | 0
2025 | MAPP_US_2_NE | MAPP_US | NE | Internal | Summer | B6 | 300 | 2000 | 1158.64 | 54.19 | 61.19 | 7 | 0
2025 | MAPP_US_2_NE | MAPP_US | NE | Internal | Summer | B7 | 400 | 2000 | 1307.55 | 42.14 | 49.14 | 7 | 0
2025 | MAPP_US_2_NE | MAPP_US | NE | Internal | Summer | B8 | 500 | 2000 | 1299.79 | 35.15 | 42.15 | 7 | 0
2025 | MAPP_US_2_NE | MAPP_US | NE | Internal | Summer | B9 | 800 | 2000 | 876.08 | 35.15 | 42.15 | 7 | 0
2025 | MAPP_US_2_NE | MAPP_US | NE | Internal | Summer | B10 | 1262 | 2000 | 269.13 | 28.55 | 35.55 | 7 | 0
2025 | MAPP_US_2_NE | MAPP_US | NE | Internal | Winter | B16 | 25 | 2000 | 789.48 | 55.48 | 62.48 | 7 | 0
2025 | MAPP_US_2_NE | MAPP_US | NE | Internal | Winter | B17 | 100 | 2000 | 0 | 43.88 | 48.54 | 7 | 0
2025 | MAPP_US_2_NE | MAPP_US | NE | Internal | Winter | B18 | 400 | 2000 | 1051.27 | 40.7 | 47.7 | 7 | 0
2025 | MAPP_US_2_NE | MAPP_US | NE | Internal | Winter | B19 | 700 | 2000 | 169.31 | 40.7 | 47.7 | 7 | 0
2025 | MAPP_US_2_NE | MAPP_US | NE | Internal | Winter | B20 | 935 | 2000 | 472.71 | 34.85 | 41.85 | 7 | 0
2025 | MARITIMES_2_NEISO | MARITIMES | NEISO | Internal | Shoulder | B11 | 25 | 99999 | 1400 | 40.75 | 40.76 | 0.01 | 0
2025 | MARITIMES_2_NEISO | MARITIMES | NEISO | Internal | Shoulder | B12 | 200 | 99999 | 1400 | 40.75 | 40.76 | 0.01 | 0
2025 | MARITIMES_2_NEISO | MARITIMES | NEISO | Internal | Shoulder | B13 | 600 | 99999 | 1400 | 40.75 | 40.76 | 0.01 | 0
2025 | MARITIMES_2_NEISO | MARITIMES | NEISO | Internal | Shoulder | B14 | 900 | 99999 | 1400 | 40.75 | 40.76 | 0.01 | 0
2025 | MARITIMES_2_NEISO | MARITIMES | NEISO | Internal | Shoulder | B15 | 1203 | 99999 | 426.43 | 40.75 | 40.76 | 0.01 | 0
2025 | MARITIMES_2_NEISO | MARITIMES | NEISO | Internal | Summer | B1 | 10 | 99999 | 1400 | 76.41 | 76.42 | 0.01 | 0
2025 | MARITIMES_2_NEISO | MARITIMES | NEISO | Internal | Summer | B2 | 25 | 99999 | 1400 | 73.89 | 73.9 | 0.01 | 0
2025 | MARITIMES_2_NEISO | MARITIMES | NEISO | Internal | Summer | B3 | 75 | 99999 | 1400 | 53.63 | 53.64 | 0.01 | 0
2025 | MARITIMES_2_NEISO | MARITIMES | NEISO | Internal | Summer | B4 | 100 | 99999 | 1400 | 47.1 | 47.12 | 0.01 | 0
2025 | MARITIMES_2_NEISO | MARITIMES | NEISO | Internal | Summer | B5 | 200 | 99999 | 1400 | 37.69 | 37.7 | 0.01 | 0
2025 | MARITIMES_2_NEISO | MARITIMES | NEISO | Internal | Summer | B6 | 300 | 99999 | 1400 | 37.69 | 37.7 | 0.01 | 0
2025 | MARITIMES_2_NEISO | MARITIMES | NEISO | Internal | Summer | B7 | 400 | 99999 | 1400 | 37.69 | 37.7 | 0.01 | 0
2025 | MARITIMES_2_NEISO | MARITIMES | NEISO | Internal | Summer | B8 | 500 | 99999 | 1400 | 37.69 | 37.7 | 0.01 | 0
2025 | MARITIMES_2_NEISO | MARITIMES | NEISO | Internal | Summer | B9 | 800 | 99999 | 1400 | 37.69 | 37.7 | 0.01 | 0
2025 | MARITIMES_2_NEISO | MARITIMES | NEISO | Internal | Summer | B10 | 1262 | 99999 | 236.13 | 37.69 | 37.7 | 0.01 | 0
2025 | MARITIMES_2_NEISO | MARITIMES | NEISO | Internal | Winter | B16 | 25 | 99999 | 1400 | 50.2 | 50.21 | 0.01 | 0
2025 | MARITIMES_2_NEISO | MARITIMES | NEISO | Internal | Winter | B17 | 100 | 99999 | 1400 | 50.2 | 50.21 | 0.01 | 0
2025 | MARITIMES_2_NEISO | MARITIMES | NEISO | Internal | Winter | B18 | 400 | 99999 | 1400 | 50.2 | 50.21 | 0.01 | 0
2025 | MARITIMES_2_NEISO | MARITIMES | NEISO | Internal | Winter | B19 | 700 | 99999 | 1400 | 50.2 | 50.21 | 0.01 | 0
2025 | MARITIMES_2_NEISO | MARITIMES | NEISO | Internal | Winter | B20 | 935 | 99999 | 475.94 | 50.2 | 50.21 | 0.01 | 0
2025 | MISO_IN_2_MISO_MI | MISO_IN | MISO_MI | Internal | Shoulder | B11 | 25 | 5000 | 0 | 63.17 | 58.37 | 0.01 | 0
2025 | MISO_IN_2_MISO_MI | MISO_IN | MISO_MI | Internal | Shoulder | B12 | 200 | 5000 | 0.02 | 50.95 | 50.94 | 0.01 | 0
2025 | MISO_IN_2_MISO_MI | MISO_IN | MISO_MI | Internal | Shoulder | B13 | 600 | 5000 | 0 | 44.82 | 44.8 | 0.01 | 0
2025 | MISO_IN_2_MISO_MI | MISO_IN | MISO_MI | Internal | Shoulder | B14 | 900 | 5000 | 135.71 | 42.89 | 42.9 | 0.01 | 0
2025 | MISO_IN_2_MISO_MI | MISO_IN | MISO_MI | Internal | Shoulder | B15 | 1203 | 5000 | 1039.61 | 38.63 | 38.64 | 0.01 | 0
2025 | MISO_IN_2_MISO_MI | MISO_IN | MISO_MI | Internal | Summer | B1 | 10 | 5000 | 0.38 | 73.43 | 73.42 | 0.01 | 0
2025 | MISO_IN_2_MISO_MI | MISO_IN | MISO_MI | Internal | Summer | B2 | 25 | 5000 | 0 | 71.42 | 70.9 | 0.01 | 0
2025 | MISO_IN_2_MISO_MI | MISO_IN | MISO_MI | Internal | Summer | B3 | 75 | 5000 | 0 | 68.91 | 66.43 | 0.01 | 0
2025 | MISO_IN_2_MISO_MI | MISO_IN | MISO_MI | Internal | Summer | B4 | 100 | 5000 | 0 | 68.91 | 65.61 | 0.01 | 0
2025 | MISO_IN_2_MISO_MI | MISO_IN | MISO_MI | Internal | Summer | B5 | 200 | 5000 | 0 | 65.89 | 61.89 | 0.01 | 0
2025 | MISO_IN_2_MISO_MI | MISO_IN | MISO_MI | Internal | Summer | B6 | 300 | 5000 | 0 | 53.21 | 50.19 | 0.01 | 0
2025 | MISO_IN_2_MISO_MI | MISO_IN | MISO_MI | Internal | Summer | B7 | 400 | 5000 | 530.05 | 43.21 | 43.22 | 0.01 | 0
2025 | MISO_IN_2_MISO_MI | MISO_IN | MISO_MI | Internal | Summer | B8 | 500 | 5000 | 1622.93 | 40.52 | 40.53 | 0.01 | 0
2025 | MISO_IN_2_MISO_MI | MISO_IN | MISO_MI | Internal | Summer | B9 | 800 | 5000 | 2187.4 | 38.42 | 38.43 | 0.01 | 0
2025 | MISO_IN_2_MISO_MI | MISO_IN | MISO_MI | Internal | Summer | B10 | 1262 | 5000 | 2568.59 | 35.85 | 35.86 | 0.01 | 0
2025 | MISO_IN_2_MISO_MI | MISO_IN | MISO_MI | Internal | Winter | B16 | 25 | 5000 | 0 | 66.49 | 62.49 | 0.01 | 0
2025 | MISO_IN_2_MISO_MI | MISO_IN | MISO_MI | Internal | Winter | B17 | 100 | 5000 | 0.04 | 52.23 | 52.22 | 0.01 | 0
2025 | MISO_IN_2_MISO_MI | MISO_IN | MISO_MI | Internal | Winter | B18 | 400 | 5000 | 85.26 | 46.59 | 46.6 | 0.01 | 0
2025 | MISO_IN_2_MISO_MI | MISO_IN | MISO_MI | Internal | Winter | B19 | 700 | 5000 | 1284.32 | 44.01 | 44.02 | 0.01 | 0
2025 | MISO_IN_2_MISO_MI | MISO_IN | MISO_MI | Internal | Winter | B20 | 935 | 5000 | 507.18 | 37.37 | 37.39 | 0.01 | 0
2025 | MISO_IN_2_MISO_MO-IL | MISO_IN | MISO_MO-IL | Internal | Shoulder | B11 | 25 | 5000 | 0.15 | 63.17 | 63.15 | 0.01 | 0
2025 | MISO_IN_2_MISO_MO-IL | MISO_IN | MISO_MO-IL | Internal | Shoulder | B12 | 200 | 5000 | 0 | 50.95 | 49.75 | 0.01 | 0
2025 | MISO_IN_2_MISO_MO-IL | MISO_IN | MISO_MO-IL | Internal | Shoulder | B13 | 600 | 5000 | 0 | 44.82 | 44.8 | 0.01 | 0
2025 | MISO_IN_2_MISO_MO-IL | MISO_IN | MISO_MO-IL | Internal | Shoulder | B14 | 900 | 5000 | 0 | 42.89 | 42.88 | 0.01 | 0
2025 | MISO_IN_2_MISO_MO-IL | MISO_IN | MISO_MO-IL | Internal | Shoulder | B15 | 1203 | 5000 | 0 | 38.63 | 38.55 | 0.01 | 0
2025 | MISO_IN_2_MISO_MO-IL | MISO_IN | MISO_MO-IL | Internal | Summer | B1 | 10 | 5000 | 0.35 | 73.43 | 73.42 | 0.01 | 0
2025 | MISO_IN_2_MISO_MO-IL | MISO_IN | MISO_MO-IL | Internal | Summer | B2 | 25 | 5000 | 0.15 | 71.42 | 71.4 | 0.01 | 0
2025 | MISO_IN_2_MISO_MO-IL | MISO_IN | MISO_MO-IL | Internal | Summer | B3 | 75 | 5000 | 0.05 | 68.91 | 68.9 | 0.01 | 0
2025 | MISO_IN_2_MISO_MO-IL | MISO_IN | MISO_MO-IL | Internal | Summer | B4 | 100 | 5000 | 0.04 | 68.91 | 68.9 | 0.01 | 0
2025 | MISO_IN_2_MISO_MO-IL | MISO_IN | MISO_MO-IL | Internal | Summer | B5 | 200 | 5000 | 0.02 | 65.89 | 65.88 | 0.01 | 0
2025 | MISO_IN_2_MISO_MO-IL | MISO_IN | MISO_MO-IL | Internal | Summer | B6 | 300 | 5000 | 0.01 | 53.21 | 53.2 | 0.01 | 0
2025 | MISO_IN_2_MISO_MO-IL | MISO_IN | MISO_MO-IL | Internal | Summer | B7 | 400 | 5000 | 0 | 43.21 | 43.2 | 0.01 | 0
2025 | MISO_IN_2_MISO_MO-IL | MISO_IN | MISO_MO-IL | Internal | Summer | B8 | 500 | 5000 | 0 | 40.52 | 40.11 | 0.01 | 0
2025 | MISO_IN_2_MISO_MO-IL | MISO_IN | MISO_MO-IL | Internal | Summer | B9 | 800 | 5000 | 0 | 38.42 | 38.34 | 0.01 | 0
2025 | MISO_IN_2_MISO_MO-IL | MISO_IN | MISO_MO-IL | Internal | Summer | B10 | 1262 | 5000 | 0 | 35.85 | 35.56 | 0.01 | 0
2025 | MISO_IN_2_MISO_MO-IL | MISO_IN | MISO_MO-IL | Internal | Winter | B16 | 25 | 5000 | 0 | 66.49 | 62.49 | 0.01 | 0
2025 | MISO_IN_2_MISO_MO-IL | MISO_IN | MISO_MO-IL | Internal | Winter | B17 | 100 | 5000 | 0 | 52.23 | 50.89 | 0.01 | 0
2025 | MISO_IN_2_MISO_MO-IL | MISO_IN | MISO_MO-IL | Internal | Winter | B18 | 400 | 5000 | 0 | 46.59 | 46.58 | 0.01 | 0
2025 | MISO_IN_2_MISO_MO-IL | MISO_IN | MISO_MO-IL | Internal | Winter | B19 | 700 | 5000 | 0 | 44.01 | 44 | 0.01 | 0
2025 | MISO_IN_2_MISO_MO-IL | MISO_IN | MISO_MO-IL | Internal | Winter | B20 | 935 | 5000 | 0 | 37.37 | 37.36 | 0.01 | 0
2025 | MISO_IN_2_NonRTO_Midwest | MISO_IN | NonRTO_Midwest | Internal | Shoulder | B11 | 25 | 4800 | 1403.37 | 63.17 | 71.17 | 8 | 0
2025 | MISO_IN_2_NonRTO_Midwest | MISO_IN | NonRTO_Midwest | Internal | Shoulder | B12 | 200 | 4800 | 834.04 | 50.95 | 58.95 | 8 | 0
2025 | MISO_IN_2_NonRTO_Midwest | MISO_IN | NonRTO_Midwest | Internal | Shoulder | B13 | 600 | 4800 | 325.24 | 44.82 | 52.82 | 8 | 0
2025 | MISO_IN_2_NonRTO_Midwest | MISO_IN | NonRTO_Midwest | Internal | Shoulder | B14 | 900 | 4800 | 0 | 42.89 | 42.84 | 8 | 0
2025 | MISO_IN_2_NonRTO_Midwest | MISO_IN | NonRTO_Midwest | Internal | Shoulder | B15 | 1203 | 4800 | 0 | 38.63 | 38.48 | 8 | 0
2025 | MISO_IN_2_NonRTO_Midwest | MISO_IN | NonRTO_Midwest | Internal | Summer | B1 | 10 | 4800 | 0 | 73.43 | 75.82 | 8 | 0
2025 | MISO_IN_2_NonRTO_Midwest | MISO_IN | NonRTO_Midwest | Internal | Summer | B2 | 25 | 4800 | 0 | 71.42 | 75.82 | 8 | 0
2025 | MISO_IN_2_NonRTO_Midwest | MISO_IN | NonRTO_Midwest | Internal | Summer | B3 | 75 | 4800 | 0 | 68.91 | 75.82 | 8 | 0
2025 | MISO_IN_2_NonRTO_Midwest | MISO_IN | NonRTO_Midwest | Internal | Summer | B4 | 100 | 4800 | 0 | 68.91 | 75.82 | 8 | 0
2025 | MISO_IN_2_NonRTO_Midwest | MISO_IN | NonRTO_Midwest | Internal | Summer | B5 | 200 | 4800 | 1570.85 | 65.89 | 73.89 | 8 | 0
2025 | MISO_IN_2_NonRTO_Midwest | MISO_IN | NonRTO_Midwest | Internal | Summer | B6 | 300 | 4800 | 1060.59 | 53.21 | 61.21 | 8 | 0
2025 | MISO_IN_2_NonRTO_Midwest | MISO_IN | NonRTO_Midwest | Internal | Summer | B7 | 400 | 4800 | 420.36 | 43.21 | 51.21 | 8 | 0
2025 | MISO_IN_2_NonRTO_Midwest | MISO_IN | NonRTO_Midwest | Internal | Summer | B8 | 500 | 4800 | 0 | 40.52 | 38.39 | 8 | 0
2025 | MISO_IN_2_NonRTO_Midwest | MISO_IN | NonRTO_Midwest | Internal | Summer | B9 | 800 | 4800 | 0 | 38.42 | 37.73 | 8 | 0
2025 | MISO_IN_2_NonRTO_Midwest | MISO_IN | NonRTO_Midwest | Internal | Summer | B10 | 1262 | 4800 | 0 | 35.85 | 35.06 | 8 | 0
2025 | MISO_IN_2_NonRTO_Midwest | MISO_IN | NonRTO_Midwest | Internal | Winter | B16 | 25 | 4800 | 2721.94 | 66.49 | 74.49 | 8 | 0
2025 | MISO_IN_2_NonRTO_Midwest | MISO_IN | NonRTO_Midwest | Internal | Winter | B17 | 100 | 4800 | 1605.26 | 52.23 | 60.23 | 8 | 0
2025 | MISO_IN_2_NonRTO_Midwest | MISO_IN | NonRTO_Midwest | Internal | Winter | B18 | 400 | 4800 | 658.9 | 46.59 | 54.59 | 8 | 0
2025 | MISO_IN_2_NonRTO_Midwest | MISO_IN | NonRTO_Midwest | Internal | Winter | B19 | 700 | 4800 | 0 | 44.01 | 44.59 | 8 | 0
2025 | MISO_IN_2_NonRTO_Midwest | MISO_IN | NonRTO_Midwest | Internal | Winter | B20 | 935 | 4800 | 0 | 37.37 | 37.49 | 8 | 0
2025 | MISO_IN_2_PJM_ROR | MISO_IN | PJM_ROR | Internal | Shoulder | B11 | 25 | 992 | 0 | 63.17 | 61.13 | 2 | 0
2025 | MISO_IN_2_PJM_ROR | MISO_IN | PJM_ROR | Internal | Shoulder | B12 | 200 | 992 | 0 | 50.95 | 51.75 | 2 | 0
2025 | MISO_IN_2_PJM_ROR | MISO_IN | PJM_ROR | Internal | Shoulder | B13 | 600 | 992 | 0.01 | 44.82 | 46.8 | 2 | 0
2025 | MISO_IN_2_PJM_ROR | MISO_IN | PJM_ROR | Internal | Shoulder | B14 | 900 | 992 | 0 | 42.89 | 43.99 | 2 | 0
2025 | MISO_IN_2_PJM_ROR | MISO_IN | PJM_ROR | Internal | Shoulder | B15 | 1203 | 992 | 0 | 38.63 | 40.55 | 2 | 0
2025 | MISO_IN_2_PJM_ROR | MISO_IN | PJM_ROR | Internal | Summer | B1 | 10 | 992 | 294.46 | 73.43 | 75.43 | 2 | 0
2025 | MISO_IN_2_PJM_ROR | MISO_IN | PJM_ROR | Internal | Summer | B2 | 25 | 992 | 0.29 | 71.42 | 73.4 | 2 | 0
2025 | MISO_IN_2_PJM_ROR | MISO_IN | PJM_ROR | Internal | Summer | B3 | 75 | 992 | 0 | 68.91 | 68.43 | 2 | 0
2025 | MISO_IN_2_PJM_ROR | MISO_IN | PJM_ROR | Internal | Summer | B4 | 100 | 992 | 0 | 68.91 | 68.2 | 2 | 0
2025 | MISO_IN_2_PJM_ROR | MISO_IN | PJM_ROR | Internal | Summer | B5 | 200 | 992 | 0 | 65.89 | 63.89 | 2 | 0
2025 | MISO_IN_2_PJM_ROR | MISO_IN | PJM_ROR | Internal | Summer | B6 | 300 | 992 | 0 | 53.21 | 52.19 | 2 | 0
2025 | MISO_IN_2_PJM_ROR | MISO_IN | PJM_ROR | Internal | Summer | B7 | 400 | 992 | 0 | 43.21 | 44.2 | 2 | 0
2025 | MISO_IN_2_PJM_ROR | MISO_IN | PJM_ROR | Internal | Summer | B8 | 500 | 992 | 0 | 40.52 | 41.75 | 2 | 0
2025 | MISO_IN_2_PJM_ROR | MISO_IN | PJM_ROR | Internal | Summer | B9 | 800 | 992 | 0 | 38.42 | 40.34 | 2 | 0
2025 | MISO_IN_2_PJM_ROR | MISO_IN | PJM_ROR | Internal | Summer | B10 | 1262 | 992 | 0 | 35.85 | 37.36 | 2 | 0
2025 | MISO_IN_2_PJM_ROR | MISO_IN | PJM_ROR | Internal | Winter | B16 | 25 | 992 | 0 | 66.49 | 64.49 | 2 | 0
2025 | MISO_IN_2_PJM_ROR | MISO_IN | PJM_ROR | Internal | Winter | B17 | 100 | 992 | 0 | 52.23 | 52.89 | 2 | 0
2025 | MISO_IN_2_PJM_ROR | MISO_IN | PJM_ROR | Internal | Winter | B18 | 400 | 992 | 0.02 | 46.59 | 48.58 | 2 | 0
2025 | MISO_IN_2_PJM_ROR | MISO_IN | PJM_ROR | Internal | Winter | B19 | 700 | 992 | 0 | 44.01 | 45.05 | 2 | 0
2025 | MISO_IN_2_PJM_ROR | MISO_IN | PJM_ROR | Internal | Winter | B20 | 935 | 992 | 0 | 37.37 | 39.36 | 2 | 0
2025 | MISO_MI_2_IESO | MISO_MI | IESO | Internal | Shoulder | B11 | 25 | 1580 | 0 | 58.37 | 35.9 | 8 | 0
2025 | MISO_MI_2_IESO | MISO_MI | IESO | Internal | Shoulder | B12 | 200 | 1580 | 0 | 50.94 | 35.9 | 8 | 0
2025 | MISO_MI_2_IESO | MISO_MI | IESO | Internal | Shoulder | B13 | 600 | 1580 | 0 | 44.8 | 35.9 | 8 | 0
2025 | MISO_MI_2_IESO | MISO_MI | IESO | Internal | Shoulder | B14 | 900 | 1580 | 0 | 42.9 | 35.9 | 8 | 0
2025 | MISO_MI_2_IESO | MISO_MI | IESO | Internal | Shoulder | B15 | 1203 | 1580 | 0 | 38.64 | 35.9 | 8 | 0
2025 | MISO_MI_2_IESO | MISO_MI | IESO | Internal | Summer | B1 | 10 | 1580 | 0 | 73.42 | 66.42 | 8 | 0
2025 | MISO_MI_2_IESO | MISO_MI | IESO | Internal | Summer | B2 | 25 | 1580 | 0 | 70.9 | 63.9 | 8 | 0
2025 | MISO_MI_2_IESO | MISO_MI | IESO | Internal | Summer | B3 | 75 | 1580 | 0 | 66.43 | 49.64 | 8 | 0
2025 | MISO_MI_2_IESO | MISO_MI | IESO | Internal | Summer | B4 | 100 | 1580 | 0 | 65.61 | 43.12 | 8 | 0
2025 | MISO_MI_2_IESO | MISO_MI | IESO | Internal | Summer | B5 | 200 | 1580 | 0 | 61.89 | 41.41 | 8 | 0
2025 | MISO_MI_2_IESO | MISO_MI | IESO | Internal | Summer | B6 | 300 | 1580 | 0 | 50.19 | 41.41 | 8 | 0
2025 | MISO_MI_2_IESO | MISO_MI | IESO | Internal | Summer | B7 | 400 | 1580 | 0 | 43.22 | 36.22 | 8 | 0
2025 | MISO_MI_2_IESO | MISO_MI | IESO | Internal | Summer | B8 | 500 | 1580 | 0 | 40.53 | 33.7 | 8 | 0
2025 | MISO_MI_2_IESO | MISO_MI | IESO | Internal | Summer | B9 | 800 | 1580 | 0 | 38.43 | 33.7 | 8 | 0
2025 | MISO_MI_2_IESO | MISO_MI | IESO | Internal | Summer | B10 | 1262 | 1580 | 0 | 35.86 | 33.7 | 8 | 0
2025 | MISO_MI_2_IESO | MISO_MI | IESO | Internal | Winter | B16 | 25 | 1580 | 0 | 62.49 | 43.39 | 8 | 0
2025 | MISO_MI_2_IESO | MISO_MI | IESO | Internal | Winter | B17 | 100 | 1580 | 0 | 52.22 | 41.19 | 8 | 0
2025 | MISO_MI_2_IESO | MISO_MI | IESO | Internal | Winter | B18 | 400 | 1580 | 0 | 46.6 | 38.94 | 8 | 0
2025 | MISO_MI_2_IESO | MISO_MI | IESO | Internal | Winter | B19 | 700 | 1580 | 0 | 44.02 | 38.94 | 8 | 0
2025 | MISO_MI_2_IESO | MISO_MI | IESO | Internal | Winter | B20 | 935 | 1580 | 0 | 37.39 | 38.94 | 8 | 0
2025 | MISO_MI_2_MISO_IN | MISO_MI | MISO_IN | Internal | Shoulder | B11 | 25 | 2045 | 2045 | 58.37 | 63.17 | 0.01 | 4.78
2025 | MISO_MI_2_MISO_IN | MISO_MI | MISO_IN | Internal | Shoulder | B12 | 200 | 2045 | 832.82 | 50.94 | 50.95 | 0.01 | 0
2025 | MISO_MI_2_MISO_IN | MISO_MI | MISO_IN | Internal | Shoulder | B13 | 600 | 2045 | 696.9 | 44.8 | 44.82 | 0.01 | 0
2025 | MISO_MI_2_MISO_IN | MISO_MI | MISO_IN | Internal | Shoulder | B14 | 900 | 2045 | 0 | 42.9 | 42.89 | 0.01 | 0
2025 | MISO_MI_2_MISO_IN | MISO_MI | MISO_IN | Internal | Shoulder | B15 | 1203 | 2045 | 0 | 38.64 | 38.63 | 0.01 | 0
2025 | MISO_MI_2_MISO_IN | MISO_MI | MISO_IN | Internal | Summer | B1 | 10 | 2045 | 929.93 | 73.42 | 73.43 | 0.01 | 0
2025 | MISO_MI_2_MISO_IN | MISO_MI | MISO_IN | Internal | Summer | B2 | 25 | 2045 | 2044.99 | 70.9 | 71.42 | 0.01 | 0.51
2025 | MISO_MI_2_MISO_IN | MISO_MI | MISO_IN | Internal | Summer | B3 | 75 | 2045 | 2045 | 66.43 | 68.91 | 0.01 | 2.48
2025 | MISO_MI_2_MISO_IN | MISO_MI | MISO_IN | Internal | Summer | B4 | 100 | 2045 | 2045 | 65.61 | 68.91 | 0.01 | 3.3
2025 | MISO_MI_2_MISO_IN | MISO_MI | MISO_IN | Internal | Summer | B5 | 200 | 2045 | 2045 | 61.89 | 65.89 | 0.01 | 3.99
2025 | MISO_MI_2_MISO_IN | MISO_MI | MISO_IN | Internal | Summer | B6 | 300 | 2045 | 2045 | 50.19 | 53.21 | 0.01 | 3.01
2025 | MISO_MI_2_MISO_IN | MISO_MI | MISO_IN | Internal | Summer | B7 | 400 | 2045 | 0.01 | 43.22 | 43.21 | 0.01 | 0
2025 | MISO_MI_2_MISO_IN | MISO_MI | MISO_IN | Internal | Summer | B8 | 500 | 2045 | 0 | 40.53 | 40.52 | 0.01 | 0
2025 | MISO_MI_2_MISO_IN | MISO_MI | MISO_IN | Internal | Summer | B9 | 800 | 2045 | 0 | 38.43 | 38.42 | 0.01 | 0
2025 | MISO_MI_2_MISO_IN | MISO_MI | MISO_IN | Internal | Summer | B10 | 1262 | 2045 | 0 | 35.86 | 35.85 | 0.01 | 0
2025 | MISO_MI_2_MISO_IN | MISO_MI | MISO_IN | Internal | Winter | B16 | 25 | 2045 | 2045 | 62.49 | 66.49 | 0.01 | 3.99
2025 | MISO_MI_2_MISO_IN | MISO_MI | MISO_IN | Internal | Winter | B17 | 100 | 2045 | 412.03 | 52.22 | 52.23 | 0.01 | 0
2025 | MISO_MI_2_MISO_IN | MISO_MI | MISO_IN | Internal | Winter | B18 | 400 | 2045 | 0.01 | 46.6 | 46.59 | 0.01 | 0
2025 | MISO_MI_2_MISO_IN | MISO_MI | MISO_IN | Internal | Winter | B19 | 700 | 2045 | 0 | 44.02 | 44.01 | 0.01 | 0
2025 | MISO_MI_2_MISO_IN | MISO_MI | MISO_IN | Internal | Winter | B20 | 935 | 2045 | 0 | 37.39 | 37.37 | 0.01 | 0
2025 | MISO_MI_2_MISO_WUMS | MISO_MI | MISO_WUMS | Internal | Shoulder | B11 | 25 | 117 | 117 | 58.37 | 63.13 | 0.01 | 4.75
2025 | MISO_MI_2_MISO_WUMS | MISO_MI | MISO_WUMS | Internal | Shoulder | B12 | 200 | 117 | 0 | 50.94 | 49.75 | 0.01 | 0
2025 | MISO_MI_2_MISO_WUMS | MISO_MI | MISO_WUMS | Internal | Shoulder | B13 | 600 | 117 | 0.01 | 44.8 | 44.8 | 0.01 | 0
2025 | MISO_MI_2_MISO_WUMS | MISO_MI | MISO_WUMS | Internal | Shoulder | B14 | 900 | 117 | 117 | 42.9 | 43.93 | 0.01 | 1.02
2025 | MISO_MI_2_MISO_WUMS | MISO_MI | MISO_WUMS | Internal | Shoulder | B15 | 1203 | 117 | 117 | 38.64 | 39.03 | 0.01 | 0.38
2025 | MISO_MI_2_MISO_WUMS | MISO_MI | MISO_WUMS | Internal | Summer | B1 | 10 | 117 | 0 | 73.42 | 70.76 | 0.01 | 0
2025 | MISO_MI_2_MISO_WUMS | MISO_MI | MISO_WUMS | Internal | Summer | B2 | 25 | 117 | 0.02 | 70.9 | 70.76 | 0.01 | 0
2025 | MISO_MI_2_MISO_WUMS | MISO_MI | MISO_WUMS | Internal | Summer | B3 | 75 | 117 | 116.99 | 66.43 | 66.56 | 0.01 | 0.12
2025 | MISO_MI_2_MISO_WUMS | MISO_MI | MISO_WUMS | Internal | Summer | B4 | 100 | 117 | 117 | 65.61 | 66.56 | 0.01 | 0.95
2025 | MISO_MI_2_MISO_WUMS | MISO_MI | MISO_WUMS | Internal | Summer | B5 | 200 | 117 | 117 | 61.89 | 65.88 | 0.01 | 3.98
2025 | MISO_MI_2_MISO_WUMS | MISO_MI | MISO_WUMS | Internal | Summer | B6 | 300 | 117 | 117 | 50.19 | 54.19 | 0.01 | 3.99
2025 | MISO_MI_2_MISO_WUMS | MISO_MI | MISO_WUMS | Internal | Summer | B7 | 400 | 117 | 0 | 43.22 | 43.2 | 0.01 | 0
2025 | MISO_MI_2_MISO_WUMS | MISO_MI | MISO_WUMS | Internal | Summer | B8 | 500 | 117 | 0 | 40.53 | 40.11 | 0.01 | 0
2025 | MISO_MI_2_MISO_WUMS | MISO_MI | MISO_WUMS | Internal | Summer | B9 | 800 | 117 | 117 | 38.43 | 40.11 | 0.01 | 1.67
2025 | MISO_MI_2_MISO_WUMS | MISO_MI | MISO_WUMS | Internal | Summer | B10 | 1262 | 117 | 117 | 35.86 | 36.29 | 0.01 | 0.42
2025 | MISO_MI_2_MISO_WUMS | MISO_MI | MISO_WUMS | Internal | Winter | B16 | 25 | 117 | 0.26 | 62.49 | 62.49 | 0.01 | 0
2025 | MISO_MI_2_MISO_WUMS | MISO_MI | MISO_WUMS | Internal | Winter | B17 | 100 | 117 | 0 | 52.22 | 50.89 | 0.01 | 0
2025 | MISO_MI_2_MISO_WUMS | MISO_MI | MISO_WUMS | Internal | Winter | B18 | 400 | 117 | 117 | 46.6 | 47.13 | 0.01 | 0.52
2025 | MISO_MI_2_MISO_WUMS | MISO_MI | MISO_WUMS | Internal | Winter | B19 | 700 | 117 | 117 | 44.02 | 45.27 | 0.01 | 1.24
2025 | MISO_MI_2_MISO_WUMS | MISO_MI | MISO_WUMS | Internal | Winter | B20 | 935 | 117 | 0 | 37.39 | 37.37 | 0.01 | 0
2025 | MISO_MI_2_PJM_ROR | MISO_MI | PJM_ROR | Internal | Shoulder | B11 | 25 | 1424 | 1423.99 | 58.37 | 61.13 | 2 | 0.76
2025 | MISO_MI_2_PJM_ROR | MISO_MI | PJM_ROR | Internal | Shoulder | B12 | 200 | 1424 | 0 | 50.94 | 51.75 | 2 | 0
2025 | MISO_MI_2_PJM_ROR | MISO_MI | PJM_ROR | Internal | Shoulder | B13 | 600 | 1424 | 244.07 | 44.8 | 46.8 | 2 | 0
2025 | MISO_MI_2_PJM_ROR | MISO_MI | PJM_ROR | Internal | Shoulder | B14 | 900 | 1424 | 0 | 42.9 | 43.99 | 2 | 0
2025 | MISO_MI_2_PJM_ROR | MISO_MI | PJM_ROR | Internal | Shoulder | B15 | 1203 | 1424 | 0 | 38.64 | 40.55 | 2 | 0
2025 | MISO_MI_2_PJM_ROR | MISO_MI | PJM_ROR | Internal | Summer | B1 | 10 | 1424 | 1423.27 | 73.42 | 75.43 | 2 | 0.01
2025 | MISO_MI_2_PJM_ROR | MISO_MI | PJM_ROR | Internal | Summer | B2 | 25 | 1424 | 1423.99 | 70.9 | 73.4 | 2 | 0.51
2025 | MISO_MI_2_PJM_ROR | MISO_MI | PJM_ROR | Internal | Summer | B3 | 75 | 1424 | 891.51 | 66.43 | 68.43 | 2 | 0
2025 | MISO_MI_2_PJM_ROR | MISO_MI | PJM_ROR | Internal | Summer | B4 | 100 | 1424 | 1424 | 65.61 | 68.2 | 2 | 0.59
2025 | MISO_MI_2_PJM_ROR | MISO_MI | PJM_ROR | Internal | Summer | B5 | 200 | 1424 | 420.05 | 61.89 | 63.89 | 2 | 0
2025 | MISO_MI_2_PJM_ROR | MISO_MI | PJM_ROR | Internal | Summer | B6 | 300 | 1424 | 1051.04 | 50.19 | 52.19 | 2 | 0
2025 | MISO_MI_2_PJM_ROR | MISO_MI | PJM_ROR | Internal | Summer | B7 | 400 | 1424 | 0 | 43.22 | 44.2 | 2 | 0
2025 | MISO_MI_2_PJM_ROR | MISO_MI | PJM_ROR | Internal | Summer | B8 | 500 | 1424 | 0 | 40.53 | 41.75 | 2 | 0
2025 | MISO_MI_2_PJM_ROR | MISO_MI | PJM_ROR | Internal | Summer | B9 | 800 | 1424 | 0 | 38.43 | 40.34 | 2 | 0
2025 | MISO_MI_2_PJM_ROR | MISO_MI | PJM_ROR | Internal | Summer | B10 | 1262 | 1424 | 0 | 35.86 | 37.36 | 2 | 0
2025 | MISO_MI_2_PJM_ROR | MISO_MI | PJM_ROR | Internal | Winter | B16 | 25 | 1424 | 346.76 | 62.49 | 64.49 | 2 | 0
2025 | MISO_MI_2_PJM_ROR | MISO_MI | PJM_ROR | Internal | Winter | B17 | 100 | 1424 | 0 | 52.22 | 52.89 | 2 | 0
2025 | MISO_MI_2_PJM_ROR | MISO_MI | PJM_ROR | Internal | Winter | B18 | 400 | 1424 | 0 | 46.6 | 48.58 | 2 | 0
2025 | MISO_MI_2_PJM_ROR | MISO_MI | PJM_ROR | Internal | Winter | B19 | 700 | 1424 | 0 | 44.02 | 45.05 | 2 | 0
2025 | MISO_MI_2_PJM_ROR | MISO_MI | PJM_ROR | Internal | Winter | B20 | 935 | 1424 | 0 | 37.39 | 39.36 | 2 | 0
2025 | MISO_MO-IL_2_ENT | MISO_MO-IL | ENT | Internal | Shoulder | B11 | 25 | 2540 | 0 | 63.15 | 69.7 | 8 | 0
2025 | MISO_MO-IL_2_ENT | MISO_MO-IL | ENT | Internal | Shoulder | B12 | 200 | 2540 | 0 | 49.75 | 46.83 | 8 | 0
2025 | MISO_MO-IL_2_ENT | MISO_MO-IL | ENT | Internal | Shoulder | B13 | 600 | 2540 | 0 | 44.8 | 46.83 | 8 | 0
2025 | MISO_MO-IL_2_ENT | MISO_MO-IL | ENT | Internal | Shoulder | B14 | 900 | 2540 | 0 | 42.88 | 46.57 | 8 | 0
2025 | MISO_MO-IL_2_ENT | MISO_MO-IL | ENT | Internal | Shoulder | B15 | 1203 | 2540 | 0 | 38.55 | 46.5 | 8 | 0
2025 | MISO_MO-IL_2_ENT | MISO_MO-IL | ENT | Internal | Summer | B1 | 10 | 2540 | 0 | 73.42 | 77.25 | 8 | 0
2025 | MISO_MO-IL_2_ENT | MISO_MO-IL | ENT | Internal | Summer | B2 | 25 | 2540 | 0 | 71.4 | 75.69 | 8 | 0
2025 | MISO_MO-IL_2_ENT | MISO_MO-IL | ENT | Internal | Summer | B3 | 75 | 2540 | 0 | 68.9 | 75.69 | 8 | 0
2025 | MISO_MO-IL_2_ENT | MISO_MO-IL | ENT | Internal | Summer | B4 | 100 | 2540 | 0 | 68.9 | 75.69 | 8 | 0
2025 | MISO_MO-IL_2_ENT | MISO_MO-IL | ENT | Internal | Summer | B5 | 200 | 2540 | 0 | 65.88 | 69.11 | 8 | 0
2025 | MISO_MO-IL_2_ENT | MISO_MO-IL | ENT | Internal | Summer | B6 | 300 | 2540 | 1009.82 | 53.2 | 61.2 | 8 | 0
2025 | MISO_MO-IL_2_ENT | MISO_MO-IL | ENT | Internal | Summer | B7 | 400 | 2540 | 914.82 | 43.2 | 51.2 | 8 | 0
2025 | MISO_MO-IL_2_ENT | MISO_MO-IL | ENT | Internal | Summer | B8 | 500 | 2540 | 0 | 40.11 | 45.36 | 8 | 0
2025 | MISO_MO-IL_2_ENT | MISO_MO-IL | ENT | Internal | Summer | B9 | 800 | 2540 | 0 | 38.34 | 45.04 | 8 | 0
2025 | MISO_MO-IL_2_ENT | MISO_MO-IL | ENT | Internal | Summer | B10 | 1262 | 2540 | 2271.8 | 35.56 | 43.56 | 8 | 0
2025 | MISO_MO-IL_2_ENT | MISO_MO-IL | ENT | Internal | Winter | B16 | 25 | 2540 | 0 | 62.49 | 69.26 | 8 | 0
2025 | MISO_MO-IL_2_ENT | MISO_MO-IL | ENT | Internal | Winter | B17 | 100 | 2540 | 0 | 50.89 | 49.74 | 8 | 0
2025 | MISO_MO-IL_2_ENT | MISO_MO-IL | ENT | Internal | Winter | B18 | 400 | 2540 | 0 | 46.58 | 49.74 | 8 | 0
2025 | MISO_MO-IL_2_ENT | MISO_MO-IL | ENT | Internal | Winter | B19 | 700 | 2540 | 0 | 44 | 49.38 | 8 | 0
2025 | MISO_MO-IL_2_ENT | MISO_MO-IL | ENT | Internal | Winter | B20 | 935 | 2540 | 2540 | 37.36 | 47.76 | 8 | 2.39
2025 | MISO_MO-IL_2_MISO_IN | MISO_MO-IL | MISO_IN | Internal | Shoulder | B11 | 25 | 2100 | 1298.17 | 63.15 | 63.17 | 0.01 | 0
2025 | MISO_MO-IL_2_MISO_IN | MISO_MO-IL | MISO_IN | Internal | Shoulder | B12 | 200 | 2100 | 2100 | 49.75 | 50.95 | 0.01 | 1.19
2025 | MISO_MO-IL_2_MISO_IN | MISO_MO-IL | MISO_IN | Internal | Shoulder | B13 | 600 | 2100 | 1428.38 | 44.8 | 44.82 | 0.01 | 0
2025 | MISO_MO-IL_2_MISO_IN | MISO_MO-IL | MISO_IN | Internal | Shoulder | B14 | 900 | 2100 | 1462.31 | 42.88 | 42.89 | 0.01 | 0
2025 | MISO_MO-IL_2_MISO_IN | MISO_MO-IL | MISO_IN | Internal | Shoulder | B15 | 1203 | 2100 | 2100 | 38.55 | 38.63 | 0.01 | 0.06
2025 | MISO_MO-IL_2_MISO_IN | MISO_MO-IL | MISO_IN | Internal | Summer | B1 | 10 | 2100 | 1301.6 | 73.42 | 73.43 | 0.01 | 0
2025 | MISO_MO-IL_2_MISO_IN | MISO_MO-IL | MISO_IN | Internal | Summer | B2 | 25 | 2100 | 474.71 | 71.4 | 71.42 | 0.01 | 0
2025 | MISO_MO-IL_2_MISO_IN | MISO_MO-IL | MISO_IN | Internal | Summer | B3 | 75 | 2100 | 1221.12 | 68.9 | 68.91 | 0.01 | 0
2025 | MISO_MO-IL_2_MISO_IN | MISO_MO-IL | MISO_IN | Internal | Summer | B4 | 100 | 2100 | 334.39 | 68.9 | 68.91 | 0.01 | 0
2025 | MISO_MO-IL_2_MISO_IN | MISO_MO-IL | MISO_IN | Internal | Summer | B5 | 200 | 2100 | 482.74 | 65.88 | 65.89 | 0.01 | 0
2025 | MISO_MO-IL_2_MISO_IN | MISO_MO-IL | MISO_IN | Internal | Summer | B6 | 300 | 2100 | 58.68 | 53.2 | 53.21 | 0.01 | 0
2025 | MISO_MO-IL_2_MISO_IN | MISO_MO-IL | MISO_IN | Internal | Summer | B7 | 400 | 2100 | 1038.89 | 43.2 | 43.21 | 0.01 | 0
2025 | MISO_MO-IL_2_MISO_IN | MISO_MO-IL | MISO_IN | Internal | Summer | B8 | 500 | 2100 | 2100 | 40.11 | 40.52 | 0.01 | 0.39
2025 | MISO_MO-IL_2_MISO_IN | MISO_MO-IL | MISO_IN | Internal | Summer | B9 | 800 | 2100 | 2100 | 38.34 | 38.42 | 0.01 | 0.06
2025 | MISO_MO-IL_2_MISO_IN | MISO_MO-IL | MISO_IN | Internal | Summer | B10 | 1262 | 2100 | 2100 | 35.56 | 35.85 | 0.01 | 0.28
2025 | MISO_MO-IL_2_MISO_IN | MISO_MO-IL | MISO_IN | Internal | Winter | B16 | 25 | 2100 | 2100 | 62.49 | 66.49 | 0.01 | 3.99
2025 | MISO_MO-IL_2_MISO_IN | MISO_MO-IL | MISO_IN | Internal | Winter | B17 | 100 | 2100 | 2100 | 50.89 | 52.23 | 0.01 | 1.33
2025 | MISO_MO-IL_2_MISO_IN | MISO_MO-IL | MISO_IN | Internal | Winter | B18 | 400 | 2100 | 1013.61 | 46.58 | 46.59 | 0.01 | 0
2025 | MISO_MO-IL_2_MISO_IN | MISO_MO-IL | MISO_IN | Internal | Winter | B19 | 700 | 2100 | 1623.51 | 44 | 44.01 | 0.01 | 0
2025 | MISO_MO-IL_2_MISO_IN | MISO_MO-IL | MISO_IN | Internal | Winter | B20 | 935 | 2100 | 219.84 | 37.36 | 37.37 | 0.01 | 0
2025 | MISO_MO-IL_2_MISO_W | MISO_MO-IL | MISO_W | Internal | Shoulder | B11 | 25 | 960 | 0.15 | 63.15 | 63.14 | 0.01 | 0
2025 | MISO_MO-IL_2_MISO_W | MISO_MO-IL | MISO_W | Internal | Shoulder | B12 | 200 | 960 | 0.02 | 49.75 | 49.74 | 0.01 | 0
2025 | MISO_MO-IL_2_MISO_W | MISO_MO-IL | MISO_W | Internal | Shoulder | B13 | 600 | 960 | 0.01 | 44.8 | 44.8 | 0.01 | 0
2025 | MISO_MO-IL_2_MISO_W | MISO_MO-IL | MISO_W | Internal | Shoulder | B14 | 900 | 960 | 960 | 42.88 | 43.95 | 0.01 | 1.06
2025 | MISO_MO-IL_2_MISO_W | MISO_MO-IL | MISO_W | Internal | Shoulder | B15 | 1203 | 960 | 960 | 38.55 | 39.02 | 0.01 | 0.45
2025 | MISO_MO-IL_2_MISO_W | MISO_MO-IL | MISO_W | Internal | Summer | B1 | 10 | 960 | 0.37 | 73.42 | 73.41 | 0.01 | 0
2025 | MISO_MO-IL_2_MISO_W | MISO_MO-IL | MISO_W | Internal | Summer | B2 | 25 | 960 | 0.28 | 71.4 | 71.4 | 0.01 | 0
2025 | MISO_MO-IL_2_MISO_W | MISO_MO-IL | MISO_W | Internal | Summer | B3 | 75 | 960 | 960 | 68.9 | 70.2 | 0.01 | 1.28
2025 | MISO_MO-IL_2_MISO_W | MISO_MO-IL | MISO_W | Internal | Summer | B4 | 100 | 960 | 960 | 68.9 | 70.2 | 0.01 | 1.28
2025 | MISO_MO-IL_2_MISO_W | MISO_MO-IL | MISO_W | Internal | Summer | B5 | 200 | 960 | 588.18 | 65.88 | 65.89 | 0.01 | 0
2025 | MISO_MO-IL_2_MISO_W | MISO_MO-IL | MISO_W | Internal | Summer | B6 | 300 | 960 | 960 | 53.2 | 54.2 | 0.01 | 0.99
2025 | MISO_MO-IL_2_MISO_W | MISO_MO-IL | MISO_W | Internal | Summer | B7 | 400 | 960 | 370.15 | 43.2 | 43.21 | 0.01 | 0
2025 | MISO_MO-IL_2_MISO_W | MISO_MO-IL | MISO_W | Internal | Summer | B8 | 500 | 960 | 693.37 | 40.11 | 40.12 | 0.01 | 0
2025 | MISO_MO-IL_2_MISO_W | MISO_MO-IL | MISO_W | Internal | Summer | B9 | 800 | 960 | 960 | 38.34 | 40.1 | 0.01 | 1.74
2025 | MISO_MO-IL_2_MISO_W | MISO_MO-IL | MISO_W | Internal | Summer | B10 | 1262 | 960 | 0 | 35.56 | 35.55 | 0.01 | 0
2025 | MISO_MO-IL_2_MISO_W | MISO_MO-IL | MISO_W | Internal | Winter | B16 | 25 | 960 | 0.15 | 62.49 | 62.48 | 0.01 | 0
2025 | MISO_MO-IL_2_MISO_W | MISO_MO-IL | MISO_W | Internal | Winter | B17 | 100 | 960 | 0.04 | 50.89 | 50.88 | 0.01 | 0
2025 | MISO_MO-IL_2_MISO_W | MISO_MO-IL | MISO_W | Internal | Winter | B18 | 400 | 960 | 960 | 46.58 | 47.13 | 0.01 | 0.54
2025 | MISO_MO-IL_2_MISO_W | MISO_MO-IL | MISO_W | Internal | Winter | B19 | 700 | 960 | 960 | 44 | 45.29 | 0.01 | 1.28
2025 | MISO_MO-IL_2_MISO_W | MISO_MO-IL | MISO_W | Internal | Winter | B20 | 935 | 960 | 0 | 37.36 | 37.36 | 0.01 | 0
2025 | MISO_MO-IL_2_PJM_ROR | MISO_MO-IL | PJM_ROR | Internal | Shoulder | B11 | 25 | 1212 | 0 | 63.15 | 61.13 | 2 | 0
2025 | MISO_MO-IL_2_PJM_ROR | MISO_MO-IL | PJM_ROR | Internal | Shoulder | B12 | 200 | 1212 | 220.63 | 49.75 | 51.75 | 2 | 0
2025 | MISO_MO-IL_2_PJM_ROR | MISO_MO-IL | PJM_ROR | Internal | Shoulder | B13 | 600 | 1212 | 334.3 | 44.8 | 46.8 | 2 | 0
2025 | MISO_MO-IL_2_PJM_ROR | MISO_MO-IL | PJM_ROR | Internal | Shoulder | B14 | 900 | 1212 | 0 | 42.88 | 43.99 | 2 | 0
2025 | MISO_MO-IL_2_PJM_ROR | MISO_MO-IL | PJM_ROR | Internal | Shoulder | B15 | 1203 | 1212 | 161.3 | 38.55 | 40.55 | 2 | 0
2025 | MISO_MO-IL_2_PJM_ROR | MISO_MO-IL | PJM_ROR | Internal | Summer | B1 | 10 | 1212 | 1211.29 | 73.42 | 75.43 | 2 | 0.01
2025 | MISO_MO-IL_2_PJM_ROR | MISO_MO-IL | PJM_ROR | Internal | Summer | B2 | 25 | 1212 | 545.84 | 71.4 | 73.4 | 2 | 0
2025 | MISO_MO-IL_2_PJM_ROR | MISO_MO-IL | PJM_ROR | Internal | Summer | B3 | 75 | 1212 | 0 | 68.9 | 68.43 | 2 | 0
2025 | MISO_MO-IL_2_PJM_ROR | MISO_MO-IL | PJM_ROR | Internal | Summer | B4 | 100 | 1212 | 0 | 68.9 | 68.2 | 2 | 0
2025 | MISO_MO-IL_2_PJM_ROR | MISO_MO-IL | PJM_ROR | Internal | Summer | B5 | 200 | 1212 | 0 | 65.88 | 63.89 | 2 | 0
2025 | MISO_MO-IL_2_PJM_ROR | MISO_MO-IL | PJM_ROR | Internal | Summer | B6 | 300 | 1212 | 0 | 53.2 | 52.19 | 2 | 0
2025 | MISO_MO-IL_2_PJM_ROR | MISO_MO-IL | PJM_ROR | Internal | Summer | B7 | 400 | 1212 | 0 | 43.2 | 44.2 | 2 | 0
2025 | MISO_MO-IL_2_PJM_ROR | MISO_MO-IL | PJM_ROR | Internal | Summer | B8 | 500 | 1212 | 0 | 40.11 | 41.75 | 2 | 0
2025 | MISO_MO-IL_2_PJM_ROR | MISO_MO-IL | PJM_ROR | Internal | Summer | B9 | 800 | 1212 | 623.46 | 38.34 | 40.34 | 2 | 0
2025 | MISO_MO-IL_2_PJM_ROR | MISO_MO-IL | PJM_ROR | Internal | Summer | B10 | 1262 | 1212 | 0 | 35.56 | 37.36 | 2 | 0
2025 | MISO_MO-IL_2_PJM_ROR | MISO_MO-IL | PJM_ROR | Internal | Winter | B16 | 25 | 1212 | 449.78 | 62.49 | 64.49 | 2 | 0
2025 | MISO_MO-IL_2_PJM_ROR | MISO_MO-IL | PJM_ROR | Internal | Winter | B17 | 100 | 1212 | 1111.77 | 50.89 | 52.89 | 2 | 0
2025 | MISO_MO-IL_2_PJM_ROR | MISO_MO-IL | PJM_ROR | Internal | Winter | B18 | 400 | 1212 | 302.92 | 46.58 | 48.58 | 2 | 0
2025 | MISO_MO-IL_2_PJM_ROR | MISO_MO-IL | PJM_ROR | Internal | Winter | B19 | 700 | 1212 | 0 | 44 | 45.05 | 2 | 0
2025 | MISO_MO-IL_2_PJM_ROR | MISO_MO-IL | PJM_ROR | Internal | Winter | B20 | 935 | 1212 | 436.03 | 37.36 | 39.36 | 2 | 0
2025 | MISO_MO-IL_2_SPP_N | MISO_MO-IL | SPP_N | Internal | Shoulder | B11 | 25 | 2000 | 0 | 63.15 | 70.09 | 8 | 0
2025 | MISO_MO-IL_2_SPP_N | MISO_MO-IL | SPP_N | Internal | Shoulder | B12 | 200 | 2000 | 0 | 49.75 | 49.75 | 8 | 0
2025 | MISO_MO-IL_2_SPP_N | MISO_MO-IL | SPP_N | Internal | Shoulder | B13 | 600 | 2000 | 0 | 44.8 | 45.2 | 8 | 0
2025 | MISO_MO-IL_2_SPP_N | MISO_MO-IL | SPP_N | Internal | Shoulder | B14 | 900 | 2000 | 0 | 42.88 | 44.89 | 8 | 0
2025 | MISO_MO-IL_2_SPP_N | MISO_MO-IL | SPP_N | Internal | Shoulder | B15 | 1203 | 2000 | 0 | 38.55 | 44.77 | 8 | 0
2025 | MISO_MO-IL_2_SPP_N | MISO_MO-IL | SPP_N | Internal | Summer | B1 | 10 | 2000 | 0 | 73.42 | 73.59 | 8 | 0
2025 | MISO_MO-IL_2_SPP_N | MISO_MO-IL | SPP_N | Internal | Summer | B2 | 25 | 2000 | 0 | 71.4 | 73.59 | 8 | 0
2025 | MISO_MO-IL_2_SPP_N | MISO_MO-IL | SPP_N | Internal | Summer | B3 | 75 | 2000 | 0 | 68.9 | 73.59 | 8 | 0
2025 | MISO_MO-IL_2_SPP_N | MISO_MO-IL | SPP_N | Internal | Summer | B4 | 100 | 2000 | 0 | 68.9 | 73.59 | 8 | 0
2025 | MISO_MO-IL_2_SPP_N | MISO_MO-IL | SPP_N | Internal | Summer | B5 | 200 | 2000 | 0 | 65.88 | 68.61 | 8 | 0
2025 | MISO_MO-IL_2_SPP_N | MISO_MO-IL | SPP_N | Internal | Summer | B6 | 300 | 2000 | 164.35 | 53.2 | 61.2 | 8 | 0
2025 | MISO_MO-IL_2_SPP_N | MISO_MO-IL | SPP_N | Internal | Summer | B7 | 400 | 2000 | 0 | 43.2 | 50.21 | 8 | 0
2025 | MISO_MO-IL_2_SPP_N | MISO_MO-IL | SPP_N | Internal | Summer | B8 | 500 | 2000 | 0 | 40.11 | 44.88 | 8 | 0
2025 | MISO_MO-IL_2_SPP_N | MISO_MO-IL | SPP_N | Internal | Summer | B9 | 800 | 2000 | 0 | 38.34 | 43.36 | 8 | 0
2025 | MISO_MO-IL_2_SPP_N | MISO_MO-IL | SPP_N | Internal | Summer | B10 | 1262 | 2000 | 0 | 35.56 | 42.55 | 8 | 0
2025 | MISO_MO-IL_2_SPP_N | MISO_MO-IL | SPP_N | Internal | Winter | B16 | 25 | 2000 | 0 | 62.49 | 64.26 | 8 | 0
2025 | MISO_MO-IL_2_SPP_N | MISO_MO-IL | SPP_N | Internal | Winter | B17 | 100 | 2000 | 0 | 50.89 | 48.55 | 8 | 0
2025 | MISO_MO-IL_2_SPP_N | MISO_MO-IL | SPP_N | Internal | Winter | B18 | 400 | 2000 | 0 | 46.58 | 47.82 | 8 | 0
2025 | MISO_MO-IL_2_SPP_N | MISO_MO-IL | SPP_N | Internal | Winter | B19 | 700 | 2000 | 0 | 44 | 47.71 | 8 | 0
2025 | MISO_MO-IL_2_SPP_N | MISO_MO-IL | SPP_N | Internal | Winter | B20 | 935 | 2000 | 0 | 37.36 | 43.33 | 8 | 0
2025 | MISO_MO-IL_2_TVA_Transmission | MISO_MO-IL | TVA_Transmission | Internal | Shoulder | B11 | 25 | 4000 | 0 | 63.15 | 67.13 | 8 | 0
2025 | MISO_MO-IL_2_TVA_Transmission | MISO_MO-IL | TVA_Transmission | Internal | Shoulder | B12 | 200 | 4000 | 0 | 49.75 | 52.5 | 8 | 0
2025 | MISO_MO-IL_2_TVA_Transmission | MISO_MO-IL | TVA_Transmission | Internal | Shoulder | B13 | 600 | 4000 | 0 | 44.8 | 49.06 | 8 | 0
2025 | MISO_MO-IL_2_TVA_Transmission | MISO_MO-IL | TVA_Transmission | Internal | Shoulder | B14 | 900 | 4000 | 0 | 42.88 | 47.67 | 8 | 0
2025 | MISO_MO-IL_2_TVA_Transmission | MISO_MO-IL | TVA_Transmission | Internal | Shoulder | B15 | 1203 | 4000 | 0 | 38.55 | 46.48 | 8 | 0
2025 | MISO_MO-IL_2_TVA_Transmission | MISO_MO-IL | TVA_Transmission | Internal | Summer | B1 | 10 | 4000 | 9.88 | 73.42 | 81.42 | 8 | 0
2025 | MISO_MO-IL_2_TVA_Transmission | MISO_MO-IL | TVA_Transmission | Internal | Summer | B2 | 25 | 4000 | 1699.78 | 71.4 | 79.4 | 8 | 0
2025 | MISO_MO-IL_2_TVA_Transmission | MISO_MO-IL | TVA_Transmission | Internal | Summer | B3 | 75 | 4000 | 0 | 68.9 | 74.43 | 8 | 0
2025 | MISO_MO-IL_2_TVA_Transmission | MISO_MO-IL | TVA_Transmission | Internal | Summer | B4 | 100 | 4000 | 0 | 68.9 | 74.2 | 8 | 0
2025 | MISO_MO-IL_2_TVA_Transmission | MISO_MO-IL | TVA_Transmission | Internal | Summer | B5 | 200 | 4000 | 0 | 65.88 | 69.89 | 8 | 0
2025 | MISO_MO-IL_2_TVA_Transmission | MISO_MO-IL | TVA_Transmission | Internal | Summer | B6 | 300 | 4000 | 0 | 53.2 | 58.19 | 8 | 0
2025 | MISO_MO-IL_2_TVA_Transmission | MISO_MO-IL | TVA_Transmission | Internal | Summer | B7 | 400 | 4000 | 0 | 43.2 | 50.2 | 8 | 0
2025 | MISO_MO-IL_2_TVA_Transmission | MISO_MO-IL | TVA_Transmission | Internal | Summer | B8 | 500 | 4000 | 0 | 40.11 | 45.66 | 8 | 0
2025 | MISO_MO-IL_2_TVA_Transmission | MISO_MO-IL | TVA_Transmission | Internal | Summer | B9 | 800 | 4000 | 0 | 38.34 | 45.35 | 8 | 0
2025 | MISO_MO-IL_2_TVA_Transmission | MISO_MO-IL | TVA_Transmission | Internal | Summer | B10 | 1262 | 4000 | 0 | 35.56 | 40.45 | 8 | 0
2025 | MISO_MO-IL_2_TVA_Transmission | MISO_MO-IL | TVA_Transmission | Internal | Winter | B16 | 25 | 4000 | 302.13 | 62.49 | 70.49 | 8 | 0
2025 | MISO_MO-IL_2_TVA_Transmission | MISO_MO-IL | TVA_Transmission | Internal | Winter | B17 | 100 | 4000 | 0 | 50.89 | 54.69 | 8 | 0
2025 | MISO_MO-IL_2_TVA_Transmission | MISO_MO-IL | TVA_Transmission | Internal | Winter | B18 | 400 | 4000 | 0 | 46.58 | 50.5 | 8 | 0
2025 | MISO_MO-IL_2_TVA_Transmission | MISO_MO-IL | TVA_Transmission | Internal | Winter | B19 | 700 | 4000 | 0 | 44 | 48.6 | 8 | 0
2025 | MISO_MO-IL_2_TVA_Transmission | MISO_MO-IL | TVA_Transmission | Internal | Winter | B20 | 935 | 4000 | 418.48 | 37.36 | 45.36 | 8 | 0
2025 | MISO_W_2_IESO | MISO_W | IESO | Internal | Shoulder | B11 | 25 | 90 | 0 | 63.14 | 35.9 | 8 | 0
2025 | MISO_W_2_IESO | MISO_W | IESO | Internal | Shoulder | B12 | 200 | 90 | 0 | 49.74 | 35.9 | 8 | 0
2025 | MISO_W_2_IESO | MISO_W | IESO | Internal | Shoulder | B13 | 600 | 90 | 0 | 44.8 | 35.9 | 8 | 0
2025 | MISO_W_2_IESO | MISO_W | IESO | Internal | Shoulder | B14 | 900 | 90 | 0 | 43.95 | 35.9 | 8 | 0
2025 | MISO_W_2_IESO | MISO_W | IESO | Internal | Shoulder | B15 | 1203 | 90 | 0 | 39.02 | 35.9 | 8 | 0
2025 | MISO_W_2_IESO | MISO_W | IESO | Internal | Summer | B1 | 10 | 90 | 0 | 73.41 | 66.42 | 8 | 0
2025 | MISO_W_2_IESO | MISO_W | IESO | Internal | Summer | B2 | 25 | 90 | 0 | 71.4 | 63.9 | 8 | 0
2025 | MISO_W_2_IESO | MISO_W | IESO | Internal | Summer | B3 | 75 | 90 | 0 | 70.2 | 49.64 | 8 | 0
2025 | MISO_W_2_IESO | MISO_W | IESO | Internal | Summer | B4 | 100 | 90 | 0 | 70.2 | 43.12 | 8 | 0
2025 | MISO_W_2_IESO | MISO_W | IESO | Internal | Summer | B5 | 200 | 90 | 0 | 65.89 | 41.41 | 8 | 0
2025 | MISO_W_2_IESO | MISO_W | IESO | Internal | Summer | B6 | 300 | 90 | 0 | 54.2 | 41.41 | 8 | 0
2025 | MISO_W_2_IESO | MISO_W | IESO | Internal | Summer | B7 | 400 | 90 | 0 | 43.21 | 36.22 | 8 | 0
2025 | MISO_W_2_IESO | MISO_W | IESO | Internal | Summer | B8 | 500 | 90 | 0 | 40.12 | 33.7 | 8 | 0
2025 | MISO_W_2_IESO | MISO_W | IESO | Internal | Summer | B9 | 800 | 90 | 0 | 40.1 | 33.7 | 8 | 0
2025 | MISO_W_2_IESO | MISO_W | IESO | Internal | Summer | B10 | 1262 | 90 | 0 | 35.55 | 33.7 | 8 | 0
2025 | MISO_W_2_IESO | MISO_W | IESO | Internal | Winter | B16 | 25 | 90 | 0 | 62.48 | 43.39 | 8 | 0
2025 | MISO_W_2_IESO | MISO_W | IESO | Internal | Winter | B17 | 100 | 90 | 0 | 50.88 | 41.19 | 8 | 0
2025 | MISO_W_2_IESO | MISO_W | IESO | Internal | Winter | B18 | 400 | 90 | 0 | 47.13 | 38.94 | 8 | 0
2025 | MISO_W_2_IESO | MISO_W | IESO | Internal | Winter | B19 | 700 | 90 | 0 | 45.29 | 38.94 | 8 | 0
2025 | MISO_W_2_IESO | MISO_W | IESO | Internal | Winter | B20 | 935 | 90 | 0 | 37.36 | 38.94 | 8 | 0
2025 | MISO_W_2_MAPP_CA | MISO_W | MAPP_CA | Internal | Shoulder | B11 | 25 | 700 | 0 | 63.14 | 49.6 | 0.01 | 0
2025 | MISO_W_2_MAPP_CA | MISO_W | MAPP_CA | Internal | Shoulder | B12 | 200 | 700 | 0.02 | 49.74 | 49.72 | 0.01 | 0
2025 | MISO_W_2_MAPP_CA | MISO_W | MAPP_CA | Internal | Shoulder | B13 | 600 | 700 | 0 | 44.8 | 44.79 | 0.01 | 0
2025 | MISO_W_2_MAPP_CA | MISO_W | MAPP_CA | Internal | Shoulder | B14 | 900 | 700 | 582.66 | 43.95 | 43.96 | 0.01 | 0
2025 | MISO_W_2_MAPP_CA | MISO_W | MAPP_CA | Internal | Shoulder | B15 | 1203 | 700 | 700 | 39.02 | 43.96 | 0.01 | 4.93
2025 | MISO_W_2_MAPP_CA | MISO_W | MAPP_CA | Internal | Summer | B1 | 10 | 700 | 0 | 73.41 | 71.58 | 0.01 | 0
2025 | MISO_W_2_MAPP_CA | MISO_W | MAPP_CA | Internal | Summer | B2 | 25 | 700 | 0 | 71.4 | 70.9 | 0.01 | 0
2025 | MISO_W_2_MAPP_CA | MISO_W | MAPP_CA | Internal | Summer | B3 | 75 | 700 | 0 | 70.2 | 58.42 | 0.01 | 0
2025 | MISO_W_2_MAPP_CA | MISO_W | MAPP_CA | Internal | Summer | B4 | 100 | 700 | 0 | 70.2 | 58.42 | 0.01 | 0
2025 | MISO_W_2_MAPP_CA | MISO_W | MAPP_CA | Internal | Summer | B5 | 200 | 700 | 0 | 65.89 | 54.59 | 0.01 | 0
2025 | MISO_W_2_MAPP_CA | MISO_W | MAPP_CA | Internal | Summer | B6 | 300 | 700 | 0 | 54.2 | 49.6 | 0.01 | 0
2025 | MISO_W_2_MAPP_CA | MISO_W | MAPP_CA | Internal | Summer | B7 | 400 | 700 | 0 | 43.21 | 43.2 | 0.01 | 0
2025 | MISO_W_2_MAPP_CA | MISO_W | MAPP_CA | Internal | Summer | B8 | 500 | 700 | 0 | 40.12 | 40.11 | 0.01 | 0
2025 | MISO_W_2_MAPP_CA | MISO_W | MAPP_CA | Internal | Summer | B9 | 800 | 700 | 517.58 | 40.1 | 40.11 | 0.01 | 0
2025 | MISO_W_2_MAPP_CA | MISO_W | MAPP_CA | Internal | Summer | B10 | 1262 | 700 | 700 | 35.55 | 40.11 | 0.01 | 4.55
2025 | MISO_W_2_MAPP_CA | MISO_W | MAPP_CA | Internal | Winter | B16 | 25 | 700 | 0.14 | 62.48 | 62.47 | 0.01 | 0
2025 | MISO_W_2_MAPP_CA | MISO_W | MAPP_CA | Internal | Winter | B17 | 100 | 700 | 0.04 | 50.88 | 50.87 | 0.01 | 0
2025 | MISO_W_2_MAPP_CA | MISO_W | MAPP_CA | Internal | Winter | B18 | 400 | 700 | 700 | 47.13 | 47.25 | 0.01 | 0.11
2025 | MISO_W_2_MAPP_CA | MISO_W | MAPP_CA | Internal | Winter | B19 | 700 | 700 | 700 | 45.29 | 47.25 | 0.01 | 1.95
2025 | MISO_W_2_MAPP_CA | MISO_W | MAPP_CA | Internal | Winter | B20 | 935 | 700 | 700 | 37.36 | 47.25 | 0.01 | 9.88
2025 | MISO_W_2_MAPP_US | MISO_W | MAPP_US | Internal | Shoulder | B11 | 25 | 2300 | 0 | 63.14 | 56.14 | 7 | 0
2025 | MISO_W_2_MAPP_US | MISO_W | MAPP_US | Internal | Shoulder | B12 | 200 | 2300 | 0 | 49.74 | 42.74 | 7 | 0
2025 | MISO_W_2_MAPP_US | MISO_W | MAPP_US | Internal | Shoulder | B13 | 600 | 2300 | 0 | 44.8 | 38.19 | 7 | 0
2025 | MISO_W_2_MAPP_US | MISO_W | MAPP_US | Internal | Shoulder | B14 | 900 | 2300 | 0 | 43.95 | 37.88 | 7 | 0
2025 | MISO_W_2_MAPP_US | MISO_W | MAPP_US | Internal | Shoulder | B15 | 1203 | 2300 | 0 | 39.02 | 37.76 | 7 | 0
2025 | MISO_W_2_MAPP_US | MISO_W | MAPP_US | Internal | Summer | B1 | 10 | 2300 | 0 | 73.41 | 66.58 | 7 | 0
2025 | MISO_W_2_MAPP_US | MISO_W | MAPP_US | Internal | Summer | B2 | 25 | 2300 | 0 | 71.4 | 66.58 | 7 | 0
2025 | MISO_W_2_MAPP_US | MISO_W | MAPP_US | Internal | Summer | B3 | 75 | 2300 | 0 | 70.2 | 65.42 | 7 | 0
2025 | MISO_W_2_MAPP_US | MISO_W | MAPP_US | Internal | Summer | B4 | 100 | 2300 | 0 | 70.2 | 65.42 | 7 | 0
2025 | MISO_W_2_MAPP_US | MISO_W | MAPP_US | Internal | Summer | B5 | 200 | 2300 | 0 | 65.89 | 61.59 | 7 | 0
2025 | MISO_W_2_MAPP_US | MISO_W | MAPP_US | Internal | Summer | B6 | 300 | 2300 | 0 | 54.2 | 54.19 | 7 | 0
2025 | MISO_W_2_MAPP_US | MISO_W | MAPP_US | Internal | Summer | B7 | 400 | 2300 | 0 | 43.21 | 42.14 | 7 | 0
2025 | MISO_W_2_MAPP_US | MISO_W | MAPP_US | Internal | Summer | B8 | 500 | 2300 | 0 | 40.12 | 35.15 | 7 | 0
2025 | MISO_W_2_MAPP_US | MISO_W | MAPP_US | Internal | Summer | B9 | 800 | 2300 | 0 | 40.1 | 35.15 | 7 | 0
2025 | MISO_W_2_MAPP_US | MISO_W | MAPP_US | Internal | Summer | B10 | 1262 | 2300 | 0 | 35.55 | 28.55 | 7 | 0
2025 | MISO_W_2_MAPP_US | MISO_W | MAPP_US | Internal | Winter | B16 | 25 | 2300 | 0 | 62.48 | 55.48 | 7 | 0
2025 | MISO_W_2_MAPP_US | MISO_W | MAPP_US | Internal | Winter | B17 | 100 | 2300 | 0 | 50.88 | 43.88 | 7 | 0
2025 | MISO_W_2_MAPP_US | MISO_W | MAPP_US | Internal | Winter | B18 | 400 | 2300 | 0 | 47.13 | 40.7 | 7 | 0
2025 | MISO_W_2_MAPP_US | MISO_W | MAPP_US | Internal | Winter | B19 | 700 | 2300 | 0 | 45.29 | 40.7 | 7 | 0
2025 | MISO_W_2_MAPP_US | MISO_W | MAPP_US | Internal | Winter | B20 | 935 | 2300 | 0 | 37.36 | 34.85 | 7 | 0
2025 | MISO_W_2_MISO_MO-IL | MISO_W | MISO_MO-IL | Internal | Shoulder | B11 | 25 | 3800 | 975.35 | 63.14 | 63.15 | 0.01 | 0
2025 | MISO_W_2_MISO_MO-IL | MISO_W | MISO_MO-IL | Internal | Shoulder | B12 | 200 | 3800 | 946.09 | 49.74 | 49.75 | 0.01 | 0
2025 | MISO_W_2_MISO_MO-IL | MISO_W | MISO_MO-IL | Internal | Shoulder | B13 | 600 | 3800 | 0.01 | 44.8 | 44.8 | 0.01 | 0
2025 | MISO_W_2_MISO_MO-IL | MISO_W | MISO_MO-IL | Internal | Shoulder | B14 | 900 | 3800 | 0 | 43.95 | 42.88 | 0.01 | 0
2025 | MISO_W_2_MISO_MO-IL | MISO_W | MISO_MO-IL | Internal | Shoulder | B15 | 1203 | 3800 | 0 | 39.02 | 38.55 | 0.01 | 0
2025 | MISO_W_2_MISO_MO-IL | MISO_W | MISO_MO-IL | Internal | Summer | B1 | 10 | 3800 | 465.41 | 73.41 | 73.42 | 0.01 | 0
2025 | MISO_W_2_MISO_MO-IL | MISO_W | MISO_MO-IL | Internal | Summer | B2 | 25 | 3800 | 0.31 | 71.4 | 71.4 | 0.01 | 0
2025 | MISO_W_2_MISO_MO-IL | MISO_W | MISO_MO-IL | Internal | Summer | B3 | 75 | 3800 | 0 | 70.2 | 68.9 | 0.01 | 0
2025 | MISO_W_2_MISO_MO-IL | MISO_W | MISO_MO-IL | Internal | Summer | B4 | 100 | 3800 | 0 | 70.2 | 68.9 | 0.01 | 0
2025 | MISO_W_2_MISO_MO-IL | MISO_W | MISO_MO-IL | Internal | Summer | B5 | 200 | 3800 | 0.02 | 65.89 | 65.88 | 0.01 | 0
2025 | MISO_W_2_MISO_MO-IL | MISO_W | MISO_MO-IL | Internal | Summer | B6 | 300 | 3800 | 0 | 54.2 | 53.2 | 0.01 | 0
2025 | MISO_W_2_MISO_MO-IL | MISO_W | MISO_MO-IL | Internal | Summer | B7 | 400 | 3800 | 0 | 43.21 | 43.2 | 0.01 | 0
2025 | MISO_W_2_MISO_MO-IL | MISO_W | MISO_MO-IL | Internal | Summer | B8 | 500 | 3800 | 0 | 40.12 | 40.11 | 0.01 | 0
2025 | MISO_W_2_MISO_MO-IL | MISO_W | MISO_MO-IL | Internal | Summer | B9 | 800 | 3800 | 0 | 40.1 | 38.34 | 0.01 | 0
2025 | MISO_W_2_MISO_MO-IL | MISO_W | MISO_MO-IL | Internal | Summer | B10 | 1262 | 3800 | 587.12 | 35.55 | 35.56 | 0.01 | 0
2025 | MISO_W_2_MISO_MO-IL | MISO_W | MISO_MO-IL | Internal | Winter | B16 | 25 | 3800 | 1805.99 | 62.48 | 62.49 | 0.01 | 0
2025 | MISO_W_2_MISO_MO-IL | MISO_W | MISO_MO-IL | Internal | Winter | B17 | 100 | 3800 | 1462.64 | 50.88 | 50.89 | 0.01 | 0
2025 | MISO_W_2_MISO_MO-IL | MISO_W | MISO_MO-IL | Internal | Winter | B18 | 400 | 3800 | 0 | 47.13 | 46.58 | 0.01 | 0
2025 | MISO_W_2_MISO_MO-IL | MISO_W | MISO_MO-IL | Internal | Winter | B19 | 700 | 3800 | 0 | 45.29 | 44 | 0.01 | 0
2025 | MISO_W_2_MISO_MO-IL | MISO_W | MISO_MO-IL | Internal | Winter | B20 | 935 | 3800 | 0 | 37.36 | 37.36 | 0.01 | 0
2025 | MISO_W_2_MISO_WUMS | MISO_W | MISO_WUMS | Internal | Shoulder | B11 | 25 | 1629 | 0.14 | 63.14 | 63.13 | 0.01 | 0
2025 | MISO_W_2_MISO_WUMS | MISO_W | MISO_WUMS | Internal | Shoulder | B12 | 200 | 1629 | 309.76 | 49.74 | 49.75 | 0.01 | 0
2025 | MISO_W_2_MISO_WUMS | MISO_W | MISO_WUMS | Internal | Shoulder | B13 | 600 | 1629 | 0.01 | 44.8 | 44.8 | 0.01 | 0
2025 | MISO_W_2_MISO_WUMS | MISO_W | MISO_WUMS | Internal | Shoulder | B14 | 900 | 1629 | 0 | 43.95 | 43.93 | 0.01 | 0
2025 | MISO_W_2_MISO_WUMS | MISO_W | MISO_WUMS | Internal | Shoulder | B15 | 1203 | 1629 | 717.63 | 39.02 | 39.03 | 0.01 | 0
2025 | MISO_W_2_MISO_WUMS | MISO_W | MISO_WUMS | Internal | Summer | B1 | 10 | 1629 | 0 | 73.41 | 70.76 | 0.01 | 0
2025 | MISO_W_2_MISO_WUMS | MISO_W | MISO_WUMS | Internal | Summer | B2 | 25 | 1629 | 0 | 71.4 | 70.76 | 0.01 | 0
2025 | MISO_W_2_MISO_WUMS | MISO_W | MISO_WUMS | Internal | Summer | B3 | 75 | 1629 | 0 | 70.2 | 66.56 | 0.01 | 0
2025 | MISO_W_2_MISO_WUMS | MISO_W | MISO_WUMS | Internal | Summer | B4 | 100 | 1629 | 0 | 70.2 | 66.56 | 0.01 | 0
2025 | MISO_W_2_MISO_WUMS | MISO_W | MISO_WUMS | Internal | Summer | B5 | 200 | 1629 | 0.02 | 65.89 | 65.88 | 0.01 | 0
2025 | MISO_W_2_MISO_WUMS | MISO_W | MISO_WUMS | Internal | Summer | B6 | 300 | 1629 | 0.01 | 54.2 | 54.19 | 0.01 | 0
2025 | MISO_W_2_MISO_WUMS | MISO_W | MISO_WUMS | Internal | Summer | B7 | 400 | 1629 | 0 | 43.21 | 43.2 | 0.01 | 0
2025 | MISO_W_2_MISO_WUMS | MISO_W | MISO_WUMS | Internal | Summer | B8 | 500 | 1629 | 0 | 40.12 | 40.11 | 0.01 | 0
2025 | MISO_W_2_MISO_WUMS | MISO_W | MISO_WUMS | Internal | Summer | B9 | 800 | 1629 | 569.32 | 40.1 | 40.11 | 0.01 | 0
2025 | MISO_W_2_MISO_WUMS | MISO_W | MISO_WUMS | Internal | Summer | B10 | 1262 | 1629 | 1629 | 35.55 | 36.29 | 0.01 | 0.73
2025 | MISO_W_2_MISO_WUMS | MISO_W | MISO_WUMS | Internal | Winter | B16 | 25 | 1629 | 1031.44 | 62.48 | 62.49 | 0.01 | 0
2025 | MISO_W_2_MISO_WUMS | MISO_W | MISO_WUMS | Internal | Winter | B17 | 100 | 1629 | 1510.25 | 50.88 | 50.89 | 0.01 | 0
2025 | MISO_W_2_MISO_WUMS | MISO_W | MISO_WUMS | Internal | Winter | B18 | 400 | 1629 | 0.02 | 47.13 | 47.13 | 0.01 | 0
2025 | MISO_W_2_MISO_WUMS | MISO_W | MISO_WUMS | Internal | Winter | B19 | 700 | 1629 | 0 | 45.29 | 45.27 | 0.01 | 0
2025 | MISO_W_2_MISO_WUMS | MISO_W | MISO_WUMS | Internal | Winter | B20 | 935 | 1629 | 1431.85 | 37.36 | 37.37 | 0.01 | 0
2025 | MISO_W_2_NE | MISO_W | NE | Internal | Shoulder | B11 | 25 | 2800 | 0 | 63.14 | 63.14 | 7 | 0
2025 | MISO_W_2_NE | MISO_W | NE | Internal | Shoulder | B12 | 200 | 2800 | 0 | 49.74 | 49.74 | 7 | 0
2025 | MISO_W_2_NE | MISO_W | NE | Internal | Shoulder | B13 | 600 | 2800 | 0 | 44.8 | 45.19 | 7 | 0
2025 | MISO_W_2_NE | MISO_W | NE | Internal | Shoulder | B14 | 900 | 2800 | 0 | 43.95 | 44.88 | 7 | 0
2025 | MISO_W_2_NE | MISO_W | NE | Internal | Shoulder | B15 | 1203 | 2800 | 0 | 39.02 | 44.76 | 7 | 0
2025 | MISO_W_2_NE | MISO_W | NE | Internal | Summer | B1 | 10 | 2800 | 0 | 73.41 | 73.58 | 7 | 0
2025 | MISO_W_2_NE | MISO_W | NE | Internal | Summer | B2 | 25 | 2800 | 0 | 71.4 | 73.58 | 7 | 0
2025 | MISO_W_2_NE | MISO_W | NE | Internal | Summer | B3 | 75 | 2800 | 0 | 70.2 | 72.42 | 7 | 0
2025 | MISO_W_2_NE | MISO_W | NE | Internal | Summer | B4 | 100 | 2800 | 0 | 70.2 | 72.42 | 7 | 0
2025 | MISO_W_2_NE | MISO_W | NE | Internal | Summer | B5 | 200 | 2800 | 0 | 65.89 | 68.59 | 7 | 0
2025 | MISO_W_2_NE | MISO_W | NE | Internal | Summer | B6 | 300 | 2800 | 0.02 | 54.2 | 61.19 | 7 | 0
2025 | MISO_W_2_NE | MISO_W | NE | Internal | Summer | B7 | 400 | 2800 | 0 | 43.21 | 49.14 | 7 | 0
2025 | MISO_W_2_NE | MISO_W | NE | Internal | Summer | B8 | 500 | 2800 | 0 | 40.12 | 42.15 | 7 | 0
2025 | MISO_W_2_NE | MISO_W | NE | Internal | Summer | B9 | 800 | 2800 | 0 | 40.1 | 42.15 | 7 | 0
2025 | MISO_W_2_NE | MISO_W | NE | Internal | Summer | B10 | 1262 | 2800 | 0 | 35.55 | 35.55 | 7 | 0
2025 | MISO_W_2_NE | MISO_W | NE | Internal | Winter | B16 | 25 | 2800 | 0 | 62.48 | 62.48 | 7 | 0
2025 | MISO_W_2_NE | MISO_W | NE | Internal | Winter | B17 | 100 | 2800 | 0 | 50.88 | 48.54 | 7 | 0
2025 | MISO_W_2_NE | MISO_W | NE | Internal | Winter | B18 | 400 | 2800 | 0 | 47.13 | 47.7 | 7 | 0
2025 | MISO_W_2_NE | MISO_W | NE | Internal | Winter | B19 | 700 | 2800 | 0 | 45.29 | 47.7 | 7 | 0
2025 | MISO_W_2_NE | MISO_W | NE | Internal | Winter | B20 | 935 | 2800 | 0 | 37.36 | 41.85 | 7 | 0
2025 | MISO_W_2_PJM_ROR | MISO_W | PJM_ROR | Internal | Shoulder | B11 | 25 | 773 | 0 | 63.14 | 61.13 | 2 | 0
2025 | MISO_W_2_PJM_ROR | MISO_W | PJM_ROR | Internal | Shoulder | B12 | 200 | 773 | 772.96 | 49.74 | 51.75 | 2 | 0.01
2025 | MISO_W_2_PJM_ROR | MISO_W | PJM_ROR | Internal | Shoulder | B13 | 600 | 773 | 189.49 | 44.8 | 46.8 | 2 | 0
2025 | MISO_W_2_PJM_ROR | MISO_W | PJM_ROR | Internal | Shoulder | B14 | 900 | 773 | 0 | 43.95 | 43.99 | 2 | 0
2025 | MISO_W_2_PJM_ROR | MISO_W | PJM_ROR | Internal | Shoulder | B15 | 1203 | 773 | 0 | 39.02 | 40.55 | 2 | 0
2025 | MISO_W_2_PJM_ROR | MISO_W | PJM_ROR | Internal | Summer | B1 | 10 | 773 | 772.65 | 73.41 | 75.43 | 2 | 0.02
2025 | MISO_W_2_PJM_ROR | MISO_W | PJM_ROR | Internal | Summer | B2 | 25 | 773 | 581.67 | 71.4 | 73.4 | 2 | 0
2025 | MISO_W_2_PJM_ROR | MISO_W | PJM_ROR | Internal | Summer | B3 | 75 | 773 | 0 | 70.2 | 68.43 | 2 | 0
2025 | MISO_W_2_PJM_ROR | MISO_W | PJM_ROR | Internal | Summer | B4 | 100 | 773 | 0 | 70.2 | 68.2 | 2 | 0
2025 | MISO_W_2_PJM_ROR | MISO_W | PJM_ROR | Internal | Summer | B5 | 200 | 773 | 0 | 65.89 | 63.89 | 2 | 0
2025 | MISO_W_2_PJM_ROR | MISO_W | PJM_ROR | Internal | Summer | B6 | 300 | 773 | 0 | 54.2 | 52.19 | 2 | 0
2025 | MISO_W_2_PJM_ROR | MISO_W | PJM_ROR | Internal | Summer | B7 | 400 | 773 | 0 | 43.21 | 44.2 | 2 | 0
2025 | MISO_W_2_PJM_ROR | MISO_W | PJM_ROR | Internal | Summer | B8 | 500 | 773 | 0 | 40.12 | 41.75 | 2 | 0
2025 | MISO_W_2_PJM_ROR | MISO_W | PJM_ROR | Internal | Summer | B9 | 800 | 773 | 0 | 40.1 | 40.34 | 2 | 0
2025 | MISO_W_2_PJM_ROR | MISO_W | PJM_ROR | Internal | Summer | B10 | 1262 | 773 | 0 | 35.55 | 37.36 | 2 | 0
2025 | MISO_W_2_PJM_ROR | MISO_W | PJM_ROR | Internal | Winter | B16 | 25 | 773 | 772.71 | 62.48 | 64.49 | 2 | 0.01
2025 | MISO_W_2_PJM_ROR | MISO_W | PJM_ROR | Internal | Winter | B17 | 100 | 773 | 772.93 | 50.88 | 52.89 | 2 | 0.01
2025 | MISO_W_2_PJM_ROR | MISO_W | PJM_ROR | Internal | Winter | B18 | 400 | 773 | 0 | 47.13 | 48.58 | 2 | 0
2025 | MISO_W_2_PJM_ROR | MISO_W | PJM_ROR | Internal | Winter | B19 | 700 | 773 | 0 | 45.29 | 45.05 | 2 | 0
2025 | MISO_W_2_PJM_ROR | MISO_W | PJM_ROR | Internal | Winter | B20 | 935 | 773 | 642.35 | 37.36 | 39.36 | 2 | 0
2025 | MISO_W_2_SPP_N | MISO_W | SPP_N | Internal | Shoulder | B11 | 25 | 3200 | 0.07 | 63.14 | 70.09 | 7 | 0
2025 | MISO_W_2_SPP_N | MISO_W | SPP_N | Internal | Shoulder | B12 | 200 | 3200 | 0 | 49.74 | 49.75 | 7 | 0
2025 | MISO_W_2_SPP_N | MISO_W | SPP_N | Internal | Shoulder | B13 | 600 | 3200 | 0 | 44.8 | 45.2 | 7 | 0
2025 | MISO_W_2_SPP_N | MISO_W | SPP_N | Internal | Shoulder | B14 | 900 | 3200 | 0 | 43.95 | 44.89 | 7 | 0
2025 | MISO_W_2_SPP_N | MISO_W | SPP_N | Internal | Shoulder | B15 | 1203 | 3200 | 0 | 39.02 | 44.77 | 7 | 0
2025 | MISO_W_2_SPP_N | MISO_W | SPP_N | Internal | Summer | B1 | 10 | 3200 | 0 | 73.41 | 73.59 | 7 | 0
2025 | MISO_W_2_SPP_N | MISO_W | SPP_N | Internal | Summer | B2 | 25 | 3200 | 0 | 71.4 | 73.59 | 7 | 0
2025 | MISO_W_2_SPP_N | MISO_W | SPP_N | Internal | Summer | B3 | 75 | 3200 | 0 | 70.2 | 73.59 | 7 | 0
2025 | MISO_W_2_SPP_N | MISO_W | SPP_N | Internal | Summer | B4 | 100 | 3200 | 0 | 70.2 | 73.59 | 7 | 0
2025 | MISO_W_2_SPP_N | MISO_W | SPP_N | Internal | Summer | B5 | 200 | 3200 | 0 | 65.89 | 68.61 | 7 | 0
2025 | MISO_W_2_SPP_N | MISO_W | SPP_N | Internal | Summer | B6 | 300 | 3200 | 2212.47 | 54.2 | 61.2 | 7 | 0
2025 | MISO_W_2_SPP_N | MISO_W | SPP_N | Internal | Summer | B7 | 400 | 3200 | 1422.87 | 43.21 | 50.21 | 7 | 0
2025 | MISO_W_2_SPP_N | MISO_W | SPP_N | Internal | Summer | B8 | 500 | 3200 | 0 | 40.12 | 44.88 | 7 | 0
2025 | MISO_W_2_SPP_N | MISO_W | SPP_N | Internal | Summer | B9 | 800 | 3200 | 0 | 40.1 | 43.36 | 7 | 0
2025 | MISO_W_2_SPP_N | MISO_W | SPP_N | Internal | Summer | B10 | 1262 | 3200 | 279.12 | 35.55 | 42.55 | 7 | 0
2025 | MISO_W_2_SPP_N | MISO_W | SPP_N | Internal | Winter | B16 | 25 | 3200 | 0 | 62.48 | 64.26 | 7 | 0
2025 | MISO_W_2_SPP_N | MISO_W | SPP_N | Internal | Winter | B17 | 100 | 3200 | 0 | 50.88 | 48.55 | 7 | 0
2025 | MISO_W_2_SPP_N | MISO_W | SPP_N | Internal | Winter | B18 | 400 | 3200 | 0 | 47.13 | 47.82 | 7 | 0
2025 | MISO_W_2_SPP_N | MISO_W | SPP_N | Internal | Winter | B19 | 700 | 3200 | 0 | 45.29 | 47.71 | 7 | 0
2025 | MISO_W_2_SPP_N | MISO_W | SPP_N | Internal | Winter | B20 | 935 | 3200 | 0 | 37.36 | 43.33 | 7 | 0
2025 | MISO_WUMS_2_MISO_MI | MISO_WUMS | MISO_MI | Internal | Shoulder | B11 | 25 | 99 | 0 | 63.13 | 58.37 | 0.01 | 0
2025 | MISO_WUMS_2_MISO_MI | MISO_WUMS | MISO_MI | Internal | Shoulder | B12 | 200 | 99 | 99 | 49.75 | 50.94 | 0.01 | 1.18
2025 | MISO_WUMS_2_MISO_MI | MISO_WUMS | MISO_MI | Internal | Shoulder | B13 | 600 | 99 | 0.01 | 44.8 | 44.8 | 0.01 | 0
2025 | MISO_WUMS_2_MISO_MI | MISO_WUMS | MISO_MI | Internal | Shoulder | B14 | 900 | 99 | 0 | 43.93 | 42.9 | 0.01 | 0
2025 | MISO_WUMS_2_MISO_MI | MISO_WUMS | MISO_MI | Internal | Shoulder | B15 | 1203 | 99 | 0 | 39.03 | 38.64 | 0.01 | 0
2025 | MISO_WUMS_2_MISO_MI | MISO_WUMS | MISO_MI | Internal | Summer | B1 | 10 | 99 | 99 | 70.76 | 73.42 | 0.01 | 2.65
2025 | MISO_WUMS_2_MISO_MI | MISO_WUMS | MISO_MI | Internal | Summer | B2 | 25 | 99 | 98.97 | 70.76 | 70.9 | 0.01 | 0.13
2025 | MISO_WUMS_2_MISO_MI | MISO_WUMS | MISO_MI | Internal | Summer | B3 | 75 | 99 | 0 | 66.56 | 66.43 | 0.01 | 0
2025 | MISO_WUMS_2_MISO_MI | MISO_WUMS | MISO_MI | Internal | Summer | B4 | 100 | 99 | 0 | 66.56 | 65.61 | 0.01 | 0
2025 | MISO_WUMS_2_MISO_MI | MISO_WUMS | MISO_MI | Internal | Summer | B5 | 200 | 99 | 0 | 65.88 | 61.89 | 0.01 | 0
2025 | MISO_WUMS_2_MISO_MI | MISO_WUMS | MISO_MI | Internal | Summer | B6 | 300 | 99 | 0 | 54.19 | 50.19 | 0.01 | 0
2025 | MISO_WUMS_2_MISO_MI | MISO_WUMS | MISO_MI | Internal | Summer | B7 | 400 | 99 | 98.98 | 43.2 | 43.22 | 0.01 | 0.01
2025 | MISO_WUMS_2_MISO_MI | MISO_WUMS | MISO_MI | Internal | Summer | B8 | 500 | 99 | 99 | 40.11 | 40.53 | 0.01 | 0.41
2025 | MISO_WUMS_2_MISO_MI | MISO_WUMS | MISO_MI | Internal | Summer | B9 | 800 | 99 | 0 | 40.11 | 38.43 | 0.01 | 0
2025 | MISO_WUMS_2_MISO_MI | MISO_WUMS | MISO_MI | Internal | Summer | B10 | 1262 | 99 | 0 | 36.29 | 35.86 | 0.01 | 0
2025 | MISO_WUMS_2_MISO_MI | MISO_WUMS | MISO_MI | Internal | Winter | B16 | 25 | 99 | 0.26 | 62.49 | 62.49 | 0.01 | 0
2025 | MISO_WUMS_2_MISO_MI | MISO_WUMS | MISO_MI | Internal | Winter | B17 | 100 | 99 | 99 | 50.89 | 52.22 | 0.01 | 1.32
2025 | MISO_WUMS_2_MISO_MI | MISO_WUMS | MISO_MI | Internal | Winter | B18 | 400 | 99 | 0 | 47.13 | 46.6 | 0.01 | 0
2025 | MISO_WUMS_2_MISO_MI | MISO_WUMS | MISO_MI | Internal | Winter | B19 | 700 | 99 | 0 | 45.27 | 44.02 | 0.01 | 0
2025 | MISO_WUMS_2_MISO_MI | MISO_WUMS | MISO_MI | Internal | Winter | B20 | 935 | 99 | 45.53 | 37.37 | 37.39 | 0.01 | 0
2025 | MISO_WUMS_2_MISO_W | MISO_WUMS | MISO_W | Internal | Shoulder | B11 | 25 | 1137 | 655.64 | 63.13 | 63.14 | 0.01 | 0
2025 | MISO_WUMS_2_MISO_W | MISO_WUMS | MISO_W | Internal | Shoulder | B12 | 200 | 1137 | 0.02 | 49.75 | 49.74 | 0.01 | 0
2025 | MISO_WUMS_2_MISO_W | MISO_WUMS | MISO_W | Internal | Shoulder | B13 | 600 | 1137 | 0.01 | 44.8 | 44.8 | 0.01 | 0
2025 | MISO_WUMS_2_MISO_W | MISO_WUMS | MISO_W | Internal | Shoulder | B14 | 900 | 1137 | 937.51 | 43.93 | 43.95 | 0.01 | 0
2025 | MISO_WUMS_2_MISO_W | MISO_WUMS | MISO_W | Internal | Shoulder | B15 | 1203 | 1137 | 0 | 39.03 | 39.02 | 0.01 | 0
2025 | MISO_WUMS_2_MISO_W | MISO_WUMS | MISO_W | Internal | Summer | B1 | 10 | 1137 | 1137 | 70.76 | 73.41 | 0.01 | 2.63
2025 | MISO_WUMS_2_MISO_W | MISO_WUMS | MISO_W | Internal | Summer | B2 | 25 | 1137 | 1136.99 | 70.76 | 71.4 | 0.01 | 0.63
2025 | MISO_WUMS_2_MISO_W | MISO_WUMS | MISO_W | Internal | Summer | B3 | 75 | 1137 | 1137 | 66.56 | 70.2 | 0.01 | 3.62
2025 | MISO_WUMS_2_MISO_W | MISO_WUMS | MISO_W | Internal | Summer | B4 | 100 | 1137 | 1137 | 66.56 | 70.2 | 0.01 | 3.62
2025 | MISO_WUMS_2_MISO_W | MISO_WUMS | MISO_W | Internal | Summer | B5 | 200 | 1137 | 211.33 | 65.88 | 65.89 | 0.01 | 0
2025 | MISO_WUMS_2_MISO_W | MISO_WUMS | MISO_W | Internal | Summer | B6 | 300 | 1137 | 941.2 | 54.19 | 54.2 | 0.01 | 0
2025 | MISO_WUMS_2_MISO_W | MISO_WUMS | MISO_W | Internal | Summer | B7 | 400 | 1137 | 842.16 | 43.2 | 43.21 | 0.01 | 0
2025 | MISO_WUMS_2_MISO_W | MISO_WUMS | MISO_W | Internal | Summer | B8 | 500 | 1137 | 67.52 | 40.11 | 40.12 | 0.01 | 0
2025 | MISO_WUMS_2_MISO_W | MISO_WUMS | MISO_W | Internal | Summer | B9 | 800 | 1137 | 0 | 40.11 | 40.1 | 0.01 | 0
2025 | MISO_WUMS_2_MISO_W | MISO_WUMS | MISO_W | Internal | Summer | B10 | 1262 | 1137 | 0 | 36.29 | 35.55 | 0.01 | 0
2025 | MISO_WUMS_2_MISO_W | MISO_WUMS | MISO_W | Internal | Winter | B16 | 25 | 1137 | 0.15 | 62.49 | 62.48 | 0.01 | 0
2025 | MISO_WUMS_2_MISO_W | MISO_WUMS | MISO_W | Internal | Winter | B17 | 100 | 1137 | 0.04 | 50.89 | 50.88 | 0.01 | 0
2025 | MISO_WUMS_2_MISO_W | MISO_WUMS | MISO_W | Internal | Winter | B18 | 400 | 1137 | 0.05 | 47.13 | 47.13 | 0.01 | 0
2025 | MISO_WUMS_2_MISO_W | MISO_WUMS | MISO_W | Internal | Winter | B19 | 700 | 1137 | 362.21 | 45.27 | 45.29 | 0.01 | 0
2025 | MISO_WUMS_2_MISO_W | MISO_WUMS | MISO_W | Internal | Winter | B20 | 935 | 1137 | 0 | 37.37 | 37.36 | 0.01 | 0
2025 | MISO_WUMS_2_PJM_ROR | MISO_WUMS | PJM_ROR | Internal | Shoulder | B11 | 25 | 1600 | 0 | 63.13 | 61.13 | 2 | 0
2025 | MISO_WUMS_2_PJM_ROR | MISO_WUMS | PJM_ROR | Internal | Shoulder | B12 | 200 | 1600 | 386.12 | 49.75 | 51.75 | 2 | 0
2025 | MISO_WUMS_2_PJM_ROR | MISO_WUMS | PJM_ROR | Internal | Shoulder | B13 | 600 | 1600 | 263.5 | 44.8 | 46.8 | 2 | 0
2025 | MISO_WUMS_2_PJM_ROR | MISO_WUMS | PJM_ROR | Internal | Shoulder | B14 | 900 | 1600 | 0 | 43.93 | 43.99 | 2 | 0
2025 | MISO_WUMS_2_PJM_ROR | MISO_WUMS | PJM_ROR | Internal | Shoulder | B15 | 1203 | 1600 | 0 | 39.03 | 40.55 | 2 | 0
2025 | MISO_WUMS_2_PJM_ROR | MISO_WUMS | PJM_ROR | Internal | Summer | B1 | 10 | 1600 | 1600 | 70.76 | 75.43 | 2 | 2.67
2025 | MISO_WUMS_2_PJM_ROR | MISO_WUMS | PJM_ROR | Internal | Summer | B2 | 25 | 1600 | 1599.99 | 70.76 | 73.4 | 2 | 0.64
2025 | MISO_WUMS_2_PJM_ROR | MISO_WUMS | PJM_ROR | Internal | Summer | B3 | 75 | 1600 | 0 | 66.56 | 68.43 | 2 | 0
2025 | MISO_WUMS_2_PJM_ROR | MISO_WUMS | PJM_ROR | Internal | Summer | B4 | 100 | 1600 | 0 | 66.56 | 68.2 | 2 | 0
2025 | MISO_WUMS_2_PJM_ROR | MISO_WUMS | PJM_ROR | Internal | Summer | B5 | 200 | 1600 | 0 | 65.88 | 63.89 | 2 | 0
2025 | MISO_WUMS_2_PJM_ROR | MISO_WUMS | PJM_ROR | Internal | Summer | B6 | 300 | 1600 | 0 | 54.19 | 52.19 | 2 | 0
2025 | MISO_WUMS_2_PJM_ROR | MISO_WUMS | PJM_ROR | Internal | Summer | B7 | 400 | 1600 | 0 | 43.2 | 44.2 | 2 | 0
2025 | MISO_WUMS_2_PJM_ROR | MISO_WUMS | PJM_ROR | Internal | Summer | B8 | 500 | 1600 | 0 | 40.11 | 41.75 | 2 | 0
2025 | MISO_WUMS_2_PJM_ROR | MISO_WUMS | PJM_ROR | Internal | Summer | B9 | 800 | 1600 | 0 | 40.11 | 40.34 | 2 | 0
2025 | MISO_WUMS_2_PJM_ROR | MISO_WUMS | PJM_ROR | Internal | Summer | B10 | 1262 | 1600 | 0 | 36.29 | 37.36 | 2 | 0
2025 | MISO_WUMS_2_PJM_ROR | MISO_WUMS | PJM_ROR | Internal | Winter | B16 | 25 | 1600 | 395.92 | 62.49 | 64.49 | 2 | 0
2025 | MISO_WUMS_2_PJM_ROR | MISO_WUMS | PJM_ROR | Internal | Winter | B17 | 100 | 1600 | 1131.07 | 50.89 | 52.89 | 2 | 0
2025 | MISO_WUMS_2_PJM_ROR | MISO_WUMS | PJM_ROR | Internal | Winter | B18 | 400 | 1600 | 0 | 47.13 | 48.58 | 2 | 0
2025 | MISO_WUMS_2_PJM_ROR | MISO_WUMS | PJM_ROR | Internal | Winter | B19 | 700 | 1600 | 0 | 45.27 | 45.05 | 2 | 0
2025 | MISO_WUMS_2_PJM_ROR | MISO_WUMS | PJM_ROR | Internal | Winter | B20 | 935 | 1600 | 0 | 37.37 | 39.36 | 2 | 0
2025 | NE_2_MAPP_US | NE | MAPP_US | Internal | Shoulder | B11 | 25 | 1600 | 0 | 63.14 | 56.14 | 5 | 0
2025 | NE_2_MAPP_US | NE | MAPP_US | Internal | Shoulder | B12 | 200 | 1600 | 0 | 49.74 | 42.74 | 5 | 0
2025 | NE_2_MAPP_US | NE | MAPP_US | Internal | Shoulder | B13 | 600 | 1600 | 0 | 45.19 | 38.19 | 5 | 0
2025 | NE_2_MAPP_US | NE | MAPP_US | Internal | Shoulder | B14 | 900 | 1600 | 0 | 44.88 | 37.88 | 5 | 0
2025 | NE_2_MAPP_US | NE | MAPP_US | Internal | Shoulder | B15 | 1203 | 1600 | 0 | 44.76 | 37.76 | 5 | 0
2025 | NE_2_MAPP_US | NE | MAPP_US | Internal | Summer | B1 | 10 | 1600 | 0 | 73.58 | 66.58 | 5 | 0
2025 | NE_2_MAPP_US | NE | MAPP_US | Internal | Summer | B2 | 25 | 1600 | 0 | 73.58 | 66.58 | 5 | 0
2025 | NE_2_MAPP_US | NE | MAPP_US | Internal | Summer | B3 | 75 | 1600 | 0 | 72.42 | 65.42 | 5 | 0
2025 | NE_2_MAPP_US | NE | MAPP_US | Internal | Summer | B4 | 100 | 1600 | 0 | 72.42 | 65.42 | 5 | 0
2025 | NE_2_MAPP_US | NE | MAPP_US | Internal | Summer | B5 | 200 | 1600 | 0 | 68.59 | 61.59 | 5 | 0
2025 | NE_2_MAPP_US | NE | MAPP_US | Internal | Summer | B6 | 300 | 1600 | 0 | 61.19 | 54.19 | 5 | 0
2025 | NE_2_MAPP_US | NE | MAPP_US | Internal | Summer | B7 | 400 | 1600 | 0 | 49.14 | 42.14 | 5 | 0
2025 | NE_2_MAPP_US | NE | MAPP_US | Internal | Summer | B8 | 500 | 1600 | 0 | 42.15 | 35.15 | 5 | 0
2025 | NE_2_MAPP_US | NE | MAPP_US | Internal | Summer | B9 | 800 | 1600 | 0 | 42.15 | 35.15 | 5 | 0
2025 | NE_2_MAPP_US | NE | MAPP_US | Internal | Summer | B10 | 1262 | 1600 | 0 | 35.55 | 28.55 | 5 | 0
2025 | NE_2_MAPP_US | NE | MAPP_US | Internal | Winter | B16 | 25 | 1600 | 0 | 62.48 | 55.48 | 5 | 0
2025 | NE_2_MAPP_US | NE | MAPP_US | Internal | Winter | B17 | 100 | 1600 | 0 | 48.54 | 43.88 | 5 | 0
2025 | NE_2_MAPP_US | NE | MAPP_US | Internal | Winter | B18 | 400 | 1600 | 0 | 47.7 | 40.7 | 5 | 0
2025 | NE_2_MAPP_US | NE | MAPP_US | Internal | Winter | B19 | 700 | 1600 | 0 | 47.7 | 40.7 | 5 | 0
2025 | NE_2_MAPP_US | NE | MAPP_US | Internal | Winter | B20 | 935 | 1600 | 0 | 41.85 | 34.85 | 5 | 0
2025 | NE_2_MISO_W | NE | MISO_W | Internal | Shoulder | B11 | 25 | 1600 | 0 | 63.14 | 63.14 | 5 | 0
2025 | NE_2_MISO_W | NE | MISO_W | Internal | Shoulder | B12 | 200 | 1600 | 0 | 49.74 | 49.74 | 5 | 0
2025 | NE_2_MISO_W | NE | MISO_W | Internal | Shoulder | B13 | 600 | 1600 | 0 | 45.19 | 44.8 | 5 | 0
2025 | NE_2_MISO_W | NE | MISO_W | Internal | Shoulder | B14 | 900 | 1600 | 0 | 44.88 | 43.95 | 5 | 0
2025 | NE_2_MISO_W | NE | MISO_W | Internal | Shoulder | B15 | 1203 | 1600 | 0 | 44.76 | 39.02 | 5 | 0
2025 | NE_2_MISO_W | NE | MISO_W | Internal | Summer | B1 | 10 | 1600 | 0 | 73.58 | 73.41 | 5 | 0
2025 | NE_2_MISO_W | NE | MISO_W | Internal | Summer | B2 | 25 | 1600 | 0 | 73.58 | 71.4 | 5 | 0
2025 | NE_2_MISO_W | NE | MISO_W | Internal | Summer | B3 | 75 | 1600 | 0 | 72.42 | 70.2 | 5 | 0
2025 | NE_2_MISO_W | NE | MISO_W | Internal | Summer | B4 | 100 | 1600 | 0 | 72.42 | 70.2 | 5 | 0
2025 | NE_2_MISO_W | NE | MISO_W | Internal | Summer | B5 | 200 | 1600 | 0 | 68.59 | 65.89 | 5 | 0
2025 | NE_2_MISO_W | NE | MISO_W | Internal | Summer | B6 | 300 | 1600 | 0 | 61.19 | 54.2 | 5 | 0
2025 | NE_2_MISO_W | NE | MISO_W | Internal | Summer | B7 | 400 | 1600 | 0 | 49.14 | 43.21 | 5 | 0
2025 | NE_2_MISO_W | NE | MISO_W | Internal | Summer | B8 | 500 | 1600 | 0 | 42.15 | 40.12 | 5 | 0
2025 | NE_2_MISO_W | NE | MISO_W | Internal | Summer | B9 | 800 | 1600 | 0 | 42.15 | 40.1 | 5 | 0
2025 | NE_2_MISO_W | NE | MISO_W | Internal | Summer | B10 | 1262 | 1600 | 0 | 35.55 | 35.55 | 5 | 0
2025 | NE_2_MISO_W | NE | MISO_W | Internal | Winter | B16 | 25 | 1600 | 0 | 62.48 | 62.48 | 5 | 0
2025 | NE_2_MISO_W | NE | MISO_W | Internal | Winter | B17 | 100 | 1600 | 0 | 48.54 | 50.88 | 5 | 0
2025 | NE_2_MISO_W | NE | MISO_W | Internal | Winter | B18 | 400 | 1600 | 0 | 47.7 | 47.13 | 5 | 0
2025 | NE_2_MISO_W | NE | MISO_W | Internal | Winter | B19 | 700 | 1600 | 0 | 47.7 | 45.29 | 5 | 0
2025 | NE_2_MISO_W | NE | MISO_W | Internal | Winter | B20 | 935 | 1600 | 0 | 41.85 | 37.36 | 5 | 0
2025 | NE_2_SPP_N | NE | SPP_N | Internal | Shoulder | B11 | 25 | 1800 | 1800 | 63.14 | 70.09 | 0.01 | 6.94
2025 | NE_2_SPP_N | NE | SPP_N | Internal | Shoulder | B12 | 200 | 1800 | 483.28 | 49.74 | 49.75 | 0.01 | 0
2025 | NE_2_SPP_N | NE | SPP_N | Internal | Shoulder | B13 | 600 | 1800 | 1738.57 | 45.19 | 45.2 | 0.01 | 0
2025 | NE_2_SPP_N | NE | SPP_N | Internal | Shoulder | B14 | 900 | 1800 | 931.36 | 44.88 | 44.89 | 0.01 | 0
2025 | NE_2_SPP_N | NE | SPP_N | Internal | Shoulder | B15 | 1203 | 1800 | 1596.19 | 44.76 | 44.77 | 0.01 | 0
2025 | NE_2_SPP_N | NE | SPP_N | Internal | Summer | B1 | 10 | 1800 | 1689.25 | 73.58 | 73.59 | 0.01 | 0
2025 | NE_2_SPP_N | NE | SPP_N | Internal | Summer | B2 | 25 | 1800 | 1762.62 | 73.58 | 73.59 | 0.01 | 0
2025 | NE_2_SPP_N | NE | SPP_N | Internal | Summer | B3 | 75 | 1800 | 1800 | 72.42 | 73.59 | 0.01 | 1.17
2025 | NE_2_SPP_N | NE | SPP_N | Internal | Summer | B4 | 100 | 1800 | 1800 | 72.42 | 73.59 | 0.01 | 1.17
2025 | NE_2_SPP_N | NE | SPP_N | Internal | Summer | B5 | 200 | 1800 | 1413.35 | 68.59 | 68.61 | 0.01 | 0
2025 | NE_2_SPP_N | NE | SPP_N | Internal | Summer | B6 | 300 | 1800 | 1713.15 | 61.19 | 61.2 | 0.01 | 0
2025 | NE_2_SPP_N | NE | SPP_N | Internal | Summer | B7 | 400 | 1800 | 1800 | 49.14 | 50.21 | 0.01 | 1.06
2025 | NE_2_SPP_N | NE | SPP_N | Internal | Summer | B8 | 500 | 1800 | 1800 | 42.15 | 44.88 | 0.01 | 2.72
2025 | NE_2_SPP_N | NE | SPP_N | Internal | Summer | B9 | 800 | 1800 | 1800 | 42.15 | 43.36 | 0.01 | 1.2
2025 | NE_2_SPP_N | NE | SPP_N | Internal | Summer | B10 | 1262 | 1800 | 1800 | 35.55 | 42.55 | 0.01 | 6.99
2025 | NE_2_SPP_N | NE | SPP_N | Internal | Winter | B16 | 25 | 1800 | 1800 | 62.48 | 64.26 | 0.01 | 1.77
2025 | NE_2_SPP_N | NE | SPP_N | Internal | Winter | B17 | 100 | 1800 | 729.1 | 48.54 | 48.55 | 0.01 | 0
2025 | NE_2_SPP_N | NE | SPP_N | Internal | Winter | B18 | 400 | 1800 | 1800 | 47.7 | 47.82 | 0.01 | 0.11
2025 | NE_2_SPP_N | NE | SPP_N | Internal | Winter | B19 | 700 | 1800 | 1070.92 | 47.7 | 47.71 | 0.01 | 0
2025 | NE_2_SPP_N | NE | SPP_N | Internal | Winter | B20 | 935 | 1800 | 1800 | 41.85 | 43.33 | 0.01 | 1.47
2025 | NEISO_2_NYISO_A-F | NEISO | NYISO_A-F | Internal | Shoulder | B11 | 25 | 600 | 127.47 | 40.76 | 43.76 | 3 | 0
2025 | NEISO_2_NYISO_A-F | NEISO | NYISO_A-F | Internal | Shoulder | B12 | 200 | 600 | 79.17 | 40.76 | 43.76 | 3 | 0
2025 | NEISO_2_NYISO_A-F | NEISO | NYISO_A-F | Internal | Shoulder | B13 | 600 | 600 | 0 | 40.76 | 43.47 | 3 | 0
2025 | NEISO_2_NYISO_A-F | NEISO | NYISO_A-F | Internal | Shoulder | B14 | 900 | 600 | 0 | 40.76 | 42.93 | 3 | 0
2025 | NEISO_2_NYISO_A-F | NEISO | NYISO_A-F | Internal | Shoulder | B15 | 1203 | 600 | 0 | 40.76 | 42.93 | 3 | 0
2025 | NEISO_2_NYISO_A-F | NEISO | NYISO_A-F | Internal | Summer | B1 | 10 | 600 | 0 | 76.42 | 73.42 | 3 | 0
2025 | NEISO_2_NYISO_A-F | NEISO | NYISO_A-F | Internal | Summer | B2 | 25 | 600 | 0 | 73.9 | 70.9 | 3 | 0
2025 | NEISO_2_NYISO_A-F | NEISO | NYISO_A-F | Internal | Summer | B3 | 75 | 600 | 471.22 | 53.64 | 56.64 | 3 | 0
2025 | NEISO_2_NYISO_A-F | NEISO | NYISO_A-F | Internal | Summer | B4 | 100 | 600 | 445.87 | 47.12 | 50.12 | 3 | 0
2025 | NEISO_2_NYISO_A-F | NEISO | NYISO_A-F | Internal | Summer | B5 | 200 | 600 | 600 | 37.7 | 48.41 | 3 | 7.71
2025 | NEISO_2_NYISO_A-F | NEISO | NYISO_A-F | Internal | Summer | B6 | 300 | 600 | 600 | 37.7 | 48.41 | 3 | 7.71
2025 | NEISO_2_NYISO_A-F | NEISO | NYISO_A-F | Internal | Summer | B7 | 400 | 600 | 600 | 37.7 | 43.22 | 3 | 2.52
2025 | NEISO_2_NYISO_A-F | NEISO | NYISO_A-F | Internal | Summer | B8 | 500 | 600 | 600 | 37.7 | 42.19 | 3 | 1.49
2025 | NEISO_2_NYISO_A-F | NEISO | NYISO_A-F | Internal | Summer | B9 | 800 | 600 | 353.72 | 37.7 | 40.7 | 3 | 0
2025 | NEISO_2_NYISO_A-F | NEISO | NYISO_A-F | Internal | Summer | B10 | 1262 | 600 | 262.7 | 37.7 | 40.7 | 3 | 0
2025 | NEISO_2_NYISO_A-F | NEISO | NYISO_A-F | Internal | Winter | B16 | 25 | 600 | 0 | 50.21 | 50.39 | 3 | 0
2025 | NEISO_2_NYISO_A-F | NEISO | NYISO_A-F | Internal | Winter | B17 | 100 | 600 | 0 | 50.21 | 48.19 | 3 | 0
2025 | NEISO_2_NYISO_A-F | NEISO | NYISO_A-F | Internal | Winter | B18 | 400 | 600 | 0 | 50.21 | 45.94 | 3 | 0
2025 | NEISO_2_NYISO_A-F | NEISO | NYISO_A-F | Internal | Winter | B19 | 700 | 600 | 0 | 50.21 | 45.94 | 3 | 0
2025 | NEISO_2_NYISO_A-F | NEISO | NYISO_A-F | Internal | Winter | B20 | 935 | 600 | 0 | 50.21 | 45.94 | 3 | 0
2025 | NEISO_2_NYISO_G-I | NEISO | NYISO_G-I | Internal | Shoulder | B11 | 25 | 600 | 600 | 40.76 | 58.18 | 3 | 14.42
2025 | NEISO_2_NYISO_G-I | NEISO | NYISO_G-I | Internal | Shoulder | B12 | 200 | 600 | 600 | 40.76 | 46.58 | 3 | 2.82
2025 | NEISO_2_NYISO_G-I | NEISO | NYISO_G-I | Internal | Shoulder | B13 | 600 | 600 | 167.17 | 40.76 | 43.76 | 3 | 0
2025 | NEISO_2_NYISO_G-I | NEISO | NYISO_G-I | Internal | Shoulder | B14 | 900 | 600 | 0 | 40.76 | 43.72 | 3 | 0
2025 | NEISO_2_NYISO_G-I | NEISO | NYISO_G-I | Internal | Shoulder | B15 | 1203 | 600 | 0 | 40.76 | 42.94 | 3 | 0
2025 | NEISO_2_NYISO_G-I | NEISO | NYISO_G-I | Internal | Summer | B1 | 10 | 600 | 600 | 76.42 | 85.15 | 3 | 5.74
2025 | NEISO_2_NYISO_G-I | NEISO | NYISO_G-I | Internal | Summer | B2 | 25 | 600 | 530.51 | 73.9 | 76.9 | 3 | 0
2025 | NEISO_2_NYISO_G-I | NEISO | NYISO_G-I | Internal | Summer | B3 | 75 | 600 | 600 | 53.64 | 60.43 | 3 | 3.79
2025 | NEISO_2_NYISO_G-I | NEISO | NYISO_G-I | Internal | Summer | B4 | 100 | 600 | 600 | 47.12 | 57.47 | 3 | 7.35
2025 | NEISO_2_NYISO_G-I | NEISO | NYISO_G-I | Internal | Summer | B5 | 200 | 600 | 600 | 37.7 | 53.69 | 3 | 12.99
2025 | NEISO_2_NYISO_G-I | NEISO | NYISO_G-I | Internal | Summer | B6 | 300 | 600 | 600 | 37.7 | 53.69 | 3 | 12.99
2025 | NEISO_2_NYISO_G-I | NEISO | NYISO_G-I | Internal | Summer | B7 | 400 | 600 | 600 | 37.7 | 52.7 | 3 | 12
2025 | NEISO_2_NYISO_G-I | NEISO | NYISO_G-I | Internal | Summer | B8 | 500 | 600 | 600 | 37.7 | 42.21 | 3 | 1.5
2025 | NEISO_2_NYISO_G-I | NEISO | NYISO_G-I | Internal | Summer | B9 | 800 | 600 | 599.99 | 37.7 | 40.71 | 3 | 0.01
2025 | NEISO_2_NYISO_G-I | NEISO | NYISO_G-I | Internal | Summer | B10 | 1262 | 600 | 599.99 | 37.7 | 40.71 | 3 | 0.01
2025 | NEISO_2_NYISO_G-I | NEISO | NYISO_G-I | Internal | Winter | B16 | 25 | 600 | 600 | 50.21 | 70.51 | 3 | 17.3
2025 | NEISO_2_NYISO_G-I | NEISO | NYISO_G-I | Internal | Winter | B17 | 100 | 600 | 600 | 50.21 | 58.9 | 3 | 5.69
2025 | NEISO_2_NYISO_G-I | NEISO | NYISO_G-I | Internal | Winter | B18 | 400 | 600 | 600 | 50.21 | 54.6 | 3 | 1.39
2025 | NEISO_2_NYISO_G-I | NEISO | NYISO_G-I | Internal | Winter | B19 | 700 | 600 | 336.19 | 50.21 | 53.21 | 3 | 0
2025 | NEISO_2_NYISO_G-I | NEISO | NYISO_G-I | Internal | Winter | B20 | 935 | 600 | 0 | 50.21 | 49.71 | 3 | 0
2025 | NEISO_2_NYISO_J-K | NEISO | NYISO_J-K | Internal | Shoulder | B11 | 25 | 430 | 430 | 40.76 | 58.19 | 3 | 14.43
2025 | NEISO_2_NYISO_J-K | NEISO | NYISO_J-K | Internal | Shoulder | B12 | 200 | 430 | 430 | 40.76 | 46.59 | 3 | 2.83
2025 | NEISO_2_NYISO_J-K | NEISO | NYISO_J-K | Internal | Shoulder | B13 | 600 | 430 | 429.99 | 40.76 | 43.77 | 3 | 0.01
2025 | NEISO_2_NYISO_J-K | NEISO | NYISO_J-K | Internal | Shoulder | B14 | 900 | 430 | 0 | 40.76 | 43.73 | 3 | 0
2025 | NEISO_2_NYISO_J-K | NEISO | NYISO_J-K | Internal | Shoulder | B15 | 1203 | 430 | 0 | 40.76 | 42.96 | 3 | 0
2025 | NEISO_2_NYISO_J-K | NEISO | NYISO_J-K | Internal | Summer | B1 | 10 | 430 | 430 | 76.42 | 85.17 | 3 | 5.75
2025 | NEISO_2_NYISO_J-K | NEISO | NYISO_J-K | Internal | Summer | B2 | 25 | 430 | 429.74 | 73.9 | 76.91 | 3 | 0.01
2025 | NEISO_2_NYISO_J-K | NEISO | NYISO_J-K | Internal | Summer | B3 | 75 | 430 | 430 | 53.64 | 60.44 | 3 | 3.8
2025 | NEISO_2_NYISO_J-K | NEISO | NYISO_J-K | Internal | Summer | B4 | 100 | 430 | 430 | 47.12 | 57.48 | 3 | 7.36
2025 | NEISO_2_NYISO_J-K | NEISO | NYISO_J-K | Internal | Summer | B5 | 200 | 430 | 430 | 37.7 | 53.7 | 3 | 13
2025 | NEISO_2_NYISO_J-K | NEISO | NYISO_J-K | Internal | Summer | B6 | 300 | 430 | 430 | 37.7 | 53.7 | 3 | 13
2025 | NEISO_2_NYISO_J-K | NEISO | NYISO_J-K | Internal | Summer | B7 | 400 | 430 | 430 | 37.7 | 52.71 | 3 | 12.01
2025 | NEISO_2_NYISO_J-K | NEISO | NYISO_J-K | Internal | Summer | B8 | 500 | 430 | 430 | 37.7 | 42.22 | 3 | 1.52
2025 | NEISO_2_NYISO_J-K | NEISO | NYISO_J-K | Internal | Summer | B9 | 800 | 430 | 430 | 37.7 | 40.72 | 3 | 0.02
2025 | NEISO_2_NYISO_J-K | NEISO | NYISO_J-K | Internal | Summer | B10 | 1262 | 430 | 430 | 37.7 | 40.72 | 3 | 0.02
2025 | NEISO_2_NYISO_J-K | NEISO | NYISO_J-K | Internal | Winter | B16 | 25 | 430 | 430 | 50.21 | 70.53 | 3 | 17.31
2025 | NEISO_2_NYISO_J-K | NEISO | NYISO_J-K | Internal | Winter | B17 | 100 | 430 | 430 | 50.21 | 58.91 | 3 | 5.7
2025 | NEISO_2_NYISO_J-K | NEISO | NYISO_J-K | Internal | Winter | B18 | 400 | 430 | 430 | 50.21 | 55.56 | 3 | 2.35
2025 | NEISO_2_NYISO_J-K | NEISO | NYISO_J-K | Internal | Winter | B19 | 700 | 430 | 429.99 | 50.21 | 53.23 | 3 | 0.01
2025 | NEISO_2_NYISO_J-K | NEISO | NYISO_J-K | Internal | Winter | B20 | 935 | 430 | 0 | 50.21 | 49.72 | 3 | 0
2025 | NonRTO_Midwest_2_MISO_IN | NonRTO_Midwest | MISO_IN | Internal | Shoulder | B11 | 25 | 4450 | 0 | 71.17 | 63.17 | 8 | 0
2025 | NonRTO_Midwest_2_MISO_IN | NonRTO_Midwest | MISO_IN | Internal | Shoulder | B12 | 200 | 4450 | 0 | 58.95 | 50.95 | 8 | 0
2025 | NonRTO_Midwest_2_MISO_IN | NonRTO_Midwest | MISO_IN | Internal | Shoulder | B13 | 600 | 4450 | 0 | 52.82 | 44.82 | 8 | 0
2025 | NonRTO_Midwest_2_MISO_IN | NonRTO_Midwest | MISO_IN | Internal | Shoulder | B14 | 900 | 4450 | 0 | 42.84 | 42.89 | 8 | 0
2025 | NonRTO_Midwest_2_MISO_IN | NonRTO_Midwest | MISO_IN | Internal | Shoulder | B15 | 1203 | 4450 | 0 | 38.48 | 38.63 | 8 | 0
2025 | NonRTO_Midwest_2_MISO_IN | NonRTO_Midwest | MISO_IN | Internal | Summer | B1 | 10 | 4450 | 0 | 75.82 | 73.43 | 8 | 0
2025 | NonRTO_Midwest_2_MISO_IN | NonRTO_Midwest | MISO_IN | Internal | Summer | B2 | 25 | 4450 | 0 | 75.82 | 71.42 | 8 | 0
2025 | NonRTO_Midwest_2_MISO_IN | NonRTO_Midwest | MISO_IN | Internal | Summer | B3 | 75 | 4450 | 0 | 75.82 | 68.91 | 8 | 0
2025 | NonRTO_Midwest_2_MISO_IN | NonRTO_Midwest | MISO_IN | Internal | Summer | B4 | 100 | 4450 | 0 | 75.82 | 68.91 | 8 | 0
2025 | NonRTO_Midwest_2_MISO_IN | NonRTO_Midwest | MISO_IN | Internal | Summer | B5 | 200 | 4450 | 0 | 73.89 | 65.89 | 8 | 0
2025 | NonRTO_Midwest_2_MISO_IN | NonRTO_Midwest | MISO_IN | Internal | Summer | B6 | 300 | 4450 | 0 | 61.21 | 53.21 | 8 | 0
2025 | NonRTO_Midwest_2_MISO_IN | NonRTO_Midwest | MISO_IN | Internal | Summer | B7 | 400 | 4450 | 0 | 51.21 | 43.21 | 8 | 0
2025 | NonRTO_Midwest_2_MISO_IN | NonRTO_Midwest | MISO_IN | Internal | Summer | B8 | 500 | 4450 | 0 | 38.39 | 40.52 | 8 | 0
2025 | NonRTO_Midwest_2_MISO_IN | NonRTO_Midwest | MISO_IN | Internal | Summer | B9 | 800 | 4450 | 0 | 37.73 | 38.42 | 8 | 0
2025 | NonRTO_Midwest_2_MISO_IN | NonRTO_Midwest | MISO_IN | Internal | Summer | B10 | 1262 | 4450 | 0 | 35.06 | 35.85 | 8 | 0
2025 | NonRTO_Midwest_2_MISO_IN | NonRTO_Midwest | MISO_IN | Internal | Winter | B16 | 25 | 4450 | 0 | 74.49 | 66.49 | 8 | 0
2025 | NonRTO_Midwest_2_MISO_IN | NonRTO_Midwest | MISO_IN | Internal | Winter | B17 | 100 | 4450 | 0 | 60.23 | 52.23 | 8 | 0
2025 | NonRTO_Midwest_2_MISO_IN | NonRTO_Midwest | MISO_IN | Internal | Winter | B18 | 400 | 4450 | 0 | 54.59 | 46.59 | 8 | 0
2025 | NonRTO_Midwest_2_MISO_IN | NonRTO_Midwest | MISO_IN | Internal | Winter | B19 | 700 | 4450 | 0 | 44.59 | 44.01 | 8 | 0
2025 | NonRTO_Midwest_2_MISO_IN | NonRTO_Midwest | MISO_IN | Internal | Winter | B20 | 935 | 4450 | 0 | 37.49 | 37.37 | 8 | 0
2025 | NonRTO_Midwest_2_TVA_Transmission | NonRTO_Midwest | TVA_Transmission | Internal | Shoulder | B11 | 25 | 2400 | 0 | 71.17 | 67.13 | 8 | 0
2025 | NonRTO_Midwest_2_TVA_Transmission | NonRTO_Midwest | TVA_Transmission | Internal | Shoulder | B12 | 200 | 2400 | 0 | 58.95 | 52.5 | 8 | 0
2025 | NonRTO_Midwest_2_TVA_Transmission | NonRTO_Midwest | TVA_Transmission | Internal | Shoulder | B13 | 600 | 2400 | 0 | 52.82 | 49.06 | 8 | 0
2025 | NonRTO_Midwest_2_TVA_Transmission | NonRTO_Midwest | TVA_Transmission | Internal | Shoulder | B14 | 900 | 2400 | 0 | 42.84 | 47.67 | 8 | 0
2025 | NonRTO_Midwest_2_TVA_Transmission | NonRTO_Midwest | TVA_Transmission | Internal | Shoulder | B15 | 1203 | 2400 | 993.21 | 38.48 | 46.48 | 8 | 0
2025 | NonRTO_Midwest_2_TVA_Transmission | NonRTO_Midwest | TVA_Transmission | Internal | Summer | B1 | 10 | 2400 | 0 | 75.82 | 81.42 | 8 | 0
2025 | NonRTO_Midwest_2_TVA_Transmission | NonRTO_Midwest | TVA_Transmission | Internal | Summer | B2 | 25 | 2400 | 0 | 75.82 | 79.4 | 8 | 0
2025 | NonRTO_Midwest_2_TVA_Transmission | NonRTO_Midwest | TVA_Transmission | Internal | Summer | B3 | 75 | 2400 | 0 | 75.82 | 74.43 | 8 | 0
2025 | NonRTO_Midwest_2_TVA_Transmission | NonRTO_Midwest | TVA_Transmission | Internal | Summer | B4 | 100 | 2400 | 0 | 75.82 | 74.2 | 8 | 0
2025 | NonRTO_Midwest_2_TVA_Transmission | NonRTO_Midwest | TVA_Transmission | Internal | Summer | B5 | 200 | 2400 | 0 | 73.89 | 69.89 | 8 | 0
2025 | NonRTO_Midwest_2_TVA_Transmission | NonRTO_Midwest | TVA_Transmission | Internal | Summer | B6 | 300 | 2400 | 0 | 61.21 | 58.19 | 8 | 0
2025 | NonRTO_Midwest_2_TVA_Transmission | NonRTO_Midwest | TVA_Transmission | Internal | Summer | B7 | 400 | 2400 | 0 | 51.21 | 50.2 | 8 | 0
2025 | NonRTO_Midwest_2_TVA_Transmission | NonRTO_Midwest | TVA_Transmission | Internal | Summer | B8 | 500 | 2400 | 0 | 38.39 | 45.66 | 8 | 0
2025 | NonRTO_Midwest_2_TVA_Transmission | NonRTO_Midwest | TVA_Transmission | Internal | Summer | B9 | 800 | 2400 | 0 | 37.73 | 45.35 | 8 | 0
2025 | NonRTO_Midwest_2_TVA_Transmission | NonRTO_Midwest | TVA_Transmission | Internal | Summer | B10 | 1262 | 2400 | 0 | 35.06 | 40.45 | 8 | 0
2025 | NonRTO_Midwest_2_TVA_Transmission | NonRTO_Midwest | TVA_Transmission | Internal | Winter | B16 | 25 | 2400 | 0 | 74.49 | 70.49 | 8 | 0
2025 | NonRTO_Midwest_2_TVA_Transmission | NonRTO_Midwest | TVA_Transmission | Internal | Winter | B17 | 100 | 2400 | 0 | 60.23 | 54.69 | 8 | 0
2025 | NonRTO_Midwest_2_TVA_Transmission | NonRTO_Midwest | TVA_Transmission | Internal | Winter | B18 | 400 | 2400 | 0 | 54.59 | 50.5 | 8 | 0
2025 | NonRTO_Midwest_2_TVA_Transmission | NonRTO_Midwest | TVA_Transmission | Internal | Winter | B19 | 700 | 2400 | 0 | 44.59 | 48.6 | 8 | 0
2025 | NonRTO_Midwest_2_TVA_Transmission | NonRTO_Midwest | TVA_Transmission | Internal | Winter | B20 | 935 | 2400 | 0 | 37.49 | 45.36 | 8 | 0
2025 | NYISO_A-F_2_IESO | NYISO_A-F | IESO | Internal | Shoulder | B11 | 25 | 1600 | 0 | 43.76 | 35.9 | 7 | 0
2025 | NYISO_A-F_2_IESO | NYISO_A-F | IESO | Internal | Shoulder | B12 | 200 | 1600 | 0 | 43.76 | 35.9 | 7 | 0
2025 | NYISO_A-F_2_IESO | NYISO_A-F | IESO | Internal | Shoulder | B13 | 600 | 1600 | 0 | 43.47 | 35.9 | 7 | 0
2025 | NYISO_A-F_2_IESO | NYISO_A-F | IESO | Internal | Shoulder | B14 | 900 | 1600 | 0 | 42.93 | 35.9 | 7 | 0
2025 | NYISO_A-F_2_IESO | NYISO_A-F | IESO | Internal | Shoulder | B15 | 1203 | 1600 | 0 | 42.93 | 35.9 | 7 | 0
2025 | NYISO_A-F_2_IESO | NYISO_A-F | IESO | Internal | Summer | B1 | 10 | 1600 | 0 | 73.42 | 66.42 | 7 | 0
2025 | NYISO_A-F_2_IESO | NYISO_A-F | IESO | Internal | Summer | B2 | 25 | 1600 | 0 | 70.9 | 63.9 | 7 | 0
2025 | NYISO_A-F_2_IESO | NYISO_A-F | IESO | Internal | Summer | B3 | 75 | 1600 | 0 | 56.64 | 49.64 | 7 | 0
2025 | NYISO_A-F_2_IESO | NYISO_A-F | IESO | Internal | Summer | B4 | 100 | 1600 | 0 | 50.12 | 43.12 | 7 | 0
2025 | NYISO_A-F_2_IESO | NYISO_A-F | IESO | Internal | Summer | B5 | 200 | 1600 | 0 | 48.41 | 41.41 | 7 | 0
2025 | NYISO_A-F_2_IESO | NYISO_A-F | IESO | Internal | Summer | B6 | 300 | 1600 | 0 | 48.41 | 41.41 | 7 | 0
2025 | NYISO_A-F_2_IESO | NYISO_A-F | IESO | Internal | Summer | B7 | 400 | 1600 | 0 | 43.22 | 36.22 | 7 | 0
2025 | NYISO_A-F_2_IESO | NYISO_A-F | IESO | Internal | Summer | B8 | 500 | 1600 | 0 | 42.19 | 33.7 | 7 | 0
2025 | NYISO_A-F_2_IESO | NYISO_A-F | IESO | Internal | Summer | B9 | 800 | 1600 | 0 | 40.7 | 33.7 | 7 | 0
2025 | NYISO_A-F_2_IESO | NYISO_A-F | IESO | Internal | Summer | B10 | 1262 | 1600 | 0 | 40.7 | 33.7 | 7 | 0
2025 | NYISO_A-F_2_IESO | NYISO_A-F | IESO | Internal | Winter | B16 | 25 | 1600 | 0 | 50.39 | 43.39 | 7 | 0
2025 | NYISO_A-F_2_IESO | NYISO_A-F | IESO | Internal | Winter | B17 | 100 | 1600 | 0 | 48.19 | 41.19 | 7 | 0
2025 | NYISO_A-F_2_IESO | NYISO_A-F | IESO | Internal | Winter | B18 | 400 | 1600 | 0 | 45.94 | 38.94 | 7 | 0
2025 | NYISO_A-F_2_IESO | NYISO_A-F | IESO | Internal | Winter | B19 | 700 | 1600 | 0 | 45.94 | 38.94 | 7 | 0
2025 | NYISO_A-F_2_IESO | NYISO_A-F | IESO | Internal | Winter | B20 | 935 | 1600 | 0 | 45.94 | 38.94 | 7 | 0
2025 | NYISO_A-F_2_NEISO | NYISO_A-F | NEISO | Internal | Shoulder | B11 | 25 | 600 | 0 | 43.76 | 40.76 | 3 | 0
2025 | NYISO_A-F_2_NEISO | NYISO_A-F | NEISO | Internal | Shoulder | B12 | 200 | 600 | 0 | 43.76 | 40.76 | 3 | 0
2025 | NYISO_A-F_2_NEISO | NYISO_A-F | NEISO | Internal | Shoulder | B13 | 600 | 600 | 0 | 43.47 | 40.76 | 3 | 0
2025 | NYISO_A-F_2_NEISO | NYISO_A-F | NEISO | Internal | Shoulder | B14 | 900 | 600 | 0 | 42.93 | 40.76 | 3 | 0
2025 | NYISO_A-F_2_NEISO | NYISO_A-F | NEISO | Internal | Shoulder | B15 | 1203 | 600 | 0 | 42.93 | 40.76 | 3 | 0
2025 | NYISO_A-F_2_NEISO | NYISO_A-F | NEISO | Internal | Summer | B1 | 10 | 600 | 587.71 | 73.42 | 76.42 | 3 | 0
2025 | NYISO_A-F_2_NEISO | NYISO_A-F | NEISO | Internal | Summer | B2 | 25 | 600 | 81.36 | 70.9 | 73.9 | 3 | 0
2025 | NYISO_A-F_2_NEISO | NYISO_A-F | NEISO | Internal | Summer | B3 | 75 | 600 | 0 | 56.64 | 53.64 | 3 | 0
2025 | NYISO_A-F_2_NEISO | NYISO_A-F | NEISO | Internal | Summer | B4 | 100 | 600 | 0 | 50.12 | 47.12 | 3 | 0
2025 | NYISO_A-F_2_NEISO | NYISO_A-F | NEISO | Internal | Summer | B5 | 200 | 600 | 0 | 48.41 | 37.7 | 3 | 0
2025 | NYISO_A-F_2_NEISO | NYISO_A-F | NEISO | Internal | Summer | B6 | 300 | 600 | 0 | 48.41 | 37.7 | 3 | 0
2025 | NYISO_A-F_2_NEISO | NYISO_A-F | NEISO | Internal | Summer | B7 | 400 | 600 | 0 | 43.22 | 37.7 | 3 | 0
2025 | NYISO_A-F_2_NEISO | NYISO_A-F | NEISO | Internal | Summer | B8 | 500 | 600 | 0 | 42.19 | 37.7 | 3 | 0
2025 | NYISO_A-F_2_NEISO | NYISO_A-F | NEISO | Internal | Summer | B9 | 800 | 600 | 0 | 40.7 | 37.7 | 3 | 0
2025 | NYISO_A-F_2_NEISO | NYISO_A-F | NEISO | Internal | Summer | B10 | 1262 | 600 | 0 | 40.7 | 37.7 | 3 | 0
2025 | NYISO_A-F_2_NEISO | NYISO_A-F | NEISO | Internal | Winter | B16 | 25 | 600 | 0 | 50.39 | 50.21 | 3 | 0
2025 | NYISO_A-F_2_NEISO | NYISO_A-F | NEISO | Internal | Winter | B17 | 100 | 600 | 0 | 48.19 | 50.21 | 3 | 0
2025 | NYISO_A-F_2_NEISO | NYISO_A-F | NEISO | Internal | Winter | B18 | 400 | 600 | 600 | 45.94 | 50.21 | 3 | 1.28
2025 | NYISO_A-F_2_NEISO | NYISO_A-F | NEISO | Internal | Winter | B19 | 700 | 600 | 600 | 45.94 | 50.21 | 3 | 1.28
2025 | NYISO_A-F_2_NEISO | NYISO_A-F | NEISO | Internal | Winter | B20 | 935 | 600 | 600 | 45.94 | 50.21 | 3 | 1.28
2025 | NYISO_A-F_2_NYISO_G-I | NYISO_A-F | NYISO_G-I | Internal | Shoulder | B11 | 25 | 4250 | 4250 | 43.76 | 58.18 | 0.01 | 14.41
2025 | NYISO_A-F_2_NYISO_G-I | NYISO_A-F | NYISO_G-I | Internal | Shoulder | B12 | 200 | 4250 | 4250 | 43.76 | 46.58 | 0.01 | 2.81
2025 | NYISO_A-F_2_NYISO_G-I | NYISO_A-F | NYISO_G-I | Internal | Shoulder | B13 | 600 | 4250 | 4250 | 43.47 | 43.76 | 0.01 | 0.28
2025 | NYISO_A-F_2_NYISO_G-I | NYISO_A-F | NYISO_G-I | Internal | Shoulder | B14 | 900 | 4250 | 4250 | 42.93 | 43.72 | 0.01 | 0.77
2025 | NYISO_A-F_2_NYISO_G-I | NYISO_A-F | NYISO_G-I | Internal | Shoulder | B15 | 1203 | 4250 | 2688.13 | 42.93 | 42.94 | 0.01 | 0
2025 | NYISO_A-F_2_NYISO_G-I | NYISO_A-F | NYISO_G-I | Internal | Summer | B1 | 10 | 4250 | 4250 | 73.42 | 85.15 | 0.01 | 11.73
2025 | NYISO_A-F_2_NYISO_G-I | NYISO_A-F | NYISO_G-I | Internal | Summer | B2 | 25 | 4250 | 4250 | 70.9 | 76.9 | 0.01 | 5.99
2025 | NYISO_A-F_2_NYISO_G-I | NYISO_A-F | NYISO_G-I | Internal | Summer | B3 | 75 | 4250 | 4250 | 56.64 | 60.43 | 0.01 | 3.77
2025 | NYISO_A-F_2_NYISO_G-I | NYISO_A-F | NYISO_G-I | Internal | Summer | B4 | 100 | 4250 | 4250 | 50.12 | 57.47 | 0.01 | 7.34
2025 | NYISO_A-F_2_NYISO_G-I | NYISO_A-F | NYISO_G-I | Internal | Summer | B5 | 200 | 4250 | 4250 | 48.41 | 53.69 | 0.01 | 5.27
2025 | NYISO_A-F_2_NYISO_G-I | NYISO_A-F | NYISO_G-I | Internal | Summer | B6 | 300 | 4250 | 4250 | 48.41 | 53.69 | 0.01 | 5.27
2025 | NYISO_A-F_2_NYISO_G-I | NYISO_A-F | NYISO_G-I | Internal | Summer | B7 | 400 | 4250 | 4250 | 43.22 | 52.7 | 0.01 | 9.47
2025 | NYISO_A-F_2_NYISO_G-I | NYISO_A-F | NYISO_G-I | Internal | Summer | B8 | 500 | 4250 | 4199.75 | 42.19 | 42.21 | 0.01 | 0
2025 | NYISO_A-F_2_NYISO_G-I | NYISO_A-F | NYISO_G-I | Internal | Summer | B9 | 800 | 4250 | 3020.51 | 40.7 | 40.71 | 0.01 | 0
2025 | NYISO_A-F_2_NYISO_G-I | NYISO_A-F | NYISO_G-I | Internal | Summer | B10 | 1262 | 4250 | 559.05 | 40.7 | 40.71 | 0.01 | 0
2025 | NYISO_A-F_2_NYISO_G-I | NYISO_A-F | NYISO_G-I | Internal | Winter | B16 | 25 | 4250 | 4250 | 50.39 | 70.51 | 0.01 | 20.11
2025 | NYISO_A-F_2_NYISO_G-I | NYISO_A-F | NYISO_G-I | Internal | Winter | B17 | 100 | 4250 | 4250 | 48.19 | 58.9 | 0.01 | 10.7
2025 | NYISO_A-F_2_NYISO_G-I | NYISO_A-F | NYISO_G-I | Internal | Winter | B18 | 400 | 4250 | 4250 | 45.94 | 54.6 | 0.01 | 8.65
2025 | NYISO_A-F_2_NYISO_G-I | NYISO_A-F | NYISO_G-I | Internal | Winter | B19 | 700 | 4250 | 4250 | 45.94 | 53.21 | 0.01 | 7.26
2025 | NYISO_A-F_2_NYISO_G-I | NYISO_A-F | NYISO_G-I | Internal | Winter | B20 | 935 | 4250 | 4250 | 45.94 | 49.71 | 0.01 | 3.76
2025 | NYISO_A-F_2_PJM_ROM | NYISO_A-F | PJM_ROM | Internal | Shoulder | B11 | 25 | 1000 | 1000 | 43.76 | 61.12 | 8 | 9.36
2025 | NYISO_A-F_2_PJM_ROM | NYISO_A-F | PJM_ROM | Internal | Shoulder | B12 | 200 | 1000 | 567.67 | 43.76 | 51.76 | 8 | 0
2025 | NYISO_A-F_2_PJM_ROM | NYISO_A-F | PJM_ROM | Internal | Shoulder | B13 | 600 | 1000 | 0 | 43.47 | 46.82 | 8 | 0
2025 | NYISO_A-F_2_PJM_ROM | NYISO_A-F | PJM_ROM | Internal | Shoulder | B14 | 900 | 1000 | 0 | 42.93 | 44.01 | 8 | 0
2025 | NYISO_A-F_2_PJM_ROM | NYISO_A-F | PJM_ROM | Internal | Shoulder | B15 | 1203 | 1000 | 0 | 42.93 | 40.56 | 8 | 0
2025 | NYISO_A-F_2_PJM_ROM | NYISO_A-F | PJM_ROM | Internal | Summer | B1 | 10 | 1000 | 602.1 | 73.42 | 81.42 | 8 | 0
2025 | NYISO_A-F_2_PJM_ROM | NYISO_A-F | PJM_ROM | Internal | Summer | B2 | 25 | 1000 | 0 | 70.9 | 73.42 | 8 | 0
2025 | NYISO_A-F_2_PJM_ROM | NYISO_A-F | PJM_ROM | Internal | Summer | B3 | 75 | 1000 | 1000 | 56.64 | 68.44 | 8 | 3.8
2025 | NYISO_A-F_2_PJM_ROM | NYISO_A-F | PJM_ROM | Internal | Summer | B4 | 100 | 1000 | 1000 | 50.12 | 68.19 | 8 | 10.07
2025 | NYISO_A-F_2_PJM_ROM | NYISO_A-F | PJM_ROM | Internal | Summer | B5 | 200 | 1000 | 1000 | 48.41 | 63.88 | 8 | 7.47
2025 | NYISO_A-F_2_PJM_ROM | NYISO_A-F | PJM_ROM | Internal | Summer | B6 | 300 | 1000 | 0 | 48.41 | 52.2 | 8 | 0
2025 | NYISO_A-F_2_PJM_ROM | NYISO_A-F | PJM_ROM | Internal | Summer | B7 | 400 | 1000 | 0 | 43.22 | 44.21 | 8 | 0
2025 | NYISO_A-F_2_PJM_ROM | NYISO_A-F | PJM_ROM | Internal | Summer | B8 | 500 | 1000 | 0 | 42.19 | 41.76 | 8 | 0
2025 | NYISO_A-F_2_PJM_ROM | NYISO_A-F | PJM_ROM | Internal | Summer | B9 | 800 | 1000 | 0 | 40.7 | 40.35 | 8 | 0
2025 | NYISO_A-F_2_PJM_ROM | NYISO_A-F | PJM_ROM | Internal | Summer | B10 | 1262 | 1000 | 0 | 40.7 | 37.89 | 8 | 0
2025 | NYISO_A-F_2_PJM_ROM | NYISO_A-F | PJM_ROM | Internal | Winter | B16 | 25 | 1000 | 1000 | 50.39 | 64.5 | 8 | 6.11
2025 | NYISO_A-F_2_PJM_ROM | NYISO_A-F | PJM_ROM | Internal | Winter | B17 | 100 | 1000 | 0 | 48.19 | 52.9 | 8 | 0
2025 | NYISO_A-F_2_PJM_ROM | NYISO_A-F | PJM_ROM | Internal | Winter | B18 | 400 | 1000 | 0 | 45.94 | 48.59 | 8 | 0
2025 | NYISO_A-F_2_PJM_ROM | NYISO_A-F | PJM_ROM | Internal | Winter | B19 | 700 | 1000 | 0 | 45.94 | 45.58 | 8 | 0
2025 | NYISO_A-F_2_PJM_ROM | NYISO_A-F | PJM_ROM | Internal | Winter | B20 | 935 | 1000 | 0 | 45.94 | 39.94 | 8 | 0
2025 | NYISO_G-I_2_NEISO | NYISO_G-I | NEISO | Internal | Shoulder | B11 | 25 | 600 | 0 | 58.18 | 40.76 | 3 | 0
2025 | NYISO_G-I_2_NEISO | NYISO_G-I | NEISO | Internal | Shoulder | B12 | 200 | 600 | 0 | 46.58 | 40.76 | 3 | 0
2025 | NYISO_G-I_2_NEISO | NYISO_G-I | NEISO | Internal | Shoulder | B13 | 600 | 600 | 0 | 43.76 | 40.76 | 3 | 0
2025 | NYISO_G-I_2_NEISO | NYISO_G-I | NEISO | Internal | Shoulder | B14 | 900 | 600 | 0 | 43.72 | 40.76 | 3 | 0
2025 | NYISO_G-I_2_NEISO | NYISO_G-I | NEISO | Internal | Shoulder | B15 | 1203 | 600 | 0 | 42.94 | 40.76 | 3 | 0
2025 | NYISO_G-I_2_NEISO | NYISO_G-I | NEISO | Internal | Summer | B1 | 10 | 600 | 0 | 85.15 | 76.42 | 3 | 0
2025 | NYISO_G-I_2_NEISO | NYISO_G-I | NEISO | Internal | Summer | B2 | 25 | 600 | 0 | 76.9 | 73.9 | 3 | 0
2025 | NYISO_G-I_2_NEISO | NYISO_G-I | NEISO | Internal | Summer | B3 | 75 | 600 | 0 | 60.43 | 53.64 | 3 | 0
2025 | NYISO_G-I_2_NEISO | NYISO_G-I | NEISO | Internal | Summer | B4 | 100 | 600 | 0 | 57.47 | 47.12 | 3 | 0
2025 | NYISO_G-I_2_NEISO | NYISO_G-I | NEISO | Internal | Summer | B5 | 200 | 600 | 0 | 53.69 | 37.7 | 3 | 0
2025 | NYISO_G-I_2_NEISO | NYISO_G-I | NEISO | Internal | Summer | B6 | 300 | 600 | 0 | 53.69 | 37.7 | 3 | 0
2025 | NYISO_G-I_2_NEISO | NYISO_G-I | NEISO | Internal | Summer | B7 | 400 | 600 | 0 | 52.7 | 37.7 | 3 | 0
2025 | NYISO_G-I_2_NEISO | NYISO_G-I | NEISO | Internal | Summer | B8 | 500 | 600 | 0 | 42.21 | 37.7 | 3 | 0
2025 | NYISO_G-I_2_NEISO | NYISO_G-I | NEISO | Internal | Summer | B9 | 800 | 600 | 0 | 40.71 | 37.7 | 3 | 0
2025 | NYISO_G-I_2_NEISO | NYISO_G-I | NEISO | Internal | Summer | B10 | 1262 | 600 | 0 | 40.71 | 37.7 | 3 | 0
2025 | NYISO_G-I_2_NEISO | NYISO_G-I | NEISO | Internal | Winter | B16 | 25 | 600 | 0 | 70.51 | 50.21 | 3 | 0
2025 | NYISO_G-I_2_NEISO | NYISO_G-I | NEISO | Internal | Winter | B17 | 100 | 600 | 0 | 58.9 | 50.21 | 3 | 0
2025 | NYISO_G-I_2_NEISO | NYISO_G-I | NEISO | Internal | Winter | B18 | 400 | 600 | 0 | 54.6 | 50.21 | 3 | 0
2025 | NYISO_G-I_2_NEISO | NYISO_G-I | NEISO | Internal | Winter | B19 | 700 | 600 | 0 | 53.21 | 50.21 | 3 | 0
2025 | NYISO_G-I_2_NEISO | NYISO_G-I | NEISO | Internal | Winter | B20 | 935 | 600 | 0 | 49.71 | 50.21 | 3 | 0
2025 | NYISO_G-I_2_NYISO_A-F | NYISO_G-I | NYISO_A-F | Internal | Shoulder | B11 | 25 | 1999 | 0 | 58.18 | 43.76 | 0.01 | 0
2025 | NYISO_G-I_2_NYISO_A-F | NYISO_G-I | NYISO_A-F | Internal | Shoulder | B12 | 200 | 1999 | 0 | 46.58 | 43.76 | 0.01 | 0
2025 | NYISO_G-I_2_NYISO_A-F | NYISO_G-I | NYISO_A-F | Internal | Shoulder | B13 | 600 | 1999 | 0 | 43.76 | 43.47 | 0.01 | 0
2025 | NYISO_G-I_2_NYISO_A-F | NYISO_G-I | NYISO_A-F | Internal | Shoulder | B14 | 900 | 1999 | 0 | 43.72 | 42.93 | 0.01 | 0
2025 | NYISO_G-I_2_NYISO_A-F | NYISO_G-I | NYISO_A-F | Internal | Shoulder | B15 | 1203 | 1999 | 0 | 42.94 | 42.93 | 0.01 | 0
2025 | NYISO_G-I_2_NYISO_A-F | NYISO_G-I | NYISO_A-F | Internal | Summer | B1 | 10 | 1999 | 0 | 85.15 | 73.42 | 0.01 | 0
2025 | NYISO_G-I_2_NYISO_A-F | NYISO_G-I | NYISO_A-F | Internal | Summer | B2 | 25 | 1999 | 0 | 76.9 | 70.9 | 0.01 | 0
2025 | NYISO_G-I_2_NYISO_A-F | NYISO_G-I | NYISO_A-F | Internal | Summer | B3 | 75 | 1999 | 0 | 60.43 | 56.64 | 0.01 | 0
2025 | NYISO_G-I_2_NYISO_A-F | NYISO_G-I | NYISO_A-F | Internal | Summer | B4 | 100 | 1999 | 0 | 57.47 | 50.12 | 0.01 | 0
2025 | NYISO_G-I_2_NYISO_A-F | NYISO_G-I | NYISO_A-F | Internal | Summer | B5 | 200 | 1999 | 0 | 53.69 | 48.41 | 0.01 | 0
2025 | NYISO_G-I_2_NYISO_A-F | NYISO_G-I | NYISO_A-F | Internal | Summer | B6 | 300 | 1999 | 0 | 53.69 | 48.41 | 0.01 | 0
2025 | NYISO_G-I_2_NYISO_A-F | NYISO_G-I | NYISO_A-F | Internal | Summer | B7 | 400 | 1999 | 0 | 52.7 | 43.22 | 0.01 | 0
2025 | NYISO_G-I_2_NYISO_A-F | NYISO_G-I | NYISO_A-F | Internal | Summer | B8 | 500 | 1999 | 0 | 42.21 | 42.19 | 0.01 | 0
2025 | NYISO_G-I_2_NYISO_A-F | NYISO_G-I | NYISO_A-F | Internal | Summer | B9 | 800 | 1999 | 0 | 40.71 | 40.7 | 0.01 | 0
2025 | NYISO_G-I_2_NYISO_A-F | NYISO_G-I | NYISO_A-F | Internal | Summer | B10 | 1262 | 1999 | 0 | 40.71 | 40.7 | 0.01 | 0
2025 | NYISO_G-I_2_NYISO_A-F | NYISO_G-I | NYISO_A-F | Internal | Winter | B16 | 25 | 1999 | 0 | 70.51 | 50.39 | 0.01 | 0
2025 | NYISO_G-I_2_NYISO_A-F | NYISO_G-I | NYISO_A-F | Internal | Winter | B17 | 100 | 1999 | 0 | 58.9 | 48.19 | 0.01 | 0
2025 | NYISO_G-I_2_NYISO_A-F | NYISO_G-I | NYISO_A-F | Internal | Winter | B18 | 400 | 1999 | 0 | 54.6 | 45.94 | 0.01 | 0
2025 | NYISO_G-I_2_NYISO_A-F | NYISO_G-I | NYISO_A-F | Internal | Winter | B19 | 700 | 1999 | 0 | 53.21 | 45.94 | 0.01 | 0
2025 | NYISO_G-I_2_NYISO_A-F | NYISO_G-I | NYISO_A-F | Internal | Winter | B20 | 935 | 1999 | 0 | 49.71 | 45.94 | 0.01 | 0
2025 | NYISO_G-I_2_NYISO_J-K | NYISO_G-I | NYISO_J-K | Internal | Shoulder | B11 | 25 | 6130 | 4889.26 | 58.18 | 58.19 | 0.01 | 0
2025 | NYISO_G-I_2_NYISO_J-K | NYISO_G-I | NYISO_J-K | Internal | Shoulder | B12 | 200 | 6130 | 4958.34 | 46.58 | 46.59 | 0.01 | 0
2025 | NYISO_G-I_2_NYISO_J-K | NYISO_G-I | NYISO_J-K | Internal | Shoulder | B13 | 600 | 6130 | 4646.12 | 43.76 | 43.77 | 0.01 | 0
2025 | NYISO_G-I_2_NYISO_J-K | NYISO_G-I | NYISO_J-K | Internal | Shoulder | B14 | 900 | 6130 | 4647.03 | 43.72 | 43.73 | 0.01 | 0
2025 | NYISO_G-I_2_NYISO_J-K | NYISO_G-I | NYISO_J-K | Internal | Shoulder | B15 | 1203 | 6130 | 3553.57 | 42.94 | 42.96 | 0.01 | 0
2025 | NYISO_G-I_2_NYISO_J-K | NYISO_G-I | NYISO_J-K | Internal | Summer | B1 | 10 | 6130 | 4005.54 | 85.15 | 85.17 | 0.01 | 0
2025 | NYISO_G-I_2_NYISO_J-K | NYISO_G-I | NYISO_J-K | Internal | Summer | B2 | 25 | 6130 | 4107.57 | 76.9 | 76.91 | 0.01 | 0
2025 | NYISO_G-I_2_NYISO_J-K | NYISO_G-I | NYISO_J-K | Internal | Summer | B3 | 75 | 6130 | 3267.74 | 60.43 | 60.44 | 0.01 | 0
2025 | NYISO_G-I_2_NYISO_J-K | NYISO_G-I | NYISO_J-K | Internal | Summer | B4 | 100 | 6130 | 3403.02 | 57.47 | 57.48 | 0.01 | 0
2025 | NYISO_G-I_2_NYISO_J-K | NYISO_G-I | NYISO_J-K | Internal | Summer | B5 | 200 | 6130 | 3550.81 | 53.69 | 53.7 | 0.01 | 0
2025 | NYISO_G-I_2_NYISO_J-K | NYISO_G-I | NYISO_J-K | Internal | Summer | B6 | 300 | 6130 | 5261.54 | 53.69 | 53.7 | 0.01 | 0
2025 | NYISO_G-I_2_NYISO_J-K | NYISO_G-I | NYISO_J-K | Internal | Summer | B7 | 400 | 6130 | 5966.04 | 52.7 | 52.71 | 0.01 | 0
2025 | NYISO_G-I_2_NYISO_J-K | NYISO_G-I | NYISO_J-K | Internal | Summer | B8 | 500 | 6130 | 5563.7 | 42.21 | 42.22 | 0.01 | 0
2025 | NYISO_G-I_2_NYISO_J-K | NYISO_G-I | NYISO_J-K | Internal | Summer | B9 | 800 | 6130 | 4610.98 | 40.71 | 40.72 | 0.01 | 0
2025 | NYISO_G-I_2_NYISO_J-K | NYISO_G-I | NYISO_J-K | Internal | Summer | B10 | 1262 | 6130 | 2641.04 | 40.71 | 40.72 | 0.01 | 0
2025 | NYISO_G-I_2_NYISO_J-K | NYISO_G-I | NYISO_J-K | Internal | Winter | B16 | 25 | 6130 | 5758.2 | 70.51 | 70.53 | 0.01 | 0
2025 | NYISO_G-I_2_NYISO_J-K | NYISO_G-I | NYISO_J-K | Internal | Winter | B17 | 100 | 6130 | 5583.88 | 58.9 | 58.91 | 0.01 | 0
2025 | NYISO_G-I_2_NYISO_J-K | NYISO_G-I | NYISO_J-K | Internal | Winter | B18 | 400 | 6130 | 6130 | 54.6 | 55.56 | 0.01 | 0.95
2025 | NYISO_G-I_2_NYISO_J-K | NYISO_G-I | NYISO_J-K | Internal | Winter | B19 | 700 | 6130 | 6064.12 | 53.21 | 53.23 | 0.01 | 0
2025 | NYISO_G-I_2_NYISO_J-K | NYISO_G-I | NYISO_J-K | Internal | Winter | B20 | 935 | 6130 | 6107.35 | 49.71 | 49.72 | 0.01 | 0
2025 | NYISO_G-I_2_PJM_E | NYISO_G-I | PJM_E | Internal | Shoulder | B11 | 25 | 1500 | 0 | 58.18 | 61.11 | 8 | 0
2025 | NYISO_G-I_2_PJM_E | NYISO_G-I | PJM_E | Internal | Shoulder | B12 | 200 | 1500 | 0 | 46.58 | 51.75 | 8 | 0
2025 | NYISO_G-I_2_PJM_E | NYISO_G-I | PJM_E | Internal | Shoulder | B13 | 600 | 1500 | 0 | 43.76 | 46.8 | 8 | 0
2025 | NYISO_G-I_2_PJM_E | NYISO_G-I | PJM_E | Internal | Shoulder | B14 | 900 | 1500 | 0 | 43.72 | 43.99 | 8 | 0
2025 | NYISO_G-I_2_PJM_E | NYISO_G-I | PJM_E | Internal | Shoulder | B15 | 1203 | 1500 | 0 | 42.94 | 40.58 | 8 | 0
2025 | NYISO_G-I_2_PJM_E | NYISO_G-I | PJM_E | Internal | Summer | B1 | 10 | 1500 | 0 | 85.15 | 81.43 | 8 | 0
2025 | NYISO_G-I_2_PJM_E | NYISO_G-I | PJM_E | Internal | Summer | B2 | 25 | 1500 | 0 | 76.9 | 73.43 | 8 | 0
2025 | NYISO_G-I_2_PJM_E | NYISO_G-I | PJM_E | Internal | Summer | B3 | 75 | 1500 | 1347.9 | 60.43 | 68.43 | 8 | 0
2025 | NYISO_G-I_2_PJM_E | NYISO_G-I | PJM_E | Internal | Summer | B4 | 100 | 1500 | 1500 | 57.47 | 68.17 | 8 | 2.71
2025 | NYISO_G-I_2_PJM_E | NYISO_G-I | PJM_E | Internal | Summer | B5 | 200 | 1500 | 1500 | 53.69 | 63.87 | 8 | 2.18
2025 | NYISO_G-I_2_PJM_E | NYISO_G-I | PJM_E | Internal | Summer | B6 | 300 | 1500 | 0 | 53.69 | 52.21 | 8 | 0
2025 | NYISO_G-I_2_PJM_E | NYISO_G-I | PJM_E | Internal | Summer | B7 | 400 | 1500 | 0 | 52.7 | 44.2 | 8 | 0
2025 | NYISO_G-I_2_PJM_E | NYISO_G-I | PJM_E | Internal | Summer | B8 | 500 | 1500 | 0 | 42.21 | 41.78 | 8 | 0
2025 | NYISO_G-I_2_PJM_E | NYISO_G-I | PJM_E | Internal | Summer | B9 | 800 | 1500 | 0 | 40.71 | 40.37 | 8 | 0
2025 | NYISO_G-I_2_PJM_E | NYISO_G-I | PJM_E | Internal | Summer | B10 | 1262 | 1500 | 0 | 40.71 | 37.9 | 8 | 0
2025 | NYISO_G-I_2_PJM_E | NYISO_G-I | PJM_E | Internal | Winter | B16 | 25 | 1500 | 0 | 70.51 | 64.51 | 8 | 0
2025 | NYISO_G-I_2_PJM_E | NYISO_G-I | PJM_E | Internal | Winter | B17 | 100 | 1500 | 0 | 58.9 | 52.91 | 8 | 0
2025 | NYISO_G-I_2_PJM_E | NYISO_G-I | PJM_E | Internal | Winter | B18 | 400 | 1500 | 0 | 54.6 | 48.6 | 8 | 0
2025 | NYISO_G-I_2_PJM_E | NYISO_G-I | PJM_E | Internal | Winter | B19 | 700 | 1500 | 0 | 53.21 | 45.6 | 8 | 0
2025 | NYISO_G-I_2_PJM_E | NYISO_G-I | PJM_E | Internal | Winter | B20 | 935 | 1500 | 0 | 49.71 | 39.95 | 8 | 0
2025 | NYISO_J-K_2_NEISO | NYISO_J-K | NEISO | Internal | Shoulder | B11 | 25 | 0.01 | 0 | 58.19 | 40.76 | 3 | 0.31
2025 | NYISO_J-K_2_NEISO | NYISO_J-K | NEISO | Internal | Shoulder | B12 | 200 | 0.01 | 0 | 46.59 | 40.76 | 3 | 0.05
2025 | NYISO_J-K_2_NEISO | NYISO_J-K | NEISO | Internal | Shoulder | B13 | 600 | 0.01 | 0 | 43.77 | 40.76 | 3 | 0.02
2025 | NYISO_J-K_2_NEISO | NYISO_J-K | NEISO | Internal | Shoulder | B14 | 900 | 0.01 | 0 | 43.73 | 40.76 | 3 | 0.01
2025 | NYISO_J-K_2_NEISO | NYISO_J-K | NEISO | Internal | Shoulder | B15 | 1203 | 0.01 | 0 | 42.96 | 40.76 | 3 | 0.01
2025 | NYISO_J-K_2_NEISO | NYISO_J-K | NEISO | Internal | Summer | B1 | 10 | 0.01 | 0 | 85.17 | 76.42 | 3 | 0.71
2025 | NYISO_J-K_2_NEISO | NYISO_J-K | NEISO | Internal | Summer | B2 | 25 | 0.01 | 0 | 76.91 | 73.9 | 3 | 0.33
2025 | NYISO_J-K_2_NEISO | NYISO_J-K | NEISO | Internal | Summer | B3 | 75 | 0.01 | 0 | 60.44 | 53.64 | 3 | 0.12
2025 | NYISO_J-K_2_NEISO | NYISO_J-K | NEISO | Internal | Summer | B4 | 100 | 0.01 | 0 | 57.48 | 47.12 | 3 | 0.09
2025 | NYISO_J-K_2_NEISO | NYISO_J-K | NEISO | Internal | Summer | B5 | 200 | 0.01 | 0 | 53.7 | 37.7 | 3 | 0.04
2025 | NYISO_J-K_2_NEISO | NYISO_J-K | NEISO | Internal | Summer | B6 | 300 | 0.01 | 0 | 53.7 | 37.7 | 3 | 0.03
2025 | NYISO_J-K_2_NEISO | NYISO_J-K | NEISO | Internal | Summer | B7 | 400 | 0.01 | 0 | 52.71 | 37.7 | 3 | 0.02
2025 | NYISO_J-K_2_NEISO | NYISO_J-K | NEISO | Internal | Summer | B8 | 500 | 0.01 | 0 | 42.22 | 37.7 | 3 | 0.02
2025 | NYISO_J-K_2_NEISO | NYISO_J-K | NEISO | Internal | Summer | B9 | 800 | 0.01 | 0 | 40.72 | 37.7 | 3 | 0.01
2025 | NYISO_J-K_2_NEISO | NYISO_J-K | NEISO | Internal | Summer | B10 | 1262 | 0.01 | 0 | 40.72 | 37.7 | 3 | 0.01
2025 | NYISO_J-K_2_NEISO | NYISO_J-K | NEISO | Internal | Winter | B16 | 25 | 0.01 | 0 | 70.53 | 50.21 | 3 | 0.3
2025 | NYISO_J-K_2_NEISO | NYISO_J-K | NEISO | Internal | Winter | B17 | 100 | 0.01 | 0 | 58.91 | 50.21 | 3 | 0.09
2025 | NYISO_J-K_2_NEISO | NYISO_J-K | NEISO | Internal | Winter | B18 | 400 | 0.01 | 0 | 55.56 | 50.21 | 3 | 0.02
2025 | NYISO_J-K_2_NEISO | NYISO_J-K | NEISO | Internal | Winter | B19 | 700 | 0.01 | 0 | 53.23 | 50.21 | 3 | 0.01
2025 | NYISO_J-K_2_NEISO | NYISO_J-K | NEISO | Internal | Winter | B20 | 935 | 0.01 | 0 | 49.72 | 50.21 | 3 | 0.01
2025 | NYISO_J-K_2_NYISO_G-I | NYISO_J-K | NYISO_G-I | Internal | Shoulder | B11 | 25 | 1999 | 0.15 | 58.19 | 58.18 | 0.01 | 0
2025 | NYISO_J-K_2_NYISO_G-I | NYISO_J-K | NYISO_G-I | Internal | Shoulder | B12 | 200 | 1999 | 0.02 | 46.59 | 46.58 | 0.01 | 0
2025 | NYISO_J-K_2_NYISO_G-I | NYISO_J-K | NYISO_G-I | Internal | Shoulder | B13 | 600 | 1999 | 0 | 43.77 | 43.76 | 0.01 | 0
2025 | NYISO_J-K_2_NYISO_G-I | NYISO_J-K | NYISO_G-I | Internal | Shoulder | B14 | 900 | 1999 | 0 | 43.73 | 43.72 | 0.01 | 0
2025 | NYISO_J-K_2_NYISO_G-I | NYISO_J-K | NYISO_G-I | Internal | Shoulder | B15 | 1203 | 1999 | 0 | 42.96 | 42.94 | 0.01 | 0
2025 | NYISO_J-K_2_NYISO_G-I | NYISO_J-K | NYISO_G-I | Internal | Summer | B1 | 10 | 1999 | 0.36 | 85.17 | 85.15 | 0.01 | 0
2025 | NYISO_J-K_2_NYISO_G-I | NYISO_J-K | NYISO_G-I | Internal | Summer | B2 | 25 | 1999 | 0.15 | 76.91 | 76.9 | 0.01 | 0
2025 | NYISO_J-K_2_NYISO_G-I | NYISO_J-K | NYISO_G-I | Internal | Summer | B3 | 75 | 1999 | 0.05 | 60.44 | 60.43 | 0.01 | 0
2025 | NYISO_J-K_2_NYISO_G-I | NYISO_J-K | NYISO_G-I | Internal | Summer | B4 | 100 | 1999 | 0.04 | 57.48 | 57.47 | 0.01 | 0
2025 | NYISO_J-K_2_NYISO_G-I | NYISO_J-K | NYISO_G-I | Internal | Summer | B5 | 200 | 1999 | 0.02 | 53.7 | 53.69 | 0.01 | 0
2025 | NYISO_J-K_2_NYISO_G-I | NYISO_J-K | NYISO_G-I | Internal | Summer | B6 | 300 | 1999 | 0.01 | 53.7 | 53.69 | 0.01 | 0
2025 | NYISO_J-K_2_NYISO_G-I | NYISO_J-K | NYISO_G-I | Internal | Summer | B7 | 400 | 1999 | 0 | 52.71 | 52.7 | 0.01 | 0
2025 | NYISO_J-K_2_NYISO_G-I | NYISO_J-K | NYISO_G-I | Internal | Summer | B8 | 500 | 1999 | 0 | 42.22 | 42.21 | 0.01 | 0
2025 | NYISO_J-K_2_NYISO_G-I | NYISO_J-K | NYISO_G-I | Internal | Summer | B9 | 800 | 1999 | 0 | 40.72 | 40.71 | 0.01 | 0
2025 | NYISO_J-K_2_NYISO_G-I | NYISO_J-K | NYISO_G-I | Internal | Summer | B10 | 1262 | 1999 | 0 | 40.72 | 40.71 | 0.01 | 0
2025 | NYISO_J-K_2_NYISO_G-I | NYISO_J-K | NYISO_G-I | Internal | Winter | B16 | 25 | 1999 | 0.14 | 70.53 | 70.51 | 0.01 | 0
2025 | NYISO_J-K_2_NYISO_G-I | NYISO_J-K | NYISO_G-I | Internal | Winter | B17 | 100 | 1999 | 0.04 | 58.91 | 58.9 | 0.01 | 0
2025 | NYISO_J-K_2_NYISO_G-I | NYISO_J-K | NYISO_G-I | Internal | Winter | B18 | 400 | 1999 | 0 | 55.56 | 54.6 | 0.01 | 0
2025 | NYISO_J-K_2_NYISO_G-I | NYISO_J-K | NYISO_G-I | Internal | Winter | B19 | 700 | 1999 | 0 | 53.23 | 53.21 | 0.01 | 0
2025 | NYISO_J-K_2_NYISO_G-I | NYISO_J-K | NYISO_G-I | Internal | Winter | B20 | 935 | 1999 | 0 | 49.72 | 49.71 | 0.01 | 0
2025 | NYISO_J-K_2_PJM_E | NYISO_J-K | PJM_E | Internal | Shoulder | B11 | 25 | 0.01 | 0 | 58.19 | 61.11 | 8 | 0.32
2025 | NYISO_J-K_2_PJM_E | NYISO_J-K | PJM_E | Internal | Shoulder | B12 | 200 | 0.01 | 0 | 46.59 | 51.75 | 8 | 0.05
2025 | NYISO_J-K_2_PJM_E | NYISO_J-K | PJM_E | Internal | Shoulder | B13 | 600 | 0.01 | 0 | 43.77 | 46.8 | 8 | 0.02
2025 | NYISO_J-K_2_PJM_E | NYISO_J-K | PJM_E | Internal | Shoulder | B14 | 900 | 0.01 | 0 | 43.73 | 43.99 | 8 | 0.01
2025 | NYISO_J-K_2_PJM_E | NYISO_J-K | PJM_E | Internal | Shoulder | B15 | 1203 | 0.01 | 0 | 42.96 | 40.58 | 8 | 0.01
2025 | NYISO_J-K_2_PJM_E | NYISO_J-K | PJM_E | Internal | Summer | B1 | 10 | 0.01 | 0 | 85.17 | 81.43 | 8 | 0.72
2025 | NYISO_J-K_2_PJM_E | NYISO_J-K | PJM_E | Internal | Summer | B2 | 25 | 0.01 | 0 | 76.91 | 73.43 | 8 | 0.32
2025 | NYISO_J-K_2_PJM_E | NYISO_J-K | PJM_E | Internal | Summer | B3 | 75 | 0.01 | 0 | 60.44 | 68.43 | 8 | 0.19
2025 | NYISO_J-K_2_PJM_E | NYISO_J-K | PJM_E | Internal | Summer | B4 | 100 | 0.01 | 0 | 57.48 | 68.17 | 8 | 2.79
2025 | NYISO_J-K_2_PJM_E | NYISO_J-K | PJM_E | Internal | Summer | B5 | 200 | 0.01 | 0 | 53.7 | 63.87 | 8 | 2.22
2025 | NYISO_J-K_2_PJM_E | NYISO_J-K | PJM_E | Internal | Summer | B6 | 300 | 0.01 | 0 | 53.7 | 52.21 | 8 | 0.03
2025 | NYISO_J-K_2_PJM_E | NYISO_J-K | PJM_E | Internal | Summer | B7 | 400 | 0.01 | 0 | 52.71 | 44.2 | 8 | 0.02
2025 | NYISO_J-K_2_PJM_E | NYISO_J-K | PJM_E | Internal | Summer | B8 | 500 | 0.01 | 0 | 42.22 | 41.78 | 8 | 0.02
2025 | NYISO_J-K_2_PJM_E | NYISO_J-K | PJM_E | Internal | Summer | B9 | 800 | 0.01 | 0 | 40.72 | 40.37 | 8 | 0.01
2025 | NYISO_J-K_2_PJM_E | NYISO_J-K | PJM_E | Internal | Summer | B10 | 1262 | 0.01 | 0 | 40.72 | 37.9 | 8 | 0.01
2025 | NYISO_J-K_2_PJM_E | NYISO_J-K | PJM_E | Internal | Winter | B16 | 25 | 0.01 | 0 | 70.53 | 64.51 | 8 | 0.31
2025 | NYISO_J-K_2_PJM_E | NYISO_J-K | PJM_E | Internal | Winter | B17 | 100 | 0.01 | 0 | 58.91 | 52.91 | 8 | 0.09
2025 | NYISO_J-K_2_PJM_E | NYISO_J-K | PJM_E | Internal | Winter | B18 | 400 | 0.01 | 0 | 55.56 | 48.6 | 8 | 0.02
2025 | NYISO_J-K_2_PJM_E | NYISO_J-K | PJM_E | Internal | Winter | B19 | 700 | 0.01 | 0 | 53.23 | 45.6 | 8 | 0.01
2025 | NYISO_J-K_2_PJM_E | NYISO_J-K | PJM_E | Internal | Winter | B20 | 935 | 0.01 | 0 | 49.72 | 39.95 | 8 | 0.01
2025 | PJM_E_2_NYISO_G-I | PJM_E | NYISO_G-I | Internal | Shoulder | B11 | 25 | 500 | 0 | 61.11 | 58.18 | 6 | 0
2025 | PJM_E_2_NYISO_G-I | PJM_E | NYISO_G-I | Internal | Shoulder | B12 | 200 | 500 | 0 | 51.75 | 46.58 | 6 | 0
2025 | PJM_E_2_NYISO_G-I | PJM_E | NYISO_G-I | Internal | Shoulder | B13 | 600 | 500 | 0 | 46.8 | 43.76 | 6 | 0
2025 | PJM_E_2_NYISO_G-I | PJM_E | NYISO_G-I | Internal | Shoulder | B14 | 900 | 500 | 0 | 43.99 | 43.72 | 6 | 0
2025 | PJM_E_2_NYISO_G-I | PJM_E | NYISO_G-I | Internal | Shoulder | B15 | 1203 | 500 | 0 | 40.58 | 42.94 | 6 | 0
2025 | PJM_E_2_NYISO_G-I | PJM_E | NYISO_G-I | Internal | Summer | B1 | 10 | 500 | 0 | 81.43 | 85.15 | 6 | 0
2025 | PJM_E_2_NYISO_G-I | PJM_E | NYISO_G-I | Internal | Summer | B2 | 25 | 500 | 0 | 73.43 | 76.9 | 6 | 0
2025 | PJM_E_2_NYISO_G-I | PJM_E | NYISO_G-I | Internal | Summer | B3 | 75 | 500 | 0 | 68.43 | 60.43 | 6 | 0
2025 | PJM_E_2_NYISO_G-I | PJM_E | NYISO_G-I | Internal | Summer | B4 | 100 | 500 | 0 | 68.17 | 57.47 | 6 | 0
2025 | PJM_E_2_NYISO_G-I | PJM_E | NYISO_G-I | Internal | Summer | B5 | 200 | 500 | 0 | 63.87 | 53.69 | 6 | 0
2025 | PJM_E_2_NYISO_G-I | PJM_E | NYISO_G-I | Internal | Summer | B6 | 300 | 500 | 0 | 52.21 | 53.69 | 6 | 0
2025 | PJM_E_2_NYISO_G-I | PJM_E | NYISO_G-I | Internal | Summer | B7 | 400 | 500 | 500 | 44.2 | 52.7 | 6 | 2.5
2025 | PJM_E_2_NYISO_G-I | PJM_E | NYISO_G-I | Internal | Summer | B8 | 500 | 500 | 0 | 41.78 | 42.21 | 6 | 0
2025 | PJM_E_2_NYISO_G-I | PJM_E | NYISO_G-I | Internal | Summer | B9 | 800 | 500 | 0 | 40.37 | 40.71 | 6 | 0
2025 | PJM_E_2_NYISO_G-I | PJM_E | NYISO_G-I | Internal | Summer | B10 | 1262 | 500 | 0 | 37.9 | 40.71 | 6 | 0
2025 | PJM_E_2_NYISO_G-I | PJM_E | NYISO_G-I | Internal | Winter | B16 | 25 | 500 | 313.13 | 64.51 | 70.51 | 6 | 0
2025 | PJM_E_2_NYISO_G-I | PJM_E | NYISO_G-I | Internal | Winter | B17 | 100 | 500 | 0.07 | 52.91 | 58.9 | 6 | 0
2025 | PJM_E_2_NYISO_G-I | PJM_E | NYISO_G-I | Internal | Winter | B18 | 400 | 500 | 472.02 | 48.6 | 54.6 | 6 | 0
2025 | PJM_E_2_NYISO_G-I | PJM_E | NYISO_G-I | Internal | Winter | B19 | 700 | 500 | 500 | 45.6 | 53.21 | 6 | 1.62
2025 | PJM_E_2_NYISO_G-I | PJM_E | NYISO_G-I | Internal | Winter | B20 | 935 | 500 | 500 | 39.95 | 49.71 | 6 | 3.76
2025 | PJM_E_2_NYISO_J-K | PJM_E | NYISO_J-K | Internal | Shoulder | B11 | 25 | 330 | 0 | 61.11 | 58.19 | 6 | 0
2025 | PJM_E_2_NYISO_J-K | PJM_E | NYISO_J-K | Internal | Shoulder | B12 | 200 | 330 | 0 | 51.75 | 46.59 | 6 | 0
2025 | PJM_E_2_NYISO_J-K | PJM_E | NYISO_J-K | Internal | Shoulder | B13 | 600 | 330 | 0 | 46.8 | 43.77 | 6 | 0
2025 | PJM_E_2_NYISO_J-K | PJM_E | NYISO_J-K | Internal | Shoulder | B14 | 900 | 330 | 0 | 43.99 | 43.73 | 6 | 0
2025 | PJM_E_2_NYISO_J-K | PJM_E | NYISO_J-K | Internal | Shoulder | B15 | 1203 | 330 | 0 | 40.58 | 42.96 | 6 | 0
2025 | PJM_E_2_NYISO_J-K | PJM_E | NYISO_J-K | Internal | Summer | B1 | 10 | 330 | 0 | 81.43 | 85.17 | 6 | 0
2025 | PJM_E_2_NYISO_J-K | PJM_E | NYISO_J-K | Internal | Summer | B2 | 25 | 330 | 0 | 73.43 | 76.91 | 6 | 0
2025 | PJM_E_2_NYISO_J-K | PJM_E | NYISO_J-K | Internal | Summer | B3 | 75 | 330 | 0 | 68.43 | 60.44 | 6 | 0
2025 | PJM_E_2_NYISO_J-K | PJM_E | NYISO_J-K | Internal | Summer | B4 | 100 | 330 | 0 | 68.17 | 57.48 | 6 | 0
2025 | PJM_E_2_NYISO_J-K | PJM_E | NYISO_J-K | Internal | Summer | B5 | 200 | 330 | 0 | 63.87 | 53.7 | 6 | 0
2025 | PJM_E_2_NYISO_J-K | PJM_E | NYISO_J-K | Internal | Summer | B6 | 300 | 330 | 0 | 52.21 | 53.7 | 6 | 0
2025 | PJM_E_2_NYISO_J-K | PJM_E | NYISO_J-K | Internal | Summer | B7 | 400 | 330 | 330 | 44.2 | 52.71 | 6 | 2.51
2025 | PJM_E_2_NYISO_J-K | PJM_E | NYISO_J-K | Internal | Summer | B8 | 500 | 330 | 0 | 41.78 | 42.22 | 6 | 0
2025 | PJM_E_2_NYISO_J-K | PJM_E | NYISO_J-K | Internal | Summer | B9 | 800 | 330 | 0 | 40.37 | 40.72 | 6 | 0
2025 | PJM_E_2_NYISO_J-K | PJM_E | NYISO_J-K | Internal | Summer | B10 | 1262 | 330 | 0 | 37.9 | 40.72 | 6 | 0
2025 | PJM_E_2_NYISO_J-K | PJM_E | NYISO_J-K | Internal | Winter | B16 | 25 | 330 | 329.74 | 64.51 | 70.53 | 6 | 0.01
2025 | PJM_E_2_NYISO_J-K | PJM_E | NYISO_J-K | Internal | Winter | B17 | 100 | 330 | 109.7 | 52.91 | 58.91 | 6 | 0
2025 | PJM_E_2_NYISO_J-K | PJM_E | NYISO_J-K | Internal | Winter | B18 | 400 | 330 | 330 | 48.6 | 55.56 | 6 | 0.96
2025 | PJM_E_2_NYISO_J-K | PJM_E | NYISO_J-K | Internal | Winter | B19 | 700 | 330 | 330 | 45.6 | 53.23 | 6 | 1.63
2025 | PJM_E_2_NYISO_J-K | PJM_E | NYISO_J-K | Internal | Winter | B20 | 935 | 330 | 330 | 39.95 | 49.72 | 6 | 3.77
2025 | PJM_E_2_PJM_ROM | PJM_E | PJM_ROM | Internal | Shoulder | B11 | 25 | 8000 | 3068.33 | 61.11 | 61.12 | 0.01 | 0
2025 | PJM_E_2_PJM_ROM | PJM_E | PJM_ROM | Internal | Shoulder | B12 | 200 | 8000 | 2247.2 | 51.75 | 51.76 | 0.01 | 0
2025 | PJM_E_2_PJM_ROM | PJM_E | PJM_ROM | Internal | Shoulder | B13 | 600 | 8000 | 2085.23 | 46.8 | 46.82 | 0.01 | 0
2025 | PJM_E_2_PJM_ROM | PJM_E | PJM_ROM | Internal | Shoulder | B14 | 900 | 8000 | 692.39 | 43.99 | 44.01 | 0.01 | 0
2025 | PJM_E_2_PJM_ROM | PJM_E | PJM_ROM | Internal | Shoulder | B15 | 1203 | 8000 | 0 | 40.58 | 40.56 | 0.01 | 0
2025 | PJM_E_2_PJM_ROM | PJM_E | PJM_ROM | Internal | Summer | B1 | 10 | 8000 | 0.38 | 81.43 | 81.42 | 0.01 | 0
2025 | PJM_E_2_PJM_ROM | PJM_E | PJM_ROM | Internal | Summer | B2 | 25 | 8000 | 0.15 | 73.43 | 73.42 | 0.01 | 0
2025 | PJM_E_2_PJM_ROM | PJM_E | PJM_ROM | Internal | Summer | B3 | 75 | 8000 | 1195.39 | 68.43 | 68.44 | 0.01 | 0
2025 | PJM_E_2_PJM_ROM | PJM_E | PJM_ROM | Internal | Summer | B4 | 100 | 8000 | 3349.21 | 68.17 | 68.19 | 0.01 | 0
2025 | PJM_E_2_PJM_ROM | PJM_E | PJM_ROM | Internal | Summer | B5 | 200 | 8000 | 2125.52 | 63.87 | 63.88 | 0.01 | 0
2025 | PJM_E_2_PJM_ROM | PJM_E | PJM_ROM | Internal | Summer | B6 | 300 | 8000 | 0.01 | 52.21 | 52.2 | 0.01 | 0
2025 | PJM_E_2_PJM_ROM | PJM_E | PJM_ROM | Internal | Summer | B7 | 400 | 8000 | 0.04 | 44.2 | 44.21 | 0.01 | 0
2025 | PJM_E_2_PJM_ROM | PJM_E | PJM_ROM | Internal | Summer | B8 | 500 | 8000 | 0 | 41.78 | 41.76 | 0.01 | 0
2025 | PJM_E_2_PJM_ROM | PJM_E | PJM_ROM | Internal | Summer | B9 | 800 | 8000 | 0 | 40.37 | 40.35 | 0.01 | 0
2025 | PJM_E_2_PJM_ROM | PJM_E | PJM_ROM | Internal | Summer | B10 | 1262 | 8000 | 0 | 37.9 | 37.89 | 0.01 | 0
2025 | PJM_E_2_PJM_ROM | PJM_E | PJM_ROM | Internal | Winter | B16 | 25 | 8000 | 0.16 | 64.51 | 64.5 | 0.01 | 0
2025 | PJM_E_2_PJM_ROM | PJM_E | PJM_ROM | Internal | Winter | B17 | 100 | 8000 | 0.04 | 52.91 | 52.9 | 0.01 | 0
2025 | PJM_E_2_PJM_ROM | PJM_E | PJM_ROM | Internal | Winter | B18 | 400 | 8000 | 0 | 48.6 | 48.59 | 0.01 | 0
2025 | PJM_E_2_PJM_ROM | PJM_E | PJM_ROM | Internal | Winter | B19 | 700 | 8000 | 0 | 45.6 | 45.58 | 0.01 | 0
2025 | PJM_E_2_PJM_ROM | PJM_E | PJM_ROM | Internal | Winter | B20 | 935 | 8000 | 0 | 39.95 | 39.94 | 0.01 | 0
2025 | PJM_ROR_2_MISO_IN | PJM_ROR | MISO_IN | Internal | Shoulder | B11 | 25 | 909 | 908.91 | 61.13 | 63.17 | 2 | 0.04
2025 | PJM_ROR_2_MISO_IN | PJM_ROR | MISO_IN | Internal | Shoulder | B12 | 200 | 909 | 0 | 51.75 | 50.95 | 2 | 0
2025 | PJM_ROR_2_MISO_IN | PJM_ROR | MISO_IN | Internal | Shoulder | B13 | 600 | 909 | 0 | 46.8 | 44.82 | 2 | 0
2025 | PJM_ROR_2_MISO_IN | PJM_ROR | MISO_IN | Internal | Shoulder | B14 | 900 | 909 | 0 | 43.99 | 42.89 | 2 | 0
2025 | PJM_ROR_2_MISO_IN | PJM_ROR | MISO_IN | Internal | Shoulder | B15 | 1203 | 909 | 0 | 40.55 | 38.63 | 2 | 0
2025 | PJM_ROR_2_MISO_IN | PJM_ROR | MISO_IN | Internal | Summer | B1 | 10 | 909 | 0 | 75.43 | 73.43 | 2 | 0
2025 | PJM_ROR_2_MISO_IN | PJM_ROR | MISO_IN | Internal | Summer | B2 | 25 | 909 | 0 | 73.4 | 71.42 | 2 | 0
2025 | PJM_ROR_2_MISO_IN | PJM_ROR | MISO_IN | Internal | Summer | B3 | 75 | 909 | 0 | 68.43 | 68.91 | 2 | 0
2025 | PJM_ROR_2_MISO_IN | PJM_ROR | MISO_IN | Internal | Summer | B4 | 100 | 909 | 0 | 68.2 | 68.91 | 2 | 0
2025 | PJM_ROR_2_MISO_IN | PJM_ROR | MISO_IN | Internal | Summer | B5 | 200 | 909 | 836.48 | 63.89 | 65.89 | 2 | 0
2025 | PJM_ROR_2_MISO_IN | PJM_ROR | MISO_IN | Internal | Summer | B6 | 300 | 909 | 0 | 52.19 | 53.21 | 2 | 0
2025 | PJM_ROR_2_MISO_IN | PJM_ROR | MISO_IN | Internal | Summer | B7 | 400 | 909 | 0 | 44.2 | 43.21 | 2 | 0
2025 | PJM_ROR_2_MISO_IN | PJM_ROR | MISO_IN | Internal | Summer | B8 | 500 | 909 | 0 | 41.75 | 40.52 | 2 | 0
2025 | PJM_ROR_2_MISO_IN | PJM_ROR | MISO_IN | Internal | Summer | B9 | 800 | 909 | 0 | 40.34 | 38.42 | 2 | 0
2025 | PJM_ROR_2_MISO_IN | PJM_ROR | MISO_IN | Internal | Summer | B10 | 1262 | 909 | 0 | 37.36 | 35.85 | 2 | 0
2025 | PJM_ROR_2_MISO_IN | PJM_ROR | MISO_IN | Internal | Winter | B16 | 25 | 909 | 385.28 | 64.49 | 66.49 | 2 | 0
2025 | PJM_ROR_2_MISO_IN | PJM_ROR | MISO_IN | Internal | Winter | B17 | 100 | 909 | 0 | 52.89 | 52.23 | 2 | 0
2025 | PJM_ROR_2_MISO_IN | PJM_ROR | MISO_IN | Internal | Winter | B18 | 400 | 909 | 0 | 48.58 | 46.59 | 2 | 0
2025 | PJM_ROR_2_MISO_IN | PJM_ROR | MISO_IN | Internal | Winter | B19 | 700 | 909 | 0 | 45.05 | 44.01 | 2 | 0
2025 | PJM_ROR_2_MISO_IN | PJM_ROR | MISO_IN | Internal | Winter | B20 | 935 | 909 | 0 | 39.36 | 37.37 | 2 | 0
2025 | PJM_ROR_2_MISO_MI | PJM_ROR | MISO_MI | Internal | Shoulder | B11 | 25 | 1305 | 0 | 61.13 | 58.37 | 2 | 0
2025 | PJM_ROR_2_MISO_MI | PJM_ROR | MISO_MI | Internal | Shoulder | B12 | 200 | 1305 | 0 | 51.75 | 50.94 | 2 | 0
2025 | PJM_ROR_2_MISO_MI | PJM_ROR | MISO_MI | Internal | Shoulder | B13 | 600 | 1305 | 0 | 46.8 | 44.8 | 2 | 0
2025 | PJM_ROR_2_MISO_MI | PJM_ROR | MISO_MI | Internal | Shoulder | B14 | 900 | 1305 | 0 | 43.99 | 42.9 | 2 | 0
2025 | PJM_ROR_2_MISO_MI | PJM_ROR | MISO_MI | Internal | Shoulder | B15 | 1203 | 1305 | 0 | 40.55 | 38.64 | 2 | 0
2025 | PJM_ROR_2_MISO_MI | PJM_ROR | MISO_MI | Internal | Summer | B1 | 10 | 1305 | 0 | 75.43 | 73.42 | 2 | 0
2025 | PJM_ROR_2_MISO_MI | PJM_ROR | MISO_MI | Internal | Summer | B2 | 25 | 1305 | 0 | 73.4 | 70.9 | 2 | 0
2025 | PJM_ROR_2_MISO_MI | PJM_ROR | MISO_MI | Internal | Summer | B3 | 75 | 1305 | 0 | 68.43 | 66.43 | 2 | 0
2025 | PJM_ROR_2_MISO_MI | PJM_ROR | MISO_MI | Internal | Summer | B4 | 100 | 1305 | 0 | 68.2 | 65.61 | 2 | 0
2025 | PJM_ROR_2_MISO_MI | PJM_ROR | MISO_MI | Internal | Summer | B5 | 200 | 1305 | 0 | 63.89 | 61.89 | 2 | 0
2025 | PJM_ROR_2_MISO_MI | PJM_ROR | MISO_MI | Internal | Summer | B6 | 300 | 1305 | 0 | 52.19 | 50.19 | 2 | 0
2025 | PJM_ROR_2_MISO_MI | PJM_ROR | MISO_MI | Internal | Summer | B7 | 400 | 1305 | 0 | 44.2 | 43.22 | 2 | 0
2025 | PJM_ROR_2_MISO_MI | PJM_ROR | MISO_MI | Internal | Summer | B8 | 500 | 1305 | 0 | 41.75 | 40.53 | 2 | 0
2025 | PJM_ROR_2_MISO_MI | PJM_ROR | MISO_MI | Internal | Summer | B9 | 800 | 1305 | 0 | 40.34 | 38.43 | 2 | 0
2025 | PJM_ROR_2_MISO_MI | PJM_ROR | MISO_MI | Internal | Summer | B10 | 1262 | 1305 | 0 | 37.36 | 35.86 | 2 | 0
2025 | PJM_ROR_2_MISO_MI | PJM_ROR | MISO_MI | Internal | Winter | B16 | 25 | 1305 | 0 | 64.49 | 62.49 | 2 | 0
2025 | PJM_ROR_2_MISO_MI | PJM_ROR | MISO_MI | Internal | Winter | B17 | 100 | 1305 | 0 | 52.89 | 52.22 | 2 | 0
2025 | PJM_ROR_2_MISO_MI | PJM_ROR | MISO_MI | Internal | Winter | B18 | 400 | 1305 | 0 | 48.58 | 46.6 | 2 | 0
2025 | PJM_ROR_2_MISO_MI | PJM_ROR | MISO_MI | Internal | Winter | B19 | 700 | 1305 | 0 | 45.05 | 44.02 | 2 | 0
2025 | PJM_ROR_2_MISO_MI | PJM_ROR | MISO_MI | Internal | Winter | B20 | 935 | 1305 | 0 | 39.36 | 37.39 | 2 | 0
2025 | PJM_ROR_2_MISO_MO-IL | PJM_ROR | MISO_MO-IL | Internal | Shoulder | B11 | 25 | 1111 | 1110.86 | 61.13 | 63.15 | 2 | 0.02
2025 | PJM_ROR_2_MISO_MO-IL | PJM_ROR | MISO_MO-IL | Internal | Shoulder | B12 | 200 | 1111 | 0 | 51.75 | 49.75 | 2 | 0
2025 | PJM_ROR_2_MISO_MO-IL | PJM_ROR | MISO_MO-IL | Internal | Shoulder | B13 | 600 | 1111 | 0 | 46.8 | 44.8 | 2 | 0
2025 | PJM_ROR_2_MISO_MO-IL | PJM_ROR | MISO_MO-IL | Internal | Shoulder | B14 | 900 | 1111 | 0 | 43.99 | 42.88 | 2 | 0
2025 | PJM_ROR_2_MISO_MO-IL | PJM_ROR | MISO_MO-IL | Internal | Shoulder | B15 | 1203 | 1111 | 0 | 40.55 | 38.55 | 2 | 0
2025 | PJM_ROR_2_MISO_MO-IL | PJM_ROR | MISO_MO-IL | Internal | Summer | B1 | 10 | 1111 | 0 | 75.43 | 73.42 | 2 | 0
2025 | PJM_ROR_2_MISO_MO-IL | PJM_ROR | MISO_MO-IL | Internal | Summer | B2 | 25 | 1111 | 0 | 73.4 | 71.4 | 2 | 0
2025 | PJM_ROR_2_MISO_MO-IL | PJM_ROR | MISO_MO-IL | Internal | Summer | B3 | 75 | 1111 | 0 | 68.43 | 68.9 | 2 | 0
2025 | PJM_ROR_2_MISO_MO-IL | PJM_ROR | MISO_MO-IL | Internal | Summer | B4 | 100 | 1111 | 0 | 68.2 | 68.9 | 2 | 0
2025 | PJM_ROR_2_MISO_MO-IL | PJM_ROR | MISO_MO-IL | Internal | Summer | B5 | 200 | 1111 | 0.04 | 63.89 | 65.88 | 2 | 0
2025 | PJM_ROR_2_MISO_MO-IL | PJM_ROR | MISO_MO-IL | Internal | Summer | B6 | 300 | 1111 | 0 | 52.19 | 53.2 | 2 | 0
2025 | PJM_ROR_2_MISO_MO-IL | PJM_ROR | MISO_MO-IL | Internal | Summer | B7 | 400 | 1111 | 0 | 44.2 | 43.2 | 2 | 0
2025 | PJM_ROR_2_MISO_MO-IL | PJM_ROR | MISO_MO-IL | Internal | Summer | B8 | 500 | 1111 | 0 | 41.75 | 40.11 | 2 | 0
2025 | PJM_ROR_2_MISO_MO-IL | PJM_ROR | MISO_MO-IL | Internal | Summer | B9 | 800 | 1111 | 0 | 40.34 | 38.34 | 2 | 0
2025 | PJM_ROR_2_MISO_MO-IL | PJM_ROR | MISO_MO-IL | Internal | Summer | B10 | 1262 | 1111 | 0 | 37.36 | 35.56 | 2 | 0
2025 | PJM_ROR_2_MISO_MO-IL | PJM_ROR | MISO_MO-IL | Internal | Winter | B16 | 25 | 1111 | 0 | 64.49 | 62.49 | 2 | 0
2025 | PJM_ROR_2_MISO_MO-IL | PJM_ROR | MISO_MO-IL | Internal | Winter | B17 | 100 | 1111 | 0 | 52.89 | 50.89 | 2 | 0
2025 | PJM_ROR_2_MISO_MO-IL | PJM_ROR | MISO_MO-IL | Internal | Winter | B18 | 400 | 1111 | 0 | 48.58 | 46.58 | 2 | 0
2025 | PJM_ROR_2_MISO_MO-IL | PJM_ROR | MISO_MO-IL | Internal | Winter | B19 | 700 | 1111 | 0 | 45.05 | 44 | 2 | 0
2025 | PJM_ROR_2_MISO_MO-IL | PJM_ROR | MISO_MO-IL | Internal | Winter | B20 | 935 | 1111 | 0 | 39.36 | 37.36 | 2 | 0
2025 | PJM_ROR_2_MISO_W | PJM_ROR | MISO_W | Internal | Shoulder | B11 | 25 | 709 | 708.72 | 61.13 | 63.14 | 2 | 0.01
2025 | PJM_ROR_2_MISO_W | PJM_ROR | MISO_W | Internal | Shoulder | B12 | 200 | 709 | 0 | 51.75 | 49.74 | 2 | 0
2025 | PJM_ROR_2_MISO_W | PJM_ROR | MISO_W | Internal | Shoulder | B13 | 600 | 709 | 0 | 46.8 | 44.8 | 2 | 0
2025 | PJM_ROR_2_MISO_W | PJM_ROR | MISO_W | Internal | Shoulder | B14 | 900 | 709 | 0 | 43.99 | 43.95 | 2 | 0
2025 | PJM_ROR_2_MISO_W | PJM_ROR | MISO_W | Internal | Shoulder | B15 | 1203 | 709 | 0 | 40.55 | 39.02 | 2 | 0
2025 | PJM_ROR_2_MISO_W | PJM_ROR | MISO_W | Internal | Summer | B1 | 10 | 709 | 0 | 75.43 | 73.41 | 2 | 0
2025 | PJM_ROR_2_MISO_W | PJM_ROR | MISO_W | Internal | Summer | B2 | 25 | 709 | 0 | 73.4 | 71.4 | 2 | 0
2025 | PJM_ROR_2_MISO_W | PJM_ROR | MISO_W | Internal | Summer | B3 | 75 | 709 | 0 | 68.43 | 70.2 | 2 | 0
2025 | PJM_ROR_2_MISO_W | PJM_ROR | MISO_W | Internal | Summer | B4 | 100 | 709 | 139.09 | 68.2 | 70.2 | 2 | 0
2025 | PJM_ROR_2_MISO_W | PJM_ROR | MISO_W | Internal | Summer | B5 | 200 | 709 | 650.14 | 63.89 | 65.89 | 2 | 0
2025 | PJM_ROR_2_MISO_W | PJM_ROR | MISO_W | Internal | Summer | B6 | 300 | 709 | 708.97 | 52.19 | 54.2 | 2 | 0.01
2025 | PJM_ROR_2_MISO_W | PJM_ROR | MISO_W | Internal | Summer | B7 | 400 | 709 | 0 | 44.2 | 43.21 | 2 | 0
2025 | PJM_ROR_2_MISO_W | PJM_ROR | MISO_W | Internal | Summer | B8 | 500 | 709 | 0 | 41.75 | 40.12 | 2 | 0
2025 | PJM_ROR_2_MISO_W | PJM_ROR | MISO_W | Internal | Summer | B9 | 800 | 709 | 0 | 40.34 | 40.1 | 2 | 0
2025 | PJM_ROR_2_MISO_W | PJM_ROR | MISO_W | Internal | Summer | B10 | 1262 | 709 | 0 | 37.36 | 35.55 | 2 | 0
2025 | PJM_ROR_2_MISO_W | PJM_ROR | MISO_W | Internal | Winter | B16 | 25 | 709 | 0 | 64.49 | 62.48 | 2 | 0
2025 | PJM_ROR_2_MISO_W | PJM_ROR | MISO_W | Internal | Winter | B17 | 100 | 709 | 0 | 52.89 | 50.88 | 2 | 0
2025 | PJM_ROR_2_MISO_W | PJM_ROR | MISO_W | Internal | Winter | B18 | 400 | 709 | 0 | 48.58 | 47.13 | 2 | 0
2025 | PJM_ROR_2_MISO_W | PJM_ROR | MISO_W | Internal | Winter | B19 | 700 | 709 | 0 | 45.05 | 45.29 | 2 | 0
2025 | PJM_ROR_2_MISO_W | PJM_ROR | MISO_W | Internal | Winter | B20 | 935 | 709 | 0 | 39.36 | 37.36 | 2 | 0
2025 | PJM_ROR_2_MISO_WUMS | PJM_ROR | MISO_WUMS | Internal | Shoulder | B11 | 25 | 1467 | 440.08 | 61.13 | 63.13 | 2 | 0
2025 | PJM_ROR_2_MISO_WUMS | PJM_ROR | MISO_WUMS | Internal | Shoulder | B12 | 200 | 1467 | 0 | 51.75 | 49.75 | 2 | 0
2025 | PJM_ROR_2_MISO_WUMS | PJM_ROR | MISO_WUMS | Internal | Shoulder | B13 | 600 | 1467 | 0 | 46.8 | 44.8 | 2 | 0
2025 | PJM_ROR_2_MISO_WUMS | PJM_ROR | MISO_WUMS | Internal | Shoulder | B14 | 900 | 1467 | 0 | 43.99 | 43.93 | 2 | 0
2025 | PJM_ROR_2_MISO_WUMS | PJM_ROR | MISO_WUMS | Internal | Shoulder | B15 | 1203 | 1467 | 0 | 40.55 | 39.03 | 2 | 0
2025 | PJM_ROR_2_MISO_WUMS | PJM_ROR | MISO_WUMS | Internal | Summer | B1 | 10 | 1467 | 0 | 75.43 | 70.76 | 2 | 0
2025 | PJM_ROR_2_MISO_WUMS | PJM_ROR | MISO_WUMS | Internal | Summer | B2 | 25 | 1467 | 0 | 73.4 | 70.76 | 2 | 0
2025 | PJM_ROR_2_MISO_WUMS | PJM_ROR | MISO_WUMS | Internal | Summer | B3 | 75 | 1467 | 0 | 68.43 | 66.56 | 2 | 0
2025 | PJM_ROR_2_MISO_WUMS | PJM_ROR | MISO_WUMS | Internal | Summer | B4 | 100 | 1467 | 0 | 68.2 | 66.56 | 2 | 0
2025 | PJM_ROR_2_MISO_WUMS | PJM_ROR | MISO_WUMS | Internal | Summer | B5 | 200 | 1467 | 0.04 | 63.89 | 65.88 | 2 | 0
2025 | PJM_ROR_2_MISO_WUMS | PJM_ROR | MISO_WUMS | Internal | Summer | B6 | 300 | 1467 | 263.99 | 52.19 | 54.19 | 2 | 0
2025 | PJM_ROR_2_MISO_WUMS | PJM_ROR | MISO_WUMS | Internal | Summer | B7 | 400 | 1467 | 0 | 44.2 | 43.2 | 2 | 0
2025 | PJM_ROR_2_MISO_WUMS | PJM_ROR | MISO_WUMS | Internal | Summer | B8 | 500 | 1467 | 0 | 41.75 | 40.11 | 2 | 0
2025 | PJM_ROR_2_MISO_WUMS | PJM_ROR | MISO_WUMS | Internal | Summer | B9 | 800 | 1467 | 0 | 40.34 | 40.11 | 2 | 0
2025 | PJM_ROR_2_MISO_WUMS | PJM_ROR | MISO_WUMS | Internal | Summer | B10 | 1262 | 1467 | 0 | 37.36 | 36.29 | 2 | 0
2025 | PJM_ROR_2_MISO_WUMS | PJM_ROR | MISO_WUMS | Internal | Winter | B16 | 25 | 1467 | 0 | 64.49 | 62.49 | 2 | 0
2025 | PJM_ROR_2_MISO_WUMS | PJM_ROR | MISO_WUMS | Internal | Winter | B17 | 100 | 1467 | 0 | 52.89 | 50.89 | 2 | 0
2025 | PJM_ROR_2_MISO_WUMS | PJM_ROR | MISO_WUMS | Internal | Winter | B18 | 400 | 1467 | 0 | 48.58 | 47.13 | 2 | 0
2025 | PJM_ROR_2_MISO_WUMS | PJM_ROR | MISO_WUMS | Internal | Winter | B19 | 700 | 1467 | 0 | 45.05 | 45.27 | 2 | 0
2025 | PJM_ROR_2_MISO_WUMS | PJM_ROR | MISO_WUMS | Internal | Winter | B20 | 935 | 1467 | 0 | 39.36 | 37.37 | 2 | 0
2025 | PJM_ROR_2_PJM_ROM | PJM_ROR | PJM_ROM | Internal | Shoulder | B11 | 25 | 8000 | 0.16 | 61.13 | 61.12 | 0.01 | 0
2025 | PJM_ROR_2_PJM_ROM | PJM_ROR | PJM_ROM | Internal | Shoulder | B12 | 200 | 8000 | 529.48 | 51.75 | 51.76 | 0.01 | 0
2025 | PJM_ROR_2_PJM_ROM | PJM_ROR | PJM_ROM | Internal | Shoulder | B13 | 600 | 8000 | 1580.44 | 46.8 | 46.82 | 0.01 | 0
2025 | PJM_ROR_2_PJM_ROM | PJM_ROR | PJM_ROM | Internal | Shoulder | B14 | 900 | 8000 | 2654.09 | 43.99 | 44.01 | 0.01 | 0
2025 | PJM_ROR_2_PJM_ROM | PJM_ROR | PJM_ROM | Internal | Shoulder | B15 | 1203 | 8000 | 3385.29 | 40.55 | 40.56 | 0.01 | 0
2025 | PJM_ROR_2_PJM_ROM | PJM_ROR | PJM_ROM | Internal | Summer | B1 | 10 | 8000 | 8000 | 75.43 | 81.42 | 0.01 | 5.98
2025 | PJM_ROR_2_PJM_ROM | PJM_ROR | PJM_ROM | Internal | Summer | B2 | 25 | 8000 | 7241.9 | 73.4 | 73.42 | 0.01 | 0
2025 | PJM_ROR_2_PJM_ROM | PJM_ROR | PJM_ROM | Internal | Summer | B3 | 75 | 8000 | 1731.52 | 68.43 | 68.44 | 0.01 | 0
2025 | PJM_ROR_2_PJM_ROM | PJM_ROR | PJM_ROM | Internal | Summer | B4 | 100 | 8000 | 0.04 | 68.2 | 68.19 | 0.01 | 0
2025 | PJM_ROR_2_PJM_ROM | PJM_ROR | PJM_ROM | Internal | Summer | B5 | 200 | 8000 | 0.02 | 63.89 | 63.88 | 0.01 | 0
2025 | PJM_ROR_2_PJM_ROM | PJM_ROR | PJM_ROM | Internal | Summer | B6 | 300 | 8000 | 2482.52 | 52.19 | 52.2 | 0.01 | 0
2025 | PJM_ROR_2_PJM_ROM | PJM_ROR | PJM_ROM | Internal | Summer | B7 | 400 | 8000 | 2731.55 | 44.2 | 44.21 | 0.01 | 0
2025 | PJM_ROR_2_PJM_ROM | PJM_ROR | PJM_ROM | Internal | Summer | B8 | 500 | 8000 | 2591.6 | 41.75 | 41.76 | 0.01 | 0
2025 | PJM_ROR_2_PJM_ROM | PJM_ROR | PJM_ROM | Internal | Summer | B9 | 800 | 8000 | 5426.27 | 40.34 | 40.35 | 0.01 | 0
2025 | PJM_ROR_2_PJM_ROM | PJM_ROR | PJM_ROM | Internal | Summer | B10 | 1262 | 8000 | 8000 | 37.36 | 37.89 | 0.01 | 0.52
2025 | PJM_ROR_2_PJM_ROM | PJM_ROR | PJM_ROM | Internal | Winter | B16 | 25 | 8000 | 2544.06 | 64.49 | 64.5 | 0.01 | 0
2025 | PJM_ROR_2_PJM_ROM | PJM_ROR | PJM_ROM | Internal | Winter | B17 | 100 | 8000 | 5193.83 | 52.89 | 52.9 | 0.01 | 0
2025 | PJM_ROR_2_PJM_ROM | PJM_ROR | PJM_ROM | Internal | Winter | B18 | 400 | 8000 | 7716.77 | 48.58 | 48.59 | 0.01 | 0
2025 | PJM_ROR_2_PJM_ROM | PJM_ROR | PJM_ROM | Internal | Winter | B19 | 700 | 8000 | 8000 | 45.05 | 45.58 | 0.01 | 0.52
2025 | PJM_ROR_2_PJM_ROM | PJM_ROR | PJM_ROM | Internal | Winter | B20 | 935 | 8000 | 8000 | 39.36 | 39.94 | 0.01 | 0.56
2025 | PJM_ROR_2_TVA_Transmission | PJM_ROR | TVA_Transmission | Internal | Shoulder | B11 | 25 | 2500 | 659.96 | 61.13 | 67.13 | 6 | 0
2025 | PJM_ROR_2_TVA_Transmission | PJM_ROR | TVA_Transmission | Internal | Shoulder | B12 | 200 | 2500 | 0 | 51.75 | 52.5 | 6 | 0
2025 | PJM_ROR_2_TVA_Transmission | PJM_ROR | TVA_Transmission | Internal | Shoulder | B13 | 600 | 2500 | 0 | 46.8 | 49.06 | 6 | 0
2025 | PJM_ROR_2_TVA_Transmission | PJM_ROR | TVA_Transmission | Internal | Shoulder | B14 | 900 | 2500 | 0 | 43.99 | 47.67 | 6 | 0
2025 | PJM_ROR_2_TVA_Transmission | PJM_ROR | TVA_Transmission | Internal | Shoulder | B15 | 1203 | 2500 | 0 | 40.55 | 46.48 | 6 | 0
2025 | PJM_ROR_2_TVA_Transmission | PJM_ROR | TVA_Transmission | Internal | Summer | B1 | 10 | 2500 | 0.52 | 75.43 | 81.42 | 6 | 0
2025 | PJM_ROR_2_TVA_Transmission | PJM_ROR | TVA_Transmission | Internal | Summer | B2 | 25 | 2500 | 1379.03 | 73.4 | 79.4 | 6 | 0
2025 | PJM_ROR_2_TVA_Transmission | PJM_ROR | TVA_Transmission | Internal | Summer | B3 | 75 | 2500 | 1377.66 | 68.43 | 74.43 | 6 | 0
2025 | PJM_ROR_2_TVA_Transmission | PJM_ROR | TVA_Transmission | Internal | Summer | B4 | 100 | 2500 | 591.6 | 68.2 | 74.2 | 6 | 0
2025 | PJM_ROR_2_TVA_Transmission | PJM_ROR | TVA_Transmission | Internal | Summer | B5 | 200 | 2500 | 831.56 | 63.89 | 69.89 | 6 | 0
2025 | PJM_ROR_2_TVA_Transmission | PJM_ROR | TVA_Transmission | Internal | Summer | B6 | 300 | 2500 | 1147.84 | 52.19 | 58.19 | 6 | 0
2025 | PJM_ROR_2_TVA_Transmission | PJM_ROR | TVA_Transmission | Internal | Summer | B7 | 400 | 2500 | 548.86 | 44.2 | 50.2 | 6 | 0
2025 | PJM_ROR_2_TVA_Transmission | PJM_ROR | TVA_Transmission | Internal | Summer | B8 | 500 | 2500 | 0 | 41.75 | 45.66 | 6 | 0
2025 | PJM_ROR_2_TVA_Transmission | PJM_ROR | TVA_Transmission | Internal | Summer | B9 | 800 | 2500 | 0 | 40.34 | 45.35 | 6 | 0
2025 | PJM_ROR_2_TVA_Transmission | PJM_ROR | TVA_Transmission | Internal | Summer | B10 | 1262 | 2500 | 0 | 37.36 | 40.45 | 6 | 0
2025 | PJM_ROR_2_TVA_Transmission | PJM_ROR | TVA_Transmission | Internal | Winter | B16 | 25 | 2500 | 393.83 | 64.49 | 70.49 | 6 | 0
2025 | PJM_ROR_2_TVA_Transmission | PJM_ROR | TVA_Transmission | Internal | Winter | B17 | 100 | 2500 | 0 | 52.89 | 54.69 | 6 | 0
2025 | PJM_ROR_2_TVA_Transmission | PJM_ROR | TVA_Transmission | Internal | Winter | B18 | 400 | 2500 | 0 | 48.58 | 50.5 | 6 | 0
2025 | PJM_ROR_2_TVA_Transmission | PJM_ROR | TVA_Transmission | Internal | Winter | B19 | 700 | 2500 | 0 | 45.05 | 48.6 | 6 | 0
2025 | PJM_ROR_2_TVA_Transmission | PJM_ROR | TVA_Transmission | Internal | Winter | B20 | 935 | 2500 | 639.13 | 39.36 | 45.36 | 6 | 0
2025 | PJM_ROR_2_VACAR | PJM_ROR | VACAR | Internal | Shoulder | B11 | 25 | 3000 | 2466.88 | 61.13 | 67.13 | 6 | 0
2025 | PJM_ROR_2_VACAR | PJM_ROR | VACAR | Internal | Shoulder | B12 | 200 | 3000 | 0 | 51.75 | 55.06 | 6 | 0
2025 | PJM_ROR_2_VACAR | PJM_ROR | VACAR | Internal | Shoulder | B13 | 600 | 3000 | 0 | 46.8 | 50.45 | 6 | 0
2025 | PJM_ROR_2_VACAR | PJM_ROR | VACAR | Internal | Shoulder | B14 | 900 | 3000 | 223.43 | 43.99 | 49.99 | 6 | 0
2025 | PJM_ROR_2_VACAR | PJM_ROR | VACAR | Internal | Shoulder | B15 | 1203 | 3000 | 0 | 40.55 | 46.39 | 6 | 0
2025 | PJM_ROR_2_VACAR | PJM_ROR | VACAR | Internal | Summer | B1 | 10 | 3000 | 1714.44 | 75.43 | 81.43 | 6 | 0
2025 | PJM_ROR_2_VACAR | PJM_ROR | VACAR | Internal | Summer | B2 | 25 | 3000 | 3000 | 73.4 | 80.6 | 6 | 1.19
2025 | PJM_ROR_2_VACAR | PJM_ROR | VACAR | Internal | Summer | B3 | 75 | 3000 | 3000 | 68.43 | 80.6 | 6 | 6.17
2025 | PJM_ROR_2_VACAR | PJM_ROR | VACAR | Internal | Summer | B4 | 100 | 3000 | 3000 | 68.2 | 78.98 | 6 | 4.79
2025 | PJM_ROR_2_VACAR | PJM_ROR | VACAR | Internal | Summer | B5 | 200 | 3000 | 3000 | 63.89 | 70.11 | 6 | 0.22
2025 | PJM_ROR_2_VACAR | PJM_ROR | VACAR | Internal | Summer | B6 | 300 | 3000 | 3000 | 52.19 | 60.19 | 6 | 2
2025 | PJM_ROR_2_VACAR | PJM_ROR | VACAR | Internal | Summer | B7 | 400 | 3000 | 3000 | 44.2 | 51.15 | 6 | 0.95
2025 | PJM_ROR_2_VACAR | PJM_ROR | VACAR | Internal | Summer | B8 | 500 | 3000 | 2724.73 | 41.75 | 47.75 | 6 | 0
2025 | PJM_ROR_2_VACAR | PJM_ROR | VACAR | Internal | Summer | B9 | 800 | 3000 | 642.66 | 40.34 | 46.34 | 6 | 0
2025 | PJM_ROR_2_VACAR | PJM_ROR | VACAR | Internal | Summer | B10 | 1262 | 3000 | 3000 | 37.36 | 44.54 | 6 | 1.18
2025 | PJM_ROR_2_VACAR | PJM_ROR | VACAR | Internal | Winter | B16 | 25 | 3000 | 3000 | 64.49 | 79.49 | 6 | 9
2025 | PJM_ROR_2_VACAR | PJM_ROR | VACAR | Internal | Winter | B17 | 100 | 3000 | 1665.97 | 52.89 | 58.89 | 6 | 0
2025 | PJM_ROR_2_VACAR | PJM_ROR | VACAR | Internal | Winter | B18 | 400 | 3000 | 0 | 48.58 | 50.56 | 6 | 0
2025 | PJM_ROR_2_VACAR | PJM_ROR | VACAR | Internal | Winter | B19 | 700 | 3000 | 0 | 45.05 | 50.54 | 6 | 0
2025 | PJM_ROR_2_VACAR | PJM_ROR | VACAR | Internal | Winter | B20 | 935 | 3000 | 3000 | 39.36 | 45.53 | 6 | 0.16
2025 | PJM_ROM_2_NYISO_A-F | PJM_ROM | NYISO_A-F | Internal | Shoulder | B11 | 25 | 2000 | 0 | 61.12 | 43.76 | 6 | 0
2025 | PJM_ROM_2_NYISO_A-F | PJM_ROM | NYISO_A-F | Internal | Shoulder | B12 | 200 | 2000 | 0 | 51.76 | 43.76 | 6 | 0
2025 | PJM_ROM_2_NYISO_A-F | PJM_ROM | NYISO_A-F | Internal | Shoulder | B13 | 600 | 2000 | 0 | 46.82 | 43.47 | 6 | 0
2025 | PJM_ROM_2_NYISO_A-F | PJM_ROM | NYISO_A-F | Internal | Shoulder | B14 | 900 | 2000 | 0 | 44.01 | 42.93 | 6 | 0
2025 | PJM_ROM_2_NYISO_A-F | PJM_ROM | NYISO_A-F | Internal | Shoulder | B15 | 1203 | 2000 | 0 | 40.56 | 42.93 | 6 | 0
2025 | PJM_ROM_2_NYISO_A-F | PJM_ROM | NYISO_A-F | Internal | Summer | B1 | 10 | 2000 | 0 | 81.42 | 73.42 | 6 | 0
2025 | PJM_ROM_2_NYISO_A-F | PJM_ROM | NYISO_A-F | Internal | Summer | B2 | 25 | 2000 | 0 | 73.42 | 70.9 | 6 | 0
2025 | PJM_ROM_2_NYISO_A-F | PJM_ROM | NYISO_A-F | Internal | Summer | B3 | 75 | 2000 | 0 | 68.44 | 56.64 | 6 | 0
2025 | PJM_ROM_2_NYISO_A-F | PJM_ROM | NYISO_A-F | Internal | Summer | B4 | 100 | 2000 | 0 | 68.19 | 50.12 | 6 | 0
2025 | PJM_ROM_2_NYISO_A-F | PJM_ROM | NYISO_A-F | Internal | Summer | B5 | 200 | 2000 | 0 | 63.88 | 48.41 | 6 | 0
2025 | PJM_ROM_2_NYISO_A-F | PJM_ROM | NYISO_A-F | Internal | Summer | B6 | 300 | 2000 | 0 | 52.2 | 48.41 | 6 | 0
2025 | PJM_ROM_2_NYISO_A-F | PJM_ROM | NYISO_A-F | Internal | Summer | B7 | 400 | 2000 | 0 | 44.21 | 43.22 | 6 | 0
2025 | PJM_ROM_2_NYISO_A-F | PJM_ROM | NYISO_A-F | Internal | Summer | B8 | 500 | 2000 | 0 | 41.76 | 42.19 | 6 | 0
2025 | PJM_ROM_2_NYISO_A-F | PJM_ROM | NYISO_A-F | Internal | Summer | B9 | 800 | 2000 | 0 | 40.35 | 40.7 | 6 | 0
2025 | PJM_ROM_2_NYISO_A-F | PJM_ROM | NYISO_A-F | Internal | Summer | B10 | 1262 | 2000 | 0 | 37.89 | 40.7 | 6 | 0
2025 | PJM_ROM_2_NYISO_A-F | PJM_ROM | NYISO_A-F | Internal | Winter | B16 | 25 | 2000 | 0 | 64.5 | 50.39 | 6 | 0
2025 | PJM_ROM_2_NYISO_A-F | PJM_ROM | NYISO_A-F | Internal | Winter | B17 | 100 | 2000 | 0 | 52.9 | 48.19 | 6 | 0
2025 | PJM_ROM_2_NYISO_A-F | PJM_ROM | NYISO_A-F | Internal | Winter | B18 | 400 | 2000 | 0 | 48.59 | 45.94 | 6 | 0
2025 | PJM_ROM_2_NYISO_A-F | PJM_ROM | NYISO_A-F | Internal | Winter | B19 | 700 | 2000 | 0 | 45.58 | 45.94 | 6 | 0
2025 | PJM_ROM_2_NYISO_A-F | PJM_ROM | NYISO_A-F | Internal | Winter | B20 | 935 | 2000 | 1510.73 | 39.94 | 45.94 | 6 | 0
2025 | PJM_ROM_2_PJM_E | PJM_ROM | PJM_E | Internal | Shoulder | B11 | 25 | 8000 | 0.15 | 61.12 | 61.11 | 0.01 | 0
2025 | PJM_ROM_2_PJM_E | PJM_ROM | PJM_E | Internal | Shoulder | B12 | 200 | 8000 | 0.02 | 51.76 | 51.75 | 0.01 | 0
2025 | PJM_ROM_2_PJM_E | PJM_ROM | PJM_E | Internal | Shoulder | B13 | 600 | 8000 | 0 | 46.82 | 46.8 | 0.01 | 0
2025 | PJM_ROM_2_PJM_E | PJM_ROM | PJM_E | Internal | Shoulder | B14 | 900 | 8000 | 0 | 44.01 | 43.99 | 0.01 | 0
2025 | PJM_ROM_2_PJM_E | PJM_ROM | PJM_E | Internal | Shoulder | B15 | 1203 | 8000 | 264.83 | 40.56 | 40.58 | 0.01 | 0
2025 | PJM_ROM_2_PJM_E | PJM_ROM | PJM_E | Internal | Summer | B1 | 10 | 8000 | 3830.34 | 81.42 | 81.43 | 0.01 | 0
2025 | PJM_ROM_2_PJM_E | PJM_ROM | PJM_E | Internal | Summer | B2 | 25 | 8000 | 2996.42 | 73.42 | 73.43 | 0.01 | 0
2025 | PJM_ROM_2_PJM_E | PJM_ROM | PJM_E | Internal | Summer | B3 | 75 | 8000 | 0.05 | 68.44 | 68.43 | 0.01 | 0
2025 | PJM_ROM_2_PJM_E | PJM_ROM | PJM_E | Internal | Summer | B4 | 100 | 8000 | 0.04 | 68.19 | 68.17 | 0.01 | 0
2025 | PJM_ROM_2_PJM_E | PJM_ROM | PJM_E | Internal | Summer | B5 | 200 | 8000 | 0.02 | 63.88 | 63.87 | 0.01 | 0
2025 | PJM_ROM_2_PJM_E | PJM_ROM | PJM_E | Internal | Summer | B6 | 300 | 8000 | 93.06 | 52.2 | 52.21 | 0.01 | 0
2025 | PJM_ROM_2_PJM_E | PJM_ROM | PJM_E | Internal | Summer | B7 | 400 | 8000 | 0.01 | 44.21 | 44.2 | 0.01 | 0
2025 | PJM_ROM_2_PJM_E | PJM_ROM | PJM_E | Internal | Summer | B8 | 500 | 8000 | 418.46 | 41.76 | 41.78 | 0.01 | 0
2025 | PJM_ROM_2_PJM_E | PJM_ROM | PJM_E | Internal | Summer | B9 | 800 | 8000 | 2281.94 | 40.35 | 40.37 | 0.01 | 0
2025 | PJM_ROM_2_PJM_E | PJM_ROM | PJM_E | Internal | Summer | B10 | 1262 | 8000 | 3678.22 | 37.89 | 37.9 | 0.01 | 0
2025 | PJM_ROM_2_PJM_E | PJM_ROM | PJM_E | Internal | Winter | B16 | 25 | 8000 | 1108.3 | 64.5 | 64.51 | 0.01 | 0
2025 | PJM_ROM_2_PJM_E | PJM_ROM | PJM_E | Internal | Winter | B17 | 100 | 8000 | 2065.44 | 52.9 | 52.91 | 0.01 | 0
2025 | PJM_ROM_2_PJM_E | PJM_ROM | PJM_E | Internal | Winter | B18 | 400 | 8000 | 5065.27 | 48.59 | 48.6 | 0.01 | 0
2025 | PJM_ROM_2_PJM_E | PJM_ROM | PJM_E | Internal | Winter | B19 | 700 | 8000 | 4309.16 | 45.58 | 45.6 | 0.01 | 0
2025 | PJM_ROM_2_PJM_E | PJM_ROM | PJM_E | Internal | Winter | B20 | 935 | 8000 | 4098.68 | 39.94 | 39.95 | 0.01 | 0
2025 | PJM_ROM_2_PJM_ROR | PJM_ROM | PJM_ROR | Internal | Shoulder | B11 | 25 | 8000 | 1963.96 | 61.12 | 61.13 | 0.01 | 0
2025 | PJM_ROM_2_PJM_ROR | PJM_ROM | PJM_ROR | Internal | Shoulder | B12 | 200 | 8000 | 0.02 | 51.76 | 51.75 | 0.01 | 0
2025 | PJM_ROM_2_PJM_ROR | PJM_ROM | PJM_ROR | Internal | Shoulder | B13 | 600 | 8000 | 0 | 46.82 | 46.8 | 0.01 | 0
2025 | PJM_ROM_2_PJM_ROR | PJM_ROM | PJM_ROR | Internal | Shoulder | B14 | 900 | 8000 | 0 | 44.01 | 43.99 | 0.01 | 0
2025 | PJM_ROM_2_PJM_ROR | PJM_ROM | PJM_ROR | Internal | Shoulder | B15 | 1203 | 8000 | 0 | 40.56 | 40.55 | 0.01 | 0
2025 | PJM_ROM_2_PJM_ROR | PJM_ROM | PJM_ROR | Internal | Summer | B1 | 10 | 8000 | 0 | 81.42 | 75.43 | 0.01 | 0
2025 | PJM_ROM_2_PJM_ROR | PJM_ROM | PJM_ROR | Internal | Summer | B2 | 25 | 8000 | 0.15 | 73.42 | 73.4 | 0.01 | 0
2025 | PJM_ROM_2_PJM_ROR | PJM_ROM | PJM_ROR | Internal | Summer | B3 | 75 | 8000 | 0.05 | 68.44 | 68.43 | 0.01 | 0
2025 | PJM_ROM_2_PJM_ROR | PJM_ROM | PJM_ROR | Internal | Summer | B4 | 100 | 8000 | 1658.61 | 68.19 | 68.2 | 0.01 | 0
2025 | PJM_ROM_2_PJM_ROR | PJM_ROM | PJM_ROR | Internal | Summer | B5 | 200 | 8000 | 1105.32 | 63.88 | 63.89 | 0.01 | 0
2025 | PJM_ROM_2_PJM_ROR | PJM_ROM | PJM_ROR | Internal | Summer | B6 | 300 | 8000 | 0.01 | 52.2 | 52.19 | 0.01 | 0
2025 | PJM_ROM_2_PJM_ROR | PJM_ROM | PJM_ROR | Internal | Summer | B7 | 400 | 8000 | 0.01 | 44.21 | 44.2 | 0.01 | 0
2025 | PJM_ROM_2_PJM_ROR | PJM_ROM | PJM_ROR | Internal | Summer | B8 | 500 | 8000 | 0 | 41.76 | 41.75 | 0.01 | 0
2025 | PJM_ROM_2_PJM_ROR | PJM_ROM | PJM_ROR | Internal | Summer | B9 | 800 | 8000 | 0 | 40.35 | 40.34 | 0.01 | 0
2025 | PJM_ROM_2_PJM_ROR | PJM_ROM | PJM_ROR | Internal | Summer | B10 | 1262 | 8000 | 0 | 37.89 | 37.36 | 0.01 | 0
2025 | PJM_ROM_2_PJM_ROR | PJM_ROM | PJM_ROR | Internal | Winter | B16 | 25 | 8000 | 0.16 | 64.5 | 64.49 | 0.01 | 0
2025 | PJM_ROM_2_PJM_ROR | PJM_ROM | PJM_ROR | Internal | Winter | B17 | 100 | 8000 | 0.04 | 52.9 | 52.89 | 0.01 | 0
2025 | PJM_ROM_2_PJM_ROR | PJM_ROM | PJM_ROR | Internal | Winter | B18 | 400 | 8000 | 0 | 48.59 | 48.58 | 0.01 | 0
2025 | PJM_ROM_2_PJM_ROR | PJM_ROM | PJM_ROR | Internal | Winter | B19 | 700 | 8000 | 0 | 45.58 | 45.05 | 0.01 | 0
2025 | PJM_ROM_2_PJM_ROR | PJM_ROM | PJM_ROR | Internal | Winter | B20 | 935 | 8000 | 0 | 39.94 | 39.36 | 0.01 | 0
2025 | SOCO_2_ENT | SOCO | ENT | Internal | Shoulder | B11 | 25 | 2400 | 0 | 76.13 | 69.7 | 10 | 0
2025 | SOCO_2_ENT | SOCO | ENT | Internal | Shoulder | B12 | 200 | 2400 | 0 | 49.49 | 46.83 | 10 | 0
2025 | SOCO_2_ENT | SOCO | ENT | Internal | Shoulder | B13 | 600 | 2400 | 0 | 46.88 | 46.83 | 10 | 0
2025 | SOCO_2_ENT | SOCO | ENT | Internal | Shoulder | B14 | 900 | 2400 | 0 | 46.88 | 46.57 | 10 | 0
2025 | SOCO_2_ENT | SOCO | ENT | Internal | Shoulder | B15 | 1203 | 2400 | 0 | 46.88 | 46.5 | 10 | 0
2025 | SOCO_2_ENT | SOCO | ENT | Internal | Summer | B1 | 10 | 2400 | 0 | 85.25 | 77.25 | 10 | 0
2025 | SOCO_2_ENT | SOCO | ENT | Internal | Summer | B2 | 25 | 2400 | 0 | 78.61 | 75.69 | 10 | 0
2025 | SOCO_2_ENT | SOCO | ENT | Internal | Summer | B3 | 75 | 2400 | 0 | 78.61 | 75.69 | 10 | 0
2025 | SOCO_2_ENT | SOCO | ENT | Internal | Summer | B4 | 100 | 2400 | 0 | 77.11 | 75.69 | 10 | 0
2025 | SOCO_2_ENT | SOCO | ENT | Internal | Summer | B5 | 200 | 2400 | 0 | 77.11 | 69.11 | 10 | 0
2025 | SOCO_2_ENT | SOCO | ENT | Internal | Summer | B6 | 300 | 2400 | 0 | 67.19 | 61.2 | 10 | 0
2025 | SOCO_2_ENT | SOCO | ENT | Internal | Summer | B7 | 400 | 2400 | 0 | 59.2 | 51.2 | 10 | 0
2025 | SOCO_2_ENT | SOCO | ENT | Internal | Summer | B8 | 500 | 2400 | 0 | 50.68 | 45.36 | 10 | 0
2025 | SOCO_2_ENT | SOCO | ENT | Internal | Summer | B9 | 800 | 2400 | 0 | 45.53 | 45.04 | 10 | 0
2025 | SOCO_2_ENT | SOCO | ENT | Internal | Summer | B10 | 1262 | 2400 | 0 | 45.53 | 43.56 | 10 | 0
2025 | SOCO_2_ENT | SOCO | ENT | Internal | Winter | B16 | 25 | 2400 | 0 | 77.26 | 69.26 | 10 | 0
2025 | SOCO_2_ENT | SOCO | ENT | Internal | Winter | B17 | 100 | 2400 | 0 | 51.45 | 49.74 | 10 | 0
2025 | SOCO_2_ENT | SOCO | ENT | Internal | Winter | B18 | 400 | 2400 | 0 | 49.67 | 49.74 | 10 | 0
2025 | SOCO_2_ENT | SOCO | ENT | Internal | Winter | B19 | 700 | 2400 | 0 | 49.67 | 49.38 | 10 | 0
2025 | SOCO_2_ENT | SOCO | ENT | Internal | Winter | B20 | 935 | 2400 | 0 | 49.67 | 47.76 | 10 | 0
2025 | SOCO_2_FRCC | SOCO | FRCC | Internal | Shoulder | B11 | 25 | 3700 | 1516.07 | 76.13 | 86.13 | 10 | 0
2025 | SOCO_2_FRCC | SOCO | FRCC | Internal | Shoulder | B12 | 200 | 3700 | 1177.6 | 49.49 | 59.49 | 10 | 0
2025 | SOCO_2_FRCC | SOCO | FRCC | Internal | Shoulder | B13 | 600 | 3700 | 0 | 46.88 | 54.36 | 10 | 0
2025 | SOCO_2_FRCC | SOCO | FRCC | Internal | Shoulder | B14 | 900 | 3700 | 0 | 46.88 | 54.27 | 10 | 0
2025 | SOCO_2_FRCC | SOCO | FRCC | Internal | Shoulder | B15 | 1203 | 3700 | 0 | 46.88 | 52.12 | 10 | 0
2025 | SOCO_2_FRCC | SOCO | FRCC | Internal | Summer | B1 | 10 | 3700 | 1065.35 | 85.25 | 95.25 | 10 | 0
2025 | SOCO_2_FRCC | SOCO | FRCC | Internal | Summer | B2 | 25 | 3700 | 0 | 78.61 | 84.92 | 10 | 0
2025 | SOCO_2_FRCC | SOCO | FRCC | Internal | Summer | B3 | 75 | 3700 | 0 | 78.61 | 84.92 | 10 | 0
2025 | SOCO_2_FRCC | SOCO | FRCC | Internal | Summer | B4 | 100 | 3700 | 0 | 77.11 | 84.92 | 10 | 0
2025 | SOCO_2_FRCC | SOCO | FRCC | Internal | Summer | B5 | 200 | 3700 | 0 | 77.11 | 84.92 | 10 | 0
2025 | SOCO_2_FRCC | SOCO | FRCC | Internal | Summer | B6 | 300 | 3700 | 559.44 | 67.19 | 77.19 | 10 | 0
2025 | SOCO_2_FRCC | SOCO | FRCC | Internal | Summer | B7 | 400 | 3700 | 2325.56 | 59.2 | 69.2 | 10 | 0
2025 | SOCO_2_FRCC | SOCO | FRCC | Internal | Summer | B8 | 500 | 3700 | 561.92 | 50.68 | 60.68 | 10 | 0
2025 | SOCO_2_FRCC | SOCO | FRCC | Internal | Summer | B9 | 800 | 3700 | 0 | 45.53 | 53.55 | 10 | 0
2025 | SOCO_2_FRCC | SOCO | FRCC | Internal | Summer | B10 | 1262 | 3700 | 0 | 45.53 | 51.34 | 10 | 0
2025 | SOCO_2_FRCC | SOCO | FRCC | Internal | Winter | B16 | 25 | 3700 | 325.16 | 77.26 | 87.26 | 10 | 0
2025 | SOCO_2_FRCC | SOCO | FRCC | Internal | Winter | B17 | 100 | 3700 | 1324.36 | 51.45 | 61.45 | 10 | 0
2025 | SOCO_2_FRCC | SOCO | FRCC | Internal | Winter | B18 | 400 | 3700 | 0 | 49.67 | 56.86 | 10 | 0
2025 | SOCO_2_FRCC | SOCO | FRCC | Internal | Winter | B19 | 700 | 3700 | 0 | 49.67 | 56.13 | 10 | 0
2025 | SOCO_2_FRCC | SOCO | FRCC | Internal | Winter | B20 | 935 | 3700 | 0 | 49.67 | 54.51 | 10 | 0
2025 | SOCO_2_TVA_Transmission | SOCO | TVA_Transmission | Internal | Shoulder | B11 | 25 | 2600 | 0 | 76.13 | 67.13 | 10 | 0
2025 | SOCO_2_TVA_Transmission | SOCO | TVA_Transmission | Internal | Shoulder | B12 | 200 | 2600 | 0 | 49.49 | 52.5 | 10 | 0
2025 | SOCO_2_TVA_Transmission | SOCO | TVA_Transmission | Internal | Shoulder | B13 | 600 | 2600 | 0 | 46.88 | 49.06 | 10 | 0
2025 | SOCO_2_TVA_Transmission | SOCO | TVA_Transmission | Internal | Shoulder | B14 | 900 | 2600 | 0 | 46.88 | 47.67 | 10 | 0
2025 | SOCO_2_TVA_Transmission | SOCO | TVA_Transmission | Internal | Shoulder | B15 | 1203 | 2600 | 0 | 46.88 | 46.48 | 10 | 0
2025 | SOCO_2_TVA_Transmission | SOCO | TVA_Transmission | Internal | Summer | B1 | 10 | 2600 | 0 | 85.25 | 81.42 | 10 | 0
2025 | SOCO_2_TVA_Transmission | SOCO | TVA_Transmission | Internal | Summer | B2 | 25 | 2600 | 0 | 78.61 | 79.4 | 10 | 0
2025 | SOCO_2_TVA_Transmission | SOCO | TVA_Transmission | Internal | Summer | B3 | 75 | 2600 | 0 | 78.61 | 74.43 | 10 | 0
2025 | SOCO_2_TVA_Transmission | SOCO | TVA_Transmission | Internal | Summer | B4 | 100 | 2600 | 0 | 77.11 | 74.2 | 10 | 0
2025 | SOCO_2_TVA_Transmission | SOCO | TVA_Transmission | Internal | Summer | B5 | 200 | 2600 | 0 | 77.11 | 69.89 | 10 | 0
2025 | SOCO_2_TVA_Transmission | SOCO | TVA_Transmission | Internal | Summer | B6 | 300 | 2600 | 0 | 67.19 | 58.19 | 10 | 0
2025 | SOCO_2_TVA_Transmission | SOCO | TVA_Transmission | Internal | Summer | B7 | 400 | 2600 | 0 | 59.2 | 50.2 | 10 | 0
2025 | SOCO_2_TVA_Transmission | SOCO | TVA_Transmission | Internal | Summer | B8 | 500 | 2600 | 0 | 50.68 | 45.66 | 10 | 0
2025 | SOCO_2_TVA_Transmission | SOCO | TVA_Transmission | Internal | Summer | B9 | 800 | 2600 | 0 | 45.53 | 45.35 | 10 | 0
2025 | SOCO_2_TVA_Transmission | SOCO | TVA_Transmission | Internal | Summer | B10 | 1262 | 2600 | 0 | 45.53 | 40.45 | 10 | 0
2025 | SOCO_2_TVA_Transmission | SOCO | TVA_Transmission | Internal | Winter | B16 | 25 | 2600 | 0 | 77.26 | 70.49 | 10 | 0
2025 | SOCO_2_TVA_Transmission | SOCO | TVA_Transmission | Internal | Winter | B17 | 100 | 2600 | 0 | 51.45 | 54.69 | 10 | 0
2025 | SOCO_2_TVA_Transmission | SOCO | TVA_Transmission | Internal | Winter | B18 | 400 | 2600 | 0 | 49.67 | 50.5 | 10 | 0
2025 | SOCO_2_TVA_Transmission | SOCO | TVA_Transmission | Internal | Winter | B19 | 700 | 2600 | 0 | 49.67 | 48.6 | 10 | 0
2025 | SOCO_2_TVA_Transmission | SOCO | TVA_Transmission | Internal | Winter | B20 | 935 | 2600 | 0 | 49.67 | 45.36 | 10 | 0
2025 | SOCO_2_VACAR | SOCO | VACAR | Internal | Shoulder | B11 | 25 | 2000 | 0 | 76.13 | 67.13 | 10 | 0
2025 | SOCO_2_VACAR | SOCO | VACAR | Internal | Shoulder | B12 | 200 | 2000 | 0 | 49.49 | 55.06 | 10 | 0
2025 | SOCO_2_VACAR | SOCO | VACAR | Internal | Shoulder | B13 | 600 | 2000 | 0 | 46.88 | 50.45 | 10 | 0
2025 | SOCO_2_VACAR | SOCO | VACAR | Internal | Shoulder | B14 | 900 | 2000 | 0 | 46.88 | 49.99 | 10 | 0
2025 | SOCO_2_VACAR | SOCO | VACAR | Internal | Shoulder | B15 | 1203 | 2000 | 0 | 46.88 | 46.39 | 10 | 0
2025 | SOCO_2_VACAR | SOCO | VACAR | Internal | Summer | B1 | 10 | 2000 | 0 | 85.25 | 81.43 | 10 | 0
2025 | SOCO_2_VACAR | SOCO | VACAR | Internal | Summer | B2 | 25 | 2000 | 0 | 78.61 | 80.6 | 10 | 0
2025 | SOCO_2_VACAR | SOCO | VACAR | Internal | Summer | B3 | 75 | 2000 | 0 | 78.61 | 80.6 | 10 | 0
2025 | SOCO_2_VACAR | SOCO | VACAR | Internal | Summer | B4 | 100 | 2000 | 0 | 77.11 | 78.98 | 10 | 0
2025 | SOCO_2_VACAR | SOCO | VACAR | Internal | Summer | B5 | 200 | 2000 | 0 | 77.11 | 70.11 | 10 | 0
2025 | SOCO_2_VACAR | SOCO | VACAR | Internal | Summer | B6 | 300 | 2000 | 0 | 67.19 | 60.19 | 10 | 0
2025 | SOCO_2_VACAR | SOCO | VACAR | Internal | Summer | B7 | 400 | 2000 | 0 | 59.2 | 51.15 | 10 | 0
2025 | SOCO_2_VACAR | SOCO | VACAR | Internal | Summer | B8 | 500 | 2000 | 0 | 50.68 | 47.75 | 10 | 0
2025 | SOCO_2_VACAR | SOCO | VACAR | Internal | Summer | B9 | 800 | 2000 | 0 | 45.53 | 46.34 | 10 | 0
2025 | SOCO_2_VACAR | SOCO | VACAR | Internal | Summer | B10 | 1262 | 2000 | 0 | 45.53 | 44.54 | 10 | 0
2025 | SOCO_2_VACAR | SOCO | VACAR | Internal | Winter | B16 | 25 | 2000 | 0 | 77.26 | 79.49 | 10 | 0
2025 | SOCO_2_VACAR | SOCO | VACAR | Internal | Winter | B17 | 100 | 2000 | 0 | 51.45 | 58.89 | 10 | 0
2025 | SOCO_2_VACAR | SOCO | VACAR | Internal | Winter | B18 | 400 | 2000 | 0 | 49.67 | 50.56 | 10 | 0
2025 | SOCO_2_VACAR | SOCO | VACAR | Internal | Winter | B19 | 700 | 2000 | 0 | 49.67 | 50.54 | 10 | 0
2025 | SOCO_2_VACAR | SOCO | VACAR | Internal | Winter | B20 | 935 | 2000 | 0 | 49.67 | 45.53 | 10 | 0
2025 | SPP_N_2_ENT | SPP_N | ENT | Internal | Shoulder | B11 | 25 | 1800 | 0 | 70.09 | 69.7 | 5 | 0
2025 | SPP_N_2_ENT | SPP_N | ENT | Internal | Shoulder | B12 | 200 | 1800 | 0 | 49.75 | 46.83 | 5 | 0
2025 | SPP_N_2_ENT | SPP_N | ENT | Internal | Shoulder | B13 | 600 | 1800 | 0 | 45.2 | 46.83 | 5 | 0
2025 | SPP_N_2_ENT | SPP_N | ENT | Internal | Shoulder | B14 | 900 | 1800 | 0 | 44.89 | 46.57 | 5 | 0
2025 | SPP_N_2_ENT | SPP_N | ENT | Internal | Shoulder | B15 | 1203 | 1800 | 0 | 44.77 | 46.5 | 5 | 0
2025 | SPP_N_2_ENT | SPP_N | ENT | Internal | Summer | B1 | 10 | 1800 | 0 | 73.59 | 77.25 | 5 | 0
2025 | SPP_N_2_ENT | SPP_N | ENT | Internal | Summer | B2 | 25 | 1800 | 0 | 73.59 | 75.69 | 5 | 0
2025 | SPP_N_2_ENT | SPP_N | ENT | Internal | Summer | B3 | 75 | 1800 | 0 | 73.59 | 75.69 | 5 | 0
2025 | SPP_N_2_ENT | SPP_N | ENT | Internal | Summer | B4 | 100 | 1800 | 0 | 73.59 | 75.69 | 5 | 0
2025 | SPP_N_2_ENT | SPP_N | ENT | Internal | Summer | B5 | 200 | 1800 | 0 | 68.61 | 69.11 | 5 | 0
2025 | SPP_N_2_ENT | SPP_N | ENT | Internal | Summer | B6 | 300 | 1800 | 0 | 61.2 | 61.2 | 5 | 0
2025 | SPP_N_2_ENT | SPP_N | ENT | Internal | Summer | B7 | 400 | 1800 | 0 | 50.21 | 51.2 | 5 | 0
2025 | SPP_N_2_ENT | SPP_N | ENT | Internal | Summer | B8 | 500 | 1800 | 0 | 44.88 | 45.36 | 5 | 0
2025 | SPP_N_2_ENT | SPP_N | ENT | Internal | Summer | B9 | 800 | 1800 | 0 | 43.36 | 45.04 | 5 | 0
2025 | SPP_N_2_ENT | SPP_N | ENT | Internal | Summer | B10 | 1262 | 1800 | 0 | 42.55 | 43.56 | 5 | 0
2025 | SPP_N_2_ENT | SPP_N | ENT | Internal | Winter | B16 | 25 | 1800 | 463.58 | 64.26 | 69.26 | 5 | 0
2025 | SPP_N_2_ENT | SPP_N | ENT | Internal | Winter | B17 | 100 | 1800 | 0 | 48.55 | 49.74 | 5 | 0
2025 | SPP_N_2_ENT | SPP_N | ENT | Internal | Winter | B18 | 400 | 1800 | 0 | 47.82 | 49.74 | 5 | 0
2025 | SPP_N_2_ENT | SPP_N | ENT | Internal | Winter | B19 | 700 | 1800 | 0 | 47.71 | 49.38 | 5 | 0
2025 | SPP_N_2_ENT | SPP_N | ENT | Internal | Winter | B20 | 935 | 1800 | 0 | 43.33 | 47.76 | 5 | 0
2025 | SPP_N_2_MISO_MO-IL | SPP_N | MISO_MO-IL | Internal | Shoulder | B11 | 25 | 2000 | 0 | 70.09 | 63.15 | 5 | 0
2025 | SPP_N_2_MISO_MO-IL | SPP_N | MISO_MO-IL | Internal | Shoulder | B12 | 200 | 2000 | 0 | 49.75 | 49.75 | 5 | 0
2025 | SPP_N_2_MISO_MO-IL | SPP_N | MISO_MO-IL | Internal | Shoulder | B13 | 600 | 2000 | 0 | 45.2 | 44.8 | 5 | 0
2025 | SPP_N_2_MISO_MO-IL | SPP_N | MISO_MO-IL | Internal | Shoulder | B14 | 900 | 2000 | 0 | 44.89 | 42.88 | 5 | 0
2025 | SPP_N_2_MISO_MO-IL | SPP_N | MISO_MO-IL | Internal | Shoulder | B15 | 1203 | 2000 | 0 | 44.77 | 38.55 | 5 | 0
2025 | SPP_N_2_MISO_MO-IL | SPP_N | MISO_MO-IL | Internal | Summer | B1 | 10 | 2000 | 0 | 73.59 | 73.42 | 5 | 0
2025 | SPP_N_2_MISO_MO-IL | SPP_N | MISO_MO-IL | Internal | Summer | B2 | 25 | 2000 | 0 | 73.59 | 71.4 | 5 | 0
2025 | SPP_N_2_MISO_MO-IL | SPP_N | MISO_MO-IL | Internal | Summer | B3 | 75 | 2000 | 0 | 73.59 | 68.9 | 5 | 0
2025 | SPP_N_2_MISO_MO-IL | SPP_N | MISO_MO-IL | Internal | Summer | B4 | 100 | 2000 | 0 | 73.59 | 68.9 | 5 | 0
2025 | SPP_N_2_MISO_MO-IL | SPP_N | MISO_MO-IL | Internal | Summer | B5 | 200 | 2000 | 0 | 68.61 | 65.88 | 5 | 0
2025 | SPP_N_2_MISO_MO-IL | SPP_N | MISO_MO-IL | Internal | Summer | B6 | 300 | 2000 | 0 | 61.2 | 53.2 | 5 | 0
2025 | SPP_N_2_MISO_MO-IL | SPP_N | MISO_MO-IL | Internal | Summer | B7 | 400 | 2000 | 0 | 50.21 | 43.2 | 5 | 0
2025 | SPP_N_2_MISO_MO-IL | SPP_N | MISO_MO-IL | Internal | Summer | B8 | 500 | 2000 | 0 | 44.88 | 40.11 | 5 | 0
2025 | SPP_N_2_MISO_MO-IL | SPP_N | MISO_MO-IL | Internal | Summer | B9 | 800 | 2000 | 0 | 43.36 | 38.34 | 5 | 0
2025 | SPP_N_2_MISO_MO-IL | SPP_N | MISO_MO-IL | Internal | Summer | B10 | 1262 | 2000 | 0 | 42.55 | 35.56 | 5 | 0
2025 | SPP_N_2_MISO_MO-IL | SPP_N | MISO_MO-IL | Internal | Winter | B16 | 25 | 2000 | 0 | 64.26 | 62.49 | 5 | 0
2025 | SPP_N_2_MISO_MO-IL | SPP_N | MISO_MO-IL | Internal | Winter | B17 | 100 | 2000 | 0 | 48.55 | 50.89 | 5 | 0
2025 | SPP_N_2_MISO_MO-IL | SPP_N | MISO_MO-IL | Internal | Winter | B18 | 400 | 2000 | 0 | 47.82 | 46.58 | 5 | 0
2025 | SPP_N_2_MISO_MO-IL | SPP_N | MISO_MO-IL | Internal | Winter | B19 | 700 | 2000 | 0 | 47.71 | 44 | 5 | 0
2025 | SPP_N_2_MISO_MO-IL | SPP_N | MISO_MO-IL | Internal | Winter | B20 | 935 | 2000 | 0 | 43.33 | 37.36 | 5 | 0
2025 | SPP_N_2_MISO_W | SPP_N | MISO_W | Internal | Shoulder | B11 | 25 | 750 | 0 | 70.09 | 63.14 | 5 | 0
2025 | SPP_N_2_MISO_W | SPP_N | MISO_W | Internal | Shoulder | B12 | 200 | 750 | 0 | 49.75 | 49.74 | 5 | 0
2025 | SPP_N_2_MISO_W | SPP_N | MISO_W | Internal | Shoulder | B13 | 600 | 750 | 0 | 45.2 | 44.8 | 5 | 0
2025 | SPP_N_2_MISO_W | SPP_N | MISO_W | Internal | Shoulder | B14 | 900 | 750 | 0 | 44.89 | 43.95 | 5 | 0
2025 | SPP_N_2_MISO_W | SPP_N | MISO_W | Internal | Shoulder | B15 | 1203 | 750 | 0 | 44.77 | 39.02 | 5 | 0
2025 | SPP_N_2_MISO_W | SPP_N | MISO_W | Internal | Summer | B1 | 10 | 750 | 0 | 73.59 | 73.41 | 5 | 0
2025 | SPP_N_2_MISO_W | SPP_N | MISO_W | Internal | Summer | B2 | 25 | 750 | 0 | 73.59 | 71.4 | 5 | 0
2025 | SPP_N_2_MISO_W | SPP_N | MISO_W | Internal | Summer | B3 | 75 | 750 | 0 | 73.59 | 70.2 | 5 | 0
2025 | SPP_N_2_MISO_W | SPP_N | MISO_W | Internal | Summer | B4 | 100 | 750 | 0 | 73.59 | 70.2 | 5 | 0
2025 | SPP_N_2_MISO_W | SPP_N | MISO_W | Internal | Summer | B5 | 200 | 750 | 0 | 68.61 | 65.89 | 5 | 0
2025 | SPP_N_2_MISO_W | SPP_N | MISO_W | Internal | Summer | B6 | 300 | 750 | 0 | 61.2 | 54.2 | 5 | 0
2025 | SPP_N_2_MISO_W | SPP_N | MISO_W | Internal | Summer | B7 | 400 | 750 | 0 | 50.21 | 43.21 | 5 | 0
2025 | SPP_N_2_MISO_W | SPP_N | MISO_W | Internal | Summer | B8 | 500 | 750 | 0 | 44.88 | 40.12 | 5 | 0
2025 | SPP_N_2_MISO_W | SPP_N | MISO_W | Internal | Summer | B9 | 800 | 750 | 0 | 43.36 | 40.1 | 5 | 0
2025 | SPP_N_2_MISO_W | SPP_N | MISO_W | Internal | Summer | B10 | 1262 | 750 | 0 | 42.55 | 35.55 | 5 | 0
2025 | SPP_N_2_MISO_W | SPP_N | MISO_W | Internal | Winter | B16 | 25 | 750 | 0 | 64.26 | 62.48 | 5 | 0
2025 | SPP_N_2_MISO_W | SPP_N | MISO_W | Internal | Winter | B17 | 100 | 750 | 0 | 48.55 | 50.88 | 5 | 0
2025 | SPP_N_2_MISO_W | SPP_N | MISO_W | Internal | Winter | B18 | 400 | 750 | 0 | 47.82 | 47.13 | 5 | 0
2025 | SPP_N_2_MISO_W | SPP_N | MISO_W | Internal | Winter | B19 | 700 | 750 | 0 | 47.71 | 45.29 | 5 | 0
2025 | SPP_N_2_MISO_W | SPP_N | MISO_W | Internal | Winter | B20 | 935 | 750 | 0 | 43.33 | 37.36 | 5 | 0
2025 | SPP_N_2_NE | SPP_N | NE | Internal | Shoulder | B11 | 25 | 330 | 0 | 70.09 | 63.14 | 0.01 | 0
2025 | SPP_N_2_NE | SPP_N | NE | Internal | Shoulder | B12 | 200 | 330 | 0.02 | 49.75 | 49.74 | 0.01 | 0
2025 | SPP_N_2_NE | SPP_N | NE | Internal | Shoulder | B13 | 600 | 330 | 0 | 45.2 | 45.19 | 0.01 | 0
2025 | SPP_N_2_NE | SPP_N | NE | Internal | Shoulder | B14 | 900 | 330 | 0 | 44.89 | 44.88 | 0.01 | 0
2025 | SPP_N_2_NE | SPP_N | NE | Internal | Shoulder | B15 | 1203 | 330 | 0 | 44.77 | 44.76 | 0.01 | 0
2025 | SPP_N_2_NE | SPP_N | NE | Internal | Summer | B1 | 10 | 330 | 0.31 | 73.59 | 73.58 | 0.01 | 0
2025 | SPP_N_2_NE | SPP_N | NE | Internal | Summer | B2 | 25 | 330 | 0.13 | 73.59 | 73.58 | 0.01 | 0
2025 | SPP_N_2_NE | SPP_N | NE | Internal | Summer | B3 | 75 | 330 | 0 | 73.59 | 72.42 | 0.01 | 0
2025 | SPP_N_2_NE | SPP_N | NE | Internal | Summer | B4 | 100 | 330 | 0 | 73.59 | 72.42 | 0.01 | 0
2025 | SPP_N_2_NE | SPP_N | NE | Internal | Summer | B5 | 200 | 330 | 0.02 | 68.61 | 68.59 | 0.01 | 0
2025 | SPP_N_2_NE | SPP_N | NE | Internal | Summer | B6 | 300 | 330 | 0.01 | 61.2 | 61.19 | 0.01 | 0
2025 | SPP_N_2_NE | SPP_N | NE | Internal | Summer | B7 | 400 | 330 | 0 | 50.21 | 49.14 | 0.01 | 0
2025 | SPP_N_2_NE | SPP_N | NE | Internal | Summer | B8 | 500 | 330 | 0 | 44.88 | 42.15 | 0.01 | 0
2025 | SPP_N_2_NE | SPP_N | NE | Internal | Summer | B9 | 800 | 330 | 0 | 43.36 | 42.15 | 0.01 | 0
2025 | SPP_N_2_NE | SPP_N | NE | Internal | Summer | B10 | 1262 | 330 | 0 | 42.55 | 35.55 | 0.01 | 0
2025 | SPP_N_2_NE | SPP_N | NE | Internal | Winter | B16 | 25 | 330 | 0 | 64.26 | 62.48 | 0.01 | 0
2025 | SPP_N_2_NE | SPP_N | NE | Internal | Winter | B17 | 100 | 330 | 0.04 | 48.55 | 48.54 | 0.01 | 0
2025 | SPP_N_2_NE | SPP_N | NE | Internal | Winter | B18 | 400 | 330 | 0 | 47.82 | 47.7 | 0.01 | 0
2025 | SPP_N_2_NE | SPP_N | NE | Internal | Winter | B19 | 700 | 330 | 0 | 47.71 | 47.7 | 0.01 | 0
2025 | SPP_N_2_NE | SPP_N | NE | Internal | Winter | B20 | 935 | 330 | 0 | 43.33 | 41.85 | 0.01 | 0
2025 | SPP_N_2_SPP_S | SPP_N | SPP_S | Internal | Shoulder | B11 | 25 | 4000 | 0 | 70.09 | 64.7 | 0.01 | 0
2025 | SPP_N_2_SPP_S | SPP_N | SPP_S | Internal | Shoulder | B12 | 200 | 4000 | 0 | 49.75 | 48.47 | 0.01 | 0
2025 | SPP_N_2_SPP_S | SPP_N | SPP_S | Internal | Shoulder | B13 | 600 | 4000 | 0 | 45.2 | 45.19 | 0.01 | 0
2025 | SPP_N_2_SPP_S | SPP_N | SPP_S | Internal | Shoulder | B14 | 900 | 4000 | 0 | 44.89 | 44.88 | 0.01 | 0
2025 | SPP_N_2_SPP_S | SPP_N | SPP_S | Internal | Shoulder | B15 | 1203 | 4000 | 2011.07 | 44.77 | 44.78 | 0.01 | 0
2025 | SPP_N_2_SPP_S | SPP_N | SPP_S | Internal | Summer | B1 | 10 | 4000 | 0 | 73.59 | 72.25 | 0.01 | 0
2025 | SPP_N_2_SPP_S | SPP_N | SPP_S | Internal | Summer | B2 | 25 | 4000 | 0 | 73.59 | 72.25 | 0.01 | 0
2025 | SPP_N_2_SPP_S | SPP_N | SPP_S | Internal | Summer | B3 | 75 | 4000 | 0 | 73.59 | 72.25 | 0.01 | 0
2025 | SPP_N_2_SPP_S | SPP_N | SPP_S | Internal | Summer | B4 | 100 | 4000 | 0 | 73.59 | 71.31 | 0.01 | 0
2025 | SPP_N_2_SPP_S | SPP_N | SPP_S | Internal | Summer | B5 | 200 | 4000 | 0 | 68.61 | 62.49 | 0.01 | 0
2025 | SPP_N_2_SPP_S | SPP_N | SPP_S | Internal | Summer | B6 | 300 | 4000 | 1724.35 | 61.2 | 61.21 | 0.01 | 0
2025 | SPP_N_2_SPP_S | SPP_N | SPP_S | Internal | Summer | B7 | 400 | 4000 | 1664.55 | 50.21 | 50.22 | 0.01 | 0
2025 | SPP_N_2_SPP_S | SPP_N | SPP_S | Internal | Summer | B8 | 500 | 4000 | 1554.33 | 44.88 | 44.89 | 0.01 | 0
2025 | SPP_N_2_SPP_S | SPP_N | SPP_S | Internal | Summer | B9 | 800 | 4000 | 1759.44 | 43.36 | 43.37 | 0.01 | 0
2025 | SPP_N_2_SPP_S | SPP_N | SPP_S | Internal | Summer | B10 | 1262 | 4000 | 4000 | 42.55 | 43.27 | 0.01 | 0.71
2025 | SPP_N_2_SPP_S | SPP_N | SPP_S | Internal | Winter | B16 | 25 | 4000 | 0.29 | 64.26 | 64.26 | 0.01 | 0
2025 | SPP_N_2_SPP_S | SPP_N | SPP_S | Internal | Winter | B17 | 100 | 4000 | 91.82 | 48.55 | 48.56 | 0.01 | 0
2025 | SPP_N_2_SPP_S | SPP_N | SPP_S | Internal | Winter | B18 | 400 | 4000 | 1436.49 | 47.82 | 47.83 | 0.01 | 0
2025 | SPP_N_2_SPP_S | SPP_N | SPP_S | Internal | Winter | B19 | 700 | 4000 | 1354.47 | 47.71 | 47.73 | 0.01 | 0
2025 | SPP_N_2_SPP_S | SPP_N | SPP_S | Internal | Winter | B20 | 935 | 4000 | 2751.05 | 43.33 | 43.35 | 0.01 | 0
2025 | SPP_S_2_ENT | SPP_S | ENT | Internal | Shoulder | B11 | 25 | 850 | 127.01 | 64.7 | 69.7 | 5 | 0
2025 | SPP_S_2_ENT | SPP_S | ENT | Internal | Shoulder | B12 | 200 | 850 | 0 | 48.47 | 46.83 | 5 | 0
2025 | SPP_S_2_ENT | SPP_S | ENT | Internal | Shoulder | B13 | 600 | 850 | 0 | 45.19 | 46.83 | 5 | 0
2025 | SPP_S_2_ENT | SPP_S | ENT | Internal | Shoulder | B14 | 900 | 850 | 0 | 44.88 | 46.57 | 5 | 0
2025 | SPP_S_2_ENT | SPP_S | ENT | Internal | Shoulder | B15 | 1203 | 850 | 0 | 44.78 | 46.5 | 5 | 0
2025 | SPP_S_2_ENT | SPP_S | ENT | Internal | Summer | B1 | 10 | 850 | 669.13 | 72.25 | 77.25 | 5 | 0
2025 | SPP_S_2_ENT | SPP_S | ENT | Internal | Summer | B2 | 25 | 850 | 0 | 72.25 | 75.69 | 5 | 0
2025 | SPP_S_2_ENT | SPP_S | ENT | Internal | Summer | B3 | 75 | 850 | 0 | 72.25 | 75.69 | 5 | 0
2025 | SPP_S_2_ENT | SPP_S | ENT | Internal | Summer | B4 | 100 | 850 | 0 | 71.31 | 75.69 | 5 | 0
2025 | SPP_S_2_ENT | SPP_S | ENT | Internal | Summer | B5 | 200 | 850 | 850 | 62.49 | 69.11 | 5 | 1.63
2025 | SPP_S_2_ENT | SPP_S | ENT | Internal | Summer | B6 | 300 | 850 | 0 | 61.21 | 61.2 | 5 | 0
2025 | SPP_S_2_ENT | SPP_S | ENT | Internal | Summer | B7 | 400 | 850 | 0 | 50.22 | 51.2 | 5 | 0
2025 | SPP_S_2_ENT | SPP_S | ENT | Internal | Summer | B8 | 500 | 850 | 0 | 44.89 | 45.36 | 5 | 0
2025 | SPP_S_2_ENT | SPP_S | ENT | Internal | Summer | B9 | 800 | 850 | 0 | 43.37 | 45.04 | 5 | 0
2025 | SPP_S_2_ENT | SPP_S | ENT | Internal | Summer | B10 | 1262 | 850 | 0 | 43.27 | 43.56 | 5 | 0
2025 | SPP_S_2_ENT | SPP_S | ENT | Internal | Winter | B16 | 25 | 850 | 328.18 | 64.26 | 69.26 | 5 | 0
2025 | SPP_S_2_ENT | SPP_S | ENT | Internal | Winter | B17 | 100 | 850 | 0 | 48.56 | 49.74 | 5 | 0
2025 | SPP_S_2_ENT | SPP_S | ENT | Internal | Winter | B18 | 400 | 850 | 0 | 47.83 | 49.74 | 5 | 0
2025 | SPP_S_2_ENT | SPP_S | ENT | Internal | Winter | B19 | 700 | 850 | 0 | 47.73 | 49.38 | 5 | 0
2025 | SPP_S_2_ENT | SPP_S | ENT | Internal | Winter | B20 | 935 | 850 | 0 | 43.35 | 47.76 | 5 | 0
2025 | SPP_S_2_SPP_N | SPP_S | SPP_N | Internal | Shoulder | B11 | 25 | 640 | 640 | 64.7 | 70.09 | 0.01 | 5.37
2025 | SPP_S_2_SPP_N | SPP_S | SPP_N | Internal | Shoulder | B12 | 200 | 640 | 640 | 48.47 | 49.75 | 0.01 | 1.27
2025 | SPP_S_2_SPP_N | SPP_S | SPP_N | Internal | Shoulder | B13 | 600 | 640 | 76.68 | 45.19 | 45.2 | 0.01 | 0
2025 | SPP_S_2_SPP_N | SPP_S | SPP_N | Internal | Shoulder | B14 | 900 | 640 | 174.61 | 44.88 | 44.89 | 0.01 | 0
2025 | SPP_S_2_SPP_N | SPP_S | SPP_N | Internal | Shoulder | B15 | 1203 | 640 | 0 | 44.78 | 44.77 | 0.01 | 0
2025 | SPP_S_2_SPP_N | SPP_S | SPP_N | Internal | Summer | B1 | 10 | 640 | 639.99 | 72.25 | 73.59 | 0.01 | 1.33
2025 | SPP_S_2_SPP_N | SPP_S | SPP_N | Internal | Summer | B2 | 25 | 640 | 640 | 72.25 | 73.59 | 0.01 | 1.33
2025 | SPP_S_2_SPP_N | SPP_S | SPP_N | Internal | Summer | B3 | 75 | 640 | 640 | 72.25 | 73.59 | 0.01 | 1.33
2025 | SPP_S_2_SPP_N | SPP_S | SPP_N | Internal | Summer | B4 | 100 | 640 | 640 | 71.31 | 73.59 | 0.01 | 2.27
2025 | SPP_S_2_SPP_N | SPP_S | SPP_N | Internal | Summer | B5 | 200 | 640 | 640 | 62.49 | 68.61 | 0.01 | 6.11
2025 | SPP_S_2_SPP_N | SPP_S | SPP_N | Internal | Summer | B6 | 300 | 640 | 0.01 | 61.21 | 61.2 | 0.01 | 0
2025 | SPP_S_2_SPP_N | SPP_S | SPP_N | Internal | Summer | B7 | 400 | 640 | 0 | 50.22 | 50.21 | 0.01 | 0
2025 | SPP_S_2_SPP_N | SPP_S | SPP_N | Internal | Summer | B8 | 500 | 640 | 0 | 44.89 | 44.88 | 0.01 | 0
2025 | SPP_S_2_SPP_N | SPP_S | SPP_N | Internal | Summer | B9 | 800 | 640 | 0 | 43.37 | 43.36 | 0.01 | 0
2025 | SPP_S_2_SPP_N | SPP_S | SPP_N | Internal | Summer | B10 | 1262 | 640 | 0 | 43.27 | 42.55 | 0.01 | 0
2025 | SPP_S_2_SPP_N | SPP_S | SPP_N | Internal | Winter | B16 | 25 | 640 | 0.29 | 64.26 | 64.26 | 0.01 | 0
2025 | SPP_S_2_SPP_N | SPP_S | SPP_N | Internal | Winter | B17 | 100 | 640 | 0.04 | 48.56 | 48.55 | 0.01 | 0
2025 | SPP_S_2_SPP_N | SPP_S | SPP_N | Internal | Winter | B18 | 400 | 640 | 0 | 47.83 | 47.82 | 0.01 | 0
2025 | SPP_S_2_SPP_N | SPP_S | SPP_N | Internal | Winter | B19 | 700 | 640 | 0 | 47.73 | 47.71 | 0.01 | 0
2025 | SPP_S_2_SPP_N | SPP_S | SPP_N | Internal | Winter | B20 | 935 | 640 | 0 | 43.35 | 43.33 | 0.01 | 0
2025 | TVA_2_ENT | TVA | ENT | Internal | Shoulder | B11 | 25 | 500 | 0 | 64.37 | 69.7 | 9 | 0
2025 | TVA_2_ENT | TVA | ENT | Internal | Shoulder | B12 | 200 | 500 | 0 | 48.48 | 46.83 | 9 | 0
2025 | TVA_2_ENT | TVA | ENT | Internal | Shoulder | B13 | 600 | 500 | 0 | 46.55 | 46.83 | 9 | 0
2025 | TVA_2_ENT | TVA | ENT | Internal | Shoulder | B14 | 900 | 500 | 0 | 46.55 | 46.57 | 9 | 0
2025 | TVA_2_ENT | TVA | ENT | Internal | Shoulder | B15 | 1203 | 500 | 0 | 46.5 | 46.5 | 9 | 0
2025 | TVA_2_ENT | TVA | ENT | Internal | Summer | B1 | 10 | 500 | 0 | 81.43 | 77.25 | 9 | 0
2025 | TVA_2_ENT | TVA | ENT | Internal | Summer | B2 | 25 | 500 | 0 | 79.42 | 75.69 | 9 | 0
2025 | TVA_2_ENT | TVA | ENT | Internal | Summer | B3 | 75 | 500 | 0 | 74.44 | 75.69 | 9 | 0
2025 | TVA_2_ENT | TVA | ENT | Internal | Summer | B4 | 100 | 500 | 0 | 74.21 | 75.69 | 9 | 0
2025 | TVA_2_ENT | TVA | ENT | Internal | Summer | B5 | 200 | 500 | 0 | 69.9 | 69.11 | 9 | 0
2025 | TVA_2_ENT | TVA | ENT | Internal | Summer | B6 | 300 | 500 | 0 | 53.63 | 61.2 | 9 | 0
2025 | TVA_2_ENT | TVA | ENT | Internal | Summer | B7 | 400 | 500 | 0 | 47.07 | 51.2 | 9 | 0
2025 | TVA_2_ENT | TVA | ENT | Internal | Summer | B8 | 500 | 500 | 0 | 45.14 | 45.36 | 9 | 0
2025 | TVA_2_ENT | TVA | ENT | Internal | Summer | B9 | 800 | 500 | 0 | 45.14 | 45.04 | 9 | 0
2025 | TVA_2_ENT | TVA | ENT | Internal | Summer | B10 | 1262 | 500 | 0 | 38.44 | 43.56 | 9 | 0
2025 | TVA_2_ENT | TVA | ENT | Internal | Winter | B16 | 25 | 500 | 0 | 68.26 | 69.26 | 9 | 0
2025 | TVA_2_ENT | TVA | ENT | Internal | Winter | B17 | 100 | 500 | 0 | 51.43 | 49.74 | 9 | 0
2025 | TVA_2_ENT | TVA | ENT | Internal | Winter | B18 | 400 | 500 | 0 | 47.13 | 49.74 | 9 | 0
2025 | TVA_2_ENT | TVA | ENT | Internal | Winter | B19 | 700 | 500 | 0 | 47.13 | 49.38 | 9 | 0
2025 | TVA_2_ENT | TVA | ENT | Internal | Winter | B20 | 935 | 500 | 0 | 45.37 | 47.76 | 9 | 0
2025 | TVA_2_MISO_MO-IL | TVA | MISO_MO-IL | Internal | Shoulder | B11 | 25 | 50 | 0 | 64.37 | 63.15 | 9 | 0
2025 | TVA_2_MISO_MO-IL | TVA | MISO_MO-IL | Internal | Shoulder | B12 | 200 | 50 | 0 | 48.48 | 49.75 | 9 | 0
2025 | TVA_2_MISO_MO-IL | TVA | MISO_MO-IL | Internal | Shoulder | B13 | 600 | 50 | 0 | 46.55 | 44.8 | 9 | 0
2025 | TVA_2_MISO_MO-IL | TVA | MISO_MO-IL | Internal | Shoulder | B14 | 900 | 50 | 0 | 46.55 | 42.88 | 9 | 0
2025 | TVA_2_MISO_MO-IL | TVA | MISO_MO-IL | Internal | Shoulder | B15 | 1203 | 50 | 0 | 46.5 | 38.55 | 9 | 0
2025 | TVA_2_MISO_MO-IL | TVA | MISO_MO-IL | Internal | Summer | B1 | 10 | 50 | 0 | 81.43 | 73.42 | 9 | 0
2025 | TVA_2_MISO_MO-IL | TVA | MISO_MO-IL | Internal | Summer | B2 | 25 | 50 | 0 | 79.42 | 71.4 | 9 | 0
2025 | TVA_2_MISO_MO-IL | TVA | MISO_MO-IL | Internal | Summer | B3 | 75 | 50 | 0 | 74.44 | 68.9 | 9 | 0
2025 | TVA_2_MISO_MO-IL | TVA | MISO_MO-IL | Internal | Summer | B4 | 100 | 50 | 0 | 74.21 | 68.9 | 9 | 0
2025 | TVA_2_MISO_MO-IL | TVA | MISO_MO-IL | Internal | Summer | B5 | 200 | 50 | 0 | 69.9 | 65.88 | 9 | 0
2025 | TVA_2_MISO_MO-IL | TVA | MISO_MO-IL | Internal | Summer | B6 | 300 | 50 | 0 | 53.63 | 53.2 | 9 | 0
2025 | TVA_2_MISO_MO-IL | TVA | MISO_MO-IL | Internal | Summer | B7 | 400 | 50 | 0 | 47.07 | 43.2 | 9 | 0
2025 | TVA_2_MISO_MO-IL | TVA | MISO_MO-IL | Internal | Summer | B8 | 500 | 50 | 0 | 45.14 | 40.11 | 9 | 0
2025 | TVA_2_MISO_MO-IL | TVA | MISO_MO-IL | Internal | Summer | B9 | 800 | 50 | 0 | 45.14 | 38.34 | 9 | 0
2025 | TVA_2_MISO_MO-IL | TVA | MISO_MO-IL | Internal | Summer | B10 | 1262 | 50 | 0 | 38.44 | 35.56 | 9 | 0
2025 | TVA_2_MISO_MO-IL | TVA | MISO_MO-IL | Internal | Winter | B16 | 25 | 50 | 0 | 68.26 | 62.49 | 9 | 0
2025 | TVA_2_MISO_MO-IL | TVA | MISO_MO-IL | Internal | Winter | B17 | 100 | 50 | 0 | 51.43 | 50.89 | 9 | 0
2025 | TVA_2_MISO_MO-IL | TVA | MISO_MO-IL | Internal | Winter | B18 | 400 | 50 | 0 | 47.13 | 46.58 | 9 | 0
2025 | TVA_2_MISO_MO-IL | TVA | MISO_MO-IL | Internal | Winter | B19 | 700 | 50 | 0 | 47.13 | 44 | 9 | 0
2025 | TVA_2_MISO_MO-IL | TVA | MISO_MO-IL | Internal | Winter | B20 | 935 | 50 | 0 | 45.37 | 37.36 | 9 | 0
2025 | TVA_2_NonRTO_Midwest | TVA | NonRTO_Midwest | Internal | Shoulder | B11 | 25 | 100 | 0 | 64.37 | 71.17 | 9 | 0
2025 | TVA_2_NonRTO_Midwest | TVA | NonRTO_Midwest | Internal | Shoulder | B12 | 200 | 100 | 100 | 48.48 | 58.95 | 9 | 1.47
2025 | TVA_2_NonRTO_Midwest | TVA | NonRTO_Midwest | Internal | Shoulder | B13 | 600 | 100 | 0 | 46.55 | 52.82 | 9 | 0
2025 | TVA_2_NonRTO_Midwest | TVA | NonRTO_Midwest | Internal | Shoulder | B14 | 900 | 100 | 0 | 46.55 | 42.84 | 9 | 0
2025 | TVA_2_NonRTO_Midwest | TVA | NonRTO_Midwest | Internal | Shoulder | B15 | 1203 | 100 | 0 | 46.5 | 38.48 | 9 | 0
2025 | TVA_2_NonRTO_Midwest | TVA | NonRTO_Midwest | Internal | Summer | B1 | 10 | 100 | 0 | 81.43 | 75.82 | 9 | 0
2025 | TVA_2_NonRTO_Midwest | TVA | NonRTO_Midwest | Internal | Summer | B2 | 25 | 100 | 0 | 79.42 | 75.82 | 9 | 0
2025 | TVA_2_NonRTO_Midwest | TVA | NonRTO_Midwest | Internal | Summer | B3 | 75 | 100 | 0 | 74.44 | 75.82 | 9 | 0
2025 | TVA_2_NonRTO_Midwest | TVA | NonRTO_Midwest | Internal | Summer | B4 | 100 | 100 | 0 | 74.21 | 75.82 | 9 | 0
2025 | TVA_2_NonRTO_Midwest | TVA | NonRTO_Midwest | Internal | Summer | B5 | 200 | 100 | 0 | 69.9 | 73.89 | 9 | 0
2025 | TVA_2_NonRTO_Midwest | TVA | NonRTO_Midwest | Internal | Summer | B6 | 300 | 100 | 0 | 53.63 | 61.21 | 9 | 0
2025 | TVA_2_NonRTO_Midwest | TVA | NonRTO_Midwest | Internal | Summer | B7 | 400 | 100 | 0 | 47.07 | 51.21 | 9 | 0
2025 | TVA_2_NonRTO_Midwest | TVA | NonRTO_Midwest | Internal | Summer | B8 | 500 | 100 | 0 | 45.14 | 38.39 | 9 | 0
2025 | TVA_2_NonRTO_Midwest | TVA | NonRTO_Midwest | Internal | Summer | B9 | 800 | 100 | 0 | 45.14 | 37.73 | 9 | 0
2025 | TVA_2_NonRTO_Midwest | TVA | NonRTO_Midwest | Internal | Summer | B10 | 1262 | 100 | 0 | 38.44 | 35.06 | 9 | 0
2025 | TVA_2_NonRTO_Midwest | TVA | NonRTO_Midwest | Internal | Winter | B16 | 25 | 100 | 0 | 68.26 | 74.49 | 9 | 0
2025 | TVA_2_NonRTO_Midwest | TVA | NonRTO_Midwest | Internal | Winter | B17 | 100 | 100 | 0 | 51.43 | 60.23 | 9 | 0
2025 | TVA_2_NonRTO_Midwest | TVA | NonRTO_Midwest | Internal | Winter | B18 | 400 | 100 | 0 | 47.13 | 54.59 | 9 | 0
2025 | TVA_2_NonRTO_Midwest | TVA | NonRTO_Midwest | Internal | Winter | B19 | 700 | 100 | 0 | 47.13 | 44.59 | 9 | 0
2025 | TVA_2_NonRTO_Midwest | TVA | NonRTO_Midwest | Internal | Winter | B20 | 935 | 100 | 0 | 45.37 | 37.49 | 9 | 0
2025 | TVA_2_PJM_ROR | TVA | PJM_ROR | Internal | Shoulder | B11 | 25 | 500 | 0 | 64.37 | 61.13 | 9 | 0
2025 | TVA_2_PJM_ROR | TVA | PJM_ROR | Internal | Shoulder | B12 | 200 | 500 | 0 | 48.48 | 51.75 | 9 | 0
2025 | TVA_2_PJM_ROR | TVA | PJM_ROR | Internal | Shoulder | B13 | 600 | 500 | 0 | 46.55 | 46.8 | 9 | 0
2025 | TVA_2_PJM_ROR | TVA | PJM_ROR | Internal | Shoulder | B14 | 900 | 500 | 0 | 46.55 | 43.99 | 9 | 0
2025 | TVA_2_PJM_ROR | TVA | PJM_ROR | Internal | Shoulder | B15 | 1203 | 500 | 0 | 46.5 | 40.55 | 9 | 0
2025 | TVA_2_PJM_ROR | TVA | PJM_ROR | Internal | Summer | B1 | 10 | 500 | 0 | 81.43 | 75.43 | 9 | 0
2025 | TVA_2_PJM_ROR | TVA | PJM_ROR | Internal | Summer | B2 | 25 | 500 | 0 | 79.42 | 73.4 | 9 | 0
2025 | TVA_2_PJM_ROR | TVA | PJM_ROR | Internal | Summer | B3 | 75 | 500 | 0 | 74.44 | 68.43 | 9 | 0
2025 | TVA_2_PJM_ROR | TVA | PJM_ROR | Internal | Summer | B4 | 100 | 500 | 0 | 74.21 | 68.2 | 9 | 0
2025 | TVA_2_PJM_ROR | TVA | PJM_ROR | Internal | Summer | B5 | 200 | 500 | 0 | 69.9 | 63.89 | 9 | 0
2025 | TVA_2_PJM_ROR | TVA | PJM_ROR | Internal | Summer | B6 | 300 | 500 | 0 | 53.63 | 52.19 | 9 | 0
2025 | TVA_2_PJM_ROR | TVA | PJM_ROR | Internal | Summer | B7 | 400 | 500 | 0 | 47.07 | 44.2 | 9 | 0
2025 | TVA_2_PJM_ROR | TVA | PJM_ROR | Internal | Summer | B8 | 500 | 500 | 0 | 45.14 | 41.75 | 9 | 0
2025 | TVA_2_PJM_ROR | TVA | PJM_ROR | Internal | Summer | B9 | 800 | 500 | 0 | 45.14 | 40.34 | 9 | 0
2025 | TVA_2_PJM_ROR | TVA | PJM_ROR | Internal | Summer | B10 | 1262 | 500 | 0 | 38.44 | 37.36 | 9 | 0
2025 | TVA_2_PJM_ROR | TVA | PJM_ROR | Internal | Winter | B16 | 25 | 500 | 0 | 68.26 | 64.49 | 9 | 0
2025 | TVA_2_PJM_ROR | TVA | PJM_ROR | Internal | Winter | B17 | 100 | 500 | 0 | 51.43 | 52.89 | 9 | 0
2025 | TVA_2_PJM_ROR | TVA | PJM_ROR | Internal | Winter | B18 | 400 | 500 | 0 | 47.13 | 48.58 | 9 | 0
2025 | TVA_2_PJM_ROR | TVA | PJM_ROR | Internal | Winter | B19 | 700 | 500 | 0 | 47.13 | 45.05 | 9 | 0
2025 | TVA_2_PJM_ROR | TVA | PJM_ROR | Internal | Winter | B20 | 935 | 500 | 0 | 45.37 | 39.36 | 9 | 0
2025 | TVA_2_SOCO | TVA | SOCO | Internal | Shoulder | B11 | 25 | 500 | 500 | 64.37 | 76.13 | 9 | 2.76
2025 | TVA_2_SOCO | TVA | SOCO | Internal | Shoulder | B12 | 200 | 500 | 0 | 48.48 | 49.49 | 9 | 0
2025 | TVA_2_SOCO | TVA | SOCO | Internal | Shoulder | B13 | 600 | 500 | 0 | 46.55 | 46.88 | 9 | 0
2025 | TVA_2_SOCO | TVA | SOCO | Internal | Shoulder | B14 | 900 | 500 | 0 | 46.55 | 46.88 | 9 | 0
2025 | TVA_2_SOCO | TVA | SOCO | Internal | Shoulder | B15 | 1203 | 500 | 0 | 46.5 | 46.88 | 9 | 0
2025 | TVA_2_SOCO | TVA | SOCO | Internal | Summer | B1 | 10 | 500 | 0 | 81.43 | 85.25 | 9 | 0
2025 | TVA_2_SOCO | TVA | SOCO | Internal | Summer | B2 | 25 | 500 | 0 | 79.42 | 78.61 | 9 | 0
2025 | TVA_2_SOCO | TVA | SOCO | Internal | Summer | B3 | 75 | 500 | 0 | 74.44 | 78.61 | 9 | 0
2025 | TVA_2_SOCO | TVA | SOCO | Internal | Summer | B4 | 100 | 500 | 0 | 74.21 | 77.11 | 9 | 0
2025 | TVA_2_SOCO | TVA | SOCO | Internal | Summer | B5 | 200 | 500 | 0 | 69.9 | 77.11 | 9 | 0
2025 | TVA_2_SOCO | TVA | SOCO | Internal | Summer | B6 | 300 | 500 | 500 | 53.63 | 67.19 | 9 | 4.57
2025 | TVA_2_SOCO | TVA | SOCO | Internal | Summer | B7 | 400 | 500 | 500 | 47.07 | 59.2 | 9 | 3.13
2025 | TVA_2_SOCO | TVA | SOCO | Internal | Summer | B8 | 500 | 500 | 0 | 45.14 | 50.68 | 9 | 0
2025 | TVA_2_SOCO | TVA | SOCO | Internal | Summer | B9 | 800 | 500 | 0 | 45.14 | 45.53 | 9 | 0
2025 | TVA_2_SOCO | TVA | SOCO | Internal | Summer | B10 | 1262 | 500 | 0 | 38.44 | 45.53 | 9 | 0
2025 | TVA_2_SOCO | TVA | SOCO | Internal | Winter | B16 | 25 | 500 | 133.15 | 68.26 | 77.26 | 9 | 0
2025 | TVA_2_SOCO | TVA | SOCO | Internal | Winter | B17 | 100 | 500 | 0 | 51.43 | 51.45 | 9 | 0
2025 | TVA_2_SOCO | TVA | SOCO | Internal | Winter | B18 | 400 | 500 | 0 | 47.13 | 49.67 | 9 | 0
2025 | TVA_2_SOCO | TVA | SOCO | Internal | Winter | B19 | 700 | 500 | 0 | 47.13 | 49.67 | 9 | 0
2025 | TVA_2_SOCO | TVA | SOCO | Internal | Winter | B20 | 935 | 500 | 0 | 45.37 | 49.67 | 9 | 0
2025 | TVA_2_VACAR | TVA | VACAR | Internal | Shoulder | B11 | 25 | 150 | 0 | 64.37 | 67.13 | 9 | 0
2025 | TVA_2_VACAR | TVA | VACAR | Internal | Shoulder | B12 | 200 | 150 | 0 | 48.48 | 55.06 | 9 | 0
2025 | TVA_2_VACAR | TVA | VACAR | Internal | Shoulder | B13 | 600 | 150 | 0 | 46.55 | 50.45 | 9 | 0
2025 | TVA_2_VACAR | TVA | VACAR | Internal | Shoulder | B14 | 900 | 150 | 0 | 46.55 | 49.99 | 9 | 0
2025 | TVA_2_VACAR | TVA | VACAR | Internal | Shoulder | B15 | 1203 | 150 | 0 | 46.5 | 46.39 | 9 | 0
2025 | TVA_2_VACAR | TVA | VACAR | Internal | Summer | B1 | 10 | 150 | 0 | 81.43 | 81.43 | 9 | 0
2025 | TVA_2_VACAR | TVA | VACAR | Internal | Summer | B2 | 25 | 150 | 0 | 79.42 | 80.6 | 9 | 0
2025 | TVA_2_VACAR | TVA | VACAR | Internal | Summer | B3 | 75 | 150 | 0 | 74.44 | 80.6 | 9 | 0
2025 | TVA_2_VACAR | TVA | VACAR | Internal | Summer | B4 | 100 | 150 | 0 | 74.21 | 78.98 | 9 | 0
2025 | TVA_2_VACAR | TVA | VACAR | Internal | Summer | B5 | 200 | 150 | 0 | 69.9 | 70.11 | 9 | 0
2025 | TVA_2_VACAR | TVA | VACAR | Internal | Summer | B6 | 300 | 150 | 0 | 53.63 | 60.19 | 9 | 0
2025 | TVA_2_VACAR | TVA | VACAR | Internal | Summer | B7 | 400 | 150 | 0 | 47.07 | 51.15 | 9 | 0
2025 | TVA_2_VACAR | TVA | VACAR | Internal | Summer | B8 | 500 | 150 | 0 | 45.14 | 47.75 | 9 | 0
2025 | TVA_2_VACAR | TVA | VACAR | Internal | Summer | B9 | 800 | 150 | 0 | 45.14 | 46.34 | 9 | 0
2025 | TVA_2_VACAR | TVA | VACAR | Internal | Summer | B10 | 1262 | 150 | 0 | 38.44 | 44.54 | 9 | 0
2025 | TVA_2_VACAR | TVA | VACAR | Internal | Winter | B16 | 25 | 150 | 150 | 68.26 | 79.49 | 9 | 2.23
2025 | TVA_2_VACAR | TVA | VACAR | Internal | Winter | B17 | 100 | 150 | 0 | 51.43 | 58.89 | 9 | 0
2025 | TVA_2_VACAR | TVA | VACAR | Internal | Winter | B18 | 400 | 150 | 0 | 47.13 | 50.56 | 9 | 0
2025 | TVA_2_VACAR | TVA | VACAR | Internal | Winter | B19 | 700 | 150 | 0 | 47.13 | 50.54 | 9 | 0
2025 | TVA_2_VACAR | TVA | VACAR | Internal | Winter | B20 | 935 | 150 | 0 | 45.37 | 45.53 | 9 | 0
2025 | TVA_Transmission_2_ENT | TVA_Transmission | ENT | Internal | Shoulder | B11 | 25 | 3000 | 0 | 67.13 | 69.7 | 9 | 0
2025 | TVA_Transmission_2_ENT | TVA_Transmission | ENT | Internal | Shoulder | B12 | 200 | 3000 | 0 | 52.5 | 46.83 | 9 | 0
2025 | TVA_Transmission_2_ENT | TVA_Transmission | ENT | Internal | Shoulder | B13 | 600 | 3000 | 0 | 49.06 | 46.83 | 9 | 0
2025 | TVA_Transmission_2_ENT | TVA_Transmission | ENT | Internal | Shoulder | B14 | 900 | 3000 | 0 | 47.67 | 46.57 | 9 | 0
2025 | TVA_Transmission_2_ENT | TVA_Transmission | ENT | Internal | Shoulder | B15 | 1203 | 3000 | 0 | 46.48 | 46.5 | 9 | 0
2025 | TVA_Transmission_2_ENT | TVA_Transmission | ENT | Internal | Summer | B1 | 10 | 3000 | 0 | 81.42 | 77.25 | 9 | 0
2025 | TVA_Transmission_2_ENT | TVA_Transmission | ENT | Internal | Summer | B2 | 25 | 3000 | 0 | 79.4 | 75.69 | 9 | 0
2025 | TVA_Transmission_2_ENT | TVA_Transmission | ENT | Internal | Summer | B3 | 75 | 3000 | 0 | 74.43 | 75.69 | 9 | 0
2025 | TVA_Transmission_2_ENT | TVA_Transmission | ENT | Internal | Summer | B4 | 100 | 3000 | 0 | 74.2 | 75.69 | 9 | 0
2025 | TVA_Transmission_2_ENT | TVA_Transmission | ENT | Internal | Summer | B5 | 200 | 3000 | 0 | 69.89 | 69.11 | 9 | 0
2025 | TVA_Transmission_2_ENT | TVA_Transmission | ENT | Internal | Summer | B6 | 300 | 3000 | 0 | 58.19 | 61.2 | 9 | 0
2025 | TVA_Transmission_2_ENT | TVA_Transmission | ENT | Internal | Summer | B7 | 400 | 3000 | 0 | 50.2 | 51.2 | 9 | 0
2025 | TVA_Transmission_2_ENT | TVA_Transmission | ENT | Internal | Summer | B8 | 500 | 3000 | 0 | 45.66 | 45.36 | 9 | 0
2025 | TVA_Transmission_2_ENT | TVA_Transmission | ENT | Internal | Summer | B9 | 800 | 3000 | 0 | 45.35 | 45.04 | 9 | 0
2025 | TVA_Transmission_2_ENT | TVA_Transmission | ENT | Internal | Summer | B10 | 1262 | 3000 | 0 | 40.45 | 43.56 | 9 | 0
2025 | TVA_Transmission_2_ENT | TVA_Transmission | ENT | Internal | Winter | B16 | 25 | 3000 | 0 | 70.49 | 69.26 | 9 | 0
2025 | TVA_Transmission_2_ENT | TVA_Transmission | ENT | Internal | Winter | B17 | 100 | 3000 | 0 | 54.69 | 49.74 | 9 | 0
2025 | TVA_Transmission_2_ENT | TVA_Transmission | ENT | Internal | Winter | B18 | 400 | 3000 | 0 | 50.5 | 49.74 | 9 | 0
2025 | TVA_Transmission_2_ENT | TVA_Transmission | ENT | Internal | Winter | B19 | 700 | 3000 | 0 | 48.6 | 49.38 | 9 | 0
2025 | TVA_Transmission_2_ENT | TVA_Transmission | ENT | Internal | Winter | B20 | 935 | 3000 | 0 | 45.36 | 47.76 | 9 | 0
2025 | TVA_Transmission_2_MISO_MO-IL | TVA_Transmission | MISO_MO-IL | Internal | Shoulder | B11 | 25 | 4000 | 0 | 67.13 | 63.15 | 9 | 0
2025 | TVA_Transmission_2_MISO_MO-IL | TVA_Transmission | MISO_MO-IL | Internal | Shoulder | B12 | 200 | 4000 | 0 | 52.5 | 49.75 | 9 | 0
2025 | TVA_Transmission_2_MISO_MO-IL | TVA_Transmission | MISO_MO-IL | Internal | Shoulder | B13 | 600 | 4000 | 0 | 49.06 | 44.8 | 9 | 0
2025 | TVA_Transmission_2_MISO_MO-IL | TVA_Transmission | MISO_MO-IL | Internal | Shoulder | B14 | 900 | 4000 | 0 | 47.67 | 42.88 | 9 | 0
2025 | TVA_Transmission_2_MISO_MO-IL | TVA_Transmission | MISO_MO-IL | Internal | Shoulder | B15 | 1203 | 4000 | 0 | 46.48 | 38.55 | 9 | 0
2025 | TVA_Transmission_2_MISO_MO-IL | TVA_Transmission | MISO_MO-IL | Internal | Summer | B1 | 10 | 4000 | 0 | 81.42 | 73.42 | 9 | 0
2025 | TVA_Transmission_2_MISO_MO-IL | TVA_Transmission | MISO_MO-IL | Internal | Summer | B2 | 25 | 4000 | 0 | 79.4 | 71.4 | 9 | 0
2025 | TVA_Transmission_2_MISO_MO-IL | TVA_Transmission | MISO_MO-IL | Internal | Summer | B3 | 75 | 4000 | 0 | 74.43 | 68.9 | 9 | 0
2025 | TVA_Transmission_2_MISO_MO-IL | TVA_Transmission | MISO_MO-IL | Internal | Summer | B4 | 100 | 4000 | 0 | 74.2 | 68.9 | 9 | 0
2025 | TVA_Transmission_2_MISO_MO-IL | TVA_Transmission | MISO_MO-IL | Internal | Summer | B5 | 200 | 4000 | 0 | 69.89 | 65.88 | 9 | 0
2025 | TVA_Transmission_2_MISO_MO-IL | TVA_Transmission | MISO_MO-IL | Internal | Summer | B6 | 300 | 4000 | 0 | 58.19 | 53.2 | 9 | 0
2025 | TVA_Transmission_2_MISO_MO-IL | TVA_Transmission | MISO_MO-IL | Internal | Summer | B7 | 400 | 4000 | 0 | 50.2 | 43.2 | 9 | 0
2025 | TVA_Transmission_2_MISO_MO-IL | TVA_Transmission | MISO_MO-IL | Internal | Summer | B8 | 500 | 4000 | 0 | 45.66 | 40.11 | 9 | 0
2025 | TVA_Transmission_2_MISO_MO-IL | TVA_Transmission | MISO_MO-IL | Internal | Summer | B9 | 800 | 4000 | 0 | 45.35 | 38.34 | 9 | 0
2025 | TVA_Transmission_2_MISO_MO-IL | TVA_Transmission | MISO_MO-IL | Internal | Summer | B10 | 1262 | 4000 | 0 | 40.45 | 35.56 | 9 | 0
2025 | TVA_Transmission_2_MISO_MO-IL | TVA_Transmission | MISO_MO-IL | Internal | Winter | B16 | 25 | 4000 | 0 | 70.49 | 62.49 | 9 | 0
2025 | TVA_Transmission_2_MISO_MO-IL | TVA_Transmission | MISO_MO-IL | Internal | Winter | B17 | 100 | 4000 | 0 | 54.69 | 50.89 | 9 | 0
2025 | TVA_Transmission_2_MISO_MO-IL | TVA_Transmission | MISO_MO-IL | Internal | Winter | B18 | 400 | 4000 | 0 | 50.5 | 46.58 | 9 | 0
2025 | TVA_Transmission_2_MISO_MO-IL | TVA_Transmission | MISO_MO-IL | Internal | Winter | B19 | 700 | 4000 | 0 | 48.6 | 44 | 9 | 0
2025 | TVA_Transmission_2_MISO_MO-IL | TVA_Transmission | MISO_MO-IL | Internal | Winter | B20 | 935 | 4000 | 0 | 45.36 | 37.36 | 9 | 0
2025 | TVA_Transmission_2_NonRTO_Midwest | TVA_Transmission | NonRTO_Midwest | Internal | Shoulder | B11 | 25 | 700 | 0 | 67.13 | 71.17 | 9 | 0
2025 | TVA_Transmission_2_NonRTO_Midwest | TVA_Transmission | NonRTO_Midwest | Internal | Shoulder | B12 | 200 | 700 | 0 | 52.5 | 58.95 | 9 | 0
2025 | TVA_Transmission_2_NonRTO_Midwest | TVA_Transmission | NonRTO_Midwest | Internal | Shoulder | B13 | 600 | 700 | 0 | 49.06 | 52.82 | 9 | 0
2025 | TVA_Transmission_2_NonRTO_Midwest | TVA_Transmission | NonRTO_Midwest | Internal | Shoulder | B14 | 900 | 700 | 0 | 47.67 | 42.84 | 9 | 0
2025 | TVA_Transmission_2_NonRTO_Midwest | TVA_Transmission | NonRTO_Midwest | Internal | Shoulder | B15 | 1203 | 700 | 0 | 46.48 | 38.48 | 9 | 0
2025 | TVA_Transmission_2_NonRTO_Midwest | TVA_Transmission | NonRTO_Midwest | Internal | Summer | B1 | 10 | 700 | 0 | 81.42 | 75.82 | 9 | 0
2025 | TVA_Transmission_2_NonRTO_Midwest | TVA_Transmission | NonRTO_Midwest | Internal | Summer | B2 | 25 | 700 | 0 | 79.4 | 75.82 | 9 | 0
2025 | TVA_Transmission_2_NonRTO_Midwest | TVA_Transmission | NonRTO_Midwest | Internal | Summer | B3 | 75 | 700 | 0 | 74.43 | 75.82 | 9 | 0
2025 | TVA_Transmission_2_NonRTO_Midwest | TVA_Transmission | NonRTO_Midwest | Internal | Summer | B4 | 100 | 700 | 0 | 74.2 | 75.82 | 9 | 0
2025 | TVA_Transmission_2_NonRTO_Midwest | TVA_Transmission | NonRTO_Midwest | Internal | Summer | B5 | 200 | 700 | 0 | 69.89 | 73.89 | 9 | 0
2025 | TVA_Transmission_2_NonRTO_Midwest | TVA_Transmission | NonRTO_Midwest | Internal | Summer | B6 | 300 | 700 | 0 | 58.19 | 61.21 | 9 | 0
2025 | TVA_Transmission_2_NonRTO_Midwest | TVA_Transmission | NonRTO_Midwest | Internal | Summer | B7 | 400 | 700 | 0 | 50.2 | 51.21 | 9 | 0
2025 | TVA_Transmission_2_NonRTO_Midwest | TVA_Transmission | NonRTO_Midwest | Internal | Summer | B8 | 500 | 700 | 0 | 45.66 | 38.39 | 9 | 0
2025 | TVA_Transmission_2_NonRTO_Midwest | TVA_Transmission | NonRTO_Midwest | Internal | Summer | B9 | 800 | 700 | 0 | 45.35 | 37.73 | 9 | 0
2025 | TVA_Transmission_2_NonRTO_Midwest | TVA_Transmission | NonRTO_Midwest | Internal | Summer | B10 | 1262 | 700 | 0 | 40.45 | 35.06 | 9 | 0
2025 | TVA_Transmission_2_NonRTO_Midwest | TVA_Transmission | NonRTO_Midwest | Internal | Winter | B16 | 25 | 700 | 0 | 70.49 | 74.49 | 9 | 0
2025 | TVA_Transmission_2_NonRTO_Midwest | TVA_Transmission | NonRTO_Midwest | Internal | Winter | B17 | 100 | 700 | 0 | 54.69 | 60.23 | 9 | 0
2025 | TVA_Transmission_2_NonRTO_Midwest | TVA_Transmission | NonRTO_Midwest | Internal | Winter | B18 | 400 | 700 | 0 | 50.5 | 54.59 | 9 | 0
2025 | TVA_Transmission_2_NonRTO_Midwest | TVA_Transmission | NonRTO_Midwest | Internal | Winter | B19 | 700 | 700 | 0 | 48.6 | 44.59 | 9 | 0
2025 | TVA_Transmission_2_NonRTO_Midwest | TVA_Transmission | NonRTO_Midwest | Internal | Winter | B20 | 935 | 700 | 0 | 45.36 | 37.49 | 9 | 0
2025 | TVA_Transmission_2_PJM_ROR | TVA_Transmission | PJM_ROR | Internal | Shoulder | B11 | 25 | 2000 | 0 | 67.13 | 61.13 | 9 | 0
2025 | TVA_Transmission_2_PJM_ROR | TVA_Transmission | PJM_ROR | Internal | Shoulder | B12 | 200 | 2000 | 0 | 52.5 | 51.75 | 9 | 0
2025 | TVA_Transmission_2_PJM_ROR | TVA_Transmission | PJM_ROR | Internal | Shoulder | B13 | 600 | 2000 | 0 | 49.06 | 46.8 | 9 | 0
2025 | TVA_Transmission_2_PJM_ROR | TVA_Transmission | PJM_ROR | Internal | Shoulder | B14 | 900 | 2000 | 0 | 47.67 | 43.99 | 9 | 0
2025 | TVA_Transmission_2_PJM_ROR | TVA_Transmission | PJM_ROR | Internal | Shoulder | B15 | 1203 | 2000 | 0 | 46.48 | 40.55 | 9 | 0
2025 | TVA_Transmission_2_PJM_ROR | TVA_Transmission | PJM_ROR | Internal | Summer | B1 | 10 | 2000 | 0 | 81.42 | 75.43 | 9 | 0
2025 | TVA_Transmission_2_PJM_ROR | TVA_Transmission | PJM_ROR | Internal | Summer | B2 | 25 | 2000 | 0 | 79.4 | 73.4 | 9 | 0
2025 | TVA_Transmission_2_PJM_ROR | TVA_Transmission | PJM_ROR | Internal | Summer | B3 | 75 | 2000 | 0 | 74.43 | 68.43 | 9 | 0
2025 | TVA_Transmission_2_PJM_ROR | TVA_Transmission | PJM_ROR | Internal | Summer | B4 | 100 | 2000 | 0 | 74.2 | 68.2 | 9 | 0
2025 | TVA_Transmission_2_PJM_ROR | TVA_Transmission | PJM_ROR | Internal | Summer | B5 | 200 | 2000 | 0 | 69.89 | 63.89 | 9 | 0
2025 | TVA_Transmission_2_PJM_ROR | TVA_Transmission | PJM_ROR | Internal | Summer | B6 | 300 | 2000 | 0 | 58.19 | 52.19 | 9 | 0
2025 | TVA_Transmission_2_PJM_ROR | TVA_Transmission | PJM_ROR | Internal | Summer | B7 | 400 | 2000 | 0 | 50.2 | 44.2 | 9 | 0
2025 | TVA_Transmission_2_PJM_ROR | TVA_Transmission | PJM_ROR | Internal | Summer | B8 | 500 | 2000 | 0 | 45.66 | 41.75 | 9 | 0
2025 | TVA_Transmission_2_PJM_ROR | TVA_Transmission | PJM_ROR | Internal | Summer | B9 | 800 | 2000 | 0 | 45.35 | 40.34 | 9 | 0
2025 | TVA_Transmission_2_PJM_ROR | TVA_Transmission | PJM_ROR | Internal | Summer | B10 | 1262 | 2000 | 0 | 40.45 | 37.36 | 9 | 0
2025 | TVA_Transmission_2_PJM_ROR | TVA_Transmission | PJM_ROR | Internal | Winter | B16 | 25 | 2000 | 0 | 70.49 | 64.49 | 9 | 0
2025 | TVA_Transmission_2_PJM_ROR | TVA_Transmission | PJM_ROR | Internal | Winter | B17 | 100 | 2000 | 0 | 54.69 | 52.89 | 9 | 0
2025 | TVA_Transmission_2_PJM_ROR | TVA_Transmission | PJM_ROR | Internal | Winter | B18 | 400 | 2000 | 0 | 50.5 | 48.58 | 9 | 0
2025 | TVA_Transmission_2_PJM_ROR | TVA_Transmission | PJM_ROR | Internal | Winter | B19 | 700 | 2000 | 0 | 48.6 | 45.05 | 9 | 0
2025 | TVA_Transmission_2_PJM_ROR | TVA_Transmission | PJM_ROR | Internal | Winter | B20 | 935 | 2000 | 0 | 45.36 | 39.36 | 9 | 0
2025 | TVA_Transmission_2_SOCO | TVA_Transmission | SOCO | Internal | Shoulder | B11 | 25 | 3200 | 659.96 | 67.13 | 76.13 | 9 | 0
2025 | TVA_Transmission_2_SOCO | TVA_Transmission | SOCO | Internal | Shoulder | B12 | 200 | 3200 | 0 | 52.5 | 49.49 | 9 | 0
2025 | TVA_Transmission_2_SOCO | TVA_Transmission | SOCO | Internal | Shoulder | B13 | 600 | 3200 | 0 | 49.06 | 46.88 | 9 | 0
2025 | TVA_Transmission_2_SOCO | TVA_Transmission | SOCO | Internal | Shoulder | B14 | 900 | 3200 | 0 | 47.67 | 46.88 | 9 | 0
2025 | TVA_Transmission_2_SOCO | TVA_Transmission | SOCO | Internal | Shoulder | B15 | 1203 | 3200 | 0 | 46.48 | 46.88 | 9 | 0
2025 | TVA_Transmission_2_SOCO | TVA_Transmission | SOCO | Internal | Summer | B1 | 10 | 3200 | 0 | 81.42 | 85.25 | 9 | 0
2025 | TVA_Transmission_2_SOCO | TVA_Transmission | SOCO | Internal | Summer | B2 | 25 | 3200 | 0 | 79.4 | 78.61 | 9 | 0
2025 | TVA_Transmission_2_SOCO | TVA_Transmission | SOCO | Internal | Summer | B3 | 75 | 3200 | 0 | 74.43 | 78.61 | 9 | 0
2025 | TVA_Transmission_2_SOCO | TVA_Transmission | SOCO | Internal | Summer | B4 | 100 | 3200 | 0 | 74.2 | 77.11 | 9 | 0
2025 | TVA_Transmission_2_SOCO | TVA_Transmission | SOCO | Internal | Summer | B5 | 200 | 3200 | 0 | 69.89 | 77.11 | 9 | 0
2025 | TVA_Transmission_2_SOCO | TVA_Transmission | SOCO | Internal | Summer | B6 | 300 | 3200 | 1147.84 | 58.19 | 67.19 | 9 | 0
2025 | TVA_Transmission_2_SOCO | TVA_Transmission | SOCO | Internal | Summer | B7 | 400 | 3200 | 548.86 | 50.2 | 59.2 | 9 | 0
2025 | TVA_Transmission_2_SOCO | TVA_Transmission | SOCO | Internal | Summer | B8 | 500 | 3200 | 0 | 45.66 | 50.68 | 9 | 0
2025 | TVA_Transmission_2_SOCO | TVA_Transmission | SOCO | Internal | Summer | B9 | 800 | 3200 | 0 | 45.35 | 45.53 | 9 | 0
2025 | TVA_Transmission_2_SOCO | TVA_Transmission | SOCO | Internal | Summer | B10 | 1262 | 3200 | 0 | 40.45 | 45.53 | 9 | 0
2025 | TVA_Transmission_2_SOCO | TVA_Transmission | SOCO | Internal | Winter | B16 | 25 | 3200 | 0 | 70.49 | 77.26 | 9 | 0
2025 | TVA_Transmission_2_SOCO | TVA_Transmission | SOCO | Internal | Winter | B17 | 100 | 3200 | 0 | 54.69 | 51.45 | 9 | 0
2025 | TVA_Transmission_2_SOCO | TVA_Transmission | SOCO | Internal | Winter | B18 | 400 | 3200 | 0 | 50.5 | 49.67 | 9 | 0
2025 | TVA_Transmission_2_SOCO | TVA_Transmission | SOCO | Internal | Winter | B19 | 700 | 3200 | 0 | 48.6 | 49.67 | 9 | 0
2025 | TVA_Transmission_2_SOCO | TVA_Transmission | SOCO | Internal | Winter | B20 | 935 | 3200 | 0 | 45.36 | 49.67 | 9 | 0
2025 | TVA_Transmission_2_TVA | TVA_Transmission | TVA | Internal | Shoulder | B11 | 25 | 99999 | 0 | 67.13 | 64.37 | 0.01 | 0
2025 | TVA_Transmission_2_TVA | TVA_Transmission | TVA | Internal | Shoulder | B12 | 200 | 99999 | 0 | 52.5 | 48.48 | 0.01 | 0
2025 | TVA_Transmission_2_TVA | TVA_Transmission | TVA | Internal | Shoulder | B13 | 600 | 99999 | 0 | 49.06 | 46.55 | 0.01 | 0
2025 | TVA_Transmission_2_TVA | TVA_Transmission | TVA | Internal | Shoulder | B14 | 900 | 99999 | 0 | 47.67 | 46.55 | 0.01 | 0
2025 | TVA_Transmission_2_TVA | TVA_Transmission | TVA | Internal | Shoulder | B15 | 1203 | 99999 | 993.22 | 46.48 | 46.5 | 0.01 | 0
2025 | TVA_Transmission_2_TVA | TVA_Transmission | TVA | Internal | Summer | B1 | 10 | 99999 | 10.4 | 81.42 | 81.43 | 0.01 | 0
2025 | TVA_Transmission_2_TVA | TVA_Transmission | TVA | Internal | Summer | B2 | 25 | 99999 | 3078.81 | 79.4 | 79.42 | 0.01 | 0
2025 | TVA_Transmission_2_TVA | TVA_Transmission | TVA | Internal | Summer | B3 | 75 | 99999 | 1377.66 | 74.43 | 74.44 | 0.01 | 0
2025 | TVA_Transmission_2_TVA | TVA_Transmission | TVA | Internal | Summer | B4 | 100 | 99999 | 591.6 | 74.2 | 74.21 | 0.01 | 0
2025 | TVA_Transmission_2_TVA | TVA_Transmission | TVA | Internal | Summer | B5 | 200 | 99999 | 831.55 | 69.89 | 69.9 | 0.01 | 0
2025 | TVA_Transmission_2_TVA | TVA_Transmission | TVA | Internal | Summer | B6 | 300 | 99999 | 0 | 58.19 | 53.63 | 0.01 | 0
2025 | TVA_Transmission_2_TVA | TVA_Transmission | TVA | Internal | Summer | B7 | 400 | 99999 | 0 | 50.2 | 47.07 | 0.01 | 0
2025 | TVA_Transmission_2_TVA | TVA_Transmission | TVA | Internal | Summer | B8 | 500 | 99999 | 0 | 45.66 | 45.14 | 0.01 | 0
2025 | TVA_Transmission_2_TVA | TVA_Transmission | TVA | Internal | Summer | B9 | 800 | 99999 | 0 | 45.35 | 45.14 | 0.01 | 0
2025 | TVA_Transmission_2_TVA | TVA_Transmission | TVA | Internal | Summer | B10 | 1262 | 99999 | 0 | 40.45 | 38.44 | 0.01 | 0
2025 | TVA_Transmission_2_TVA | TVA_Transmission | TVA | Internal | Winter | B16 | 25 | 99999 | 0 | 70.49 | 68.26 | 0.01 | 0
2025 | TVA_Transmission_2_TVA | TVA_Transmission | TVA | Internal | Winter | B17 | 100 | 99999 | 0 | 54.69 | 51.43 | 0.01 | 0
2025 | TVA_Transmission_2_TVA | TVA_Transmission | TVA | Internal | Winter | B18 | 400 | 99999 | 0 | 50.5 | 47.13 | 0.01 | 0
2025 | TVA_Transmission_2_TVA | TVA_Transmission | TVA | Internal | Winter | B19 | 700 | 99999 | 0 | 48.6 | 47.13 | 0.01 | 0
2025 | TVA_Transmission_2_TVA | TVA_Transmission | TVA | Internal | Winter | B20 | 935 | 99999 | 1057.6 | 45.36 | 45.37 | 0.01 | 0
2025 | TVA_Transmission_2_VACAR | TVA_Transmission | VACAR | Internal | Shoulder | B11 | 25 | 900 | 0 | 67.13 | 67.13 | 9 | 0
2025 | TVA_Transmission_2_VACAR | TVA_Transmission | VACAR | Internal | Shoulder | B12 | 200 | 900 | 0 | 52.5 | 55.06 | 9 | 0
2025 | TVA_Transmission_2_VACAR | TVA_Transmission | VACAR | Internal | Shoulder | B13 | 600 | 900 | 0 | 49.06 | 50.45 | 9 | 0
2025 | TVA_Transmission_2_VACAR | TVA_Transmission | VACAR | Internal | Shoulder | B14 | 900 | 900 | 0 | 47.67 | 49.99 | 9 | 0
2025 | TVA_Transmission_2_VACAR | TVA_Transmission | VACAR | Internal | Shoulder | B15 | 1203 | 900 | 0 | 46.48 | 46.39 | 9 | 0
2025 | TVA_Transmission_2_VACAR | TVA_Transmission | VACAR | Internal | Summer | B1 | 10 | 900 | 0 | 81.42 | 81.43 | 9 | 0
2025 | TVA_Transmission_2_VACAR | TVA_Transmission | VACAR | Internal | Summer | B2 | 25 | 900 | 0 | 79.4 | 80.6 | 9 | 0
2025 | TVA_Transmission_2_VACAR | TVA_Transmission | VACAR | Internal | Summer | B3 | 75 | 900 | 0 | 74.43 | 80.6 | 9 | 0
2025 | TVA_Transmission_2_VACAR | TVA_Transmission | VACAR | Internal | Summer | B4 | 100 | 900 | 0 | 74.2 | 78.98 | 9 | 0
2025 | TVA_Transmission_2_VACAR | TVA_Transmission | VACAR | Internal | Summer | B5 | 200 | 900 | 0 | 69.89 | 70.11 | 9 | 0
2025 | TVA_Transmission_2_VACAR | TVA_Transmission | VACAR | Internal | Summer | B6 | 300 | 900 | 0 | 58.19 | 60.19 | 9 | 0
2025 | TVA_Transmission_2_VACAR | TVA_Transmission | VACAR | Internal | Summer | B7 | 400 | 900 | 0 | 50.2 | 51.15 | 9 | 0
2025 | TVA_Transmission_2_VACAR | TVA_Transmission | VACAR | Internal | Summer | B8 | 500 | 900 | 0 | 45.66 | 47.75 | 9 | 0
2025 | TVA_Transmission_2_VACAR | TVA_Transmission | VACAR | Internal | Summer | B9 | 800 | 900 | 0 | 45.35 | 46.34 | 9 | 0
2025 | TVA_Transmission_2_VACAR | TVA_Transmission | VACAR | Internal | Summer | B10 | 1262 | 900 | 0 | 40.45 | 44.54 | 9 | 0
2025 | TVA_Transmission_2_VACAR | TVA_Transmission | VACAR | Internal | Winter | B16 | 25 | 900 | 695.96 | 70.49 | 79.49 | 9 | 0
2025 | TVA_Transmission_2_VACAR | TVA_Transmission | VACAR | Internal | Winter | B17 | 100 | 900 | 0 | 54.69 | 58.89 | 9 | 0
2025 | TVA_Transmission_2_VACAR | TVA_Transmission | VACAR | Internal | Winter | B18 | 400 | 900 | 0 | 50.5 | 50.56 | 9 | 0
2025 | TVA_Transmission_2_VACAR | TVA_Transmission | VACAR | Internal | Winter | B19 | 700 | 900 | 0 | 48.6 | 50.54 | 9 | 0
2025 | TVA_Transmission_2_VACAR | TVA_Transmission | VACAR | Internal | Winter | B20 | 935 | 900 | 0 | 45.36 | 45.53 | 9 | 0
2025 | VACAR_2_PJM_ROR | VACAR | PJM_ROR | Internal | Shoulder | B11 | 25 | 2000 | 0 | 67.13 | 61.13 | 7 | 0
2025 | VACAR_2_PJM_ROR | VACAR | PJM_ROR | Internal | Shoulder | B12 | 200 | 2000 | 0 | 55.06 | 51.75 | 7 | 0
2025 | VACAR_2_PJM_ROR | VACAR | PJM_ROR | Internal | Shoulder | B13 | 600 | 2000 | 0 | 50.45 | 46.8 | 7 | 0
2025 | VACAR_2_PJM_ROR | VACAR | PJM_ROR | Internal | Shoulder | B14 | 900 | 2000 | 0 | 49.99 | 43.99 | 7 | 0
2025 | VACAR_2_PJM_ROR | VACAR | PJM_ROR | Internal | Shoulder | B15 | 1203 | 2000 | 0 | 46.39 | 40.55 | 7 | 0
2025 | VACAR_2_PJM_ROR | VACAR | PJM_ROR | Internal | Summer | B1 | 10 | 2000 | 0 | 81.43 | 75.43 | 7 | 0
2025 | VACAR_2_PJM_ROR | VACAR | PJM_ROR | Internal | Summer | B2 | 25 | 2000 | 0 | 80.6 | 73.4 | 7 | 0
2025 | VACAR_2_PJM_ROR | VACAR | PJM_ROR | Internal | Summer | B3 | 75 | 2000 | 0 | 80.6 | 68.43 | 7 | 0
2025 | VACAR_2_PJM_ROR | VACAR | PJM_ROR | Internal | Summer | B4 | 100 | 2000 | 0 | 78.98 | 68.2 | 7 | 0
2025 | VACAR_2_PJM_ROR | VACAR | PJM_ROR | Internal | Summer | B5 | 200 | 2000 | 0 | 70.11 | 63.89 | 7 | 0
2025 | VACAR_2_PJM_ROR | VACAR | PJM_ROR | Internal | Summer | B6 | 300 | 2000 | 0 | 60.19 | 52.19 | 7 | 0
2025 | VACAR_2_PJM_ROR | VACAR | PJM_ROR | Internal | Summer | B7 | 400 | 2000 | 0 | 51.15 | 44.2 | 7 | 0
2025 | VACAR_2_PJM_ROR | VACAR | PJM_ROR | Internal | Summer | B8 | 500 | 2000 | 0 | 47.75 | 41.75 | 7 | 0
2025 | VACAR_2_PJM_ROR | VACAR | PJM_ROR | Internal | Summer | B9 | 800 | 2000 | 0 | 46.34 | 40.34 | 7 | 0
2025 | VACAR_2_PJM_ROR | VACAR | PJM_ROR | Internal | Summer | B10 | 1262 | 2000 | 0 | 44.54 | 37.36 | 7 | 0
2025 | VACAR_2_PJM_ROR | VACAR | PJM_ROR | Internal | Winter | B16 | 25 | 2000 | 0 | 79.49 | 64.49 | 7 | 0
2025 | VACAR_2_PJM_ROR | VACAR | PJM_ROR | Internal | Winter | B17 | 100 | 2000 | 0 | 58.89 | 52.89 | 7 | 0
2025 | VACAR_2_PJM_ROR | VACAR | PJM_ROR | Internal | Winter | B18 | 400 | 2000 | 0 | 50.56 | 48.58 | 7 | 0
2025 | VACAR_2_PJM_ROR | VACAR | PJM_ROR | Internal | Winter | B19 | 700 | 2000 | 0 | 50.54 | 45.05 | 7 | 0
2025 | VACAR_2_PJM_ROR | VACAR | PJM_ROR | Internal | Winter | B20 | 935 | 2000 | 0 | 45.53 | 39.36 | 7 | 0
2025 | VACAR_2_SOCO | VACAR | SOCO | Internal | Shoulder | B11 | 25 | 3000 | 3000 | 67.13 | 76.13 | 7 | 2
2025 | VACAR_2_SOCO | VACAR | SOCO | Internal | Shoulder | B12 | 200 | 3000 | 0 | 55.06 | 49.49 | 7 | 0
2025 | VACAR_2_SOCO | VACAR | SOCO | Internal | Shoulder | B13 | 600 | 3000 | 0 | 50.45 | 46.88 | 7 | 0
2025 | VACAR_2_SOCO | VACAR | SOCO | Internal | Shoulder | B14 | 900 | 3000 | 0 | 49.99 | 46.88 | 7 | 0
2025 | VACAR_2_SOCO | VACAR | SOCO | Internal | Shoulder | B15 | 1203 | 3000 | 0 | 46.39 | 46.88 | 7 | 0
2025 | VACAR_2_SOCO | VACAR | SOCO | Internal | Summer | B1 | 10 | 3000 | 0 | 81.43 | 85.25 | 7 | 0
2025 | VACAR_2_SOCO | VACAR | SOCO | Internal | Summer | B2 | 25 | 3000 | 0 | 80.6 | 78.61 | 7 | 0
2025 | VACAR_2_SOCO | VACAR | SOCO | Internal | Summer | B3 | 75 | 3000 | 0 | 80.6 | 78.61 | 7 | 0
2025 | VACAR_2_SOCO | VACAR | SOCO | Internal | Summer | B4 | 100 | 3000 | 0 | 78.98 | 77.11 | 7 | 0
2025 | VACAR_2_SOCO | VACAR | SOCO | Internal | Summer | B5 | 200 | 3000 | 1138.29 | 70.11 | 77.11 | 7 | 0
2025 | VACAR_2_SOCO | VACAR | SOCO | Internal | Summer | B6 | 300 | 3000 | 830.65 | 60.19 | 67.19 | 7 | 0
2025 | VACAR_2_SOCO | VACAR | SOCO | Internal | Summer | B7 | 400 | 3000 | 3000 | 51.15 | 59.2 | 7 | 1.05
2025 | VACAR_2_SOCO | VACAR | SOCO | Internal | Summer | B8 | 500 | 3000 | 0 | 47.75 | 50.68 | 7 | 0
2025 | VACAR_2_SOCO | VACAR | SOCO | Internal | Summer | B9 | 800 | 3000 | 0 | 46.34 | 45.53 | 7 | 0
2025 | VACAR_2_SOCO | VACAR | SOCO | Internal | Summer | B10 | 1262 | 3000 | 0 | 44.54 | 45.53 | 7 | 0
2025 | VACAR_2_SOCO | VACAR | SOCO | Internal | Winter | B16 | 25 | 3000 | 0 | 79.49 | 77.26 | 7 | 0
2025 | VACAR_2_SOCO | VACAR | SOCO | Internal | Winter | B17 | 100 | 3000 | 0 | 58.89 | 51.45 | 7 | 0
2025 | VACAR_2_SOCO | VACAR | SOCO | Internal | Winter | B18 | 400 | 3000 | 0 | 50.56 | 49.67 | 7 | 0
2025 | VACAR_2_SOCO | VACAR | SOCO | Internal | Winter | B19 | 700 | 3000 | 0 | 50.54 | 49.67 | 7 | 0
2025 | VACAR_2_SOCO | VACAR | SOCO | Internal | Winter | B20 | 935 | 3000 | 0 | 45.53 | 49.67 | 7 | 0
2025 | VACAR_2_TVA_Transmission | VACAR | TVA_Transmission | Internal | Shoulder | B11 | 25 | 900 | 0 | 67.13 | 67.13 | 7 | 0
2025 | VACAR_2_TVA_Transmission | VACAR | TVA_Transmission | Internal | Shoulder | B12 | 200 | 900 | 0 | 55.06 | 52.5 | 7 | 0
2025 | VACAR_2_TVA_Transmission | VACAR | TVA_Transmission | Internal | Shoulder | B13 | 600 | 900 | 0 | 50.45 | 49.06 | 7 | 0
2025 | VACAR_2_TVA_Transmission | VACAR | TVA_Transmission | Internal | Shoulder | B14 | 900 | 900 | 0 | 49.99 | 47.67 | 7 | 0
2025 | VACAR_2_TVA_Transmission | VACAR | TVA_Transmission | Internal | Shoulder | B15 | 1203 | 900 | 0 | 46.39 | 46.48 | 7 | 0
2025 | VACAR_2_TVA_Transmission | VACAR | TVA_Transmission | Internal | Summer | B1 | 10 | 900 | 0 | 81.43 | 81.42 | 7 | 0
2025 | VACAR_2_TVA_Transmission | VACAR | TVA_Transmission | Internal | Summer | B2 | 25 | 900 | 0 | 80.6 | 79.4 | 7 | 0
2025 | VACAR_2_TVA_Transmission | VACAR | TVA_Transmission | Internal | Summer | B3 | 75 | 900 | 0 | 80.6 | 74.43 | 7 | 0
2025 | VACAR_2_TVA_Transmission | VACAR | TVA_Transmission | Internal | Summer | B4 | 100 | 900 | 0 | 78.98 | 74.2 | 7 | 0
2025 | VACAR_2_TVA_Transmission | VACAR | TVA_Transmission | Internal | Summer | B5 | 200 | 900 | 0 | 70.11 | 69.89 | 7 | 0
2025 | VACAR_2_TVA_Transmission | VACAR | TVA_Transmission | Internal | Summer | B6 | 300 | 900 | 0 | 60.19 | 58.19 | 7 | 0
2025 | VACAR_2_TVA_Transmission | VACAR | TVA_Transmission | Internal | Summer | B7 | 400 | 900 | 0 | 51.15 | 50.2 | 7 | 0
2025 | VACAR_2_TVA_Transmission | VACAR | TVA_Transmission | Internal | Summer | B8 | 500 | 900 | 0 | 47.75 | 45.66 | 7 | 0
2025 | VACAR_2_TVA_Transmission | VACAR | TVA_Transmission | Internal | Summer | B9 | 800 | 900 | 0 | 46.34 | 45.35 | 7 | 0
2025 | VACAR_2_TVA_Transmission | VACAR | TVA_Transmission | Internal | Summer | B10 | 1262 | 900 | 0 | 44.54 | 40.45 | 7 | 0
2025 | VACAR_2_TVA_Transmission | VACAR | TVA_Transmission | Internal | Winter | B16 | 25 | 900 | 0 | 79.49 | 70.49 | 7 | 0
2025 | VACAR_2_TVA_Transmission | VACAR | TVA_Transmission | Internal | Winter | B17 | 100 | 900 | 0 | 58.89 | 54.69 | 7 | 0
2025 | VACAR_2_TVA_Transmission | VACAR | TVA_Transmission | Internal | Winter | B18 | 400 | 900 | 0 | 50.56 | 50.5 | 7 | 0
2025 | VACAR_2_TVA_Transmission | VACAR | TVA_Transmission | Internal | Winter | B19 | 700 | 900 | 0 | 50.54 | 48.6 | 7 | 0
2025 | VACAR_2_TVA_Transmission | VACAR | TVA_Transmission | Internal | Winter | B20 | 935 | 900 | 0 | 45.53 | 45.36 | 7 | 0
2030 | ENT_2_MISO_MO-IL | ENT | MISO_MO-IL | Internal | Shoulder | B11 | 25 | 2260 | 0 | 74.41 | 72.8 | 8 | 0
2030 | ENT_2_MISO_MO-IL | ENT | MISO_MO-IL | Internal | Shoulder | B12 | 200 | 2260 | 0 | 50.17 | 53.44 | 8 | 0
2030 | ENT_2_MISO_MO-IL | ENT | MISO_MO-IL | Internal | Shoulder | B13 | 600 | 2260 | 0 | 50.17 | 48.18 | 8 | 0
2030 | ENT_2_MISO_MO-IL | ENT | MISO_MO-IL | Internal | Shoulder | B14 | 900 | 2260 | 0 | 49.84 | 47.84 | 8 | 0
2030 | ENT_2_MISO_MO-IL | ENT | MISO_MO-IL | Internal | Shoulder | B15 | 1203 | 2260 | 0 | 49.01 | 41.75 | 8 | 0
2030 | ENT_2_MISO_MO-IL | ENT | MISO_MO-IL | Internal | Summer | B1 | 10 | 2260 | 347.74 | 83.51 | 91.51 | 8 | 0
2030 | ENT_2_MISO_MO-IL | ENT | MISO_MO-IL | Internal | Summer | B2 | 25 | 2260 | 0 | 80.73 | 77.75 | 8 | 0
2030 | ENT_2_MISO_MO-IL | ENT | MISO_MO-IL | Internal | Summer | B3 | 75 | 2260 | 0 | 80.73 | 75 | 8 | 0
2030 | ENT_2_MISO_MO-IL | ENT | MISO_MO-IL | Internal | Summer | B4 | 100 | 2260 | 0 | 74.07 | 75 | 8 | 0
2030 | ENT_2_MISO_MO-IL | ENT | MISO_MO-IL | Internal | Summer | B5 | 200 | 2260 | 0 | 74.07 | 71.9 | 8 | 0
2030 | ENT_2_MISO_MO-IL | ENT | MISO_MO-IL | Internal | Summer | B6 | 300 | 2260 | 0 | 66.23 | 58.23 | 8 | 0
2030 | ENT_2_MISO_MO-IL | ENT | MISO_MO-IL | Internal | Summer | B7 | 400 | 2260 | 0 | 53.62 | 47.33 | 8 | 0
2030 | ENT_2_MISO_MO-IL | ENT | MISO_MO-IL | Internal | Summer | B8 | 500 | 2260 | 0 | 48.58 | 43.66 | 8 | 0
2030 | ENT_2_MISO_MO-IL | ENT | MISO_MO-IL | Internal | Summer | B9 | 800 | 2260 | 0 | 48.23 | 40.23 | 8 | 0
2030 | ENT_2_MISO_MO-IL | ENT | MISO_MO-IL | Internal | Summer | B10 | 1262 | 2260 | 0 | 46.65 | 38.38 | 8 | 0
2030 | ENT_2_MISO_MO-IL | ENT | MISO_MO-IL | Internal | Winter | B16 | 25 | 2260 | 0 | 72.76 | 67.97 | 8 | 0
2030 | ENT_2_MISO_MO-IL | ENT | MISO_MO-IL | Internal | Winter | B17 | 100 | 2260 | 0 | 53.3 | 55.18 | 8 | 0
2030 | ENT_2_MISO_MO-IL | ENT | MISO_MO-IL | Internal | Winter | B18 | 400 | 2260 | 0 | 53.3 | 51.26 | 8 | 0
2030 | ENT_2_MISO_MO-IL | ENT | MISO_MO-IL | Internal | Winter | B19 | 700 | 2260 | 0 | 52.92 | 48.64 | 8 | 0
2030 | ENT_2_MISO_MO-IL | ENT | MISO_MO-IL | Internal | Winter | B20 | 935 | 2260 | 0 | 51.17 | 40.21 | 8 | 0
2030 | ENT_2_SOCO | ENT | SOCO | Internal | Shoulder | B11 | 25 | 2000 | 0 | 74.41 | 79.44 | 8 | 0
2030 | ENT_2_SOCO | ENT | SOCO | Internal | Shoulder | B12 | 200 | 2000 | 0 | 50.17 | 51.92 | 8 | 0
2030 | ENT_2_SOCO | ENT | SOCO | Internal | Shoulder | B13 | 600 | 2000 | 0 | 50.17 | 50.12 | 8 | 0
2030 | ENT_2_SOCO | ENT | SOCO | Internal | Shoulder | B14 | 900 | 2000 | 0 | 49.84 | 50.12 | 8 | 0
2030 | ENT_2_SOCO | ENT | SOCO | Internal | Shoulder | B15 | 1203 | 2000 | 0 | 49.01 | 50.12 | 8 | 0
2030 | ENT_2_SOCO | ENT | SOCO | Internal | Summer | B1 | 10 | 2000 | 1368.55 | 83.51 | 91.51 | 8 | 0
2030 | ENT_2_SOCO | ENT | SOCO | Internal | Summer | B2 | 25 | 2000 | 0 | 80.73 | 83.67 | 8 | 0
2030 | ENT_2_SOCO | ENT | SOCO | Internal | Summer | B3 | 75 | 2000 | 0 | 80.73 | 83.67 | 8 | 0
2030 | ENT_2_SOCO | ENT | SOCO | Internal | Summer | B4 | 100 | 2000 | 282.04 | 74.07 | 82.07 | 8 | 0
2030 | ENT_2_SOCO | ENT | SOCO | Internal | Summer | B5 | 200 | 2000 | 1731.37 | 74.07 | 82.07 | 8 | 0
2030 | ENT_2_SOCO | ENT | SOCO | Internal | Summer | B6 | 300 | 2000 | 0 | 66.23 | 69.23 | 8 | 0
2030 | ENT_2_SOCO | ENT | SOCO | Internal | Summer | B7 | 400 | 2000 | 92.25 | 53.62 | 61.62 | 8 | 0
2030 | ENT_2_SOCO | ENT | SOCO | Internal | Summer | B8 | 500 | 2000 | 0 | 48.58 | 50.38 | 8 | 0
2030 | ENT_2_SOCO | ENT | SOCO | Internal | Summer | B9 | 800 | 2000 | 0 | 48.23 | 48.64 | 8 | 0
2030 | ENT_2_SOCO | ENT | SOCO | Internal | Summer | B10 | 1262 | 2000 | 0 | 46.65 | 48.64 | 8 | 0
2030 | ENT_2_SOCO | ENT | SOCO | Internal | Winter | B16 | 25 | 2000 | 1402.73 | 72.76 | 80.76 | 8 | 0
2030 | ENT_2_SOCO | ENT | SOCO | Internal | Winter | B17 | 100 | 2000 | 0 | 53.3 | 54.33 | 8 | 0
2030 | ENT_2_SOCO | ENT | SOCO | Internal | Winter | B18 | 400 | 2000 | 0 | 53.3 | 53.17 | 8 | 0
2030 | ENT_2_SOCO | ENT | SOCO | Internal | Winter | B19 | 700 | 2000 | 0 | 52.92 | 53.17 | 8 | 0
2030 | ENT_2_SOCO | ENT | SOCO | Internal | Winter | B20 | 935 | 2000 | 0 | 51.17 | 52.42 | 8 | 0
2030 | ENT_2_SPP_N | ENT | SPP_N | Internal | Shoulder | B11 | 25 | 1300 | 0 | 74.41 | 76.07 | 8 | 0
2030 | ENT_2_SPP_N | ENT | SPP_N | Internal | Shoulder | B12 | 200 | 1300 | 0 | 50.17 | 53.44 | 8 | 0
2030 | ENT_2_SPP_N | ENT | SPP_N | Internal | Shoulder | B13 | 600 | 1300 | 0 | 50.17 | 49.38 | 8 | 0
2030 | ENT_2_SPP_N | ENT | SPP_N | Internal | Shoulder | B14 | 900 | 1300 | 0 | 49.84 | 49.24 | 8 | 0
2030 | ENT_2_SPP_N | ENT | SPP_N | Internal | Shoulder | B15 | 1203 | 1300 | 0 | 49.01 | 47.97 | 8 | 0
2030 | ENT_2_SPP_N | ENT | SPP_N | Internal | Summer | B1 | 10 | 1300 | 0 | 83.51 | 86.51 | 8 | 0
2030 | ENT_2_SPP_N | ENT | SPP_N | Internal | Summer | B2 | 25 | 1300 | 0 | 80.73 | 79.41 | 8 | 0
2030 | ENT_2_SPP_N | ENT | SPP_N | Internal | Summer | B3 | 75 | 1300 | 0 | 80.73 | 79.41 | 8 | 0
2030 | ENT_2_SPP_N | ENT | SPP_N | Internal | Summer | B4 | 100 | 1300 | 0 | 74.07 | 79.41 | 8 | 0
2030 | ENT_2_SPP_N | ENT | SPP_N | Internal | Summer | B5 | 200 | 1300 | 0 | 74.07 | 74.8 | 8 | 0
2030 | ENT_2_SPP_N | ENT | SPP_N | Internal | Summer | B6 | 300 | 1300 | 0 | 66.23 | 65.24 | 8 | 0
2030 | ENT_2_SPP_N | ENT | SPP_N | Internal | Summer | B7 | 400 | 1300 | 0 | 53.62 | 54.32 | 8 | 0
2030 | ENT_2_SPP_N | ENT | SPP_N | Internal | Summer | B8 | 500 | 1300 | 0 | 48.58 | 47.72 | 8 | 0
2030 | ENT_2_SPP_N | ENT | SPP_N | Internal | Summer | B9 | 800 | 1300 | 0 | 48.23 | 46.45 | 8 | 0
2030 | ENT_2_SPP_N | ENT | SPP_N | Internal | Summer | B10 | 1262 | 1300 | 0 | 46.65 | 43.37 | 8 | 0
2030 | ENT_2_SPP_N | ENT | SPP_N | Internal | Winter | B16 | 25 | 1300 | 0 | 72.76 | 67.97 | 8 | 0
2030 | ENT_2_SPP_N | ENT | SPP_N | Internal | Winter | B17 | 100 | 1300 | 0 | 53.3 | 52.33 | 8 | 0
2030 | ENT_2_SPP_N | ENT | SPP_N | Internal | Winter | B18 | 400 | 1300 | 0 | 53.3 | 51.29 | 8 | 0
2030 | ENT_2_SPP_N | ENT | SPP_N | Internal | Winter | B19 | 700 | 1300 | 0 | 52.92 | 51.17 | 8 | 0
2030 | ENT_2_SPP_N | ENT | SPP_N | Internal | Winter | B20 | 935 | 1300 | 0 | 51.17 | 47.03 | 8 | 0
2030 | ENT_2_SPP_S | ENT | SPP_S | Internal | Shoulder | B11 | 25 | 1300 | 0 | 74.41 | 69.41 | 8 | 0
2030 | ENT_2_SPP_S | ENT | SPP_S | Internal | Shoulder | B12 | 200 | 1300 | 0 | 50.17 | 50.29 | 8 | 0
2030 | ENT_2_SPP_S | ENT | SPP_S | Internal | Shoulder | B13 | 600 | 1300 | 0 | 50.17 | 48.09 | 8 | 0
2030 | ENT_2_SPP_S | ENT | SPP_S | Internal | Shoulder | B14 | 900 | 1300 | 0 | 49.84 | 48.09 | 8 | 0
2030 | ENT_2_SPP_S | ENT | SPP_S | Internal | Shoulder | B15 | 1203 | 1300 | 0 | 49.01 | 47.98 | 8 | 0
2030 | ENT_2_SPP_S | ENT | SPP_S | Internal | Summer | B1 | 10 | 1300 | 0 | 83.51 | 77.07 | 8 | 0
2030 | ENT_2_SPP_S | ENT | SPP_S | Internal | Summer | B2 | 25 | 1300 | 0 | 80.73 | 77.07 | 8 | 0
2030 | ENT_2_SPP_S | ENT | SPP_S | Internal | Summer | B3 | 75 | 1300 | 0 | 80.73 | 75.95 | 8 | 0
2030 | ENT_2_SPP_S | ENT | SPP_S | Internal | Summer | B4 | 100 | 1300 | 0 | 74.07 | 69.07 | 8 | 0
2030 | ENT_2_SPP_S | ENT | SPP_S | Internal | Summer | B5 | 200 | 1300 | 0 | 74.07 | 67.02 | 8 | 0
2030 | ENT_2_SPP_S | ENT | SPP_S | Internal | Summer | B6 | 300 | 1300 | 0 | 66.23 | 65.25 | 8 | 0
2030 | ENT_2_SPP_S | ENT | SPP_S | Internal | Summer | B7 | 400 | 1300 | 0 | 53.62 | 54.33 | 8 | 0
2030 | ENT_2_SPP_S | ENT | SPP_S | Internal | Summer | B8 | 500 | 1300 | 0 | 48.58 | 47.73 | 8 | 0
2030 | ENT_2_SPP_S | ENT | SPP_S | Internal | Summer | B9 | 800 | 1300 | 0 | 48.23 | 46.46 | 8 | 0
2030 | ENT_2_SPP_S | ENT | SPP_S | Internal | Summer | B10 | 1262 | 1300 | 0 | 46.65 | 43.39 | 8 | 0
2030 | ENT_2_SPP_S | ENT | SPP_S | Internal | Winter | B16 | 25 | 1300 | 0 | 72.76 | 67.76 | 8 | 0
2030 | ENT_2_SPP_S | ENT | SPP_S | Internal | Winter | B17 | 100 | 1300 | 0 | 53.3 | 52.32 | 8 | 0
2030 | ENT_2_SPP_S | ENT | SPP_S | Internal | Winter | B18 | 400 | 1300 | 0 | 53.3 | 51.3 | 8 | 0
2030 | ENT_2_SPP_S | ENT | SPP_S | Internal | Winter | B19 | 700 | 1300 | 0 | 52.92 | 51.18 | 8 | 0
2030 | ENT_2_SPP_S | ENT | SPP_S | Internal | Winter | B20 | 935 | 1300 | 0 | 51.17 | 47.05 | 8 | 0
2030 | ENT_2_TVA_Transmission | ENT | TVA_Transmission | Internal | Shoulder | B11 | 25 | 2100 | 0 | 74.41 | 71.04 | 8 | 0
2030 | ENT_2_TVA_Transmission | ENT | TVA_Transmission | Internal | Shoulder | B12 | 200 | 2100 | 0 | 50.17 | 56.18 | 8 | 0
2030 | ENT_2_TVA_Transmission | ENT | TVA_Transmission | Internal | Shoulder | B13 | 600 | 2100 | 0 | 50.17 | 52.33 | 8 | 0
2030 | ENT_2_TVA_Transmission | ENT | TVA_Transmission | Internal | Shoulder | B14 | 900 | 2100 | 0 | 49.84 | 50.83 | 8 | 0
2030 | ENT_2_TVA_Transmission | ENT | TVA_Transmission | Internal | Shoulder | B15 | 1203 | 2100 | 0 | 49.01 | 49.54 | 8 | 0
2030 | ENT_2_TVA_Transmission | ENT | TVA_Transmission | Internal | Summer | B1 | 10 | 2100 | 0.02 | 83.51 | 90.87 | 8 | 0
2030 | ENT_2_TVA_Transmission | ENT | TVA_Transmission | Internal | Summer | B2 | 25 | 2100 | 0 | 80.73 | 85.75 | 8 | 0
2030 | ENT_2_TVA_Transmission | ENT | TVA_Transmission | Internal | Summer | B3 | 75 | 2100 | 0 | 80.73 | 79.8 | 8 | 0
2030 | ENT_2_TVA_Transmission | ENT | TVA_Transmission | Internal | Summer | B4 | 100 | 2100 | 0 | 74.07 | 79.8 | 8 | 0
2030 | ENT_2_TVA_Transmission | ENT | TVA_Transmission | Internal | Summer | B5 | 200 | 2100 | 0 | 74.07 | 75.9 | 8 | 0
2030 | ENT_2_TVA_Transmission | ENT | TVA_Transmission | Internal | Summer | B6 | 300 | 2100 | 0 | 66.23 | 61.44 | 8 | 0
2030 | ENT_2_TVA_Transmission | ENT | TVA_Transmission | Internal | Summer | B7 | 400 | 2100 | 0 | 53.62 | 53.2 | 8 | 0
2030 | ENT_2_TVA_Transmission | ENT | TVA_Transmission | Internal | Summer | B8 | 500 | 2100 | 0 | 48.58 | 49.05 | 8 | 0
2030 | ENT_2_TVA_Transmission | ENT | TVA_Transmission | Internal | Summer | B9 | 800 | 2100 | 0 | 48.23 | 48.07 | 8 | 0
2030 | ENT_2_TVA_Transmission | ENT | TVA_Transmission | Internal | Summer | B10 | 1262 | 2100 | 0 | 46.65 | 42.82 | 8 | 0
2030 | ENT_2_TVA_Transmission | ENT | TVA_Transmission | Internal | Winter | B16 | 25 | 2100 | 0 | 72.76 | 75.97 | 8 | 0
2030 | ENT_2_TVA_Transmission | ENT | TVA_Transmission | Internal | Winter | B17 | 100 | 2100 | 0 | 53.3 | 58.48 | 8 | 0
2030 | ENT_2_TVA_Transmission | ENT | TVA_Transmission | Internal | Winter | B18 | 400 | 2100 | 0 | 53.3 | 54.16 | 8 | 0
2030 | ENT_2_TVA_Transmission | ENT | TVA_Transmission | Internal | Winter | B19 | 700 | 2100 | 0 | 52.92 | 52.02 | 8 | 0
2030 | ENT_2_TVA_Transmission | ENT | TVA_Transmission | Internal | Winter | B20 | 935 | 2100 | 0 | 51.17 | 48.21 | 8 | 0
2030 | FRCC_2_SOCO | FRCC | SOCO | Internal | Shoulder | B11 | 25 | 900 | 0 | 89.44 | 79.44 | 8 | 0
2030 | FRCC_2_SOCO | FRCC | SOCO | Internal | Shoulder | B12 | 200 | 900 | 0 | 61.92 | 51.92 | 8 | 0
2030 | FRCC_2_SOCO | FRCC | SOCO | Internal | Shoulder | B13 | 600 | 900 | 0 | 57.72 | 50.12 | 8 | 0
2030 | FRCC_2_SOCO | FRCC | SOCO | Internal | Shoulder | B14 | 900 | 900 | 0 | 55.34 | 50.12 | 8 | 0
2030 | FRCC_2_SOCO | FRCC | SOCO | Internal | Shoulder | B15 | 1203 | 900 | 0 | 55.34 | 50.12 | 8 | 0
2030 | FRCC_2_SOCO | FRCC | SOCO | Internal | Summer | B1 | 10 | 900 | 0 | 101.51 | 91.51 | 8 | 0
2030 | FRCC_2_SOCO | FRCC | SOCO | Internal | Summer | B2 | 25 | 900 | 0 | 89.81 | 83.67 | 8 | 0
2030 | FRCC_2_SOCO | FRCC | SOCO | Internal | Summer | B3 | 75 | 900 | 0 | 89.81 | 83.67 | 8 | 0
2030 | FRCC_2_SOCO | FRCC | SOCO | Internal | Summer | B4 | 100 | 900 | 0 | 89.81 | 82.07 | 8 | 0
2030 | FRCC_2_SOCO | FRCC | SOCO | Internal | Summer | B5 | 200 | 900 | 0 | 89.81 | 82.07 | 8 | 0
2030 | FRCC_2_SOCO | FRCC | SOCO | Internal | Summer | B6 | 300 | 900 | 0 | 77.12 | 69.23 | 8 | 0
2030 | FRCC_2_SOCO | FRCC | SOCO | Internal | Summer | B7 | 400 | 900 | 0 | 71.62 | 61.62 | 8 | 0
2030 | FRCC_2_SOCO | FRCC | SOCO | Internal | Summer | B8 | 500 | 900 | 0 | 56.82 | 50.38 | 8 | 0
2030 | FRCC_2_SOCO | FRCC | SOCO | Internal | Summer | B9 | 800 | 900 | 0 | 54.47 | 48.64 | 8 | 0
2030 | FRCC_2_SOCO | FRCC | SOCO | Internal | Summer | B10 | 1262 | 900 | 0 | 54.47 | 48.64 | 8 | 0
2030 | FRCC_2_SOCO | FRCC | SOCO | Internal | Winter | B16 | 25 | 900 | 0 | 90.2 | 80.76 | 8 | 0
2030 | FRCC_2_SOCO | FRCC | SOCO | Internal | Winter | B17 | 100 | 900 | 0 | 64.33 | 54.33 | 8 | 0
2030 | FRCC_2_SOCO | FRCC | SOCO | Internal | Winter | B18 | 400 | 900 | 0 | 59.44 | 53.17 | 8 | 0
2030 | FRCC_2_SOCO | FRCC | SOCO | Internal | Winter | B19 | 700 | 900 | 0 | 57.89 | 53.17 | 8 | 0
2030 | FRCC_2_SOCO | FRCC | SOCO | Internal | Winter | B20 | 935 | 900 | 0 | 57.89 | 52.42 | 8 | 0
2030 | HQ_NEISO_2_NEISO | HQ_NEISO | NEISO | Internal | Shoulder | B11 | 25 | 99999 | 2920 | 44.15 | 44.17 | 0.01 | 0
2030 | HQ_NEISO_2_NEISO | HQ_NEISO | NEISO | Internal | Shoulder | B12 | 200 | 99999 | 2920 | 44.15 | 44.17 | 0.01 | 0
2030 | HQ_NEISO_2_NEISO | HQ_NEISO | NEISO | Internal | Shoulder | B13 | 600 | 99999 | 2920 | 44.15 | 44.17 | 0.01 | 0
2030 | HQ_NEISO_2_NEISO | HQ_NEISO | NEISO | Internal | Shoulder | B14 | 900 | 99999 | 2920 | 44.15 | 44.17 | 0.01 | 0
2030 | HQ_NEISO_2_NEISO | HQ_NEISO | NEISO | Internal | Shoulder | B15 | 1203 | 99999 | 1143.24 | 44.15 | 44.17 | 0.01 | 0
2030 | HQ_NEISO_2_NEISO | HQ_NEISO | NEISO | Internal | Summer | B1 | 10 | 99999 | 2920 | 89.09 | 89.1 | 0.01 | 0
2030 | HQ_NEISO_2_NEISO | HQ_NEISO | NEISO | Internal | Summer | B2 | 25 | 99999 | 2920 | 68.76 | 68.77 | 0.01 | 0
2030 | HQ_NEISO_2_NEISO | HQ_NEISO | NEISO | Internal | Summer | B3 | 75 | 99999 | 2920 | 56.79 | 56.8 | 0.01 | 0
2030 | HQ_NEISO_2_NEISO | HQ_NEISO | NEISO | Internal | Summer | B4 | 100 | 99999 | 2920 | 45.26 | 45.27 | 0.01 | 0
2030 | HQ_NEISO_2_NEISO | HQ_NEISO | NEISO | Internal | Summer | B5 | 200 | 99999 | 2920 | 40.81 | 40.82 | 0.01 | 0
2030 | HQ_NEISO_2_NEISO | HQ_NEISO | NEISO | Internal | Summer | B6 | 300 | 99999 | 2920 | 40.81 | 40.82 | 0.01 | 0
2030 | HQ_NEISO_2_NEISO | HQ_NEISO | NEISO | Internal | Summer | B7 | 400 | 99999 | 2920 | 40.81 | 40.82 | 0.01 | 0
2030 | HQ_NEISO_2_NEISO | HQ_NEISO | NEISO | Internal | Summer | B8 | 500 | 99999 | 2920 | 40.81 | 40.82 | 0.01 | 0
2030 | HQ_NEISO_2_NEISO | HQ_NEISO | NEISO | Internal | Summer | B9 | 800 | 99999 | 2920 | 40.81 | 40.82 | 0.01 | 0
2030 | HQ_NEISO_2_NEISO | HQ_NEISO | NEISO | Internal | Summer | B10 | 1262 | 99999 | 795.94 | 40.81 | 40.82 | 0.01 | 0
2030 | HQ_NEISO_2_NEISO | HQ_NEISO | NEISO | Internal | Winter | B16 | 25 | 99999 | 2920 | 54.5 | 54.51 | 0.01 | 0
2030 | HQ_NEISO_2_NEISO | HQ_NEISO | NEISO | Internal | Winter | B17 | 100 | 99999 | 2920 | 54.5 | 54.51 | 0.01 | 0
2030 | HQ_NEISO_2_NEISO | HQ_NEISO | NEISO | Internal | Winter | B18 | 400 | 99999 | 2920 | 54.28 | 54.29 | 0.01 | 0
2030 | HQ_NEISO_2_NEISO | HQ_NEISO | NEISO | Internal | Winter | B19 | 700 | 99999 | 2920 | 53.89 | 53.9 | 0.01 | 0
2030 | HQ_NEISO_2_NEISO | HQ_NEISO | NEISO | Internal | Winter | B20 | 935 | 99999 | 1233.58 | 53.89 | 53.9 | 0.01 | 0
2030 | HQ_NY_2_NYISO_A-F | HQ_NY | NYISO_A-F | Internal | Shoulder | B11 | 25 | 99999 | 1000 | 51.79 | 51.8 | 0.01 | 0
2030 | HQ_NY_2_NYISO_A-F | HQ_NY | NYISO_A-F | Internal | Shoulder | B12 | 200 | 99999 | 1000 | 49.48 | 49.49 | 0.01 | 0
2030 | HQ_NY_2_NYISO_A-F | HQ_NY | NYISO_A-F | Internal | Shoulder | B13 | 600 | 99999 | 1000 | 47.2 | 47.21 | 0.01 | 0
2030 | HQ_NY_2_NYISO_A-F | HQ_NY | NYISO_A-F | Internal | Shoulder | B14 | 900 | 99999 | 1000 | 47.2 | 47.21 | 0.01 | 0
2030 | HQ_NY_2_NYISO_A-F | HQ_NY | NYISO_A-F | Internal | Shoulder | B15 | 1203 | 99999 | 188.69 | 47.2 | 47.21 | 0.01 | 0
2030 | HQ_NY_2_NYISO_A-F | HQ_NY | NYISO_A-F | Internal | Summer | B1 | 10 | 99999 | 1000.07 | 91.5 | 91.51 | 0.01 | 0
2030 | HQ_NY_2_NYISO_A-F | HQ_NY | NYISO_A-F | Internal | Summer | B2 | 25 | 99999 | 1000 | 71.75 | 71.76 | 0.01 | 0
2030 | HQ_NY_2_NYISO_A-F | HQ_NY | NYISO_A-F | Internal | Summer | B3 | 75 | 99999 | 1000 | 65.78 | 65.79 | 0.01 | 0
2030 | HQ_NY_2_NYISO_A-F | HQ_NY | NYISO_A-F | Internal | Summer | B4 | 100 | 99999 | 1000 | 61.89 | 61.9 | 0.01 | 0
2030 | HQ_NY_2_NYISO_A-F | HQ_NY | NYISO_A-F | Internal | Summer | B5 | 200 | 99999 | 1000 | 54.53 | 54.54 | 0.01 | 0
2030 | HQ_NY_2_NYISO_A-F | HQ_NY | NYISO_A-F | Internal | Summer | B6 | 300 | 99999 | 1000 | 52.15 | 52.17 | 0.01 | 0
2030 | HQ_NY_2_NYISO_A-F | HQ_NY | NYISO_A-F | Internal | Summer | B7 | 400 | 99999 | 1000 | 47.74 | 47.75 | 0.01 | 0
2030 | HQ_NY_2_NYISO_A-F | HQ_NY | NYISO_A-F | Internal | Summer | B8 | 500 | 99999 | 1000 | 45.87 | 45.88 | 0.01 | 0
2030 | HQ_NY_2_NYISO_A-F | HQ_NY | NYISO_A-F | Internal | Summer | B9 | 800 | 99999 | 1000 | 44.63 | 44.64 | 0.01 | 0
2030 | HQ_NY_2_NYISO_A-F | HQ_NY | NYISO_A-F | Internal | Summer | B10 | 1262 | 99999 | 30.11 | 44.63 | 44.64 | 0.01 | 0
2030 | HQ_NY_2_NYISO_A-F | HQ_NY | NYISO_A-F | Internal | Winter | B16 | 25 | 99999 | 1000 | 55.44 | 55.45 | 0.01 | 0
2030 | HQ_NY_2_NYISO_A-F | HQ_NY | NYISO_A-F | Internal | Winter | B17 | 100 | 99999 | 1000 | 54.73 | 54.75 | 0.01 | 0
2030 | HQ_NY_2_NYISO_A-F | HQ_NY | NYISO_A-F | Internal | Winter | B18 | 400 | 99999 | 1000 | 51.28 | 51.29 | 0.01 | 0
2030 | HQ_NY_2_NYISO_A-F | HQ_NY | NYISO_A-F | Internal | Winter | B19 | 700 | 99999 | 1000 | 50.89 | 50.9 | 0.01 | 0
2030 | HQ_NY_2_NYISO_A-F | HQ_NY | NYISO_A-F | Internal | Winter | B20 | 935 | 99999 | 229.95 | 50.89 | 50.9 | 0.01 | 0
2030 | HQ_IESO_2_IESO | HQ_IESO | IESO | Internal | Shoulder | B11 | 25 | 99999 | 400 | 42.48 | 42.49 | 0.01 | 0
2030 | HQ_IESO_2_IESO | HQ_IESO | IESO | Internal | Shoulder | B12 | 200 | 99999 | 400 | 42.48 | 42.49 | 0.01 | 0
2030 | HQ_IESO_2_IESO | HQ_IESO | IESO | Internal | Shoulder | B13 | 600 | 99999 | 400 | 40.2 | 40.21 | 0.01 | 0
2030 | HQ_IESO_2_IESO | HQ_IESO | IESO | Internal | Shoulder | B14 | 900 | 99999 | 400 | 40.2 | 40.21 | 0.01 | 0
2030 | HQ_IESO_2_IESO | HQ_IESO | IESO | Internal | Shoulder | B15 | 1203 | 99999 | 75.48 | 40.2 | 40.21 | 0.01 | 0
2030 | HQ_IESO_2_IESO | HQ_IESO | IESO | Internal | Summer | B1 | 10 | 99999 | 400 | 84.5 | 84.51 | 0.01 | 0
2030 | HQ_IESO_2_IESO | HQ_IESO | IESO | Internal | Summer | B2 | 25 | 99999 | 400 | 70.73 | 70.75 | 0.01 | 0
2030 | HQ_IESO_2_IESO | HQ_IESO | IESO | Internal | Summer | B3 | 75 | 99999 | 400 | 58.78 | 58.79 | 0.01 | 0
2030 | HQ_IESO_2_IESO | HQ_IESO | IESO | Internal | Summer | B4 | 100 | 99999 | 400 | 54.89 | 54.9 | 0.01 | 0
2030 | HQ_IESO_2_IESO | HQ_IESO | IESO | Internal | Summer | B5 | 200 | 99999 | 400 | 47.53 | 47.54 | 0.01 | 0
2030 | HQ_IESO_2_IESO | HQ_IESO | IESO | Internal | Summer | B6 | 300 | 99999 | 400 | 45.15 | 45.17 | 0.01 | 0
2030 | HQ_IESO_2_IESO | HQ_IESO | IESO | Internal | Summer | B7 | 400 | 99999 | 400 | 40.74 | 40.75 | 0.01 | 0
2030 | HQ_IESO_2_IESO | HQ_IESO | IESO | Internal | Summer | B8 | 500 | 99999 | 400 | 37.63 | 37.64 | 0.01 | 0
2030 | HQ_IESO_2_IESO | HQ_IESO | IESO | Internal | Summer | B9 | 800 | 99999 | 400 | 37.63 | 37.64 | 0.01 | 0
2030 | HQ_IESO_2_IESO | HQ_IESO | IESO | Internal | Summer | B10 | 1262 | 99999 | 12.04 | 37.63 | 37.64 | 0.01 | 0
2030 | HQ_IESO_2_IESO | HQ_IESO | IESO | Internal | Winter | B16 | 25 | 99999 | 400 | 48.44 | 48.45 | 0.01 | 0
2030 | HQ_IESO_2_IESO | HQ_IESO | IESO | Internal | Winter | B17 | 100 | 99999 | 400 | 47.73 | 47.75 | 0.01 | 0
2030 | HQ_IESO_2_IESO | HQ_IESO | IESO | Internal | Winter | B18 | 400 | 99999 | 400 | 44.28 | 44.29 | 0.01 | 0
2030 | HQ_IESO_2_IESO | HQ_IESO | IESO | Internal | Winter | B19 | 700 | 99999 | 400 | 43.89 | 43.9 | 0.01 | 0
2030 | HQ_IESO_2_IESO | HQ_IESO | IESO | Internal | Winter | B20 | 935 | 99999 | 91.98 | 43.89 | 43.9 | 0.01 | 0
2030 | IESO_2_MAPP_CA | IESO | MAPP_CA | Internal | Shoulder | B11 | 25 | 262 | 262 | 42.49 | 52.06 | 7 | 2.57
2030 | IESO_2_MAPP_CA | IESO | MAPP_CA | Internal | Shoulder | B12 | 200 | 262 | 262 | 42.49 | 52.06 | 7 | 2.57
2030 | IESO_2_MAPP_CA | IESO | MAPP_CA | Internal | Shoulder | B13 | 600 | 262 | 262 | 40.21 | 48.15 | 7 | 0.94
2030 | IESO_2_MAPP_CA | IESO | MAPP_CA | Internal | Shoulder | B14 | 900 | 262 | 262 | 40.21 | 47.85 | 7 | 0.63
2030 | IESO_2_MAPP_CA | IESO | MAPP_CA | Internal | Shoulder | B15 | 1203 | 262 | 262 | 40.21 | 47.85 | 7 | 0.63
2030 | IESO_2_MAPP_CA | IESO | MAPP_CA | Internal | Summer | B1 | 10 | 262 | 0 | 84.51 | 77.49 | 7 | 0
2030 | IESO_2_MAPP_CA | IESO | MAPP_CA | Internal | Summer | B2 | 25 | 262 | 0.02 | 70.75 | 77.5 | 7 | 0
2030 | IESO_2_MAPP_CA | IESO | MAPP_CA | Internal | Summer | B3 | 75 | 262 | 157.98 | 58.79 | 65.79 | 7 | 0
2030 | IESO_2_MAPP_CA | IESO | MAPP_CA | Internal | Summer | B4 | 100 | 262 | 262 | 54.9 | 64.44 | 7 | 2.54
2030 | IESO_2_MAPP_CA | IESO | MAPP_CA | Internal | Summer | B5 | 200 | 262 | 262 | 47.54 | 60.79 | 7 | 6.25
2030 | IESO_2_MAPP_CA | IESO | MAPP_CA | Internal | Summer | B6 | 300 | 262 | 0 | 45.17 | 51.23 | 7 | 0
2030 | IESO_2_MAPP_CA | IESO | MAPP_CA | Internal | Summer | B7 | 400 | 262 | 0 | 40.75 | 47.3 | 7 | 0
2030 | IESO_2_MAPP_CA | IESO | MAPP_CA | Internal | Summer | B8 | 500 | 262 | 0 | 37.64 | 43.66 | 7 | 0
2030 | IESO_2_MAPP_CA | IESO | MAPP_CA | Internal | Summer | B9 | 800 | 262 | 0 | 37.64 | 42.53 | 7 | 0
2030 | IESO_2_MAPP_CA | IESO | MAPP_CA | Internal | Summer | B10 | 1262 | 262 | 0 | 37.64 | 42.53 | 7 | 0
2030 | IESO_2_MAPP_CA | IESO | MAPP_CA | Internal | Winter | B16 | 25 | 262 | 262 | 48.45 | 67.94 | 7 | 12.49
2030 | IESO_2_MAPP_CA | IESO | MAPP_CA | Internal | Winter | B17 | 100 | 262 | 262 | 47.75 | 55.15 | 7 | 0.41
2030 | IESO_2_MAPP_CA | IESO | MAPP_CA | Internal | Winter | B18 | 400 | 262 | 0.01 | 44.29 | 51.26 | 7 | 0
2030 | IESO_2_MAPP_CA | IESO | MAPP_CA | Internal | Winter | B19 | 700 | 262 | 182.73 | 43.9 | 50.9 | 7 | 0
2030 | IESO_2_MAPP_CA | IESO | MAPP_CA | Internal | Winter | B20 | 935 | 262 | 195.31 | 43.9 | 50.9 | 7 | 0
2030 | IESO_2_MISO_MI | IESO | MISO_MI | Internal | Shoulder | B11 | 25 | 1840 | 1840 | 42.49 | 63.04 | 7 | 13.55
2030 | IESO_2_MISO_MI | IESO | MISO_MI | Internal | Shoulder | B12 | 200 | 1840 | 1840 | 42.49 | 55.53 | 7 | 6.04
2030 | IESO_2_MISO_MI | IESO | MISO_MI | Internal | Shoulder | B13 | 600 | 1840 | 1840 | 40.21 | 48.18 | 7 | 0.96
2030 | IESO_2_MISO_MI | IESO | MISO_MI | Internal | Shoulder | B14 | 900 | 1840 | 1840 | 40.21 | 47.84 | 7 | 0.62
2030 | IESO_2_MISO_MI | IESO | MISO_MI | Internal | Shoulder | B15 | 1203 | 1840 | 0 | 40.21 | 41.77 | 7 | 0
2030 | IESO_2_MISO_MI | IESO | MISO_MI | Internal | Summer | B1 | 10 | 1840 | 815.39 | 84.51 | 91.51 | 7 | 0
2030 | IESO_2_MISO_MI | IESO | MISO_MI | Internal | Summer | B2 | 25 | 1840 | 1171.75 | 70.75 | 77.75 | 7 | 0
2030 | IESO_2_MISO_MI | IESO | MISO_MI | Internal | Summer | B3 | 75 | 1840 | 1840 | 58.79 | 71.89 | 7 | 6.1
2030 | IESO_2_MISO_MI | IESO | MISO_MI | Internal | Summer | B4 | 100 | 1840 | 1840 | 54.9 | 71.8 | 7 | 9.9
2030 | IESO_2_MISO_MI | IESO | MISO_MI | Internal | Summer | B5 | 200 | 1840 | 1840 | 47.54 | 71.56 | 7 | 17.02
2030 | IESO_2_MISO_MI | IESO | MISO_MI | Internal | Summer | B6 | 300 | 1840 | 1840 | 45.17 | 54.25 | 7 | 2.08
2030 | IESO_2_MISO_MI | IESO | MISO_MI | Internal | Summer | B7 | 400 | 1840 | 246.76 | 40.75 | 47.75 | 7 | 0
2030 | IESO_2_MISO_MI | IESO | MISO_MI | Internal | Summer | B8 | 500 | 1840 | 0 | 37.64 | 44.12 | 7 | 0
2030 | IESO_2_MISO_MI | IESO | MISO_MI | Internal | Summer | B9 | 800 | 1840 | 0 | 37.64 | 41.91 | 7 | 0
2030 | IESO_2_MISO_MI | IESO | MISO_MI | Internal | Summer | B10 | 1262 | 1840 | 0 | 37.64 | 38.4 | 7 | 0
2030 | IESO_2_MISO_MI | IESO | MISO_MI | Internal | Winter | B16 | 25 | 1840 | 1840 | 48.45 | 68.66 | 7 | 13.22
2030 | IESO_2_MISO_MI | IESO | MISO_MI | Internal | Winter | B17 | 100 | 1840 | 1840 | 47.75 | 56.01 | 7 | 1.27
2030 | IESO_2_MISO_MI | IESO | MISO_MI | Internal | Winter | B18 | 400 | 1840 | 1096.86 | 44.29 | 51.29 | 7 | 0
2030 | IESO_2_MISO_MI | IESO | MISO_MI | Internal | Winter | B19 | 700 | 1840 | 0 | 43.9 | 48.66 | 7 | 0
2030 | IESO_2_MISO_MI | IESO | MISO_MI | Internal | Winter | B20 | 935 | 1840 | 0 | 43.9 | 40.23 | 7 | 0
2030 | IESO_2_MISO_W | IESO | MISO_W | Internal | Shoulder | B11 | 25 | 140 | 140 | 42.49 | 72.79 | 7 | 23.3
2030 | IESO_2_MISO_W | IESO | MISO_W | Internal | Shoulder | B12 | 200 | 140 | 140 | 42.49 | 53.43 | 7 | 3.93
2030 | IESO_2_MISO_W | IESO | MISO_W | Internal | Shoulder | B13 | 600 | 140 | 140 | 40.21 | 48.16 | 7 | 0.95
2030 | IESO_2_MISO_W | IESO | MISO_W | Internal | Shoulder | B14 | 900 | 140 | 140 | 40.21 | 47.86 | 7 | 0.65
2030 | IESO_2_MISO_W | IESO | MISO_W | Internal | Shoulder | B15 | 1203 | 140 | 0 | 40.21 | 41.76 | 7 | 0
2030 | IESO_2_MISO_W | IESO | MISO_W | Internal | Summer | B1 | 10 | 140 | 0.38 | 84.51 | 91.49 | 7 | 0
2030 | IESO_2_MISO_W | IESO | MISO_W | Internal | Summer | B2 | 25 | 140 | 0.36 | 70.75 | 77.73 | 7 | 0
2030 | IESO_2_MISO_W | IESO | MISO_W | Internal | Summer | B3 | 75 | 140 | 140 | 58.79 | 75.99 | 7 | 10.2
2030 | IESO_2_MISO_W | IESO | MISO_W | Internal | Summer | B4 | 100 | 140 | 140 | 54.9 | 75.99 | 7 | 14.09
2030 | IESO_2_MISO_W | IESO | MISO_W | Internal | Summer | B5 | 200 | 140 | 140 | 47.54 | 71.91 | 7 | 17.37
2030 | IESO_2_MISO_W | IESO | MISO_W | Internal | Summer | B6 | 300 | 140 | 140 | 45.17 | 58.24 | 7 | 6.08
2030 | IESO_2_MISO_W | IESO | MISO_W | Internal | Summer | B7 | 400 | 140 | 0 | 40.75 | 47.32 | 7 | 0
2030 | IESO_2_MISO_W | IESO | MISO_W | Internal | Summer | B8 | 500 | 140 | 0 | 37.64 | 43.67 | 7 | 0
2030 | IESO_2_MISO_W | IESO | MISO_W | Internal | Summer | B9 | 800 | 140 | 0 | 37.64 | 42.52 | 7 | 0
2030 | IESO_2_MISO_W | IESO | MISO_W | Internal | Summer | B10 | 1262 | 140 | 0 | 37.64 | 38.37 | 7 | 0
2030 | IESO_2_MISO_W | IESO | MISO_W | Internal | Winter | B16 | 25 | 140 | 140 | 48.45 | 67.95 | 7 | 12.51
2030 | IESO_2_MISO_W | IESO | MISO_W | Internal | Winter | B17 | 100 | 140 | 140 | 47.75 | 55.16 | 7 | 0.42
2030 | IESO_2_MISO_W | IESO | MISO_W | Internal | Winter | B18 | 400 | 140 | 0.02 | 44.29 | 51.28 | 7 | 0
2030 | IESO_2_MISO_W | IESO | MISO_W | Internal | Winter | B19 | 700 | 140 | 0 | 43.9 | 48.66 | 7 | 0
2030 | IESO_2_MISO_W | IESO | MISO_W | Internal | Winter | B20 | 935 | 140 | 0 | 43.9 | 40.21 | 7 | 0
2030 | IESO_2_NYISO_A-F | IESO | NYISO_A-F | Internal | Shoulder | B11 | 25 | 1725 | 1725 | 42.49 | 51.8 | 7 | 2.31
2030 | IESO_2_NYISO_A-F | IESO | NYISO_A-F | Internal | Shoulder | B12 | 200 | 1725 | 1276.14 | 42.49 | 49.49 | 7 | 0
2030 | IESO_2_NYISO_A-F | IESO | NYISO_A-F | Internal | Shoulder | B13 | 600 | 1725 | 1540.56 | 40.21 | 47.21 | 7 | 0
2030 | IESO_2_NYISO_A-F | IESO | NYISO_A-F | Internal | Shoulder | B14 | 900 | 1725 | 1123.98 | 40.21 | 47.21 | 7 | 0
2030 | IESO_2_NYISO_A-F | IESO | NYISO_A-F | Internal | Shoulder | B15 | 1203 | 1725 | 634.19 | 40.21 | 47.21 | 7 | 0
2030 | IESO_2_NYISO_A-F | IESO | NYISO_A-F | Internal | Summer | B1 | 10 | 1725 | 534.93 | 84.51 | 91.51 | 7 | 0
2030 | IESO_2_NYISO_A-F | IESO | NYISO_A-F | Internal | Summer | B2 | 25 | 1725 | 0 | 70.75 | 71.76 | 7 | 0
2030 | IESO_2_NYISO_A-F | IESO | NYISO_A-F | Internal | Summer | B3 | 75 | 1725 | 142.1 | 58.79 | 65.79 | 7 | 0
2030 | IESO_2_NYISO_A-F | IESO | NYISO_A-F | Internal | Summer | B4 | 100 | 1725 | 956.67 | 54.9 | 61.9 | 7 | 0
2030 | IESO_2_NYISO_A-F | IESO | NYISO_A-F | Internal | Summer | B5 | 200 | 1725 | 1550.23 | 47.54 | 54.54 | 7 | 0
2030 | IESO_2_NYISO_A-F | IESO | NYISO_A-F | Internal | Summer | B6 | 300 | 1725 | 415.42 | 45.17 | 52.17 | 7 | 0
2030 | IESO_2_NYISO_A-F | IESO | NYISO_A-F | Internal | Summer | B7 | 400 | 1725 | 1018.21 | 40.75 | 47.75 | 7 | 0
2030 | IESO_2_NYISO_A-F | IESO | NYISO_A-F | Internal | Summer | B8 | 500 | 1725 | 1725 | 37.64 | 45.88 | 7 | 1.24
2030 | IESO_2_NYISO_A-F | IESO | NYISO_A-F | Internal | Summer | B9 | 800 | 1725 | 619.38 | 37.64 | 44.64 | 7 | 0
2030 | IESO_2_NYISO_A-F | IESO | NYISO_A-F | Internal | Summer | B10 | 1262 | 1725 | 221.48 | 37.64 | 44.64 | 7 | 0
2030 | IESO_2_NYISO_A-F | IESO | NYISO_A-F | Internal | Winter | B16 | 25 | 1725 | 1265.42 | 48.45 | 55.45 | 7 | 0
2030 | IESO_2_NYISO_A-F | IESO | NYISO_A-F | Internal | Winter | B17 | 100 | 1725 | 719.46 | 47.75 | 54.75 | 7 | 0
2030 | IESO_2_NYISO_A-F | IESO | NYISO_A-F | Internal | Winter | B18 | 400 | 1725 | 1380.31 | 44.29 | 51.29 | 7 | 0
2030 | IESO_2_NYISO_A-F | IESO | NYISO_A-F | Internal | Winter | B19 | 700 | 1725 | 579.61 | 43.9 | 50.9 | 7 | 0
2030 | IESO_2_NYISO_A-F | IESO | NYISO_A-F | Internal | Winter | B20 | 935 | 1725 | 110.28 | 43.9 | 50.9 | 7 | 0
2030 | MAPP_CA_2_IESO | MAPP_CA | IESO | Internal | Shoulder | B11 | 25 | 330 | 0 | 52.06 | 42.49 | 8 | 0
2030 | MAPP_CA_2_IESO | MAPP_CA | IESO | Internal | Shoulder | B12 | 200 | 330 | 0 | 52.06 | 42.49 | 8 | 0
2030 | MAPP_CA_2_IESO | MAPP_CA | IESO | Internal | Shoulder | B13 | 600 | 330 | 0 | 48.15 | 40.21 | 8 | 0
2030 | MAPP_CA_2_IESO | MAPP_CA | IESO | Internal | Shoulder | B14 | 900 | 330 | 0 | 47.85 | 40.21 | 8 | 0
2030 | MAPP_CA_2_IESO | MAPP_CA | IESO | Internal | Shoulder | B15 | 1203 | 330 | 0 | 47.85 | 40.21 | 8 | 0
2030 | MAPP_CA_2_IESO | MAPP_CA | IESO | Internal | Summer | B1 | 10 | 330 | 0.01 | 77.49 | 84.51 | 8 | 0
2030 | MAPP_CA_2_IESO | MAPP_CA | IESO | Internal | Summer | B2 | 25 | 330 | 0 | 77.5 | 70.75 | 8 | 0
2030 | MAPP_CA_2_IESO | MAPP_CA | IESO | Internal | Summer | B3 | 75 | 330 | 0 | 65.79 | 58.79 | 8 | 0
2030 | MAPP_CA_2_IESO | MAPP_CA | IESO | Internal | Summer | B4 | 100 | 330 | 0 | 64.44 | 54.9 | 8 | 0
2030 | MAPP_CA_2_IESO | MAPP_CA | IESO | Internal | Summer | B5 | 200 | 330 | 0 | 60.79 | 47.54 | 8 | 0
2030 | MAPP_CA_2_IESO | MAPP_CA | IESO | Internal | Summer | B6 | 300 | 330 | 0 | 51.23 | 45.17 | 8 | 0
2030 | MAPP_CA_2_IESO | MAPP_CA | IESO | Internal | Summer | B7 | 400 | 330 | 0 | 47.3 | 40.75 | 8 | 0
2030 | MAPP_CA_2_IESO | MAPP_CA | IESO | Internal | Summer | B8 | 500 | 330 | 0 | 43.66 | 37.64 | 8 | 0
2030 | MAPP_CA_2_IESO | MAPP_CA | IESO | Internal | Summer | B9 | 800 | 330 | 0 | 42.53 | 37.64 | 8 | 0
2030 | MAPP_CA_2_IESO | MAPP_CA | IESO | Internal | Summer | B10 | 1262 | 330 | 0 | 42.53 | 37.64 | 8 | 0
2030 | MAPP_CA_2_IESO | MAPP_CA | IESO | Internal | Winter | B16 | 25 | 330 | 0 | 67.94 | 48.45 | 8 | 0
2030 | MAPP_CA_2_IESO | MAPP_CA | IESO | Internal | Winter | B17 | 100 | 330 | 0 | 55.15 | 47.75 | 8 | 0
2030 | MAPP_CA_2_IESO | MAPP_CA | IESO | Internal | Winter | B18 | 400 | 330 | 0 | 51.26 | 44.29 | 8 | 0
2030 | MAPP_CA_2_IESO | MAPP_CA | IESO | Internal | Winter | B19 | 700 | 330 | 0 | 50.9 | 43.9 | 8 | 0
2030 | MAPP_CA_2_IESO | MAPP_CA | IESO | Internal | Winter | B20 | 935 | 330 | 0 | 50.9 | 43.9 | 8 | 0
2030 | MAPP_CA_2_MAPP_US | MAPP_CA | MAPP_US | Internal | Shoulder | B11 | 25 | 372 | 372 | 52.06 | 65.79 | 7 | 6.73
2030 | MAPP_CA_2_MAPP_US | MAPP_CA | MAPP_US | Internal | Shoulder | B12 | 200 | 372 | 0 | 52.06 | 46.43 | 7 | 0
2030 | MAPP_CA_2_MAPP_US | MAPP_CA | MAPP_US | Internal | Shoulder | B13 | 600 | 372 | 0 | 48.15 | 42.37 | 7 | 0
2030 | MAPP_CA_2_MAPP_US | MAPP_CA | MAPP_US | Internal | Shoulder | B14 | 900 | 372 | 0 | 47.85 | 42.37 | 7 | 0
2030 | MAPP_CA_2_MAPP_US | MAPP_CA | MAPP_US | Internal | Shoulder | B15 | 1203 | 372 | 0 | 47.85 | 40.96 | 7 | 0
2030 | MAPP_CA_2_MAPP_US | MAPP_CA | MAPP_US | Internal | Summer | B1 | 10 | 372 | 44.8 | 77.49 | 84.49 | 7 | 0
2030 | MAPP_CA_2_MAPP_US | MAPP_CA | MAPP_US | Internal | Summer | B2 | 25 | 372 | 0 | 77.5 | 71.44 | 7 | 0
2030 | MAPP_CA_2_MAPP_US | MAPP_CA | MAPP_US | Internal | Summer | B3 | 75 | 372 | 0 | 65.79 | 72.03 | 7 | 0
2030 | MAPP_CA_2_MAPP_US | MAPP_CA | MAPP_US | Internal | Summer | B4 | 100 | 372 | 205.57 | 64.44 | 71.44 | 7 | 0
2030 | MAPP_CA_2_MAPP_US | MAPP_CA | MAPP_US | Internal | Summer | B5 | 200 | 372 | 285.31 | 60.79 | 67.79 | 7 | 0
2030 | MAPP_CA_2_MAPP_US | MAPP_CA | MAPP_US | Internal | Summer | B6 | 300 | 372 | 159.42 | 51.23 | 58.23 | 7 | 0
2030 | MAPP_CA_2_MAPP_US | MAPP_CA | MAPP_US | Internal | Summer | B7 | 400 | 372 | 0 | 47.3 | 45.85 | 7 | 0
2030 | MAPP_CA_2_MAPP_US | MAPP_CA | MAPP_US | Internal | Summer | B8 | 500 | 372 | 0 | 43.66 | 39.28 | 7 | 0
2030 | MAPP_CA_2_MAPP_US | MAPP_CA | MAPP_US | Internal | Summer | B9 | 800 | 372 | 0 | 42.53 | 39.28 | 7 | 0
2030 | MAPP_CA_2_MAPP_US | MAPP_CA | MAPP_US | Internal | Summer | B10 | 1262 | 372 | 0 | 42.53 | 31.37 | 7 | 0
2030 | MAPP_CA_2_MAPP_US | MAPP_CA | MAPP_US | Internal | Winter | B16 | 25 | 372 | 0 | 67.94 | 60.95 | 7 | 0
2030 | MAPP_CA_2_MAPP_US | MAPP_CA | MAPP_US | Internal | Winter | B17 | 100 | 372 | 0 | 55.15 | 48.16 | 7 | 0
2030 | MAPP_CA_2_MAPP_US | MAPP_CA | MAPP_US | Internal | Winter | B18 | 400 | 372 | 0 | 51.26 | 44.28 | 7 | 0
2030 | MAPP_CA_2_MAPP_US | MAPP_CA | MAPP_US | Internal | Winter | B19 | 700 | 372 | 0 | 50.9 | 44.28 | 7 | 0
2030 | MAPP_CA_2_MAPP_US | MAPP_CA | MAPP_US | Internal | Winter | B20 | 935 | 372 | 0 | 50.9 | 39.06 | 7 | 0
2030 | MAPP_CA_2_MISO_W | MAPP_CA | MISO_W | Internal | Shoulder | B11 | 25 | 1970 | 1970 | 52.06 | 72.79 | 0.01 | 20.71
2030 | MAPP_CA_2_MISO_W | MAPP_CA | MISO_W | Internal | Shoulder | B12 | 200 | 1970 | 1970 | 52.06 | 53.43 | 0.01 | 1.35
2030 | MAPP_CA_2_MISO_W | MAPP_CA | MISO_W | Internal | Shoulder | B13 | 600 | 1970 | 1259.56 | 48.15 | 48.16 | 0.01 | 0
2030 | MAPP_CA_2_MISO_W | MAPP_CA | MISO_W | Internal | Shoulder | B14 | 900 | 1970 | 96.89 | 47.85 | 47.86 | 0.01 | 0
2030 | MAPP_CA_2_MISO_W | MAPP_CA | MISO_W | Internal | Shoulder | B15 | 1203 | 1970 | 0 | 47.85 | 41.76 | 0.01 | 0
2030 | MAPP_CA_2_MISO_W | MAPP_CA | MISO_W | Internal | Summer | B1 | 10 | 1970 | 1970 | 77.49 | 91.49 | 0.01 | 13.99
2030 | MAPP_CA_2_MISO_W | MAPP_CA | MISO_W | Internal | Summer | B2 | 25 | 1970 | 1969.98 | 77.5 | 77.73 | 0.01 | 0.23
2030 | MAPP_CA_2_MISO_W | MAPP_CA | MISO_W | Internal | Summer | B3 | 75 | 1970 | 1970 | 65.79 | 75.99 | 0.01 | 10.19
2030 | MAPP_CA_2_MISO_W | MAPP_CA | MISO_W | Internal | Summer | B4 | 100 | 1970 | 1970 | 64.44 | 75.99 | 0.01 | 11.54
2030 | MAPP_CA_2_MISO_W | MAPP_CA | MISO_W | Internal | Summer | B5 | 200 | 1970 | 1970 | 60.79 | 71.91 | 0.01 | 11.11
2030 | MAPP_CA_2_MISO_W | MAPP_CA | MISO_W | Internal | Summer | B6 | 300 | 1970 | 1970 | 51.23 | 58.24 | 0.01 | 7
2030 | MAPP_CA_2_MISO_W | MAPP_CA | MISO_W | Internal | Summer | B7 | 400 | 1970 | 1071.28 | 47.3 | 47.32 | 0.01 | 0
2030 | MAPP_CA_2_MISO_W | MAPP_CA | MISO_W | Internal | Summer | B8 | 500 | 1970 | 1007.76 | 43.66 | 43.67 | 0.01 | 0
2030 | MAPP_CA_2_MISO_W | MAPP_CA | MISO_W | Internal | Summer | B9 | 800 | 1970 | 0 | 42.53 | 42.52 | 0.01 | 0
2030 | MAPP_CA_2_MISO_W | MAPP_CA | MISO_W | Internal | Summer | B10 | 1262 | 1970 | 0 | 42.53 | 38.37 | 0.01 | 0
2030 | MAPP_CA_2_MISO_W | MAPP_CA | MISO_W | Internal | Winter | B16 | 25 | 1970 | 1023.56 | 67.94 | 67.95 | 0.01 | 0
2030 | MAPP_CA_2_MISO_W | MAPP_CA | MISO_W | Internal | Winter | B17 | 100 | 1970 | 484.87 | 55.15 | 55.16 | 0.01 | 0
2030 | MAPP_CA_2_MISO_W | MAPP_CA | MISO_W | Internal | Winter | B18 | 400 | 1970 | 147.86 | 51.26 | 51.28 | 0.01 | 0
2030 | MAPP_CA_2_MISO_W | MAPP_CA | MISO_W | Internal | Winter | B19 | 700 | 1970 | 0 | 50.9 | 48.66 | 0.01 | 0
2030 | MAPP_CA_2_MISO_W | MAPP_CA | MISO_W | Internal | Winter | B20 | 935 | 1970 | 0 | 50.9 | 40.21 | 0.01 | 0
2030 | MAPP_US_2_MAPP_CA | MAPP_US | MAPP_CA | Internal | Shoulder | B11 | 25 | 165 | 0 | 65.79 | 52.06 | 7 | 0
2030 | MAPP_US_2_MAPP_CA | MAPP_US | MAPP_CA | Internal | Shoulder | B12 | 200 | 165 | 0 | 46.43 | 52.06 | 7 | 0
2030 | MAPP_US_2_MAPP_CA | MAPP_US | MAPP_CA | Internal | Shoulder | B13 | 600 | 165 | 0 | 42.37 | 48.15 | 7 | 0
2030 | MAPP_US_2_MAPP_CA | MAPP_US | MAPP_CA | Internal | Shoulder | B14 | 900 | 165 | 0 | 42.37 | 47.85 | 7 | 0
2030 | MAPP_US_2_MAPP_CA | MAPP_US | MAPP_CA | Internal | Shoulder | B15 | 1203 | 165 | 0 | 40.96 | 47.85 | 7 | 0
2030 | MAPP_US_2_MAPP_CA | MAPP_US | MAPP_CA | Internal | Summer | B1 | 10 | 165 | 0 | 84.49 | 77.49 | 7 | 0
2030 | MAPP_US_2_MAPP_CA | MAPP_US | MAPP_CA | Internal | Summer | B2 | 25 | 165 | 0 | 71.44 | 77.5 | 7 | 0
2030 | MAPP_US_2_MAPP_CA | MAPP_US | MAPP_CA | Internal | Summer | B3 | 75 | 165 | 0 | 72.03 | 65.79 | 7 | 0
2030 | MAPP_US_2_MAPP_CA | MAPP_US | MAPP_CA | Internal | Summer | B4 | 100 | 165 | 0 | 71.44 | 64.44 | 7 | 0
2030 | MAPP_US_2_MAPP_CA | MAPP_US | MAPP_CA | Internal | Summer | B5 | 200 | 165 | 0 | 67.79 | 60.79 | 7 | 0
2030 | MAPP_US_2_MAPP_CA | MAPP_US | MAPP_CA | Internal | Summer | B6 | 300 | 165 | 0 | 58.23 | 51.23 | 7 | 0
2030 | MAPP_US_2_MAPP_CA | MAPP_US | MAPP_CA | Internal | Summer | B7 | 400 | 165 | 0 | 45.85 | 47.3 | 7 | 0
2030 | MAPP_US_2_MAPP_CA | MAPP_US | MAPP_CA | Internal | Summer | B8 | 500 | 165 | 0 | 39.28 | 43.66 | 7 | 0
2030 | MAPP_US_2_MAPP_CA | MAPP_US | MAPP_CA | Internal | Summer | B9 | 800 | 165 | 0 | 39.28 | 42.53 | 7 | 0
2030 | MAPP_US_2_MAPP_CA | MAPP_US | MAPP_CA | Internal | Summer | B10 | 1262 | 165 | 165 | 31.37 | 42.53 | 7 | 4.16
2030 | MAPP_US_2_MAPP_CA | MAPP_US | MAPP_CA | Internal | Winter | B16 | 25 | 165 | 0.33 | 60.95 | 67.94 | 7 | 0
2030 | MAPP_US_2_MAPP_CA | MAPP_US | MAPP_CA | Internal | Winter | B17 | 100 | 165 | 0.09 | 48.16 | 55.15 | 7 | 0
2030 | MAPP_US_2_MAPP_CA | MAPP_US | MAPP_CA | Internal | Winter | B18 | 400 | 165 | 0.02 | 44.28 | 51.26 | 7 | 0
2030 | MAPP_US_2_MAPP_CA | MAPP_US | MAPP_CA | Internal | Winter | B19 | 700 | 165 | 0 | 44.28 | 50.9 | 7 | 0
2030 | MAPP_US_2_MAPP_CA | MAPP_US | MAPP_CA | Internal | Winter | B20 | 935 | 165 | 165 | 39.06 | 50.9 | 7 | 4.84
2030 | MAPP_US_2_MISO_W | MAPP_US | MISO_W | Internal | Shoulder | B11 | 25 | 2635 | 125.36 | 65.79 | 72.79 | 7 | 0
2030 | MAPP_US_2_MISO_W | MAPP_US | MISO_W | Internal | Shoulder | B12 | 200 | 2635 | 871.14 | 46.43 | 53.43 | 7 | 0
2030 | MAPP_US_2_MISO_W | MAPP_US | MISO_W | Internal | Shoulder | B13 | 600 | 2635 | 0 | 42.37 | 48.16 | 7 | 0
2030 | MAPP_US_2_MISO_W | MAPP_US | MISO_W | Internal | Shoulder | B14 | 900 | 2635 | 0 | 42.37 | 47.86 | 7 | 0
2030 | MAPP_US_2_MISO_W | MAPP_US | MISO_W | Internal | Shoulder | B15 | 1203 | 2635 | 0 | 40.96 | 41.76 | 7 | 0
2030 | MAPP_US_2_MISO_W | MAPP_US | MISO_W | Internal | Summer | B1 | 10 | 2635 | 1704.39 | 84.49 | 91.49 | 7 | 0
2030 | MAPP_US_2_MISO_W | MAPP_US | MISO_W | Internal | Summer | B2 | 25 | 2635 | 0 | 71.44 | 77.73 | 7 | 0
2030 | MAPP_US_2_MISO_W | MAPP_US | MISO_W | Internal | Summer | B3 | 75 | 2635 | 0 | 72.03 | 75.99 | 7 | 0
2030 | MAPP_US_2_MISO_W | MAPP_US | MISO_W | Internal | Summer | B4 | 100 | 2635 | 0 | 71.44 | 75.99 | 7 | 0
2030 | MAPP_US_2_MISO_W | MAPP_US | MISO_W | Internal | Summer | B5 | 200 | 2635 | 0 | 67.79 | 71.91 | 7 | 0
2030 | MAPP_US_2_MISO_W | MAPP_US | MISO_W | Internal | Summer | B6 | 300 | 2635 | 0 | 58.23 | 58.24 | 7 | 0
2030 | MAPP_US_2_MISO_W | MAPP_US | MISO_W | Internal | Summer | B7 | 400 | 2635 | 0 | 45.85 | 47.32 | 7 | 0
2030 | MAPP_US_2_MISO_W | MAPP_US | MISO_W | Internal | Summer | B8 | 500 | 2635 | 0 | 39.28 | 43.67 | 7 | 0
2030 | MAPP_US_2_MISO_W | MAPP_US | MISO_W | Internal | Summer | B9 | 800 | 2635 | 0 | 39.28 | 42.52 | 7 | 0
2030 | MAPP_US_2_MISO_W | MAPP_US | MISO_W | Internal | Summer | B10 | 1262 | 2635 | 45.67 | 31.37 | 38.37 | 7 | 0
2030 | MAPP_US_2_MISO_W | MAPP_US | MISO_W | Internal | Winter | B16 | 25 | 2635 | 1379.72 | 60.95 | 67.95 | 7 | 0
2030 | MAPP_US_2_MISO_W | MAPP_US | MISO_W | Internal | Winter | B17 | 100 | 2635 | 1039.22 | 48.16 | 55.16 | 7 | 0
2030 | MAPP_US_2_MISO_W | MAPP_US | MISO_W | Internal | Winter | B18 | 400 | 2635 | 870.06 | 44.28 | 51.28 | 7 | 0
2030 | MAPP_US_2_MISO_W | MAPP_US | MISO_W | Internal | Winter | B19 | 700 | 2635 | 0 | 44.28 | 48.66 | 7 | 0
2030 | MAPP_US_2_MISO_W | MAPP_US | MISO_W | Internal | Winter | B20 | 935 | 2635 | 0 | 39.06 | 40.21 | 7 | 0
2030 | MAPP_US_2_NE | MAPP_US | NE | Internal | Shoulder | B11 | 25 | 2000 | 1870 | 65.79 | 72.79 | 7 | 0
2030 | MAPP_US_2_NE | MAPP_US | NE | Internal | Shoulder | B12 | 200 | 2000 | 165.94 | 46.43 | 53.43 | 7 | 0
2030 | MAPP_US_2_NE | MAPP_US | NE | Internal | Shoulder | B13 | 600 | 2000 | 847.28 | 42.37 | 49.37 | 7 | 0
2030 | MAPP_US_2_NE | MAPP_US | NE | Internal | Shoulder | B14 | 900 | 2000 | 0 | 42.37 | 49.23 | 7 | 0
2030 | MAPP_US_2_NE | MAPP_US | NE | Internal | Shoulder | B15 | 1203 | 2000 | 27.54 | 40.96 | 47.96 | 7 | 0
2030 | MAPP_US_2_NE | MAPP_US | NE | Internal | Summer | B1 | 10 | 2000 | 0 | 84.49 | 86.49 | 7 | 0
2030 | MAPP_US_2_NE | MAPP_US | NE | Internal | Summer | B2 | 25 | 2000 | 1204.39 | 71.44 | 78.44 | 7 | 0
2030 | MAPP_US_2_NE | MAPP_US | NE | Internal | Summer | B3 | 75 | 2000 | 1163.01 | 72.03 | 79.03 | 7 | 0
2030 | MAPP_US_2_NE | MAPP_US | NE | Internal | Summer | B4 | 100 | 2000 | 1660.23 | 71.44 | 78.44 | 7 | 0
2030 | MAPP_US_2_NE | MAPP_US | NE | Internal | Summer | B5 | 200 | 2000 | 1659.69 | 67.79 | 74.79 | 7 | 0
2030 | MAPP_US_2_NE | MAPP_US | NE | Internal | Summer | B6 | 300 | 2000 | 1450.04 | 58.23 | 65.23 | 7 | 0
2030 | MAPP_US_2_NE | MAPP_US | NE | Internal | Summer | B7 | 400 | 2000 | 1483.4 | 45.85 | 52.85 | 7 | 0
2030 | MAPP_US_2_NE | MAPP_US | NE | Internal | Summer | B8 | 500 | 2000 | 1509.2 | 39.28 | 46.28 | 7 | 0
2030 | MAPP_US_2_NE | MAPP_US | NE | Internal | Summer | B9 | 800 | 2000 | 1023.86 | 39.28 | 46.28 | 7 | 0
2030 | MAPP_US_2_NE | MAPP_US | NE | Internal | Summer | B10 | 1262 | 2000 | 695.47 | 31.37 | 38.37 | 7 | 0
2030 | MAPP_US_2_NE | MAPP_US | NE | Internal | Winter | B16 | 25 | 2000 | 176.8 | 60.95 | 67.95 | 7 | 0
2030 | MAPP_US_2_NE | MAPP_US | NE | Internal | Winter | B17 | 100 | 2000 | 0 | 48.16 | 52.32 | 7 | 0
2030 | MAPP_US_2_NE | MAPP_US | NE | Internal | Winter | B18 | 400 | 2000 | 93.26 | 44.28 | 51.28 | 7 | 0
2030 | MAPP_US_2_NE | MAPP_US | NE | Internal | Winter | B19 | 700 | 2000 | 0 | 44.28 | 51.16 | 7 | 0
2030 | MAPP_US_2_NE | MAPP_US | NE | Internal | Winter | B20 | 935 | 2000 | 366.53 | 39.06 | 46.06 | 7 | 0
2030 | MARITIMES_2_NEISO | MARITIMES | NEISO | Internal | Shoulder | B11 | 25 | 99999 | 1400 | 44.15 | 44.17 | 0.01 | 0
2030 | MARITIMES_2_NEISO | MARITIMES | NEISO | Internal | Shoulder | B12 | 200 | 99999 | 1400 | 44.15 | 44.17 | 0.01 | 0
2030 | MARITIMES_2_NEISO | MARITIMES | NEISO | Internal | Shoulder | B13 | 600 | 99999 | 1400 | 44.15 | 44.17 | 0.01 | 0
2030 | MARITIMES_2_NEISO | MARITIMES | NEISO | Internal | Shoulder | B14 | 900 | 99999 | 1400 | 44.15 | 44.17 | 0.01 | 0
2030 | MARITIMES_2_NEISO | MARITIMES | NEISO | Internal | Shoulder | B15 | 1203 | 99999 | 426.43 | 44.15 | 44.17 | 0.01 | 0
2030 | MARITIMES_2_NEISO | MARITIMES | NEISO | Internal | Summer | B1 | 10 | 99999 | 1400 | 89.09 | 89.1 | 0.01 | 0
2030 | MARITIMES_2_NEISO | MARITIMES | NEISO | Internal | Summer | B2 | 25 | 99999 | 1400 | 68.76 | 68.77 | 0.01 | 0
2030 | MARITIMES_2_NEISO | MARITIMES | NEISO | Internal | Summer | B3 | 75 | 99999 | 1400 | 56.79 | 56.8 | 0.01 | 0
2030 | MARITIMES_2_NEISO | MARITIMES | NEISO | Internal | Summer | B4 | 100 | 99999 | 1400 | 45.26 | 45.27 | 0.01 | 0
2030 | MARITIMES_2_NEISO | MARITIMES | NEISO | Internal | Summer | B5 | 200 | 99999 | 1400 | 40.81 | 40.82 | 0.01 | 0
2030 | MARITIMES_2_NEISO | MARITIMES | NEISO | Internal | Summer | B6 | 300 | 99999 | 1400 | 40.81 | 40.82 | 0.01 | 0
2030 | MARITIMES_2_NEISO | MARITIMES | NEISO | Internal | Summer | B7 | 400 | 99999 | 1400 | 40.81 | 40.82 | 0.01 | 0
2030 | MARITIMES_2_NEISO | MARITIMES | NEISO | Internal | Summer | B8 | 500 | 99999 | 1400 | 40.81 | 40.82 | 0.01 | 0
2030 | MARITIMES_2_NEISO | MARITIMES | NEISO | Internal | Summer | B9 | 800 | 99999 | 1400 | 40.81 | 40.82 | 0.01 | 0
2030 | MARITIMES_2_NEISO | MARITIMES | NEISO | Internal | Summer | B10 | 1262 | 99999 | 236.13 | 40.81 | 40.82 | 0.01 | 0
2030 | MARITIMES_2_NEISO | MARITIMES | NEISO | Internal | Winter | B16 | 25 | 99999 | 1400 | 54.5 | 54.51 | 0.01 | 0
2030 | MARITIMES_2_NEISO | MARITIMES | NEISO | Internal | Winter | B17 | 100 | 99999 | 1400 | 54.5 | 54.51 | 0.01 | 0
2030 | MARITIMES_2_NEISO | MARITIMES | NEISO | Internal | Winter | B18 | 400 | 99999 | 1400 | 54.28 | 54.29 | 0.01 | 0
2030 | MARITIMES_2_NEISO | MARITIMES | NEISO | Internal | Winter | B19 | 700 | 99999 | 1400 | 53.89 | 53.9 | 0.01 | 0
2030 | MARITIMES_2_NEISO | MARITIMES | NEISO | Internal | Winter | B20 | 935 | 99999 | 475.94 | 53.89 | 53.9 | 0.01 | 0
2030 | MISO_IN_2_MISO_MI | MISO_IN | MISO_MI | Internal | Shoulder | B11 | 25 | 5000 | 0 | 72.81 | 63.04 | 0.01 | 0
2030 | MISO_IN_2_MISO_MI | MISO_IN | MISO_MI | Internal | Shoulder | B12 | 200 | 5000 | 0.03 | 55.54 | 55.53 | 0.01 | 0
2030 | MISO_IN_2_MISO_MI | MISO_IN | MISO_MI | Internal | Shoulder | B13 | 600 | 5000 | 0 | 48.19 | 48.18 | 0.01 | 0
2030 | MISO_IN_2_MISO_MI | MISO_IN | MISO_MI | Internal | Shoulder | B14 | 900 | 5000 | 0 | 47.85 | 47.84 | 0.01 | 0
2030 | MISO_IN_2_MISO_MI | MISO_IN | MISO_MI | Internal | Shoulder | B15 | 1203 | 5000 | 1017.23 | 41.76 | 41.77 | 0.01 | 0
2030 | MISO_IN_2_MISO_MI | MISO_IN | MISO_MI | Internal | Summer | B1 | 10 | 5000 | 0.51 | 91.53 | 91.51 | 0.01 | 0
2030 | MISO_IN_2_MISO_MI | MISO_IN | MISO_MI | Internal | Summer | B2 | 25 | 5000 | 0.18 | 77.76 | 77.75 | 0.01 | 0
2030 | MISO_IN_2_MISO_MI | MISO_IN | MISO_MI | Internal | Summer | B3 | 75 | 5000 | 0 | 75.01 | 71.89 | 0.01 | 0
2030 | MISO_IN_2_MISO_MI | MISO_IN | MISO_MI | Internal | Summer | B4 | 100 | 5000 | 0 | 75.01 | 71.8 | 0.01 | 0
2030 | MISO_IN_2_MISO_MI | MISO_IN | MISO_MI | Internal | Summer | B5 | 200 | 5000 | 0 | 71.91 | 71.56 | 0.01 | 0
2030 | MISO_IN_2_MISO_MI | MISO_IN | MISO_MI | Internal | Summer | B6 | 300 | 5000 | 0 | 58.23 | 54.25 | 0.01 | 0
2030 | MISO_IN_2_MISO_MI | MISO_IN | MISO_MI | Internal | Summer | B7 | 400 | 5000 | 1248.75 | 47.74 | 47.75 | 0.01 | 0
2030 | MISO_IN_2_MISO_MI | MISO_IN | MISO_MI | Internal | Summer | B8 | 500 | 5000 | 2521.08 | 44.11 | 44.12 | 0.01 | 0
2030 | MISO_IN_2_MISO_MI | MISO_IN | MISO_MI | Internal | Summer | B9 | 800 | 5000 | 2484.36 | 41.9 | 41.91 | 0.01 | 0
2030 | MISO_IN_2_MISO_MI | MISO_IN | MISO_MI | Internal | Summer | B10 | 1262 | 5000 | 2259.6 | 38.39 | 38.4 | 0.01 | 0
2030 | MISO_IN_2_MISO_MI | MISO_IN | MISO_MI | Internal | Winter | B16 | 25 | 5000 | 0 | 76.97 | 68.66 | 0.01 | 0
2030 | MISO_IN_2_MISO_MI | MISO_IN | MISO_MI | Internal | Winter | B17 | 100 | 5000 | 0.05 | 56.03 | 56.01 | 0.01 | 0
2030 | MISO_IN_2_MISO_MI | MISO_IN | MISO_MI | Internal | Winter | B18 | 400 | 5000 | 420.26 | 51.28 | 51.29 | 0.01 | 0
2030 | MISO_IN_2_MISO_MI | MISO_IN | MISO_MI | Internal | Winter | B19 | 700 | 5000 | 1335.8 | 48.65 | 48.66 | 0.01 | 0
2030 | MISO_IN_2_MISO_MI | MISO_IN | MISO_MI | Internal | Winter | B20 | 935 | 5000 | 642.95 | 40.22 | 40.23 | 0.01 | 0
2030 | MISO_IN_2_MISO_MO-IL | MISO_IN | MISO_MO-IL | Internal | Shoulder | B11 | 25 | 5000 | 0.2 | 72.81 | 72.8 | 0.01 | 0
2030 | MISO_IN_2_MISO_MO-IL | MISO_IN | MISO_MO-IL | Internal | Shoulder | B12 | 200 | 5000 | 0 | 55.54 | 53.44 | 0.01 | 0
2030 | MISO_IN_2_MISO_MO-IL | MISO_IN | MISO_MO-IL | Internal | Shoulder | B13 | 600 | 5000 | 0 | 48.19 | 48.18 | 0.01 | 0
2030 | MISO_IN_2_MISO_MO-IL | MISO_IN | MISO_MO-IL | Internal | Shoulder | B14 | 900 | 5000 | 0 | 47.85 | 47.84 | 0.01 | 0
2030 | MISO_IN_2_MISO_MO-IL | MISO_IN | MISO_MO-IL | Internal | Shoulder | B15 | 1203 | 5000 | 0 | 41.76 | 41.75 | 0.01 | 0
2030 | MISO_IN_2_MISO_MO-IL | MISO_IN | MISO_MO-IL | Internal | Summer | B1 | 10 | 5000 | 0.24 | 91.53 | 91.51 | 0.01 | 0
2030 | MISO_IN_2_MISO_MO-IL | MISO_IN | MISO_MO-IL | Internal | Summer | B2 | 25 | 5000 | 0.2 | 77.76 | 77.75 | 0.01 | 0
2030 | MISO_IN_2_MISO_MO-IL | MISO_IN | MISO_MO-IL | Internal | Summer | B3 | 75 | 5000 | 0.06 | 75.01 | 75 | 0.01 | 0
2030 | MISO_IN_2_MISO_MO-IL | MISO_IN | MISO_MO-IL | Internal | Summer | B4 | 100 | 5000 | 0.05 | 75.01 | 75 | 0.01 | 0
2030 | MISO_IN_2_MISO_MO-IL | MISO_IN | MISO_MO-IL | Internal | Summer | B5 | 200 | 5000 | 0.03 | 71.91 | 71.9 | 0.01 | 0
2030 | MISO_IN_2_MISO_MO-IL | MISO_IN | MISO_MO-IL | Internal | Summer | B6 | 300 | 5000 | 0.03 | 58.23 | 58.23 | 0.01 | 0
2030 | MISO_IN_2_MISO_MO-IL | MISO_IN | MISO_MO-IL | Internal | Summer | B7 | 400 | 5000 | 0 | 47.74 | 47.33 | 0.01 | 0
2030 | MISO_IN_2_MISO_MO-IL | MISO_IN | MISO_MO-IL | Internal | Summer | B8 | 500 | 5000 | 0 | 44.11 | 43.66 | 0.01 | 0
2030 | MISO_IN_2_MISO_MO-IL | MISO_IN | MISO_MO-IL | Internal | Summer | B9 | 800 | 5000 | 0 | 41.9 | 40.23 | 0.01 | 0
2030 | MISO_IN_2_MISO_MO-IL | MISO_IN | MISO_MO-IL | Internal | Summer | B10 | 1262 | 5000 | 0 | 38.39 | 38.38 | 0.01 | 0
2030 | MISO_IN_2_MISO_MO-IL | MISO_IN | MISO_MO-IL | Internal | Winter | B16 | 25 | 5000 | 0 | 76.97 | 67.97 | 0.01 | 0
2030 | MISO_IN_2_MISO_MO-IL | MISO_IN | MISO_MO-IL | Internal | Winter | B17 | 100 | 5000 | 0 | 56.03 | 55.18 | 0.01 | 0
2030 | MISO_IN_2_MISO_MO-IL | MISO_IN | MISO_MO-IL | Internal | Winter | B18 | 400 | 5000 | 0.01 | 51.28 | 51.26 | 0.01 | 0
2030 | MISO_IN_2_MISO_MO-IL | MISO_IN | MISO_MO-IL | Internal | Winter | B19 | 700 | 5000 | 0 | 48.65 | 48.64 | 0.01 | 0
2030 | MISO_IN_2_MISO_MO-IL | MISO_IN | MISO_MO-IL | Internal | Winter | B20 | 935 | 5000 | 0 | 40.22 | 40.21 | 0.01 | 0
2030 | MISO_IN_2_NonRTO_Midwest | MISO_IN | NonRTO_Midwest | Internal | Shoulder | B11 | 25 | 4800 | 367.28 | 72.81 | 80.81 | 8 | 0
2030 | MISO_IN_2_NonRTO_Midwest | MISO_IN | NonRTO_Midwest | Internal | Shoulder | B12 | 200 | 4800 | 681.27 | 55.54 | 63.54 | 8 | 0
2030 | MISO_IN_2_NonRTO_Midwest | MISO_IN | NonRTO_Midwest | Internal | Shoulder | B13 | 600 | 4800 | 157.44 | 48.19 | 56.19 | 8 | 0
2030 | MISO_IN_2_NonRTO_Midwest | MISO_IN | NonRTO_Midwest | Internal | Shoulder | B14 | 900 | 4800 | 0 | 47.85 | 45.63 | 8 | 0
2030 | MISO_IN_2_NonRTO_Midwest | MISO_IN | NonRTO_Midwest | Internal | Shoulder | B15 | 1203 | 4800 | 0 | 41.76 | 41.54 | 8 | 0
2030 | MISO_IN_2_NonRTO_Midwest | MISO_IN | NonRTO_Midwest | Internal | Summer | B1 | 10 | 4800 | 0 | 91.53 | 83.53 | 8 | 0
2030 | MISO_IN_2_NonRTO_Midwest | MISO_IN | NonRTO_Midwest | Internal | Summer | B2 | 25 | 4800 | 0 | 77.76 | 80.48 | 8 | 0
2030 | MISO_IN_2_NonRTO_Midwest | MISO_IN | NonRTO_Midwest | Internal | Summer | B3 | 75 | 4800 | 0 | 75.01 | 80.48 | 8 | 0
2030 | MISO_IN_2_NonRTO_Midwest | MISO_IN | NonRTO_Midwest | Internal | Summer | B4 | 100 | 4800 | 0 | 75.01 | 80.48 | 8 | 0
2030 | MISO_IN_2_NonRTO_Midwest | MISO_IN | NonRTO_Midwest | Internal | Summer | B5 | 200 | 4800 | 1083.41 | 71.91 | 79.91 | 8 | 0
2030 | MISO_IN_2_NonRTO_Midwest | MISO_IN | NonRTO_Midwest | Internal | Summer | B6 | 300 | 4800 | 1102.96 | 58.23 | 66.23 | 8 | 0
2030 | MISO_IN_2_NonRTO_Midwest | MISO_IN | NonRTO_Midwest | Internal | Summer | B7 | 400 | 4800 | 446.91 | 47.74 | 55.74 | 8 | 0
2030 | MISO_IN_2_NonRTO_Midwest | MISO_IN | NonRTO_Midwest | Internal | Summer | B8 | 500 | 4800 | 0 | 44.11 | 44.14 | 8 | 0
2030 | MISO_IN_2_NonRTO_Midwest | MISO_IN | NonRTO_Midwest | Internal | Summer | B9 | 800 | 4800 | 0 | 41.9 | 40.07 | 8 | 0
2030 | MISO_IN_2_NonRTO_Midwest | MISO_IN | NonRTO_Midwest | Internal | Summer | B10 | 1262 | 4800 | 0 | 38.39 | 36.23 | 8 | 0
2030 | MISO_IN_2_NonRTO_Midwest | MISO_IN | NonRTO_Midwest | Internal | Winter | B16 | 25 | 4800 | 2351.22 | 76.97 | 84.97 | 8 | 0
2030 | MISO_IN_2_NonRTO_Midwest | MISO_IN | NonRTO_Midwest | Internal | Winter | B17 | 100 | 4800 | 1377.1 | 56.03 | 64.03 | 8 | 0
2030 | MISO_IN_2_NonRTO_Midwest | MISO_IN | NonRTO_Midwest | Internal | Winter | B18 | 400 | 4800 | 507.39 | 51.28 | 59.28 | 8 | 0
2030 | MISO_IN_2_NonRTO_Midwest | MISO_IN | NonRTO_Midwest | Internal | Winter | B19 | 700 | 4800 | 0 | 48.65 | 47.23 | 8 | 0
2030 | MISO_IN_2_NonRTO_Midwest | MISO_IN | NonRTO_Midwest | Internal | Winter | B20 | 935 | 4800 | 0 | 40.22 | 40.21 | 8 | 0
2030 | MISO_IN_2_PJM_ROR | MISO_IN | PJM_ROR | Internal | Shoulder | B11 | 25 | 992 | 0 | 72.81 | 65.04 | 2 | 0
2030 | MISO_IN_2_PJM_ROR | MISO_IN | PJM_ROR | Internal | Shoulder | B12 | 200 | 992 | 0 | 55.54 | 54.19 | 2 | 0
2030 | MISO_IN_2_PJM_ROR | MISO_IN | PJM_ROR | Internal | Shoulder | B13 | 600 | 992 | 0 | 48.19 | 50.15 | 2 | 0
2030 | MISO_IN_2_PJM_ROR | MISO_IN | PJM_ROR | Internal | Shoulder | B14 | 900 | 992 | 0 | 47.85 | 47.46 | 2 | 0
2030 | MISO_IN_2_PJM_ROR | MISO_IN | PJM_ROR | Internal | Shoulder | B15 | 1203 | 992 | 0 | 41.76 | 43.69 | 2 | 0
2030 | MISO_IN_2_PJM_ROR | MISO_IN | PJM_ROR | Internal | Summer | B1 | 10 | 992 | 1.29 | 91.53 | 93.52 | 2 | 0
2030 | MISO_IN_2_PJM_ROR | MISO_IN | PJM_ROR | Internal | Summer | B2 | 25 | 992 | 0.37 | 77.76 | 79.75 | 2 | 0
2030 | MISO_IN_2_PJM_ROR | MISO_IN | PJM_ROR | Internal | Summer | B3 | 75 | 992 | 0 | 75.01 | 73.8 | 2 | 0
2030 | MISO_IN_2_PJM_ROR | MISO_IN | PJM_ROR | Internal | Summer | B4 | 100 | 992 | 0 | 75.01 | 73.8 | 2 | 0
2030 | MISO_IN_2_PJM_ROR | MISO_IN | PJM_ROR | Internal | Summer | B5 | 200 | 992 | 0 | 71.91 | 69.9 | 2 | 0
2030 | MISO_IN_2_PJM_ROR | MISO_IN | PJM_ROR | Internal | Summer | B6 | 300 | 992 | 0 | 58.23 | 56.23 | 2 | 0
2030 | MISO_IN_2_PJM_ROR | MISO_IN | PJM_ROR | Internal | Summer | B7 | 400 | 992 | 0 | 47.74 | 47.83 | 2 | 0
2030 | MISO_IN_2_PJM_ROR | MISO_IN | PJM_ROR | Internal | Summer | B8 | 500 | 992 | 0 | 44.11 | 44.79 | 2 | 0
2030 | MISO_IN_2_PJM_ROR | MISO_IN | PJM_ROR | Internal | Summer | B9 | 800 | 992 | 0 | 41.9 | 42.07 | 2 | 0
2030 | MISO_IN_2_PJM_ROR | MISO_IN | PJM_ROR | Internal | Summer | B10 | 1262 | 992 | 156.45 | 38.39 | 40.39 | 2 | 0
2030 | MISO_IN_2_PJM_ROR | MISO_IN | PJM_ROR | Internal | Winter | B16 | 25 | 992 | 0 | 76.97 | 69.97 | 2 | 0
2030 | MISO_IN_2_PJM_ROR | MISO_IN | PJM_ROR | Internal | Winter | B17 | 100 | 992 | 0 | 56.03 | 57.18 | 2 | 0
2030 | MISO_IN_2_PJM_ROR | MISO_IN | PJM_ROR | Internal | Winter | B18 | 400 | 992 | 0 | 51.28 | 51.35 | 2 | 0
2030 | MISO_IN_2_PJM_ROR | MISO_IN | PJM_ROR | Internal | Winter | B19 | 700 | 992 | 0 | 48.65 | 48.86 | 2 | 0
2030 | MISO_IN_2_PJM_ROR | MISO_IN | PJM_ROR | Internal | Winter | B20 | 935 | 992 | 0.01 | 40.22 | 42.21 | 2 | 0
2030 | MISO_MI_2_IESO | MISO_MI | IESO | Internal | Shoulder | B11 | 25 | 1580 | 0 | 63.04 | 42.49 | 8 | 0
2030 | MISO_MI_2_IESO | MISO_MI | IESO | Internal | Shoulder | B12 | 200 | 1580 | 0 | 55.53 | 42.49 | 8 | 0
2030 | MISO_MI_2_IESO | MISO_MI | IESO | Internal | Shoulder | B13 | 600 | 1580 | 0 | 48.18 | 40.21 | 8 | 0
2030 | MISO_MI_2_IESO | MISO_MI | IESO | Internal | Shoulder | B14 | 900 | 1580 | 0 | 47.84 | 40.21 | 8 | 0
2030 | MISO_MI_2_IESO | MISO_MI | IESO | Internal | Shoulder | B15 | 1203 | 1580 | 0 | 41.77 | 40.21 | 8 | 0
2030 | MISO_MI_2_IESO | MISO_MI | IESO | Internal | Summer | B1 | 10 | 1580 | 0 | 91.51 | 84.51 | 8 | 0
2030 | MISO_MI_2_IESO | MISO_MI | IESO | Internal | Summer | B2 | 25 | 1580 | 0 | 77.75 | 70.75 | 8 | 0
2030 | MISO_MI_2_IESO | MISO_MI | IESO | Internal | Summer | B3 | 75 | 1580 | 0 | 71.89 | 58.79 | 8 | 0
2030 | MISO_MI_2_IESO | MISO_MI | IESO | Internal | Summer | B4 | 100 | 1580 | 0 | 71.8 | 54.9 | 8 | 0
2030 | MISO_MI_2_IESO | MISO_MI | IESO | Internal | Summer | B5 | 200 | 1580 | 0 | 71.56 | 47.54 | 8 | 0
2030 | MISO_MI_2_IESO | MISO_MI | IESO | Internal | Summer | B6 | 300 | 1580 | 0 | 54.25 | 45.17 | 8 | 0
2030 | MISO_MI_2_IESO | MISO_MI | IESO | Internal | Summer | B7 | 400 | 1580 | 0 | 47.75 | 40.75 | 8 | 0
2030 | MISO_MI_2_IESO | MISO_MI | IESO | Internal | Summer | B8 | 500 | 1580 | 0 | 44.12 | 37.64 | 8 | 0
2030 | MISO_MI_2_IESO | MISO_MI | IESO | Internal | Summer | B9 | 800 | 1580 | 0 | 41.91 | 37.64 | 8 | 0
2030 | MISO_MI_2_IESO | MISO_MI | IESO | Internal | Summer | B10 | 1262 | 1580 | 0 | 38.4 | 37.64 | 8 | 0
2030 | MISO_MI_2_IESO | MISO_MI | IESO | Internal | Winter | B16 | 25 | 1580 | 0 | 68.66 | 48.45 | 8 | 0
2030 | MISO_MI_2_IESO | MISO_MI | IESO | Internal | Winter | B17 | 100 | 1580 | 0 | 56.01 | 47.75 | 8 | 0
2030 | MISO_MI_2_IESO | MISO_MI | IESO | Internal | Winter | B18 | 400 | 1580 | 0 | 51.29 | 44.29 | 8 | 0
2030 | MISO_MI_2_IESO | MISO_MI | IESO | Internal | Winter | B19 | 700 | 1580 | 0 | 48.66 | 43.9 | 8 | 0
2030 | MISO_MI_2_IESO | MISO_MI | IESO | Internal | Winter | B20 | 935 | 1580 | 0 | 40.23 | 43.9 | 8 | 0
2030 | MISO_MI_2_MISO_IN | MISO_MI | MISO_IN | Internal | Shoulder | B11 | 25 | 2045 | 2045 | 63.04 | 72.81 | 0.01 | 9.76
2030 | MISO_MI_2_MISO_IN | MISO_MI | MISO_IN | Internal | Shoulder | B12 | 200 | 2045 | 675.24 | 55.53 | 55.54 | 0.01 | 0
2030 | MISO_MI_2_MISO_IN | MISO_MI | MISO_IN | Internal | Shoulder | B13 | 600 | 2045 | 473.79 | 48.18 | 48.19 | 0.01 | 0
2030 | MISO_MI_2_MISO_IN | MISO_MI | MISO_IN | Internal | Shoulder | B14 | 900 | 2045 | 424.66 | 47.84 | 47.85 | 0.01 | 0
2030 | MISO_MI_2_MISO_IN | MISO_MI | MISO_IN | Internal | Shoulder | B15 | 1203 | 2045 | 0 | 41.77 | 41.76 | 0.01 | 0
2030 | MISO_MI_2_MISO_IN | MISO_MI | MISO_IN | Internal | Summer | B1 | 10 | 2045 | 50.34 | 91.51 | 91.53 | 0.01 | 0
2030 | MISO_MI_2_MISO_IN | MISO_MI | MISO_IN | Internal | Summer | B2 | 25 | 2045 | 1796.16 | 77.75 | 77.76 | 0.01 | 0
2030 | MISO_MI_2_MISO_IN | MISO_MI | MISO_IN | Internal | Summer | B3 | 75 | 2045 | 2045 | 71.89 | 75.01 | 0.01 | 3.11
2030 | MISO_MI_2_MISO_IN | MISO_MI | MISO_IN | Internal | Summer | B4 | 100 | 2045 | 2045 | 71.8 | 75.01 | 0.01 | 3.2
2030 | MISO_MI_2_MISO_IN | MISO_MI | MISO_IN | Internal | Summer | B5 | 200 | 2045 | 2045 | 71.56 | 71.91 | 0.01 | 0.34
2030 | MISO_MI_2_MISO_IN | MISO_MI | MISO_IN | Internal | Summer | B6 | 300 | 2045 | 2045 | 54.25 | 58.23 | 0.01 | 3.97
2030 | MISO_MI_2_MISO_IN | MISO_MI | MISO_IN | Internal | Summer | B7 | 400 | 2045 | 0.01 | 47.75 | 47.74 | 0.01 | 0
2030 | MISO_MI_2_MISO_IN | MISO_MI | MISO_IN | Internal | Summer | B8 | 500 | 2045 | 0.01 | 44.12 | 44.11 | 0.01 | 0
2030 | MISO_MI_2_MISO_IN | MISO_MI | MISO_IN | Internal | Summer | B9 | 800 | 2045 | 0 | 41.91 | 41.9 | 0.01 | 0
2030 | MISO_MI_2_MISO_IN | MISO_MI | MISO_IN | Internal | Summer | B10 | 1262 | 2045 | 0 | 38.4 | 38.39 | 0.01 | 0
2030 | MISO_MI_2_MISO_IN | MISO_MI | MISO_IN | Internal | Winter | B16 | 25 | 2045 | 2045 | 68.66 | 76.97 | 0.01 | 8.29
2030 | MISO_MI_2_MISO_IN | MISO_MI | MISO_IN | Internal | Winter | B17 | 100 | 2045 | 1047.19 | 56.01 | 56.03 | 0.01 | 0
2030 | MISO_MI_2_MISO_IN | MISO_MI | MISO_IN | Internal | Winter | B18 | 400 | 2045 | 0.01 | 51.29 | 51.28 | 0.01 | 0
2030 | MISO_MI_2_MISO_IN | MISO_MI | MISO_IN | Internal | Winter | B19 | 700 | 2045 | 0 | 48.66 | 48.65 | 0.01 | 0
2030 | MISO_MI_2_MISO_IN | MISO_MI | MISO_IN | Internal | Winter | B20 | 935 | 2045 | 0 | 40.23 | 40.22 | 0.01 | 0
2030 | MISO_MI_2_MISO_WUMS | MISO_MI | MISO_WUMS | Internal | Shoulder | B11 | 25 | 117 | 117 | 63.04 | 67.04 | 0.01 | 3.99
2030 | MISO_MI_2_MISO_WUMS | MISO_MI | MISO_WUMS | Internal | Shoulder | B12 | 200 | 117 | 0 | 55.53 | 53.41 | 0.01 | 0
2030 | MISO_MI_2_MISO_WUMS | MISO_MI | MISO_WUMS | Internal | Shoulder | B13 | 600 | 117 | 0 | 48.18 | 48.15 | 0.01 | 0
2030 | MISO_MI_2_MISO_WUMS | MISO_MI | MISO_WUMS | Internal | Shoulder | B14 | 900 | 117 | 9.09 | 47.84 | 47.85 | 0.01 | 0
2030 | MISO_MI_2_MISO_WUMS | MISO_MI | MISO_WUMS | Internal | Shoulder | B15 | 1203 | 117 | 0 | 41.77 | 41.77 | 0.01 | 0
2030 | MISO_MI_2_MISO_WUMS | MISO_MI | MISO_WUMS | Internal | Summer | B1 | 10 | 117 | 0 | 91.51 | 71.9 | 0.01 | 0
2030 | MISO_MI_2_MISO_WUMS | MISO_MI | MISO_WUMS | Internal | Summer | B2 | 25 | 117 | 0 | 77.75 | 71.9 | 0.01 | 0
2030 | MISO_MI_2_MISO_WUMS | MISO_MI | MISO_WUMS | Internal | Summer | B3 | 75 | 117 | 107.55 | 71.89 | 71.9 | 0.01 | 0
2030 | MISO_MI_2_MISO_WUMS | MISO_MI | MISO_WUMS | Internal | Summer | B4 | 100 | 117 | 116.99 | 71.8 | 71.9 | 0.01 | 0.09
2030 | MISO_MI_2_MISO_WUMS | MISO_MI | MISO_WUMS | Internal | Summer | B5 | 200 | 117 | 117 | 71.56 | 71.9 | 0.01 | 0.33
2030 | MISO_MI_2_MISO_WUMS | MISO_MI | MISO_WUMS | Internal | Summer | B6 | 300 | 117 | 117 | 54.25 | 55.48 | 0.01 | 1.22
2030 | MISO_MI_2_MISO_WUMS | MISO_MI | MISO_WUMS | Internal | Summer | B7 | 400 | 117 | 0 | 47.75 | 45.83 | 0.01 | 0
2030 | MISO_MI_2_MISO_WUMS | MISO_MI | MISO_WUMS | Internal | Summer | B8 | 500 | 117 | 0 | 44.12 | 43.66 | 0.01 | 0
2030 | MISO_MI_2_MISO_WUMS | MISO_MI | MISO_WUMS | Internal | Summer | B9 | 800 | 117 | 117 | 41.91 | 42.53 | 0.01 | 0.61
2030 | MISO_MI_2_MISO_WUMS | MISO_MI | MISO_WUMS | Internal | Summer | B10 | 1262 | 117 | 0 | 38.4 | 38.39 | 0.01 | 0
2030 | MISO_MI_2_MISO_WUMS | MISO_MI | MISO_WUMS | Internal | Winter | B16 | 25 | 117 | 0 | 68.66 | 67.97 | 0.01 | 0
2030 | MISO_MI_2_MISO_WUMS | MISO_MI | MISO_WUMS | Internal | Winter | B17 | 100 | 117 | 0 | 56.01 | 55.18 | 0.01 | 0
2030 | MISO_MI_2_MISO_WUMS | MISO_MI | MISO_WUMS | Internal | Winter | B18 | 400 | 117 | 0 | 51.29 | 51.26 | 0.01 | 0
2030 | MISO_MI_2_MISO_WUMS | MISO_MI | MISO_WUMS | Internal | Winter | B19 | 700 | 117 | 0 | 48.66 | 48.49 | 0.01 | 0
2030 | MISO_MI_2_MISO_WUMS | MISO_MI | MISO_WUMS | Internal | Winter | B20 | 935 | 117 | 0 | 40.23 | 40.22 | 0.01 | 0
2030 | MISO_MI_2_PJM_ROR | MISO_MI | PJM_ROR | Internal | Shoulder | B11 | 25 | 1424 | 979.31 | 63.04 | 65.04 | 2 | 0
2030 | MISO_MI_2_PJM_ROR | MISO_MI | PJM_ROR | Internal | Shoulder | B12 | 200 | 1424 | 0 | 55.53 | 54.19 | 2 | 0
2030 | MISO_MI_2_PJM_ROR | MISO_MI | PJM_ROR | Internal | Shoulder | B13 | 600 | 1424 | 0 | 48.18 | 50.15 | 2 | 0
2030 | MISO_MI_2_PJM_ROR | MISO_MI | PJM_ROR | Internal | Shoulder | B14 | 900 | 1424 | 0 | 47.84 | 47.46 | 2 | 0
2030 | MISO_MI_2_PJM_ROR | MISO_MI | PJM_ROR | Internal | Shoulder | B15 | 1203 | 1424 | 0 | 41.77 | 43.69 | 2 | 0
2030 | MISO_MI_2_PJM_ROR | MISO_MI | PJM_ROR | Internal | Summer | B1 | 10 | 1424 | 1418.09 | 91.51 | 93.52 | 2 | 0
2030 | MISO_MI_2_PJM_ROR | MISO_MI | PJM_ROR | Internal | Summer | B2 | 25 | 1424 | 1238.57 | 77.75 | 79.75 | 2 | 0
2030 | MISO_MI_2_PJM_ROR | MISO_MI | PJM_ROR | Internal | Summer | B3 | 75 | 1424 | 0.02 | 71.89 | 73.8 | 2 | 0
2030 | MISO_MI_2_PJM_ROR | MISO_MI | PJM_ROR | Internal | Summer | B4 | 100 | 1424 | 1222.12 | 71.8 | 73.8 | 2 | 0
2030 | MISO_MI_2_PJM_ROR | MISO_MI | PJM_ROR | Internal | Summer | B5 | 200 | 1424 | 0 | 71.56 | 69.9 | 2 | 0
2030 | MISO_MI_2_PJM_ROR | MISO_MI | PJM_ROR | Internal | Summer | B6 | 300 | 1424 | 0.02 | 54.25 | 56.23 | 2 | 0
2030 | MISO_MI_2_PJM_ROR | MISO_MI | PJM_ROR | Internal | Summer | B7 | 400 | 1424 | 0 | 47.75 | 47.83 | 2 | 0
2030 | MISO_MI_2_PJM_ROR | MISO_MI | PJM_ROR | Internal | Summer | B8 | 500 | 1424 | 0 | 44.12 | 44.79 | 2 | 0
2030 | MISO_MI_2_PJM_ROR | MISO_MI | PJM_ROR | Internal | Summer | B9 | 800 | 1424 | 0 | 41.91 | 42.07 | 2 | 0
2030 | MISO_MI_2_PJM_ROR | MISO_MI | PJM_ROR | Internal | Summer | B10 | 1262 | 1424 | 0 | 38.4 | 40.39 | 2 | 0
2030 | MISO_MI_2_PJM_ROR | MISO_MI | PJM_ROR | Internal | Winter | B16 | 25 | 1424 | 0 | 68.66 | 69.97 | 2 | 0
2030 | MISO_MI_2_PJM_ROR | MISO_MI | PJM_ROR | Internal | Winter | B17 | 100 | 1424 | 0 | 56.01 | 57.18 | 2 | 0
2030 | MISO_MI_2_PJM_ROR | MISO_MI | PJM_ROR | Internal | Winter | B18 | 400 | 1424 | 0 | 51.29 | 51.35 | 2 | 0
2030 | MISO_MI_2_PJM_ROR | MISO_MI | PJM_ROR | Internal | Winter | B19 | 700 | 1424 | 0 | 48.66 | 48.86 | 2 | 0
2030 | MISO_MI_2_PJM_ROR | MISO_MI | PJM_ROR | Internal | Winter | B20 | 935 | 1424 | 0 | 40.23 | 42.21 | 2 | 0
2030 | MISO_MO-IL_2_ENT | MISO_MO-IL | ENT | Internal | Shoulder | B11 | 25 | 2540 | 0 | 72.8 | 74.41 | 8 | 0
2030 | MISO_MO-IL_2_ENT | MISO_MO-IL | ENT | Internal | Shoulder | B12 | 200 | 2540 | 0 | 53.44 | 50.17 | 8 | 0
2030 | MISO_MO-IL_2_ENT | MISO_MO-IL | ENT | Internal | Shoulder | B13 | 600 | 2540 | 0 | 48.18 | 50.17 | 8 | 0
2030 | MISO_MO-IL_2_ENT | MISO_MO-IL | ENT | Internal | Shoulder | B14 | 900 | 2540 | 0 | 47.84 | 49.84 | 8 | 0
2030 | MISO_MO-IL_2_ENT | MISO_MO-IL | ENT | Internal | Shoulder | B15 | 1203 | 2540 | 0 | 41.75 | 49.01 | 8 | 0
2030 | MISO_MO-IL_2_ENT | MISO_MO-IL | ENT | Internal | Summer | B1 | 10 | 2540 | 0 | 91.51 | 83.51 | 8 | 0
2030 | MISO_MO-IL_2_ENT | MISO_MO-IL | ENT | Internal | Summer | B2 | 25 | 2540 | 0 | 77.75 | 80.73 | 8 | 0
2030 | MISO_MO-IL_2_ENT | MISO_MO-IL | ENT | Internal | Summer | B3 | 75 | 2540 | 0 | 75 | 80.73 | 8 | 0
2030 | MISO_MO-IL_2_ENT | MISO_MO-IL | ENT | Internal | Summer | B4 | 100 | 2540 | 0 | 75 | 74.07 | 8 | 0
2030 | MISO_MO-IL_2_ENT | MISO_MO-IL | ENT | Internal | Summer | B5 | 200 | 2540 | 0 | 71.9 | 74.07 | 8 | 0
2030 | MISO_MO-IL_2_ENT | MISO_MO-IL | ENT | Internal | Summer | B6 | 300 | 2540 | 853.83 | 58.23 | 66.23 | 8 | 0
2030 | MISO_MO-IL_2_ENT | MISO_MO-IL | ENT | Internal | Summer | B7 | 400 | 2540 | 0 | 47.33 | 53.62 | 8 | 0
2030 | MISO_MO-IL_2_ENT | MISO_MO-IL | ENT | Internal | Summer | B8 | 500 | 2540 | 0 | 43.66 | 48.58 | 8 | 0
2030 | MISO_MO-IL_2_ENT | MISO_MO-IL | ENT | Internal | Summer | B9 | 800 | 2540 | 446.47 | 40.23 | 48.23 | 8 | 0
2030 | MISO_MO-IL_2_ENT | MISO_MO-IL | ENT | Internal | Summer | B10 | 1262 | 2540 | 2540 | 38.38 | 46.65 | 8 | 0.27
2030 | MISO_MO-IL_2_ENT | MISO_MO-IL | ENT | Internal | Winter | B16 | 25 | 2540 | 0 | 67.97 | 72.76 | 8 | 0
2030 | MISO_MO-IL_2_ENT | MISO_MO-IL | ENT | Internal | Winter | B17 | 100 | 2540 | 0 | 55.18 | 53.3 | 8 | 0
2030 | MISO_MO-IL_2_ENT | MISO_MO-IL | ENT | Internal | Winter | B18 | 400 | 2540 | 0 | 51.26 | 53.3 | 8 | 0
2030 | MISO_MO-IL_2_ENT | MISO_MO-IL | ENT | Internal | Winter | B19 | 700 | 2540 | 0 | 48.64 | 52.92 | 8 | 0
2030 | MISO_MO-IL_2_ENT | MISO_MO-IL | ENT | Internal | Winter | B20 | 935 | 2540 | 2540 | 40.21 | 51.17 | 8 | 2.96
2030 | MISO_MO-IL_2_MISO_IN | MISO_MO-IL | MISO_IN | Internal | Shoulder | B11 | 25 | 2100 | 281.52 | 72.8 | 72.81 | 0.01 | 0
2030 | MISO_MO-IL_2_MISO_IN | MISO_MO-IL | MISO_IN | Internal | Shoulder | B12 | 200 | 2100 | 2100 | 53.44 | 55.54 | 0.01 | 2.09
2030 | MISO_MO-IL_2_MISO_IN | MISO_MO-IL | MISO_IN | Internal | Shoulder | B13 | 600 | 2100 | 1577.11 | 48.18 | 48.19 | 0.01 | 0
2030 | MISO_MO-IL_2_MISO_IN | MISO_MO-IL | MISO_IN | Internal | Shoulder | B14 | 900 | 2100 | 663.44 | 47.84 | 47.85 | 0.01 | 0
2030 | MISO_MO-IL_2_MISO_IN | MISO_MO-IL | MISO_IN | Internal | Shoulder | B15 | 1203 | 2100 | 1987.31 | 41.75 | 41.76 | 0.01 | 0
2030 | MISO_MO-IL_2_MISO_IN | MISO_MO-IL | MISO_IN | Internal | Summer | B1 | 10 | 2100 | 2098.79 | 91.51 | 91.53 | 0.01 | 0.01
2030 | MISO_MO-IL_2_MISO_IN | MISO_MO-IL | MISO_IN | Internal | Summer | B2 | 25 | 2100 | 358.79 | 77.75 | 77.76 | 0.01 | 0
2030 | MISO_MO-IL_2_MISO_IN | MISO_MO-IL | MISO_IN | Internal | Summer | B3 | 75 | 2100 | 1706.46 | 75 | 75.01 | 0.01 | 0
2030 | MISO_MO-IL_2_MISO_IN | MISO_MO-IL | MISO_IN | Internal | Summer | B4 | 100 | 2100 | 791.19 | 75 | 75.01 | 0.01 | 0
2030 | MISO_MO-IL_2_MISO_IN | MISO_MO-IL | MISO_IN | Internal | Summer | B5 | 200 | 2100 | 361.88 | 71.9 | 71.91 | 0.01 | 0
2030 | MISO_MO-IL_2_MISO_IN | MISO_MO-IL | MISO_IN | Internal | Summer | B6 | 300 | 2100 | 0.03 | 58.23 | 58.23 | 0.01 | 0
2030 | MISO_MO-IL_2_MISO_IN | MISO_MO-IL | MISO_IN | Internal | Summer | B7 | 400 | 2100 | 2100 | 47.33 | 47.74 | 0.01 | 0.4
2030 | MISO_MO-IL_2_MISO_IN | MISO_MO-IL | MISO_IN | Internal | Summer | B8 | 500 | 2100 | 2100 | 43.66 | 44.11 | 0.01 | 0.44
2030 | MISO_MO-IL_2_MISO_IN | MISO_MO-IL | MISO_IN | Internal | Summer | B9 | 800 | 2100 | 2100 | 40.23 | 41.9 | 0.01 | 1.66
2030 | MISO_MO-IL_2_MISO_IN | MISO_MO-IL | MISO_IN | Internal | Summer | B10 | 1262 | 2100 | 1178.68 | 38.38 | 38.39 | 0.01 | 0
2030 | MISO_MO-IL_2_MISO_IN | MISO_MO-IL | MISO_IN | Internal | Winter | B16 | 25 | 2100 | 2100 | 67.97 | 76.97 | 0.01 | 8.99
2030 | MISO_MO-IL_2_MISO_IN | MISO_MO-IL | MISO_IN | Internal | Winter | B17 | 100 | 2100 | 2100 | 55.18 | 56.03 | 0.01 | 0.84
2030 | MISO_MO-IL_2_MISO_IN | MISO_MO-IL | MISO_IN | Internal | Winter | B18 | 400 | 2100 | 2034.47 | 51.26 | 51.28 | 0.01 | 0
2030 | MISO_MO-IL_2_MISO_IN | MISO_MO-IL | MISO_IN | Internal | Winter | B19 | 700 | 2100 | 1517.95 | 48.64 | 48.65 | 0.01 | 0
2030 | MISO_MO-IL_2_MISO_IN | MISO_MO-IL | MISO_IN | Internal | Winter | B20 | 935 | 2100 | 393.64 | 40.21 | 40.22 | 0.01 | 0
2030 | MISO_MO-IL_2_MISO_W | MISO_MO-IL | MISO_W | Internal | Shoulder | B11 | 25 | 960 | 0.19 | 72.8 | 72.79 | 0.01 | 0
2030 | MISO_MO-IL_2_MISO_W | MISO_MO-IL | MISO_W | Internal | Shoulder | B12 | 200 | 960 | 0.02 | 53.44 | 53.43 | 0.01 | 0
2030 | MISO_MO-IL_2_MISO_W | MISO_MO-IL | MISO_W | Internal | Shoulder | B13 | 600 | 960 | 0 | 48.18 | 48.16 | 0.01 | 0
2030 | MISO_MO-IL_2_MISO_W | MISO_MO-IL | MISO_W | Internal | Shoulder | B14 | 900 | 960 | 959.99 | 47.84 | 47.86 | 0.01 | 0.01
2030 | MISO_MO-IL_2_MISO_W | MISO_MO-IL | MISO_W | Internal | Shoulder | B15 | 1203 | 960 | 503.39 | 41.75 | 41.76 | 0.01 | 0
2030 | MISO_MO-IL_2_MISO_W | MISO_MO-IL | MISO_W | Internal | Summer | B1 | 10 | 960 | 0.45 | 91.51 | 91.49 | 0.01 | 0
2030 | MISO_MO-IL_2_MISO_W | MISO_MO-IL | MISO_W | Internal | Summer | B2 | 25 | 960 | 0.2 | 77.75 | 77.73 | 0.01 | 0
2030 | MISO_MO-IL_2_MISO_W | MISO_MO-IL | MISO_W | Internal | Summer | B3 | 75 | 960 | 960 | 75 | 75.99 | 0.01 | 0.98
2030 | MISO_MO-IL_2_MISO_W | MISO_MO-IL | MISO_W | Internal | Summer | B4 | 100 | 960 | 960 | 75 | 75.99 | 0.01 | 0.98
2030 | MISO_MO-IL_2_MISO_W | MISO_MO-IL | MISO_W | Internal | Summer | B5 | 200 | 960 | 440.25 | 71.9 | 71.91 | 0.01 | 0
2030 | MISO_MO-IL_2_MISO_W | MISO_MO-IL | MISO_W | Internal | Summer | B6 | 300 | 960 | 766.59 | 58.23 | 58.24 | 0.01 | 0
2030 | MISO_MO-IL_2_MISO_W | MISO_MO-IL | MISO_W | Internal | Summer | B7 | 400 | 960 | 0.01 | 47.33 | 47.32 | 0.01 | 0
2030 | MISO_MO-IL_2_MISO_W | MISO_MO-IL | MISO_W | Internal | Summer | B8 | 500 | 960 | 107.5 | 43.66 | 43.67 | 0.01 | 0
2030 | MISO_MO-IL_2_MISO_W | MISO_MO-IL | MISO_W | Internal | Summer | B9 | 800 | 960 | 960 | 40.23 | 42.52 | 0.01 | 2.27
2030 | MISO_MO-IL_2_MISO_W | MISO_MO-IL | MISO_W | Internal | Summer | B10 | 1262 | 960 | 0 | 38.38 | 38.37 | 0.01 | 0
2030 | MISO_MO-IL_2_MISO_W | MISO_MO-IL | MISO_W | Internal | Winter | B16 | 25 | 960 | 0.19 | 67.97 | 67.95 | 0.01 | 0
2030 | MISO_MO-IL_2_MISO_W | MISO_MO-IL | MISO_W | Internal | Winter | B17 | 100 | 960 | 0.05 | 55.18 | 55.16 | 0.01 | 0
2030 | MISO_MO-IL_2_MISO_W | MISO_MO-IL | MISO_W | Internal | Winter | B18 | 400 | 960 | 98.31 | 51.26 | 51.28 | 0.01 | 0
2030 | MISO_MO-IL_2_MISO_W | MISO_MO-IL | MISO_W | Internal | Winter | B19 | 700 | 960 | 959.99 | 48.64 | 48.66 | 0.01 | 0.01
2030 | MISO_MO-IL_2_MISO_W | MISO_MO-IL | MISO_W | Internal | Winter | B20 | 935 | 960 | 0.01 | 40.21 | 40.21 | 0.01 | 0
2030 | MISO_MO-IL_2_PJM_ROR | MISO_MO-IL | PJM_ROR | Internal | Shoulder | B11 | 25 | 1212 | 0 | 72.8 | 65.04 | 2 | 0
2030 | MISO_MO-IL_2_PJM_ROR | MISO_MO-IL | PJM_ROR | Internal | Shoulder | B12 | 200 | 1212 | 0 | 53.44 | 54.19 | 2 | 0
2030 | MISO_MO-IL_2_PJM_ROR | MISO_MO-IL | PJM_ROR | Internal | Shoulder | B13 | 600 | 1212 | 0 | 48.18 | 50.15 | 2 | 0
2030 | MISO_MO-IL_2_PJM_ROR | MISO_MO-IL | PJM_ROR | Internal | Shoulder | B14 | 900 | 1212 | 0 | 47.84 | 47.46 | 2 | 0
2030 | MISO_MO-IL_2_PJM_ROR | MISO_MO-IL | PJM_ROR | Internal | Shoulder | B15 | 1203 | 1212 | 0 | 41.75 | 43.69 | 2 | 0
2030 | MISO_MO-IL_2_PJM_ROR | MISO_MO-IL | PJM_ROR | Internal | Summer | B1 | 10 | 1212 | 1211.07 | 91.51 | 93.52 | 2 | 0.01
2030 | MISO_MO-IL_2_PJM_ROR | MISO_MO-IL | PJM_ROR | Internal | Summer | B2 | 25 | 1212 | 452.49 | 77.75 | 79.75 | 2 | 0
2030 | MISO_MO-IL_2_PJM_ROR | MISO_MO-IL | PJM_ROR | Internal | Summer | B3 | 75 | 1212 | 0 | 75 | 73.8 | 2 | 0
2030 | MISO_MO-IL_2_PJM_ROR | MISO_MO-IL | PJM_ROR | Internal | Summer | B4 | 100 | 1212 | 0 | 75 | 73.8 | 2 | 0
2030 | MISO_MO-IL_2_PJM_ROR | MISO_MO-IL | PJM_ROR | Internal | Summer | B5 | 200 | 1212 | 0 | 71.9 | 69.9 | 2 | 0
2030 | MISO_MO-IL_2_PJM_ROR | MISO_MO-IL | PJM_ROR | Internal | Summer | B6 | 300 | 1212 | 0 | 58.23 | 56.23 | 2 | 0
2030 | MISO_MO-IL_2_PJM_ROR | MISO_MO-IL | PJM_ROR | Internal | Summer | B7 | 400 | 1212 | 0 | 47.33 | 47.83 | 2 | 0
2030 | MISO_MO-IL_2_PJM_ROR | MISO_MO-IL | PJM_ROR | Internal | Summer | B8 | 500 | 1212 | 0 | 43.66 | 44.79 | 2 | 0
2030 | MISO_MO-IL_2_PJM_ROR | MISO_MO-IL | PJM_ROR | Internal | Summer | B9 | 800 | 1212 | 0 | 40.23 | 42.07 | 2 | 0
2030 | MISO_MO-IL_2_PJM_ROR | MISO_MO-IL | PJM_ROR | Internal | Summer | B10 | 1262 | 1212 | 1211.99 | 38.38 | 40.39 | 2 | 0.01
2030 | MISO_MO-IL_2_PJM_ROR | MISO_MO-IL | PJM_ROR | Internal | Winter | B16 | 25 | 1212 | 326.98 | 67.97 | 69.97 | 2 | 0
2030 | MISO_MO-IL_2_PJM_ROR | MISO_MO-IL | PJM_ROR | Internal | Winter | B17 | 100 | 1212 | 658.66 | 55.18 | 57.18 | 2 | 0
2030 | MISO_MO-IL_2_PJM_ROR | MISO_MO-IL | PJM_ROR | Internal | Winter | B18 | 400 | 1212 | 0 | 51.26 | 51.35 | 2 | 0
2030 | MISO_MO-IL_2_PJM_ROR | MISO_MO-IL | PJM_ROR | Internal | Winter | B19 | 700 | 1212 | 0 | 48.64 | 48.86 | 2 | 0
2030 | MISO_MO-IL_2_PJM_ROR | MISO_MO-IL | PJM_ROR | Internal | Winter | B20 | 935 | 1212 | 820.4 | 40.21 | 42.21 | 2 | 0
2030 | MISO_MO-IL_2_SPP_N | MISO_MO-IL | SPP_N | Internal | Shoulder | B11 | 25 | 2000 | 0 | 72.8 | 76.07 | 8 | 0
2030 | MISO_MO-IL_2_SPP_N | MISO_MO-IL | SPP_N | Internal | Shoulder | B12 | 200 | 2000 | 0 | 53.44 | 53.44 | 8 | 0
2030 | MISO_MO-IL_2_SPP_N | MISO_MO-IL | SPP_N | Internal | Shoulder | B13 | 600 | 2000 | 0 | 48.18 | 49.38 | 8 | 0
2030 | MISO_MO-IL_2_SPP_N | MISO_MO-IL | SPP_N | Internal | Shoulder | B14 | 900 | 2000 | 0 | 47.84 | 49.24 | 8 | 0
2030 | MISO_MO-IL_2_SPP_N | MISO_MO-IL | SPP_N | Internal | Shoulder | B15 | 1203 | 2000 | 0 | 41.75 | 47.97 | 8 | 0
2030 | MISO_MO-IL_2_SPP_N | MISO_MO-IL | SPP_N | Internal | Summer | B1 | 10 | 2000 | 0 | 91.51 | 86.51 | 8 | 0
2030 | MISO_MO-IL_2_SPP_N | MISO_MO-IL | SPP_N | Internal | Summer | B2 | 25 | 2000 | 0 | 77.75 | 79.41 | 8 | 0
2030 | MISO_MO-IL_2_SPP_N | MISO_MO-IL | SPP_N | Internal | Summer | B3 | 75 | 2000 | 0 | 75 | 79.41 | 8 | 0
2030 | MISO_MO-IL_2_SPP_N | MISO_MO-IL | SPP_N | Internal | Summer | B4 | 100 | 2000 | 0 | 75 | 79.41 | 8 | 0
2030 | MISO_MO-IL_2_SPP_N | MISO_MO-IL | SPP_N | Internal | Summer | B5 | 200 | 2000 | 0 | 71.9 | 74.8 | 8 | 0
2030 | MISO_MO-IL_2_SPP_N | MISO_MO-IL | SPP_N | Internal | Summer | B6 | 300 | 2000 | 0 | 58.23 | 65.24 | 8 | 0
2030 | MISO_MO-IL_2_SPP_N | MISO_MO-IL | SPP_N | Internal | Summer | B7 | 400 | 2000 | 0 | 47.33 | 54.32 | 8 | 0
2030 | MISO_MO-IL_2_SPP_N | MISO_MO-IL | SPP_N | Internal | Summer | B8 | 500 | 2000 | 0 | 43.66 | 47.72 | 8 | 0
2030 | MISO_MO-IL_2_SPP_N | MISO_MO-IL | SPP_N | Internal | Summer | B9 | 800 | 2000 | 0 | 40.23 | 46.45 | 8 | 0
2030 | MISO_MO-IL_2_SPP_N | MISO_MO-IL | SPP_N | Internal | Summer | B10 | 1262 | 2000 | 0 | 38.38 | 43.37 | 8 | 0
2030 | MISO_MO-IL_2_SPP_N | MISO_MO-IL | SPP_N | Internal | Winter | B16 | 25 | 2000 | 0 | 67.97 | 67.97 | 8 | 0
2030 | MISO_MO-IL_2_SPP_N | MISO_MO-IL | SPP_N | Internal | Winter | B17 | 100 | 2000 | 0 | 55.18 | 52.33 | 8 | 0
2030 | MISO_MO-IL_2_SPP_N | MISO_MO-IL | SPP_N | Internal | Winter | B18 | 400 | 2000 | 0 | 51.26 | 51.29 | 8 | 0
2030 | MISO_MO-IL_2_SPP_N | MISO_MO-IL | SPP_N | Internal | Winter | B19 | 700 | 2000 | 0 | 48.64 | 51.17 | 8 | 0
2030 | MISO_MO-IL_2_SPP_N | MISO_MO-IL | SPP_N | Internal | Winter | B20 | 935 | 2000 | 0 | 40.21 | 47.03 | 8 | 0
2030 | MISO_MO-IL_2_TVA_Transmission | MISO_MO-IL | TVA_Transmission | Internal | Shoulder | B11 | 25 | 4000 | 0 | 72.8 | 71.04 | 8 | 0
2030 | MISO_MO-IL_2_TVA_Transmission | MISO_MO-IL | TVA_Transmission | Internal | Shoulder | B12 | 200 | 4000 | 0 | 53.44 | 56.18 | 8 | 0
2030 | MISO_MO-IL_2_TVA_Transmission | MISO_MO-IL | TVA_Transmission | Internal | Shoulder | B13 | 600 | 4000 | 0 | 48.18 | 52.33 | 8 | 0
2030 | MISO_MO-IL_2_TVA_Transmission | MISO_MO-IL | TVA_Transmission | Internal | Shoulder | B14 | 900 | 4000 | 0 | 47.84 | 50.83 | 8 | 0
2030 | MISO_MO-IL_2_TVA_Transmission | MISO_MO-IL | TVA_Transmission | Internal | Shoulder | B15 | 1203 | 4000 | 0 | 41.75 | 49.54 | 8 | 0
2030 | MISO_MO-IL_2_TVA_Transmission | MISO_MO-IL | TVA_Transmission | Internal | Summer | B1 | 10 | 4000 | 0 | 91.51 | 90.87 | 8 | 0
2030 | MISO_MO-IL_2_TVA_Transmission | MISO_MO-IL | TVA_Transmission | Internal | Summer | B2 | 25 | 4000 | 1176.55 | 77.75 | 85.75 | 8 | 0
2030 | MISO_MO-IL_2_TVA_Transmission | MISO_MO-IL | TVA_Transmission | Internal | Summer | B3 | 75 | 4000 | 0 | 75 | 79.8 | 8 | 0
2030 | MISO_MO-IL_2_TVA_Transmission | MISO_MO-IL | TVA_Transmission | Internal | Summer | B4 | 100 | 4000 | 0 | 75 | 79.8 | 8 | 0
2030 | MISO_MO-IL_2_TVA_Transmission | MISO_MO-IL | TVA_Transmission | Internal | Summer | B5 | 200 | 4000 | 0 | 71.9 | 75.9 | 8 | 0
2030 | MISO_MO-IL_2_TVA_Transmission | MISO_MO-IL | TVA_Transmission | Internal | Summer | B6 | 300 | 4000 | 0 | 58.23 | 61.44 | 8 | 0
2030 | MISO_MO-IL_2_TVA_Transmission | MISO_MO-IL | TVA_Transmission | Internal | Summer | B7 | 400 | 4000 | 0 | 47.33 | 53.2 | 8 | 0
2030 | MISO_MO-IL_2_TVA_Transmission | MISO_MO-IL | TVA_Transmission | Internal | Summer | B8 | 500 | 4000 | 0 | 43.66 | 49.05 | 8 | 0
2030 | MISO_MO-IL_2_TVA_Transmission | MISO_MO-IL | TVA_Transmission | Internal | Summer | B9 | 800 | 4000 | 0 | 40.23 | 48.07 | 8 | 0
2030 | MISO_MO-IL_2_TVA_Transmission | MISO_MO-IL | TVA_Transmission | Internal | Summer | B10 | 1262 | 4000 | 0 | 38.38 | 42.82 | 8 | 0
2030 | MISO_MO-IL_2_TVA_Transmission | MISO_MO-IL | TVA_Transmission | Internal | Winter | B16 | 25 | 4000 | 78.39 | 67.97 | 75.97 | 8 | 0
2030 | MISO_MO-IL_2_TVA_Transmission | MISO_MO-IL | TVA_Transmission | Internal | Winter | B17 | 100 | 4000 | 0 | 55.18 | 58.48 | 8 | 0
2030 | MISO_MO-IL_2_TVA_Transmission | MISO_MO-IL | TVA_Transmission | Internal | Winter | B18 | 400 | 4000 | 0 | 51.26 | 54.16 | 8 | 0
2030 | MISO_MO-IL_2_TVA_Transmission | MISO_MO-IL | TVA_Transmission | Internal | Winter | B19 | 700 | 4000 | 0 | 48.64 | 52.02 | 8 | 0
2030 | MISO_MO-IL_2_TVA_Transmission | MISO_MO-IL | TVA_Transmission | Internal | Winter | B20 | 935 | 4000 | 163.14 | 40.21 | 48.21 | 8 | 0
2030 | MISO_W_2_IESO | MISO_W | IESO | Internal | Shoulder | B11 | 25 | 90 | 0 | 72.79 | 42.49 | 8 | 0
2030 | MISO_W_2_IESO | MISO_W | IESO | Internal | Shoulder | B12 | 200 | 90 | 0 | 53.43 | 42.49 | 8 | 0
2030 | MISO_W_2_IESO | MISO_W | IESO | Internal | Shoulder | B13 | 600 | 90 | 0 | 48.16 | 40.21 | 8 | 0
2030 | MISO_W_2_IESO | MISO_W | IESO | Internal | Shoulder | B14 | 900 | 90 | 0 | 47.86 | 40.21 | 8 | 0
2030 | MISO_W_2_IESO | MISO_W | IESO | Internal | Shoulder | B15 | 1203 | 90 | 0 | 41.76 | 40.21 | 8 | 0
2030 | MISO_W_2_IESO | MISO_W | IESO | Internal | Summer | B1 | 10 | 90 | 0 | 91.49 | 84.51 | 8 | 0
2030 | MISO_W_2_IESO | MISO_W | IESO | Internal | Summer | B2 | 25 | 90 | 0 | 77.73 | 70.75 | 8 | 0
2030 | MISO_W_2_IESO | MISO_W | IESO | Internal | Summer | B3 | 75 | 90 | 0 | 75.99 | 58.79 | 8 | 0
2030 | MISO_W_2_IESO | MISO_W | IESO | Internal | Summer | B4 | 100 | 90 | 0 | 75.99 | 54.9 | 8 | 0
2030 | MISO_W_2_IESO | MISO_W | IESO | Internal | Summer | B5 | 200 | 90 | 0 | 71.91 | 47.54 | 8 | 0
2030 | MISO_W_2_IESO | MISO_W | IESO | Internal | Summer | B6 | 300 | 90 | 0 | 58.24 | 45.17 | 8 | 0
2030 | MISO_W_2_IESO | MISO_W | IESO | Internal | Summer | B7 | 400 | 90 | 0 | 47.32 | 40.75 | 8 | 0
2030 | MISO_W_2_IESO | MISO_W | IESO | Internal | Summer | B8 | 500 | 90 | 0 | 43.67 | 37.64 | 8 | 0
2030 | MISO_W_2_IESO | MISO_W | IESO | Internal | Summer | B9 | 800 | 90 | 0 | 42.52 | 37.64 | 8 | 0
2030 | MISO_W_2_IESO | MISO_W | IESO | Internal | Summer | B10 | 1262 | 90 | 0 | 38.37 | 37.64 | 8 | 0
2030 | MISO_W_2_IESO | MISO_W | IESO | Internal | Winter | B16 | 25 | 90 | 0 | 67.95 | 48.45 | 8 | 0
2030 | MISO_W_2_IESO | MISO_W | IESO | Internal | Winter | B17 | 100 | 90 | 0 | 55.16 | 47.75 | 8 | 0
2030 | MISO_W_2_IESO | MISO_W | IESO | Internal | Winter | B18 | 400 | 90 | 0 | 51.28 | 44.29 | 8 | 0
2030 | MISO_W_2_IESO | MISO_W | IESO | Internal | Winter | B19 | 700 | 90 | 0 | 48.66 | 43.9 | 8 | 0
2030 | MISO_W_2_IESO | MISO_W | IESO | Internal | Winter | B20 | 935 | 90 | 0 | 40.21 | 43.9 | 8 | 0
2030 | MISO_W_2_MAPP_CA | MISO_W | MAPP_CA | Internal | Shoulder | B11 | 25 | 700 | 0 | 72.79 | 52.06 | 0.01 | 0
2030 | MISO_W_2_MAPP_CA | MISO_W | MAPP_CA | Internal | Shoulder | B12 | 200 | 700 | 0 | 53.43 | 52.06 | 0.01 | 0
2030 | MISO_W_2_MAPP_CA | MISO_W | MAPP_CA | Internal | Shoulder | B13 | 600 | 700 | 0 | 48.16 | 48.15 | 0.01 | 0
2030 | MISO_W_2_MAPP_CA | MISO_W | MAPP_CA | Internal | Shoulder | B14 | 900 | 700 | 0 | 47.86 | 47.85 | 0.01 | 0
2030 | MISO_W_2_MAPP_CA | MISO_W | MAPP_CA | Internal | Shoulder | B15 | 1203 | 700 | 700 | 41.76 | 47.85 | 0.01 | 6.08
2030 | MISO_W_2_MAPP_CA | MISO_W | MAPP_CA | Internal | Summer | B1 | 10 | 700 | 0 | 91.49 | 77.49 | 0.01 | 0
2030 | MISO_W_2_MAPP_CA | MISO_W | MAPP_CA | Internal | Summer | B2 | 25 | 700 | 0.02 | 77.73 | 77.5 | 0.01 | 0
2030 | MISO_W_2_MAPP_CA | MISO_W | MAPP_CA | Internal | Summer | B3 | 75 | 700 | 0 | 75.99 | 65.79 | 0.01 | 0
2030 | MISO_W_2_MAPP_CA | MISO_W | MAPP_CA | Internal | Summer | B4 | 100 | 700 | 0 | 75.99 | 64.44 | 0.01 | 0
2030 | MISO_W_2_MAPP_CA | MISO_W | MAPP_CA | Internal | Summer | B5 | 200 | 700 | 0 | 71.91 | 60.79 | 0.01 | 0
2030 | MISO_W_2_MAPP_CA | MISO_W | MAPP_CA | Internal | Summer | B6 | 300 | 700 | 0 | 58.24 | 51.23 | 0.01 | 0
2030 | MISO_W_2_MAPP_CA | MISO_W | MAPP_CA | Internal | Summer | B7 | 400 | 700 | 0.01 | 47.32 | 47.3 | 0.01 | 0
2030 | MISO_W_2_MAPP_CA | MISO_W | MAPP_CA | Internal | Summer | B8 | 500 | 700 | 0 | 43.67 | 43.66 | 0.01 | 0
2030 | MISO_W_2_MAPP_CA | MISO_W | MAPP_CA | Internal | Summer | B9 | 800 | 700 | 599.76 | 42.52 | 42.53 | 0.01 | 0
2030 | MISO_W_2_MAPP_CA | MISO_W | MAPP_CA | Internal | Summer | B10 | 1262 | 700 | 700 | 38.37 | 42.53 | 0.01 | 4.15
2030 | MISO_W_2_MAPP_CA | MISO_W | MAPP_CA | Internal | Winter | B16 | 25 | 700 | 0.18 | 67.95 | 67.94 | 0.01 | 0
2030 | MISO_W_2_MAPP_CA | MISO_W | MAPP_CA | Internal | Winter | B17 | 100 | 700 | 0.05 | 55.16 | 55.15 | 0.01 | 0
2030 | MISO_W_2_MAPP_CA | MISO_W | MAPP_CA | Internal | Winter | B18 | 400 | 700 | 0.01 | 51.28 | 51.26 | 0.01 | 0
2030 | MISO_W_2_MAPP_CA | MISO_W | MAPP_CA | Internal | Winter | B19 | 700 | 700 | 700 | 48.66 | 50.9 | 0.01 | 2.23
2030 | MISO_W_2_MAPP_CA | MISO_W | MAPP_CA | Internal | Winter | B20 | 935 | 700 | 700 | 40.21 | 50.9 | 0.01 | 10.68
2030 | MISO_W_2_MAPP_US | MISO_W | MAPP_US | Internal | Shoulder | B11 | 25 | 2300 | 0 | 72.79 | 65.79 | 7 | 0
2030 | MISO_W_2_MAPP_US | MISO_W | MAPP_US | Internal | Shoulder | B12 | 200 | 2300 | 0 | 53.43 | 46.43 | 7 | 0
2030 | MISO_W_2_MAPP_US | MISO_W | MAPP_US | Internal | Shoulder | B13 | 600 | 2300 | 0 | 48.16 | 42.37 | 7 | 0
2030 | MISO_W_2_MAPP_US | MISO_W | MAPP_US | Internal | Shoulder | B14 | 900 | 2300 | 0 | 47.86 | 42.37 | 7 | 0
2030 | MISO_W_2_MAPP_US | MISO_W | MAPP_US | Internal | Shoulder | B15 | 1203 | 2300 | 0 | 41.76 | 40.96 | 7 | 0
2030 | MISO_W_2_MAPP_US | MISO_W | MAPP_US | Internal | Summer | B1 | 10 | 2300 | 0 | 91.49 | 84.49 | 7 | 0
2030 | MISO_W_2_MAPP_US | MISO_W | MAPP_US | Internal | Summer | B2 | 25 | 2300 | 0 | 77.73 | 71.44 | 7 | 0
2030 | MISO_W_2_MAPP_US | MISO_W | MAPP_US | Internal | Summer | B3 | 75 | 2300 | 0 | 75.99 | 72.03 | 7 | 0
2030 | MISO_W_2_MAPP_US | MISO_W | MAPP_US | Internal | Summer | B4 | 100 | 2300 | 0 | 75.99 | 71.44 | 7 | 0
2030 | MISO_W_2_MAPP_US | MISO_W | MAPP_US | Internal | Summer | B5 | 200 | 2300 | 0 | 71.91 | 67.79 | 7 | 0
2030 | MISO_W_2_MAPP_US | MISO_W | MAPP_US | Internal | Summer | B6 | 300 | 2300 | 0 | 58.24 | 58.23 | 7 | 0
2030 | MISO_W_2_MAPP_US | MISO_W | MAPP_US | Internal | Summer | B7 | 400 | 2300 | 0 | 47.32 | 45.85 | 7 | 0
2030 | MISO_W_2_MAPP_US | MISO_W | MAPP_US | Internal | Summer | B8 | 500 | 2300 | 0 | 43.67 | 39.28 | 7 | 0
2030 | MISO_W_2_MAPP_US | MISO_W | MAPP_US | Internal | Summer | B9 | 800 | 2300 | 0 | 42.52 | 39.28 | 7 | 0
2030 | MISO_W_2_MAPP_US | MISO_W | MAPP_US | Internal | Summer | B10 | 1262 | 2300 | 0 | 38.37 | 31.37 | 7 | 0
2030 | MISO_W_2_MAPP_US | MISO_W | MAPP_US | Internal | Winter | B16 | 25 | 2300 | 0 | 67.95 | 60.95 | 7 | 0
2030 | MISO_W_2_MAPP_US | MISO_W | MAPP_US | Internal | Winter | B17 | 100 | 2300 | 0 | 55.16 | 48.16 | 7 | 0
2030 | MISO_W_2_MAPP_US | MISO_W | MAPP_US | Internal | Winter | B18 | 400 | 2300 | 0 | 51.28 | 44.28 | 7 | 0
2030 | MISO_W_2_MAPP_US | MISO_W | MAPP_US | Internal | Winter | B19 | 700 | 2300 | 0 | 48.66 | 44.28 | 7 | 0
2030 | MISO_W_2_MAPP_US | MISO_W | MAPP_US | Internal | Winter | B20 | 935 | 2300 | 0 | 40.21 | 39.06 | 7 | 0
2030 | MISO_W_2_MISO_MO-IL | MISO_W | MISO_MO-IL | Internal | Shoulder | B11 | 25 | 3800 | 933.84 | 72.79 | 72.8 | 0.01 | 0
2030 | MISO_W_2_MISO_MO-IL | MISO_W | MISO_MO-IL | Internal | Shoulder | B12 | 200 | 3800 | 1588.63 | 53.43 | 53.44 | 0.01 | 0
2030 | MISO_W_2_MISO_MO-IL | MISO_W | MISO_MO-IL | Internal | Shoulder | B13 | 600 | 3800 | 646.19 | 48.16 | 48.18 | 0.01 | 0
2030 | MISO_W_2_MISO_MO-IL | MISO_W | MISO_MO-IL | Internal | Shoulder | B14 | 900 | 3800 | 0 | 47.86 | 47.84 | 0.01 | 0
2030 | MISO_W_2_MISO_MO-IL | MISO_W | MISO_MO-IL | Internal | Shoulder | B15 | 1203 | 3800 | 0 | 41.76 | 41.75 | 0.01 | 0
2030 | MISO_W_2_MISO_MO-IL | MISO_W | MISO_MO-IL | Internal | Summer | B1 | 10 | 3800 | 1567.02 | 91.49 | 91.51 | 0.01 | 0
2030 | MISO_W_2_MISO_MO-IL | MISO_W | MISO_MO-IL | Internal | Summer | B2 | 25 | 3800 | 107.59 | 77.73 | 77.75 | 0.01 | 0
2030 | MISO_W_2_MISO_MO-IL | MISO_W | MISO_MO-IL | Internal | Summer | B3 | 75 | 3800 | 0 | 75.99 | 75 | 0.01 | 0
2030 | MISO_W_2_MISO_MO-IL | MISO_W | MISO_MO-IL | Internal | Summer | B4 | 100 | 3800 | 0 | 75.99 | 75 | 0.01 | 0
2030 | MISO_W_2_MISO_MO-IL | MISO_W | MISO_MO-IL | Internal | Summer | B5 | 200 | 3800 | 0.02 | 71.91 | 71.9 | 0.01 | 0
2030 | MISO_W_2_MISO_MO-IL | MISO_W | MISO_MO-IL | Internal | Summer | B6 | 300 | 3800 | 0.02 | 58.24 | 58.23 | 0.01 | 0
2030 | MISO_W_2_MISO_MO-IL | MISO_W | MISO_MO-IL | Internal | Summer | B7 | 400 | 3800 | 408.32 | 47.32 | 47.33 | 0.01 | 0
2030 | MISO_W_2_MISO_MO-IL | MISO_W | MISO_MO-IL | Internal | Summer | B8 | 500 | 3800 | 0.01 | 43.67 | 43.66 | 0.01 | 0
2030 | MISO_W_2_MISO_MO-IL | MISO_W | MISO_MO-IL | Internal | Summer | B9 | 800 | 3800 | 0 | 42.52 | 40.23 | 0.01 | 0
2030 | MISO_W_2_MISO_MO-IL | MISO_W | MISO_MO-IL | Internal | Summer | B10 | 1262 | 3800 | 97.65 | 38.37 | 38.38 | 0.01 | 0
2030 | MISO_W_2_MISO_MO-IL | MISO_W | MISO_MO-IL | Internal | Winter | B16 | 25 | 3800 | 1687.68 | 67.95 | 67.97 | 0.01 | 0
2030 | MISO_W_2_MISO_MO-IL | MISO_W | MISO_MO-IL | Internal | Winter | B17 | 100 | 3800 | 1185.85 | 55.16 | 55.18 | 0.01 | 0
2030 | MISO_W_2_MISO_MO-IL | MISO_W | MISO_MO-IL | Internal | Winter | B18 | 400 | 3800 | 0.01 | 51.28 | 51.26 | 0.01 | 0
2030 | MISO_W_2_MISO_MO-IL | MISO_W | MISO_MO-IL | Internal | Winter | B19 | 700 | 3800 | 0 | 48.66 | 48.64 | 0.01 | 0
2030 | MISO_W_2_MISO_MO-IL | MISO_W | MISO_MO-IL | Internal | Winter | B20 | 935 | 3800 | 0.01 | 40.21 | 40.21 | 0.01 | 0
2030 | MISO_W_2_MISO_WUMS | MISO_W | MISO_WUMS | Internal | Shoulder | B11 | 25 | 1629 | 0 | 72.79 | 67.04 | 0.01 | 0
2030 | MISO_W_2_MISO_WUMS | MISO_W | MISO_WUMS | Internal | Shoulder | B12 | 200 | 1629 | 0.03 | 53.43 | 53.41 | 0.01 | 0
2030 | MISO_W_2_MISO_WUMS | MISO_W | MISO_WUMS | Internal | Shoulder | B13 | 600 | 1629 | 0 | 48.16 | 48.15 | 0.01 | 0
2030 | MISO_W_2_MISO_WUMS | MISO_W | MISO_WUMS | Internal | Shoulder | B14 | 900 | 1629 | 0 | 47.86 | 47.85 | 0.01 | 0
2030 | MISO_W_2_MISO_WUMS | MISO_W | MISO_WUMS | Internal | Shoulder | B15 | 1203 | 1629 | 365.29 | 41.76 | 41.77 | 0.01 | 0
2030 | MISO_W_2_MISO_WUMS | MISO_W | MISO_WUMS | Internal | Summer | B1 | 10 | 1629 | 0 | 91.49 | 71.9 | 0.01 | 0
2030 | MISO_W_2_MISO_WUMS | MISO_W | MISO_WUMS | Internal | Summer | B2 | 25 | 1629 | 0 | 77.73 | 71.9 | 0.01 | 0
2030 | MISO_W_2_MISO_WUMS | MISO_W | MISO_WUMS | Internal | Summer | B3 | 75 | 1629 | 0 | 75.99 | 71.9 | 0.01 | 0
2030 | MISO_W_2_MISO_WUMS | MISO_W | MISO_WUMS | Internal | Summer | B4 | 100 | 1629 | 0 | 75.99 | 71.9 | 0.01 | 0
2030 | MISO_W_2_MISO_WUMS | MISO_W | MISO_WUMS | Internal | Summer | B5 | 200 | 1629 | 0.02 | 71.91 | 71.9 | 0.01 | 0
2030 | MISO_W_2_MISO_WUMS | MISO_W | MISO_WUMS | Internal | Summer | B6 | 300 | 1629 | 0 | 58.24 | 55.48 | 0.01 | 0
2030 | MISO_W_2_MISO_WUMS | MISO_W | MISO_WUMS | Internal | Summer | B7 | 400 | 1629 | 0 | 47.32 | 45.83 | 0.01 | 0
2030 | MISO_W_2_MISO_WUMS | MISO_W | MISO_WUMS | Internal | Summer | B8 | 500 | 1629 | 0 | 43.67 | 43.66 | 0.01 | 0
2030 | MISO_W_2_MISO_WUMS | MISO_W | MISO_WUMS | Internal | Summer | B9 | 800 | 1629 | 124.55 | 42.52 | 42.53 | 0.01 | 0
2030 | MISO_W_2_MISO_WUMS | MISO_W | MISO_WUMS | Internal | Summer | B10 | 1262 | 1629 | 1628.99 | 38.37 | 38.39 | 0.01 | 0.01
2030 | MISO_W_2_MISO_WUMS | MISO_W | MISO_WUMS | Internal | Winter | B16 | 25 | 1629 | 397.35 | 67.95 | 67.97 | 0.01 | 0
2030 | MISO_W_2_MISO_WUMS | MISO_W | MISO_WUMS | Internal | Winter | B17 | 100 | 1629 | 492.72 | 55.16 | 55.18 | 0.01 | 0
2030 | MISO_W_2_MISO_WUMS | MISO_W | MISO_WUMS | Internal | Winter | B18 | 400 | 1629 | 0.01 | 51.28 | 51.26 | 0.01 | 0
2030 | MISO_W_2_MISO_WUMS | MISO_W | MISO_WUMS | Internal | Winter | B19 | 700 | 1629 | 0 | 48.66 | 48.49 | 0.01 | 0
2030 | MISO_W_2_MISO_WUMS | MISO_W | MISO_WUMS | Internal | Winter | B20 | 935 | 1629 | 727.84 | 40.21 | 40.22 | 0.01 | 0
2030 | MISO_W_2_NE | MISO_W | NE | Internal | Shoulder | B11 | 25 | 2800 | 0 | 72.79 | 72.79 | 7 | 0
2030 | MISO_W_2_NE | MISO_W | NE | Internal | Shoulder | B12 | 200 | 2800 | 0 | 53.43 | 53.43 | 7 | 0
2030 | MISO_W_2_NE | MISO_W | NE | Internal | Shoulder | B13 | 600 | 2800 | 0 | 48.16 | 49.37 | 7 | 0
2030 | MISO_W_2_NE | MISO_W | NE | Internal | Shoulder | B14 | 900 | 2800 | 0 | 47.86 | 49.23 | 7 | 0
2030 | MISO_W_2_NE | MISO_W | NE | Internal | Shoulder | B15 | 1203 | 2800 | 0 | 41.76 | 47.96 | 7 | 0
2030 | MISO_W_2_NE | MISO_W | NE | Internal | Summer | B1 | 10 | 2800 | 0 | 91.49 | 86.49 | 7 | 0
2030 | MISO_W_2_NE | MISO_W | NE | Internal | Summer | B2 | 25 | 2800 | 0 | 77.73 | 78.44 | 7 | 0
2030 | MISO_W_2_NE | MISO_W | NE | Internal | Summer | B3 | 75 | 2800 | 0 | 75.99 | 79.03 | 7 | 0
2030 | MISO_W_2_NE | MISO_W | NE | Internal | Summer | B4 | 100 | 2800 | 0 | 75.99 | 78.44 | 7 | 0
2030 | MISO_W_2_NE | MISO_W | NE | Internal | Summer | B5 | 200 | 2800 | 0 | 71.91 | 74.79 | 7 | 0
2030 | MISO_W_2_NE | MISO_W | NE | Internal | Summer | B6 | 300 | 2800 | 0.03 | 58.24 | 65.23 | 7 | 0
2030 | MISO_W_2_NE | MISO_W | NE | Internal | Summer | B7 | 400 | 2800 | 0 | 47.32 | 52.85 | 7 | 0
2030 | MISO_W_2_NE | MISO_W | NE | Internal | Summer | B8 | 500 | 2800 | 0 | 43.67 | 46.28 | 7 | 0
2030 | MISO_W_2_NE | MISO_W | NE | Internal | Summer | B9 | 800 | 2800 | 0 | 42.52 | 46.28 | 7 | 0
2030 | MISO_W_2_NE | MISO_W | NE | Internal | Summer | B10 | 1262 | 2800 | 0 | 38.37 | 38.37 | 7 | 0
2030 | MISO_W_2_NE | MISO_W | NE | Internal | Winter | B16 | 25 | 2800 | 0 | 67.95 | 67.95 | 7 | 0
2030 | MISO_W_2_NE | MISO_W | NE | Internal | Winter | B17 | 100 | 2800 | 0 | 55.16 | 52.32 | 7 | 0
2030 | MISO_W_2_NE | MISO_W | NE | Internal | Winter | B18 | 400 | 2800 | 0 | 51.28 | 51.28 | 7 | 0
2030 | MISO_W_2_NE | MISO_W | NE | Internal | Winter | B19 | 700 | 2800 | 0 | 48.66 | 51.16 | 7 | 0
2030 | MISO_W_2_NE | MISO_W | NE | Internal | Winter | B20 | 935 | 2800 | 0 | 40.21 | 46.06 | 7 | 0
2030 | MISO_W_2_PJM_ROR | MISO_W | PJM_ROR | Internal | Shoulder | B11 | 25 | 773 | 0 | 72.79 | 65.04 | 2 | 0
2030 | MISO_W_2_PJM_ROR | MISO_W | PJM_ROR | Internal | Shoulder | B12 | 200 | 773 | 0 | 53.43 | 54.19 | 2 | 0
2030 | MISO_W_2_PJM_ROR | MISO_W | PJM_ROR | Internal | Shoulder | B13 | 600 | 773 | 0.01 | 48.16 | 50.15 | 2 | 0
2030 | MISO_W_2_PJM_ROR | MISO_W | PJM_ROR | Internal | Shoulder | B14 | 900 | 773 | 0 | 47.86 | 47.46 | 2 | 0
2030 | MISO_W_2_PJM_ROR | MISO_W | PJM_ROR | Internal | Shoulder | B15 | 1203 | 773 | 0 | 41.76 | 43.69 | 2 | 0
2030 | MISO_W_2_PJM_ROR | MISO_W | PJM_ROR | Internal | Summer | B1 | 10 | 773 | 772.65 | 91.49 | 93.52 | 2 | 0.02
2030 | MISO_W_2_PJM_ROR | MISO_W | PJM_ROR | Internal | Summer | B2 | 25 | 773 | 772.6 | 77.73 | 79.75 | 2 | 0.01
2030 | MISO_W_2_PJM_ROR | MISO_W | PJM_ROR | Internal | Summer | B3 | 75 | 773 | 0 | 75.99 | 73.8 | 2 | 0
2030 | MISO_W_2_PJM_ROR | MISO_W | PJM_ROR | Internal | Summer | B4 | 100 | 773 | 0 | 75.99 | 73.8 | 2 | 0
2030 | MISO_W_2_PJM_ROR | MISO_W | PJM_ROR | Internal | Summer | B5 | 200 | 773 | 0 | 71.91 | 69.9 | 2 | 0
2030 | MISO_W_2_PJM_ROR | MISO_W | PJM_ROR | Internal | Summer | B6 | 300 | 773 | 0 | 58.24 | 56.23 | 2 | 0
2030 | MISO_W_2_PJM_ROR | MISO_W | PJM_ROR | Internal | Summer | B7 | 400 | 773 | 0 | 47.32 | 47.83 | 2 | 0
2030 | MISO_W_2_PJM_ROR | MISO_W | PJM_ROR | Internal | Summer | B8 | 500 | 773 | 0 | 43.67 | 44.79 | 2 | 0
2030 | MISO_W_2_PJM_ROR | MISO_W | PJM_ROR | Internal | Summer | B9 | 800 | 773 | 0 | 42.52 | 42.07 | 2 | 0
2030 | MISO_W_2_PJM_ROR | MISO_W | PJM_ROR | Internal | Summer | B10 | 1262 | 773 | 773 | 38.37 | 40.39 | 2 | 0.02
2030 | MISO_W_2_PJM_ROR | MISO_W | PJM_ROR | Internal | Winter | B16 | 25 | 773 | 772.63 | 67.95 | 69.97 | 2 | 0.01
2030 | MISO_W_2_PJM_ROR | MISO_W | PJM_ROR | Internal | Winter | B17 | 100 | 773 | 772.91 | 55.16 | 57.18 | 2 | 0.01
2030 | MISO_W_2_PJM_ROR | MISO_W | PJM_ROR | Internal | Winter | B18 | 400 | 773 | 0 | 51.28 | 51.35 | 2 | 0
2030 | MISO_W_2_PJM_ROR | MISO_W | PJM_ROR | Internal | Winter | B19 | 700 | 773 | 0 | 48.66 | 48.86 | 2 | 0
2030 | MISO_W_2_PJM_ROR | MISO_W | PJM_ROR | Internal | Winter | B20 | 935 | 773 | 723.36 | 40.21 | 42.21 | 2 | 0
2030 | MISO_W_2_SPP_N | MISO_W | SPP_N | Internal | Shoulder | B11 | 25 | 3200 | 0 | 72.79 | 76.07 | 7 | 0
2030 | MISO_W_2_SPP_N | MISO_W | SPP_N | Internal | Shoulder | B12 | 200 | 3200 | 0 | 53.43 | 53.44 | 7 | 0
2030 | MISO_W_2_SPP_N | MISO_W | SPP_N | Internal | Shoulder | B13 | 600 | 3200 | 0 | 48.16 | 49.38 | 7 | 0
2030 | MISO_W_2_SPP_N | MISO_W | SPP_N | Internal | Shoulder | B14 | 900 | 3200 | 0 | 47.86 | 49.24 | 7 | 0
2030 | MISO_W_2_SPP_N | MISO_W | SPP_N | Internal | Shoulder | B15 | 1203 | 3200 | 0 | 41.76 | 47.97 | 7 | 0
2030 | MISO_W_2_SPP_N | MISO_W | SPP_N | Internal | Summer | B1 | 10 | 3200 | 0 | 91.49 | 86.51 | 7 | 0
2030 | MISO_W_2_SPP_N | MISO_W | SPP_N | Internal | Summer | B2 | 25 | 3200 | 0 | 77.73 | 79.41 | 7 | 0
2030 | MISO_W_2_SPP_N | MISO_W | SPP_N | Internal | Summer | B3 | 75 | 3200 | 0 | 75.99 | 79.41 | 7 | 0
2030 | MISO_W_2_SPP_N | MISO_W | SPP_N | Internal | Summer | B4 | 100 | 3200 | 0 | 75.99 | 79.41 | 7 | 0
2030 | MISO_W_2_SPP_N | MISO_W | SPP_N | Internal | Summer | B5 | 200 | 3200 | 0 | 71.91 | 74.8 | 7 | 0
2030 | MISO_W_2_SPP_N | MISO_W | SPP_N | Internal | Summer | B6 | 300 | 3200 | 1570.65 | 58.24 | 65.24 | 7 | 0
2030 | MISO_W_2_SPP_N | MISO_W | SPP_N | Internal | Summer | B7 | 400 | 3200 | 477.19 | 47.32 | 54.32 | 7 | 0
2030 | MISO_W_2_SPP_N | MISO_W | SPP_N | Internal | Summer | B8 | 500 | 3200 | 0 | 43.67 | 47.72 | 7 | 0
2030 | MISO_W_2_SPP_N | MISO_W | SPP_N | Internal | Summer | B9 | 800 | 3200 | 0 | 42.52 | 46.45 | 7 | 0
2030 | MISO_W_2_SPP_N | MISO_W | SPP_N | Internal | Summer | B10 | 1262 | 3200 | 0 | 38.37 | 43.37 | 7 | 0
2030 | MISO_W_2_SPP_N | MISO_W | SPP_N | Internal | Winter | B16 | 25 | 3200 | 0 | 67.95 | 67.97 | 7 | 0
2030 | MISO_W_2_SPP_N | MISO_W | SPP_N | Internal | Winter | B17 | 100 | 3200 | 0 | 55.16 | 52.33 | 7 | 0
2030 | MISO_W_2_SPP_N | MISO_W | SPP_N | Internal | Winter | B18 | 400 | 3200 | 0 | 51.28 | 51.29 | 7 | 0
2030 | MISO_W_2_SPP_N | MISO_W | SPP_N | Internal | Winter | B19 | 700 | 3200 | 0 | 48.66 | 51.17 | 7 | 0
2030 | MISO_W_2_SPP_N | MISO_W | SPP_N | Internal | Winter | B20 | 935 | 3200 | 0 | 40.21 | 47.03 | 7 | 0
2030 | MISO_WUMS_2_MISO_MI | MISO_WUMS | MISO_MI | Internal | Shoulder | B11 | 25 | 99 | 0 | 67.04 | 63.04 | 0.01 | 0
2030 | MISO_WUMS_2_MISO_MI | MISO_WUMS | MISO_MI | Internal | Shoulder | B12 | 200 | 99 | 99 | 53.41 | 55.53 | 0.01 | 2.1
2030 | MISO_WUMS_2_MISO_MI | MISO_WUMS | MISO_MI | Internal | Shoulder | B13 | 600 | 99 | 98.98 | 48.15 | 48.18 | 0.01 | 0.01
2030 | MISO_WUMS_2_MISO_MI | MISO_WUMS | MISO_MI | Internal | Shoulder | B14 | 900 | 99 | 0 | 47.85 | 47.84 | 0.01 | 0
2030 | MISO_WUMS_2_MISO_MI | MISO_WUMS | MISO_MI | Internal | Shoulder | B15 | 1203 | 99 | 0 | 41.77 | 41.77 | 0.01 | 0
2030 | MISO_WUMS_2_MISO_MI | MISO_WUMS | MISO_MI | Internal | Summer | B1 | 10 | 99 | 99 | 71.9 | 91.51 | 0.01 | 19.6
2030 | MISO_WUMS_2_MISO_MI | MISO_WUMS | MISO_MI | Internal | Summer | B2 | 25 | 99 | 99 | 71.9 | 77.75 | 0.01 | 5.83
2030 | MISO_WUMS_2_MISO_MI | MISO_WUMS | MISO_MI | Internal | Summer | B3 | 75 | 99 | 0.05 | 71.9 | 71.89 | 0.01 | 0
2030 | MISO_WUMS_2_MISO_MI | MISO_WUMS | MISO_MI | Internal | Summer | B4 | 100 | 99 | 0 | 71.9 | 71.8 | 0.01 | 0
2030 | MISO_WUMS_2_MISO_MI | MISO_WUMS | MISO_MI | Internal | Summer | B5 | 200 | 99 | 0 | 71.9 | 71.56 | 0.01 | 0
2030 | MISO_WUMS_2_MISO_MI | MISO_WUMS | MISO_MI | Internal | Summer | B6 | 300 | 99 | 0 | 55.48 | 54.25 | 0.01 | 0
2030 | MISO_WUMS_2_MISO_MI | MISO_WUMS | MISO_MI | Internal | Summer | B7 | 400 | 99 | 99 | 45.83 | 47.75 | 0.01 | 1.9
2030 | MISO_WUMS_2_MISO_MI | MISO_WUMS | MISO_MI | Internal | Summer | B8 | 500 | 99 | 99 | 43.66 | 44.12 | 0.01 | 0.45
2030 | MISO_WUMS_2_MISO_MI | MISO_WUMS | MISO_MI | Internal | Summer | B9 | 800 | 99 | 0 | 42.53 | 41.91 | 0.01 | 0
2030 | MISO_WUMS_2_MISO_MI | MISO_WUMS | MISO_MI | Internal | Summer | B10 | 1262 | 99 | 56.88 | 38.39 | 38.4 | 0.01 | 0
2030 | MISO_WUMS_2_MISO_MI | MISO_WUMS | MISO_MI | Internal | Winter | B16 | 25 | 99 | 98.99 | 67.97 | 68.66 | 0.01 | 0.69
2030 | MISO_WUMS_2_MISO_MI | MISO_WUMS | MISO_MI | Internal | Winter | B17 | 100 | 99 | 99 | 55.18 | 56.01 | 0.01 | 0.83
2030 | MISO_WUMS_2_MISO_MI | MISO_WUMS | MISO_MI | Internal | Winter | B18 | 400 | 99 | 98.98 | 51.26 | 51.29 | 0.01 | 0.01
2030 | MISO_WUMS_2_MISO_MI | MISO_WUMS | MISO_MI | Internal | Winter | B19 | 700 | 99 | 99 | 48.49 | 48.66 | 0.01 | 0.16
2030 | MISO_WUMS_2_MISO_MI | MISO_WUMS | MISO_MI | Internal | Winter | B20 | 935 | 99 | 65.72 | 40.22 | 40.23 | 0.01 | 0
2030 | MISO_WUMS_2_MISO_W | MISO_WUMS | MISO_W | Internal | Shoulder | B11 | 25 | 1137 | 1137 | 67.04 | 72.79 | 0.01 | 5.74
2030 | MISO_WUMS_2_MISO_W | MISO_WUMS | MISO_W | Internal | Shoulder | B12 | 200 | 1137 | 115.98 | 53.41 | 53.43 | 0.01 | 0
2030 | MISO_WUMS_2_MISO_W | MISO_WUMS | MISO_W | Internal | Shoulder | B13 | 600 | 1137 | 145.72 | 48.15 | 48.16 | 0.01 | 0
2030 | MISO_WUMS_2_MISO_W | MISO_WUMS | MISO_W | Internal | Shoulder | B14 | 900 | 1137 | 902.8 | 47.85 | 47.86 | 0.01 | 0
2030 | MISO_WUMS_2_MISO_W | MISO_WUMS | MISO_W | Internal | Shoulder | B15 | 1203 | 1137 | 0 | 41.77 | 41.76 | 0.01 | 0
2030 | MISO_WUMS_2_MISO_W | MISO_WUMS | MISO_W | Internal | Summer | B1 | 10 | 1137 | 1137 | 71.9 | 91.49 | 0.01 | 19.58
2030 | MISO_WUMS_2_MISO_W | MISO_WUMS | MISO_W | Internal | Summer | B2 | 25 | 1137 | 1137 | 71.9 | 77.73 | 0.01 | 5.82
2030 | MISO_WUMS_2_MISO_W | MISO_WUMS | MISO_W | Internal | Summer | B3 | 75 | 1137 | 1137 | 71.9 | 75.99 | 0.01 | 4.08
2030 | MISO_WUMS_2_MISO_W | MISO_WUMS | MISO_W | Internal | Summer | B4 | 100 | 1137 | 1137 | 71.9 | 75.99 | 0.01 | 4.08
2030 | MISO_WUMS_2_MISO_W | MISO_WUMS | MISO_W | Internal | Summer | B5 | 200 | 1137 | 993.67 | 71.9 | 71.91 | 0.01 | 0
2030 | MISO_WUMS_2_MISO_W | MISO_WUMS | MISO_W | Internal | Summer | B6 | 300 | 1137 | 1137 | 55.48 | 58.24 | 0.01 | 2.75
2030 | MISO_WUMS_2_MISO_W | MISO_WUMS | MISO_W | Internal | Summer | B7 | 400 | 1137 | 1137 | 45.83 | 47.32 | 0.01 | 1.47
2030 | MISO_WUMS_2_MISO_W | MISO_WUMS | MISO_W | Internal | Summer | B8 | 500 | 1137 | 350.09 | 43.66 | 43.67 | 0.01 | 0
2030 | MISO_WUMS_2_MISO_W | MISO_WUMS | MISO_W | Internal | Summer | B9 | 800 | 1137 | 0 | 42.53 | 42.52 | 0.01 | 0
2030 | MISO_WUMS_2_MISO_W | MISO_WUMS | MISO_W | Internal | Summer | B10 | 1262 | 1137 | 0 | 38.39 | 38.37 | 0.01 | 0
2030 | MISO_WUMS_2_MISO_W | MISO_WUMS | MISO_W | Internal | Winter | B16 | 25 | 1137 | 0.19 | 67.97 | 67.95 | 0.01 | 0
2030 | MISO_WUMS_2_MISO_W | MISO_WUMS | MISO_W | Internal | Winter | B17 | 100 | 1137 | 0.05 | 55.18 | 55.16 | 0.01 | 0
2030 | MISO_WUMS_2_MISO_W | MISO_WUMS | MISO_W | Internal | Winter | B18 | 400 | 1137 | 753.75 | 51.26 | 51.28 | 0.01 | 0
2030 | MISO_WUMS_2_MISO_W | MISO_WUMS | MISO_W | Internal | Winter | B19 | 700 | 1137 | 1137 | 48.49 | 48.66 | 0.01 | 0.16
2030 | MISO_WUMS_2_MISO_W | MISO_WUMS | MISO_W | Internal | Winter | B20 | 935 | 1137 | 0 | 40.22 | 40.21 | 0.01 | 0
2030 | MISO_WUMS_2_PJM_ROR | MISO_WUMS | PJM_ROR | Internal | Shoulder | B11 | 25 | 1600 | 0 | 67.04 | 65.04 | 2 | 0
2030 | MISO_WUMS_2_PJM_ROR | MISO_WUMS | PJM_ROR | Internal | Shoulder | B12 | 200 | 1600 | 0 | 53.41 | 54.19 | 2 | 0
2030 | MISO_WUMS_2_PJM_ROR | MISO_WUMS | PJM_ROR | Internal | Shoulder | B13 | 600 | 1600 | 67.79 | 48.15 | 50.15 | 2 | 0
2030 | MISO_WUMS_2_PJM_ROR | MISO_WUMS | PJM_ROR | Internal | Shoulder | B14 | 900 | 1600 | 0 | 47.85 | 47.46 | 2 | 0
2030 | MISO_WUMS_2_PJM_ROR | MISO_WUMS | PJM_ROR | Internal | Shoulder | B15 | 1203 | 1600 | 0 | 41.77 | 43.69 | 2 | 0
2030 | MISO_WUMS_2_PJM_ROR | MISO_WUMS | PJM_ROR | Internal | Summer | B1 | 10 | 1600 | 1600 | 71.9 | 93.52 | 2 | 19.61
2030 | MISO_WUMS_2_PJM_ROR | MISO_WUMS | PJM_ROR | Internal | Summer | B2 | 25 | 1600 | 1600 | 71.9 | 79.75 | 2 | 5.84
2030 | MISO_WUMS_2_PJM_ROR | MISO_WUMS | PJM_ROR | Internal | Summer | B3 | 75 | 1600 | 0.02 | 71.9 | 73.8 | 2 | 0
2030 | MISO_WUMS_2_PJM_ROR | MISO_WUMS | PJM_ROR | Internal | Summer | B4 | 100 | 1600 | 0.01 | 71.9 | 73.8 | 2 | 0
2030 | MISO_WUMS_2_PJM_ROR | MISO_WUMS | PJM_ROR | Internal | Summer | B5 | 200 | 1600 | 0 | 71.9 | 69.9 | 2 | 0
2030 | MISO_WUMS_2_PJM_ROR | MISO_WUMS | PJM_ROR | Internal | Summer | B6 | 300 | 1600 | 0 | 55.48 | 56.23 | 2 | 0
2030 | MISO_WUMS_2_PJM_ROR | MISO_WUMS | PJM_ROR | Internal | Summer | B7 | 400 | 1600 | 182.59 | 45.83 | 47.83 | 2 | 0
2030 | MISO_WUMS_2_PJM_ROR | MISO_WUMS | PJM_ROR | Internal | Summer | B8 | 500 | 1600 | 0 | 43.66 | 44.79 | 2 | 0
2030 | MISO_WUMS_2_PJM_ROR | MISO_WUMS | PJM_ROR | Internal | Summer | B9 | 800 | 1600 | 0 | 42.53 | 42.07 | 2 | 0
2030 | MISO_WUMS_2_PJM_ROR | MISO_WUMS | PJM_ROR | Internal | Summer | B10 | 1262 | 1600 | 646.46 | 38.39 | 40.39 | 2 | 0
2030 | MISO_WUMS_2_PJM_ROR | MISO_WUMS | PJM_ROR | Internal | Winter | B16 | 25 | 1600 | 693.2 | 67.97 | 69.97 | 2 | 0
2030 | MISO_WUMS_2_PJM_ROR | MISO_WUMS | PJM_ROR | Internal | Winter | B17 | 100 | 1600 | 1071.36 | 55.18 | 57.18 | 2 | 0
2030 | MISO_WUMS_2_PJM_ROR | MISO_WUMS | PJM_ROR | Internal | Winter | B18 | 400 | 1600 | 0 | 51.26 | 51.35 | 2 | 0
2030 | MISO_WUMS_2_PJM_ROR | MISO_WUMS | PJM_ROR | Internal | Winter | B19 | 700 | 1600 | 0 | 48.49 | 48.86 | 2 | 0
2030 | MISO_WUMS_2_PJM_ROR | MISO_WUMS | PJM_ROR | Internal | Winter | B20 | 935 | 1600 | 0.01 | 40.22 | 42.21 | 2 | 0
2030 | NE_2_MAPP_US | NE | MAPP_US | Internal | Shoulder | B11 | 25 | 1600 | 0 | 72.79 | 65.79 | 5 | 0
2030 | NE_2_MAPP_US | NE | MAPP_US | Internal | Shoulder | B12 | 200 | 1600 | 0 | 53.43 | 46.43 | 5 | 0
2030 | NE_2_MAPP_US | NE | MAPP_US | Internal | Shoulder | B13 | 600 | 1600 | 0 | 49.37 | 42.37 | 5 | 0
2030 | NE_2_MAPP_US | NE | MAPP_US | Internal | Shoulder | B14 | 900 | 1600 | 0 | 49.23 | 42.37 | 5 | 0
2030 | NE_2_MAPP_US | NE | MAPP_US | Internal | Shoulder | B15 | 1203 | 1600 | 0 | 47.96 | 40.96 | 5 | 0
2030 | NE_2_MAPP_US | NE | MAPP_US | Internal | Summer | B1 | 10 | 1600 | 0 | 86.49 | 84.49 | 5 | 0
2030 | NE_2_MAPP_US | NE | MAPP_US | Internal | Summer | B2 | 25 | 1600 | 0 | 78.44 | 71.44 | 5 | 0
2030 | NE_2_MAPP_US | NE | MAPP_US | Internal | Summer | B3 | 75 | 1600 | 0 | 79.03 | 72.03 | 5 | 0
2030 | NE_2_MAPP_US | NE | MAPP_US | Internal | Summer | B4 | 100 | 1600 | 0 | 78.44 | 71.44 | 5 | 0
2030 | NE_2_MAPP_US | NE | MAPP_US | Internal | Summer | B5 | 200 | 1600 | 0 | 74.79 | 67.79 | 5 | 0
2030 | NE_2_MAPP_US | NE | MAPP_US | Internal | Summer | B6 | 300 | 1600 | 0 | 65.23 | 58.23 | 5 | 0
2030 | NE_2_MAPP_US | NE | MAPP_US | Internal | Summer | B7 | 400 | 1600 | 0 | 52.85 | 45.85 | 5 | 0
2030 | NE_2_MAPP_US | NE | MAPP_US | Internal | Summer | B8 | 500 | 1600 | 0 | 46.28 | 39.28 | 5 | 0
2030 | NE_2_MAPP_US | NE | MAPP_US | Internal | Summer | B9 | 800 | 1600 | 0 | 46.28 | 39.28 | 5 | 0
2030 | NE_2_MAPP_US | NE | MAPP_US | Internal | Summer | B10 | 1262 | 1600 | 0 | 38.37 | 31.37 | 5 | 0
2030 | NE_2_MAPP_US | NE | MAPP_US | Internal | Winter | B16 | 25 | 1600 | 0 | 67.95 | 60.95 | 5 | 0
2030 | NE_2_MAPP_US | NE | MAPP_US | Internal | Winter | B17 | 100 | 1600 | 0 | 52.32 | 48.16 | 5 | 0
2030 | NE_2_MAPP_US | NE | MAPP_US | Internal | Winter | B18 | 400 | 1600 | 0 | 51.28 | 44.28 | 5 | 0
2030 | NE_2_MAPP_US | NE | MAPP_US | Internal | Winter | B19 | 700 | 1600 | 0 | 51.16 | 44.28 | 5 | 0
2030 | NE_2_MAPP_US | NE | MAPP_US | Internal | Winter | B20 | 935 | 1600 | 0 | 46.06 | 39.06 | 5 | 0
2030 | NE_2_MISO_W | NE | MISO_W | Internal | Shoulder | B11 | 25 | 1600 | 0 | 72.79 | 72.79 | 5 | 0
2030 | NE_2_MISO_W | NE | MISO_W | Internal | Shoulder | B12 | 200 | 1600 | 0 | 53.43 | 53.43 | 5 | 0
2030 | NE_2_MISO_W | NE | MISO_W | Internal | Shoulder | B13 | 600 | 1600 | 0 | 49.37 | 48.16 | 5 | 0
2030 | NE_2_MISO_W | NE | MISO_W | Internal | Shoulder | B14 | 900 | 1600 | 0 | 49.23 | 47.86 | 5 | 0
2030 | NE_2_MISO_W | NE | MISO_W | Internal | Shoulder | B15 | 1203 | 1600 | 0 | 47.96 | 41.76 | 5 | 0
2030 | NE_2_MISO_W | NE | MISO_W | Internal | Summer | B1 | 10 | 1600 | 161.39 | 86.49 | 91.49 | 5 | 0
2030 | NE_2_MISO_W | NE | MISO_W | Internal | Summer | B2 | 25 | 1600 | 0 | 78.44 | 77.73 | 5 | 0
2030 | NE_2_MISO_W | NE | MISO_W | Internal | Summer | B3 | 75 | 1600 | 0 | 79.03 | 75.99 | 5 | 0
2030 | NE_2_MISO_W | NE | MISO_W | Internal | Summer | B4 | 100 | 1600 | 0 | 78.44 | 75.99 | 5 | 0
2030 | NE_2_MISO_W | NE | MISO_W | Internal | Summer | B5 | 200 | 1600 | 0 | 74.79 | 71.91 | 5 | 0
2030 | NE_2_MISO_W | NE | MISO_W | Internal | Summer | B6 | 300 | 1600 | 0 | 65.23 | 58.24 | 5 | 0
2030 | NE_2_MISO_W | NE | MISO_W | Internal | Summer | B7 | 400 | 1600 | 0 | 52.85 | 47.32 | 5 | 0
2030 | NE_2_MISO_W | NE | MISO_W | Internal | Summer | B8 | 500 | 1600 | 0 | 46.28 | 43.67 | 5 | 0
2030 | NE_2_MISO_W | NE | MISO_W | Internal | Summer | B9 | 800 | 1600 | 0 | 46.28 | 42.52 | 5 | 0
2030 | NE_2_MISO_W | NE | MISO_W | Internal | Summer | B10 | 1262 | 1600 | 0 | 38.37 | 38.37 | 5 | 0
2030 | NE_2_MISO_W | NE | MISO_W | Internal | Winter | B16 | 25 | 1600 | 0 | 67.95 | 67.95 | 5 | 0
2030 | NE_2_MISO_W | NE | MISO_W | Internal | Winter | B17 | 100 | 1600 | 0 | 52.32 | 55.16 | 5 | 0
2030 | NE_2_MISO_W | NE | MISO_W | Internal | Winter | B18 | 400 | 1600 | 0 | 51.28 | 51.28 | 5 | 0
2030 | NE_2_MISO_W | NE | MISO_W | Internal | Winter | B19 | 700 | 1600 | 0 | 51.16 | 48.66 | 5 | 0
2030 | NE_2_MISO_W | NE | MISO_W | Internal | Winter | B20 | 935 | 1600 | 0 | 46.06 | 40.21 | 5 | 0
2030 | NE_2_SPP_N | NE | SPP_N | Internal | Shoulder | B11 | 25 | 1800 | 1800 | 72.79 | 76.07 | 0.01 | 3.27
2030 | NE_2_SPP_N | NE | SPP_N | Internal | Shoulder | B12 | 200 | 1800 | 254.65 | 53.43 | 53.44 | 0.01 | 0
2030 | NE_2_SPP_N | NE | SPP_N | Internal | Shoulder | B13 | 600 | 1800 | 757.4 | 49.37 | 49.38 | 0.01 | 0
2030 | NE_2_SPP_N | NE | SPP_N | Internal | Shoulder | B14 | 900 | 1800 | 160.65 | 49.23 | 49.24 | 0.01 | 0
2030 | NE_2_SPP_N | NE | SPP_N | Internal | Shoulder | B15 | 1203 | 1800 | 657.95 | 47.96 | 47.97 | 0.01 | 0
2030 | NE_2_SPP_N | NE | SPP_N | Internal | Summer | B1 | 10 | 1800 | 455.81 | 86.49 | 86.51 | 0.01 | 0
2030 | NE_2_SPP_N | NE | SPP_N | Internal | Summer | B2 | 25 | 1800 | 1799.99 | 78.44 | 79.41 | 0.01 | 0.96
2030 | NE_2_SPP_N | NE | SPP_N | Internal | Summer | B3 | 75 | 1800 | 1800 | 79.03 | 79.41 | 0.01 | 0.37
2030 | NE_2_SPP_N | NE | SPP_N | Internal | Summer | B4 | 100 | 1800 | 1800 | 78.44 | 79.41 | 0.01 | 0.96
2030 | NE_2_SPP_N | NE | SPP_N | Internal | Summer | B5 | 200 | 1800 | 1462.45 | 74.79 | 74.8 | 0.01 | 0
2030 | NE_2_SPP_N | NE | SPP_N | Internal | Summer | B6 | 300 | 1800 | 1760.63 | 65.23 | 65.24 | 0.01 | 0
2030 | NE_2_SPP_N | NE | SPP_N | Internal | Summer | B7 | 400 | 1800 | 1800 | 52.85 | 54.32 | 0.01 | 1.45
2030 | NE_2_SPP_N | NE | SPP_N | Internal | Summer | B8 | 500 | 1800 | 1800 | 46.28 | 47.72 | 0.01 | 1.42
2030 | NE_2_SPP_N | NE | SPP_N | Internal | Summer | B9 | 800 | 1800 | 1800 | 46.28 | 46.45 | 0.01 | 0.16
2030 | NE_2_SPP_N | NE | SPP_N | Internal | Summer | B10 | 1262 | 1800 | 1800 | 38.37 | 43.37 | 0.01 | 5
2030 | NE_2_SPP_N | NE | SPP_N | Internal | Winter | B16 | 25 | 1800 | 941.49 | 67.95 | 67.97 | 0.01 | 0
2030 | NE_2_SPP_N | NE | SPP_N | Internal | Winter | B17 | 100 | 1800 | 494.7 | 52.32 | 52.33 | 0.01 | 0
2030 | NE_2_SPP_N | NE | SPP_N | Internal | Winter | B18 | 400 | 1800 | 688.82 | 51.28 | 51.29 | 0.01 | 0
2030 | NE_2_SPP_N | NE | SPP_N | Internal | Winter | B19 | 700 | 1800 | 635.04 | 51.16 | 51.17 | 0.01 | 0
2030 | NE_2_SPP_N | NE | SPP_N | Internal | Winter | B20 | 935 | 1800 | 1800 | 46.06 | 47.03 | 0.01 | 0.96
2030 | NEISO_2_NYISO_A-F | NEISO | NYISO_A-F | Internal | Shoulder | B11 | 25 | 600 | 600 | 44.17 | 51.8 | 3 | 4.63
2030 | NEISO_2_NYISO_A-F | NEISO | NYISO_A-F | Internal | Shoulder | B12 | 200 | 600 | 600 | 44.17 | 49.49 | 3 | 2.33
2030 | NEISO_2_NYISO_A-F | NEISO | NYISO_A-F | Internal | Shoulder | B13 | 600 | 600 | 600 | 44.17 | 47.21 | 3 | 0.05
2030 | NEISO_2_NYISO_A-F | NEISO | NYISO_A-F | Internal | Shoulder | B14 | 900 | 600 | 600 | 44.17 | 47.21 | 3 | 0.05
2030 | NEISO_2_NYISO_A-F | NEISO | NYISO_A-F | Internal | Shoulder | B15 | 1203 | 600 | 600 | 44.17 | 47.21 | 3 | 0.05
2030 | NEISO_2_NYISO_A-F | NEISO | NYISO_A-F | Internal | Summer | B1 | 10 | 600 | 0.02 | 89.1 | 91.51 | 3 | 0
2030 | NEISO_2_NYISO_A-F | NEISO | NYISO_A-F | Internal | Summer | B2 | 25 | 600 | 0.38 | 68.77 | 71.76 | 3 | 0
2030 | NEISO_2_NYISO_A-F | NEISO | NYISO_A-F | Internal | Summer | B3 | 75 | 600 | 600 | 56.8 | 65.79 | 3 | 5.99
2030 | NEISO_2_NYISO_A-F | NEISO | NYISO_A-F | Internal | Summer | B4 | 100 | 600 | 600 | 45.27 | 61.9 | 3 | 13.62
2030 | NEISO_2_NYISO_A-F | NEISO | NYISO_A-F | Internal | Summer | B5 | 200 | 600 | 600 | 40.82 | 54.54 | 3 | 10.72
2030 | NEISO_2_NYISO_A-F | NEISO | NYISO_A-F | Internal | Summer | B6 | 300 | 600 | 600 | 40.82 | 52.17 | 3 | 8.35
2030 | NEISO_2_NYISO_A-F | NEISO | NYISO_A-F | Internal | Summer | B7 | 400 | 600 | 600 | 40.82 | 47.75 | 3 | 3.93
2030 | NEISO_2_NYISO_A-F | NEISO | NYISO_A-F | Internal | Summer | B8 | 500 | 600 | 600 | 40.82 | 45.88 | 3 | 2.07
2030 | NEISO_2_NYISO_A-F | NEISO | NYISO_A-F | Internal | Summer | B9 | 800 | 600 | 600 | 40.82 | 44.64 | 3 | 0.83
2030 | NEISO_2_NYISO_A-F | NEISO | NYISO_A-F | Internal | Summer | B10 | 1262 | 600 | 600 | 40.82 | 44.64 | 3 | 0.83
2030 | NEISO_2_NYISO_A-F | NEISO | NYISO_A-F | Internal | Winter | B16 | 25 | 600 | 0 | 54.51 | 55.45 | 3 | 0
2030 | NEISO_2_NYISO_A-F | NEISO | NYISO_A-F | Internal | Winter | B17 | 100 | 600 | 0 | 54.51 | 54.75 | 3 | 0
2030 | NEISO_2_NYISO_A-F | NEISO | NYISO_A-F | Internal | Winter | B18 | 400 | 600 | 0 | 54.29 | 51.29 | 3 | 0
2030 | NEISO_2_NYISO_A-F | NEISO | NYISO_A-F | Internal | Winter | B19 | 700 | 600 | 0 | 53.9 | 50.9 | 3 | 0
2030 | NEISO_2_NYISO_A-F | NEISO | NYISO_A-F | Internal | Winter | B20 | 935 | 600 | 0 | 53.9 | 50.9 | 3 | 0
2030 | NEISO_2_NYISO_G-I | NEISO | NYISO_G-I | Internal | Shoulder | B11 | 25 | 600 | 600 | 44.17 | 63.3 | 3 | 16.13
2030 | NEISO_2_NYISO_G-I | NEISO | NYISO_G-I | Internal | Shoulder | B12 | 200 | 600 | 600 | 44.17 | 49.5 | 3 | 2.34
2030 | NEISO_2_NYISO_G-I | NEISO | NYISO_G-I | Internal | Shoulder | B13 | 600 | 600 | 600 | 44.17 | 47.51 | 3 | 0.34
2030 | NEISO_2_NYISO_G-I | NEISO | NYISO_G-I | Internal | Shoulder | B14 | 900 | 600 | 600 | 44.17 | 47.23 | 3 | 0.06
2030 | NEISO_2_NYISO_G-I | NEISO | NYISO_G-I | Internal | Shoulder | B15 | 1203 | 600 | 600 | 44.17 | 47.23 | 3 | 0.06
2030 | NEISO_2_NYISO_G-I | NEISO | NYISO_G-I | Internal | Summer | B1 | 10 | 600 | 114.48 | 89.1 | 92.1 | 3 | 0
2030 | NEISO_2_NYISO_G-I | NEISO | NYISO_G-I | Internal | Summer | B2 | 25 | 600 | 499.66 | 68.77 | 71.77 | 3 | 0
2030 | NEISO_2_NYISO_G-I | NEISO | NYISO_G-I | Internal | Summer | B3 | 75 | 600 | 600 | 56.8 | 65.8 | 3 | 6
2030 | NEISO_2_NYISO_G-I | NEISO | NYISO_G-I | Internal | Summer | B4 | 100 | 600 | 600 | 45.27 | 61.91 | 3 | 13.64
2030 | NEISO_2_NYISO_G-I | NEISO | NYISO_G-I | Internal | Summer | B5 | 200 | 600 | 600 | 40.82 | 58.33 | 3 | 14.51
2030 | NEISO_2_NYISO_G-I | NEISO | NYISO_G-I | Internal | Summer | B6 | 300 | 600 | 600 | 40.82 | 58.33 | 3 | 14.51
2030 | NEISO_2_NYISO_G-I | NEISO | NYISO_G-I | Internal | Summer | B7 | 400 | 600 | 600 | 40.82 | 47.76 | 3 | 3.94
2030 | NEISO_2_NYISO_G-I | NEISO | NYISO_G-I | Internal | Summer | B8 | 500 | 600 | 600 | 40.82 | 45.89 | 3 | 2.08
2030 | NEISO_2_NYISO_G-I | NEISO | NYISO_G-I | Internal | Summer | B9 | 800 | 600 | 600 | 40.82 | 44.65 | 3 | 0.84
2030 | NEISO_2_NYISO_G-I | NEISO | NYISO_G-I | Internal | Summer | B10 | 1262 | 600 | 600 | 40.82 | 44.63 | 3 | 0.81
2030 | NEISO_2_NYISO_G-I | NEISO | NYISO_G-I | Internal | Winter | B16 | 25 | 600 | 600 | 54.51 | 75.99 | 3 | 18.48
2030 | NEISO_2_NYISO_G-I | NEISO | NYISO_G-I | Internal | Winter | B17 | 100 | 600 | 600 | 54.51 | 60.51 | 3 | 3
2030 | NEISO_2_NYISO_G-I | NEISO | NYISO_G-I | Internal | Winter | B18 | 400 | 600 | 540.3 | 54.29 | 57.29 | 3 | 0
2030 | NEISO_2_NYISO_G-I | NEISO | NYISO_G-I | Internal | Winter | B19 | 700 | 600 | 0 | 53.9 | 55.24 | 3 | 0
2030 | NEISO_2_NYISO_G-I | NEISO | NYISO_G-I | Internal | Winter | B20 | 935 | 600 | 0 | 53.9 | 54.01 | 3 | 0
2030 | NEISO_2_NYISO_J-K | NEISO | NYISO_J-K | Internal | Shoulder | B11 | 25 | 430 | 430 | 44.17 | 63.31 | 3 | 16.14
2030 | NEISO_2_NYISO_J-K | NEISO | NYISO_J-K | Internal | Shoulder | B12 | 200 | 430 | 430 | 44.17 | 49.52 | 3 | 2.35
2030 | NEISO_2_NYISO_J-K | NEISO | NYISO_J-K | Internal | Shoulder | B13 | 600 | 430 | 430 | 44.17 | 47.52 | 3 | 0.35
2030 | NEISO_2_NYISO_J-K | NEISO | NYISO_J-K | Internal | Shoulder | B14 | 900 | 430 | 430 | 44.17 | 47.24 | 3 | 0.07
2030 | NEISO_2_NYISO_J-K | NEISO | NYISO_J-K | Internal | Shoulder | B15 | 1203 | 430 | 430 | 44.17 | 47.24 | 3 | 0.07
2030 | NEISO_2_NYISO_J-K | NEISO | NYISO_J-K | Internal | Summer | B1 | 10 | 430 | 429.11 | 89.1 | 92.11 | 3 | 0.01
2030 | NEISO_2_NYISO_J-K | NEISO | NYISO_J-K | Internal | Summer | B2 | 25 | 430 | 429.67 | 68.77 | 71.78 | 3 | 0.01
2030 | NEISO_2_NYISO_J-K | NEISO | NYISO_J-K | Internal | Summer | B3 | 75 | 430 | 430 | 56.8 | 65.81 | 3 | 6.01
2030 | NEISO_2_NYISO_J-K | NEISO | NYISO_J-K | Internal | Summer | B4 | 100 | 430 | 430 | 45.27 | 61.92 | 3 | 13.65
2030 | NEISO_2_NYISO_J-K | NEISO | NYISO_J-K | Internal | Summer | B5 | 200 | 430 | 430 | 40.82 | 58.34 | 3 | 14.52
2030 | NEISO_2_NYISO_J-K | NEISO | NYISO_J-K | Internal | Summer | B6 | 300 | 430 | 430 | 40.82 | 58.34 | 3 | 14.52
2030 | NEISO_2_NYISO_J-K | NEISO | NYISO_J-K | Internal | Summer | B7 | 400 | 430 | 430 | 40.82 | 58.34 | 3 | 14.52
2030 | NEISO_2_NYISO_J-K | NEISO | NYISO_J-K | Internal | Summer | B8 | 500 | 430 | 430 | 40.82 | 45.91 | 3 | 2.09
2030 | NEISO_2_NYISO_J-K | NEISO | NYISO_J-K | Internal | Summer | B9 | 800 | 430 | 430 | 40.82 | 44.67 | 3 | 0.85
2030 | NEISO_2_NYISO_J-K | NEISO | NYISO_J-K | Internal | Summer | B10 | 1262 | 430 | 430 | 40.82 | 44.64 | 3 | 0.83
2030 | NEISO_2_NYISO_J-K | NEISO | NYISO_J-K | Internal | Winter | B16 | 25 | 430 | 430 | 54.51 | 80.71 | 3 | 23.2
2030 | NEISO_2_NYISO_J-K | NEISO | NYISO_J-K | Internal | Winter | B17 | 100 | 430 | 430 | 54.51 | 61.2 | 3 | 3.68
2030 | NEISO_2_NYISO_J-K | NEISO | NYISO_J-K | Internal | Winter | B18 | 400 | 430 | 430 | 54.29 | 60.41 | 3 | 3.12
2030 | NEISO_2_NYISO_J-K | NEISO | NYISO_J-K | Internal | Winter | B19 | 700 | 430 | 430 | 53.9 | 60.41 | 3 | 3.51
2030 | NEISO_2_NYISO_J-K | NEISO | NYISO_J-K | Internal | Winter | B20 | 935 | 430 | 0 | 53.9 | 55.11 | 3 | 0
2030 | NonRTO_Midwest_2_MISO_IN | NonRTO_Midwest | MISO_IN | Internal | Shoulder | B11 | 25 | 4450 | 0 | 80.81 | 72.81 | 8 | 0
2030 | NonRTO_Midwest_2_MISO_IN | NonRTO_Midwest | MISO_IN | Internal | Shoulder | B12 | 200 | 4450 | 0 | 63.54 | 55.54 | 8 | 0
2030 | NonRTO_Midwest_2_MISO_IN | NonRTO_Midwest | MISO_IN | Internal | Shoulder | B13 | 600 | 4450 | 0 | 56.19 | 48.19 | 8 | 0
2030 | NonRTO_Midwest_2_MISO_IN | NonRTO_Midwest | MISO_IN | Internal | Shoulder | B14 | 900 | 4450 | 0 | 45.63 | 47.85 | 8 | 0
2030 | NonRTO_Midwest_2_MISO_IN | NonRTO_Midwest | MISO_IN | Internal | Shoulder | B15 | 1203 | 4450 | 0 | 41.54 | 41.76 | 8 | 0
2030 | NonRTO_Midwest_2_MISO_IN | NonRTO_Midwest | MISO_IN | Internal | Summer | B1 | 10 | 4450 | 315.61 | 83.53 | 91.53 | 8 | 0
2030 | NonRTO_Midwest_2_MISO_IN | NonRTO_Midwest | MISO_IN | Internal | Summer | B2 | 25 | 4450 | 0 | 80.48 | 77.76 | 8 | 0
2030 | NonRTO_Midwest_2_MISO_IN | NonRTO_Midwest | MISO_IN | Internal | Summer | B3 | 75 | 4450 | 0 | 80.48 | 75.01 | 8 | 0
2030 | NonRTO_Midwest_2_MISO_IN | NonRTO_Midwest | MISO_IN | Internal | Summer | B4 | 100 | 4450 | 0 | 80.48 | 75.01 | 8 | 0
2030 | NonRTO_Midwest_2_MISO_IN | NonRTO_Midwest | MISO_IN | Internal | Summer | B5 | 200 | 4450 | 0 | 79.91 | 71.91 | 8 | 0
2030 | NonRTO_Midwest_2_MISO_IN | NonRTO_Midwest | MISO_IN | Internal | Summer | B6 | 300 | 4450 | 0 | 66.23 | 58.23 | 8 | 0
2030 | NonRTO_Midwest_2_MISO_IN | NonRTO_Midwest | MISO_IN | Internal | Summer | B7 | 400 | 4450 | 0 | 55.74 | 47.74 | 8 | 0
2030 | NonRTO_Midwest_2_MISO_IN | NonRTO_Midwest | MISO_IN | Internal | Summer | B8 | 500 | 4450 | 0 | 44.14 | 44.11 | 8 | 0
2030 | NonRTO_Midwest_2_MISO_IN | NonRTO_Midwest | MISO_IN | Internal | Summer | B9 | 800 | 4450 | 0 | 40.07 | 41.9 | 8 | 0
2030 | NonRTO_Midwest_2_MISO_IN | NonRTO_Midwest | MISO_IN | Internal | Summer | B10 | 1262 | 4450 | 0 | 36.23 | 38.39 | 8 | 0
2030 | NonRTO_Midwest_2_MISO_IN | NonRTO_Midwest | MISO_IN | Internal | Winter | B16 | 25 | 4450 | 0 | 84.97 | 76.97 | 8 | 0
2030 | NonRTO_Midwest_2_MISO_IN | NonRTO_Midwest | MISO_IN | Internal | Winter | B17 | 100 | 4450 | 0 | 64.03 | 56.03 | 8 | 0
2030 | NonRTO_Midwest_2_MISO_IN | NonRTO_Midwest | MISO_IN | Internal | Winter | B18 | 400 | 4450 | 0 | 59.28 | 51.28 | 8 | 0
2030 | NonRTO_Midwest_2_MISO_IN | NonRTO_Midwest | MISO_IN | Internal | Winter | B19 | 700 | 4450 | 0 | 47.23 | 48.65 | 8 | 0
2030 | NonRTO_Midwest_2_MISO_IN | NonRTO_Midwest | MISO_IN | Internal | Winter | B20 | 935 | 4450 | 0 | 40.21 | 40.22 | 8 | 0
2030 | NonRTO_Midwest_2_TVA_Transmission | NonRTO_Midwest | TVA_Transmission | Internal | Shoulder | B11 | 25 | 2400 | 0 | 80.81 | 71.04 | 8 | 0
2030 | NonRTO_Midwest_2_TVA_Transmission | NonRTO_Midwest | TVA_Transmission | Internal | Shoulder | B12 | 200 | 2400 | 0 | 63.54 | 56.18 | 8 | 0
2030 | NonRTO_Midwest_2_TVA_Transmission | NonRTO_Midwest | TVA_Transmission | Internal | Shoulder | B13 | 600 | 2400 | 0 | 56.19 | 52.33 | 8 | 0
2030 | NonRTO_Midwest_2_TVA_Transmission | NonRTO_Midwest | TVA_Transmission | Internal | Shoulder | B14 | 900 | 2400 | 0 | 45.63 | 50.83 | 8 | 0
2030 | NonRTO_Midwest_2_TVA_Transmission | NonRTO_Midwest | TVA_Transmission | Internal | Shoulder | B15 | 1203 | 2400 | 956.18 | 41.54 | 49.54 | 8 | 0
2030 | NonRTO_Midwest_2_TVA_Transmission | NonRTO_Midwest | TVA_Transmission | Internal | Summer | B1 | 10 | 2400 | 0.02 | 83.53 | 90.87 | 8 | 0
2030 | NonRTO_Midwest_2_TVA_Transmission | NonRTO_Midwest | TVA_Transmission | Internal | Summer | B2 | 25 | 2400 | 0 | 80.48 | 85.75 | 8 | 0
2030 | NonRTO_Midwest_2_TVA_Transmission | NonRTO_Midwest | TVA_Transmission | Internal | Summer | B3 | 75 | 2400 | 0 | 80.48 | 79.8 | 8 | 0
2030 | NonRTO_Midwest_2_TVA_Transmission | NonRTO_Midwest | TVA_Transmission | Internal | Summer | B4 | 100 | 2400 | 0 | 80.48 | 79.8 | 8 | 0
2030 | NonRTO_Midwest_2_TVA_Transmission | NonRTO_Midwest | TVA_Transmission | Internal | Summer | B5 | 200 | 2400 | 0 | 79.91 | 75.9 | 8 | 0
2030 | NonRTO_Midwest_2_TVA_Transmission | NonRTO_Midwest | TVA_Transmission | Internal | Summer | B6 | 300 | 2400 | 0 | 66.23 | 61.44 | 8 | 0
2030 | NonRTO_Midwest_2_TVA_Transmission | NonRTO_Midwest | TVA_Transmission | Internal | Summer | B7 | 400 | 2400 | 0 | 55.74 | 53.2 | 8 | 0
2030 | NonRTO_Midwest_2_TVA_Transmission | NonRTO_Midwest | TVA_Transmission | Internal | Summer | B8 | 500 | 2400 | 0 | 44.14 | 49.05 | 8 | 0
2030 | NonRTO_Midwest_2_TVA_Transmission | NonRTO_Midwest | TVA_Transmission | Internal | Summer | B9 | 800 | 2400 | 44.6 | 40.07 | 48.07 | 8 | 0
2030 | NonRTO_Midwest_2_TVA_Transmission | NonRTO_Midwest | TVA_Transmission | Internal | Summer | B10 | 1262 | 2400 | 0 | 36.23 | 42.82 | 8 | 0
2030 | NonRTO_Midwest_2_TVA_Transmission | NonRTO_Midwest | TVA_Transmission | Internal | Winter | B16 | 25 | 2400 | 0 | 84.97 | 75.97 | 8 | 0
2030 | NonRTO_Midwest_2_TVA_Transmission | NonRTO_Midwest | TVA_Transmission | Internal | Winter | B17 | 100 | 2400 | 0 | 64.03 | 58.48 | 8 | 0
2030 | NonRTO_Midwest_2_TVA_Transmission | NonRTO_Midwest | TVA_Transmission | Internal | Winter | B18 | 400 | 2400 | 0 | 59.28 | 54.16 | 8 | 0
2030 | NonRTO_Midwest_2_TVA_Transmission | NonRTO_Midwest | TVA_Transmission | Internal | Winter | B19 | 700 | 2400 | 0 | 47.23 | 52.02 | 8 | 0
2030 | NonRTO_Midwest_2_TVA_Transmission | NonRTO_Midwest | TVA_Transmission | Internal | Winter | B20 | 935 | 2400 | 1008.5 | 40.21 | 48.21 | 8 | 0
2030 | NYISO_A-F_2_IESO | NYISO_A-F | IESO | Internal | Shoulder | B11 | 25 | 1600 | 0 | 51.8 | 42.49 | 7 | 0
2030 | NYISO_A-F_2_IESO | NYISO_A-F | IESO | Internal | Shoulder | B12 | 200 | 1600 | 0 | 49.49 | 42.49 | 7 | 0
2030 | NYISO_A-F_2_IESO | NYISO_A-F | IESO | Internal | Shoulder | B13 | 600 | 1600 | 0 | 47.21 | 40.21 | 7 | 0
2030 | NYISO_A-F_2_IESO | NYISO_A-F | IESO | Internal | Shoulder | B14 | 900 | 1600 | 0 | 47.21 | 40.21 | 7 | 0
2030 | NYISO_A-F_2_IESO | NYISO_A-F | IESO | Internal | Shoulder | B15 | 1203 | 1600 | 0 | 47.21 | 40.21 | 7 | 0
2030 | NYISO_A-F_2_IESO | NYISO_A-F | IESO | Internal | Summer | B1 | 10 | 1600 | 0 | 91.51 | 84.51 | 7 | 0
2030 | NYISO_A-F_2_IESO | NYISO_A-F | IESO | Internal | Summer | B2 | 25 | 1600 | 0 | 71.76 | 70.75 | 7 | 0
2030 | NYISO_A-F_2_IESO | NYISO_A-F | IESO | Internal | Summer | B3 | 75 | 1600 | 0 | 65.79 | 58.79 | 7 | 0
2030 | NYISO_A-F_2_IESO | NYISO_A-F | IESO | Internal | Summer | B4 | 100 | 1600 | 0 | 61.9 | 54.9 | 7 | 0
2030 | NYISO_A-F_2_IESO | NYISO_A-F | IESO | Internal | Summer | B5 | 200 | 1600 | 0 | 54.54 | 47.54 | 7 | 0
2030 | NYISO_A-F_2_IESO | NYISO_A-F | IESO | Internal | Summer | B6 | 300 | 1600 | 0 | 52.17 | 45.17 | 7 | 0
2030 | NYISO_A-F_2_IESO | NYISO_A-F | IESO | Internal | Summer | B7 | 400 | 1600 | 0 | 47.75 | 40.75 | 7 | 0
2030 | NYISO_A-F_2_IESO | NYISO_A-F | IESO | Internal | Summer | B8 | 500 | 1600 | 0 | 45.88 | 37.64 | 7 | 0
2030 | NYISO_A-F_2_IESO | NYISO_A-F | IESO | Internal | Summer | B9 | 800 | 1600 | 0 | 44.64 | 37.64 | 7 | 0
2030 | NYISO_A-F_2_IESO | NYISO_A-F | IESO | Internal | Summer | B10 | 1262 | 1600 | 0 | 44.64 | 37.64 | 7 | 0
2030 | NYISO_A-F_2_IESO | NYISO_A-F | IESO | Internal | Winter | B16 | 25 | 1600 | 0 | 55.45 | 48.45 | 7 | 0
2030 | NYISO_A-F_2_IESO | NYISO_A-F | IESO | Internal | Winter | B17 | 100 | 1600 | 0 | 54.75 | 47.75 | 7 | 0
2030 | NYISO_A-F_2_IESO | NYISO_A-F | IESO | Internal | Winter | B18 | 400 | 1600 | 0 | 51.29 | 44.29 | 7 | 0
2030 | NYISO_A-F_2_IESO | NYISO_A-F | IESO | Internal | Winter | B19 | 700 | 1600 | 0 | 50.9 | 43.9 | 7 | 0
2030 | NYISO_A-F_2_IESO | NYISO_A-F | IESO | Internal | Winter | B20 | 935 | 1600 | 0 | 50.9 | 43.9 | 7 | 0
2030 | NYISO_A-F_2_NEISO | NYISO_A-F | NEISO | Internal | Shoulder | B11 | 25 | 600 | 0 | 51.8 | 44.17 | 3 | 0
2030 | NYISO_A-F_2_NEISO | NYISO_A-F | NEISO | Internal | Shoulder | B12 | 200 | 600 | 0 | 49.49 | 44.17 | 3 | 0
2030 | NYISO_A-F_2_NEISO | NYISO_A-F | NEISO | Internal | Shoulder | B13 | 600 | 600 | 0 | 47.21 | 44.17 | 3 | 0
2030 | NYISO_A-F_2_NEISO | NYISO_A-F | NEISO | Internal | Shoulder | B14 | 900 | 600 | 0 | 47.21 | 44.17 | 3 | 0
2030 | NYISO_A-F_2_NEISO | NYISO_A-F | NEISO | Internal | Shoulder | B15 | 1203 | 600 | 0 | 47.21 | 44.17 | 3 | 0
2030 | NYISO_A-F_2_NEISO | NYISO_A-F | NEISO | Internal | Summer | B1 | 10 | 600 | 0 | 91.51 | 89.1 | 3 | 0
2030 | NYISO_A-F_2_NEISO | NYISO_A-F | NEISO | Internal | Summer | B2 | 25 | 600 | 0 | 71.76 | 68.77 | 3 | 0
2030 | NYISO_A-F_2_NEISO | NYISO_A-F | NEISO | Internal | Summer | B3 | 75 | 600 | 0 | 65.79 | 56.8 | 3 | 0
2030 | NYISO_A-F_2_NEISO | NYISO_A-F | NEISO | Internal | Summer | B4 | 100 | 600 | 0 | 61.9 | 45.27 | 3 | 0
2030 | NYISO_A-F_2_NEISO | NYISO_A-F | NEISO | Internal | Summer | B5 | 200 | 600 | 0 | 54.54 | 40.82 | 3 | 0
2030 | NYISO_A-F_2_NEISO | NYISO_A-F | NEISO | Internal | Summer | B6 | 300 | 600 | 0 | 52.17 | 40.82 | 3 | 0
2030 | NYISO_A-F_2_NEISO | NYISO_A-F | NEISO | Internal | Summer | B7 | 400 | 600 | 0 | 47.75 | 40.82 | 3 | 0
2030 | NYISO_A-F_2_NEISO | NYISO_A-F | NEISO | Internal | Summer | B8 | 500 | 600 | 0 | 45.88 | 40.82 | 3 | 0
2030 | NYISO_A-F_2_NEISO | NYISO_A-F | NEISO | Internal | Summer | B9 | 800 | 600 | 0 | 44.64 | 40.82 | 3 | 0
2030 | NYISO_A-F_2_NEISO | NYISO_A-F | NEISO | Internal | Summer | B10 | 1262 | 600 | 0 | 44.64 | 40.82 | 3 | 0
2030 | NYISO_A-F_2_NEISO | NYISO_A-F | NEISO | Internal | Winter | B16 | 25 | 600 | 0 | 55.45 | 54.51 | 3 | 0
2030 | NYISO_A-F_2_NEISO | NYISO_A-F | NEISO | Internal | Winter | B17 | 100 | 600 | 0 | 54.75 | 54.51 | 3 | 0
2030 | NYISO_A-F_2_NEISO | NYISO_A-F | NEISO | Internal | Winter | B18 | 400 | 600 | 503.92 | 51.29 | 54.29 | 3 | 0
2030 | NYISO_A-F_2_NEISO | NYISO_A-F | NEISO | Internal | Winter | B19 | 700 | 600 | 92.52 | 50.9 | 53.9 | 3 | 0
2030 | NYISO_A-F_2_NEISO | NYISO_A-F | NEISO | Internal | Winter | B20 | 935 | 600 | 104.38 | 50.9 | 53.9 | 3 | 0
2030 | NYISO_A-F_2_NYISO_G-I | NYISO_A-F | NYISO_G-I | Internal | Shoulder | B11 | 25 | 4250 | 4250 | 51.8 | 63.3 | 0.01 | 11.49
2030 | NYISO_A-F_2_NYISO_G-I | NYISO_A-F | NYISO_G-I | Internal | Shoulder | B12 | 200 | 4250 | 3706.14 | 49.49 | 49.5 | 0.01 | 0
2030 | NYISO_A-F_2_NYISO_G-I | NYISO_A-F | NYISO_G-I | Internal | Shoulder | B13 | 600 | 4250 | 4250 | 47.21 | 47.51 | 0.01 | 0.28
2030 | NYISO_A-F_2_NYISO_G-I | NYISO_A-F | NYISO_G-I | Internal | Shoulder | B14 | 900 | 4250 | 3577.56 | 47.21 | 47.23 | 0.01 | 0
2030 | NYISO_A-F_2_NYISO_G-I | NYISO_A-F | NYISO_G-I | Internal | Shoulder | B15 | 1203 | 4250 | 1159.28 | 47.21 | 47.23 | 0.01 | 0
2030 | NYISO_A-F_2_NYISO_G-I | NYISO_A-F | NYISO_G-I | Internal | Summer | B1 | 10 | 4250 | 4249.98 | 91.51 | 92.1 | 0.01 | 0.58
2030 | NYISO_A-F_2_NYISO_G-I | NYISO_A-F | NYISO_G-I | Internal | Summer | B2 | 25 | 4250 | 3763.71 | 71.76 | 71.77 | 0.01 | 0
2030 | NYISO_A-F_2_NYISO_G-I | NYISO_A-F | NYISO_G-I | Internal | Summer | B3 | 75 | 4250 | 3838.43 | 65.79 | 65.8 | 0.01 | 0
2030 | NYISO_A-F_2_NYISO_G-I | NYISO_A-F | NYISO_G-I | Internal | Summer | B4 | 100 | 4250 | 4124.1 | 61.9 | 61.91 | 0.01 | 0
2030 | NYISO_A-F_2_NYISO_G-I | NYISO_A-F | NYISO_G-I | Internal | Summer | B5 | 200 | 4250 | 4250 | 54.54 | 58.33 | 0.01 | 3.78
2030 | NYISO_A-F_2_NYISO_G-I | NYISO_A-F | NYISO_G-I | Internal | Summer | B6 | 300 | 4250 | 4250 | 52.17 | 58.33 | 0.01 | 6.15
2030 | NYISO_A-F_2_NYISO_G-I | NYISO_A-F | NYISO_G-I | Internal | Summer | B7 | 400 | 4250 | 4059.34 | 47.75 | 47.76 | 0.01 | 0
2030 | NYISO_A-F_2_NYISO_G-I | NYISO_A-F | NYISO_G-I | Internal | Summer | B8 | 500 | 4250 | 3744.61 | 45.88 | 45.89 | 0.01 | 0
2030 | NYISO_A-F_2_NYISO_G-I | NYISO_A-F | NYISO_G-I | Internal | Summer | B9 | 800 | 4250 | 2512.98 | 44.64 | 44.65 | 0.01 | 0
2030 | NYISO_A-F_2_NYISO_G-I | NYISO_A-F | NYISO_G-I | Internal | Summer | B10 | 1262 | 4250 | 0 | 44.64 | 44.63 | 0.01 | 0
2030 | NYISO_A-F_2_NYISO_G-I | NYISO_A-F | NYISO_G-I | Internal | Winter | B16 | 25 | 4250 | 4250 | 55.45 | 75.99 | 0.01 | 20.53
2030 | NYISO_A-F_2_NYISO_G-I | NYISO_A-F | NYISO_G-I | Internal | Winter | B17 | 100 | 4250 | 4250 | 54.75 | 60.51 | 0.01 | 5.75
2030 | NYISO_A-F_2_NYISO_G-I | NYISO_A-F | NYISO_G-I | Internal | Winter | B18 | 400 | 4250 | 4250 | 51.29 | 57.29 | 0.01 | 5.99
2030 | NYISO_A-F_2_NYISO_G-I | NYISO_A-F | NYISO_G-I | Internal | Winter | B19 | 700 | 4250 | 4250 | 50.9 | 55.24 | 0.01 | 4.33
2030 | NYISO_A-F_2_NYISO_G-I | NYISO_A-F | NYISO_G-I | Internal | Winter | B20 | 935 | 4250 | 4250 | 50.9 | 54.01 | 0.01 | 3.1
2030 | NYISO_A-F_2_PJM_ROM | NYISO_A-F | PJM_ROM | Internal | Shoulder | B11 | 25 | 1000 | 1000 | 51.8 | 65.03 | 8 | 5.23
2030 | NYISO_A-F_2_PJM_ROM | NYISO_A-F | PJM_ROM | Internal | Shoulder | B12 | 200 | 1000 | 0 | 49.49 | 54.2 | 8 | 0
2030 | NYISO_A-F_2_PJM_ROM | NYISO_A-F | PJM_ROM | Internal | Shoulder | B13 | 600 | 1000 | 0 | 47.21 | 50.16 | 8 | 0
2030 | NYISO_A-F_2_PJM_ROM | NYISO_A-F | PJM_ROM | Internal | Shoulder | B14 | 900 | 1000 | 0 | 47.21 | 47.47 | 8 | 0
2030 | NYISO_A-F_2_PJM_ROM | NYISO_A-F | PJM_ROM | Internal | Shoulder | B15 | 1203 | 1000 | 0 | 47.21 | 43.7 | 8 | 0
2030 | NYISO_A-F_2_PJM_ROM | NYISO_A-F | PJM_ROM | Internal | Summer | B1 | 10 | 1000 | 999.98 | 91.51 | 100.09 | 8 | 0.58
2030 | NYISO_A-F_2_PJM_ROM | NYISO_A-F | PJM_ROM | Internal | Summer | B2 | 25 | 1000 | 362.94 | 71.76 | 79.76 | 8 | 0
2030 | NYISO_A-F_2_PJM_ROM | NYISO_A-F | PJM_ROM | Internal | Summer | B3 | 75 | 1000 | 999.94 | 65.79 | 73.81 | 8 | 0.02
2030 | NYISO_A-F_2_PJM_ROM | NYISO_A-F | PJM_ROM | Internal | Summer | B4 | 100 | 1000 | 1000 | 61.9 | 73.79 | 8 | 3.89
2030 | NYISO_A-F_2_PJM_ROM | NYISO_A-F | PJM_ROM | Internal | Summer | B5 | 200 | 1000 | 1000 | 54.54 | 69.89 | 8 | 7.35
2030 | NYISO_A-F_2_PJM_ROM | NYISO_A-F | PJM_ROM | Internal | Summer | B6 | 300 | 1000 | 0 | 52.17 | 56.24 | 8 | 0
2030 | NYISO_A-F_2_PJM_ROM | NYISO_A-F | PJM_ROM | Internal | Summer | B7 | 400 | 1000 | 0 | 47.75 | 47.85 | 8 | 0
2030 | NYISO_A-F_2_PJM_ROM | NYISO_A-F | PJM_ROM | Internal | Summer | B8 | 500 | 1000 | 0 | 45.88 | 44.8 | 8 | 0
2030 | NYISO_A-F_2_PJM_ROM | NYISO_A-F | PJM_ROM | Internal | Summer | B9 | 800 | 1000 | 0 | 44.64 | 42.08 | 8 | 0
2030 | NYISO_A-F_2_PJM_ROM | NYISO_A-F | PJM_ROM | Internal | Summer | B10 | 1262 | 1000 | 0 | 44.64 | 40.4 | 8 | 0
2030 | NYISO_A-F_2_PJM_ROM | NYISO_A-F | PJM_ROM | Internal | Winter | B16 | 25 | 1000 | 1000 | 55.45 | 69.98 | 8 | 6.53
2030 | NYISO_A-F_2_PJM_ROM | NYISO_A-F | PJM_ROM | Internal | Winter | B17 | 100 | 1000 | 0 | 54.75 | 57.19 | 8 | 0
2030 | NYISO_A-F_2_PJM_ROM | NYISO_A-F | PJM_ROM | Internal | Winter | B18 | 400 | 1000 | 0 | 51.29 | 52.39 | 8 | 0
2030 | NYISO_A-F_2_PJM_ROM | NYISO_A-F | PJM_ROM | Internal | Winter | B19 | 700 | 1000 | 0 | 50.9 | 49.23 | 8 | 0
2030 | NYISO_A-F_2_PJM_ROM | NYISO_A-F | PJM_ROM | Internal | Winter | B20 | 935 | 1000 | 0 | 50.9 | 44.23 | 8 | 0
2030 | NYISO_G-I_2_NEISO | NYISO_G-I | NEISO | Internal | Shoulder | B11 | 25 | 600 | 0 | 63.3 | 44.17 | 3 | 0
2030 | NYISO_G-I_2_NEISO | NYISO_G-I | NEISO | Internal | Shoulder | B12 | 200 | 600 | 0 | 49.5 | 44.17 | 3 | 0
2030 | NYISO_G-I_2_NEISO | NYISO_G-I | NEISO | Internal | Shoulder | B13 | 600 | 600 | 0 | 47.51 | 44.17 | 3 | 0
2030 | NYISO_G-I_2_NEISO | NYISO_G-I | NEISO | Internal | Shoulder | B14 | 900 | 600 | 0 | 47.23 | 44.17 | 3 | 0
2030 | NYISO_G-I_2_NEISO | NYISO_G-I | NEISO | Internal | Shoulder | B15 | 1203 | 600 | 0 | 47.23 | 44.17 | 3 | 0
2030 | NYISO_G-I_2_NEISO | NYISO_G-I | NEISO | Internal | Summer | B1 | 10 | 600 | 0 | 92.1 | 89.1 | 3 | 0
2030 | NYISO_G-I_2_NEISO | NYISO_G-I | NEISO | Internal | Summer | B2 | 25 | 600 | 0 | 71.77 | 68.77 | 3 | 0
2030 | NYISO_G-I_2_NEISO | NYISO_G-I | NEISO | Internal | Summer | B3 | 75 | 600 | 0 | 65.8 | 56.8 | 3 | 0
2030 | NYISO_G-I_2_NEISO | NYISO_G-I | NEISO | Internal | Summer | B4 | 100 | 600 | 0 | 61.91 | 45.27 | 3 | 0
2030 | NYISO_G-I_2_NEISO | NYISO_G-I | NEISO | Internal | Summer | B5 | 200 | 600 | 0 | 58.33 | 40.82 | 3 | 0
2030 | NYISO_G-I_2_NEISO | NYISO_G-I | NEISO | Internal | Summer | B6 | 300 | 600 | 0 | 58.33 | 40.82 | 3 | 0
2030 | NYISO_G-I_2_NEISO | NYISO_G-I | NEISO | Internal | Summer | B7 | 400 | 600 | 0 | 47.76 | 40.82 | 3 | 0
2030 | NYISO_G-I_2_NEISO | NYISO_G-I | NEISO | Internal | Summer | B8 | 500 | 600 | 0 | 45.89 | 40.82 | 3 | 0
2030 | NYISO_G-I_2_NEISO | NYISO_G-I | NEISO | Internal | Summer | B9 | 800 | 600 | 0 | 44.65 | 40.82 | 3 | 0
2030 | NYISO_G-I_2_NEISO | NYISO_G-I | NEISO | Internal | Summer | B10 | 1262 | 600 | 0 | 44.63 | 40.82 | 3 | 0
2030 | NYISO_G-I_2_NEISO | NYISO_G-I | NEISO | Internal | Winter | B16 | 25 | 600 | 0 | 75.99 | 54.51 | 3 | 0
2030 | NYISO_G-I_2_NEISO | NYISO_G-I | NEISO | Internal | Winter | B17 | 100 | 600 | 0 | 60.51 | 54.51 | 3 | 0
2030 | NYISO_G-I_2_NEISO | NYISO_G-I | NEISO | Internal | Winter | B18 | 400 | 600 | 0 | 57.29 | 54.29 | 3 | 0
2030 | NYISO_G-I_2_NEISO | NYISO_G-I | NEISO | Internal | Winter | B19 | 700 | 600 | 0 | 55.24 | 53.9 | 3 | 0
2030 | NYISO_G-I_2_NEISO | NYISO_G-I | NEISO | Internal | Winter | B20 | 935 | 600 | 0 | 54.01 | 53.9 | 3 | 0
2030 | NYISO_G-I_2_NYISO_A-F | NYISO_G-I | NYISO_A-F | Internal | Shoulder | B11 | 25 | 1999 | 0 | 63.3 | 51.8 | 0.01 | 0
2030 | NYISO_G-I_2_NYISO_A-F | NYISO_G-I | NYISO_A-F | Internal | Shoulder | B12 | 200 | 1999 | 0.02 | 49.5 | 49.49 | 0.01 | 0
2030 | NYISO_G-I_2_NYISO_A-F | NYISO_G-I | NYISO_A-F | Internal | Shoulder | B13 | 600 | 1999 | 0 | 47.51 | 47.21 | 0.01 | 0
2030 | NYISO_G-I_2_NYISO_A-F | NYISO_G-I | NYISO_A-F | Internal | Shoulder | B14 | 900 | 1999 | 0 | 47.23 | 47.21 | 0.01 | 0
2030 | NYISO_G-I_2_NYISO_A-F | NYISO_G-I | NYISO_A-F | Internal | Shoulder | B15 | 1203 | 1999 | 0 | 47.23 | 47.21 | 0.01 | 0
2030 | NYISO_G-I_2_NYISO_A-F | NYISO_G-I | NYISO_A-F | Internal | Summer | B1 | 10 | 1999 | 0.02 | 92.1 | 91.51 | 0.01 | 0
2030 | NYISO_G-I_2_NYISO_A-F | NYISO_G-I | NYISO_A-F | Internal | Summer | B2 | 25 | 1999 | 0.18 | 71.77 | 71.76 | 0.01 | 0
2030 | NYISO_G-I_2_NYISO_A-F | NYISO_G-I | NYISO_A-F | Internal | Summer | B3 | 75 | 1999 | 0.06 | 65.8 | 65.79 | 0.01 | 0
2030 | NYISO_G-I_2_NYISO_A-F | NYISO_G-I | NYISO_A-F | Internal | Summer | B4 | 100 | 1999 | 0.05 | 61.91 | 61.9 | 0.01 | 0
2030 | NYISO_G-I_2_NYISO_A-F | NYISO_G-I | NYISO_A-F | Internal | Summer | B5 | 200 | 1999 | 0 | 58.33 | 54.54 | 0.01 | 0
2030 | NYISO_G-I_2_NYISO_A-F | NYISO_G-I | NYISO_A-F | Internal | Summer | B6 | 300 | 1999 | 0 | 58.33 | 52.17 | 0.01 | 0
2030 | NYISO_G-I_2_NYISO_A-F | NYISO_G-I | NYISO_A-F | Internal | Summer | B7 | 400 | 1999 | 0.01 | 47.76 | 47.75 | 0.01 | 0
2030 | NYISO_G-I_2_NYISO_A-F | NYISO_G-I | NYISO_A-F | Internal | Summer | B8 | 500 | 1999 | 0 | 45.89 | 45.88 | 0.01 | 0
2030 | NYISO_G-I_2_NYISO_A-F | NYISO_G-I | NYISO_A-F | Internal | Summer | B9 | 800 | 1999 | 0 | 44.65 | 44.64 | 0.01 | 0
2030 | NYISO_G-I_2_NYISO_A-F | NYISO_G-I | NYISO_A-F | Internal | Summer | B10 | 1262 | 1999 | 58.03 | 44.63 | 44.64 | 0.01 | 0
2030 | NYISO_G-I_2_NYISO_A-F | NYISO_G-I | NYISO_A-F | Internal | Winter | B16 | 25 | 1999 | 0 | 75.99 | 55.45 | 0.01 | 0
2030 | NYISO_G-I_2_NYISO_A-F | NYISO_G-I | NYISO_A-F | Internal | Winter | B17 | 100 | 1999 | 0 | 60.51 | 54.75 | 0.01 | 0
2030 | NYISO_G-I_2_NYISO_A-F | NYISO_G-I | NYISO_A-F | Internal | Winter | B18 | 400 | 1999 | 0 | 57.29 | 51.29 | 0.01 | 0
2030 | NYISO_G-I_2_NYISO_A-F | NYISO_G-I | NYISO_A-F | Internal | Winter | B19 | 700 | 1999 | 0 | 55.24 | 50.9 | 0.01 | 0
2030 | NYISO_G-I_2_NYISO_A-F | NYISO_G-I | NYISO_A-F | Internal | Winter | B20 | 935 | 1999 | 0 | 54.01 | 50.9 | 0.01 | 0
2030 | NYISO_G-I_2_NYISO_J-K | NYISO_G-I | NYISO_J-K | Internal | Shoulder | B11 | 25 | 6130 | 5771.86 | 63.3 | 63.31 | 0.01 | 0
2030 | NYISO_G-I_2_NYISO_J-K | NYISO_G-I | NYISO_J-K | Internal | Shoulder | B12 | 200 | 6130 | 5286.34 | 49.5 | 49.52 | 0.01 | 0
2030 | NYISO_G-I_2_NYISO_J-K | NYISO_G-I | NYISO_J-K | Internal | Shoulder | B13 | 600 | 6130 | 5970.66 | 47.51 | 47.52 | 0.01 | 0
2030 | NYISO_G-I_2_NYISO_J-K | NYISO_G-I | NYISO_J-K | Internal | Shoulder | B14 | 900 | 6130 | 5473.59 | 47.23 | 47.24 | 0.01 | 0
2030 | NYISO_G-I_2_NYISO_J-K | NYISO_G-I | NYISO_J-K | Internal | Shoulder | B15 | 1203 | 6130 | 3544.03 | 47.23 | 47.24 | 0.01 | 0
2030 | NYISO_G-I_2_NYISO_J-K | NYISO_G-I | NYISO_J-K | Internal | Summer | B1 | 10 | 6130 | 3671.76 | 92.1 | 92.11 | 0.01 | 0
2030 | NYISO_G-I_2_NYISO_J-K | NYISO_G-I | NYISO_J-K | Internal | Summer | B2 | 25 | 6130 | 4080.79 | 71.77 | 71.78 | 0.01 | 0
2030 | NYISO_G-I_2_NYISO_J-K | NYISO_G-I | NYISO_J-K | Internal | Summer | B3 | 75 | 6130 | 3876.67 | 65.8 | 65.81 | 0.01 | 0
2030 | NYISO_G-I_2_NYISO_J-K | NYISO_G-I | NYISO_J-K | Internal | Summer | B4 | 100 | 6130 | 4107.28 | 61.91 | 61.92 | 0.01 | 0
2030 | NYISO_G-I_2_NYISO_J-K | NYISO_G-I | NYISO_J-K | Internal | Summer | B5 | 200 | 6130 | 4387.35 | 58.33 | 58.34 | 0.01 | 0
2030 | NYISO_G-I_2_NYISO_J-K | NYISO_G-I | NYISO_J-K | Internal | Summer | B6 | 300 | 6130 | 6107.16 | 58.33 | 58.34 | 0.01 | 0
2030 | NYISO_G-I_2_NYISO_J-K | NYISO_G-I | NYISO_J-K | Internal | Summer | B7 | 400 | 6130 | 6130 | 47.76 | 58.34 | 0.01 | 10.57
2030 | NYISO_G-I_2_NYISO_J-K | NYISO_G-I | NYISO_J-K | Internal | Summer | B8 | 500 | 6130 | 5970.36 | 45.89 | 45.91 | 0.01 | 0
2030 | NYISO_G-I_2_NYISO_J-K | NYISO_G-I | NYISO_J-K | Internal | Summer | B9 | 800 | 6130 | 4974.97 | 44.65 | 44.67 | 0.01 | 0
2030 | NYISO_G-I_2_NYISO_J-K | NYISO_G-I | NYISO_J-K | Internal | Summer | B10 | 1262 | 6130 | 2916.81 | 44.63 | 44.64 | 0.01 | 0
2030 | NYISO_G-I_2_NYISO_J-K | NYISO_G-I | NYISO_J-K | Internal | Winter | B16 | 25 | 6130 | 6130 | 75.99 | 80.71 | 0.01 | 4.71
2030 | NYISO_G-I_2_NYISO_J-K | NYISO_G-I | NYISO_J-K | Internal | Winter | B17 | 100 | 6130 | 6130 | 60.51 | 61.2 | 0.01 | 0.68
2030 | NYISO_G-I_2_NYISO_J-K | NYISO_G-I | NYISO_J-K | Internal | Winter | B18 | 400 | 6130 | 6130 | 57.29 | 60.41 | 0.01 | 3.11
2030 | NYISO_G-I_2_NYISO_J-K | NYISO_G-I | NYISO_J-K | Internal | Winter | B19 | 700 | 6130 | 6130 | 55.24 | 60.41 | 0.01 | 5.16
2030 | NYISO_G-I_2_NYISO_J-K | NYISO_G-I | NYISO_J-K | Internal | Winter | B20 | 935 | 6130 | 6130 | 54.01 | 55.11 | 0.01 | 1.09
2030 | NYISO_G-I_2_PJM_E | NYISO_G-I | PJM_E | Internal | Shoulder | B11 | 25 | 1500 | 0 | 63.3 | 65.02 | 8 | 0
2030 | NYISO_G-I_2_PJM_E | NYISO_G-I | PJM_E | Internal | Shoulder | B12 | 200 | 1500 | 0 | 49.5 | 54.19 | 8 | 0
2030 | NYISO_G-I_2_PJM_E | NYISO_G-I | PJM_E | Internal | Shoulder | B13 | 600 | 1500 | 0 | 47.51 | 50.18 | 8 | 0
2030 | NYISO_G-I_2_PJM_E | NYISO_G-I | PJM_E | Internal | Shoulder | B14 | 900 | 1500 | 0 | 47.23 | 47.46 | 8 | 0
2030 | NYISO_G-I_2_PJM_E | NYISO_G-I | PJM_E | Internal | Shoulder | B15 | 1203 | 1500 | 0 | 47.23 | 43.72 | 8 | 0
2030 | NYISO_G-I_2_PJM_E | NYISO_G-I | PJM_E | Internal | Summer | B1 | 10 | 1500 | 639.12 | 92.1 | 100.1 | 8 | 0
2030 | NYISO_G-I_2_PJM_E | NYISO_G-I | PJM_E | Internal | Summer | B2 | 25 | 1500 | 308 | 71.77 | 79.77 | 8 | 0
2030 | NYISO_G-I_2_PJM_E | NYISO_G-I | PJM_E | Internal | Summer | B3 | 75 | 1500 | 1144.96 | 65.8 | 73.8 | 8 | 0
2030 | NYISO_G-I_2_PJM_E | NYISO_G-I | PJM_E | Internal | Summer | B4 | 100 | 1500 | 1500 | 61.91 | 73.78 | 8 | 3.87
2030 | NYISO_G-I_2_PJM_E | NYISO_G-I | PJM_E | Internal | Summer | B5 | 200 | 1500 | 1500 | 58.33 | 69.88 | 8 | 3.55
2030 | NYISO_G-I_2_PJM_E | NYISO_G-I | PJM_E | Internal | Summer | B6 | 300 | 1500 | 0 | 58.33 | 56.25 | 8 | 0
2030 | NYISO_G-I_2_PJM_E | NYISO_G-I | PJM_E | Internal | Summer | B7 | 400 | 1500 | 0 | 47.76 | 47.86 | 8 | 0
2030 | NYISO_G-I_2_PJM_E | NYISO_G-I | PJM_E | Internal | Summer | B8 | 500 | 1500 | 0 | 45.89 | 44.82 | 8 | 0
2030 | NYISO_G-I_2_PJM_E | NYISO_G-I | PJM_E | Internal | Summer | B9 | 800 | 1500 | 0 | 44.65 | 42.09 | 8 | 0
2030 | NYISO_G-I_2_PJM_E | NYISO_G-I | PJM_E | Internal | Summer | B10 | 1262 | 1500 | 0 | 44.63 | 40.41 | 8 | 0
2030 | NYISO_G-I_2_PJM_E | NYISO_G-I | PJM_E | Internal | Winter | B16 | 25 | 1500 | 0 | 75.99 | 69.99 | 8 | 0
2030 | NYISO_G-I_2_PJM_E | NYISO_G-I | PJM_E | Internal | Winter | B17 | 100 | 1500 | 0 | 60.51 | 57.2 | 8 | 0
2030 | NYISO_G-I_2_PJM_E | NYISO_G-I | PJM_E | Internal | Winter | B18 | 400 | 1500 | 0 | 57.29 | 52.4 | 8 | 0
2030 | NYISO_G-I_2_PJM_E | NYISO_G-I | PJM_E | Internal | Winter | B19 | 700 | 1500 | 0 | 55.24 | 49.24 | 8 | 0
2030 | NYISO_G-I_2_PJM_E | NYISO_G-I | PJM_E | Internal | Winter | B20 | 935 | 1500 | 0 | 54.01 | 44.25 | 8 | 0
2030 | NYISO_J-K_2_NEISO | NYISO_J-K | NEISO | Internal | Shoulder | B11 | 25 | 0.01 | 0 | 63.31 | 44.17 | 3 | 0.39
2030 | NYISO_J-K_2_NEISO | NYISO_J-K | NEISO | Internal | Shoulder | B12 | 200 | 0.01 | 0 | 49.52 | 44.17 | 3 | 0.06
2030 | NYISO_J-K_2_NEISO | NYISO_J-K | NEISO | Internal | Shoulder | B13 | 600 | 0.01 | 0 | 47.52 | 44.17 | 3 | 0.02
2030 | NYISO_J-K_2_NEISO | NYISO_J-K | NEISO | Internal | Shoulder | B14 | 900 | 0.01 | 0 | 47.24 | 44.17 | 3 | 0.01
2030 | NYISO_J-K_2_NEISO | NYISO_J-K | NEISO | Internal | Shoulder | B15 | 1203 | 0.01 | 0 | 47.24 | 44.17 | 3 | 0.01
2030 | NYISO_J-K_2_NEISO | NYISO_J-K | NEISO | Internal | Summer | B1 | 10 | 0.01 | 0 | 92.11 | 89.1 | 3 | 0.92
2030 | NYISO_J-K_2_NEISO | NYISO_J-K | NEISO | Internal | Summer | B2 | 25 | 0.01 | 0 | 71.78 | 68.77 | 3 | 0.42
2030 | NYISO_J-K_2_NEISO | NYISO_J-K | NEISO | Internal | Summer | B3 | 75 | 0.01 | 0 | 65.81 | 56.8 | 3 | 0.15
2030 | NYISO_J-K_2_NEISO | NYISO_J-K | NEISO | Internal | Summer | B4 | 100 | 0.01 | 0 | 61.92 | 45.27 | 3 | 0.11
2030 | NYISO_J-K_2_NEISO | NYISO_J-K | NEISO | Internal | Summer | B5 | 200 | 0.01 | 0 | 58.34 | 40.82 | 3 | 0.06
2030 | NYISO_J-K_2_NEISO | NYISO_J-K | NEISO | Internal | Summer | B6 | 300 | 0.01 | 0 | 58.34 | 40.82 | 3 | 0.04
2030 | NYISO_J-K_2_NEISO | NYISO_J-K | NEISO | Internal | Summer | B7 | 400 | 0.01 | 0 | 58.34 | 40.82 | 3 | 0.03
2030 | NYISO_J-K_2_NEISO | NYISO_J-K | NEISO | Internal | Summer | B8 | 500 | 0.01 | 0 | 45.91 | 40.82 | 3 | 0.02
2030 | NYISO_J-K_2_NEISO | NYISO_J-K | NEISO | Internal | Summer | B9 | 800 | 0.01 | 0 | 44.67 | 40.82 | 3 | 0.02
2030 | NYISO_J-K_2_NEISO | NYISO_J-K | NEISO | Internal | Summer | B10 | 1262 | 0.01 | 0 | 44.64 | 40.82 | 3 | 0.01
2030 | NYISO_J-K_2_NEISO | NYISO_J-K | NEISO | Internal | Winter | B16 | 25 | 0.01 | 0 | 80.71 | 54.51 | 3 | 0.39
2030 | NYISO_J-K_2_NEISO | NYISO_J-K | NEISO | Internal | Winter | B17 | 100 | 0.01 | 0 | 61.2 | 54.51 | 3 | 0.11
2030 | NYISO_J-K_2_NEISO | NYISO_J-K | NEISO | Internal | Winter | B18 | 400 | 0.01 | 0 | 60.41 | 54.29 | 3 | 0.03
2030 | NYISO_J-K_2_NEISO | NYISO_J-K | NEISO | Internal | Winter | B19 | 700 | 0.01 | 0 | 60.41 | 53.9 | 3 | 0.02
2030 | NYISO_J-K_2_NEISO | NYISO_J-K | NEISO | Internal | Winter | B20 | 935 | 0.01 | 0 | 55.11 | 53.9 | 3 | 0.01
2030 | NYISO_J-K_2_NYISO_G-I | NYISO_J-K | NYISO_G-I | Internal | Shoulder | B11 | 25 | 1999 | 0.18 | 63.31 | 63.3 | 0.01 | 0
2030 | NYISO_J-K_2_NYISO_G-I | NYISO_J-K | NYISO_G-I | Internal | Shoulder | B12 | 200 | 1999 | 0.02 | 49.52 | 49.5 | 0.01 | 0
2030 | NYISO_J-K_2_NYISO_G-I | NYISO_J-K | NYISO_G-I | Internal | Shoulder | B13 | 600 | 1999 | 0 | 47.52 | 47.51 | 0.01 | 0
2030 | NYISO_J-K_2_NYISO_G-I | NYISO_J-K | NYISO_G-I | Internal | Shoulder | B14 | 900 | 1999 | 0 | 47.24 | 47.23 | 0.01 | 0
2030 | NYISO_J-K_2_NYISO_G-I | NYISO_J-K | NYISO_G-I | Internal | Shoulder | B15 | 1203 | 1999 | 0 | 47.24 | 47.23 | 0.01 | 0
2030 | NYISO_J-K_2_NYISO_G-I | NYISO_J-K | NYISO_G-I | Internal | Summer | B1 | 10 | 1999 | 0.46 | 92.11 | 92.1 | 0.01 | 0
2030 | NYISO_J-K_2_NYISO_G-I | NYISO_J-K | NYISO_G-I | Internal | Summer | B2 | 25 | 1999 | 0.19 | 71.78 | 71.77 | 0.01 | 0
2030 | NYISO_J-K_2_NYISO_G-I | NYISO_J-K | NYISO_G-I | Internal | Summer | B3 | 75 | 1999 | 0.07 | 65.81 | 65.8 | 0.01 | 0
2030 | NYISO_J-K_2_NYISO_G-I | NYISO_J-K | NYISO_G-I | Internal | Summer | B4 | 100 | 1999 | 0.05 | 61.92 | 61.91 | 0.01 | 0
2030 | NYISO_J-K_2_NYISO_G-I | NYISO_J-K | NYISO_G-I | Internal | Summer | B5 | 200 | 1999 | 0.02 | 58.34 | 58.33 | 0.01 | 0
2030 | NYISO_J-K_2_NYISO_G-I | NYISO_J-K | NYISO_G-I | Internal | Summer | B6 | 300 | 1999 | 0.01 | 58.34 | 58.33 | 0.01 | 0
2030 | NYISO_J-K_2_NYISO_G-I | NYISO_J-K | NYISO_G-I | Internal | Summer | B7 | 400 | 1999 | 0 | 58.34 | 47.76 | 0.01 | 0
2030 | NYISO_J-K_2_NYISO_G-I | NYISO_J-K | NYISO_G-I | Internal | Summer | B8 | 500 | 1999 | 0 | 45.91 | 45.89 | 0.01 | 0
2030 | NYISO_J-K_2_NYISO_G-I | NYISO_J-K | NYISO_G-I | Internal | Summer | B9 | 800 | 1999 | 0 | 44.67 | 44.65 | 0.01 | 0
2030 | NYISO_J-K_2_NYISO_G-I | NYISO_J-K | NYISO_G-I | Internal | Summer | B10 | 1262 | 1999 | 0 | 44.64 | 44.63 | 0.01 | 0
2030 | NYISO_J-K_2_NYISO_G-I | NYISO_J-K | NYISO_G-I | Internal | Winter | B16 | 25 | 1999 | 0 | 80.71 | 75.99 | 0.01 | 0
2030 | NYISO_J-K_2_NYISO_G-I | NYISO_J-K | NYISO_G-I | Internal | Winter | B17 | 100 | 1999 | 0 | 61.2 | 60.51 | 0.01 | 0
2030 | NYISO_J-K_2_NYISO_G-I | NYISO_J-K | NYISO_G-I | Internal | Winter | B18 | 400 | 1999 | 0 | 60.41 | 57.29 | 0.01 | 0
2030 | NYISO_J-K_2_NYISO_G-I | NYISO_J-K | NYISO_G-I | Internal | Winter | B19 | 700 | 1999 | 0 | 60.41 | 55.24 | 0.01 | 0
2030 | NYISO_J-K_2_NYISO_G-I | NYISO_J-K | NYISO_G-I | Internal | Winter | B20 | 935 | 1999 | 0 | 55.11 | 54.01 | 0.01 | 0
2030 | NYISO_J-K_2_PJM_E | NYISO_J-K | PJM_E | Internal | Shoulder | B11 | 25 | 0.01 | 0 | 63.31 | 65.02 | 8 | 0.41
2030 | NYISO_J-K_2_PJM_E | NYISO_J-K | PJM_E | Internal | Shoulder | B12 | 200 | 0.01 | 0 | 49.52 | 54.19 | 8 | 0.06
2030 | NYISO_J-K_2_PJM_E | NYISO_J-K | PJM_E | Internal | Shoulder | B13 | 600 | 0.01 | 0 | 47.52 | 50.18 | 8 | 0.02
2030 | NYISO_J-K_2_PJM_E | NYISO_J-K | PJM_E | Internal | Shoulder | B14 | 900 | 0.01 | 0 | 47.24 | 47.46 | 8 | 0.01
2030 | NYISO_J-K_2_PJM_E | NYISO_J-K | PJM_E | Internal | Shoulder | B15 | 1203 | 0.01 | 0 | 47.24 | 43.72 | 8 | 0.01
2030 | NYISO_J-K_2_PJM_E | NYISO_J-K | PJM_E | Internal | Summer | B1 | 10 | 0.01 | 0 | 92.11 | 100.1 | 8 | 1.7
2030 | NYISO_J-K_2_PJM_E | NYISO_J-K | PJM_E | Internal | Summer | B2 | 25 | 0.01 | 0 | 71.78 | 79.77 | 8 | 0.7
2030 | NYISO_J-K_2_PJM_E | NYISO_J-K | PJM_E | Internal | Summer | B3 | 75 | 0.01 | 0 | 65.81 | 73.8 | 8 | 0.25
2030 | NYISO_J-K_2_PJM_E | NYISO_J-K | PJM_E | Internal | Summer | B4 | 100 | 0.01 | 0 | 61.92 | 73.78 | 8 | 3.98
2030 | NYISO_J-K_2_PJM_E | NYISO_J-K | PJM_E | Internal | Summer | B5 | 200 | 0.01 | 0 | 58.34 | 69.88 | 8 | 3.6
2030 | NYISO_J-K_2_PJM_E | NYISO_J-K | PJM_E | Internal | Summer | B6 | 300 | 0.01 | 0 | 58.34 | 56.25 | 8 | 0.04
2030 | NYISO_J-K_2_PJM_E | NYISO_J-K | PJM_E | Internal | Summer | B7 | 400 | 0.01 | 0 | 58.34 | 47.86 | 8 | 0.03
2030 | NYISO_J-K_2_PJM_E | NYISO_J-K | PJM_E | Internal | Summer | B8 | 500 | 0.01 | 0 | 45.91 | 44.82 | 8 | 0.02
2030 | NYISO_J-K_2_PJM_E | NYISO_J-K | PJM_E | Internal | Summer | B9 | 800 | 0.01 | 0 | 44.67 | 42.09 | 8 | 0.01
2030 | NYISO_J-K_2_PJM_E | NYISO_J-K | PJM_E | Internal | Summer | B10 | 1262 | 0.01 | 0 | 44.64 | 40.41 | 8 | 0.01
2030 | NYISO_J-K_2_PJM_E | NYISO_J-K | PJM_E | Internal | Winter | B16 | 25 | 0.01 | 0 | 80.71 | 69.99 | 8 | 0.4
2030 | NYISO_J-K_2_PJM_E | NYISO_J-K | PJM_E | Internal | Winter | B17 | 100 | 0.01 | 0 | 61.2 | 57.2 | 8 | 0.11
2030 | NYISO_J-K_2_PJM_E | NYISO_J-K | PJM_E | Internal | Winter | B18 | 400 | 0.01 | 0 | 60.41 | 52.4 | 8 | 0.03
2030 | NYISO_J-K_2_PJM_E | NYISO_J-K | PJM_E | Internal | Winter | B19 | 700 | 0.01 | 0 | 60.41 | 49.24 | 8 | 0.02
2030 | NYISO_J-K_2_PJM_E | NYISO_J-K | PJM_E | Internal | Winter | B20 | 935 | 0.01 | 0 | 55.11 | 44.25 | 8 | 0.01
2030 | PJM_E_2_NYISO_G-I | PJM_E | NYISO_G-I | Internal | Shoulder | B11 | 25 | 500 | 0 | 65.02 | 63.3 | 6 | 0
2030 | PJM_E_2_NYISO_G-I | PJM_E | NYISO_G-I | Internal | Shoulder | B12 | 200 | 500 | 0 | 54.19 | 49.5 | 6 | 0
2030 | PJM_E_2_NYISO_G-I | PJM_E | NYISO_G-I | Internal | Shoulder | B13 | 600 | 500 | 0 | 50.18 | 47.51 | 6 | 0
2030 | PJM_E_2_NYISO_G-I | PJM_E | NYISO_G-I | Internal | Shoulder | B14 | 900 | 500 | 0 | 47.46 | 47.23 | 6 | 0
2030 | PJM_E_2_NYISO_G-I | PJM_E | NYISO_G-I | Internal | Shoulder | B15 | 1203 | 500 | 0 | 43.72 | 47.23 | 6 | 0
2030 | PJM_E_2_NYISO_G-I | PJM_E | NYISO_G-I | Internal | Summer | B1 | 10 | 500 | 0 | 100.1 | 92.1 | 6 | 0
2030 | PJM_E_2_NYISO_G-I | PJM_E | NYISO_G-I | Internal | Summer | B2 | 25 | 500 | 0 | 79.77 | 71.77 | 6 | 0
2030 | PJM_E_2_NYISO_G-I | PJM_E | NYISO_G-I | Internal | Summer | B3 | 75 | 500 | 0 | 73.8 | 65.8 | 6 | 0
2030 | PJM_E_2_NYISO_G-I | PJM_E | NYISO_G-I | Internal | Summer | B4 | 100 | 500 | 0 | 73.78 | 61.91 | 6 | 0
2030 | PJM_E_2_NYISO_G-I | PJM_E | NYISO_G-I | Internal | Summer | B5 | 200 | 500 | 0 | 69.88 | 58.33 | 6 | 0
2030 | PJM_E_2_NYISO_G-I | PJM_E | NYISO_G-I | Internal | Summer | B6 | 300 | 500 | 0 | 56.25 | 58.33 | 6 | 0
2030 | PJM_E_2_NYISO_G-I | PJM_E | NYISO_G-I | Internal | Summer | B7 | 400 | 500 | 0 | 47.86 | 47.76 | 6 | 0
2030 | PJM_E_2_NYISO_G-I | PJM_E | NYISO_G-I | Internal | Summer | B8 | 500 | 500 | 0 | 44.82 | 45.89 | 6 | 0
2030 | PJM_E_2_NYISO_G-I | PJM_E | NYISO_G-I | Internal | Summer | B9 | 800 | 500 | 0 | 42.09 | 44.65 | 6 | 0
2030 | PJM_E_2_NYISO_G-I | PJM_E | NYISO_G-I | Internal | Summer | B10 | 1262 | 500 | 0 | 40.41 | 44.63 | 6 | 0
2030 | PJM_E_2_NYISO_G-I | PJM_E | NYISO_G-I | Internal | Winter | B16 | 25 | 500 | 144.92 | 69.99 | 75.99 | 6 | 0
2030 | PJM_E_2_NYISO_G-I | PJM_E | NYISO_G-I | Internal | Winter | B17 | 100 | 500 | 0 | 57.2 | 60.51 | 6 | 0
2030 | PJM_E_2_NYISO_G-I | PJM_E | NYISO_G-I | Internal | Winter | B18 | 400 | 500 | 0 | 52.4 | 57.29 | 6 | 0
2030 | PJM_E_2_NYISO_G-I | PJM_E | NYISO_G-I | Internal | Winter | B19 | 700 | 500 | 344.33 | 49.24 | 55.24 | 6 | 0
2030 | PJM_E_2_NYISO_G-I | PJM_E | NYISO_G-I | Internal | Winter | B20 | 935 | 500 | 500 | 44.25 | 54.01 | 6 | 3.76
2030 | PJM_E_2_NYISO_J-K | PJM_E | NYISO_J-K | Internal | Shoulder | B11 | 25 | 330 | 0 | 65.02 | 63.31 | 6 | 0
2030 | PJM_E_2_NYISO_J-K | PJM_E | NYISO_J-K | Internal | Shoulder | B12 | 200 | 330 | 0 | 54.19 | 49.52 | 6 | 0
2030 | PJM_E_2_NYISO_J-K | PJM_E | NYISO_J-K | Internal | Shoulder | B13 | 600 | 330 | 0 | 50.18 | 47.52 | 6 | 0
2030 | PJM_E_2_NYISO_J-K | PJM_E | NYISO_J-K | Internal | Shoulder | B14 | 900 | 330 | 0 | 47.46 | 47.24 | 6 | 0
2030 | PJM_E_2_NYISO_J-K | PJM_E | NYISO_J-K | Internal | Shoulder | B15 | 1203 | 330 | 0 | 43.72 | 47.24 | 6 | 0
2030 | PJM_E_2_NYISO_J-K | PJM_E | NYISO_J-K | Internal | Summer | B1 | 10 | 330 | 0 | 100.1 | 92.11 | 6 | 0
2030 | PJM_E_2_NYISO_J-K | PJM_E | NYISO_J-K | Internal | Summer | B2 | 25 | 330 | 0 | 79.77 | 71.78 | 6 | 0
2030 | PJM_E_2_NYISO_J-K | PJM_E | NYISO_J-K | Internal | Summer | B3 | 75 | 330 | 0 | 73.8 | 65.81 | 6 | 0
2030 | PJM_E_2_NYISO_J-K | PJM_E | NYISO_J-K | Internal | Summer | B4 | 100 | 330 | 0 | 73.78 | 61.92 | 6 | 0
2030 | PJM_E_2_NYISO_J-K | PJM_E | NYISO_J-K | Internal | Summer | B5 | 200 | 330 | 0 | 69.88 | 58.34 | 6 | 0
2030 | PJM_E_2_NYISO_J-K | PJM_E | NYISO_J-K | Internal | Summer | B6 | 300 | 330 | 0 | 56.25 | 58.34 | 6 | 0
2030 | PJM_E_2_NYISO_J-K | PJM_E | NYISO_J-K | Internal | Summer | B7 | 400 | 330 | 330 | 47.86 | 58.34 | 6 | 4.48
2030 | PJM_E_2_NYISO_J-K | PJM_E | NYISO_J-K | Internal | Summer | B8 | 500 | 330 | 0 | 44.82 | 45.91 | 6 | 0
2030 | PJM_E_2_NYISO_J-K | PJM_E | NYISO_J-K | Internal | Summer | B9 | 800 | 330 | 0 | 42.09 | 44.67 | 6 | 0
2030 | PJM_E_2_NYISO_J-K | PJM_E | NYISO_J-K | Internal | Summer | B10 | 1262 | 330 | 0 | 40.41 | 44.64 | 6 | 0
2030 | PJM_E_2_NYISO_J-K | PJM_E | NYISO_J-K | Internal | Winter | B16 | 25 | 330 | 330 | 69.99 | 80.71 | 6 | 4.72
2030 | PJM_E_2_NYISO_J-K | PJM_E | NYISO_J-K | Internal | Winter | B17 | 100 | 330 | 0 | 57.2 | 61.2 | 6 | 0
2030 | PJM_E_2_NYISO_J-K | PJM_E | NYISO_J-K | Internal | Winter | B18 | 400 | 330 | 330 | 52.4 | 60.41 | 6 | 2.01
2030 | PJM_E_2_NYISO_J-K | PJM_E | NYISO_J-K | Internal | Winter | B19 | 700 | 330 | 330 | 49.24 | 60.41 | 6 | 5.17
2030 | PJM_E_2_NYISO_J-K | PJM_E | NYISO_J-K | Internal | Winter | B20 | 935 | 330 | 330 | 44.25 | 55.11 | 6 | 4.86
2030 | PJM_E_2_PJM_ROM | PJM_E | PJM_ROM | Internal | Shoulder | B11 | 25 | 8000 | 2510.52 | 65.02 | 65.03 | 0.01 | 0
2030 | PJM_E_2_PJM_ROM | PJM_E | PJM_ROM | Internal | Shoulder | B12 | 200 | 8000 | 1716.74 | 54.19 | 54.2 | 0.01 | 0
2030 | PJM_E_2_PJM_ROM | PJM_E | PJM_ROM | Internal | Shoulder | B13 | 600 | 8000 | 0 | 50.18 | 50.16 | 0.01 | 0
2030 | PJM_E_2_PJM_ROM | PJM_E | PJM_ROM | Internal | Shoulder | B14 | 900 | 8000 | 152.43 | 47.46 | 47.47 | 0.01 | 0
2030 | PJM_E_2_PJM_ROM | PJM_E | PJM_ROM | Internal | Shoulder | B15 | 1203 | 8000 | 0 | 43.72 | 43.7 | 0.01 | 0
2030 | PJM_E_2_PJM_ROM | PJM_E | PJM_ROM | Internal | Summer | B1 | 10 | 8000 | 0.48 | 100.1 | 100.09 | 0.01 | 0
2030 | PJM_E_2_PJM_ROM | PJM_E | PJM_ROM | Internal | Summer | B2 | 25 | 8000 | 0.2 | 79.77 | 79.76 | 0.01 | 0
2030 | PJM_E_2_PJM_ROM | PJM_E | PJM_ROM | Internal | Summer | B3 | 75 | 8000 | 161.01 | 73.8 | 73.81 | 0.01 | 0
2030 | PJM_E_2_PJM_ROM | PJM_E | PJM_ROM | Internal | Summer | B4 | 100 | 8000 | 2585.75 | 73.78 | 73.79 | 0.01 | 0
2030 | PJM_E_2_PJM_ROM | PJM_E | PJM_ROM | Internal | Summer | B5 | 200 | 8000 | 1373.29 | 69.88 | 69.89 | 0.01 | 0
2030 | PJM_E_2_PJM_ROM | PJM_E | PJM_ROM | Internal | Summer | B6 | 300 | 8000 | 0.02 | 56.25 | 56.24 | 0.01 | 0
2030 | PJM_E_2_PJM_ROM | PJM_E | PJM_ROM | Internal | Summer | B7 | 400 | 8000 | 0.01 | 47.86 | 47.85 | 0.01 | 0
2030 | PJM_E_2_PJM_ROM | PJM_E | PJM_ROM | Internal | Summer | B8 | 500 | 8000 | 0.01 | 44.82 | 44.8 | 0.01 | 0
2030 | PJM_E_2_PJM_ROM | PJM_E | PJM_ROM | Internal | Summer | B9 | 800 | 8000 | 0 | 42.09 | 42.08 | 0.01 | 0
2030 | PJM_E_2_PJM_ROM | PJM_E | PJM_ROM | Internal | Summer | B10 | 1262 | 8000 | 0 | 40.41 | 40.4 | 0.01 | 0
2030 | PJM_E_2_PJM_ROM | PJM_E | PJM_ROM | Internal | Winter | B16 | 25 | 8000 | 0.2 | 69.99 | 69.98 | 0.01 | 0
2030 | PJM_E_2_PJM_ROM | PJM_E | PJM_ROM | Internal | Winter | B17 | 100 | 8000 | 0.05 | 57.2 | 57.19 | 0.01 | 0
2030 | PJM_E_2_PJM_ROM | PJM_E | PJM_ROM | Internal | Winter | B18 | 400 | 8000 | 0.01 | 52.4 | 52.39 | 0.01 | 0
2030 | PJM_E_2_PJM_ROM | PJM_E | PJM_ROM | Internal | Winter | B19 | 700 | 8000 | 0 | 49.24 | 49.23 | 0.01 | 0
2030 | PJM_E_2_PJM_ROM | PJM_E | PJM_ROM | Internal | Winter | B20 | 935 | 8000 | 0 | 44.25 | 44.23 | 0.01 | 0
2030 | PJM_ROR_2_MISO_IN | PJM_ROR | MISO_IN | Internal | Shoulder | B11 | 25 | 909 | 909 | 65.04 | 72.81 | 2 | 5.77
2030 | PJM_ROR_2_MISO_IN | PJM_ROR | MISO_IN | Internal | Shoulder | B12 | 200 | 909 | 0 | 54.19 | 55.54 | 2 | 0
2030 | PJM_ROR_2_MISO_IN | PJM_ROR | MISO_IN | Internal | Shoulder | B13 | 600 | 909 | 0 | 50.15 | 48.19 | 2 | 0
2030 | PJM_ROR_2_MISO_IN | PJM_ROR | MISO_IN | Internal | Shoulder | B14 | 900 | 909 | 0 | 47.46 | 47.85 | 2 | 0
2030 | PJM_ROR_2_MISO_IN | PJM_ROR | MISO_IN | Internal | Shoulder | B15 | 1203 | 909 | 0 | 43.69 | 41.76 | 2 | 0
2030 | PJM_ROR_2_MISO_IN | PJM_ROR | MISO_IN | Internal | Summer | B1 | 10 | 909 | 0 | 93.52 | 91.53 | 2 | 0
2030 | PJM_ROR_2_MISO_IN | PJM_ROR | MISO_IN | Internal | Summer | B2 | 25 | 909 | 0 | 79.75 | 77.76 | 2 | 0
2030 | PJM_ROR_2_MISO_IN | PJM_ROR | MISO_IN | Internal | Summer | B3 | 75 | 909 | 0 | 73.8 | 75.01 | 2 | 0
2030 | PJM_ROR_2_MISO_IN | PJM_ROR | MISO_IN | Internal | Summer | B4 | 100 | 909 | 0 | 73.8 | 75.01 | 2 | 0
2030 | PJM_ROR_2_MISO_IN | PJM_ROR | MISO_IN | Internal | Summer | B5 | 200 | 909 | 908.95 | 69.9 | 71.91 | 2 | 0.01
2030 | PJM_ROR_2_MISO_IN | PJM_ROR | MISO_IN | Internal | Summer | B6 | 300 | 909 | 508.88 | 56.23 | 58.23 | 2 | 0
2030 | PJM_ROR_2_MISO_IN | PJM_ROR | MISO_IN | Internal | Summer | B7 | 400 | 909 | 0 | 47.83 | 47.74 | 2 | 0
2030 | PJM_ROR_2_MISO_IN | PJM_ROR | MISO_IN | Internal | Summer | B8 | 500 | 909 | 0 | 44.79 | 44.11 | 2 | 0
2030 | PJM_ROR_2_MISO_IN | PJM_ROR | MISO_IN | Internal | Summer | B9 | 800 | 909 | 0 | 42.07 | 41.9 | 2 | 0
2030 | PJM_ROR_2_MISO_IN | PJM_ROR | MISO_IN | Internal | Summer | B10 | 1262 | 909 | 0 | 40.39 | 38.39 | 2 | 0
2030 | PJM_ROR_2_MISO_IN | PJM_ROR | MISO_IN | Internal | Winter | B16 | 25 | 909 | 909 | 69.97 | 76.97 | 2 | 5
2030 | PJM_ROR_2_MISO_IN | PJM_ROR | MISO_IN | Internal | Winter | B17 | 100 | 909 | 0 | 57.18 | 56.03 | 2 | 0
2030 | PJM_ROR_2_MISO_IN | PJM_ROR | MISO_IN | Internal | Winter | B18 | 400 | 909 | 0 | 51.35 | 51.28 | 2 | 0
2030 | PJM_ROR_2_MISO_IN | PJM_ROR | MISO_IN | Internal | Winter | B19 | 700 | 909 | 0 | 48.86 | 48.65 | 2 | 0
2030 | PJM_ROR_2_MISO_IN | PJM_ROR | MISO_IN | Internal | Winter | B20 | 935 | 909 | 0 | 42.21 | 40.22 | 2 | 0
2030 | PJM_ROR_2_MISO_MI | PJM_ROR | MISO_MI | Internal | Shoulder | B11 | 25 | 1305 | 0 | 65.04 | 63.04 | 2 | 0
2030 | PJM_ROR_2_MISO_MI | PJM_ROR | MISO_MI | Internal | Shoulder | B12 | 200 | 1305 | 0 | 54.19 | 55.53 | 2 | 0
2030 | PJM_ROR_2_MISO_MI | PJM_ROR | MISO_MI | Internal | Shoulder | B13 | 600 | 1305 | 0 | 50.15 | 48.18 | 2 | 0
2030 | PJM_ROR_2_MISO_MI | PJM_ROR | MISO_MI | Internal | Shoulder | B14 | 900 | 1305 | 0 | 47.46 | 47.84 | 2 | 0
2030 | PJM_ROR_2_MISO_MI | PJM_ROR | MISO_MI | Internal | Shoulder | B15 | 1203 | 1305 | 0 | 43.69 | 41.77 | 2 | 0
2030 | PJM_ROR_2_MISO_MI | PJM_ROR | MISO_MI | Internal | Summer | B1 | 10 | 1305 | 0 | 93.52 | 91.51 | 2 | 0
2030 | PJM_ROR_2_MISO_MI | PJM_ROR | MISO_MI | Internal | Summer | B2 | 25 | 1305 | 0 | 79.75 | 77.75 | 2 | 0
2030 | PJM_ROR_2_MISO_MI | PJM_ROR | MISO_MI | Internal | Summer | B3 | 75 | 1305 | 0 | 73.8 | 71.89 | 2 | 0
2030 | PJM_ROR_2_MISO_MI | PJM_ROR | MISO_MI | Internal | Summer | B4 | 100 | 1305 | 0 | 73.8 | 71.8 | 2 | 0
2030 | PJM_ROR_2_MISO_MI | PJM_ROR | MISO_MI | Internal | Summer | B5 | 200 | 1305 | 0 | 69.9 | 71.56 | 2 | 0
2030 | PJM_ROR_2_MISO_MI | PJM_ROR | MISO_MI | Internal | Summer | B6 | 300 | 1305 | 0 | 56.23 | 54.25 | 2 | 0
2030 | PJM_ROR_2_MISO_MI | PJM_ROR | MISO_MI | Internal | Summer | B7 | 400 | 1305 | 0 | 47.83 | 47.75 | 2 | 0
2030 | PJM_ROR_2_MISO_MI | PJM_ROR | MISO_MI | Internal | Summer | B8 | 500 | 1305 | 0 | 44.79 | 44.12 | 2 | 0
2030 | PJM_ROR_2_MISO_MI | PJM_ROR | MISO_MI | Internal | Summer | B9 | 800 | 1305 | 0 | 42.07 | 41.91 | 2 | 0
2030 | PJM_ROR_2_MISO_MI | PJM_ROR | MISO_MI | Internal | Summer | B10 | 1262 | 1305 | 0 | 40.39 | 38.4 | 2 | 0
2030 | PJM_ROR_2_MISO_MI | PJM_ROR | MISO_MI | Internal | Winter | B16 | 25 | 1305 | 0 | 69.97 | 68.66 | 2 | 0
2030 | PJM_ROR_2_MISO_MI | PJM_ROR | MISO_MI | Internal | Winter | B17 | 100 | 1305 | 0 | 57.18 | 56.01 | 2 | 0
2030 | PJM_ROR_2_MISO_MI | PJM_ROR | MISO_MI | Internal | Winter | B18 | 400 | 1305 | 0 | 51.35 | 51.29 | 2 | 0
2030 | PJM_ROR_2_MISO_MI | PJM_ROR | MISO_MI | Internal | Winter | B19 | 700 | 1305 | 0 | 48.86 | 48.66 | 2 | 0
2030 | PJM_ROR_2_MISO_MI | PJM_ROR | MISO_MI | Internal | Winter | B20 | 935 | 1305 | 0 | 42.21 | 40.23 | 2 | 0
2030 | PJM_ROR_2_MISO_MO-IL | PJM_ROR | MISO_MO-IL | Internal | Shoulder | B11 | 25 | 1111 | 1111 | 65.04 | 72.8 | 2 | 5.76
2030 | PJM_ROR_2_MISO_MO-IL | PJM_ROR | MISO_MO-IL | Internal | Shoulder | B12 | 200 | 1111 | 0 | 54.19 | 53.44 | 2 | 0
2030 | PJM_ROR_2_MISO_MO-IL | PJM_ROR | MISO_MO-IL | Internal | Shoulder | B13 | 600 | 1111 | 0 | 50.15 | 48.18 | 2 | 0
2030 | PJM_ROR_2_MISO_MO-IL | PJM_ROR | MISO_MO-IL | Internal | Shoulder | B14 | 900 | 1111 | 0 | 47.46 | 47.84 | 2 | 0
2030 | PJM_ROR_2_MISO_MO-IL | PJM_ROR | MISO_MO-IL | Internal | Shoulder | B15 | 1203 | 1111 | 0 | 43.69 | 41.75 | 2 | 0
2030 | PJM_ROR_2_MISO_MO-IL | PJM_ROR | MISO_MO-IL | Internal | Summer | B1 | 10 | 1111 | 0 | 93.52 | 91.51 | 2 | 0
2030 | PJM_ROR_2_MISO_MO-IL | PJM_ROR | MISO_MO-IL | Internal | Summer | B2 | 25 | 1111 | 0 | 79.75 | 77.75 | 2 | 0
2030 | PJM_ROR_2_MISO_MO-IL | PJM_ROR | MISO_MO-IL | Internal | Summer | B3 | 75 | 1111 | 0 | 73.8 | 75 | 2 | 0
2030 | PJM_ROR_2_MISO_MO-IL | PJM_ROR | MISO_MO-IL | Internal | Summer | B4 | 100 | 1111 | 0 | 73.8 | 75 | 2 | 0
2030 | PJM_ROR_2_MISO_MO-IL | PJM_ROR | MISO_MO-IL | Internal | Summer | B5 | 200 | 1111 | 447.23 | 69.9 | 71.9 | 2 | 0
2030 | PJM_ROR_2_MISO_MO-IL | PJM_ROR | MISO_MO-IL | Internal | Summer | B6 | 300 | 1111 | 97.36 | 56.23 | 58.23 | 2 | 0
2030 | PJM_ROR_2_MISO_MO-IL | PJM_ROR | MISO_MO-IL | Internal | Summer | B7 | 400 | 1111 | 0 | 47.83 | 47.33 | 2 | 0
2030 | PJM_ROR_2_MISO_MO-IL | PJM_ROR | MISO_MO-IL | Internal | Summer | B8 | 500 | 1111 | 0 | 44.79 | 43.66 | 2 | 0
2030 | PJM_ROR_2_MISO_MO-IL | PJM_ROR | MISO_MO-IL | Internal | Summer | B9 | 800 | 1111 | 0 | 42.07 | 40.23 | 2 | 0
2030 | PJM_ROR_2_MISO_MO-IL | PJM_ROR | MISO_MO-IL | Internal | Summer | B10 | 1262 | 1111 | 0 | 40.39 | 38.38 | 2 | 0
2030 | PJM_ROR_2_MISO_MO-IL | PJM_ROR | MISO_MO-IL | Internal | Winter | B16 | 25 | 1111 | 0 | 69.97 | 67.97 | 2 | 0
2030 | PJM_ROR_2_MISO_MO-IL | PJM_ROR | MISO_MO-IL | Internal | Winter | B17 | 100 | 1111 | 0 | 57.18 | 55.18 | 2 | 0
2030 | PJM_ROR_2_MISO_MO-IL | PJM_ROR | MISO_MO-IL | Internal | Winter | B18 | 400 | 1111 | 0 | 51.35 | 51.26 | 2 | 0
2030 | PJM_ROR_2_MISO_MO-IL | PJM_ROR | MISO_MO-IL | Internal | Winter | B19 | 700 | 1111 | 0 | 48.86 | 48.64 | 2 | 0
2030 | PJM_ROR_2_MISO_MO-IL | PJM_ROR | MISO_MO-IL | Internal | Winter | B20 | 935 | 1111 | 0 | 42.21 | 40.21 | 2 | 0
2030 | PJM_ROR_2_MISO_W | PJM_ROR | MISO_W | Internal | Shoulder | B11 | 25 | 709 | 709 | 65.04 | 72.79 | 2 | 5.75
2030 | PJM_ROR_2_MISO_W | PJM_ROR | MISO_W | Internal | Shoulder | B12 | 200 | 709 | 0 | 54.19 | 53.43 | 2 | 0
2030 | PJM_ROR_2_MISO_W | PJM_ROR | MISO_W | Internal | Shoulder | B13 | 600 | 709 | 0 | 50.15 | 48.16 | 2 | 0
2030 | PJM_ROR_2_MISO_W | PJM_ROR | MISO_W | Internal | Shoulder | B14 | 900 | 709 | 0 | 47.46 | 47.86 | 2 | 0
2030 | PJM_ROR_2_MISO_W | PJM_ROR | MISO_W | Internal | Shoulder | B15 | 1203 | 709 | 0 | 43.69 | 41.76 | 2 | 0
2030 | PJM_ROR_2_MISO_W | PJM_ROR | MISO_W | Internal | Summer | B1 | 10 | 709 | 0 | 93.52 | 91.49 | 2 | 0
2030 | PJM_ROR_2_MISO_W | PJM_ROR | MISO_W | Internal | Summer | B2 | 25 | 709 | 0 | 79.75 | 77.73 | 2 | 0
2030 | PJM_ROR_2_MISO_W | PJM_ROR | MISO_W | Internal | Summer | B3 | 75 | 709 | 708.99 | 73.8 | 75.99 | 2 | 0.19
2030 | PJM_ROR_2_MISO_W | PJM_ROR | MISO_W | Internal | Summer | B4 | 100 | 709 | 708.99 | 73.8 | 75.99 | 2 | 0.19
2030 | PJM_ROR_2_MISO_W | PJM_ROR | MISO_W | Internal | Summer | B5 | 200 | 709 | 708.95 | 69.9 | 71.91 | 2 | 0.01
2030 | PJM_ROR_2_MISO_W | PJM_ROR | MISO_W | Internal | Summer | B6 | 300 | 709 | 708.97 | 56.23 | 58.24 | 2 | 0.01
2030 | PJM_ROR_2_MISO_W | PJM_ROR | MISO_W | Internal | Summer | B7 | 400 | 709 | 0 | 47.83 | 47.32 | 2 | 0
2030 | PJM_ROR_2_MISO_W | PJM_ROR | MISO_W | Internal | Summer | B8 | 500 | 709 | 0 | 44.79 | 43.67 | 2 | 0
2030 | PJM_ROR_2_MISO_W | PJM_ROR | MISO_W | Internal | Summer | B9 | 800 | 709 | 0 | 42.07 | 42.52 | 2 | 0
2030 | PJM_ROR_2_MISO_W | PJM_ROR | MISO_W | Internal | Summer | B10 | 1262 | 709 | 0 | 40.39 | 38.37 | 2 | 0
2030 | PJM_ROR_2_MISO_W | PJM_ROR | MISO_W | Internal | Winter | B16 | 25 | 709 | 0 | 69.97 | 67.95 | 2 | 0
2030 | PJM_ROR_2_MISO_W | PJM_ROR | MISO_W | Internal | Winter | B17 | 100 | 709 | 0 | 57.18 | 55.16 | 2 | 0
2030 | PJM_ROR_2_MISO_W | PJM_ROR | MISO_W | Internal | Winter | B18 | 400 | 709 | 0 | 51.35 | 51.28 | 2 | 0
2030 | PJM_ROR_2_MISO_W | PJM_ROR | MISO_W | Internal | Winter | B19 | 700 | 709 | 0 | 48.86 | 48.66 | 2 | 0
2030 | PJM_ROR_2_MISO_W | PJM_ROR | MISO_W | Internal | Winter | B20 | 935 | 709 | 0 | 42.21 | 40.21 | 2 | 0
2030 | PJM_ROR_2_MISO_WUMS | PJM_ROR | MISO_WUMS | Internal | Shoulder | B11 | 25 | 1467 | 918.63 | 65.04 | 67.04 | 2 | 0
2030 | PJM_ROR_2_MISO_WUMS | PJM_ROR | MISO_WUMS | Internal | Shoulder | B12 | 200 | 1467 | 0 | 54.19 | 53.41 | 2 | 0
2030 | PJM_ROR_2_MISO_WUMS | PJM_ROR | MISO_WUMS | Internal | Shoulder | B13 | 600 | 1467 | 0 | 50.15 | 48.15 | 2 | 0
2030 | PJM_ROR_2_MISO_WUMS | PJM_ROR | MISO_WUMS | Internal | Shoulder | B14 | 900 | 1467 | 0 | 47.46 | 47.85 | 2 | 0
2030 | PJM_ROR_2_MISO_WUMS | PJM_ROR | MISO_WUMS | Internal | Shoulder | B15 | 1203 | 1467 | 0 | 43.69 | 41.77 | 2 | 0
2030 | PJM_ROR_2_MISO_WUMS | PJM_ROR | MISO_WUMS | Internal | Summer | B1 | 10 | 1467 | 0 | 93.52 | 71.9 | 2 | 0
2030 | PJM_ROR_2_MISO_WUMS | PJM_ROR | MISO_WUMS | Internal | Summer | B2 | 25 | 1467 | 0 | 79.75 | 71.9 | 2 | 0
2030 | PJM_ROR_2_MISO_WUMS | PJM_ROR | MISO_WUMS | Internal | Summer | B3 | 75 | 1467 | 0 | 73.8 | 71.9 | 2 | 0
2030 | PJM_ROR_2_MISO_WUMS | PJM_ROR | MISO_WUMS | Internal | Summer | B4 | 100 | 1467 | 0 | 73.8 | 71.9 | 2 | 0
2030 | PJM_ROR_2_MISO_WUMS | PJM_ROR | MISO_WUMS | Internal | Summer | B5 | 200 | 1467 | 128.59 | 69.9 | 71.9 | 2 | 0
2030 | PJM_ROR_2_MISO_WUMS | PJM_ROR | MISO_WUMS | Internal | Summer | B6 | 300 | 1467 | 0 | 56.23 | 55.48 | 2 | 0
2030 | PJM_ROR_2_MISO_WUMS | PJM_ROR | MISO_WUMS | Internal | Summer | B7 | 400 | 1467 | 0 | 47.83 | 45.83 | 2 | 0
2030 | PJM_ROR_2_MISO_WUMS | PJM_ROR | MISO_WUMS | Internal | Summer | B8 | 500 | 1467 | 0 | 44.79 | 43.66 | 2 | 0
2030 | PJM_ROR_2_MISO_WUMS | PJM_ROR | MISO_WUMS | Internal | Summer | B9 | 800 | 1467 | 0 | 42.07 | 42.53 | 2 | 0
2030 | PJM_ROR_2_MISO_WUMS | PJM_ROR | MISO_WUMS | Internal | Summer | B10 | 1262 | 1467 | 0 | 40.39 | 38.39 | 2 | 0
2030 | PJM_ROR_2_MISO_WUMS | PJM_ROR | MISO_WUMS | Internal | Winter | B16 | 25 | 1467 | 0 | 69.97 | 67.97 | 2 | 0
2030 | PJM_ROR_2_MISO_WUMS | PJM_ROR | MISO_WUMS | Internal | Winter | B17 | 100 | 1467 | 0 | 57.18 | 55.18 | 2 | 0
2030 | PJM_ROR_2_MISO_WUMS | PJM_ROR | MISO_WUMS | Internal | Winter | B18 | 400 | 1467 | 0 | 51.35 | 51.26 | 2 | 0
2030 | PJM_ROR_2_MISO_WUMS | PJM_ROR | MISO_WUMS | Internal | Winter | B19 | 700 | 1467 | 0 | 48.86 | 48.49 | 2 | 0
2030 | PJM_ROR_2_MISO_WUMS | PJM_ROR | MISO_WUMS | Internal | Winter | B20 | 935 | 1467 | 0 | 42.21 | 40.22 | 2 | 0
2030 | PJM_ROR_2_PJM_ROM | PJM_ROR | PJM_ROM | Internal | Shoulder | B11 | 25 | 8000 | 0.2 | 65.04 | 65.03 | 0.01 | 0
2030 | PJM_ROR_2_PJM_ROM | PJM_ROR | PJM_ROM | Internal | Shoulder | B12 | 200 | 8000 | 1631.48 | 54.19 | 54.2 | 0.01 | 0
2030 | PJM_ROR_2_PJM_ROM | PJM_ROR | PJM_ROM | Internal | Shoulder | B13 | 600 | 8000 | 3637.66 | 50.15 | 50.16 | 0.01 | 0
2030 | PJM_ROR_2_PJM_ROM | PJM_ROR | PJM_ROM | Internal | Shoulder | B14 | 900 | 8000 | 2821.88 | 47.46 | 47.47 | 0.01 | 0
2030 | PJM_ROR_2_PJM_ROM | PJM_ROR | PJM_ROM | Internal | Shoulder | B15 | 1203 | 8000 | 6226.59 | 43.69 | 43.7 | 0.01 | 0
2030 | PJM_ROR_2_PJM_ROM | PJM_ROR | PJM_ROM | Internal | Summer | B1 | 10 | 8000 | 8000 | 93.52 | 100.09 | 0.01 | 6.56
2030 | PJM_ROR_2_PJM_ROM | PJM_ROR | PJM_ROM | Internal | Summer | B2 | 25 | 8000 | 7863.4 | 79.75 | 79.76 | 0.01 | 0
2030 | PJM_ROR_2_PJM_ROM | PJM_ROR | PJM_ROM | Internal | Summer | B3 | 75 | 8000 | 3045.94 | 73.8 | 73.81 | 0.01 | 0
2030 | PJM_ROR_2_PJM_ROM | PJM_ROR | PJM_ROM | Internal | Summer | B4 | 100 | 8000 | 0.05 | 73.8 | 73.79 | 0.01 | 0
2030 | PJM_ROR_2_PJM_ROM | PJM_ROR | PJM_ROM | Internal | Summer | B5 | 200 | 8000 | 0.03 | 69.9 | 69.89 | 0.01 | 0
2030 | PJM_ROR_2_PJM_ROM | PJM_ROR | PJM_ROM | Internal | Summer | B6 | 300 | 8000 | 2810.89 | 56.23 | 56.24 | 0.01 | 0
2030 | PJM_ROR_2_PJM_ROM | PJM_ROR | PJM_ROM | Internal | Summer | B7 | 400 | 8000 | 3970.17 | 47.83 | 47.85 | 0.01 | 0
2030 | PJM_ROR_2_PJM_ROM | PJM_ROR | PJM_ROM | Internal | Summer | B8 | 500 | 8000 | 6652.83 | 44.79 | 44.8 | 0.01 | 0
2030 | PJM_ROR_2_PJM_ROM | PJM_ROR | PJM_ROM | Internal | Summer | B9 | 800 | 8000 | 5812.69 | 42.07 | 42.08 | 0.01 | 0
2030 | PJM_ROR_2_PJM_ROM | PJM_ROR | PJM_ROM | Internal | Summer | B10 | 1262 | 8000 | 6696.74 | 40.39 | 40.4 | 0.01 | 0
2030 | PJM_ROR_2_PJM_ROM | PJM_ROR | PJM_ROM | Internal | Winter | B16 | 25 | 8000 | 1895.75 | 69.97 | 69.98 | 0.01 | 0
2030 | PJM_ROR_2_PJM_ROM | PJM_ROR | PJM_ROM | Internal | Winter | B17 | 100 | 8000 | 5440.08 | 57.18 | 57.19 | 0.01 | 0
2030 | PJM_ROR_2_PJM_ROM | PJM_ROR | PJM_ROM | Internal | Winter | B18 | 400 | 8000 | 8000 | 51.35 | 52.39 | 0.01 | 1.02
2030 | PJM_ROR_2_PJM_ROM | PJM_ROR | PJM_ROM | Internal | Winter | B19 | 700 | 8000 | 8000 | 48.86 | 49.23 | 0.01 | 0.35
2030 | PJM_ROR_2_PJM_ROM | PJM_ROR | PJM_ROM | Internal | Winter | B20 | 935 | 8000 | 8000 | 42.21 | 44.23 | 0.01 | 2.02
2030 | PJM_ROR_2_TVA_Transmission | PJM_ROR | TVA_Transmission | Internal | Shoulder | B11 | 25 | 2500 | 700 | 65.04 | 71.04 | 6 | 0
2030 | PJM_ROR_2_TVA_Transmission | PJM_ROR | TVA_Transmission | Internal | Shoulder | B12 | 200 | 2500 | 0 | 54.19 | 56.18 | 6 | 0
2030 | PJM_ROR_2_TVA_Transmission | PJM_ROR | TVA_Transmission | Internal | Shoulder | B13 | 600 | 2500 | 0 | 50.15 | 52.33 | 6 | 0
2030 | PJM_ROR_2_TVA_Transmission | PJM_ROR | TVA_Transmission | Internal | Shoulder | B14 | 900 | 2500 | 0 | 47.46 | 50.83 | 6 | 0
2030 | PJM_ROR_2_TVA_Transmission | PJM_ROR | TVA_Transmission | Internal | Shoulder | B15 | 1203 | 2500 | 0 | 43.69 | 49.54 | 6 | 0
2030 | PJM_ROR_2_TVA_Transmission | PJM_ROR | TVA_Transmission | Internal | Summer | B1 | 10 | 2500 | 0 | 93.52 | 90.87 | 6 | 0
2030 | PJM_ROR_2_TVA_Transmission | PJM_ROR | TVA_Transmission | Internal | Summer | B2 | 25 | 2500 | 1545.82 | 79.75 | 85.75 | 6 | 0
2030 | PJM_ROR_2_TVA_Transmission | PJM_ROR | TVA_Transmission | Internal | Summer | B3 | 75 | 2500 | 983.66 | 73.8 | 79.8 | 6 | 0
2030 | PJM_ROR_2_TVA_Transmission | PJM_ROR | TVA_Transmission | Internal | Summer | B4 | 100 | 2500 | 178.16 | 73.8 | 79.8 | 6 | 0
2030 | PJM_ROR_2_TVA_Transmission | PJM_ROR | TVA_Transmission | Internal | Summer | B5 | 200 | 2500 | 373.52 | 69.9 | 75.9 | 6 | 0
2030 | PJM_ROR_2_TVA_Transmission | PJM_ROR | TVA_Transmission | Internal | Summer | B6 | 300 | 2500 | 0 | 56.23 | 61.44 | 6 | 0
2030 | PJM_ROR_2_TVA_Transmission | PJM_ROR | TVA_Transmission | Internal | Summer | B7 | 400 | 2500 | 0 | 47.83 | 53.2 | 6 | 0
2030 | PJM_ROR_2_TVA_Transmission | PJM_ROR | TVA_Transmission | Internal | Summer | B8 | 500 | 2500 | 0 | 44.79 | 49.05 | 6 | 0
2030 | PJM_ROR_2_TVA_Transmission | PJM_ROR | TVA_Transmission | Internal | Summer | B9 | 800 | 2500 | 412.63 | 42.07 | 48.07 | 6 | 0
2030 | PJM_ROR_2_TVA_Transmission | PJM_ROR | TVA_Transmission | Internal | Summer | B10 | 1262 | 2500 | 0 | 40.39 | 42.82 | 6 | 0
2030 | PJM_ROR_2_TVA_Transmission | PJM_ROR | TVA_Transmission | Internal | Winter | B16 | 25 | 2500 | 91.87 | 69.97 | 75.97 | 6 | 0
2030 | PJM_ROR_2_TVA_Transmission | PJM_ROR | TVA_Transmission | Internal | Winter | B17 | 100 | 2500 | 0 | 57.18 | 58.48 | 6 | 0
2030 | PJM_ROR_2_TVA_Transmission | PJM_ROR | TVA_Transmission | Internal | Winter | B18 | 400 | 2500 | 0 | 51.35 | 54.16 | 6 | 0
2030 | PJM_ROR_2_TVA_Transmission | PJM_ROR | TVA_Transmission | Internal | Winter | B19 | 700 | 2500 | 0 | 48.86 | 52.02 | 6 | 0
2030 | PJM_ROR_2_TVA_Transmission | PJM_ROR | TVA_Transmission | Internal | Winter | B20 | 935 | 2500 | 125.69 | 42.21 | 48.21 | 6 | 0
2030 | PJM_ROR_2_VACAR | PJM_ROR | VACAR | Internal | Shoulder | B11 | 25 | 3000 | 2548.93 | 65.04 | 71.04 | 6 | 0
2030 | PJM_ROR_2_VACAR | PJM_ROR | VACAR | Internal | Shoulder | B12 | 200 | 3000 | 0 | 54.19 | 58.38 | 6 | 0
2030 | PJM_ROR_2_VACAR | PJM_ROR | VACAR | Internal | Shoulder | B13 | 600 | 3000 | 0 | 50.15 | 53.88 | 6 | 0
2030 | PJM_ROR_2_VACAR | PJM_ROR | VACAR | Internal | Shoulder | B14 | 900 | 3000 | 0 | 47.46 | 51.37 | 6 | 0
2030 | PJM_ROR_2_VACAR | PJM_ROR | VACAR | Internal | Shoulder | B15 | 1203 | 3000 | 0 | 43.69 | 49.45 | 6 | 0
2030 | PJM_ROR_2_VACAR | PJM_ROR | VACAR | Internal | Summer | B1 | 10 | 3000 | 1484.84 | 93.52 | 99.52 | 6 | 0
2030 | PJM_ROR_2_VACAR | PJM_ROR | VACAR | Internal | Summer | B2 | 25 | 3000 | 1914.88 | 79.75 | 85.75 | 6 | 0
2030 | PJM_ROR_2_VACAR | PJM_ROR | VACAR | Internal | Summer | B3 | 75 | 3000 | 3000 | 73.8 | 85.75 | 6 | 5.95
2030 | PJM_ROR_2_VACAR | PJM_ROR | VACAR | Internal | Summer | B4 | 100 | 3000 | 3000 | 73.8 | 83.9 | 6 | 4.1
2030 | PJM_ROR_2_VACAR | PJM_ROR | VACAR | Internal | Summer | B5 | 200 | 3000 | 1507.32 | 69.9 | 75.9 | 6 | 0
2030 | PJM_ROR_2_VACAR | PJM_ROR | VACAR | Internal | Summer | B6 | 300 | 3000 | 2776.56 | 56.23 | 62.23 | 6 | 0
2030 | PJM_ROR_2_VACAR | PJM_ROR | VACAR | Internal | Summer | B7 | 400 | 3000 | 3000 | 47.83 | 54.62 | 6 | 0.78
2030 | PJM_ROR_2_VACAR | PJM_ROR | VACAR | Internal | Summer | B8 | 500 | 3000 | 0 | 44.79 | 49.61 | 6 | 0
2030 | PJM_ROR_2_VACAR | PJM_ROR | VACAR | Internal | Summer | B9 | 800 | 3000 | 0 | 42.07 | 47.46 | 6 | 0
2030 | PJM_ROR_2_VACAR | PJM_ROR | VACAR | Internal | Summer | B10 | 1262 | 3000 | 3000 | 40.39 | 47.41 | 6 | 1.03
2030 | PJM_ROR_2_VACAR | PJM_ROR | VACAR | Internal | Winter | B16 | 25 | 3000 | 3000 | 69.97 | 80.76 | 6 | 4.79
2030 | PJM_ROR_2_VACAR | PJM_ROR | VACAR | Internal | Winter | B17 | 100 | 3000 | 528 | 57.18 | 63.18 | 6 | 0
2030 | PJM_ROR_2_VACAR | PJM_ROR | VACAR | Internal | Winter | B18 | 400 | 3000 | 0 | 51.35 | 53.9 | 6 | 0
2030 | PJM_ROR_2_VACAR | PJM_ROR | VACAR | Internal | Winter | B19 | 700 | 3000 | 0 | 48.86 | 53.9 | 6 | 0
2030 | PJM_ROR_2_VACAR | PJM_ROR | VACAR | Internal | Winter | B20 | 935 | 3000 | 2084.07 | 42.21 | 48.21 | 6 | 0
2030 | PJM_ROM_2_NYISO_A-F | PJM_ROM | NYISO_A-F | Internal | Shoulder | B11 | 25 | 2000 | 0 | 65.03 | 51.8 | 6 | 0
2030 | PJM_ROM_2_NYISO_A-F | PJM_ROM | NYISO_A-F | Internal | Shoulder | B12 | 200 | 2000 | 0 | 54.2 | 49.49 | 6 | 0
2030 | PJM_ROM_2_NYISO_A-F | PJM_ROM | NYISO_A-F | Internal | Shoulder | B13 | 600 | 2000 | 0 | 50.16 | 47.21 | 6 | 0
2030 | PJM_ROM_2_NYISO_A-F | PJM_ROM | NYISO_A-F | Internal | Shoulder | B14 | 900 | 2000 | 0 | 47.47 | 47.21 | 6 | 0
2030 | PJM_ROM_2_NYISO_A-F | PJM_ROM | NYISO_A-F | Internal | Shoulder | B15 | 1203 | 2000 | 0 | 43.7 | 47.21 | 6 | 0
2030 | PJM_ROM_2_NYISO_A-F | PJM_ROM | NYISO_A-F | Internal | Summer | B1 | 10 | 2000 | 0 | 100.09 | 91.51 | 6 | 0
2030 | PJM_ROM_2_NYISO_A-F | PJM_ROM | NYISO_A-F | Internal | Summer | B2 | 25 | 2000 | 0 | 79.76 | 71.76 | 6 | 0
2030 | PJM_ROM_2_NYISO_A-F | PJM_ROM | NYISO_A-F | Internal | Summer | B3 | 75 | 2000 | 0 | 73.81 | 65.79 | 6 | 0
2030 | PJM_ROM_2_NYISO_A-F | PJM_ROM | NYISO_A-F | Internal | Summer | B4 | 100 | 2000 | 0 | 73.79 | 61.9 | 6 | 0
2030 | PJM_ROM_2_NYISO_A-F | PJM_ROM | NYISO_A-F | Internal | Summer | B5 | 200 | 2000 | 0 | 69.89 | 54.54 | 6 | 0
2030 | PJM_ROM_2_NYISO_A-F | PJM_ROM | NYISO_A-F | Internal | Summer | B6 | 300 | 2000 | 0 | 56.24 | 52.17 | 6 | 0
2030 | PJM_ROM_2_NYISO_A-F | PJM_ROM | NYISO_A-F | Internal | Summer | B7 | 400 | 2000 | 0 | 47.85 | 47.75 | 6 | 0
2030 | PJM_ROM_2_NYISO_A-F | PJM_ROM | NYISO_A-F | Internal | Summer | B8 | 500 | 2000 | 0 | 44.8 | 45.88 | 6 | 0
2030 | PJM_ROM_2_NYISO_A-F | PJM_ROM | NYISO_A-F | Internal | Summer | B9 | 800 | 2000 | 0 | 42.08 | 44.64 | 6 | 0
2030 | PJM_ROM_2_NYISO_A-F | PJM_ROM | NYISO_A-F | Internal | Summer | B10 | 1262 | 2000 | 0 | 40.4 | 44.64 | 6 | 0
2030 | PJM_ROM_2_NYISO_A-F | PJM_ROM | NYISO_A-F | Internal | Winter | B16 | 25 | 2000 | 0 | 69.98 | 55.45 | 6 | 0
2030 | PJM_ROM_2_NYISO_A-F | PJM_ROM | NYISO_A-F | Internal | Winter | B17 | 100 | 2000 | 0 | 57.19 | 54.75 | 6 | 0
2030 | PJM_ROM_2_NYISO_A-F | PJM_ROM | NYISO_A-F | Internal | Winter | B18 | 400 | 2000 | 0 | 52.39 | 51.29 | 6 | 0
2030 | PJM_ROM_2_NYISO_A-F | PJM_ROM | NYISO_A-F | Internal | Winter | B19 | 700 | 2000 | 0 | 49.23 | 50.9 | 6 | 0
2030 | PJM_ROM_2_NYISO_A-F | PJM_ROM | NYISO_A-F | Internal | Winter | B20 | 935 | 2000 | 2000 | 44.23 | 50.9 | 6 | 0.66
2030 | PJM_ROM_2_PJM_E | PJM_ROM | PJM_E | Internal | Shoulder | B11 | 25 | 8000 | 0.2 | 65.03 | 65.02 | 0.01 | 0
2030 | PJM_ROM_2_PJM_E | PJM_ROM | PJM_E | Internal | Shoulder | B12 | 200 | 8000 | 0.03 | 54.2 | 54.19 | 0.01 | 0
2030 | PJM_ROM_2_PJM_E | PJM_ROM | PJM_E | Internal | Shoulder | B13 | 600 | 8000 | 299.58 | 50.16 | 50.18 | 0.01 | 0
2030 | PJM_ROM_2_PJM_E | PJM_ROM | PJM_E | Internal | Shoulder | B14 | 900 | 8000 | 0 | 47.47 | 47.46 | 0.01 | 0
2030 | PJM_ROM_2_PJM_E | PJM_ROM | PJM_E | Internal | Shoulder | B15 | 1203 | 8000 | 3620.1 | 43.7 | 43.72 | 0.01 | 0
2030 | PJM_ROM_2_PJM_E | PJM_ROM | PJM_E | Internal | Summer | B1 | 10 | 8000 | 4177.95 | 100.09 | 100.1 | 0.01 | 0
2030 | PJM_ROM_2_PJM_E | PJM_ROM | PJM_E | Internal | Summer | B2 | 25 | 8000 | 3643.02 | 79.76 | 79.77 | 0.01 | 0
2030 | PJM_ROM_2_PJM_E | PJM_ROM | PJM_E | Internal | Summer | B3 | 75 | 8000 | 0.07 | 73.81 | 73.8 | 0.01 | 0
2030 | PJM_ROM_2_PJM_E | PJM_ROM | PJM_E | Internal | Summer | B4 | 100 | 8000 | 0.05 | 73.79 | 73.78 | 0.01 | 0
2030 | PJM_ROM_2_PJM_E | PJM_ROM | PJM_E | Internal | Summer | B5 | 200 | 8000 | 0.03 | 69.89 | 69.88 | 0.01 | 0
2030 | PJM_ROM_2_PJM_E | PJM_ROM | PJM_E | Internal | Summer | B6 | 300 | 8000 | 783.26 | 56.24 | 56.25 | 0.01 | 0
2030 | PJM_ROM_2_PJM_E | PJM_ROM | PJM_E | Internal | Summer | B7 | 400 | 8000 | 1077.6 | 47.85 | 47.86 | 0.01 | 0
2030 | PJM_ROM_2_PJM_E | PJM_ROM | PJM_E | Internal | Summer | B8 | 500 | 8000 | 4400.63 | 44.8 | 44.82 | 0.01 | 0
2030 | PJM_ROM_2_PJM_E | PJM_ROM | PJM_E | Internal | Summer | B9 | 800 | 8000 | 2794.73 | 42.08 | 42.09 | 0.01 | 0
2030 | PJM_ROM_2_PJM_E | PJM_ROM | PJM_E | Internal | Summer | B10 | 1262 | 8000 | 4068.96 | 40.4 | 40.41 | 0.01 | 0
2030 | PJM_ROM_2_PJM_E | PJM_ROM | PJM_E | Internal | Winter | B16 | 25 | 8000 | 1563.21 | 69.98 | 69.99 | 0.01 | 0
2030 | PJM_ROM_2_PJM_E | PJM_ROM | PJM_E | Internal | Winter | B17 | 100 | 8000 | 2753.82 | 57.19 | 57.2 | 0.01 | 0
2030 | PJM_ROM_2_PJM_E | PJM_ROM | PJM_E | Internal | Winter | B18 | 400 | 8000 | 5146.96 | 52.39 | 52.4 | 0.01 | 0
2030 | PJM_ROM_2_PJM_E | PJM_ROM | PJM_E | Internal | Winter | B19 | 700 | 8000 | 5166.66 | 49.23 | 49.24 | 0.01 | 0
2030 | PJM_ROM_2_PJM_E | PJM_ROM | PJM_E | Internal | Winter | B20 | 935 | 8000 | 4527.15 | 44.23 | 44.25 | 0.01 | 0
2030 | PJM_ROM_2_PJM_ROR | PJM_ROM | PJM_ROR | Internal | Shoulder | B11 | 25 | 8000 | 1684.63 | 65.03 | 65.04 | 0.01 | 0
2030 | PJM_ROM_2_PJM_ROR | PJM_ROM | PJM_ROR | Internal | Shoulder | B12 | 200 | 8000 | 0.03 | 54.2 | 54.19 | 0.01 | 0
2030 | PJM_ROM_2_PJM_ROR | PJM_ROM | PJM_ROR | Internal | Shoulder | B13 | 600 | 8000 | 0 | 50.16 | 50.15 | 0.01 | 0
2030 | PJM_ROM_2_PJM_ROR | PJM_ROM | PJM_ROR | Internal | Shoulder | B14 | 900 | 8000 | 0 | 47.47 | 47.46 | 0.01 | 0
2030 | PJM_ROM_2_PJM_ROR | PJM_ROM | PJM_ROR | Internal | Shoulder | B15 | 1203 | 8000 | 0 | 43.7 | 43.69 | 0.01 | 0
2030 | PJM_ROM_2_PJM_ROR | PJM_ROM | PJM_ROR | Internal | Summer | B1 | 10 | 8000 | 0 | 100.09 | 93.52 | 0.01 | 0
2030 | PJM_ROM_2_PJM_ROR | PJM_ROM | PJM_ROR | Internal | Summer | B2 | 25 | 8000 | 0.2 | 79.76 | 79.75 | 0.01 | 0
2030 | PJM_ROM_2_PJM_ROR | PJM_ROM | PJM_ROR | Internal | Summer | B3 | 75 | 8000 | 0.07 | 73.81 | 73.8 | 0.01 | 0
2030 | PJM_ROM_2_PJM_ROR | PJM_ROM | PJM_ROR | Internal | Summer | B4 | 100 | 8000 | 540.93 | 73.79 | 73.8 | 0.01 | 0
2030 | PJM_ROM_2_PJM_ROR | PJM_ROM | PJM_ROR | Internal | Summer | B5 | 200 | 8000 | 61.11 | 69.89 | 69.9 | 0.01 | 0
2030 | PJM_ROM_2_PJM_ROR | PJM_ROM | PJM_ROR | Internal | Summer | B6 | 300 | 8000 | 0.02 | 56.24 | 56.23 | 0.01 | 0
2030 | PJM_ROM_2_PJM_ROR | PJM_ROM | PJM_ROR | Internal | Summer | B7 | 400 | 8000 | 0.01 | 47.85 | 47.83 | 0.01 | 0
2030 | PJM_ROM_2_PJM_ROR | PJM_ROM | PJM_ROR | Internal | Summer | B8 | 500 | 8000 | 0.01 | 44.8 | 44.79 | 0.01 | 0
2030 | PJM_ROM_2_PJM_ROR | PJM_ROM | PJM_ROR | Internal | Summer | B9 | 800 | 8000 | 0 | 42.08 | 42.07 | 0.01 | 0
2030 | PJM_ROM_2_PJM_ROR | PJM_ROM | PJM_ROR | Internal | Summer | B10 | 1262 | 8000 | 0 | 40.4 | 40.39 | 0.01 | 0
2030 | PJM_ROM_2_PJM_ROR | PJM_ROM | PJM_ROR | Internal | Winter | B16 | 25 | 8000 | 0.2 | 69.98 | 69.97 | 0.01 | 0
2030 | PJM_ROM_2_PJM_ROR | PJM_ROM | PJM_ROR | Internal | Winter | B17 | 100 | 8000 | 0.05 | 57.19 | 57.18 | 0.01 | 0
2030 | PJM_ROM_2_PJM_ROR | PJM_ROM | PJM_ROR | Internal | Winter | B18 | 400 | 8000 | 0 | 52.39 | 51.35 | 0.01 | 0
2030 | PJM_ROM_2_PJM_ROR | PJM_ROM | PJM_ROR | Internal | Winter | B19 | 700 | 8000 | 0 | 49.23 | 48.86 | 0.01 | 0
2030 | PJM_ROM_2_PJM_ROR | PJM_ROM | PJM_ROR | Internal | Winter | B20 | 935 | 8000 | 0 | 44.23 | 42.21 | 0.01 | 0
2030 | SOCO_2_ENT | SOCO | ENT | Internal | Shoulder | B11 | 25 | 2400 | 0 | 79.44 | 74.41 | 10 | 0
2030 | SOCO_2_ENT | SOCO | ENT | Internal | Shoulder | B12 | 200 | 2400 | 0 | 51.92 | 50.17 | 10 | 0
2030 | SOCO_2_ENT | SOCO | ENT | Internal | Shoulder | B13 | 600 | 2400 | 0 | 50.12 | 50.17 | 10 | 0
2030 | SOCO_2_ENT | SOCO | ENT | Internal | Shoulder | B14 | 900 | 2400 | 0 | 50.12 | 49.84 | 10 | 0
2030 | SOCO_2_ENT | SOCO | ENT | Internal | Shoulder | B15 | 1203 | 2400 | 0 | 50.12 | 49.01 | 10 | 0
2030 | SOCO_2_ENT | SOCO | ENT | Internal | Summer | B1 | 10 | 2400 | 0 | 91.51 | 83.51 | 10 | 0
2030 | SOCO_2_ENT | SOCO | ENT | Internal | Summer | B2 | 25 | 2400 | 0 | 83.67 | 80.73 | 10 | 0
2030 | SOCO_2_ENT | SOCO | ENT | Internal | Summer | B3 | 75 | 2400 | 0 | 83.67 | 80.73 | 10 | 0
2030 | SOCO_2_ENT | SOCO | ENT | Internal | Summer | B4 | 100 | 2400 | 0 | 82.07 | 74.07 | 10 | 0
2030 | SOCO_2_ENT | SOCO | ENT | Internal | Summer | B5 | 200 | 2400 | 0 | 82.07 | 74.07 | 10 | 0
2030 | SOCO_2_ENT | SOCO | ENT | Internal | Summer | B6 | 300 | 2400 | 0 | 69.23 | 66.23 | 10 | 0
2030 | SOCO_2_ENT | SOCO | ENT | Internal | Summer | B7 | 400 | 2400 | 0 | 61.62 | 53.62 | 10 | 0
2030 | SOCO_2_ENT | SOCO | ENT | Internal | Summer | B8 | 500 | 2400 | 0 | 50.38 | 48.58 | 10 | 0
2030 | SOCO_2_ENT | SOCO | ENT | Internal | Summer | B9 | 800 | 2400 | 0 | 48.64 | 48.23 | 10 | 0
2030 | SOCO_2_ENT | SOCO | ENT | Internal | Summer | B10 | 1262 | 2400 | 0 | 48.64 | 46.65 | 10 | 0
2030 | SOCO_2_ENT | SOCO | ENT | Internal | Winter | B16 | 25 | 2400 | 0 | 80.76 | 72.76 | 10 | 0
2030 | SOCO_2_ENT | SOCO | ENT | Internal | Winter | B17 | 100 | 2400 | 0 | 54.33 | 53.3 | 10 | 0
2030 | SOCO_2_ENT | SOCO | ENT | Internal | Winter | B18 | 400 | 2400 | 0 | 53.17 | 53.3 | 10 | 0
2030 | SOCO_2_ENT | SOCO | ENT | Internal | Winter | B19 | 700 | 2400 | 0 | 53.17 | 52.92 | 10 | 0
2030 | SOCO_2_ENT | SOCO | ENT | Internal | Winter | B20 | 935 | 2400 | 0 | 52.42 | 51.17 | 10 | 0
2030 | SOCO_2_FRCC | SOCO | FRCC | Internal | Shoulder | B11 | 25 | 3700 | 1365.02 | 79.44 | 89.44 | 10 | 0
2030 | SOCO_2_FRCC | SOCO | FRCC | Internal | Shoulder | B12 | 200 | 3700 | 520.83 | 51.92 | 61.92 | 10 | 0
2030 | SOCO_2_FRCC | SOCO | FRCC | Internal | Shoulder | B13 | 600 | 3700 | 0 | 50.12 | 57.72 | 10 | 0
2030 | SOCO_2_FRCC | SOCO | FRCC | Internal | Shoulder | B14 | 900 | 3700 | 0 | 50.12 | 55.34 | 10 | 0
2030 | SOCO_2_FRCC | SOCO | FRCC | Internal | Shoulder | B15 | 1203 | 3700 | 0 | 50.12 | 55.34 | 10 | 0
2030 | SOCO_2_FRCC | SOCO | FRCC | Internal | Summer | B1 | 10 | 3700 | 905.42 | 91.51 | 101.51 | 10 | 0
2030 | SOCO_2_FRCC | SOCO | FRCC | Internal | Summer | B2 | 25 | 3700 | 0 | 83.67 | 89.81 | 10 | 0
2030 | SOCO_2_FRCC | SOCO | FRCC | Internal | Summer | B3 | 75 | 3700 | 0 | 83.67 | 89.81 | 10 | 0
2030 | SOCO_2_FRCC | SOCO | FRCC | Internal | Summer | B4 | 100 | 3700 | 0 | 82.07 | 89.81 | 10 | 0
2030 | SOCO_2_FRCC | SOCO | FRCC | Internal | Summer | B5 | 200 | 3700 | 0 | 82.07 | 89.81 | 10 | 0
2030 | SOCO_2_FRCC | SOCO | FRCC | Internal | Summer | B6 | 300 | 3700 | 0 | 69.23 | 77.12 | 10 | 0
2030 | SOCO_2_FRCC | SOCO | FRCC | Internal | Summer | B7 | 400 | 3700 | 1434.3 | 61.62 | 71.62 | 10 | 0
2030 | SOCO_2_FRCC | SOCO | FRCC | Internal | Summer | B8 | 500 | 3700 | 0 | 50.38 | 56.82 | 10 | 0
2030 | SOCO_2_FRCC | SOCO | FRCC | Internal | Summer | B9 | 800 | 3700 | 0 | 48.64 | 54.47 | 10 | 0
2030 | SOCO_2_FRCC | SOCO | FRCC | Internal | Summer | B10 | 1262 | 3700 | 0 | 48.64 | 54.47 | 10 | 0
2030 | SOCO_2_FRCC | SOCO | FRCC | Internal | Winter | B16 | 25 | 3700 | 0 | 80.76 | 90.2 | 10 | 0
2030 | SOCO_2_FRCC | SOCO | FRCC | Internal | Winter | B17 | 100 | 3700 | 91.87 | 54.33 | 64.33 | 10 | 0
2030 | SOCO_2_FRCC | SOCO | FRCC | Internal | Winter | B18 | 400 | 3700 | 0 | 53.17 | 59.44 | 10 | 0
2030 | SOCO_2_FRCC | SOCO | FRCC | Internal | Winter | B19 | 700 | 3700 | 0 | 53.17 | 57.89 | 10 | 0
2030 | SOCO_2_FRCC | SOCO | FRCC | Internal | Winter | B20 | 935 | 3700 | 0 | 52.42 | 57.89 | 10 | 0
2030 | SOCO_2_TVA_Transmission | SOCO | TVA_Transmission | Internal | Shoulder | B11 | 25 | 2600 | 0 | 79.44 | 71.04 | 10 | 0
2030 | SOCO_2_TVA_Transmission | SOCO | TVA_Transmission | Internal | Shoulder | B12 | 200 | 2600 | 0 | 51.92 | 56.18 | 10 | 0
2030 | SOCO_2_TVA_Transmission | SOCO | TVA_Transmission | Internal | Shoulder | B13 | 600 | 2600 | 0 | 50.12 | 52.33 | 10 | 0
2030 | SOCO_2_TVA_Transmission | SOCO | TVA_Transmission | Internal | Shoulder | B14 | 900 | 2600 | 0 | 50.12 | 50.83 | 10 | 0
2030 | SOCO_2_TVA_Transmission | SOCO | TVA_Transmission | Internal | Shoulder | B15 | 1203 | 2600 | 0 | 50.12 | 49.54 | 10 | 0
2030 | SOCO_2_TVA_Transmission | SOCO | TVA_Transmission | Internal | Summer | B1 | 10 | 2600 | 0 | 91.51 | 90.87 | 10 | 0
2030 | SOCO_2_TVA_Transmission | SOCO | TVA_Transmission | Internal | Summer | B2 | 25 | 2600 | 0 | 83.67 | 85.75 | 10 | 0
2030 | SOCO_2_TVA_Transmission | SOCO | TVA_Transmission | Internal | Summer | B3 | 75 | 2600 | 0 | 83.67 | 79.8 | 10 | 0
2030 | SOCO_2_TVA_Transmission | SOCO | TVA_Transmission | Internal | Summer | B4 | 100 | 2600 | 0 | 82.07 | 79.8 | 10 | 0
2030 | SOCO_2_TVA_Transmission | SOCO | TVA_Transmission | Internal | Summer | B5 | 200 | 2600 | 0 | 82.07 | 75.9 | 10 | 0
2030 | SOCO_2_TVA_Transmission | SOCO | TVA_Transmission | Internal | Summer | B6 | 300 | 2600 | 0 | 69.23 | 61.44 | 10 | 0
2030 | SOCO_2_TVA_Transmission | SOCO | TVA_Transmission | Internal | Summer | B7 | 400 | 2600 | 0 | 61.62 | 53.2 | 10 | 0
2030 | SOCO_2_TVA_Transmission | SOCO | TVA_Transmission | Internal | Summer | B8 | 500 | 2600 | 0 | 50.38 | 49.05 | 10 | 0
2030 | SOCO_2_TVA_Transmission | SOCO | TVA_Transmission | Internal | Summer | B9 | 800 | 2600 | 0 | 48.64 | 48.07 | 10 | 0
2030 | SOCO_2_TVA_Transmission | SOCO | TVA_Transmission | Internal | Summer | B10 | 1262 | 2600 | 0 | 48.64 | 42.82 | 10 | 0
2030 | SOCO_2_TVA_Transmission | SOCO | TVA_Transmission | Internal | Winter | B16 | 25 | 2600 | 0 | 80.76 | 75.97 | 10 | 0
2030 | SOCO_2_TVA_Transmission | SOCO | TVA_Transmission | Internal | Winter | B17 | 100 | 2600 | 0 | 54.33 | 58.48 | 10 | 0
2030 | SOCO_2_TVA_Transmission | SOCO | TVA_Transmission | Internal | Winter | B18 | 400 | 2600 | 0 | 53.17 | 54.16 | 10 | 0
2030 | SOCO_2_TVA_Transmission | SOCO | TVA_Transmission | Internal | Winter | B19 | 700 | 2600 | 0 | 53.17 | 52.02 | 10 | 0
2030 | SOCO_2_TVA_Transmission | SOCO | TVA_Transmission | Internal | Winter | B20 | 935 | 2600 | 0 | 52.42 | 48.21 | 10 | 0
2030 | SOCO_2_VACAR | SOCO | VACAR | Internal | Shoulder | B11 | 25 | 2000 | 0 | 79.44 | 71.04 | 10 | 0
2030 | SOCO_2_VACAR | SOCO | VACAR | Internal | Shoulder | B12 | 200 | 2000 | 0 | 51.92 | 58.38 | 10 | 0
2030 | SOCO_2_VACAR | SOCO | VACAR | Internal | Shoulder | B13 | 600 | 2000 | 0 | 50.12 | 53.88 | 10 | 0
2030 | SOCO_2_VACAR | SOCO | VACAR | Internal | Shoulder | B14 | 900 | 2000 | 0 | 50.12 | 51.37 | 10 | 0
2030 | SOCO_2_VACAR | SOCO | VACAR | Internal | Shoulder | B15 | 1203 | 2000 | 0 | 50.12 | 49.45 | 10 | 0
2030 | SOCO_2_VACAR | SOCO | VACAR | Internal | Summer | B1 | 10 | 2000 | 0 | 91.51 | 99.52 | 10 | 0
2030 | SOCO_2_VACAR | SOCO | VACAR | Internal | Summer | B2 | 25 | 2000 | 0 | 83.67 | 85.75 | 10 | 0
2030 | SOCO_2_VACAR | SOCO | VACAR | Internal | Summer | B3 | 75 | 2000 | 0 | 83.67 | 85.75 | 10 | 0
2030 | SOCO_2_VACAR | SOCO | VACAR | Internal | Summer | B4 | 100 | 2000 | 0 | 82.07 | 83.9 | 10 | 0
2030 | SOCO_2_VACAR | SOCO | VACAR | Internal | Summer | B5 | 200 | 2000 | 0 | 82.07 | 75.9 | 10 | 0
2030 | SOCO_2_VACAR | SOCO | VACAR | Internal | Summer | B6 | 300 | 2000 | 0 | 69.23 | 62.23 | 10 | 0
2030 | SOCO_2_VACAR | SOCO | VACAR | Internal | Summer | B7 | 400 | 2000 | 0 | 61.62 | 54.62 | 10 | 0
2030 | SOCO_2_VACAR | SOCO | VACAR | Internal | Summer | B8 | 500 | 2000 | 0 | 50.38 | 49.61 | 10 | 0
2030 | SOCO_2_VACAR | SOCO | VACAR | Internal | Summer | B9 | 800 | 2000 | 0 | 48.64 | 47.46 | 10 | 0
2030 | SOCO_2_VACAR | SOCO | VACAR | Internal | Summer | B10 | 1262 | 2000 | 0 | 48.64 | 47.41 | 10 | 0
2030 | SOCO_2_VACAR | SOCO | VACAR | Internal | Winter | B16 | 25 | 2000 | 0 | 80.76 | 80.76 | 10 | 0
2030 | SOCO_2_VACAR | SOCO | VACAR | Internal | Winter | B17 | 100 | 2000 | 0 | 54.33 | 63.18 | 10 | 0
2030 | SOCO_2_VACAR | SOCO | VACAR | Internal | Winter | B18 | 400 | 2000 | 0 | 53.17 | 53.9 | 10 | 0
2030 | SOCO_2_VACAR | SOCO | VACAR | Internal | Winter | B19 | 700 | 2000 | 0 | 53.17 | 53.9 | 10 | 0
2030 | SOCO_2_VACAR | SOCO | VACAR | Internal | Winter | B20 | 935 | 2000 | 0 | 52.42 | 48.21 | 10 | 0
2030 | SPP_N_2_ENT | SPP_N | ENT | Internal | Shoulder | B11 | 25 | 1800 | 0 | 76.07 | 74.41 | 5 | 0
2030 | SPP_N_2_ENT | SPP_N | ENT | Internal | Shoulder | B12 | 200 | 1800 | 0 | 53.44 | 50.17 | 5 | 0
2030 | SPP_N_2_ENT | SPP_N | ENT | Internal | Shoulder | B13 | 600 | 1800 | 0 | 49.38 | 50.17 | 5 | 0
2030 | SPP_N_2_ENT | SPP_N | ENT | Internal | Shoulder | B14 | 900 | 1800 | 0 | 49.24 | 49.84 | 5 | 0
2030 | SPP_N_2_ENT | SPP_N | ENT | Internal | Shoulder | B15 | 1203 | 1800 | 0 | 47.97 | 49.01 | 5 | 0
2030 | SPP_N_2_ENT | SPP_N | ENT | Internal | Summer | B1 | 10 | 1800 | 0 | 86.51 | 83.51 | 5 | 0
2030 | SPP_N_2_ENT | SPP_N | ENT | Internal | Summer | B2 | 25 | 1800 | 0 | 79.41 | 80.73 | 5 | 0
2030 | SPP_N_2_ENT | SPP_N | ENT | Internal | Summer | B3 | 75 | 1800 | 0 | 79.41 | 80.73 | 5 | 0
2030 | SPP_N_2_ENT | SPP_N | ENT | Internal | Summer | B4 | 100 | 1800 | 0 | 79.41 | 74.07 | 5 | 0
2030 | SPP_N_2_ENT | SPP_N | ENT | Internal | Summer | B5 | 200 | 1800 | 0 | 74.8 | 74.07 | 5 | 0
2030 | SPP_N_2_ENT | SPP_N | ENT | Internal | Summer | B6 | 300 | 1800 | 0 | 65.24 | 66.23 | 5 | 0
2030 | SPP_N_2_ENT | SPP_N | ENT | Internal | Summer | B7 | 400 | 1800 | 0 | 54.32 | 53.62 | 5 | 0
2030 | SPP_N_2_ENT | SPP_N | ENT | Internal | Summer | B8 | 500 | 1800 | 0 | 47.72 | 48.58 | 5 | 0
2030 | SPP_N_2_ENT | SPP_N | ENT | Internal | Summer | B9 | 800 | 1800 | 0 | 46.45 | 48.23 | 5 | 0
2030 | SPP_N_2_ENT | SPP_N | ENT | Internal | Summer | B10 | 1262 | 1800 | 0 | 43.37 | 46.65 | 5 | 0
2030 | SPP_N_2_ENT | SPP_N | ENT | Internal | Winter | B16 | 25 | 1800 | 0.02 | 67.97 | 72.76 | 5 | 0
2030 | SPP_N_2_ENT | SPP_N | ENT | Internal | Winter | B17 | 100 | 1800 | 0 | 52.33 | 53.3 | 5 | 0
2030 | SPP_N_2_ENT | SPP_N | ENT | Internal | Winter | B18 | 400 | 1800 | 0 | 51.29 | 53.3 | 5 | 0
2030 | SPP_N_2_ENT | SPP_N | ENT | Internal | Winter | B19 | 700 | 1800 | 0 | 51.17 | 52.92 | 5 | 0
2030 | SPP_N_2_ENT | SPP_N | ENT | Internal | Winter | B20 | 935 | 1800 | 0 | 47.03 | 51.17 | 5 | 0
2030 | SPP_N_2_MISO_MO-IL | SPP_N | MISO_MO-IL | Internal | Shoulder | B11 | 25 | 2000 | 0 | 76.07 | 72.8 | 5 | 0
2030 | SPP_N_2_MISO_MO-IL | SPP_N | MISO_MO-IL | Internal | Shoulder | B12 | 200 | 2000 | 0 | 53.44 | 53.44 | 5 | 0
2030 | SPP_N_2_MISO_MO-IL | SPP_N | MISO_MO-IL | Internal | Shoulder | B13 | 600 | 2000 | 0 | 49.38 | 48.18 | 5 | 0
2030 | SPP_N_2_MISO_MO-IL | SPP_N | MISO_MO-IL | Internal | Shoulder | B14 | 900 | 2000 | 0 | 49.24 | 47.84 | 5 | 0
2030 | SPP_N_2_MISO_MO-IL | SPP_N | MISO_MO-IL | Internal | Shoulder | B15 | 1203 | 2000 | 0 | 47.97 | 41.75 | 5 | 0
2030 | SPP_N_2_MISO_MO-IL | SPP_N | MISO_MO-IL | Internal | Summer | B1 | 10 | 2000 | 207.99 | 86.51 | 91.51 | 5 | 0
2030 | SPP_N_2_MISO_MO-IL | SPP_N | MISO_MO-IL | Internal | Summer | B2 | 25 | 2000 | 0 | 79.41 | 77.75 | 5 | 0
2030 | SPP_N_2_MISO_MO-IL | SPP_N | MISO_MO-IL | Internal | Summer | B3 | 75 | 2000 | 0 | 79.41 | 75 | 5 | 0
2030 | SPP_N_2_MISO_MO-IL | SPP_N | MISO_MO-IL | Internal | Summer | B4 | 100 | 2000 | 0 | 79.41 | 75 | 5 | 0
2030 | SPP_N_2_MISO_MO-IL | SPP_N | MISO_MO-IL | Internal | Summer | B5 | 200 | 2000 | 0 | 74.8 | 71.9 | 5 | 0
2030 | SPP_N_2_MISO_MO-IL | SPP_N | MISO_MO-IL | Internal | Summer | B6 | 300 | 2000 | 0 | 65.24 | 58.23 | 5 | 0
2030 | SPP_N_2_MISO_MO-IL | SPP_N | MISO_MO-IL | Internal | Summer | B7 | 400 | 2000 | 0 | 54.32 | 47.33 | 5 | 0
2030 | SPP_N_2_MISO_MO-IL | SPP_N | MISO_MO-IL | Internal | Summer | B8 | 500 | 2000 | 0 | 47.72 | 43.66 | 5 | 0
2030 | SPP_N_2_MISO_MO-IL | SPP_N | MISO_MO-IL | Internal | Summer | B9 | 800 | 2000 | 0 | 46.45 | 40.23 | 5 | 0
2030 | SPP_N_2_MISO_MO-IL | SPP_N | MISO_MO-IL | Internal | Summer | B10 | 1262 | 2000 | 0 | 43.37 | 38.38 | 5 | 0
2030 | SPP_N_2_MISO_MO-IL | SPP_N | MISO_MO-IL | Internal | Winter | B16 | 25 | 2000 | 0 | 67.97 | 67.97 | 5 | 0
2030 | SPP_N_2_MISO_MO-IL | SPP_N | MISO_MO-IL | Internal | Winter | B17 | 100 | 2000 | 0 | 52.33 | 55.18 | 5 | 0
2030 | SPP_N_2_MISO_MO-IL | SPP_N | MISO_MO-IL | Internal | Winter | B18 | 400 | 2000 | 0 | 51.29 | 51.26 | 5 | 0
2030 | SPP_N_2_MISO_MO-IL | SPP_N | MISO_MO-IL | Internal | Winter | B19 | 700 | 2000 | 0 | 51.17 | 48.64 | 5 | 0
2030 | SPP_N_2_MISO_MO-IL | SPP_N | MISO_MO-IL | Internal | Winter | B20 | 935 | 2000 | 0 | 47.03 | 40.21 | 5 | 0
2030 | SPP_N_2_MISO_W | SPP_N | MISO_W | Internal | Shoulder | B11 | 25 | 750 | 0 | 76.07 | 72.79 | 5 | 0
2030 | SPP_N_2_MISO_W | SPP_N | MISO_W | Internal | Shoulder | B12 | 200 | 750 | 0 | 53.44 | 53.43 | 5 | 0
2030 | SPP_N_2_MISO_W | SPP_N | MISO_W | Internal | Shoulder | B13 | 600 | 750 | 0 | 49.38 | 48.16 | 5 | 0
2030 | SPP_N_2_MISO_W | SPP_N | MISO_W | Internal | Shoulder | B14 | 900 | 750 | 0 | 49.24 | 47.86 | 5 | 0
2030 | SPP_N_2_MISO_W | SPP_N | MISO_W | Internal | Shoulder | B15 | 1203 | 750 | 0 | 47.97 | 41.76 | 5 | 0
2030 | SPP_N_2_MISO_W | SPP_N | MISO_W | Internal | Summer | B1 | 10 | 750 | 0.77 | 86.51 | 91.49 | 5 | 0
2030 | SPP_N_2_MISO_W | SPP_N | MISO_W | Internal | Summer | B2 | 25 | 750 | 0 | 79.41 | 77.73 | 5 | 0
2030 | SPP_N_2_MISO_W | SPP_N | MISO_W | Internal | Summer | B3 | 75 | 750 | 0 | 79.41 | 75.99 | 5 | 0
2030 | SPP_N_2_MISO_W | SPP_N | MISO_W | Internal | Summer | B4 | 100 | 750 | 0 | 79.41 | 75.99 | 5 | 0
2030 | SPP_N_2_MISO_W | SPP_N | MISO_W | Internal | Summer | B5 | 200 | 750 | 0 | 74.8 | 71.91 | 5 | 0
2030 | SPP_N_2_MISO_W | SPP_N | MISO_W | Internal | Summer | B6 | 300 | 750 | 0 | 65.24 | 58.24 | 5 | 0
2030 | SPP_N_2_MISO_W | SPP_N | MISO_W | Internal | Summer | B7 | 400 | 750 | 0 | 54.32 | 47.32 | 5 | 0
2030 | SPP_N_2_MISO_W | SPP_N | MISO_W | Internal | Summer | B8 | 500 | 750 | 0 | 47.72 | 43.67 | 5 | 0
2030 | SPP_N_2_MISO_W | SPP_N | MISO_W | Internal | Summer | B9 | 800 | 750 | 0 | 46.45 | 42.52 | 5 | 0
2030 | SPP_N_2_MISO_W | SPP_N | MISO_W | Internal | Summer | B10 | 1262 | 750 | 0 | 43.37 | 38.37 | 5 | 0
2030 | SPP_N_2_MISO_W | SPP_N | MISO_W | Internal | Winter | B16 | 25 | 750 | 0 | 67.97 | 67.95 | 5 | 0
2030 | SPP_N_2_MISO_W | SPP_N | MISO_W | Internal | Winter | B17 | 100 | 750 | 0 | 52.33 | 55.16 | 5 | 0
2030 | SPP_N_2_MISO_W | SPP_N | MISO_W | Internal | Winter | B18 | 400 | 750 | 0 | 51.29 | 51.28 | 5 | 0
2030 | SPP_N_2_MISO_W | SPP_N | MISO_W | Internal | Winter | B19 | 700 | 750 | 0 | 51.17 | 48.66 | 5 | 0
2030 | SPP_N_2_MISO_W | SPP_N | MISO_W | Internal | Winter | B20 | 935 | 750 | 0 | 47.03 | 40.21 | 5 | 0
2030 | SPP_N_2_NE | SPP_N | NE | Internal | Shoulder | B11 | 25 | 330 | 0 | 76.07 | 72.79 | 0.01 | 0
2030 | SPP_N_2_NE | SPP_N | NE | Internal | Shoulder | B12 | 200 | 330 | 0.02 | 53.44 | 53.43 | 0.01 | 0
2030 | SPP_N_2_NE | SPP_N | NE | Internal | Shoulder | B13 | 600 | 330 | 0 | 49.38 | 49.37 | 0.01 | 0
2030 | SPP_N_2_NE | SPP_N | NE | Internal | Shoulder | B14 | 900 | 330 | 0 | 49.24 | 49.23 | 0.01 | 0
2030 | SPP_N_2_NE | SPP_N | NE | Internal | Shoulder | B15 | 1203 | 330 | 0 | 47.97 | 47.96 | 0.01 | 0
2030 | SPP_N_2_NE | SPP_N | NE | Internal | Summer | B1 | 10 | 330 | 0.43 | 86.51 | 86.49 | 0.01 | 0
2030 | SPP_N_2_NE | SPP_N | NE | Internal | Summer | B2 | 25 | 330 | 0 | 79.41 | 78.44 | 0.01 | 0
2030 | SPP_N_2_NE | SPP_N | NE | Internal | Summer | B3 | 75 | 330 | 0 | 79.41 | 79.03 | 0.01 | 0
2030 | SPP_N_2_NE | SPP_N | NE | Internal | Summer | B4 | 100 | 330 | 0 | 79.41 | 78.44 | 0.01 | 0
2030 | SPP_N_2_NE | SPP_N | NE | Internal | Summer | B5 | 200 | 330 | 0.02 | 74.8 | 74.79 | 0.01 | 0
2030 | SPP_N_2_NE | SPP_N | NE | Internal | Summer | B6 | 300 | 330 | 0.02 | 65.24 | 65.23 | 0.01 | 0
2030 | SPP_N_2_NE | SPP_N | NE | Internal | Summer | B7 | 400 | 330 | 0 | 54.32 | 52.85 | 0.01 | 0
2030 | SPP_N_2_NE | SPP_N | NE | Internal | Summer | B8 | 500 | 330 | 0 | 47.72 | 46.28 | 0.01 | 0
2030 | SPP_N_2_NE | SPP_N | NE | Internal | Summer | B9 | 800 | 330 | 0 | 46.45 | 46.28 | 0.01 | 0
2030 | SPP_N_2_NE | SPP_N | NE | Internal | Summer | B10 | 1262 | 330 | 0 | 43.37 | 38.37 | 0.01 | 0
2030 | SPP_N_2_NE | SPP_N | NE | Internal | Winter | B16 | 25 | 330 | 0.18 | 67.97 | 67.95 | 0.01 | 0
2030 | SPP_N_2_NE | SPP_N | NE | Internal | Winter | B17 | 100 | 330 | 0.05 | 52.33 | 52.32 | 0.01 | 0
2030 | SPP_N_2_NE | SPP_N | NE | Internal | Winter | B18 | 400 | 330 | 0.01 | 51.29 | 51.28 | 0.01 | 0
2030 | SPP_N_2_NE | SPP_N | NE | Internal | Winter | B19 | 700 | 330 | 0 | 51.17 | 51.16 | 0.01 | 0
2030 | SPP_N_2_NE | SPP_N | NE | Internal | Winter | B20 | 935 | 330 | 0 | 47.03 | 46.06 | 0.01 | 0
2030 | SPP_N_2_SPP_S | SPP_N | SPP_S | Internal | Shoulder | B11 | 25 | 4000 | 0 | 76.07 | 69.41 | 0.01 | 0
2030 | SPP_N_2_SPP_S | SPP_N | SPP_S | Internal | Shoulder | B12 | 200 | 4000 | 0 | 53.44 | 50.29 | 0.01 | 0
2030 | SPP_N_2_SPP_S | SPP_N | SPP_S | Internal | Shoulder | B13 | 600 | 4000 | 0 | 49.38 | 48.09 | 0.01 | 0
2030 | SPP_N_2_SPP_S | SPP_N | SPP_S | Internal | Shoulder | B14 | 900 | 4000 | 0 | 49.24 | 48.09 | 0.01 | 0
2030 | SPP_N_2_SPP_S | SPP_N | SPP_S | Internal | Shoulder | B15 | 1203 | 4000 | 1453.29 | 47.97 | 47.98 | 0.01 | 0
2030 | SPP_N_2_SPP_S | SPP_N | SPP_S | Internal | Summer | B1 | 10 | 4000 | 0 | 86.51 | 77.07 | 0.01 | 0
2030 | SPP_N_2_SPP_S | SPP_N | SPP_S | Internal | Summer | B2 | 25 | 4000 | 0 | 79.41 | 77.07 | 0.01 | 0
2030 | SPP_N_2_SPP_S | SPP_N | SPP_S | Internal | Summer | B3 | 75 | 4000 | 0 | 79.41 | 75.95 | 0.01 | 0
2030 | SPP_N_2_SPP_S | SPP_N | SPP_S | Internal | Summer | B4 | 100 | 4000 | 0 | 79.41 | 69.07 | 0.01 | 0
2030 | SPP_N_2_SPP_S | SPP_N | SPP_S | Internal | Summer | B5 | 200 | 4000 | 0 | 74.8 | 67.02 | 0.01 | 0
2030 | SPP_N_2_SPP_S | SPP_N | SPP_S | Internal | Summer | B6 | 300 | 4000 | 994.02 | 65.24 | 65.25 | 0.01 | 0
2030 | SPP_N_2_SPP_S | SPP_N | SPP_S | Internal | Summer | B7 | 400 | 4000 | 798.69 | 54.32 | 54.33 | 0.01 | 0
2030 | SPP_N_2_SPP_S | SPP_N | SPP_S | Internal | Summer | B8 | 500 | 4000 | 1012.2 | 47.72 | 47.73 | 0.01 | 0
2030 | SPP_N_2_SPP_S | SPP_N | SPP_S | Internal | Summer | B9 | 800 | 4000 | 1975.12 | 46.45 | 46.46 | 0.01 | 0
2030 | SPP_N_2_SPP_S | SPP_N | SPP_S | Internal | Summer | B10 | 1262 | 4000 | 3605.11 | 43.37 | 43.39 | 0.01 | 0
2030 | SPP_N_2_SPP_S | SPP_N | SPP_S | Internal | Winter | B16 | 25 | 4000 | 0.02 | 67.97 | 67.76 | 0.01 | 0
2030 | SPP_N_2_SPP_S | SPP_N | SPP_S | Internal | Winter | B17 | 100 | 4000 | 0.05 | 52.33 | 52.32 | 0.01 | 0
2030 | SPP_N_2_SPP_S | SPP_N | SPP_S | Internal | Winter | B18 | 400 | 4000 | 158.58 | 51.29 | 51.3 | 0.01 | 0
2030 | SPP_N_2_SPP_S | SPP_N | SPP_S | Internal | Winter | B19 | 700 | 4000 | 786.97 | 51.17 | 51.18 | 0.01 | 0
2030 | SPP_N_2_SPP_S | SPP_N | SPP_S | Internal | Winter | B20 | 935 | 4000 | 2474.63 | 47.03 | 47.05 | 0.01 | 0
2030 | SPP_S_2_ENT | SPP_S | ENT | Internal | Shoulder | B11 | 25 | 850 | 287.52 | 69.41 | 74.41 | 5 | 0
2030 | SPP_S_2_ENT | SPP_S | ENT | Internal | Shoulder | B12 | 200 | 850 | 0 | 50.29 | 50.17 | 5 | 0
2030 | SPP_S_2_ENT | SPP_S | ENT | Internal | Shoulder | B13 | 600 | 850 | 0 | 48.09 | 50.17 | 5 | 0
2030 | SPP_S_2_ENT | SPP_S | ENT | Internal | Shoulder | B14 | 900 | 850 | 0 | 48.09 | 49.84 | 5 | 0
2030 | SPP_S_2_ENT | SPP_S | ENT | Internal | Shoulder | B15 | 1203 | 850 | 0 | 47.98 | 49.01 | 5 | 0
2030 | SPP_S_2_ENT | SPP_S | ENT | Internal | Summer | B1 | 10 | 850 | 849.99 | 77.07 | 83.51 | 5 | 1.44
2030 | SPP_S_2_ENT | SPP_S | ENT | Internal | Summer | B2 | 25 | 850 | 0 | 77.07 | 80.73 | 5 | 0
2030 | SPP_S_2_ENT | SPP_S | ENT | Internal | Summer | B3 | 75 | 850 | 0 | 75.95 | 80.73 | 5 | 0
2030 | SPP_S_2_ENT | SPP_S | ENT | Internal | Summer | B4 | 100 | 850 | 508.94 | 69.07 | 74.07 | 5 | 0
2030 | SPP_S_2_ENT | SPP_S | ENT | Internal | Summer | B5 | 200 | 850 | 850 | 67.02 | 74.07 | 5 | 2.05
2030 | SPP_S_2_ENT | SPP_S | ENT | Internal | Summer | B6 | 300 | 850 | 0 | 65.25 | 66.23 | 5 | 0
2030 | SPP_S_2_ENT | SPP_S | ENT | Internal | Summer | B7 | 400 | 850 | 0 | 54.33 | 53.62 | 5 | 0
2030 | SPP_S_2_ENT | SPP_S | ENT | Internal | Summer | B8 | 500 | 850 | 0 | 47.73 | 48.58 | 5 | 0
2030 | SPP_S_2_ENT | SPP_S | ENT | Internal | Summer | B9 | 800 | 850 | 0 | 46.46 | 48.23 | 5 | 0
2030 | SPP_S_2_ENT | SPP_S | ENT | Internal | Summer | B10 | 1262 | 850 | 0 | 43.39 | 46.65 | 5 | 0
2030 | SPP_S_2_ENT | SPP_S | ENT | Internal | Winter | B16 | 25 | 850 | 123.21 | 67.76 | 72.76 | 5 | 0
2030 | SPP_S_2_ENT | SPP_S | ENT | Internal | Winter | B17 | 100 | 850 | 0 | 52.32 | 53.3 | 5 | 0
2030 | SPP_S_2_ENT | SPP_S | ENT | Internal | Winter | B18 | 400 | 850 | 0 | 51.3 | 53.3 | 5 | 0
2030 | SPP_S_2_ENT | SPP_S | ENT | Internal | Winter | B19 | 700 | 850 | 0 | 51.18 | 52.92 | 5 | 0
2030 | SPP_S_2_ENT | SPP_S | ENT | Internal | Winter | B20 | 935 | 850 | 0 | 47.05 | 51.17 | 5 | 0
2030 | SPP_S_2_SPP_N | SPP_S | SPP_N | Internal | Shoulder | B11 | 25 | 640 | 640 | 69.41 | 76.07 | 0.01 | 6.65
2030 | SPP_S_2_SPP_N | SPP_S | SPP_N | Internal | Shoulder | B12 | 200 | 640 | 640 | 50.29 | 53.44 | 0.01 | 3.14
2030 | SPP_S_2_SPP_N | SPP_S | SPP_N | Internal | Shoulder | B13 | 600 | 640 | 640 | 48.09 | 49.38 | 0.01 | 1.28
2030 | SPP_S_2_SPP_N | SPP_S | SPP_N | Internal | Shoulder | B14 | 900 | 640 | 640 | 48.09 | 49.24 | 0.01 | 1.14
2030 | SPP_S_2_SPP_N | SPP_S | SPP_N | Internal | Shoulder | B15 | 1203 | 640 | 0 | 47.98 | 47.97 | 0.01 | 0
2030 | SPP_S_2_SPP_N | SPP_S | SPP_N | Internal | Summer | B1 | 10 | 640 | 640 | 77.07 | 86.51 | 0.01 | 9.42
2030 | SPP_S_2_SPP_N | SPP_S | SPP_N | Internal | Summer | B2 | 25 | 640 | 640 | 77.07 | 79.41 | 0.01 | 2.33
2030 | SPP_S_2_SPP_N | SPP_S | SPP_N | Internal | Summer | B3 | 75 | 640 | 640 | 75.95 | 79.41 | 0.01 | 3.45
2030 | SPP_S_2_SPP_N | SPP_S | SPP_N | Internal | Summer | B4 | 100 | 640 | 640 | 69.07 | 79.41 | 0.01 | 10.33
2030 | SPP_S_2_SPP_N | SPP_S | SPP_N | Internal | Summer | B5 | 200 | 640 | 640 | 67.02 | 74.8 | 0.01 | 7.77
2030 | SPP_S_2_SPP_N | SPP_S | SPP_N | Internal | Summer | B6 | 300 | 640 | 0.02 | 65.25 | 65.24 | 0.01 | 0
2030 | SPP_S_2_SPP_N | SPP_S | SPP_N | Internal | Summer | B7 | 400 | 640 | 0.01 | 54.33 | 54.32 | 0.01 | 0
2030 | SPP_S_2_SPP_N | SPP_S | SPP_N | Internal | Summer | B8 | 500 | 640 | 0 | 47.73 | 47.72 | 0.01 | 0
2030 | SPP_S_2_SPP_N | SPP_S | SPP_N | Internal | Summer | B9 | 800 | 640 | 0 | 46.46 | 46.45 | 0.01 | 0
2030 | SPP_S_2_SPP_N | SPP_S | SPP_N | Internal | Summer | B10 | 1262 | 640 | 0 | 43.39 | 43.37 | 0.01 | 0
2030 | SPP_S_2_SPP_N | SPP_S | SPP_N | Internal | Winter | B16 | 25 | 640 | 639.98 | 67.76 | 67.97 | 0.01 | 0.2
2030 | SPP_S_2_SPP_N | SPP_S | SPP_N | Internal | Winter | B17 | 100 | 640 | 394.34 | 52.32 | 52.33 | 0.01 | 0
2030 | SPP_S_2_SPP_N | SPP_S | SPP_N | Internal | Winter | B18 | 400 | 640 | 0.01 | 51.3 | 51.29 | 0.01 | 0
2030 | SPP_S_2_SPP_N | SPP_S | SPP_N | Internal | Winter | B19 | 700 | 640 | 0 | 51.18 | 51.17 | 0.01 | 0
2030 | SPP_S_2_SPP_N | SPP_S | SPP_N | Internal | Winter | B20 | 935 | 640 | 0 | 47.05 | 47.03 | 0.01 | 0
2030 | TVA_2_ENT | TVA | ENT | Internal | Shoulder | B11 | 25 | 500 | 0 | 68.44 | 74.41 | 9 | 0
2030 | TVA_2_ENT | TVA | ENT | Internal | Shoulder | B12 | 200 | 500 | 0 | 51.68 | 50.17 | 9 | 0
2030 | TVA_2_ENT | TVA | ENT | Internal | Shoulder | B13 | 600 | 500 | 0 | 49.59 | 50.17 | 9 | 0
2030 | TVA_2_ENT | TVA | ENT | Internal | Shoulder | B14 | 900 | 500 | 0 | 49.59 | 49.84 | 9 | 0
2030 | TVA_2_ENT | TVA | ENT | Internal | Shoulder | B15 | 1203 | 500 | 0 | 49.55 | 49.01 | 9 | 0
2030 | TVA_2_ENT | TVA | ENT | Internal | Summer | B1 | 10 | 500 | 0 | 86.55 | 83.51 | 9 | 0
2030 | TVA_2_ENT | TVA | ENT | Internal | Summer | B2 | 25 | 500 | 0 | 85.76 | 80.73 | 9 | 0
2030 | TVA_2_ENT | TVA | ENT | Internal | Summer | B3 | 75 | 500 | 0 | 79.81 | 80.73 | 9 | 0
2030 | TVA_2_ENT | TVA | ENT | Internal | Summer | B4 | 100 | 500 | 0 | 79.81 | 74.07 | 9 | 0
2030 | TVA_2_ENT | TVA | ENT | Internal | Summer | B5 | 200 | 500 | 0 | 75.91 | 74.07 | 9 | 0
2030 | TVA_2_ENT | TVA | ENT | Internal | Summer | B6 | 300 | 500 | 0 | 57.32 | 66.23 | 9 | 0
2030 | TVA_2_ENT | TVA | ENT | Internal | Summer | B7 | 400 | 500 | 0 | 48.14 | 53.62 | 9 | 0
2030 | TVA_2_ENT | TVA | ENT | Internal | Summer | B8 | 500 | 500 | 0 | 48.14 | 48.58 | 9 | 0
2030 | TVA_2_ENT | TVA | ENT | Internal | Summer | B9 | 800 | 500 | 0 | 48.08 | 48.23 | 9 | 0
2030 | TVA_2_ENT | TVA | ENT | Internal | Summer | B10 | 1262 | 500 | 0 | 41.21 | 46.65 | 9 | 0
2030 | TVA_2_ENT | TVA | ENT | Internal | Winter | B16 | 25 | 500 | 0 | 71.76 | 72.76 | 9 | 0
2030 | TVA_2_ENT | TVA | ENT | Internal | Winter | B17 | 100 | 500 | 0 | 54.75 | 53.3 | 9 | 0
2030 | TVA_2_ENT | TVA | ENT | Internal | Winter | B18 | 400 | 500 | 0 | 50.35 | 53.3 | 9 | 0
2030 | TVA_2_ENT | TVA | ENT | Internal | Winter | B19 | 700 | 500 | 0 | 50.35 | 52.92 | 9 | 0
2030 | TVA_2_ENT | TVA | ENT | Internal | Winter | B20 | 935 | 500 | 0 | 48.22 | 51.17 | 9 | 0
2030 | TVA_2_MISO_MO-IL | TVA | MISO_MO-IL | Internal | Shoulder | B11 | 25 | 50 | 0 | 68.44 | 72.8 | 9 | 0
2030 | TVA_2_MISO_MO-IL | TVA | MISO_MO-IL | Internal | Shoulder | B12 | 200 | 50 | 0 | 51.68 | 53.44 | 9 | 0
2030 | TVA_2_MISO_MO-IL | TVA | MISO_MO-IL | Internal | Shoulder | B13 | 600 | 50 | 0 | 49.59 | 48.18 | 9 | 0
2030 | TVA_2_MISO_MO-IL | TVA | MISO_MO-IL | Internal | Shoulder | B14 | 900 | 50 | 0 | 49.59 | 47.84 | 9 | 0
2030 | TVA_2_MISO_MO-IL | TVA | MISO_MO-IL | Internal | Shoulder | B15 | 1203 | 50 | 0 | 49.55 | 41.75 | 9 | 0
2030 | TVA_2_MISO_MO-IL | TVA | MISO_MO-IL | Internal | Summer | B1 | 10 | 50 | 0 | 86.55 | 91.51 | 9 | 0
2030 | TVA_2_MISO_MO-IL | TVA | MISO_MO-IL | Internal | Summer | B2 | 25 | 50 | 0 | 85.76 | 77.75 | 9 | 0
2030 | TVA_2_MISO_MO-IL | TVA | MISO_MO-IL | Internal | Summer | B3 | 75 | 50 | 0 | 79.81 | 75 | 9 | 0
2030 | TVA_2_MISO_MO-IL | TVA | MISO_MO-IL | Internal | Summer | B4 | 100 | 50 | 0 | 79.81 | 75 | 9 | 0
2030 | TVA_2_MISO_MO-IL | TVA | MISO_MO-IL | Internal | Summer | B5 | 200 | 50 | 0 | 75.91 | 71.9 | 9 | 0
2030 | TVA_2_MISO_MO-IL | TVA | MISO_MO-IL | Internal | Summer | B6 | 300 | 50 | 0 | 57.32 | 58.23 | 9 | 0
2030 | TVA_2_MISO_MO-IL | TVA | MISO_MO-IL | Internal | Summer | B7 | 400 | 50 | 0 | 48.14 | 47.33 | 9 | 0
2030 | TVA_2_MISO_MO-IL | TVA | MISO_MO-IL | Internal | Summer | B8 | 500 | 50 | 0 | 48.14 | 43.66 | 9 | 0
2030 | TVA_2_MISO_MO-IL | TVA | MISO_MO-IL | Internal | Summer | B9 | 800 | 50 | 0 | 48.08 | 40.23 | 9 | 0
2030 | TVA_2_MISO_MO-IL | TVA | MISO_MO-IL | Internal | Summer | B10 | 1262 | 50 | 0 | 41.21 | 38.38 | 9 | 0
2030 | TVA_2_MISO_MO-IL | TVA | MISO_MO-IL | Internal | Winter | B16 | 25 | 50 | 0 | 71.76 | 67.97 | 9 | 0
2030 | TVA_2_MISO_MO-IL | TVA | MISO_MO-IL | Internal | Winter | B17 | 100 | 50 | 0 | 54.75 | 55.18 | 9 | 0
2030 | TVA_2_MISO_MO-IL | TVA | MISO_MO-IL | Internal | Winter | B18 | 400 | 50 | 0 | 50.35 | 51.26 | 9 | 0
2030 | TVA_2_MISO_MO-IL | TVA | MISO_MO-IL | Internal | Winter | B19 | 700 | 50 | 0 | 50.35 | 48.64 | 9 | 0
2030 | TVA_2_MISO_MO-IL | TVA | MISO_MO-IL | Internal | Winter | B20 | 935 | 50 | 0 | 48.22 | 40.21 | 9 | 0
2030 | TVA_2_NonRTO_Midwest | TVA | NonRTO_Midwest | Internal | Shoulder | B11 | 25 | 100 | 100 | 68.44 | 80.81 | 9 | 3.37
2030 | TVA_2_NonRTO_Midwest | TVA | NonRTO_Midwest | Internal | Shoulder | B12 | 200 | 100 | 100 | 51.68 | 63.54 | 9 | 2.87
2030 | TVA_2_NonRTO_Midwest | TVA | NonRTO_Midwest | Internal | Shoulder | B13 | 600 | 100 | 0 | 49.59 | 56.19 | 9 | 0
2030 | TVA_2_NonRTO_Midwest | TVA | NonRTO_Midwest | Internal | Shoulder | B14 | 900 | 100 | 0 | 49.59 | 45.63 | 9 | 0
2030 | TVA_2_NonRTO_Midwest | TVA | NonRTO_Midwest | Internal | Shoulder | B15 | 1203 | 100 | 0 | 49.55 | 41.54 | 9 | 0
2030 | TVA_2_NonRTO_Midwest | TVA | NonRTO_Midwest | Internal | Summer | B1 | 10 | 100 | 0 | 86.55 | 83.53 | 9 | 0
2030 | TVA_2_NonRTO_Midwest | TVA | NonRTO_Midwest | Internal | Summer | B2 | 25 | 100 | 0 | 85.76 | 80.48 | 9 | 0
2030 | TVA_2_NonRTO_Midwest | TVA | NonRTO_Midwest | Internal | Summer | B3 | 75 | 100 | 0 | 79.81 | 80.48 | 9 | 0
2030 | TVA_2_NonRTO_Midwest | TVA | NonRTO_Midwest | Internal | Summer | B4 | 100 | 100 | 0 | 79.81 | 80.48 | 9 | 0
2030 | TVA_2_NonRTO_Midwest | TVA | NonRTO_Midwest | Internal | Summer | B5 | 200 | 100 | 0 | 75.91 | 79.91 | 9 | 0
2030 | TVA_2_NonRTO_Midwest | TVA | NonRTO_Midwest | Internal | Summer | B6 | 300 | 100 | 0 | 57.32 | 66.23 | 9 | 0
2030 | TVA_2_NonRTO_Midwest | TVA | NonRTO_Midwest | Internal | Summer | B7 | 400 | 100 | 0 | 48.14 | 55.74 | 9 | 0
2030 | TVA_2_NonRTO_Midwest | TVA | NonRTO_Midwest | Internal | Summer | B8 | 500 | 100 | 0 | 48.14 | 44.14 | 9 | 0
2030 | TVA_2_NonRTO_Midwest | TVA | NonRTO_Midwest | Internal | Summer | B9 | 800 | 100 | 0 | 48.08 | 40.07 | 9 | 0
2030 | TVA_2_NonRTO_Midwest | TVA | NonRTO_Midwest | Internal | Summer | B10 | 1262 | 100 | 0 | 41.21 | 36.23 | 9 | 0
2030 | TVA_2_NonRTO_Midwest | TVA | NonRTO_Midwest | Internal | Winter | B16 | 25 | 100 | 100 | 71.76 | 84.97 | 9 | 4.21
2030 | TVA_2_NonRTO_Midwest | TVA | NonRTO_Midwest | Internal | Winter | B17 | 100 | 100 | 100 | 54.75 | 64.03 | 9 | 0.27
2030 | TVA_2_NonRTO_Midwest | TVA | NonRTO_Midwest | Internal | Winter | B18 | 400 | 100 | 0 | 50.35 | 59.28 | 9 | 0
2030 | TVA_2_NonRTO_Midwest | TVA | NonRTO_Midwest | Internal | Winter | B19 | 700 | 100 | 0 | 50.35 | 47.23 | 9 | 0
2030 | TVA_2_NonRTO_Midwest | TVA | NonRTO_Midwest | Internal | Winter | B20 | 935 | 100 | 0 | 48.22 | 40.21 | 9 | 0
2030 | TVA_2_PJM_ROR | TVA | PJM_ROR | Internal | Shoulder | B11 | 25 | 500 | 0 | 68.44 | 65.04 | 9 | 0
2030 | TVA_2_PJM_ROR | TVA | PJM_ROR | Internal | Shoulder | B12 | 200 | 500 | 0 | 51.68 | 54.19 | 9 | 0
2030 | TVA_2_PJM_ROR | TVA | PJM_ROR | Internal | Shoulder | B13 | 600 | 500 | 0 | 49.59 | 50.15 | 9 | 0
2030 | TVA_2_PJM_ROR | TVA | PJM_ROR | Internal | Shoulder | B14 | 900 | 500 | 0 | 49.59 | 47.46 | 9 | 0
2030 | TVA_2_PJM_ROR | TVA | PJM_ROR | Internal | Shoulder | B15 | 1203 | 500 | 0 | 49.55 | 43.69 | 9 | 0
2030 | TVA_2_PJM_ROR | TVA | PJM_ROR | Internal | Summer | B1 | 10 | 500 | 0 | 86.55 | 93.52 | 9 | 0
2030 | TVA_2_PJM_ROR | TVA | PJM_ROR | Internal | Summer | B2 | 25 | 500 | 0 | 85.76 | 79.75 | 9 | 0
2030 | TVA_2_PJM_ROR | TVA | PJM_ROR | Internal | Summer | B3 | 75 | 500 | 0 | 79.81 | 73.8 | 9 | 0
2030 | TVA_2_PJM_ROR | TVA | PJM_ROR | Internal | Summer | B4 | 100 | 500 | 0 | 79.81 | 73.8 | 9 | 0
2030 | TVA_2_PJM_ROR | TVA | PJM_ROR | Internal | Summer | B5 | 200 | 500 | 0 | 75.91 | 69.9 | 9 | 0
2030 | TVA_2_PJM_ROR | TVA | PJM_ROR | Internal | Summer | B6 | 300 | 500 | 0 | 57.32 | 56.23 | 9 | 0
2030 | TVA_2_PJM_ROR | TVA | PJM_ROR | Internal | Summer | B7 | 400 | 500 | 0 | 48.14 | 47.83 | 9 | 0
2030 | TVA_2_PJM_ROR | TVA | PJM_ROR | Internal | Summer | B8 | 500 | 500 | 0 | 48.14 | 44.79 | 9 | 0
2030 | TVA_2_PJM_ROR | TVA | PJM_ROR | Internal | Summer | B9 | 800 | 500 | 0 | 48.08 | 42.07 | 9 | 0
2030 | TVA_2_PJM_ROR | TVA | PJM_ROR | Internal | Summer | B10 | 1262 | 500 | 0 | 41.21 | 40.39 | 9 | 0
2030 | TVA_2_PJM_ROR | TVA | PJM_ROR | Internal | Winter | B16 | 25 | 500 | 0 | 71.76 | 69.97 | 9 | 0
2030 | TVA_2_PJM_ROR | TVA | PJM_ROR | Internal | Winter | B17 | 100 | 500 | 0 | 54.75 | 57.18 | 9 | 0
2030 | TVA_2_PJM_ROR | TVA | PJM_ROR | Internal | Winter | B18 | 400 | 500 | 0 | 50.35 | 51.35 | 9 | 0
2030 | TVA_2_PJM_ROR | TVA | PJM_ROR | Internal | Winter | B19 | 700 | 500 | 0 | 50.35 | 48.86 | 9 | 0
2030 | TVA_2_PJM_ROR | TVA | PJM_ROR | Internal | Winter | B20 | 935 | 500 | 0 | 48.22 | 42.21 | 9 | 0
2030 | TVA_2_SOCO | TVA | SOCO | Internal | Shoulder | B11 | 25 | 500 | 500 | 68.44 | 79.44 | 9 | 1.99
2030 | TVA_2_SOCO | TVA | SOCO | Internal | Shoulder | B12 | 200 | 500 | 0 | 51.68 | 51.92 | 9 | 0
2030 | TVA_2_SOCO | TVA | SOCO | Internal | Shoulder | B13 | 600 | 500 | 0 | 49.59 | 50.12 | 9 | 0
2030 | TVA_2_SOCO | TVA | SOCO | Internal | Shoulder | B14 | 900 | 500 | 0 | 49.59 | 50.12 | 9 | 0
2030 | TVA_2_SOCO | TVA | SOCO | Internal | Shoulder | B15 | 1203 | 500 | 0 | 49.55 | 50.12 | 9 | 0
2030 | TVA_2_SOCO | TVA | SOCO | Internal | Summer | B1 | 10 | 500 | 0 | 86.55 | 91.51 | 9 | 0
2030 | TVA_2_SOCO | TVA | SOCO | Internal | Summer | B2 | 25 | 500 | 0 | 85.76 | 83.67 | 9 | 0
2030 | TVA_2_SOCO | TVA | SOCO | Internal | Summer | B3 | 75 | 500 | 0 | 79.81 | 83.67 | 9 | 0
2030 | TVA_2_SOCO | TVA | SOCO | Internal | Summer | B4 | 100 | 500 | 0 | 79.81 | 82.07 | 9 | 0
2030 | TVA_2_SOCO | TVA | SOCO | Internal | Summer | B5 | 200 | 500 | 0 | 75.91 | 82.07 | 9 | 0
2030 | TVA_2_SOCO | TVA | SOCO | Internal | Summer | B6 | 300 | 500 | 500 | 57.32 | 69.23 | 9 | 2.91
2030 | TVA_2_SOCO | TVA | SOCO | Internal | Summer | B7 | 400 | 500 | 500 | 48.14 | 61.62 | 9 | 4.48
2030 | TVA_2_SOCO | TVA | SOCO | Internal | Summer | B8 | 500 | 500 | 0 | 48.14 | 50.38 | 9 | 0
2030 | TVA_2_SOCO | TVA | SOCO | Internal | Summer | B9 | 800 | 500 | 0 | 48.08 | 48.64 | 9 | 0
2030 | TVA_2_SOCO | TVA | SOCO | Internal | Summer | B10 | 1262 | 500 | 0 | 41.21 | 48.64 | 9 | 0
2030 | TVA_2_SOCO | TVA | SOCO | Internal | Winter | B16 | 25 | 500 | 85.82 | 71.76 | 80.76 | 9 | 0
2030 | TVA_2_SOCO | TVA | SOCO | Internal | Winter | B17 | 100 | 500 | 0 | 54.75 | 54.33 | 9 | 0
2030 | TVA_2_SOCO | TVA | SOCO | Internal | Winter | B18 | 400 | 500 | 0 | 50.35 | 53.17 | 9 | 0
2030 | TVA_2_SOCO | TVA | SOCO | Internal | Winter | B19 | 700 | 500 | 0 | 50.35 | 53.17 | 9 | 0
2030 | TVA_2_SOCO | TVA | SOCO | Internal | Winter | B20 | 935 | 500 | 0 | 48.22 | 52.42 | 9 | 0
2030 | TVA_2_VACAR | TVA | VACAR | Internal | Shoulder | B11 | 25 | 150 | 0 | 68.44 | 71.04 | 9 | 0
2030 | TVA_2_VACAR | TVA | VACAR | Internal | Shoulder | B12 | 200 | 150 | 0 | 51.68 | 58.38 | 9 | 0
2030 | TVA_2_VACAR | TVA | VACAR | Internal | Shoulder | B13 | 600 | 150 | 0 | 49.59 | 53.88 | 9 | 0
2030 | TVA_2_VACAR | TVA | VACAR | Internal | Shoulder | B14 | 900 | 150 | 0 | 49.59 | 51.37 | 9 | 0
2030 | TVA_2_VACAR | TVA | VACAR | Internal | Shoulder | B15 | 1203 | 150 | 0 | 49.55 | 49.45 | 9 | 0
2030 | TVA_2_VACAR | TVA | VACAR | Internal | Summer | B1 | 10 | 150 | 150 | 86.55 | 99.52 | 9 | 3.96
2030 | TVA_2_VACAR | TVA | VACAR | Internal | Summer | B2 | 25 | 150 | 0 | 85.76 | 85.75 | 9 | 0
2030 | TVA_2_VACAR | TVA | VACAR | Internal | Summer | B3 | 75 | 150 | 0 | 79.81 | 85.75 | 9 | 0
2030 | TVA_2_VACAR | TVA | VACAR | Internal | Summer | B4 | 100 | 150 | 0 | 79.81 | 83.9 | 9 | 0
2030 | TVA_2_VACAR | TVA | VACAR | Internal | Summer | B5 | 200 | 150 | 0 | 75.91 | 75.9 | 9 | 0
2030 | TVA_2_VACAR | TVA | VACAR | Internal | Summer | B6 | 300 | 150 | 0 | 57.32 | 62.23 | 9 | 0
2030 | TVA_2_VACAR | TVA | VACAR | Internal | Summer | B7 | 400 | 150 | 0 | 48.14 | 54.62 | 9 | 0
2030 | TVA_2_VACAR | TVA | VACAR | Internal | Summer | B8 | 500 | 150 | 0 | 48.14 | 49.61 | 9 | 0
2030 | TVA_2_VACAR | TVA | VACAR | Internal | Summer | B9 | 800 | 150 | 0 | 48.08 | 47.46 | 9 | 0
2030 | TVA_2_VACAR | TVA | VACAR | Internal | Summer | B10 | 1262 | 150 | 0 | 41.21 | 47.41 | 9 | 0
2030 | TVA_2_VACAR | TVA | VACAR | Internal | Winter | B16 | 25 | 150 | 135.45 | 71.76 | 80.76 | 9 | 0
2030 | TVA_2_VACAR | TVA | VACAR | Internal | Winter | B17 | 100 | 150 | 0 | 54.75 | 63.18 | 9 | 0
2030 | TVA_2_VACAR | TVA | VACAR | Internal | Winter | B18 | 400 | 150 | 0 | 50.35 | 53.9 | 9 | 0
2030 | TVA_2_VACAR | TVA | VACAR | Internal | Winter | B19 | 700 | 150 | 0 | 50.35 | 53.9 | 9 | 0
2030 | TVA_2_VACAR | TVA | VACAR | Internal | Winter | B20 | 935 | 150 | 0 | 48.22 | 48.21 | 9 | 0
2030 | TVA_Transmission_2_ENT | TVA_Transmission | ENT | Internal | Shoulder | B11 | 25 | 3000 | 0 | 71.04 | 74.41 | 9 | 0
2030 | TVA_Transmission_2_ENT | TVA_Transmission | ENT | Internal | Shoulder | B12 | 200 | 3000 | 0 | 56.18 | 50.17 | 9 | 0
2030 | TVA_Transmission_2_ENT | TVA_Transmission | ENT | Internal | Shoulder | B13 | 600 | 3000 | 0 | 52.33 | 50.17 | 9 | 0
2030 | TVA_Transmission_2_ENT | TVA_Transmission | ENT | Internal | Shoulder | B14 | 900 | 3000 | 0 | 50.83 | 49.84 | 9 | 0
2030 | TVA_Transmission_2_ENT | TVA_Transmission | ENT | Internal | Shoulder | B15 | 1203 | 3000 | 0 | 49.54 | 49.01 | 9 | 0
2030 | TVA_Transmission_2_ENT | TVA_Transmission | ENT | Internal | Summer | B1 | 10 | 3000 | 0 | 90.87 | 83.51 | 9 | 0
2030 | TVA_Transmission_2_ENT | TVA_Transmission | ENT | Internal | Summer | B2 | 25 | 3000 | 0 | 85.75 | 80.73 | 9 | 0
2030 | TVA_Transmission_2_ENT | TVA_Transmission | ENT | Internal | Summer | B3 | 75 | 3000 | 0 | 79.8 | 80.73 | 9 | 0
2030 | TVA_Transmission_2_ENT | TVA_Transmission | ENT | Internal | Summer | B4 | 100 | 3000 | 0 | 79.8 | 74.07 | 9 | 0
2030 | TVA_Transmission_2_ENT | TVA_Transmission | ENT | Internal | Summer | B5 | 200 | 3000 | 0 | 75.9 | 74.07 | 9 | 0
2030 | TVA_Transmission_2_ENT | TVA_Transmission | ENT | Internal | Summer | B6 | 300 | 3000 | 0 | 61.44 | 66.23 | 9 | 0
2030 | TVA_Transmission_2_ENT | TVA_Transmission | ENT | Internal | Summer | B7 | 400 | 3000 | 0 | 53.2 | 53.62 | 9 | 0
2030 | TVA_Transmission_2_ENT | TVA_Transmission | ENT | Internal | Summer | B8 | 500 | 3000 | 0 | 49.05 | 48.58 | 9 | 0
2030 | TVA_Transmission_2_ENT | TVA_Transmission | ENT | Internal | Summer | B9 | 800 | 3000 | 0 | 48.07 | 48.23 | 9 | 0
2030 | TVA_Transmission_2_ENT | TVA_Transmission | ENT | Internal | Summer | B10 | 1262 | 3000 | 0 | 42.82 | 46.65 | 9 | 0
2030 | TVA_Transmission_2_ENT | TVA_Transmission | ENT | Internal | Winter | B16 | 25 | 3000 | 0 | 75.97 | 72.76 | 9 | 0
2030 | TVA_Transmission_2_ENT | TVA_Transmission | ENT | Internal | Winter | B17 | 100 | 3000 | 0 | 58.48 | 53.3 | 9 | 0
2030 | TVA_Transmission_2_ENT | TVA_Transmission | ENT | Internal | Winter | B18 | 400 | 3000 | 0 | 54.16 | 53.3 | 9 | 0
2030 | TVA_Transmission_2_ENT | TVA_Transmission | ENT | Internal | Winter | B19 | 700 | 3000 | 0 | 52.02 | 52.92 | 9 | 0
2030 | TVA_Transmission_2_ENT | TVA_Transmission | ENT | Internal | Winter | B20 | 935 | 3000 | 0 | 48.21 | 51.17 | 9 | 0
2030 | TVA_Transmission_2_MISO_MO-IL | TVA_Transmission | MISO_MO-IL | Internal | Shoulder | B11 | 25 | 4000 | 0 | 71.04 | 72.8 | 9 | 0
2030 | TVA_Transmission_2_MISO_MO-IL | TVA_Transmission | MISO_MO-IL | Internal | Shoulder | B12 | 200 | 4000 | 0 | 56.18 | 53.44 | 9 | 0
2030 | TVA_Transmission_2_MISO_MO-IL | TVA_Transmission | MISO_MO-IL | Internal | Shoulder | B13 | 600 | 4000 | 0 | 52.33 | 48.18 | 9 | 0
2030 | TVA_Transmission_2_MISO_MO-IL | TVA_Transmission | MISO_MO-IL | Internal | Shoulder | B14 | 900 | 4000 | 0 | 50.83 | 47.84 | 9 | 0
2030 | TVA_Transmission_2_MISO_MO-IL | TVA_Transmission | MISO_MO-IL | Internal | Shoulder | B15 | 1203 | 4000 | 0 | 49.54 | 41.75 | 9 | 0
2030 | TVA_Transmission_2_MISO_MO-IL | TVA_Transmission | MISO_MO-IL | Internal | Summer | B1 | 10 | 4000 | 0 | 90.87 | 91.51 | 9 | 0
2030 | TVA_Transmission_2_MISO_MO-IL | TVA_Transmission | MISO_MO-IL | Internal | Summer | B2 | 25 | 4000 | 0 | 85.75 | 77.75 | 9 | 0
2030 | TVA_Transmission_2_MISO_MO-IL | TVA_Transmission | MISO_MO-IL | Internal | Summer | B3 | 75 | 4000 | 0 | 79.8 | 75 | 9 | 0
2030 | TVA_Transmission_2_MISO_MO-IL | TVA_Transmission | MISO_MO-IL | Internal | Summer | B4 | 100 | 4000 | 0 | 79.8 | 75 | 9 | 0
2030 | TVA_Transmission_2_MISO_MO-IL | TVA_Transmission | MISO_MO-IL | Internal | Summer | B5 | 200 | 4000 | 0 | 75.9 | 71.9 | 9 | 0
2030 | TVA_Transmission_2_MISO_MO-IL | TVA_Transmission | MISO_MO-IL | Internal | Summer | B6 | 300 | 4000 | 0 | 61.44 | 58.23 | 9 | 0
2030 | TVA_Transmission_2_MISO_MO-IL | TVA_Transmission | MISO_MO-IL | Internal | Summer | B7 | 400 | 4000 | 0 | 53.2 | 47.33 | 9 | 0
2030 | TVA_Transmission_2_MISO_MO-IL | TVA_Transmission | MISO_MO-IL | Internal | Summer | B8 | 500 | 4000 | 0 | 49.05 | 43.66 | 9 | 0
2030 | TVA_Transmission_2_MISO_MO-IL | TVA_Transmission | MISO_MO-IL | Internal | Summer | B9 | 800 | 4000 | 0 | 48.07 | 40.23 | 9 | 0
2030 | TVA_Transmission_2_MISO_MO-IL | TVA_Transmission | MISO_MO-IL | Internal | Summer | B10 | 1262 | 4000 | 0 | 42.82 | 38.38 | 9 | 0
2030 | TVA_Transmission_2_MISO_MO-IL | TVA_Transmission | MISO_MO-IL | Internal | Winter | B16 | 25 | 4000 | 0 | 75.97 | 67.97 | 9 | 0
2030 | TVA_Transmission_2_MISO_MO-IL | TVA_Transmission | MISO_MO-IL | Internal | Winter | B17 | 100 | 4000 | 0 | 58.48 | 55.18 | 9 | 0
2030 | TVA_Transmission_2_MISO_MO-IL | TVA_Transmission | MISO_MO-IL | Internal | Winter | B18 | 400 | 4000 | 0 | 54.16 | 51.26 | 9 | 0
2030 | TVA_Transmission_2_MISO_MO-IL | TVA_Transmission | MISO_MO-IL | Internal | Winter | B19 | 700 | 4000 | 0 | 52.02 | 48.64 | 9 | 0
2030 | TVA_Transmission_2_MISO_MO-IL | TVA_Transmission | MISO_MO-IL | Internal | Winter | B20 | 935 | 4000 | 0 | 48.21 | 40.21 | 9 | 0
2030 | TVA_Transmission_2_NonRTO_Midwest | TVA_Transmission | NonRTO_Midwest | Internal | Shoulder | B11 | 25 | 700 | 699.99 | 71.04 | 80.81 | 9 | 0.77
2030 | TVA_Transmission_2_NonRTO_Midwest | TVA_Transmission | NonRTO_Midwest | Internal | Shoulder | B12 | 200 | 700 | 0 | 56.18 | 63.54 | 9 | 0
2030 | TVA_Transmission_2_NonRTO_Midwest | TVA_Transmission | NonRTO_Midwest | Internal | Shoulder | B13 | 600 | 700 | 0 | 52.33 | 56.19 | 9 | 0
2030 | TVA_Transmission_2_NonRTO_Midwest | TVA_Transmission | NonRTO_Midwest | Internal | Shoulder | B14 | 900 | 700 | 0 | 50.83 | 45.63 | 9 | 0
2030 | TVA_Transmission_2_NonRTO_Midwest | TVA_Transmission | NonRTO_Midwest | Internal | Shoulder | B15 | 1203 | 700 | 0 | 49.54 | 41.54 | 9 | 0
2030 | TVA_Transmission_2_NonRTO_Midwest | TVA_Transmission | NonRTO_Midwest | Internal | Summer | B1 | 10 | 700 | 0 | 90.87 | 83.53 | 9 | 0
2030 | TVA_Transmission_2_NonRTO_Midwest | TVA_Transmission | NonRTO_Midwest | Internal | Summer | B2 | 25 | 700 | 0 | 85.75 | 80.48 | 9 | 0
2030 | TVA_Transmission_2_NonRTO_Midwest | TVA_Transmission | NonRTO_Midwest | Internal | Summer | B3 | 75 | 700 | 0 | 79.8 | 80.48 | 9 | 0
2030 | TVA_Transmission_2_NonRTO_Midwest | TVA_Transmission | NonRTO_Midwest | Internal | Summer | B4 | 100 | 700 | 0 | 79.8 | 80.48 | 9 | 0
2030 | TVA_Transmission_2_NonRTO_Midwest | TVA_Transmission | NonRTO_Midwest | Internal | Summer | B5 | 200 | 700 | 0 | 75.9 | 79.91 | 9 | 0
2030 | TVA_Transmission_2_NonRTO_Midwest | TVA_Transmission | NonRTO_Midwest | Internal | Summer | B6 | 300 | 700 | 0 | 61.44 | 66.23 | 9 | 0
2030 | TVA_Transmission_2_NonRTO_Midwest | TVA_Transmission | NonRTO_Midwest | Internal | Summer | B7 | 400 | 700 | 0 | 53.2 | 55.74 | 9 | 0
2030 | TVA_Transmission_2_NonRTO_Midwest | TVA_Transmission | NonRTO_Midwest | Internal | Summer | B8 | 500 | 700 | 0 | 49.05 | 44.14 | 9 | 0
2030 | TVA_Transmission_2_NonRTO_Midwest | TVA_Transmission | NonRTO_Midwest | Internal | Summer | B9 | 800 | 700 | 0 | 48.07 | 40.07 | 9 | 0
2030 | TVA_Transmission_2_NonRTO_Midwest | TVA_Transmission | NonRTO_Midwest | Internal | Summer | B10 | 1262 | 700 | 0 | 42.82 | 36.23 | 9 | 0
2030 | TVA_Transmission_2_NonRTO_Midwest | TVA_Transmission | NonRTO_Midwest | Internal | Winter | B16 | 25 | 700 | 170.26 | 75.97 | 84.97 | 9 | 0
2030 | TVA_Transmission_2_NonRTO_Midwest | TVA_Transmission | NonRTO_Midwest | Internal | Winter | B17 | 100 | 700 | 0 | 58.48 | 64.03 | 9 | 0
2030 | TVA_Transmission_2_NonRTO_Midwest | TVA_Transmission | NonRTO_Midwest | Internal | Winter | B18 | 400 | 700 | 0 | 54.16 | 59.28 | 9 | 0
2030 | TVA_Transmission_2_NonRTO_Midwest | TVA_Transmission | NonRTO_Midwest | Internal | Winter | B19 | 700 | 700 | 0 | 52.02 | 47.23 | 9 | 0
2030 | TVA_Transmission_2_NonRTO_Midwest | TVA_Transmission | NonRTO_Midwest | Internal | Winter | B20 | 935 | 700 | 0 | 48.21 | 40.21 | 9 | 0
2030 | TVA_Transmission_2_PJM_ROR | TVA_Transmission | PJM_ROR | Internal | Shoulder | B11 | 25 | 2000 | 0 | 71.04 | 65.04 | 9 | 0
2030 | TVA_Transmission_2_PJM_ROR | TVA_Transmission | PJM_ROR | Internal | Shoulder | B12 | 200 | 2000 | 0 | 56.18 | 54.19 | 9 | 0
2030 | TVA_Transmission_2_PJM_ROR | TVA_Transmission | PJM_ROR | Internal | Shoulder | B13 | 600 | 2000 | 0 | 52.33 | 50.15 | 9 | 0
2030 | TVA_Transmission_2_PJM_ROR | TVA_Transmission | PJM_ROR | Internal | Shoulder | B14 | 900 | 2000 | 0 | 50.83 | 47.46 | 9 | 0
2030 | TVA_Transmission_2_PJM_ROR | TVA_Transmission | PJM_ROR | Internal | Shoulder | B15 | 1203 | 2000 | 0 | 49.54 | 43.69 | 9 | 0
2030 | TVA_Transmission_2_PJM_ROR | TVA_Transmission | PJM_ROR | Internal | Summer | B1 | 10 | 2000 | 0 | 90.87 | 93.52 | 9 | 0
2030 | TVA_Transmission_2_PJM_ROR | TVA_Transmission | PJM_ROR | Internal | Summer | B2 | 25 | 2000 | 0 | 85.75 | 79.75 | 9 | 0
2030 | TVA_Transmission_2_PJM_ROR | TVA_Transmission | PJM_ROR | Internal | Summer | B3 | 75 | 2000 | 0 | 79.8 | 73.8 | 9 | 0
2030 | TVA_Transmission_2_PJM_ROR | TVA_Transmission | PJM_ROR | Internal | Summer | B4 | 100 | 2000 | 0 | 79.8 | 73.8 | 9 | 0
2030 | TVA_Transmission_2_PJM_ROR | TVA_Transmission | PJM_ROR | Internal | Summer | B5 | 200 | 2000 | 0 | 75.9 | 69.9 | 9 | 0
2030 | TVA_Transmission_2_PJM_ROR | TVA_Transmission | PJM_ROR | Internal | Summer | B6 | 300 | 2000 | 0 | 61.44 | 56.23 | 9 | 0
2030 | TVA_Transmission_2_PJM_ROR | TVA_Transmission | PJM_ROR | Internal | Summer | B7 | 400 | 2000 | 0 | 53.2 | 47.83 | 9 | 0
2030 | TVA_Transmission_2_PJM_ROR | TVA_Transmission | PJM_ROR | Internal | Summer | B8 | 500 | 2000 | 0 | 49.05 | 44.79 | 9 | 0
2030 | TVA_Transmission_2_PJM_ROR | TVA_Transmission | PJM_ROR | Internal | Summer | B9 | 800 | 2000 | 0 | 48.07 | 42.07 | 9 | 0
2030 | TVA_Transmission_2_PJM_ROR | TVA_Transmission | PJM_ROR | Internal | Summer | B10 | 1262 | 2000 | 0 | 42.82 | 40.39 | 9 | 0
2030 | TVA_Transmission_2_PJM_ROR | TVA_Transmission | PJM_ROR | Internal | Winter | B16 | 25 | 2000 | 0 | 75.97 | 69.97 | 9 | 0
2030 | TVA_Transmission_2_PJM_ROR | TVA_Transmission | PJM_ROR | Internal | Winter | B17 | 100 | 2000 | 0 | 58.48 | 57.18 | 9 | 0
2030 | TVA_Transmission_2_PJM_ROR | TVA_Transmission | PJM_ROR | Internal | Winter | B18 | 400 | 2000 | 0 | 54.16 | 51.35 | 9 | 0
2030 | TVA_Transmission_2_PJM_ROR | TVA_Transmission | PJM_ROR | Internal | Winter | B19 | 700 | 2000 | 0 | 52.02 | 48.86 | 9 | 0
2030 | TVA_Transmission_2_PJM_ROR | TVA_Transmission | PJM_ROR | Internal | Winter | B20 | 935 | 2000 | 0 | 48.21 | 42.21 | 9 | 0
2030 | TVA_Transmission_2_SOCO | TVA_Transmission | SOCO | Internal | Shoulder | B11 | 25 | 3200 | 0 | 71.04 | 79.44 | 9 | 0
2030 | TVA_Transmission_2_SOCO | TVA_Transmission | SOCO | Internal | Shoulder | B12 | 200 | 3200 | 0 | 56.18 | 51.92 | 9 | 0
2030 | TVA_Transmission_2_SOCO | TVA_Transmission | SOCO | Internal | Shoulder | B13 | 600 | 3200 | 0 | 52.33 | 50.12 | 9 | 0
2030 | TVA_Transmission_2_SOCO | TVA_Transmission | SOCO | Internal | Shoulder | B14 | 900 | 3200 | 0 | 50.83 | 50.12 | 9 | 0
2030 | TVA_Transmission_2_SOCO | TVA_Transmission | SOCO | Internal | Shoulder | B15 | 1203 | 3200 | 0 | 49.54 | 50.12 | 9 | 0
2030 | TVA_Transmission_2_SOCO | TVA_Transmission | SOCO | Internal | Summer | B1 | 10 | 3200 | 0 | 90.87 | 91.51 | 9 | 0
2030 | TVA_Transmission_2_SOCO | TVA_Transmission | SOCO | Internal | Summer | B2 | 25 | 3200 | 0 | 85.75 | 83.67 | 9 | 0
2030 | TVA_Transmission_2_SOCO | TVA_Transmission | SOCO | Internal | Summer | B3 | 75 | 3200 | 0 | 79.8 | 83.67 | 9 | 0
2030 | TVA_Transmission_2_SOCO | TVA_Transmission | SOCO | Internal | Summer | B4 | 100 | 3200 | 0 | 79.8 | 82.07 | 9 | 0
2030 | TVA_Transmission_2_SOCO | TVA_Transmission | SOCO | Internal | Summer | B5 | 200 | 3200 | 0 | 75.9 | 82.07 | 9 | 0
2030 | TVA_Transmission_2_SOCO | TVA_Transmission | SOCO | Internal | Summer | B6 | 300 | 3200 | 0 | 61.44 | 69.23 | 9 | 0
2030 | TVA_Transmission_2_SOCO | TVA_Transmission | SOCO | Internal | Summer | B7 | 400 | 3200 | 0 | 53.2 | 61.62 | 9 | 0
2030 | TVA_Transmission_2_SOCO | TVA_Transmission | SOCO | Internal | Summer | B8 | 500 | 3200 | 0 | 49.05 | 50.38 | 9 | 0
2030 | TVA_Transmission_2_SOCO | TVA_Transmission | SOCO | Internal | Summer | B9 | 800 | 3200 | 0 | 48.07 | 48.64 | 9 | 0
2030 | TVA_Transmission_2_SOCO | TVA_Transmission | SOCO | Internal | Summer | B10 | 1262 | 3200 | 0 | 42.82 | 48.64 | 9 | 0
2030 | TVA_Transmission_2_SOCO | TVA_Transmission | SOCO | Internal | Winter | B16 | 25 | 3200 | 0 | 75.97 | 80.76 | 9 | 0
2030 | TVA_Transmission_2_SOCO | TVA_Transmission | SOCO | Internal | Winter | B17 | 100 | 3200 | 0 | 58.48 | 54.33 | 9 | 0
2030 | TVA_Transmission_2_SOCO | TVA_Transmission | SOCO | Internal | Winter | B18 | 400 | 3200 | 0 | 54.16 | 53.17 | 9 | 0
2030 | TVA_Transmission_2_SOCO | TVA_Transmission | SOCO | Internal | Winter | B19 | 700 | 3200 | 0 | 52.02 | 53.17 | 9 | 0
2030 | TVA_Transmission_2_SOCO | TVA_Transmission | SOCO | Internal | Winter | B20 | 935 | 3200 | 0 | 48.21 | 52.42 | 9 | 0
2030 | TVA_Transmission_2_TVA | TVA_Transmission | TVA | Internal | Shoulder | B11 | 25 | 99999 | 0 | 71.04 | 68.44 | 0.01 | 0
2030 | TVA_Transmission_2_TVA | TVA_Transmission | TVA | Internal | Shoulder | B12 | 200 | 99999 | 0 | 56.18 | 51.68 | 0.01 | 0
2030 | TVA_Transmission_2_TVA | TVA_Transmission | TVA | Internal | Shoulder | B13 | 600 | 99999 | 0 | 52.33 | 49.59 | 0.01 | 0
2030 | TVA_Transmission_2_TVA | TVA_Transmission | TVA | Internal | Shoulder | B14 | 900 | 99999 | 0 | 50.83 | 49.59 | 0.01 | 0
2030 | TVA_Transmission_2_TVA | TVA_Transmission | TVA | Internal | Shoulder | B15 | 1203 | 99999 | 956.18 | 49.54 | 49.55 | 0.01 | 0
2030 | TVA_Transmission_2_TVA | TVA_Transmission | TVA | Internal | Summer | B1 | 10 | 99999 | 0 | 90.87 | 86.55 | 0.01 | 0
2030 | TVA_Transmission_2_TVA | TVA_Transmission | TVA | Internal | Summer | B2 | 25 | 99999 | 2722.37 | 85.75 | 85.76 | 0.01 | 0
2030 | TVA_Transmission_2_TVA | TVA_Transmission | TVA | Internal | Summer | B3 | 75 | 99999 | 983.66 | 79.8 | 79.81 | 0.01 | 0
2030 | TVA_Transmission_2_TVA | TVA_Transmission | TVA | Internal | Summer | B4 | 100 | 99999 | 178.16 | 79.8 | 79.81 | 0.01 | 0
2030 | TVA_Transmission_2_TVA | TVA_Transmission | TVA | Internal | Summer | B5 | 200 | 99999 | 373.52 | 75.9 | 75.91 | 0.01 | 0
2030 | TVA_Transmission_2_TVA | TVA_Transmission | TVA | Internal | Summer | B6 | 300 | 99999 | 0 | 61.44 | 57.32 | 0.01 | 0
2030 | TVA_Transmission_2_TVA | TVA_Transmission | TVA | Internal | Summer | B7 | 400 | 99999 | 0 | 53.2 | 48.14 | 0.01 | 0
2030 | TVA_Transmission_2_TVA | TVA_Transmission | TVA | Internal | Summer | B8 | 500 | 99999 | 0 | 49.05 | 48.14 | 0.01 | 0
2030 | TVA_Transmission_2_TVA | TVA_Transmission | TVA | Internal | Summer | B9 | 800 | 99999 | 457.24 | 48.07 | 48.08 | 0.01 | 0
2030 | TVA_Transmission_2_TVA | TVA_Transmission | TVA | Internal | Summer | B10 | 1262 | 99999 | 0 | 42.82 | 41.21 | 0.01 | 0
2030 | TVA_Transmission_2_TVA | TVA_Transmission | TVA | Internal | Winter | B16 | 25 | 99999 | 0 | 75.97 | 71.76 | 0.01 | 0
2030 | TVA_Transmission_2_TVA | TVA_Transmission | TVA | Internal | Winter | B17 | 100 | 99999 | 0 | 58.48 | 54.75 | 0.01 | 0
2030 | TVA_Transmission_2_TVA | TVA_Transmission | TVA | Internal | Winter | B18 | 400 | 99999 | 0 | 54.16 | 50.35 | 0.01 | 0
2030 | TVA_Transmission_2_TVA | TVA_Transmission | TVA | Internal | Winter | B19 | 700 | 99999 | 0 | 52.02 | 50.35 | 0.01 | 0
2030 | TVA_Transmission_2_TVA | TVA_Transmission | TVA | Internal | Winter | B20 | 935 | 99999 | 1297.33 | 48.21 | 48.22 | 0.01 | 0
2030 | TVA_Transmission_2_VACAR | TVA_Transmission | VACAR | Internal | Shoulder | B11 | 25 | 900 | 0 | 71.04 | 71.04 | 9 | 0
2030 | TVA_Transmission_2_VACAR | TVA_Transmission | VACAR | Internal | Shoulder | B12 | 200 | 900 | 0 | 56.18 | 58.38 | 9 | 0
2030 | TVA_Transmission_2_VACAR | TVA_Transmission | VACAR | Internal | Shoulder | B13 | 600 | 900 | 0 | 52.33 | 53.88 | 9 | 0
2030 | TVA_Transmission_2_VACAR | TVA_Transmission | VACAR | Internal | Shoulder | B14 | 900 | 900 | 0 | 50.83 | 51.37 | 9 | 0
2030 | TVA_Transmission_2_VACAR | TVA_Transmission | VACAR | Internal | Shoulder | B15 | 1203 | 900 | 0 | 49.54 | 49.45 | 9 | 0
2030 | TVA_Transmission_2_VACAR | TVA_Transmission | VACAR | Internal | Summer | B1 | 10 | 900 | 0.03 | 90.87 | 99.52 | 9 | 0
2030 | TVA_Transmission_2_VACAR | TVA_Transmission | VACAR | Internal | Summer | B2 | 25 | 900 | 0 | 85.75 | 85.75 | 9 | 0
2030 | TVA_Transmission_2_VACAR | TVA_Transmission | VACAR | Internal | Summer | B3 | 75 | 900 | 0 | 79.8 | 85.75 | 9 | 0
2030 | TVA_Transmission_2_VACAR | TVA_Transmission | VACAR | Internal | Summer | B4 | 100 | 900 | 0 | 79.8 | 83.9 | 9 | 0
2030 | TVA_Transmission_2_VACAR | TVA_Transmission | VACAR | Internal | Summer | B5 | 200 | 900 | 0 | 75.9 | 75.9 | 9 | 0
2030 | TVA_Transmission_2_VACAR | TVA_Transmission | VACAR | Internal | Summer | B6 | 300 | 900 | 0 | 61.44 | 62.23 | 9 | 0
2030 | TVA_Transmission_2_VACAR | TVA_Transmission | VACAR | Internal | Summer | B7 | 400 | 900 | 0 | 53.2 | 54.62 | 9 | 0
2030 | TVA_Transmission_2_VACAR | TVA_Transmission | VACAR | Internal | Summer | B8 | 500 | 900 | 0 | 49.05 | 49.61 | 9 | 0
2030 | TVA_Transmission_2_VACAR | TVA_Transmission | VACAR | Internal | Summer | B9 | 800 | 900 | 0 | 48.07 | 47.46 | 9 | 0
2030 | TVA_Transmission_2_VACAR | TVA_Transmission | VACAR | Internal | Summer | B10 | 1262 | 900 | 0 | 42.82 | 47.41 | 9 | 0
2030 | TVA_Transmission_2_VACAR | TVA_Transmission | VACAR | Internal | Winter | B16 | 25 | 900 | 0 | 75.97 | 80.76 | 9 | 0
2030 | TVA_Transmission_2_VACAR | TVA_Transmission | VACAR | Internal | Winter | B17 | 100 | 900 | 0 | 58.48 | 63.18 | 9 | 0
2030 | TVA_Transmission_2_VACAR | TVA_Transmission | VACAR | Internal | Winter | B18 | 400 | 900 | 0 | 54.16 | 53.9 | 9 | 0
2030 | TVA_Transmission_2_VACAR | TVA_Transmission | VACAR | Internal | Winter | B19 | 700 | 900 | 0 | 52.02 | 53.9 | 9 | 0
2030 | TVA_Transmission_2_VACAR | TVA_Transmission | VACAR | Internal | Winter | B20 | 935 | 900 | 0 | 48.21 | 48.21 | 9 | 0
2030 | VACAR_2_PJM_ROR | VACAR | PJM_ROR | Internal | Shoulder | B11 | 25 | 2000 | 0 | 71.04 | 65.04 | 7 | 0
2030 | VACAR_2_PJM_ROR | VACAR | PJM_ROR | Internal | Shoulder | B12 | 200 | 2000 | 0 | 58.38 | 54.19 | 7 | 0
2030 | VACAR_2_PJM_ROR | VACAR | PJM_ROR | Internal | Shoulder | B13 | 600 | 2000 | 0 | 53.88 | 50.15 | 7 | 0
2030 | VACAR_2_PJM_ROR | VACAR | PJM_ROR | Internal | Shoulder | B14 | 900 | 2000 | 0 | 51.37 | 47.46 | 7 | 0
2030 | VACAR_2_PJM_ROR | VACAR | PJM_ROR | Internal | Shoulder | B15 | 1203 | 2000 | 0 | 49.45 | 43.69 | 7 | 0
2030 | VACAR_2_PJM_ROR | VACAR | PJM_ROR | Internal | Summer | B1 | 10 | 2000 | 0 | 99.52 | 93.52 | 7 | 0
2030 | VACAR_2_PJM_ROR | VACAR | PJM_ROR | Internal | Summer | B2 | 25 | 2000 | 0 | 85.75 | 79.75 | 7 | 0
2030 | VACAR_2_PJM_ROR | VACAR | PJM_ROR | Internal | Summer | B3 | 75 | 2000 | 0 | 85.75 | 73.8 | 7 | 0
2030 | VACAR_2_PJM_ROR | VACAR | PJM_ROR | Internal | Summer | B4 | 100 | 2000 | 0 | 83.9 | 73.8 | 7 | 0
2030 | VACAR_2_PJM_ROR | VACAR | PJM_ROR | Internal | Summer | B5 | 200 | 2000 | 0 | 75.9 | 69.9 | 7 | 0
2030 | VACAR_2_PJM_ROR | VACAR | PJM_ROR | Internal | Summer | B6 | 300 | 2000 | 0 | 62.23 | 56.23 | 7 | 0
2030 | VACAR_2_PJM_ROR | VACAR | PJM_ROR | Internal | Summer | B7 | 400 | 2000 | 0 | 54.62 | 47.83 | 7 | 0
2030 | VACAR_2_PJM_ROR | VACAR | PJM_ROR | Internal | Summer | B8 | 500 | 2000 | 0 | 49.61 | 44.79 | 7 | 0
2030 | VACAR_2_PJM_ROR | VACAR | PJM_ROR | Internal | Summer | B9 | 800 | 2000 | 0 | 47.46 | 42.07 | 7 | 0
2030 | VACAR_2_PJM_ROR | VACAR | PJM_ROR | Internal | Summer | B10 | 1262 | 2000 | 0 | 47.41 | 40.39 | 7 | 0
2030 | VACAR_2_PJM_ROR | VACAR | PJM_ROR | Internal | Winter | B16 | 25 | 2000 | 0 | 80.76 | 69.97 | 7 | 0
2030 | VACAR_2_PJM_ROR | VACAR | PJM_ROR | Internal | Winter | B17 | 100 | 2000 | 0 | 63.18 | 57.18 | 7 | 0
2030 | VACAR_2_PJM_ROR | VACAR | PJM_ROR | Internal | Winter | B18 | 400 | 2000 | 0 | 53.9 | 51.35 | 7 | 0
2030 | VACAR_2_PJM_ROR | VACAR | PJM_ROR | Internal | Winter | B19 | 700 | 2000 | 0 | 53.9 | 48.86 | 7 | 0
2030 | VACAR_2_PJM_ROR | VACAR | PJM_ROR | Internal | Winter | B20 | 935 | 2000 | 0 | 48.21 | 42.21 | 7 | 0
2030 | VACAR_2_SOCO | VACAR | SOCO | Internal | Shoulder | B11 | 25 | 3000 | 3000 | 71.04 | 79.44 | 7 | 1.39
2030 | VACAR_2_SOCO | VACAR | SOCO | Internal | Shoulder | B12 | 200 | 3000 | 0 | 58.38 | 51.92 | 7 | 0
2030 | VACAR_2_SOCO | VACAR | SOCO | Internal | Shoulder | B13 | 600 | 3000 | 0 | 53.88 | 50.12 | 7 | 0
2030 | VACAR_2_SOCO | VACAR | SOCO | Internal | Shoulder | B14 | 900 | 3000 | 0 | 51.37 | 50.12 | 7 | 0
2030 | VACAR_2_SOCO | VACAR | SOCO | Internal | Shoulder | B15 | 1203 | 3000 | 0 | 49.45 | 50.12 | 7 | 0
2030 | VACAR_2_SOCO | VACAR | SOCO | Internal | Summer | B1 | 10 | 3000 | 0 | 99.52 | 91.51 | 7 | 0
2030 | VACAR_2_SOCO | VACAR | SOCO | Internal | Summer | B2 | 25 | 3000 | 0 | 85.75 | 83.67 | 7 | 0
2030 | VACAR_2_SOCO | VACAR | SOCO | Internal | Summer | B3 | 75 | 3000 | 0 | 85.75 | 83.67 | 7 | 0
2030 | VACAR_2_SOCO | VACAR | SOCO | Internal | Summer | B4 | 100 | 3000 | 0 | 83.9 | 82.07 | 7 | 0
2030 | VACAR_2_SOCO | VACAR | SOCO | Internal | Summer | B5 | 200 | 3000 | 0 | 75.9 | 82.07 | 7 | 0
2030 | VACAR_2_SOCO | VACAR | SOCO | Internal | Summer | B6 | 300 | 3000 | 1089.99 | 62.23 | 69.23 | 7 | 0
2030 | VACAR_2_SOCO | VACAR | SOCO | Internal | Summer | B7 | 400 | 3000 | 2904.37 | 54.62 | 61.62 | 7 | 0
2030 | VACAR_2_SOCO | VACAR | SOCO | Internal | Summer | B8 | 500 | 3000 | 0 | 49.61 | 50.38 | 7 | 0
2030 | VACAR_2_SOCO | VACAR | SOCO | Internal | Summer | B9 | 800 | 3000 | 0 | 47.46 | 48.64 | 7 | 0
2030 | VACAR_2_SOCO | VACAR | SOCO | Internal | Summer | B10 | 1262 | 3000 | 0 | 47.41 | 48.64 | 7 | 0
2030 | VACAR_2_SOCO | VACAR | SOCO | Internal | Winter | B16 | 25 | 3000 | 0 | 80.76 | 80.76 | 7 | 0
2030 | VACAR_2_SOCO | VACAR | SOCO | Internal | Winter | B17 | 100 | 3000 | 0 | 63.18 | 54.33 | 7 | 0
2030 | VACAR_2_SOCO | VACAR | SOCO | Internal | Winter | B18 | 400 | 3000 | 0 | 53.9 | 53.17 | 7 | 0
2030 | VACAR_2_SOCO | VACAR | SOCO | Internal | Winter | B19 | 700 | 3000 | 0 | 53.9 | 53.17 | 7 | 0
2030 | VACAR_2_SOCO | VACAR | SOCO | Internal | Winter | B20 | 935 | 3000 | 0 | 48.21 | 52.42 | 7 | 0
2030 | VACAR_2_TVA_Transmission | VACAR | TVA_Transmission | Internal | Shoulder | B11 | 25 | 900 | 0 | 71.04 | 71.04 | 7 | 0
2030 | VACAR_2_TVA_Transmission | VACAR | TVA_Transmission | Internal | Shoulder | B12 | 200 | 900 | 0 | 58.38 | 56.18 | 7 | 0
2030 | VACAR_2_TVA_Transmission | VACAR | TVA_Transmission | Internal | Shoulder | B13 | 600 | 900 | 0 | 53.88 | 52.33 | 7 | 0
2030 | VACAR_2_TVA_Transmission | VACAR | TVA_Transmission | Internal | Shoulder | B14 | 900 | 900 | 0 | 51.37 | 50.83 | 7 | 0
2030 | VACAR_2_TVA_Transmission | VACAR | TVA_Transmission | Internal | Shoulder | B15 | 1203 | 900 | 0 | 49.45 | 49.54 | 7 | 0
2030 | VACAR_2_TVA_Transmission | VACAR | TVA_Transmission | Internal | Summer | B1 | 10 | 900 | 0 | 99.52 | 90.87 | 7 | 0
2030 | VACAR_2_TVA_Transmission | VACAR | TVA_Transmission | Internal | Summer | B2 | 25 | 900 | 0 | 85.75 | 85.75 | 7 | 0
2030 | VACAR_2_TVA_Transmission | VACAR | TVA_Transmission | Internal | Summer | B3 | 75 | 900 | 0 | 85.75 | 79.8 | 7 | 0
2030 | VACAR_2_TVA_Transmission | VACAR | TVA_Transmission | Internal | Summer | B4 | 100 | 900 | 0 | 83.9 | 79.8 | 7 | 0
2030 | VACAR_2_TVA_Transmission | VACAR | TVA_Transmission | Internal | Summer | B5 | 200 | 900 | 0 | 75.9 | 75.9 | 7 | 0
2030 | VACAR_2_TVA_Transmission | VACAR | TVA_Transmission | Internal | Summer | B6 | 300 | 900 | 0 | 62.23 | 61.44 | 7 | 0
2030 | VACAR_2_TVA_Transmission | VACAR | TVA_Transmission | Internal | Summer | B7 | 400 | 900 | 0 | 54.62 | 53.2 | 7 | 0
2030 | VACAR_2_TVA_Transmission | VACAR | TVA_Transmission | Internal | Summer | B8 | 500 | 900 | 0 | 49.61 | 49.05 | 7 | 0
2030 | VACAR_2_TVA_Transmission | VACAR | TVA_Transmission | Internal | Summer | B9 | 800 | 900 | 0 | 47.46 | 48.07 | 7 | 0
2030 | VACAR_2_TVA_Transmission | VACAR | TVA_Transmission | Internal | Summer | B10 | 1262 | 900 | 0 | 47.41 | 42.82 | 7 | 0
2030 | VACAR_2_TVA_Transmission | VACAR | TVA_Transmission | Internal | Winter | B16 | 25 | 900 | 0 | 80.76 | 75.97 | 7 | 0
2030 | VACAR_2_TVA_Transmission | VACAR | TVA_Transmission | Internal | Winter | B17 | 100 | 900 | 0 | 63.18 | 58.48 | 7 | 0
2030 | VACAR_2_TVA_Transmission | VACAR | TVA_Transmission | Internal | Winter | B18 | 400 | 900 | 0 | 53.9 | 54.16 | 7 | 0
2030 | VACAR_2_TVA_Transmission | VACAR | TVA_Transmission | Internal | Winter | B19 | 700 | 900 | 0 | 53.9 | 52.02 | 7 | 0
2030 | VACAR_2_TVA_Transmission | VACAR | TVA_Transmission | Internal | Winter | B20 | 935 | 900 | 0 | 48.21 | 48.21 | 7 | 0
2035 | ENT_2_MISO_MO-IL | ENT | MISO_MO-IL | Internal | Shoulder | B11 | 25 | 2260 | 0 | 79.93 | 77.57 | 8 | 0
2035 | ENT_2_MISO_MO-IL | ENT | MISO_MO-IL | Internal | Shoulder | B12 | 200 | 2260 | 0 | 55.85 | 62.17 | 8 | 0
2035 | ENT_2_MISO_MO-IL | ENT | MISO_MO-IL | Internal | Shoulder | B13 | 600 | 2260 | 0 | 55.85 | 53.95 | 8 | 0
2035 | ENT_2_MISO_MO-IL | ENT | MISO_MO-IL | Internal | Shoulder | B14 | 900 | 2260 | 0 | 55.45 | 53.7 | 8 | 0
2035 | ENT_2_MISO_MO-IL | ENT | MISO_MO-IL | Internal | Shoulder | B15 | 1203 | 2260 | 0 | 53.61 | 46.62 | 8 | 0
2035 | ENT_2_MISO_MO-IL | ENT | MISO_MO-IL | Internal | Summer | B1 | 10 | 2260 | 0.03 | 89.32 | 96.89 | 8 | 0
2035 | ENT_2_MISO_MO-IL | ENT | MISO_MO-IL | Internal | Summer | B2 | 25 | 2260 | 0 | 88.33 | 85.47 | 8 | 0
2035 | ENT_2_MISO_MO-IL | ENT | MISO_MO-IL | Internal | Summer | B3 | 75 | 2260 | 0 | 84.69 | 83.23 | 8 | 0
2035 | ENT_2_MISO_MO-IL | ENT | MISO_MO-IL | Internal | Summer | B4 | 100 | 2260 | 0 | 82.9 | 80.94 | 8 | 0
2035 | ENT_2_MISO_MO-IL | ENT | MISO_MO-IL | Internal | Summer | B5 | 200 | 2260 | 0 | 82.9 | 77.98 | 8 | 0
2035 | ENT_2_MISO_MO-IL | ENT | MISO_MO-IL | Internal | Summer | B6 | 300 | 2260 | 0 | 71.57 | 63.57 | 8 | 0
2035 | ENT_2_MISO_MO-IL | ENT | MISO_MO-IL | Internal | Summer | B7 | 400 | 2260 | 0 | 55.67 | 52.66 | 8 | 0
2035 | ENT_2_MISO_MO-IL | ENT | MISO_MO-IL | Internal | Summer | B8 | 500 | 2260 | 0 | 54.07 | 49.33 | 8 | 0
2035 | ENT_2_MISO_MO-IL | ENT | MISO_MO-IL | Internal | Summer | B9 | 800 | 2260 | 0 | 53.39 | 45.39 | 8 | 0
2035 | ENT_2_MISO_MO-IL | ENT | MISO_MO-IL | Internal | Summer | B10 | 1262 | 2260 | 0 | 51.9 | 43.9 | 8 | 0
2035 | ENT_2_MISO_MO-IL | ENT | MISO_MO-IL | Internal | Winter | B16 | 25 | 2260 | 0 | 77.19 | 77.19 | 8 | 0
2035 | ENT_2_MISO_MO-IL | ENT | MISO_MO-IL | Internal | Winter | B17 | 100 | 2260 | 0 | 59.42 | 62 | 8 | 0
2035 | ENT_2_MISO_MO-IL | ENT | MISO_MO-IL | Internal | Winter | B18 | 400 | 2260 | 0 | 59.42 | 55.36 | 8 | 0
2035 | ENT_2_MISO_MO-IL | ENT | MISO_MO-IL | Internal | Winter | B19 | 700 | 2260 | 0 | 58.58 | 52.56 | 8 | 0
2035 | ENT_2_MISO_MO-IL | ENT | MISO_MO-IL | Internal | Winter | B20 | 935 | 2260 | 0 | 56.45 | 48.07 | 8 | 0
2035 | ENT_2_SOCO | ENT | SOCO | Internal | Shoulder | B11 | 25 | 2000 | 929.51 | 79.93 | 87.93 | 8 | 0
2035 | ENT_2_SOCO | ENT | SOCO | Internal | Shoulder | B12 | 200 | 2000 | 0 | 55.85 | 56.57 | 8 | 0
2035 | ENT_2_SOCO | ENT | SOCO | Internal | Shoulder | B13 | 600 | 2000 | 0 | 55.85 | 55.72 | 8 | 0
2035 | ENT_2_SOCO | ENT | SOCO | Internal | Shoulder | B14 | 900 | 2000 | 0 | 55.45 | 55.72 | 8 | 0
2035 | ENT_2_SOCO | ENT | SOCO | Internal | Shoulder | B15 | 1203 | 2000 | 0 | 53.61 | 55.72 | 8 | 0
2035 | ENT_2_SOCO | ENT | SOCO | Internal | Summer | B1 | 10 | 2000 | 1203.71 | 89.32 | 97.32 | 8 | 0
2035 | ENT_2_SOCO | ENT | SOCO | Internal | Summer | B2 | 25 | 2000 | 0 | 88.33 | 92.69 | 8 | 0
2035 | ENT_2_SOCO | ENT | SOCO | Internal | Summer | B3 | 75 | 2000 | 509.83 | 84.69 | 92.69 | 8 | 0
2035 | ENT_2_SOCO | ENT | SOCO | Internal | Summer | B4 | 100 | 2000 | 686.23 | 82.9 | 90.9 | 8 | 0
2035 | ENT_2_SOCO | ENT | SOCO | Internal | Summer | B5 | 200 | 2000 | 1824.17 | 82.9 | 90.9 | 8 | 0
2035 | ENT_2_SOCO | ENT | SOCO | Internal | Summer | B6 | 300 | 2000 | 0 | 71.57 | 77.25 | 8 | 0
2035 | ENT_2_SOCO | ENT | SOCO | Internal | Summer | B7 | 400 | 2000 | 260.55 | 55.67 | 63.67 | 8 | 0
2035 | ENT_2_SOCO | ENT | SOCO | Internal | Summer | B8 | 500 | 2000 | 0 | 54.07 | 56.13 | 8 | 0
2035 | ENT_2_SOCO | ENT | SOCO | Internal | Summer | B9 | 800 | 2000 | 0 | 53.39 | 54.18 | 8 | 0
2035 | ENT_2_SOCO | ENT | SOCO | Internal | Summer | B10 | 1262 | 2000 | 0 | 51.9 | 49.99 | 8 | 0
2035 | ENT_2_SOCO | ENT | SOCO | Internal | Winter | B16 | 25 | 2000 | 488.39 | 77.19 | 85.19 | 8 | 0
2035 | ENT_2_SOCO | ENT | SOCO | Internal | Winter | B17 | 100 | 2000 | 0 | 59.42 | 59.74 | 8 | 0
2035 | ENT_2_SOCO | ENT | SOCO | Internal | Winter | B18 | 400 | 2000 | 0 | 59.42 | 59.07 | 8 | 0
2035 | ENT_2_SOCO | ENT | SOCO | Internal | Winter | B19 | 700 | 2000 | 0 | 58.58 | 59.07 | 8 | 0
2035 | ENT_2_SOCO | ENT | SOCO | Internal | Winter | B20 | 935 | 2000 | 0 | 56.45 | 54.09 | 8 | 0
2035 | ENT_2_SPP_N | ENT | SPP_N | Internal | Shoulder | B11 | 25 | 1300 | 0 | 79.93 | 85.16 | 8 | 0
2035 | ENT_2_SPP_N | ENT | SPP_N | Internal | Shoulder | B12 | 200 | 1300 | 0 | 55.85 | 58.17 | 8 | 0
2035 | ENT_2_SPP_N | ENT | SPP_N | Internal | Shoulder | B13 | 600 | 1300 | 0 | 55.85 | 55.18 | 8 | 0
2035 | ENT_2_SPP_N | ENT | SPP_N | Internal | Shoulder | B14 | 900 | 1300 | 0 | 55.45 | 53.41 | 8 | 0
2035 | ENT_2_SPP_N | ENT | SPP_N | Internal | Shoulder | B15 | 1203 | 1300 | 0 | 53.61 | 49.27 | 8 | 0
2035 | ENT_2_SPP_N | ENT | SPP_N | Internal | Summer | B1 | 10 | 1300 | 0 | 89.32 | 91.89 | 8 | 0
2035 | ENT_2_SPP_N | ENT | SPP_N | Internal | Summer | B2 | 25 | 1300 | 0 | 88.33 | 88.32 | 8 | 0
2035 | ENT_2_SPP_N | ENT | SPP_N | Internal | Summer | B3 | 75 | 1300 | 0 | 84.69 | 88.32 | 8 | 0
2035 | ENT_2_SPP_N | ENT | SPP_N | Internal | Summer | B4 | 100 | 1300 | 0 | 82.9 | 86.14 | 8 | 0
2035 | ENT_2_SPP_N | ENT | SPP_N | Internal | Summer | B5 | 200 | 1300 | 0 | 82.9 | 84.56 | 8 | 0
2035 | ENT_2_SPP_N | ENT | SPP_N | Internal | Summer | B6 | 300 | 1300 | 0 | 71.57 | 71.57 | 8 | 0
2035 | ENT_2_SPP_N | ENT | SPP_N | Internal | Summer | B7 | 400 | 1300 | 0 | 55.67 | 55.91 | 8 | 0
2035 | ENT_2_SPP_N | ENT | SPP_N | Internal | Summer | B8 | 500 | 1300 | 0 | 54.07 | 51.71 | 8 | 0
2035 | ENT_2_SPP_N | ENT | SPP_N | Internal | Summer | B9 | 800 | 1300 | 0 | 53.39 | 51.6 | 8 | 0
2035 | ENT_2_SPP_N | ENT | SPP_N | Internal | Summer | B10 | 1262 | 1300 | 0 | 51.9 | 47.41 | 8 | 0
2035 | ENT_2_SPP_N | ENT | SPP_N | Internal | Winter | B16 | 25 | 1300 | 0 | 77.19 | 72.19 | 8 | 0
2035 | ENT_2_SPP_N | ENT | SPP_N | Internal | Winter | B17 | 100 | 1300 | 0 | 59.42 | 57.01 | 8 | 0
2035 | ENT_2_SPP_N | ENT | SPP_N | Internal | Winter | B18 | 400 | 1300 | 0 | 59.42 | 56.99 | 8 | 0
2035 | ENT_2_SPP_N | ENT | SPP_N | Internal | Winter | B19 | 700 | 1300 | 0 | 58.58 | 53.58 | 8 | 0
2035 | ENT_2_SPP_N | ENT | SPP_N | Internal | Winter | B20 | 935 | 1300 | 0 | 56.45 | 51.45 | 8 | 0
2035 | ENT_2_SPP_S | ENT | SPP_S | Internal | Shoulder | B11 | 25 | 1300 | 0 | 79.93 | 77.37 | 8 | 0
2035 | ENT_2_SPP_S | ENT | SPP_S | Internal | Shoulder | B12 | 200 | 1300 | 0 | 55.85 | 53.52 | 8 | 0
2035 | ENT_2_SPP_S | ENT | SPP_S | Internal | Shoulder | B13 | 600 | 1300 | 0 | 55.85 | 53.52 | 8 | 0
2035 | ENT_2_SPP_S | ENT | SPP_S | Internal | Shoulder | B14 | 900 | 1300 | 0 | 55.45 | 53.4 | 8 | 0
2035 | ENT_2_SPP_S | ENT | SPP_S | Internal | Shoulder | B15 | 1203 | 1300 | 0 | 53.61 | 49.28 | 8 | 0
2035 | ENT_2_SPP_S | ENT | SPP_S | Internal | Summer | B1 | 10 | 1300 | 0 | 89.32 | 74.74 | 8 | 0
2035 | ENT_2_SPP_S | ENT | SPP_S | Internal | Summer | B2 | 25 | 1300 | 0 | 88.33 | 83.33 | 8 | 0
2035 | ENT_2_SPP_S | ENT | SPP_S | Internal | Summer | B3 | 75 | 1300 | 0 | 84.69 | 79.69 | 8 | 0
2035 | ENT_2_SPP_S | ENT | SPP_S | Internal | Summer | B4 | 100 | 1300 | 0 | 82.9 | 74.74 | 8 | 0
2035 | ENT_2_SPP_S | ENT | SPP_S | Internal | Summer | B5 | 200 | 1300 | 0 | 82.9 | 74.74 | 8 | 0
2035 | ENT_2_SPP_S | ENT | SPP_S | Internal | Summer | B6 | 300 | 1300 | 0 | 71.57 | 71.56 | 8 | 0
2035 | ENT_2_SPP_S | ENT | SPP_S | Internal | Summer | B7 | 400 | 1300 | 0 | 55.67 | 55.89 | 8 | 0
2035 | ENT_2_SPP_S | ENT | SPP_S | Internal | Summer | B8 | 500 | 1300 | 0 | 54.07 | 51.73 | 8 | 0
2035 | ENT_2_SPP_S | ENT | SPP_S | Internal | Summer | B9 | 800 | 1300 | 0 | 53.39 | 51.61 | 8 | 0
2035 | ENT_2_SPP_S | ENT | SPP_S | Internal | Summer | B10 | 1262 | 1300 | 0 | 51.9 | 47.43 | 8 | 0
2035 | ENT_2_SPP_S | ENT | SPP_S | Internal | Winter | B16 | 25 | 1300 | 0 | 77.19 | 59.76 | 8 | 0
2035 | ENT_2_SPP_S | ENT | SPP_S | Internal | Winter | B17 | 100 | 1300 | 0 | 59.42 | 57 | 8 | 0
2035 | ENT_2_SPP_S | ENT | SPP_S | Internal | Winter | B18 | 400 | 1300 | 0 | 59.42 | 57 | 8 | 0
2035 | ENT_2_SPP_S | ENT | SPP_S | Internal | Winter | B19 | 700 | 1300 | 0 | 58.58 | 53.58 | 8 | 0
2035 | ENT_2_SPP_S | ENT | SPP_S | Internal | Winter | B20 | 935 | 1300 | 0 | 56.45 | 51.47 | 8 | 0
2035 | ENT_2_TVA_Transmission | ENT | TVA_Transmission | Internal | Shoulder | B11 | 25 | 2100 | 0 | 79.93 | 78.93 | 8 | 0
2035 | ENT_2_TVA_Transmission | ENT | TVA_Transmission | Internal | Shoulder | B12 | 200 | 2100 | 0 | 55.85 | 62.49 | 8 | 0
2035 | ENT_2_TVA_Transmission | ENT | TVA_Transmission | Internal | Shoulder | B13 | 600 | 2100 | 0 | 55.85 | 57.04 | 8 | 0
2035 | ENT_2_TVA_Transmission | ENT | TVA_Transmission | Internal | Shoulder | B14 | 900 | 2100 | 0 | 55.45 | 55.94 | 8 | 0
2035 | ENT_2_TVA_Transmission | ENT | TVA_Transmission | Internal | Shoulder | B15 | 1203 | 2100 | 0 | 53.61 | 52.13 | 8 | 0
2035 | ENT_2_TVA_Transmission | ENT | TVA_Transmission | Internal | Summer | B1 | 10 | 2100 | 0.02 | 89.32 | 96.49 | 8 | 0
2035 | ENT_2_TVA_Transmission | ENT | TVA_Transmission | Internal | Summer | B2 | 25 | 2100 | 0 | 88.33 | 93.47 | 8 | 0
2035 | ENT_2_TVA_Transmission | ENT | TVA_Transmission | Internal | Summer | B3 | 75 | 2100 | 0 | 84.69 | 87.8 | 8 | 0
2035 | ENT_2_TVA_Transmission | ENT | TVA_Transmission | Internal | Summer | B4 | 100 | 2100 | 0 | 82.9 | 86.78 | 8 | 0
2035 | ENT_2_TVA_Transmission | ENT | TVA_Transmission | Internal | Summer | B5 | 200 | 2100 | 0 | 82.9 | 81.95 | 8 | 0
2035 | ENT_2_TVA_Transmission | ENT | TVA_Transmission | Internal | Summer | B6 | 300 | 2100 | 0 | 71.57 | 68.25 | 8 | 0
2035 | ENT_2_TVA_Transmission | ENT | TVA_Transmission | Internal | Summer | B7 | 400 | 2100 | 0 | 55.67 | 55.89 | 8 | 0
2035 | ENT_2_TVA_Transmission | ENT | TVA_Transmission | Internal | Summer | B8 | 500 | 2100 | 0 | 54.07 | 54.09 | 8 | 0
2035 | ENT_2_TVA_Transmission | ENT | TVA_Transmission | Internal | Summer | B9 | 800 | 2100 | 0 | 53.39 | 51.17 | 8 | 0
2035 | ENT_2_TVA_Transmission | ENT | TVA_Transmission | Internal | Summer | B10 | 1262 | 2100 | 0 | 51.9 | 46.22 | 8 | 0
2035 | ENT_2_TVA_Transmission | ENT | TVA_Transmission | Internal | Winter | B16 | 25 | 2100 | 268.15 | 77.19 | 85.19 | 8 | 0
2035 | ENT_2_TVA_Transmission | ENT | TVA_Transmission | Internal | Winter | B17 | 100 | 2100 | 0 | 59.42 | 64.7 | 8 | 0
2035 | ENT_2_TVA_Transmission | ENT | TVA_Transmission | Internal | Winter | B18 | 400 | 2100 | 0 | 59.42 | 58.9 | 8 | 0
2035 | ENT_2_TVA_Transmission | ENT | TVA_Transmission | Internal | Winter | B19 | 700 | 2100 | 0 | 58.58 | 55.81 | 8 | 0
2035 | ENT_2_TVA_Transmission | ENT | TVA_Transmission | Internal | Winter | B20 | 935 | 2100 | 0 | 56.45 | 53.32 | 8 | 0
2035 | FRCC_2_SOCO | FRCC | SOCO | Internal | Shoulder | B11 | 25 | 900 | 0 | 97.93 | 87.93 | 8 | 0
2035 | FRCC_2_SOCO | FRCC | SOCO | Internal | Shoulder | B12 | 200 | 900 | 0 | 63.63 | 56.57 | 8 | 0
2035 | FRCC_2_SOCO | FRCC | SOCO | Internal | Shoulder | B13 | 600 | 900 | 0 | 62.25 | 55.72 | 8 | 0
2035 | FRCC_2_SOCO | FRCC | SOCO | Internal | Shoulder | B14 | 900 | 900 | 0 | 60.99 | 55.72 | 8 | 0
2035 | FRCC_2_SOCO | FRCC | SOCO | Internal | Shoulder | B15 | 1203 | 900 | 0 | 60.99 | 55.72 | 8 | 0
2035 | FRCC_2_SOCO | FRCC | SOCO | Internal | Summer | B1 | 10 | 900 | 0 | 107.32 | 97.32 | 8 | 0
2035 | FRCC_2_SOCO | FRCC | SOCO | Internal | Summer | B2 | 25 | 900 | 0 | 98.45 | 92.69 | 8 | 0
2035 | FRCC_2_SOCO | FRCC | SOCO | Internal | Summer | B3 | 75 | 900 | 0 | 98.45 | 92.69 | 8 | 0
2035 | FRCC_2_SOCO | FRCC | SOCO | Internal | Summer | B4 | 100 | 900 | 0 | 98.45 | 90.9 | 8 | 0
2035 | FRCC_2_SOCO | FRCC | SOCO | Internal | Summer | B5 | 200 | 900 | 0 | 96.43 | 90.9 | 8 | 0
2035 | FRCC_2_SOCO | FRCC | SOCO | Internal | Summer | B6 | 300 | 900 | 0 | 85.04 | 77.25 | 8 | 0
2035 | FRCC_2_SOCO | FRCC | SOCO | Internal | Summer | B7 | 400 | 900 | 0 | 73.67 | 63.67 | 8 | 0
2035 | FRCC_2_SOCO | FRCC | SOCO | Internal | Summer | B8 | 500 | 900 | 0 | 62.59 | 56.13 | 8 | 0
2035 | FRCC_2_SOCO | FRCC | SOCO | Internal | Summer | B9 | 800 | 900 | 0 | 59.99 | 54.18 | 8 | 0
2035 | FRCC_2_SOCO | FRCC | SOCO | Internal | Summer | B10 | 1262 | 900 | 0 | 59.99 | 49.99 | 8 | 0
2035 | FRCC_2_SOCO | FRCC | SOCO | Internal | Winter | B16 | 25 | 900 | 0 | 91.88 | 85.19 | 8 | 0
2035 | FRCC_2_SOCO | FRCC | SOCO | Internal | Winter | B17 | 100 | 900 | 0 | 66.58 | 59.74 | 8 | 0
2035 | FRCC_2_SOCO | FRCC | SOCO | Internal | Winter | B18 | 400 | 900 | 0 | 63.81 | 59.07 | 8 | 0
2035 | FRCC_2_SOCO | FRCC | SOCO | Internal | Winter | B19 | 700 | 900 | 0 | 63.81 | 59.07 | 8 | 0
2035 | FRCC_2_SOCO | FRCC | SOCO | Internal | Winter | B20 | 935 | 900 | 0 | 63.81 | 54.09 | 8 | 0
2035 | HQ_NEISO_2_NEISO | HQ_NEISO | NEISO | Internal | Shoulder | B11 | 25 | 99999 | 2920 | 46.3 | 46.31 | 0.01 | 0
2035 | HQ_NEISO_2_NEISO | HQ_NEISO | NEISO | Internal | Shoulder | B12 | 200 | 99999 | 2920 | 46.3 | 46.31 | 0.01 | 0
2035 | HQ_NEISO_2_NEISO | HQ_NEISO | NEISO | Internal | Shoulder | B13 | 600 | 99999 | 2920 | 46.3 | 46.31 | 0.01 | 0
2035 | HQ_NEISO_2_NEISO | HQ_NEISO | NEISO | Internal | Shoulder | B14 | 900 | 99999 | 2920 | 46.3 | 46.31 | 0.01 | 0
2035 | HQ_NEISO_2_NEISO | HQ_NEISO | NEISO | Internal | Shoulder | B15 | 1203 | 99999 | 1143.24 | 46.3 | 46.31 | 0.01 | 0
2035 | HQ_NEISO_2_NEISO | HQ_NEISO | NEISO | Internal | Summer | B1 | 10 | 99999 | 2920.1 | 103.99 | 104 | 0.01 | 0
2035 | HQ_NEISO_2_NEISO | HQ_NEISO | NEISO | Internal | Summer | B2 | 25 | 99999 | 2920.08 | 91.34 | 91.35 | 0.01 | 0
2035 | HQ_NEISO_2_NEISO | HQ_NEISO | NEISO | Internal | Summer | B3 | 75 | 99999 | 2920 | 68.37 | 68.39 | 0.01 | 0
2035 | HQ_NEISO_2_NEISO | HQ_NEISO | NEISO | Internal | Summer | B4 | 100 | 99999 | 2920 | 59.39 | 59.4 | 0.01 | 0
2035 | HQ_NEISO_2_NEISO | HQ_NEISO | NEISO | Internal | Summer | B5 | 200 | 99999 | 2920 | 46.3 | 46.31 | 0.01 | 0
2035 | HQ_NEISO_2_NEISO | HQ_NEISO | NEISO | Internal | Summer | B6 | 300 | 99999 | 2920 | 42.76 | 42.77 | 0.01 | 0
2035 | HQ_NEISO_2_NEISO | HQ_NEISO | NEISO | Internal | Summer | B7 | 400 | 99999 | 2920 | 42.76 | 42.77 | 0.01 | 0
2035 | HQ_NEISO_2_NEISO | HQ_NEISO | NEISO | Internal | Summer | B8 | 500 | 99999 | 2920 | 42.76 | 42.77 | 0.01 | 0
2035 | HQ_NEISO_2_NEISO | HQ_NEISO | NEISO | Internal | Summer | B9 | 800 | 99999 | 2920 | 42.76 | 42.77 | 0.01 | 0
2035 | HQ_NEISO_2_NEISO | HQ_NEISO | NEISO | Internal | Summer | B10 | 1262 | 99999 | 795.94 | 42.76 | 42.77 | 0.01 | 0
2035 | HQ_NEISO_2_NEISO | HQ_NEISO | NEISO | Internal | Winter | B16 | 25 | 99999 | 2920 | 57.21 | 57.22 | 0.01 | 0
2035 | HQ_NEISO_2_NEISO | HQ_NEISO | NEISO | Internal | Winter | B17 | 100 | 99999 | 2920 | 57.21 | 57.22 | 0.01 | 0
2035 | HQ_NEISO_2_NEISO | HQ_NEISO | NEISO | Internal | Winter | B18 | 400 | 99999 | 2920 | 57.21 | 57.22 | 0.01 | 0
2035 | HQ_NEISO_2_NEISO | HQ_NEISO | NEISO | Internal | Winter | B19 | 700 | 99999 | 2920 | 57.21 | 57.22 | 0.01 | 0
2035 | HQ_NEISO_2_NEISO | HQ_NEISO | NEISO | Internal | Winter | B20 | 935 | 99999 | 1233.58 | 57.21 | 57.22 | 0.01 | 0
2035 | HQ_NY_2_NYISO_A-F | HQ_NY | NYISO_A-F | Internal | Shoulder | B11 | 25 | 99999 | 1000 | 59.05 | 59.06 | 0.01 | 0
2035 | HQ_NY_2_NYISO_A-F | HQ_NY | NYISO_A-F | Internal | Shoulder | B12 | 200 | 99999 | 1000 | 55.5 | 55.51 | 0.01 | 0
2035 | HQ_NY_2_NYISO_A-F | HQ_NY | NYISO_A-F | Internal | Shoulder | B13 | 600 | 99999 | 1000 | 49.97 | 49.99 | 0.01 | 0
2035 | HQ_NY_2_NYISO_A-F | HQ_NY | NYISO_A-F | Internal | Shoulder | B14 | 900 | 99999 | 1000 | 49.64 | 49.65 | 0.01 | 0
2035 | HQ_NY_2_NYISO_A-F | HQ_NY | NYISO_A-F | Internal | Shoulder | B15 | 1203 | 99999 | 188.69 | 49.31 | 49.32 | 0.01 | 0
2035 | HQ_NY_2_NYISO_A-F | HQ_NY | NYISO_A-F | Internal | Summer | B1 | 10 | 99999 | 1000.1 | 100.99 | 101 | 0.01 | 0
2035 | HQ_NY_2_NYISO_A-F | HQ_NY | NYISO_A-F | Internal | Summer | B2 | 25 | 99999 | 1000.1 | 94.32 | 94.33 | 0.01 | 0
2035 | HQ_NY_2_NYISO_A-F | HQ_NY | NYISO_A-F | Internal | Summer | B3 | 75 | 99999 | 1000 | 71.37 | 71.39 | 0.01 | 0
2035 | HQ_NY_2_NYISO_A-F | HQ_NY | NYISO_A-F | Internal | Summer | B4 | 100 | 99999 | 1000 | 64.79 | 64.8 | 0.01 | 0
2035 | HQ_NY_2_NYISO_A-F | HQ_NY | NYISO_A-F | Internal | Summer | B5 | 200 | 99999 | 1000 | 62.46 | 62.48 | 0.01 | 0
2035 | HQ_NY_2_NYISO_A-F | HQ_NY | NYISO_A-F | Internal | Summer | B6 | 300 | 99999 | 1000 | 54.25 | 54.26 | 0.01 | 0
2035 | HQ_NY_2_NYISO_A-F | HQ_NY | NYISO_A-F | Internal | Summer | B7 | 400 | 99999 | 1000 | 52.66 | 52.67 | 0.01 | 0
2035 | HQ_NY_2_NYISO_A-F | HQ_NY | NYISO_A-F | Internal | Summer | B8 | 500 | 99999 | 1000 | 48.34 | 48.35 | 0.01 | 0
2035 | HQ_NY_2_NYISO_A-F | HQ_NY | NYISO_A-F | Internal | Summer | B9 | 800 | 99999 | 1000 | 46.07 | 46.08 | 0.01 | 0
2035 | HQ_NY_2_NYISO_A-F | HQ_NY | NYISO_A-F | Internal | Summer | B10 | 1262 | 99999 | 30.11 | 46.07 | 46.08 | 0.01 | 0
2035 | HQ_NY_2_NYISO_A-F | HQ_NY | NYISO_A-F | Internal | Winter | B16 | 25 | 99999 | 1000 | 71.19 | 71.2 | 0.01 | 0
2035 | HQ_NY_2_NYISO_A-F | HQ_NY | NYISO_A-F | Internal | Winter | B17 | 100 | 99999 | 1000 | 57.87 | 57.89 | 0.01 | 0
2035 | HQ_NY_2_NYISO_A-F | HQ_NY | NYISO_A-F | Internal | Winter | B18 | 400 | 99999 | 1000 | 57.87 | 57.89 | 0.01 | 0
2035 | HQ_NY_2_NYISO_A-F | HQ_NY | NYISO_A-F | Internal | Winter | B19 | 700 | 99999 | 1000 | 57.46 | 57.47 | 0.01 | 0
2035 | HQ_NY_2_NYISO_A-F | HQ_NY | NYISO_A-F | Internal | Winter | B20 | 935 | 99999 | 229.95 | 57.46 | 57.47 | 0.01 | 0
2035 | HQ_IESO_2_IESO | HQ_IESO | IESO | Internal | Shoulder | B11 | 25 | 99999 | 400 | 48.5 | 48.51 | 0.01 | 0
2035 | HQ_IESO_2_IESO | HQ_IESO | IESO | Internal | Shoulder | B12 | 200 | 99999 | 400 | 48.5 | 48.51 | 0.01 | 0
2035 | HQ_IESO_2_IESO | HQ_IESO | IESO | Internal | Shoulder | B13 | 600 | 99999 | 400 | 46.93 | 46.95 | 0.01 | 0
2035 | HQ_IESO_2_IESO | HQ_IESO | IESO | Internal | Shoulder | B14 | 900 | 99999 | 400 | 46.7 | 46.71 | 0.01 | 0
2035 | HQ_IESO_2_IESO | HQ_IESO | IESO | Internal | Shoulder | B15 | 1203 | 99999 | 75.48 | 46.7 | 46.71 | 0.01 | 0
2035 | HQ_IESO_2_IESO | HQ_IESO | IESO | Internal | Summer | B1 | 10 | 99999 | 400.09 | 93.99 | 94 | 0.01 | 0
2035 | HQ_IESO_2_IESO | HQ_IESO | IESO | Internal | Summer | B2 | 25 | 99999 | 400 | 87.32 | 87.33 | 0.01 | 0
2035 | HQ_IESO_2_IESO | HQ_IESO | IESO | Internal | Summer | B3 | 75 | 99999 | 400 | 76.25 | 76.26 | 0.01 | 0
2035 | HQ_IESO_2_IESO | HQ_IESO | IESO | Internal | Summer | B4 | 100 | 99999 | 400 | 71.79 | 71.8 | 0.01 | 0
2035 | HQ_IESO_2_IESO | HQ_IESO | IESO | Internal | Summer | B5 | 200 | 99999 | 400 | 55.46 | 55.48 | 0.01 | 0
2035 | HQ_IESO_2_IESO | HQ_IESO | IESO | Internal | Summer | B6 | 300 | 99999 | 400 | 47.67 | 47.68 | 0.01 | 0
2035 | HQ_IESO_2_IESO | HQ_IESO | IESO | Internal | Summer | B7 | 400 | 99999 | 400 | 45.66 | 45.67 | 0.01 | 0
2035 | HQ_IESO_2_IESO | HQ_IESO | IESO | Internal | Summer | B8 | 500 | 99999 | 400 | 43.9 | 43.92 | 0.01 | 0
2035 | HQ_IESO_2_IESO | HQ_IESO | IESO | Internal | Summer | B9 | 800 | 99999 | 400 | 43.9 | 43.92 | 0.01 | 0
2035 | HQ_IESO_2_IESO | HQ_IESO | IESO | Internal | Summer | B10 | 1262 | 99999 | 12.04 | 43.9 | 43.92 | 0.01 | 0
2035 | HQ_IESO_2_IESO | HQ_IESO | IESO | Internal | Winter | B16 | 25 | 99999 | 400 | 64.19 | 64.2 | 0.01 | 0
2035 | HQ_IESO_2_IESO | HQ_IESO | IESO | Internal | Winter | B17 | 100 | 99999 | 400 | 50.87 | 50.89 | 0.01 | 0
2035 | HQ_IESO_2_IESO | HQ_IESO | IESO | Internal | Winter | B18 | 400 | 99999 | 400 | 50.87 | 50.89 | 0.01 | 0
2035 | HQ_IESO_2_IESO | HQ_IESO | IESO | Internal | Winter | B19 | 700 | 99999 | 400 | 50.87 | 50.89 | 0.01 | 0
2035 | HQ_IESO_2_IESO | HQ_IESO | IESO | Internal | Winter | B20 | 935 | 99999 | 91.98 | 50.87 | 50.89 | 0.01 | 0
2035 | IESO_2_MAPP_CA | IESO | MAPP_CA | Internal | Shoulder | B11 | 25 | 262 | 262 | 48.51 | 58.35 | 7 | 2.84
2035 | IESO_2_MAPP_CA | IESO | MAPP_CA | Internal | Shoulder | B12 | 200 | 262 | 262 | 48.51 | 61.56 | 7 | 6.04
2035 | IESO_2_MAPP_CA | IESO | MAPP_CA | Internal | Shoulder | B13 | 600 | 262 | 201.19 | 46.95 | 53.95 | 7 | 0
2035 | IESO_2_MAPP_CA | IESO | MAPP_CA | Internal | Shoulder | B14 | 900 | 262 | 0.01 | 46.71 | 53.7 | 7 | 0
2035 | IESO_2_MAPP_CA | IESO | MAPP_CA | Internal | Shoulder | B15 | 1203 | 262 | 0 | 46.71 | 53.7 | 7 | 0
2035 | IESO_2_MAPP_CA | IESO | MAPP_CA | Internal | Summer | B1 | 10 | 262 | 0 | 94 | 86 | 7 | 0
2035 | IESO_2_MAPP_CA | IESO | MAPP_CA | Internal | Summer | B2 | 25 | 262 | 0 | 87.33 | 86.42 | 7 | 0
2035 | IESO_2_MAPP_CA | IESO | MAPP_CA | Internal | Summer | B3 | 75 | 262 | 78.71 | 76.26 | 83.26 | 7 | 0
2035 | IESO_2_MAPP_CA | IESO | MAPP_CA | Internal | Summer | B4 | 100 | 262 | 0 | 71.8 | 72.13 | 7 | 0
2035 | IESO_2_MAPP_CA | IESO | MAPP_CA | Internal | Summer | B5 | 200 | 262 | 262 | 55.48 | 70.52 | 7 | 8.04
2035 | IESO_2_MAPP_CA | IESO | MAPP_CA | Internal | Summer | B6 | 300 | 262 | 262 | 47.68 | 56.01 | 7 | 1.33
2035 | IESO_2_MAPP_CA | IESO | MAPP_CA | Internal | Summer | B7 | 400 | 262 | 0.02 | 45.67 | 52.66 | 7 | 0
2035 | IESO_2_MAPP_CA | IESO | MAPP_CA | Internal | Summer | B8 | 500 | 262 | 5.63 | 43.92 | 50.92 | 7 | 0
2035 | IESO_2_MAPP_CA | IESO | MAPP_CA | Internal | Summer | B9 | 800 | 262 | 3.29 | 43.92 | 50.92 | 7 | 0
2035 | IESO_2_MAPP_CA | IESO | MAPP_CA | Internal | Summer | B10 | 1262 | 262 | 2.11 | 43.92 | 50.92 | 7 | 0
2035 | IESO_2_MAPP_CA | IESO | MAPP_CA | Internal | Winter | B16 | 25 | 262 | 262 | 64.2 | 77.16 | 7 | 5.96
2035 | IESO_2_MAPP_CA | IESO | MAPP_CA | Internal | Winter | B17 | 100 | 262 | 262 | 50.89 | 61.99 | 7 | 4.1
2035 | IESO_2_MAPP_CA | IESO | MAPP_CA | Internal | Winter | B18 | 400 | 262 | 53.84 | 50.89 | 57.89 | 7 | 0
2035 | IESO_2_MAPP_CA | IESO | MAPP_CA | Internal | Winter | B19 | 700 | 262 | 0 | 50.89 | 57.64 | 7 | 0
2035 | IESO_2_MAPP_CA | IESO | MAPP_CA | Internal | Winter | B20 | 935 | 262 | 0 | 50.89 | 57.64 | 7 | 0
2035 | IESO_2_MISO_MI | IESO | MISO_MI | Internal | Shoulder | B11 | 25 | 1840 | 1840 | 48.51 | 74.93 | 7 | 19.42
2035 | IESO_2_MISO_MI | IESO | MISO_MI | Internal | Shoulder | B12 | 200 | 1840 | 1840 | 48.51 | 62.17 | 7 | 6.65
2035 | IESO_2_MISO_MI | IESO | MISO_MI | Internal | Shoulder | B13 | 600 | 1840 | 1760.8 | 46.95 | 53.95 | 7 | 0
2035 | IESO_2_MISO_MI | IESO | MISO_MI | Internal | Shoulder | B14 | 900 | 1840 | 10.55 | 46.71 | 53.71 | 7 | 0
2035 | IESO_2_MISO_MI | IESO | MISO_MI | Internal | Shoulder | B15 | 1203 | 1840 | 0 | 46.71 | 46.64 | 7 | 0
2035 | IESO_2_MISO_MI | IESO | MISO_MI | Internal | Summer | B1 | 10 | 1840 | 0 | 94 | 96.91 | 7 | 0
2035 | IESO_2_MISO_MI | IESO | MISO_MI | Internal | Summer | B2 | 25 | 1840 | 0 | 87.33 | 85.45 | 7 | 0
2035 | IESO_2_MISO_MI | IESO | MISO_MI | Internal | Summer | B3 | 75 | 1840 | 551.14 | 76.26 | 83.26 | 7 | 0
2035 | IESO_2_MISO_MI | IESO | MISO_MI | Internal | Summer | B4 | 100 | 1840 | 1840 | 71.8 | 80.24 | 7 | 1.44
2035 | IESO_2_MISO_MI | IESO | MISO_MI | Internal | Summer | B5 | 200 | 1840 | 1840 | 55.48 | 77.95 | 7 | 15.48
2035 | IESO_2_MISO_MI | IESO | MISO_MI | Internal | Summer | B6 | 300 | 1840 | 1840 | 47.68 | 63.55 | 7 | 8.86
2035 | IESO_2_MISO_MI | IESO | MISO_MI | Internal | Summer | B7 | 400 | 1840 | 762.45 | 45.67 | 52.67 | 7 | 0
2035 | IESO_2_MISO_MI | IESO | MISO_MI | Internal | Summer | B8 | 500 | 1840 | 0 | 43.92 | 49.36 | 7 | 0
2035 | IESO_2_MISO_MI | IESO | MISO_MI | Internal | Summer | B9 | 800 | 1840 | 0 | 43.92 | 45.39 | 7 | 0
2035 | IESO_2_MISO_MI | IESO | MISO_MI | Internal | Summer | B10 | 1262 | 1840 | 0 | 43.92 | 43.92 | 7 | 0
2035 | IESO_2_MISO_MI | IESO | MISO_MI | Internal | Winter | B16 | 25 | 1840 | 1840 | 64.2 | 77.19 | 7 | 5.99
2035 | IESO_2_MISO_MI | IESO | MISO_MI | Internal | Winter | B17 | 100 | 1840 | 1840 | 50.89 | 62.02 | 7 | 4.14
2035 | IESO_2_MISO_MI | IESO | MISO_MI | Internal | Winter | B18 | 400 | 1840 | 0 | 50.89 | 55.39 | 7 | 0
2035 | IESO_2_MISO_MI | IESO | MISO_MI | Internal | Winter | B19 | 700 | 1840 | 0 | 50.89 | 52.58 | 7 | 0
2035 | IESO_2_MISO_MI | IESO | MISO_MI | Internal | Winter | B20 | 935 | 1840 | 0 | 50.89 | 48.08 | 7 | 0
2035 | IESO_2_MISO_W | IESO | MISO_W | Internal | Shoulder | B11 | 25 | 140 | 140 | 48.51 | 85.15 | 7 | 29.64
2035 | IESO_2_MISO_W | IESO | MISO_W | Internal | Shoulder | B12 | 200 | 140 | 140 | 48.51 | 62.15 | 7 | 6.64
2035 | IESO_2_MISO_W | IESO | MISO_W | Internal | Shoulder | B13 | 600 | 140 | 139.98 | 46.95 | 53.96 | 7 | 0.01
2035 | IESO_2_MISO_W | IESO | MISO_W | Internal | Shoulder | B14 | 900 | 140 | 9.2 | 46.71 | 53.71 | 7 | 0
2035 | IESO_2_MISO_W | IESO | MISO_W | Internal | Shoulder | B15 | 1203 | 140 | 0 | 46.71 | 49.49 | 7 | 0
2035 | IESO_2_MISO_W | IESO | MISO_W | Internal | Summer | B1 | 10 | 140 | 0 | 94 | 96.89 | 7 | 0
2035 | IESO_2_MISO_W | IESO | MISO_W | Internal | Summer | B2 | 25 | 140 | 0 | 87.33 | 88.31 | 7 | 0
2035 | IESO_2_MISO_W | IESO | MISO_W | Internal | Summer | B3 | 75 | 140 | 140 | 76.26 | 88.31 | 7 | 5.06
2035 | IESO_2_MISO_W | IESO | MISO_W | Internal | Summer | B4 | 100 | 140 | 140 | 71.8 | 86.13 | 7 | 7.33
2035 | IESO_2_MISO_W | IESO | MISO_W | Internal | Summer | B5 | 200 | 140 | 140 | 55.48 | 84.55 | 7 | 22.08
2035 | IESO_2_MISO_W | IESO | MISO_W | Internal | Summer | B6 | 300 | 140 | 140 | 47.68 | 71.56 | 7 | 16.88
2035 | IESO_2_MISO_W | IESO | MISO_W | Internal | Summer | B7 | 400 | 140 | 77 | 45.67 | 52.67 | 7 | 0
2035 | IESO_2_MISO_W | IESO | MISO_W | Internal | Summer | B8 | 500 | 140 | 139.96 | 43.92 | 50.93 | 7 | 0.01
2035 | IESO_2_MISO_W | IESO | MISO_W | Internal | Summer | B9 | 800 | 140 | 0.01 | 43.92 | 50.9 | 7 | 0
2035 | IESO_2_MISO_W | IESO | MISO_W | Internal | Summer | B10 | 1262 | 140 | 0 | 43.92 | 44.58 | 7 | 0
2035 | IESO_2_MISO_W | IESO | MISO_W | Internal | Winter | B16 | 25 | 140 | 140 | 64.2 | 77.17 | 7 | 5.98
2035 | IESO_2_MISO_W | IESO | MISO_W | Internal | Winter | B17 | 100 | 140 | 140 | 50.89 | 62 | 7 | 4.11
2035 | IESO_2_MISO_W | IESO | MISO_W | Internal | Winter | B18 | 400 | 140 | 139.97 | 50.89 | 57.9 | 7 | 0.01
2035 | IESO_2_MISO_W | IESO | MISO_W | Internal | Winter | B19 | 700 | 140 | 0 | 50.89 | 57.63 | 7 | 0
2035 | IESO_2_MISO_W | IESO | MISO_W | Internal | Winter | B20 | 935 | 140 | 0 | 50.89 | 49.45 | 7 | 0
2035 | IESO_2_NYISO_A-F | IESO | NYISO_A-F | Internal | Shoulder | B11 | 25 | 1725 | 1725 | 48.51 | 59.06 | 7 | 3.55
2035 | IESO_2_NYISO_A-F | IESO | NYISO_A-F | Internal | Shoulder | B12 | 200 | 1725 | 347.44 | 48.51 | 55.51 | 7 | 0
2035 | IESO_2_NYISO_A-F | IESO | NYISO_A-F | Internal | Shoulder | B13 | 600 | 1725 | 0 | 46.95 | 49.99 | 7 | 0
2035 | IESO_2_NYISO_A-F | IESO | NYISO_A-F | Internal | Shoulder | B14 | 900 | 1725 | 0 | 46.71 | 49.65 | 7 | 0
2035 | IESO_2_NYISO_A-F | IESO | NYISO_A-F | Internal | Shoulder | B15 | 1203 | 1725 | 0 | 46.71 | 49.32 | 7 | 0
2035 | IESO_2_NYISO_A-F | IESO | NYISO_A-F | Internal | Summer | B1 | 10 | 1725 | 428.2 | 94 | 101 | 7 | 0
2035 | IESO_2_NYISO_A-F | IESO | NYISO_A-F | Internal | Summer | B2 | 25 | 1725 | 936.17 | 87.33 | 94.33 | 7 | 0
2035 | IESO_2_NYISO_A-F | IESO | NYISO_A-F | Internal | Summer | B3 | 75 | 1725 | 0 | 76.26 | 71.39 | 7 | 0
2035 | IESO_2_NYISO_A-F | IESO | NYISO_A-F | Internal | Summer | B4 | 100 | 1725 | 0 | 71.8 | 64.8 | 7 | 0
2035 | IESO_2_NYISO_A-F | IESO | NYISO_A-F | Internal | Summer | B5 | 200 | 1725 | 117.72 | 55.48 | 62.48 | 7 | 0
2035 | IESO_2_NYISO_A-F | IESO | NYISO_A-F | Internal | Summer | B6 | 300 | 1725 | 0 | 47.68 | 54.26 | 7 | 0
2035 | IESO_2_NYISO_A-F | IESO | NYISO_A-F | Internal | Summer | B7 | 400 | 1725 | 223.82 | 45.67 | 52.67 | 7 | 0
2035 | IESO_2_NYISO_A-F | IESO | NYISO_A-F | Internal | Summer | B8 | 500 | 1725 | 0 | 43.92 | 48.35 | 7 | 0
2035 | IESO_2_NYISO_A-F | IESO | NYISO_A-F | Internal | Summer | B9 | 800 | 1725 | 0 | 43.92 | 46.08 | 7 | 0
2035 | IESO_2_NYISO_A-F | IESO | NYISO_A-F | Internal | Summer | B10 | 1262 | 1725 | 0 | 43.92 | 46.08 | 7 | 0
2035 | IESO_2_NYISO_A-F | IESO | NYISO_A-F | Internal | Winter | B16 | 25 | 1725 | 335.46 | 64.2 | 71.2 | 7 | 0
2035 | IESO_2_NYISO_A-F | IESO | NYISO_A-F | Internal | Winter | B17 | 100 | 1725 | 576.53 | 50.89 | 57.89 | 7 | 0
2035 | IESO_2_NYISO_A-F | IESO | NYISO_A-F | Internal | Winter | B18 | 400 | 1725 | 273.22 | 50.89 | 57.89 | 7 | 0
2035 | IESO_2_NYISO_A-F | IESO | NYISO_A-F | Internal | Winter | B19 | 700 | 1725 | 0 | 50.89 | 57.47 | 7 | 0
2035 | IESO_2_NYISO_A-F | IESO | NYISO_A-F | Internal | Winter | B20 | 935 | 1725 | 0 | 50.89 | 57.47 | 7 | 0
2035 | MAPP_CA_2_IESO | MAPP_CA | IESO | Internal | Shoulder | B11 | 25 | 330 | 0 | 58.35 | 48.51 | 8 | 0
2035 | MAPP_CA_2_IESO | MAPP_CA | IESO | Internal | Shoulder | B12 | 200 | 330 | 0 | 61.56 | 48.51 | 8 | 0
2035 | MAPP_CA_2_IESO | MAPP_CA | IESO | Internal | Shoulder | B13 | 600 | 330 | 0 | 53.95 | 46.95 | 8 | 0
2035 | MAPP_CA_2_IESO | MAPP_CA | IESO | Internal | Shoulder | B14 | 900 | 330 | 0 | 53.7 | 46.71 | 8 | 0
2035 | MAPP_CA_2_IESO | MAPP_CA | IESO | Internal | Shoulder | B15 | 1203 | 330 | 0 | 53.7 | 46.71 | 8 | 0
2035 | MAPP_CA_2_IESO | MAPP_CA | IESO | Internal | Summer | B1 | 10 | 330 | 95.22 | 86 | 94 | 8 | 0
2035 | MAPP_CA_2_IESO | MAPP_CA | IESO | Internal | Summer | B2 | 25 | 330 | 0 | 86.42 | 87.33 | 8 | 0
2035 | MAPP_CA_2_IESO | MAPP_CA | IESO | Internal | Summer | B3 | 75 | 330 | 0 | 83.26 | 76.26 | 8 | 0
2035 | MAPP_CA_2_IESO | MAPP_CA | IESO | Internal | Summer | B4 | 100 | 330 | 0 | 72.13 | 71.8 | 8 | 0
2035 | MAPP_CA_2_IESO | MAPP_CA | IESO | Internal | Summer | B5 | 200 | 330 | 0 | 70.52 | 55.48 | 8 | 0
2035 | MAPP_CA_2_IESO | MAPP_CA | IESO | Internal | Summer | B6 | 300 | 330 | 0 | 56.01 | 47.68 | 8 | 0
2035 | MAPP_CA_2_IESO | MAPP_CA | IESO | Internal | Summer | B7 | 400 | 330 | 0 | 52.66 | 45.67 | 8 | 0
2035 | MAPP_CA_2_IESO | MAPP_CA | IESO | Internal | Summer | B8 | 500 | 330 | 0 | 50.92 | 43.92 | 8 | 0
2035 | MAPP_CA_2_IESO | MAPP_CA | IESO | Internal | Summer | B9 | 800 | 330 | 0 | 50.92 | 43.92 | 8 | 0
2035 | MAPP_CA_2_IESO | MAPP_CA | IESO | Internal | Summer | B10 | 1262 | 330 | 0 | 50.92 | 43.92 | 8 | 0
2035 | MAPP_CA_2_IESO | MAPP_CA | IESO | Internal | Winter | B16 | 25 | 330 | 0 | 77.16 | 64.2 | 8 | 0
2035 | MAPP_CA_2_IESO | MAPP_CA | IESO | Internal | Winter | B17 | 100 | 330 | 0 | 61.99 | 50.89 | 8 | 0
2035 | MAPP_CA_2_IESO | MAPP_CA | IESO | Internal | Winter | B18 | 400 | 330 | 0 | 57.89 | 50.89 | 8 | 0
2035 | MAPP_CA_2_IESO | MAPP_CA | IESO | Internal | Winter | B19 | 700 | 330 | 0 | 57.64 | 50.89 | 8 | 0
2035 | MAPP_CA_2_IESO | MAPP_CA | IESO | Internal | Winter | B20 | 935 | 330 | 0 | 57.64 | 50.89 | 8 | 0
2035 | MAPP_CA_2_MAPP_US | MAPP_CA | MAPP_US | Internal | Shoulder | B11 | 25 | 372 | 372 | 58.35 | 78.15 | 7 | 12.8
2035 | MAPP_CA_2_MAPP_US | MAPP_CA | MAPP_US | Internal | Shoulder | B12 | 200 | 372 | 0 | 61.56 | 55.15 | 7 | 0
2035 | MAPP_CA_2_MAPP_US | MAPP_CA | MAPP_US | Internal | Shoulder | B13 | 600 | 372 | 0 | 53.95 | 48.17 | 7 | 0
2035 | MAPP_CA_2_MAPP_US | MAPP_CA | MAPP_US | Internal | Shoulder | B14 | 900 | 372 | 0 | 53.7 | 48.17 | 7 | 0
2035 | MAPP_CA_2_MAPP_US | MAPP_CA | MAPP_US | Internal | Shoulder | B15 | 1203 | 372 | 0 | 53.7 | 46.26 | 7 | 0
2035 | MAPP_CA_2_MAPP_US | MAPP_CA | MAPP_US | Internal | Summer | B1 | 10 | 372 | 0 | 86 | 89.89 | 7 | 0
2035 | MAPP_CA_2_MAPP_US | MAPP_CA | MAPP_US | Internal | Summer | B2 | 25 | 372 | 0 | 86.42 | 81.31 | 7 | 0
2035 | MAPP_CA_2_MAPP_US | MAPP_CA | MAPP_US | Internal | Summer | B3 | 75 | 372 | 0 | 83.26 | 81.31 | 7 | 0
2035 | MAPP_CA_2_MAPP_US | MAPP_CA | MAPP_US | Internal | Summer | B4 | 100 | 372 | 27.09 | 72.13 | 79.13 | 7 | 0
2035 | MAPP_CA_2_MAPP_US | MAPP_CA | MAPP_US | Internal | Summer | B5 | 200 | 372 | 371.98 | 70.52 | 77.55 | 7 | 0.03
2035 | MAPP_CA_2_MAPP_US | MAPP_CA | MAPP_US | Internal | Summer | B6 | 300 | 372 | 372 | 56.01 | 64.56 | 7 | 1.55
2035 | MAPP_CA_2_MAPP_US | MAPP_CA | MAPP_US | Internal | Summer | B7 | 400 | 372 | 0 | 52.66 | 48.89 | 7 | 0
2035 | MAPP_CA_2_MAPP_US | MAPP_CA | MAPP_US | Internal | Summer | B8 | 500 | 372 | 0 | 50.92 | 44.59 | 7 | 0
2035 | MAPP_CA_2_MAPP_US | MAPP_CA | MAPP_US | Internal | Summer | B9 | 800 | 372 | 0 | 50.92 | 44.59 | 7 | 0
2035 | MAPP_CA_2_MAPP_US | MAPP_CA | MAPP_US | Internal | Summer | B10 | 1262 | 372 | 0 | 50.92 | 37.58 | 7 | 0
2035 | MAPP_CA_2_MAPP_US | MAPP_CA | MAPP_US | Internal | Winter | B16 | 25 | 372 | 0 | 77.16 | 70.17 | 7 | 0
2035 | MAPP_CA_2_MAPP_US | MAPP_CA | MAPP_US | Internal | Winter | B17 | 100 | 372 | 0 | 61.99 | 55 | 7 | 0
2035 | MAPP_CA_2_MAPP_US | MAPP_CA | MAPP_US | Internal | Winter | B18 | 400 | 372 | 0 | 57.89 | 51.57 | 7 | 0
2035 | MAPP_CA_2_MAPP_US | MAPP_CA | MAPP_US | Internal | Winter | B19 | 700 | 372 | 0 | 57.64 | 51.57 | 7 | 0
2035 | MAPP_CA_2_MAPP_US | MAPP_CA | MAPP_US | Internal | Winter | B20 | 935 | 372 | 0 | 57.64 | 42.73 | 7 | 0
2035 | MAPP_CA_2_MISO_W | MAPP_CA | MISO_W | Internal | Shoulder | B11 | 25 | 1970 | 1970 | 58.35 | 85.15 | 0.01 | 26.79
2035 | MAPP_CA_2_MISO_W | MAPP_CA | MISO_W | Internal | Shoulder | B12 | 200 | 1970 | 1970 | 61.56 | 62.15 | 0.01 | 0.58
2035 | MAPP_CA_2_MISO_W | MAPP_CA | MISO_W | Internal | Shoulder | B13 | 600 | 1970 | 1615.39 | 53.95 | 53.96 | 0.01 | 0
2035 | MAPP_CA_2_MISO_W | MAPP_CA | MISO_W | Internal | Shoulder | B14 | 900 | 1970 | 1067.06 | 53.7 | 53.71 | 0.01 | 0
2035 | MAPP_CA_2_MISO_W | MAPP_CA | MISO_W | Internal | Shoulder | B15 | 1203 | 1970 | 0 | 53.7 | 49.49 | 0.01 | 0
2035 | MAPP_CA_2_MISO_W | MAPP_CA | MISO_W | Internal | Summer | B1 | 10 | 1970 | 1970 | 86 | 96.89 | 0.01 | 10.88
2035 | MAPP_CA_2_MISO_W | MAPP_CA | MISO_W | Internal | Summer | B2 | 25 | 1970 | 1970 | 86.42 | 88.31 | 0.01 | 1.88
2035 | MAPP_CA_2_MISO_W | MAPP_CA | MISO_W | Internal | Summer | B3 | 75 | 1970 | 1970 | 83.26 | 88.31 | 0.01 | 5.04
2035 | MAPP_CA_2_MISO_W | MAPP_CA | MISO_W | Internal | Summer | B4 | 100 | 1970 | 1970 | 72.13 | 86.13 | 0.01 | 13.99
2035 | MAPP_CA_2_MISO_W | MAPP_CA | MISO_W | Internal | Summer | B5 | 200 | 1970 | 1970 | 70.52 | 84.55 | 0.01 | 14.02
2035 | MAPP_CA_2_MISO_W | MAPP_CA | MISO_W | Internal | Summer | B6 | 300 | 1970 | 1970 | 56.01 | 71.56 | 0.01 | 15.54
2035 | MAPP_CA_2_MISO_W | MAPP_CA | MISO_W | Internal | Summer | B7 | 400 | 1970 | 1966.39 | 52.66 | 52.67 | 0.01 | 0
2035 | MAPP_CA_2_MISO_W | MAPP_CA | MISO_W | Internal | Summer | B8 | 500 | 1970 | 1062 | 50.92 | 50.93 | 0.01 | 0
2035 | MAPP_CA_2_MISO_W | MAPP_CA | MISO_W | Internal | Summer | B9 | 800 | 1970 | 0 | 50.92 | 50.9 | 0.01 | 0
2035 | MAPP_CA_2_MISO_W | MAPP_CA | MISO_W | Internal | Summer | B10 | 1262 | 1970 | 0 | 50.92 | 44.58 | 0.01 | 0
2035 | MAPP_CA_2_MISO_W | MAPP_CA | MISO_W | Internal | Winter | B16 | 25 | 1970 | 1269.48 | 77.16 | 77.17 | 0.01 | 0
2035 | MAPP_CA_2_MISO_W | MAPP_CA | MISO_W | Internal | Winter | B17 | 100 | 1970 | 845.31 | 61.99 | 62 | 0.01 | 0
2035 | MAPP_CA_2_MISO_W | MAPP_CA | MISO_W | Internal | Winter | B18 | 400 | 1970 | 763.89 | 57.89 | 57.9 | 0.01 | 0
2035 | MAPP_CA_2_MISO_W | MAPP_CA | MISO_W | Internal | Winter | B19 | 700 | 1970 | 0 | 57.64 | 57.63 | 0.01 | 0
2035 | MAPP_CA_2_MISO_W | MAPP_CA | MISO_W | Internal | Winter | B20 | 935 | 1970 | 0 | 57.64 | 49.45 | 0.01 | 0
2035 | MAPP_US_2_MAPP_CA | MAPP_US | MAPP_CA | Internal | Shoulder | B11 | 25 | 165 | 0 | 78.15 | 58.35 | 7 | 0
2035 | MAPP_US_2_MAPP_CA | MAPP_US | MAPP_CA | Internal | Shoulder | B12 | 200 | 165 | 0 | 55.15 | 61.56 | 7 | 0
2035 | MAPP_US_2_MAPP_CA | MAPP_US | MAPP_CA | Internal | Shoulder | B13 | 600 | 165 | 0 | 48.17 | 53.95 | 7 | 0
2035 | MAPP_US_2_MAPP_CA | MAPP_US | MAPP_CA | Internal | Shoulder | B14 | 900 | 165 | 0 | 48.17 | 53.7 | 7 | 0
2035 | MAPP_US_2_MAPP_CA | MAPP_US | MAPP_CA | Internal | Shoulder | B15 | 1203 | 165 | 165 | 46.26 | 53.7 | 7 | 0.44
2035 | MAPP_US_2_MAPP_CA | MAPP_US | MAPP_CA | Internal | Summer | B1 | 10 | 165 | 0 | 89.89 | 86 | 7 | 0
2035 | MAPP_US_2_MAPP_CA | MAPP_US | MAPP_CA | Internal | Summer | B2 | 25 | 165 | 0 | 81.31 | 86.42 | 7 | 0
2035 | MAPP_US_2_MAPP_CA | MAPP_US | MAPP_CA | Internal | Summer | B3 | 75 | 165 | 0 | 81.31 | 83.26 | 7 | 0
2035 | MAPP_US_2_MAPP_CA | MAPP_US | MAPP_CA | Internal | Summer | B4 | 100 | 165 | 0 | 79.13 | 72.13 | 7 | 0
2035 | MAPP_US_2_MAPP_CA | MAPP_US | MAPP_CA | Internal | Summer | B5 | 200 | 165 | 0 | 77.55 | 70.52 | 7 | 0
2035 | MAPP_US_2_MAPP_CA | MAPP_US | MAPP_CA | Internal | Summer | B6 | 300 | 165 | 0 | 64.56 | 56.01 | 7 | 0
2035 | MAPP_US_2_MAPP_CA | MAPP_US | MAPP_CA | Internal | Summer | B7 | 400 | 165 | 0 | 48.89 | 52.66 | 7 | 0
2035 | MAPP_US_2_MAPP_CA | MAPP_US | MAPP_CA | Internal | Summer | B8 | 500 | 165 | 0 | 44.59 | 50.92 | 7 | 0
2035 | MAPP_US_2_MAPP_CA | MAPP_US | MAPP_CA | Internal | Summer | B9 | 800 | 165 | 0 | 44.59 | 50.92 | 7 | 0
2035 | MAPP_US_2_MAPP_CA | MAPP_US | MAPP_CA | Internal | Summer | B10 | 1262 | 165 | 165 | 37.58 | 50.92 | 7 | 6.34
2035 | MAPP_US_2_MAPP_CA | MAPP_US | MAPP_CA | Internal | Winter | B16 | 25 | 165 | 0.41 | 70.17 | 77.16 | 7 | 0
2035 | MAPP_US_2_MAPP_CA | MAPP_US | MAPP_CA | Internal | Winter | B17 | 100 | 165 | 0.11 | 55 | 61.99 | 7 | 0
2035 | MAPP_US_2_MAPP_CA | MAPP_US | MAPP_CA | Internal | Winter | B18 | 400 | 165 | 0 | 51.57 | 57.89 | 7 | 0
2035 | MAPP_US_2_MAPP_CA | MAPP_US | MAPP_CA | Internal | Winter | B19 | 700 | 165 | 0 | 51.57 | 57.64 | 7 | 0
2035 | MAPP_US_2_MAPP_CA | MAPP_US | MAPP_CA | Internal | Winter | B20 | 935 | 165 | 165 | 42.73 | 57.64 | 7 | 7.92
2035 | MAPP_US_2_MISO_W | MAPP_US | MISO_W | Internal | Shoulder | B11 | 25 | 2635 | 820.47 | 78.15 | 85.15 | 7 | 0
2035 | MAPP_US_2_MISO_W | MAPP_US | MISO_W | Internal | Shoulder | B12 | 200 | 2635 | 1237.75 | 55.15 | 62.15 | 7 | 0
2035 | MAPP_US_2_MISO_W | MAPP_US | MISO_W | Internal | Shoulder | B13 | 600 | 2635 | 0 | 48.17 | 53.96 | 7 | 0
2035 | MAPP_US_2_MISO_W | MAPP_US | MISO_W | Internal | Shoulder | B14 | 900 | 2635 | 0 | 48.17 | 53.71 | 7 | 0
2035 | MAPP_US_2_MISO_W | MAPP_US | MISO_W | Internal | Shoulder | B15 | 1203 | 2635 | 0 | 46.26 | 49.49 | 7 | 0
2035 | MAPP_US_2_MISO_W | MAPP_US | MISO_W | Internal | Summer | B1 | 10 | 2635 | 1788.75 | 89.89 | 96.89 | 7 | 0
2035 | MAPP_US_2_MISO_W | MAPP_US | MISO_W | Internal | Summer | B2 | 25 | 2635 | 891.87 | 81.31 | 88.31 | 7 | 0
2035 | MAPP_US_2_MISO_W | MAPP_US | MISO_W | Internal | Summer | B3 | 75 | 2635 | 538.67 | 81.31 | 88.31 | 7 | 0
2035 | MAPP_US_2_MISO_W | MAPP_US | MISO_W | Internal | Summer | B4 | 100 | 2635 | 85.87 | 79.13 | 86.13 | 7 | 0
2035 | MAPP_US_2_MISO_W | MAPP_US | MISO_W | Internal | Summer | B5 | 200 | 2635 | 486.47 | 77.55 | 84.55 | 7 | 0
2035 | MAPP_US_2_MISO_W | MAPP_US | MISO_W | Internal | Summer | B6 | 300 | 2635 | 955.75 | 64.56 | 71.56 | 7 | 0
2035 | MAPP_US_2_MISO_W | MAPP_US | MISO_W | Internal | Summer | B7 | 400 | 2635 | 0 | 48.89 | 52.67 | 7 | 0
2035 | MAPP_US_2_MISO_W | MAPP_US | MISO_W | Internal | Summer | B8 | 500 | 2635 | 0 | 44.59 | 50.93 | 7 | 0
2035 | MAPP_US_2_MISO_W | MAPP_US | MISO_W | Internal | Summer | B9 | 800 | 2635 | 0 | 44.59 | 50.9 | 7 | 0
2035 | MAPP_US_2_MISO_W | MAPP_US | MISO_W | Internal | Summer | B10 | 1262 | 2635 | 557.1 | 37.58 | 44.58 | 7 | 0
2035 | MAPP_US_2_MISO_W | MAPP_US | MISO_W | Internal | Winter | B16 | 25 | 2635 | 1417.24 | 70.17 | 77.17 | 7 | 0
2035 | MAPP_US_2_MISO_W | MAPP_US | MISO_W | Internal | Winter | B17 | 100 | 2635 | 687.11 | 55 | 62 | 7 | 0
2035 | MAPP_US_2_MISO_W | MAPP_US | MISO_W | Internal | Winter | B18 | 400 | 2635 | 0 | 51.57 | 57.9 | 7 | 0
2035 | MAPP_US_2_MISO_W | MAPP_US | MISO_W | Internal | Winter | B19 | 700 | 2635 | 0 | 51.57 | 57.63 | 7 | 0
2035 | MAPP_US_2_MISO_W | MAPP_US | MISO_W | Internal | Winter | B20 | 935 | 2635 | 0 | 42.73 | 49.45 | 7 | 0
2035 | MAPP_US_2_NE | MAPP_US | NE | Internal | Shoulder | B11 | 25 | 2000 | 1265.36 | 78.15 | 85.15 | 7 | 0
2035 | MAPP_US_2_NE | MAPP_US | NE | Internal | Shoulder | B12 | 200 | 2000 | 0 | 55.15 | 58.15 | 7 | 0
2035 | MAPP_US_2_NE | MAPP_US | NE | Internal | Shoulder | B13 | 600 | 2000 | 707.5 | 48.17 | 55.17 | 7 | 0
2035 | MAPP_US_2_NE | MAPP_US | NE | Internal | Shoulder | B14 | 900 | 2000 | 0 | 48.17 | 53.4 | 7 | 0
2035 | MAPP_US_2_NE | MAPP_US | NE | Internal | Shoulder | B15 | 1203 | 2000 | 0 | 46.26 | 49.26 | 7 | 0
2035 | MAPP_US_2_NE | MAPP_US | NE | Internal | Summer | B1 | 10 | 2000 | 0 | 89.89 | 91.89 | 7 | 0
2035 | MAPP_US_2_NE | MAPP_US | NE | Internal | Summer | B2 | 25 | 2000 | 200.48 | 81.31 | 88.31 | 7 | 0
2035 | MAPP_US_2_NE | MAPP_US | NE | Internal | Summer | B3 | 75 | 2000 | 510.65 | 81.31 | 88.31 | 7 | 0
2035 | MAPP_US_2_NE | MAPP_US | NE | Internal | Summer | B4 | 100 | 2000 | 1293.74 | 79.13 | 86.13 | 7 | 0
2035 | MAPP_US_2_NE | MAPP_US | NE | Internal | Summer | B5 | 200 | 2000 | 1382.42 | 77.55 | 84.55 | 7 | 0
2035 | MAPP_US_2_NE | MAPP_US | NE | Internal | Summer | B6 | 300 | 2000 | 621.17 | 64.56 | 71.56 | 7 | 0
2035 | MAPP_US_2_NE | MAPP_US | NE | Internal | Summer | B7 | 400 | 2000 | 1150.37 | 48.89 | 55.89 | 7 | 0
2035 | MAPP_US_2_NE | MAPP_US | NE | Internal | Summer | B8 | 500 | 2000 | 1554.46 | 44.59 | 51.59 | 7 | 0
2035 | MAPP_US_2_NE | MAPP_US | NE | Internal | Summer | B9 | 800 | 2000 | 923.05 | 44.59 | 51.59 | 7 | 0
2035 | MAPP_US_2_NE | MAPP_US | NE | Internal | Summer | B10 | 1262 | 2000 | 166.57 | 37.58 | 44.58 | 7 | 0
2035 | MAPP_US_2_NE | MAPP_US | NE | Internal | Winter | B16 | 25 | 2000 | 0 | 70.17 | 72.17 | 7 | 0
2035 | MAPP_US_2_NE | MAPP_US | NE | Internal | Winter | B17 | 100 | 2000 | 0 | 55 | 57 | 7 | 0
2035 | MAPP_US_2_NE | MAPP_US | NE | Internal | Winter | B18 | 400 | 2000 | 0 | 51.57 | 56.98 | 7 | 0
2035 | MAPP_US_2_NE | MAPP_US | NE | Internal | Winter | B19 | 700 | 2000 | 0 | 51.57 | 53.57 | 7 | 0
2035 | MAPP_US_2_NE | MAPP_US | NE | Internal | Winter | B20 | 935 | 2000 | 51.1 | 42.73 | 49.73 | 7 | 0
2035 | MARITIMES_2_NEISO | MARITIMES | NEISO | Internal | Shoulder | B11 | 25 | 99999 | 1400 | 46.3 | 46.31 | 0.01 | 0
2035 | MARITIMES_2_NEISO | MARITIMES | NEISO | Internal | Shoulder | B12 | 200 | 99999 | 1400 | 46.3 | 46.31 | 0.01 | 0
2035 | MARITIMES_2_NEISO | MARITIMES | NEISO | Internal | Shoulder | B13 | 600 | 99999 | 1400 | 46.3 | 46.31 | 0.01 | 0
2035 | MARITIMES_2_NEISO | MARITIMES | NEISO | Internal | Shoulder | B14 | 900 | 99999 | 1400 | 46.3 | 46.31 | 0.01 | 0
2035 | MARITIMES_2_NEISO | MARITIMES | NEISO | Internal | Shoulder | B15 | 1203 | 99999 | 426.43 | 46.3 | 46.31 | 0.01 | 0
2035 | MARITIMES_2_NEISO | MARITIMES | NEISO | Internal | Summer | B1 | 10 | 99999 | 1400.1 | 103.99 | 104 | 0.01 | 0
2035 | MARITIMES_2_NEISO | MARITIMES | NEISO | Internal | Summer | B2 | 25 | 99999 | 1400.08 | 91.34 | 91.35 | 0.01 | 0
2035 | MARITIMES_2_NEISO | MARITIMES | NEISO | Internal | Summer | B3 | 75 | 99999 | 1400 | 68.37 | 68.39 | 0.01 | 0
2035 | MARITIMES_2_NEISO | MARITIMES | NEISO | Internal | Summer | B4 | 100 | 99999 | 1400 | 59.39 | 59.4 | 0.01 | 0
2035 | MARITIMES_2_NEISO | MARITIMES | NEISO | Internal | Summer | B5 | 200 | 99999 | 1400 | 46.3 | 46.31 | 0.01 | 0
2035 | MARITIMES_2_NEISO | MARITIMES | NEISO | Internal | Summer | B6 | 300 | 99999 | 1400 | 42.76 | 42.77 | 0.01 | 0
2035 | MARITIMES_2_NEISO | MARITIMES | NEISO | Internal | Summer | B7 | 400 | 99999 | 1400 | 42.76 | 42.77 | 0.01 | 0
2035 | MARITIMES_2_NEISO | MARITIMES | NEISO | Internal | Summer | B8 | 500 | 99999 | 1400 | 42.76 | 42.77 | 0.01 | 0
2035 | MARITIMES_2_NEISO | MARITIMES | NEISO | Internal | Summer | B9 | 800 | 99999 | 1400 | 42.76 | 42.77 | 0.01 | 0
2035 | MARITIMES_2_NEISO | MARITIMES | NEISO | Internal | Summer | B10 | 1262 | 99999 | 236.13 | 42.76 | 42.77 | 0.01 | 0
2035 | MARITIMES_2_NEISO | MARITIMES | NEISO | Internal | Winter | B16 | 25 | 99999 | 1400 | 57.21 | 57.22 | 0.01 | 0
2035 | MARITIMES_2_NEISO | MARITIMES | NEISO | Internal | Winter | B17 | 100 | 99999 | 1400 | 57.21 | 57.22 | 0.01 | 0
2035 | MARITIMES_2_NEISO | MARITIMES | NEISO | Internal | Winter | B18 | 400 | 99999 | 1400 | 57.21 | 57.22 | 0.01 | 0
2035 | MARITIMES_2_NEISO | MARITIMES | NEISO | Internal | Winter | B19 | 700 | 99999 | 1400 | 57.21 | 57.22 | 0.01 | 0
2035 | MARITIMES_2_NEISO | MARITIMES | NEISO | Internal | Winter | B20 | 935 | 99999 | 475.94 | 57.21 | 57.22 | 0.01 | 0
2035 | MISO_IN_2_MISO_MI | MISO_IN | MISO_MI | Internal | Shoulder | B11 | 25 | 5000 | 0 | 77.56 | 74.93 | 0.01 | 0
2035 | MISO_IN_2_MISO_MI | MISO_IN | MISO_MI | Internal | Shoulder | B12 | 200 | 5000 | 798.47 | 62.15 | 62.17 | 0.01 | 0
2035 | MISO_IN_2_MISO_MI | MISO_IN | MISO_MI | Internal | Shoulder | B13 | 600 | 5000 | 1380.32 | 53.93 | 53.95 | 0.01 | 0
2035 | MISO_IN_2_MISO_MI | MISO_IN | MISO_MI | Internal | Shoulder | B14 | 900 | 5000 | 2763.8 | 53.7 | 53.71 | 0.01 | 0
2035 | MISO_IN_2_MISO_MI | MISO_IN | MISO_MI | Internal | Shoulder | B15 | 1203 | 5000 | 2909.61 | 46.63 | 46.64 | 0.01 | 0
2035 | MISO_IN_2_MISO_MI | MISO_IN | MISO_MI | Internal | Summer | B1 | 10 | 5000 | 816.25 | 96.9 | 96.91 | 0.01 | 0
2035 | MISO_IN_2_MISO_MI | MISO_IN | MISO_MI | Internal | Summer | B2 | 25 | 5000 | 0.26 | 85.46 | 85.45 | 0.01 | 0
2035 | MISO_IN_2_MISO_MI | MISO_IN | MISO_MI | Internal | Summer | B3 | 75 | 5000 | 341.38 | 83.25 | 83.26 | 0.01 | 0
2035 | MISO_IN_2_MISO_MI | MISO_IN | MISO_MI | Internal | Summer | B4 | 100 | 5000 | 0 | 80.93 | 80.24 | 0.01 | 0
2035 | MISO_IN_2_MISO_MI | MISO_IN | MISO_MI | Internal | Summer | B5 | 200 | 5000 | 0.03 | 77.97 | 77.95 | 0.01 | 0
2035 | MISO_IN_2_MISO_MI | MISO_IN | MISO_MI | Internal | Summer | B6 | 300 | 5000 | 0.02 | 63.56 | 63.55 | 0.01 | 0
2035 | MISO_IN_2_MISO_MI | MISO_IN | MISO_MI | Internal | Summer | B7 | 400 | 5000 | 2797.15 | 52.66 | 52.67 | 0.01 | 0
2035 | MISO_IN_2_MISO_MI | MISO_IN | MISO_MI | Internal | Summer | B8 | 500 | 5000 | 3954.64 | 49.34 | 49.36 | 0.01 | 0
2035 | MISO_IN_2_MISO_MI | MISO_IN | MISO_MI | Internal | Summer | B9 | 800 | 5000 | 3696.44 | 45.38 | 45.39 | 0.01 | 0
2035 | MISO_IN_2_MISO_MI | MISO_IN | MISO_MI | Internal | Summer | B10 | 1262 | 5000 | 3198.6 | 43.91 | 43.92 | 0.01 | 0
2035 | MISO_IN_2_MISO_MI | MISO_IN | MISO_MI | Internal | Winter | B16 | 25 | 5000 | 0.25 | 77.2 | 77.19 | 0.01 | 0
2035 | MISO_IN_2_MISO_MI | MISO_IN | MISO_MI | Internal | Winter | B17 | 100 | 5000 | 998.43 | 62.01 | 62.02 | 0.01 | 0
2035 | MISO_IN_2_MISO_MI | MISO_IN | MISO_MI | Internal | Winter | B18 | 400 | 5000 | 2946.96 | 55.37 | 55.39 | 0.01 | 0
2035 | MISO_IN_2_MISO_MI | MISO_IN | MISO_MI | Internal | Winter | B19 | 700 | 5000 | 3026.89 | 52.57 | 52.58 | 0.01 | 0
2035 | MISO_IN_2_MISO_MI | MISO_IN | MISO_MI | Internal | Winter | B20 | 935 | 5000 | 790.18 | 48.07 | 48.08 | 0.01 | 0
2035 | MISO_IN_2_MISO_MO-IL | MISO_IN | MISO_MO-IL | Internal | Shoulder | B11 | 25 | 5000 | 2595.26 | 77.56 | 77.57 | 0.01 | 0
2035 | MISO_IN_2_MISO_MO-IL | MISO_IN | MISO_MO-IL | Internal | Shoulder | B12 | 200 | 5000 | 134.35 | 62.15 | 62.17 | 0.01 | 0
2035 | MISO_IN_2_MISO_MO-IL | MISO_IN | MISO_MO-IL | Internal | Shoulder | B13 | 600 | 5000 | 616.37 | 53.93 | 53.95 | 0.01 | 0
2035 | MISO_IN_2_MISO_MO-IL | MISO_IN | MISO_MO-IL | Internal | Shoulder | B14 | 900 | 5000 | 0.01 | 53.7 | 53.7 | 0.01 | 0
2035 | MISO_IN_2_MISO_MO-IL | MISO_IN | MISO_MO-IL | Internal | Shoulder | B15 | 1203 | 5000 | 0 | 46.63 | 46.62 | 0.01 | 0
2035 | MISO_IN_2_MISO_MO-IL | MISO_IN | MISO_MO-IL | Internal | Summer | B1 | 10 | 5000 | 0.63 | 96.9 | 96.89 | 0.01 | 0
2035 | MISO_IN_2_MISO_MO-IL | MISO_IN | MISO_MO-IL | Internal | Summer | B2 | 25 | 5000 | 870.25 | 85.46 | 85.47 | 0.01 | 0
2035 | MISO_IN_2_MISO_MO-IL | MISO_IN | MISO_MO-IL | Internal | Summer | B3 | 75 | 5000 | 0.08 | 83.25 | 83.23 | 0.01 | 0
2035 | MISO_IN_2_MISO_MO-IL | MISO_IN | MISO_MO-IL | Internal | Summer | B4 | 100 | 5000 | 2315.39 | 80.93 | 80.94 | 0.01 | 0
2035 | MISO_IN_2_MISO_MO-IL | MISO_IN | MISO_MO-IL | Internal | Summer | B5 | 200 | 5000 | 684.82 | 77.97 | 77.98 | 0.01 | 0
2035 | MISO_IN_2_MISO_MO-IL | MISO_IN | MISO_MO-IL | Internal | Summer | B6 | 300 | 5000 | 2289.27 | 63.56 | 63.57 | 0.01 | 0
2035 | MISO_IN_2_MISO_MO-IL | MISO_IN | MISO_MO-IL | Internal | Summer | B7 | 400 | 5000 | 0.04 | 52.66 | 52.66 | 0.01 | 0
2035 | MISO_IN_2_MISO_MO-IL | MISO_IN | MISO_MO-IL | Internal | Summer | B8 | 500 | 5000 | 0.01 | 49.34 | 49.33 | 0.01 | 0
2035 | MISO_IN_2_MISO_MO-IL | MISO_IN | MISO_MO-IL | Internal | Summer | B9 | 800 | 5000 | 296.56 | 45.38 | 45.39 | 0.01 | 0
2035 | MISO_IN_2_MISO_MO-IL | MISO_IN | MISO_MO-IL | Internal | Summer | B10 | 1262 | 5000 | 0 | 43.91 | 43.9 | 0.01 | 0
2035 | MISO_IN_2_MISO_MO-IL | MISO_IN | MISO_MO-IL | Internal | Winter | B16 | 25 | 5000 | 0.24 | 77.2 | 77.19 | 0.01 | 0
2035 | MISO_IN_2_MISO_MO-IL | MISO_IN | MISO_MO-IL | Internal | Winter | B17 | 100 | 5000 | 0.06 | 62.01 | 62 | 0.01 | 0
2035 | MISO_IN_2_MISO_MO-IL | MISO_IN | MISO_MO-IL | Internal | Winter | B18 | 400 | 5000 | 0.02 | 55.37 | 55.36 | 0.01 | 0
2035 | MISO_IN_2_MISO_MO-IL | MISO_IN | MISO_MO-IL | Internal | Winter | B19 | 700 | 5000 | 0 | 52.57 | 52.56 | 0.01 | 0
2035 | MISO_IN_2_MISO_MO-IL | MISO_IN | MISO_MO-IL | Internal | Winter | B20 | 935 | 5000 | 0.01 | 48.07 | 48.07 | 0.01 | 0
2035 | MISO_IN_2_NonRTO_Midwest | MISO_IN | NonRTO_Midwest | Internal | Shoulder | B11 | 25 | 4800 | 1276.84 | 77.56 | 85.56 | 8 | 0
2035 | MISO_IN_2_NonRTO_Midwest | MISO_IN | NonRTO_Midwest | Internal | Shoulder | B12 | 200 | 4800 | 784.26 | 62.15 | 70.15 | 8 | 0
2035 | MISO_IN_2_NonRTO_Midwest | MISO_IN | NonRTO_Midwest | Internal | Shoulder | B13 | 600 | 4800 | 245.03 | 53.93 | 61.93 | 8 | 0
2035 | MISO_IN_2_NonRTO_Midwest | MISO_IN | NonRTO_Midwest | Internal | Shoulder | B14 | 900 | 4800 | 0 | 53.7 | 50.47 | 8 | 0
2035 | MISO_IN_2_NonRTO_Midwest | MISO_IN | NonRTO_Midwest | Internal | Shoulder | B15 | 1203 | 4800 | 0 | 46.63 | 44.13 | 8 | 0
2035 | MISO_IN_2_NonRTO_Midwest | MISO_IN | NonRTO_Midwest | Internal | Summer | B1 | 10 | 4800 | 0 | 96.9 | 88.93 | 8 | 0
2035 | MISO_IN_2_NonRTO_Midwest | MISO_IN | NonRTO_Midwest | Internal | Summer | B2 | 25 | 4800 | 0 | 85.46 | 88.93 | 8 | 0
2035 | MISO_IN_2_NonRTO_Midwest | MISO_IN | NonRTO_Midwest | Internal | Summer | B3 | 75 | 4800 | 0 | 83.25 | 88.93 | 8 | 0
2035 | MISO_IN_2_NonRTO_Midwest | MISO_IN | NonRTO_Midwest | Internal | Summer | B4 | 100 | 4800 | 109.08 | 80.93 | 88.93 | 8 | 0
2035 | MISO_IN_2_NonRTO_Midwest | MISO_IN | NonRTO_Midwest | Internal | Summer | B5 | 200 | 4800 | 1535.59 | 77.97 | 85.97 | 8 | 0
2035 | MISO_IN_2_NonRTO_Midwest | MISO_IN | NonRTO_Midwest | Internal | Summer | B6 | 300 | 4800 | 878.45 | 63.56 | 71.56 | 8 | 0
2035 | MISO_IN_2_NonRTO_Midwest | MISO_IN | NonRTO_Midwest | Internal | Summer | B7 | 400 | 4800 | 306.17 | 52.66 | 60.66 | 8 | 0
2035 | MISO_IN_2_NonRTO_Midwest | MISO_IN | NonRTO_Midwest | Internal | Summer | B8 | 500 | 4800 | 0 | 49.34 | 48.9 | 8 | 0
2035 | MISO_IN_2_NonRTO_Midwest | MISO_IN | NonRTO_Midwest | Internal | Summer | B9 | 800 | 4800 | 0 | 45.38 | 43.17 | 8 | 0
2035 | MISO_IN_2_NonRTO_Midwest | MISO_IN | NonRTO_Midwest | Internal | Summer | B10 | 1262 | 4800 | 0 | 43.91 | 39.5 | 8 | 0
2035 | MISO_IN_2_NonRTO_Midwest | MISO_IN | NonRTO_Midwest | Internal | Winter | B16 | 25 | 4800 | 2362.55 | 77.2 | 85.2 | 8 | 0
2035 | MISO_IN_2_NonRTO_Midwest | MISO_IN | NonRTO_Midwest | Internal | Winter | B17 | 100 | 4800 | 1189.37 | 62.01 | 70.01 | 8 | 0
2035 | MISO_IN_2_NonRTO_Midwest | MISO_IN | NonRTO_Midwest | Internal | Winter | B18 | 400 | 4800 | 195.73 | 55.37 | 63.37 | 8 | 0
2035 | MISO_IN_2_NonRTO_Midwest | MISO_IN | NonRTO_Midwest | Internal | Winter | B19 | 700 | 4800 | 0 | 52.57 | 50.22 | 8 | 0
2035 | MISO_IN_2_NonRTO_Midwest | MISO_IN | NonRTO_Midwest | Internal | Winter | B20 | 935 | 4800 | 0 | 48.07 | 45.32 | 8 | 0
2035 | MISO_IN_2_PJM_ROR | MISO_IN | PJM_ROR | Internal | Shoulder | B11 | 25 | 992 | 0 | 77.56 | 72.93 | 2 | 0
2035 | MISO_IN_2_PJM_ROR | MISO_IN | PJM_ROR | Internal | Shoulder | B12 | 200 | 992 | 0 | 62.15 | 63.5 | 2 | 0
2035 | MISO_IN_2_PJM_ROR | MISO_IN | PJM_ROR | Internal | Shoulder | B13 | 600 | 992 | 0 | 53.93 | 53.23 | 2 | 0
2035 | MISO_IN_2_PJM_ROR | MISO_IN | PJM_ROR | Internal | Shoulder | B14 | 900 | 992 | 0 | 53.7 | 51.71 | 2 | 0
2035 | MISO_IN_2_PJM_ROR | MISO_IN | PJM_ROR | Internal | Shoulder | B15 | 1203 | 992 | 0 | 46.63 | 47.49 | 2 | 0
2035 | MISO_IN_2_PJM_ROR | MISO_IN | PJM_ROR | Internal | Summer | B1 | 10 | 992 | 1.18 | 96.9 | 98.89 | 2 | 0
2035 | MISO_IN_2_PJM_ROR | MISO_IN | PJM_ROR | Internal | Summer | B2 | 25 | 992 | 0 | 85.46 | 86.52 | 2 | 0
2035 | MISO_IN_2_PJM_ROR | MISO_IN | PJM_ROR | Internal | Summer | B3 | 75 | 992 | 0 | 83.25 | 81.8 | 2 | 0
2035 | MISO_IN_2_PJM_ROR | MISO_IN | PJM_ROR | Internal | Summer | B4 | 100 | 992 | 0 | 80.93 | 80.78 | 2 | 0
2035 | MISO_IN_2_PJM_ROR | MISO_IN | PJM_ROR | Internal | Summer | B5 | 200 | 992 | 0 | 77.97 | 75.95 | 2 | 0
2035 | MISO_IN_2_PJM_ROR | MISO_IN | PJM_ROR | Internal | Summer | B6 | 300 | 992 | 0 | 63.56 | 62.25 | 2 | 0
2035 | MISO_IN_2_PJM_ROR | MISO_IN | PJM_ROR | Internal | Summer | B7 | 400 | 992 | 0 | 52.66 | 50.67 | 2 | 0
2035 | MISO_IN_2_PJM_ROR | MISO_IN | PJM_ROR | Internal | Summer | B8 | 500 | 992 | 0 | 49.34 | 48.79 | 2 | 0
2035 | MISO_IN_2_PJM_ROR | MISO_IN | PJM_ROR | Internal | Summer | B9 | 800 | 992 | 0 | 45.38 | 45.32 | 2 | 0
2035 | MISO_IN_2_PJM_ROR | MISO_IN | PJM_ROR | Internal | Summer | B10 | 1262 | 992 | 0 | 43.91 | 44.9 | 2 | 0
2035 | MISO_IN_2_PJM_ROR | MISO_IN | PJM_ROR | Internal | Winter | B16 | 25 | 992 | 0.46 | 77.2 | 79.19 | 2 | 0
2035 | MISO_IN_2_PJM_ROR | MISO_IN | PJM_ROR | Internal | Winter | B17 | 100 | 992 | 424.12 | 62.01 | 64.01 | 2 | 0
2035 | MISO_IN_2_PJM_ROR | MISO_IN | PJM_ROR | Internal | Winter | B18 | 400 | 992 | 0.03 | 55.37 | 57.36 | 2 | 0
2035 | MISO_IN_2_PJM_ROR | MISO_IN | PJM_ROR | Internal | Winter | B19 | 700 | 992 | 537.45 | 52.57 | 54.57 | 2 | 0
2035 | MISO_IN_2_PJM_ROR | MISO_IN | PJM_ROR | Internal | Winter | B20 | 935 | 992 | 371.14 | 48.07 | 50.07 | 2 | 0
2035 | MISO_MI_2_IESO | MISO_MI | IESO | Internal | Shoulder | B11 | 25 | 1580 | 0 | 74.93 | 48.51 | 8 | 0
2035 | MISO_MI_2_IESO | MISO_MI | IESO | Internal | Shoulder | B12 | 200 | 1580 | 0 | 62.17 | 48.51 | 8 | 0
2035 | MISO_MI_2_IESO | MISO_MI | IESO | Internal | Shoulder | B13 | 600 | 1580 | 0 | 53.95 | 46.95 | 8 | 0
2035 | MISO_MI_2_IESO | MISO_MI | IESO | Internal | Shoulder | B14 | 900 | 1580 | 0 | 53.71 | 46.71 | 8 | 0
2035 | MISO_MI_2_IESO | MISO_MI | IESO | Internal | Shoulder | B15 | 1203 | 1580 | 0 | 46.64 | 46.71 | 8 | 0
2035 | MISO_MI_2_IESO | MISO_MI | IESO | Internal | Summer | B1 | 10 | 1580 | 0 | 96.91 | 94 | 8 | 0
2035 | MISO_MI_2_IESO | MISO_MI | IESO | Internal | Summer | B2 | 25 | 1580 | 0 | 85.45 | 87.33 | 8 | 0
2035 | MISO_MI_2_IESO | MISO_MI | IESO | Internal | Summer | B3 | 75 | 1580 | 0 | 83.26 | 76.26 | 8 | 0
2035 | MISO_MI_2_IESO | MISO_MI | IESO | Internal | Summer | B4 | 100 | 1580 | 0 | 80.24 | 71.8 | 8 | 0
2035 | MISO_MI_2_IESO | MISO_MI | IESO | Internal | Summer | B5 | 200 | 1580 | 0 | 77.95 | 55.48 | 8 | 0
2035 | MISO_MI_2_IESO | MISO_MI | IESO | Internal | Summer | B6 | 300 | 1580 | 0 | 63.55 | 47.68 | 8 | 0
2035 | MISO_MI_2_IESO | MISO_MI | IESO | Internal | Summer | B7 | 400 | 1580 | 0 | 52.67 | 45.67 | 8 | 0
2035 | MISO_MI_2_IESO | MISO_MI | IESO | Internal | Summer | B8 | 500 | 1580 | 0 | 49.36 | 43.92 | 8 | 0
2035 | MISO_MI_2_IESO | MISO_MI | IESO | Internal | Summer | B9 | 800 | 1580 | 0 | 45.39 | 43.92 | 8 | 0
2035 | MISO_MI_2_IESO | MISO_MI | IESO | Internal | Summer | B10 | 1262 | 1580 | 0 | 43.92 | 43.92 | 8 | 0
2035 | MISO_MI_2_IESO | MISO_MI | IESO | Internal | Winter | B16 | 25 | 1580 | 0 | 77.19 | 64.2 | 8 | 0
2035 | MISO_MI_2_IESO | MISO_MI | IESO | Internal | Winter | B17 | 100 | 1580 | 0 | 62.02 | 50.89 | 8 | 0
2035 | MISO_MI_2_IESO | MISO_MI | IESO | Internal | Winter | B18 | 400 | 1580 | 0 | 55.39 | 50.89 | 8 | 0
2035 | MISO_MI_2_IESO | MISO_MI | IESO | Internal | Winter | B19 | 700 | 1580 | 0 | 52.58 | 50.89 | 8 | 0
2035 | MISO_MI_2_IESO | MISO_MI | IESO | Internal | Winter | B20 | 935 | 1580 | 0 | 48.08 | 50.89 | 8 | 0
2035 | MISO_MI_2_MISO_IN | MISO_MI | MISO_IN | Internal | Shoulder | B11 | 25 | 2045 | 2045 | 74.93 | 77.56 | 0.01 | 2.62
2035 | MISO_MI_2_MISO_IN | MISO_MI | MISO_IN | Internal | Shoulder | B12 | 200 | 2045 | 0.03 | 62.17 | 62.15 | 0.01 | 0
2035 | MISO_MI_2_MISO_IN | MISO_MI | MISO_IN | Internal | Shoulder | B13 | 600 | 2045 | 0.01 | 53.95 | 53.93 | 0.01 | 0
2035 | MISO_MI_2_MISO_IN | MISO_MI | MISO_IN | Internal | Shoulder | B14 | 900 | 2045 | 0 | 53.71 | 53.7 | 0.01 | 0
2035 | MISO_MI_2_MISO_IN | MISO_MI | MISO_IN | Internal | Shoulder | B15 | 1203 | 2045 | 0 | 46.64 | 46.63 | 0.01 | 0
2035 | MISO_MI_2_MISO_IN | MISO_MI | MISO_IN | Internal | Summer | B1 | 10 | 2045 | 0.6 | 96.91 | 96.9 | 0.01 | 0
2035 | MISO_MI_2_MISO_IN | MISO_MI | MISO_IN | Internal | Summer | B2 | 25 | 2045 | 517.46 | 85.45 | 85.46 | 0.01 | 0
2035 | MISO_MI_2_MISO_IN | MISO_MI | MISO_IN | Internal | Summer | B3 | 75 | 2045 | 0.09 | 83.26 | 83.25 | 0.01 | 0
2035 | MISO_MI_2_MISO_IN | MISO_MI | MISO_IN | Internal | Summer | B4 | 100 | 2045 | 2045 | 80.24 | 80.93 | 0.01 | 0.68
2035 | MISO_MI_2_MISO_IN | MISO_MI | MISO_IN | Internal | Summer | B5 | 200 | 2045 | 570.36 | 77.95 | 77.97 | 0.01 | 0
2035 | MISO_MI_2_MISO_IN | MISO_MI | MISO_IN | Internal | Summer | B6 | 300 | 2045 | 1352.59 | 63.55 | 63.56 | 0.01 | 0
2035 | MISO_MI_2_MISO_IN | MISO_MI | MISO_IN | Internal | Summer | B7 | 400 | 2045 | 0.02 | 52.67 | 52.66 | 0.01 | 0
2035 | MISO_MI_2_MISO_IN | MISO_MI | MISO_IN | Internal | Summer | B8 | 500 | 2045 | 0.01 | 49.36 | 49.34 | 0.01 | 0
2035 | MISO_MI_2_MISO_IN | MISO_MI | MISO_IN | Internal | Summer | B9 | 800 | 2045 | 0 | 45.39 | 45.38 | 0.01 | 0
2035 | MISO_MI_2_MISO_IN | MISO_MI | MISO_IN | Internal | Summer | B10 | 1262 | 2045 | 0 | 43.92 | 43.91 | 0.01 | 0
2035 | MISO_MI_2_MISO_IN | MISO_MI | MISO_IN | Internal | Winter | B16 | 25 | 2045 | 806.14 | 77.19 | 77.2 | 0.01 | 0
2035 | MISO_MI_2_MISO_IN | MISO_MI | MISO_IN | Internal | Winter | B17 | 100 | 2045 | 0.06 | 62.02 | 62.01 | 0.01 | 0
2035 | MISO_MI_2_MISO_IN | MISO_MI | MISO_IN | Internal | Winter | B18 | 400 | 2045 | 0.02 | 55.39 | 55.37 | 0.01 | 0
2035 | MISO_MI_2_MISO_IN | MISO_MI | MISO_IN | Internal | Winter | B19 | 700 | 2045 | 0 | 52.58 | 52.57 | 0.01 | 0
2035 | MISO_MI_2_MISO_IN | MISO_MI | MISO_IN | Internal | Winter | B20 | 935 | 2045 | 0 | 48.08 | 48.07 | 0.01 | 0
2035 | MISO_MI_2_MISO_WUMS | MISO_MI | MISO_WUMS | Internal | Shoulder | B11 | 25 | 117 | 0.4 | 74.93 | 74.93 | 0.01 | 0
2035 | MISO_MI_2_MISO_WUMS | MISO_MI | MISO_WUMS | Internal | Shoulder | B12 | 200 | 117 | 0.02 | 62.17 | 62.14 | 0.01 | 0
2035 | MISO_MI_2_MISO_WUMS | MISO_MI | MISO_WUMS | Internal | Shoulder | B13 | 600 | 117 | 0.02 | 53.95 | 53.95 | 0.01 | 0
2035 | MISO_MI_2_MISO_WUMS | MISO_MI | MISO_WUMS | Internal | Shoulder | B14 | 900 | 117 | 0 | 53.71 | 50.57 | 0.01 | 0
2035 | MISO_MI_2_MISO_WUMS | MISO_MI | MISO_WUMS | Internal | Shoulder | B15 | 1203 | 117 | 117 | 46.64 | 49.23 | 0.01 | 2.58
2035 | MISO_MI_2_MISO_WUMS | MISO_MI | MISO_WUMS | Internal | Summer | B1 | 10 | 117 | 0 | 96.91 | 79.65 | 0.01 | 0
2035 | MISO_MI_2_MISO_WUMS | MISO_MI | MISO_WUMS | Internal | Summer | B2 | 25 | 117 | 0 | 85.45 | 79.65 | 0.01 | 0
2035 | MISO_MI_2_MISO_WUMS | MISO_MI | MISO_WUMS | Internal | Summer | B3 | 75 | 117 | 0 | 83.26 | 79.65 | 0.01 | 0
2035 | MISO_MI_2_MISO_WUMS | MISO_MI | MISO_WUMS | Internal | Summer | B4 | 100 | 117 | 0 | 80.24 | 79.65 | 0.01 | 0
2035 | MISO_MI_2_MISO_WUMS | MISO_MI | MISO_WUMS | Internal | Summer | B5 | 200 | 117 | 0.06 | 77.95 | 77.95 | 0.01 | 0
2035 | MISO_MI_2_MISO_WUMS | MISO_MI | MISO_WUMS | Internal | Summer | B6 | 300 | 117 | 88.3 | 63.55 | 63.56 | 0.01 | 0
2035 | MISO_MI_2_MISO_WUMS | MISO_MI | MISO_WUMS | Internal | Summer | B7 | 400 | 117 | 0 | 52.67 | 48.82 | 0.01 | 0
2035 | MISO_MI_2_MISO_WUMS | MISO_MI | MISO_WUMS | Internal | Summer | B8 | 500 | 117 | 0 | 49.36 | 48.82 | 0.01 | 0
2035 | MISO_MI_2_MISO_WUMS | MISO_MI | MISO_WUMS | Internal | Summer | B9 | 800 | 117 | 117 | 45.39 | 47.32 | 0.01 | 1.91
2035 | MISO_MI_2_MISO_WUMS | MISO_MI | MISO_WUMS | Internal | Summer | B10 | 1262 | 117 | 117 | 43.92 | 44.93 | 0.01 | 1
2035 | MISO_MI_2_MISO_WUMS | MISO_MI | MISO_WUMS | Internal | Winter | B16 | 25 | 117 | 0.41 | 77.19 | 77.19 | 0.01 | 0
2035 | MISO_MI_2_MISO_WUMS | MISO_MI | MISO_WUMS | Internal | Winter | B17 | 100 | 117 | 0.06 | 62.02 | 62.01 | 0.01 | 0
2035 | MISO_MI_2_MISO_WUMS | MISO_MI | MISO_WUMS | Internal | Winter | B18 | 400 | 117 | 117 | 55.39 | 57.89 | 0.01 | 2.49
2035 | MISO_MI_2_MISO_WUMS | MISO_MI | MISO_WUMS | Internal | Winter | B19 | 700 | 117 | 117 | 52.58 | 54.82 | 0.01 | 2.23
2035 | MISO_MI_2_MISO_WUMS | MISO_MI | MISO_WUMS | Internal | Winter | B20 | 935 | 117 | 117 | 48.08 | 49.46 | 0.01 | 1.37
2035 | MISO_MI_2_PJM_ROR | MISO_MI | PJM_ROR | Internal | Shoulder | B11 | 25 | 1424 | 0 | 74.93 | 72.93 | 2 | 0
2035 | MISO_MI_2_PJM_ROR | MISO_MI | PJM_ROR | Internal | Shoulder | B12 | 200 | 1424 | 0 | 62.17 | 63.5 | 2 | 0
2035 | MISO_MI_2_PJM_ROR | MISO_MI | PJM_ROR | Internal | Shoulder | B13 | 600 | 1424 | 0 | 53.95 | 53.23 | 2 | 0
2035 | MISO_MI_2_PJM_ROR | MISO_MI | PJM_ROR | Internal | Shoulder | B14 | 900 | 1424 | 0 | 53.71 | 51.71 | 2 | 0
2035 | MISO_MI_2_PJM_ROR | MISO_MI | PJM_ROR | Internal | Shoulder | B15 | 1203 | 1424 | 0 | 46.64 | 47.49 | 2 | 0
2035 | MISO_MI_2_PJM_ROR | MISO_MI | PJM_ROR | Internal | Summer | B1 | 10 | 1424 | 0.6 | 96.91 | 98.89 | 2 | 0
2035 | MISO_MI_2_PJM_ROR | MISO_MI | PJM_ROR | Internal | Summer | B2 | 25 | 1424 | 0 | 85.45 | 86.52 | 2 | 0
2035 | MISO_MI_2_PJM_ROR | MISO_MI | PJM_ROR | Internal | Summer | B3 | 75 | 1424 | 0 | 83.26 | 81.8 | 2 | 0
2035 | MISO_MI_2_PJM_ROR | MISO_MI | PJM_ROR | Internal | Summer | B4 | 100 | 1424 | 0 | 80.24 | 80.78 | 2 | 0
2035 | MISO_MI_2_PJM_ROR | MISO_MI | PJM_ROR | Internal | Summer | B5 | 200 | 1424 | 0 | 77.95 | 75.95 | 2 | 0
2035 | MISO_MI_2_PJM_ROR | MISO_MI | PJM_ROR | Internal | Summer | B6 | 300 | 1424 | 0 | 63.55 | 62.25 | 2 | 0
2035 | MISO_MI_2_PJM_ROR | MISO_MI | PJM_ROR | Internal | Summer | B7 | 400 | 1424 | 0 | 52.67 | 50.67 | 2 | 0
2035 | MISO_MI_2_PJM_ROR | MISO_MI | PJM_ROR | Internal | Summer | B8 | 500 | 1424 | 0 | 49.36 | 48.79 | 2 | 0
2035 | MISO_MI_2_PJM_ROR | MISO_MI | PJM_ROR | Internal | Summer | B9 | 800 | 1424 | 0 | 45.39 | 45.32 | 2 | 0
2035 | MISO_MI_2_PJM_ROR | MISO_MI | PJM_ROR | Internal | Summer | B10 | 1262 | 1424 | 0 | 43.92 | 44.9 | 2 | 0
2035 | MISO_MI_2_PJM_ROR | MISO_MI | PJM_ROR | Internal | Winter | B16 | 25 | 1424 | 635.23 | 77.19 | 79.19 | 2 | 0
2035 | MISO_MI_2_PJM_ROR | MISO_MI | PJM_ROR | Internal | Winter | B17 | 100 | 1424 | 0.12 | 62.02 | 64.01 | 2 | 0
2035 | MISO_MI_2_PJM_ROR | MISO_MI | PJM_ROR | Internal | Winter | B18 | 400 | 1424 | 0.02 | 55.39 | 57.36 | 2 | 0
2035 | MISO_MI_2_PJM_ROR | MISO_MI | PJM_ROR | Internal | Winter | B19 | 700 | 1424 | 0.02 | 52.58 | 54.57 | 2 | 0
2035 | MISO_MI_2_PJM_ROR | MISO_MI | PJM_ROR | Internal | Winter | B20 | 935 | 1424 | 0.01 | 48.08 | 50.07 | 2 | 0
2035 | MISO_MO-IL_2_ENT | MISO_MO-IL | ENT | Internal | Shoulder | B11 | 25 | 2540 | 0 | 77.57 | 79.93 | 8 | 0
2035 | MISO_MO-IL_2_ENT | MISO_MO-IL | ENT | Internal | Shoulder | B12 | 200 | 2540 | 0 | 62.17 | 55.85 | 8 | 0
2035 | MISO_MO-IL_2_ENT | MISO_MO-IL | ENT | Internal | Shoulder | B13 | 600 | 2540 | 0 | 53.95 | 55.85 | 8 | 0
2035 | MISO_MO-IL_2_ENT | MISO_MO-IL | ENT | Internal | Shoulder | B14 | 900 | 2540 | 0 | 53.7 | 55.45 | 8 | 0
2035 | MISO_MO-IL_2_ENT | MISO_MO-IL | ENT | Internal | Shoulder | B15 | 1203 | 2540 | 0 | 46.62 | 53.61 | 8 | 0
2035 | MISO_MO-IL_2_ENT | MISO_MO-IL | ENT | Internal | Summer | B1 | 10 | 2540 | 0 | 96.89 | 89.32 | 8 | 0
2035 | MISO_MO-IL_2_ENT | MISO_MO-IL | ENT | Internal | Summer | B2 | 25 | 2540 | 0 | 85.47 | 88.33 | 8 | 0
2035 | MISO_MO-IL_2_ENT | MISO_MO-IL | ENT | Internal | Summer | B3 | 75 | 2540 | 0 | 83.23 | 84.69 | 8 | 0
2035 | MISO_MO-IL_2_ENT | MISO_MO-IL | ENT | Internal | Summer | B4 | 100 | 2540 | 0 | 80.94 | 82.9 | 8 | 0
2035 | MISO_MO-IL_2_ENT | MISO_MO-IL | ENT | Internal | Summer | B5 | 200 | 2540 | 0 | 77.98 | 82.9 | 8 | 0
2035 | MISO_MO-IL_2_ENT | MISO_MO-IL | ENT | Internal | Summer | B6 | 300 | 2540 | 257.96 | 63.57 | 71.57 | 8 | 0
2035 | MISO_MO-IL_2_ENT | MISO_MO-IL | ENT | Internal | Summer | B7 | 400 | 2540 | 0 | 52.66 | 55.67 | 8 | 0
2035 | MISO_MO-IL_2_ENT | MISO_MO-IL | ENT | Internal | Summer | B8 | 500 | 2540 | 0 | 49.33 | 54.07 | 8 | 0
2035 | MISO_MO-IL_2_ENT | MISO_MO-IL | ENT | Internal | Summer | B9 | 800 | 2540 | 1854.95 | 45.39 | 53.39 | 8 | 0
2035 | MISO_MO-IL_2_ENT | MISO_MO-IL | ENT | Internal | Summer | B10 | 1262 | 2540 | 1213.07 | 43.9 | 51.9 | 8 | 0
2035 | MISO_MO-IL_2_ENT | MISO_MO-IL | ENT | Internal | Winter | B16 | 25 | 2540 | 0 | 77.19 | 77.19 | 8 | 0
2035 | MISO_MO-IL_2_ENT | MISO_MO-IL | ENT | Internal | Winter | B17 | 100 | 2540 | 0 | 62 | 59.42 | 8 | 0
2035 | MISO_MO-IL_2_ENT | MISO_MO-IL | ENT | Internal | Winter | B18 | 400 | 2540 | 0 | 55.36 | 59.42 | 8 | 0
2035 | MISO_MO-IL_2_ENT | MISO_MO-IL | ENT | Internal | Winter | B19 | 700 | 2540 | 0 | 52.56 | 58.58 | 8 | 0
2035 | MISO_MO-IL_2_ENT | MISO_MO-IL | ENT | Internal | Winter | B20 | 935 | 2540 | 2540 | 48.07 | 56.45 | 8 | 0.38
2035 | MISO_MO-IL_2_MISO_IN | MISO_MO-IL | MISO_IN | Internal | Shoulder | B11 | 25 | 2100 | 0.24 | 77.57 | 77.56 | 0.01 | 0
2035 | MISO_MO-IL_2_MISO_IN | MISO_MO-IL | MISO_IN | Internal | Shoulder | B12 | 200 | 2100 | 0.04 | 62.17 | 62.15 | 0.01 | 0
2035 | MISO_MO-IL_2_MISO_IN | MISO_MO-IL | MISO_IN | Internal | Shoulder | B13 | 600 | 2100 | 0.01 | 53.95 | 53.93 | 0.01 | 0
2035 | MISO_MO-IL_2_MISO_IN | MISO_MO-IL | MISO_IN | Internal | Shoulder | B14 | 900 | 2100 | 0.02 | 53.7 | 53.7 | 0.01 | 0
2035 | MISO_MO-IL_2_MISO_IN | MISO_MO-IL | MISO_IN | Internal | Shoulder | B15 | 1203 | 2100 | 802.92 | 46.62 | 46.63 | 0.01 | 0
2035 | MISO_MO-IL_2_MISO_IN | MISO_MO-IL | MISO_IN | Internal | Summer | B1 | 10 | 2100 | 135.92 | 96.89 | 96.9 | 0.01 | 0
2035 | MISO_MO-IL_2_MISO_IN | MISO_MO-IL | MISO_IN | Internal | Summer | B2 | 25 | 2100 | 0.25 | 85.47 | 85.46 | 0.01 | 0
2035 | MISO_MO-IL_2_MISO_IN | MISO_MO-IL | MISO_IN | Internal | Summer | B3 | 75 | 2100 | 906.63 | 83.23 | 83.25 | 0.01 | 0
2035 | MISO_MO-IL_2_MISO_IN | MISO_MO-IL | MISO_IN | Internal | Summer | B4 | 100 | 2100 | 0.06 | 80.94 | 80.93 | 0.01 | 0
2035 | MISO_MO-IL_2_MISO_IN | MISO_MO-IL | MISO_IN | Internal | Summer | B5 | 200 | 2100 | 0.03 | 77.98 | 77.97 | 0.01 | 0
2035 | MISO_MO-IL_2_MISO_IN | MISO_MO-IL | MISO_IN | Internal | Summer | B6 | 300 | 2100 | 0.02 | 63.57 | 63.56 | 0.01 | 0
2035 | MISO_MO-IL_2_MISO_IN | MISO_MO-IL | MISO_IN | Internal | Summer | B7 | 400 | 2100 | 0.03 | 52.66 | 52.66 | 0.01 | 0
2035 | MISO_MO-IL_2_MISO_IN | MISO_MO-IL | MISO_IN | Internal | Summer | B8 | 500 | 2100 | 192.44 | 49.33 | 49.34 | 0.01 | 0
2035 | MISO_MO-IL_2_MISO_IN | MISO_MO-IL | MISO_IN | Internal | Summer | B9 | 800 | 2100 | 0 | 45.39 | 45.38 | 0.01 | 0
2035 | MISO_MO-IL_2_MISO_IN | MISO_MO-IL | MISO_IN | Internal | Summer | B10 | 1262 | 2100 | 2099.82 | 43.9 | 43.91 | 0.01 | 0
2035 | MISO_MO-IL_2_MISO_IN | MISO_MO-IL | MISO_IN | Internal | Winter | B16 | 25 | 2100 | 768.53 | 77.19 | 77.2 | 0.01 | 0
2035 | MISO_MO-IL_2_MISO_IN | MISO_MO-IL | MISO_IN | Internal | Winter | B17 | 100 | 2100 | 858.23 | 62 | 62.01 | 0.01 | 0
2035 | MISO_MO-IL_2_MISO_IN | MISO_MO-IL | MISO_IN | Internal | Winter | B18 | 400 | 2100 | 699.13 | 55.36 | 55.37 | 0.01 | 0
2035 | MISO_MO-IL_2_MISO_IN | MISO_MO-IL | MISO_IN | Internal | Winter | B19 | 700 | 2100 | 876.71 | 52.56 | 52.57 | 0.01 | 0
2035 | MISO_MO-IL_2_MISO_IN | MISO_MO-IL | MISO_IN | Internal | Winter | B20 | 935 | 2100 | 0.01 | 48.07 | 48.07 | 0.01 | 0
2035 | MISO_MO-IL_2_MISO_W | MISO_MO-IL | MISO_W | Internal | Shoulder | B11 | 25 | 960 | 960 | 77.57 | 85.15 | 0.01 | 7.57
2035 | MISO_MO-IL_2_MISO_W | MISO_MO-IL | MISO_W | Internal | Shoulder | B12 | 200 | 960 | 0.03 | 62.17 | 62.15 | 0.01 | 0
2035 | MISO_MO-IL_2_MISO_W | MISO_MO-IL | MISO_W | Internal | Shoulder | B13 | 600 | 960 | 714.2 | 53.95 | 53.96 | 0.01 | 0
2035 | MISO_MO-IL_2_MISO_W | MISO_MO-IL | MISO_W | Internal | Shoulder | B14 | 900 | 960 | 824.54 | 53.7 | 53.71 | 0.01 | 0
2035 | MISO_MO-IL_2_MISO_W | MISO_MO-IL | MISO_W | Internal | Shoulder | B15 | 1203 | 960 | 960 | 46.62 | 49.49 | 0.01 | 2.86
2035 | MISO_MO-IL_2_MISO_W | MISO_MO-IL | MISO_W | Internal | Summer | B1 | 10 | 960 | 1.09 | 96.89 | 96.89 | 0.01 | 0
2035 | MISO_MO-IL_2_MISO_W | MISO_MO-IL | MISO_W | Internal | Summer | B2 | 25 | 960 | 960 | 85.47 | 88.31 | 0.01 | 2.83
2035 | MISO_MO-IL_2_MISO_W | MISO_MO-IL | MISO_W | Internal | Summer | B3 | 75 | 960 | 960 | 83.23 | 88.31 | 0.01 | 5.07
2035 | MISO_MO-IL_2_MISO_W | MISO_MO-IL | MISO_W | Internal | Summer | B4 | 100 | 960 | 960 | 80.94 | 86.13 | 0.01 | 5.17
2035 | MISO_MO-IL_2_MISO_W | MISO_MO-IL | MISO_W | Internal | Summer | B5 | 200 | 960 | 960 | 77.98 | 84.55 | 0.01 | 6.56
2035 | MISO_MO-IL_2_MISO_W | MISO_MO-IL | MISO_W | Internal | Summer | B6 | 300 | 960 | 960 | 63.57 | 71.56 | 0.01 | 7.98
2035 | MISO_MO-IL_2_MISO_W | MISO_MO-IL | MISO_W | Internal | Summer | B7 | 400 | 960 | 588.47 | 52.66 | 52.67 | 0.01 | 0
2035 | MISO_MO-IL_2_MISO_W | MISO_MO-IL | MISO_W | Internal | Summer | B8 | 500 | 960 | 960 | 49.33 | 50.93 | 0.01 | 1.58
2035 | MISO_MO-IL_2_MISO_W | MISO_MO-IL | MISO_W | Internal | Summer | B9 | 800 | 960 | 960 | 45.39 | 50.9 | 0.01 | 5.5
2035 | MISO_MO-IL_2_MISO_W | MISO_MO-IL | MISO_W | Internal | Summer | B10 | 1262 | 960 | 960 | 43.9 | 44.58 | 0.01 | 0.67
2035 | MISO_MO-IL_2_MISO_W | MISO_MO-IL | MISO_W | Internal | Winter | B16 | 25 | 960 | 0.25 | 77.19 | 77.17 | 0.01 | 0
2035 | MISO_MO-IL_2_MISO_W | MISO_MO-IL | MISO_W | Internal | Winter | B17 | 100 | 960 | 0.13 | 62 | 62 | 0.01 | 0
2035 | MISO_MO-IL_2_MISO_W | MISO_MO-IL | MISO_W | Internal | Winter | B18 | 400 | 960 | 960 | 55.36 | 57.9 | 0.01 | 2.52
2035 | MISO_MO-IL_2_MISO_W | MISO_MO-IL | MISO_W | Internal | Winter | B19 | 700 | 960 | 960 | 52.56 | 57.63 | 0.01 | 5.06
2035 | MISO_MO-IL_2_MISO_W | MISO_MO-IL | MISO_W | Internal | Winter | B20 | 935 | 960 | 960 | 48.07 | 49.45 | 0.01 | 1.37
2035 | MISO_MO-IL_2_PJM_ROR | MISO_MO-IL | PJM_ROR | Internal | Shoulder | B11 | 25 | 1212 | 0 | 77.57 | 72.93 | 2 | 0
2035 | MISO_MO-IL_2_PJM_ROR | MISO_MO-IL | PJM_ROR | Internal | Shoulder | B12 | 200 | 1212 | 0 | 62.17 | 63.5 | 2 | 0
2035 | MISO_MO-IL_2_PJM_ROR | MISO_MO-IL | PJM_ROR | Internal | Shoulder | B13 | 600 | 1212 | 0 | 53.95 | 53.23 | 2 | 0
2035 | MISO_MO-IL_2_PJM_ROR | MISO_MO-IL | PJM_ROR | Internal | Shoulder | B14 | 900 | 1212 | 0 | 53.7 | 51.71 | 2 | 0
2035 | MISO_MO-IL_2_PJM_ROR | MISO_MO-IL | PJM_ROR | Internal | Shoulder | B15 | 1203 | 1212 | 0 | 46.62 | 47.49 | 2 | 0
2035 | MISO_MO-IL_2_PJM_ROR | MISO_MO-IL | PJM_ROR | Internal | Summer | B1 | 10 | 1212 | 641.42 | 96.89 | 98.89 | 2 | 0
2035 | MISO_MO-IL_2_PJM_ROR | MISO_MO-IL | PJM_ROR | Internal | Summer | B2 | 25 | 1212 | 0 | 85.47 | 86.52 | 2 | 0
2035 | MISO_MO-IL_2_PJM_ROR | MISO_MO-IL | PJM_ROR | Internal | Summer | B3 | 75 | 1212 | 0 | 83.23 | 81.8 | 2 | 0
2035 | MISO_MO-IL_2_PJM_ROR | MISO_MO-IL | PJM_ROR | Internal | Summer | B4 | 100 | 1212 | 0 | 80.94 | 80.78 | 2 | 0
2035 | MISO_MO-IL_2_PJM_ROR | MISO_MO-IL | PJM_ROR | Internal | Summer | B5 | 200 | 1212 | 0 | 77.98 | 75.95 | 2 | 0
2035 | MISO_MO-IL_2_PJM_ROR | MISO_MO-IL | PJM_ROR | Internal | Summer | B6 | 300 | 1212 | 0 | 63.57 | 62.25 | 2 | 0
2035 | MISO_MO-IL_2_PJM_ROR | MISO_MO-IL | PJM_ROR | Internal | Summer | B7 | 400 | 1212 | 0 | 52.66 | 50.67 | 2 | 0
2035 | MISO_MO-IL_2_PJM_ROR | MISO_MO-IL | PJM_ROR | Internal | Summer | B8 | 500 | 1212 | 0 | 49.33 | 48.79 | 2 | 0
2035 | MISO_MO-IL_2_PJM_ROR | MISO_MO-IL | PJM_ROR | Internal | Summer | B9 | 800 | 1212 | 0 | 45.39 | 45.32 | 2 | 0
2035 | MISO_MO-IL_2_PJM_ROR | MISO_MO-IL | PJM_ROR | Internal | Summer | B10 | 1262 | 1212 | 0 | 43.9 | 44.9 | 2 | 0
2035 | MISO_MO-IL_2_PJM_ROR | MISO_MO-IL | PJM_ROR | Internal | Winter | B16 | 25 | 1212 | 533.59 | 77.19 | 79.19 | 2 | 0
2035 | MISO_MO-IL_2_PJM_ROR | MISO_MO-IL | PJM_ROR | Internal | Winter | B17 | 100 | 1212 | 1211.88 | 62 | 64.01 | 2 | 0.01
2035 | MISO_MO-IL_2_PJM_ROR | MISO_MO-IL | PJM_ROR | Internal | Winter | B18 | 400 | 1212 | 541.79 | 55.36 | 57.36 | 2 | 0
2035 | MISO_MO-IL_2_PJM_ROR | MISO_MO-IL | PJM_ROR | Internal | Winter | B19 | 700 | 1212 | 1211.98 | 52.56 | 54.57 | 2 | 0.01
2035 | MISO_MO-IL_2_PJM_ROR | MISO_MO-IL | PJM_ROR | Internal | Winter | B20 | 935 | 1212 | 1054.45 | 48.07 | 50.07 | 2 | 0
2035 | MISO_MO-IL_2_SPP_N | MISO_MO-IL | SPP_N | Internal | Shoulder | B11 | 25 | 2000 | 0.01 | 77.57 | 85.16 | 8 | 0
2035 | MISO_MO-IL_2_SPP_N | MISO_MO-IL | SPP_N | Internal | Shoulder | B12 | 200 | 2000 | 0 | 62.17 | 58.17 | 8 | 0
2035 | MISO_MO-IL_2_SPP_N | MISO_MO-IL | SPP_N | Internal | Shoulder | B13 | 600 | 2000 | 0 | 53.95 | 55.18 | 8 | 0
2035 | MISO_MO-IL_2_SPP_N | MISO_MO-IL | SPP_N | Internal | Shoulder | B14 | 900 | 2000 | 0 | 53.7 | 53.41 | 8 | 0
2035 | MISO_MO-IL_2_SPP_N | MISO_MO-IL | SPP_N | Internal | Shoulder | B15 | 1203 | 2000 | 0 | 46.62 | 49.27 | 8 | 0
2035 | MISO_MO-IL_2_SPP_N | MISO_MO-IL | SPP_N | Internal | Summer | B1 | 10 | 2000 | 0 | 96.89 | 91.89 | 8 | 0
2035 | MISO_MO-IL_2_SPP_N | MISO_MO-IL | SPP_N | Internal | Summer | B2 | 25 | 2000 | 0 | 85.47 | 88.32 | 8 | 0
2035 | MISO_MO-IL_2_SPP_N | MISO_MO-IL | SPP_N | Internal | Summer | B3 | 75 | 2000 | 0 | 83.23 | 88.32 | 8 | 0
2035 | MISO_MO-IL_2_SPP_N | MISO_MO-IL | SPP_N | Internal | Summer | B4 | 100 | 2000 | 0 | 80.94 | 86.14 | 8 | 0
2035 | MISO_MO-IL_2_SPP_N | MISO_MO-IL | SPP_N | Internal | Summer | B5 | 200 | 2000 | 0 | 77.98 | 84.56 | 8 | 0
2035 | MISO_MO-IL_2_SPP_N | MISO_MO-IL | SPP_N | Internal | Summer | B6 | 300 | 2000 | 1451.85 | 63.57 | 71.57 | 8 | 0
2035 | MISO_MO-IL_2_SPP_N | MISO_MO-IL | SPP_N | Internal | Summer | B7 | 400 | 2000 | 0 | 52.66 | 55.91 | 8 | 0
2035 | MISO_MO-IL_2_SPP_N | MISO_MO-IL | SPP_N | Internal | Summer | B8 | 500 | 2000 | 0 | 49.33 | 51.71 | 8 | 0
2035 | MISO_MO-IL_2_SPP_N | MISO_MO-IL | SPP_N | Internal | Summer | B9 | 800 | 2000 | 0 | 45.39 | 51.6 | 8 | 0
2035 | MISO_MO-IL_2_SPP_N | MISO_MO-IL | SPP_N | Internal | Summer | B10 | 1262 | 2000 | 0 | 43.9 | 47.41 | 8 | 0
2035 | MISO_MO-IL_2_SPP_N | MISO_MO-IL | SPP_N | Internal | Winter | B16 | 25 | 2000 | 0 | 77.19 | 72.19 | 8 | 0
2035 | MISO_MO-IL_2_SPP_N | MISO_MO-IL | SPP_N | Internal | Winter | B17 | 100 | 2000 | 0 | 62 | 57.01 | 8 | 0
2035 | MISO_MO-IL_2_SPP_N | MISO_MO-IL | SPP_N | Internal | Winter | B18 | 400 | 2000 | 0 | 55.36 | 56.99 | 8 | 0
2035 | MISO_MO-IL_2_SPP_N | MISO_MO-IL | SPP_N | Internal | Winter | B19 | 700 | 2000 | 0 | 52.56 | 53.58 | 8 | 0
2035 | MISO_MO-IL_2_SPP_N | MISO_MO-IL | SPP_N | Internal | Winter | B20 | 935 | 2000 | 0 | 48.07 | 51.45 | 8 | 0
2035 | MISO_MO-IL_2_TVA_Transmission | MISO_MO-IL | TVA_Transmission | Internal | Shoulder | B11 | 25 | 4000 | 0 | 77.57 | 78.93 | 8 | 0
2035 | MISO_MO-IL_2_TVA_Transmission | MISO_MO-IL | TVA_Transmission | Internal | Shoulder | B12 | 200 | 4000 | 0 | 62.17 | 62.49 | 8 | 0
2035 | MISO_MO-IL_2_TVA_Transmission | MISO_MO-IL | TVA_Transmission | Internal | Shoulder | B13 | 600 | 4000 | 0 | 53.95 | 57.04 | 8 | 0
2035 | MISO_MO-IL_2_TVA_Transmission | MISO_MO-IL | TVA_Transmission | Internal | Shoulder | B14 | 900 | 4000 | 0 | 53.7 | 55.94 | 8 | 0
2035 | MISO_MO-IL_2_TVA_Transmission | MISO_MO-IL | TVA_Transmission | Internal | Shoulder | B15 | 1203 | 4000 | 0 | 46.62 | 52.13 | 8 | 0
2035 | MISO_MO-IL_2_TVA_Transmission | MISO_MO-IL | TVA_Transmission | Internal | Summer | B1 | 10 | 4000 | 0 | 96.89 | 96.49 | 8 | 0
2035 | MISO_MO-IL_2_TVA_Transmission | MISO_MO-IL | TVA_Transmission | Internal | Summer | B2 | 25 | 4000 | 470.55 | 85.47 | 93.47 | 8 | 0
2035 | MISO_MO-IL_2_TVA_Transmission | MISO_MO-IL | TVA_Transmission | Internal | Summer | B3 | 75 | 4000 | 0 | 83.23 | 87.8 | 8 | 0
2035 | MISO_MO-IL_2_TVA_Transmission | MISO_MO-IL | TVA_Transmission | Internal | Summer | B4 | 100 | 4000 | 0 | 80.94 | 86.78 | 8 | 0
2035 | MISO_MO-IL_2_TVA_Transmission | MISO_MO-IL | TVA_Transmission | Internal | Summer | B5 | 200 | 4000 | 0 | 77.98 | 81.95 | 8 | 0
2035 | MISO_MO-IL_2_TVA_Transmission | MISO_MO-IL | TVA_Transmission | Internal | Summer | B6 | 300 | 4000 | 0 | 63.57 | 68.25 | 8 | 0
2035 | MISO_MO-IL_2_TVA_Transmission | MISO_MO-IL | TVA_Transmission | Internal | Summer | B7 | 400 | 4000 | 0 | 52.66 | 55.89 | 8 | 0
2035 | MISO_MO-IL_2_TVA_Transmission | MISO_MO-IL | TVA_Transmission | Internal | Summer | B8 | 500 | 4000 | 0 | 49.33 | 54.09 | 8 | 0
2035 | MISO_MO-IL_2_TVA_Transmission | MISO_MO-IL | TVA_Transmission | Internal | Summer | B9 | 800 | 4000 | 0 | 45.39 | 51.17 | 8 | 0
2035 | MISO_MO-IL_2_TVA_Transmission | MISO_MO-IL | TVA_Transmission | Internal | Summer | B10 | 1262 | 4000 | 0 | 43.9 | 46.22 | 8 | 0
2035 | MISO_MO-IL_2_TVA_Transmission | MISO_MO-IL | TVA_Transmission | Internal | Winter | B16 | 25 | 4000 | 309.73 | 77.19 | 85.19 | 8 | 0
2035 | MISO_MO-IL_2_TVA_Transmission | MISO_MO-IL | TVA_Transmission | Internal | Winter | B17 | 100 | 4000 | 0 | 62 | 64.7 | 8 | 0
2035 | MISO_MO-IL_2_TVA_Transmission | MISO_MO-IL | TVA_Transmission | Internal | Winter | B18 | 400 | 4000 | 0 | 55.36 | 58.9 | 8 | 0
2035 | MISO_MO-IL_2_TVA_Transmission | MISO_MO-IL | TVA_Transmission | Internal | Winter | B19 | 700 | 4000 | 0 | 52.56 | 55.81 | 8 | 0
2035 | MISO_MO-IL_2_TVA_Transmission | MISO_MO-IL | TVA_Transmission | Internal | Winter | B20 | 935 | 4000 | 0 | 48.07 | 53.32 | 8 | 0
2035 | MISO_W_2_IESO | MISO_W | IESO | Internal | Shoulder | B11 | 25 | 90 | 0 | 85.15 | 48.51 | 8 | 0
2035 | MISO_W_2_IESO | MISO_W | IESO | Internal | Shoulder | B12 | 200 | 90 | 0 | 62.15 | 48.51 | 8 | 0
2035 | MISO_W_2_IESO | MISO_W | IESO | Internal | Shoulder | B13 | 600 | 90 | 0 | 53.96 | 46.95 | 8 | 0
2035 | MISO_W_2_IESO | MISO_W | IESO | Internal | Shoulder | B14 | 900 | 90 | 0 | 53.71 | 46.71 | 8 | 0
2035 | MISO_W_2_IESO | MISO_W | IESO | Internal | Shoulder | B15 | 1203 | 90 | 0 | 49.49 | 46.71 | 8 | 0
2035 | MISO_W_2_IESO | MISO_W | IESO | Internal | Summer | B1 | 10 | 90 | 0 | 96.89 | 94 | 8 | 0
2035 | MISO_W_2_IESO | MISO_W | IESO | Internal | Summer | B2 | 25 | 90 | 0 | 88.31 | 87.33 | 8 | 0
2035 | MISO_W_2_IESO | MISO_W | IESO | Internal | Summer | B3 | 75 | 90 | 0 | 88.31 | 76.26 | 8 | 0
2035 | MISO_W_2_IESO | MISO_W | IESO | Internal | Summer | B4 | 100 | 90 | 0 | 86.13 | 71.8 | 8 | 0
2035 | MISO_W_2_IESO | MISO_W | IESO | Internal | Summer | B5 | 200 | 90 | 0 | 84.55 | 55.48 | 8 | 0
2035 | MISO_W_2_IESO | MISO_W | IESO | Internal | Summer | B6 | 300 | 90 | 0 | 71.56 | 47.68 | 8 | 0
2035 | MISO_W_2_IESO | MISO_W | IESO | Internal | Summer | B7 | 400 | 90 | 0 | 52.67 | 45.67 | 8 | 0
2035 | MISO_W_2_IESO | MISO_W | IESO | Internal | Summer | B8 | 500 | 90 | 0 | 50.93 | 43.92 | 8 | 0
2035 | MISO_W_2_IESO | MISO_W | IESO | Internal | Summer | B9 | 800 | 90 | 0 | 50.9 | 43.92 | 8 | 0
2035 | MISO_W_2_IESO | MISO_W | IESO | Internal | Summer | B10 | 1262 | 90 | 0 | 44.58 | 43.92 | 8 | 0
2035 | MISO_W_2_IESO | MISO_W | IESO | Internal | Winter | B16 | 25 | 90 | 0 | 77.17 | 64.2 | 8 | 0
2035 | MISO_W_2_IESO | MISO_W | IESO | Internal | Winter | B17 | 100 | 90 | 0 | 62 | 50.89 | 8 | 0
2035 | MISO_W_2_IESO | MISO_W | IESO | Internal | Winter | B18 | 400 | 90 | 0 | 57.9 | 50.89 | 8 | 0
2035 | MISO_W_2_IESO | MISO_W | IESO | Internal | Winter | B19 | 700 | 90 | 0 | 57.63 | 50.89 | 8 | 0
2035 | MISO_W_2_IESO | MISO_W | IESO | Internal | Winter | B20 | 935 | 90 | 0 | 49.45 | 50.89 | 8 | 0
2035 | MISO_W_2_MAPP_CA | MISO_W | MAPP_CA | Internal | Shoulder | B11 | 25 | 700 | 0 | 85.15 | 58.35 | 0.01 | 0
2035 | MISO_W_2_MAPP_CA | MISO_W | MAPP_CA | Internal | Shoulder | B12 | 200 | 700 | 0 | 62.15 | 61.56 | 0.01 | 0
2035 | MISO_W_2_MAPP_CA | MISO_W | MAPP_CA | Internal | Shoulder | B13 | 600 | 700 | 0.01 | 53.96 | 53.95 | 0.01 | 0
2035 | MISO_W_2_MAPP_CA | MISO_W | MAPP_CA | Internal | Shoulder | B14 | 900 | 700 | 0 | 53.71 | 53.7 | 0.01 | 0
2035 | MISO_W_2_MAPP_CA | MISO_W | MAPP_CA | Internal | Shoulder | B15 | 1203 | 700 | 700 | 49.49 | 53.7 | 0.01 | 4.2
2035 | MISO_W_2_MAPP_CA | MISO_W | MAPP_CA | Internal | Summer | B1 | 10 | 700 | 0 | 96.89 | 86 | 0.01 | 0
2035 | MISO_W_2_MAPP_CA | MISO_W | MAPP_CA | Internal | Summer | B2 | 25 | 700 | 0 | 88.31 | 86.42 | 0.01 | 0
2035 | MISO_W_2_MAPP_CA | MISO_W | MAPP_CA | Internal | Summer | B3 | 75 | 700 | 0 | 88.31 | 83.26 | 0.01 | 0
2035 | MISO_W_2_MAPP_CA | MISO_W | MAPP_CA | Internal | Summer | B4 | 100 | 700 | 0 | 86.13 | 72.13 | 0.01 | 0
2035 | MISO_W_2_MAPP_CA | MISO_W | MAPP_CA | Internal | Summer | B5 | 200 | 700 | 0 | 84.55 | 70.52 | 0.01 | 0
2035 | MISO_W_2_MAPP_CA | MISO_W | MAPP_CA | Internal | Summer | B6 | 300 | 700 | 0 | 71.56 | 56.01 | 0.01 | 0
2035 | MISO_W_2_MAPP_CA | MISO_W | MAPP_CA | Internal | Summer | B7 | 400 | 700 | 0.01 | 52.67 | 52.66 | 0.01 | 0
2035 | MISO_W_2_MAPP_CA | MISO_W | MAPP_CA | Internal | Summer | B8 | 500 | 700 | 0.01 | 50.93 | 50.92 | 0.01 | 0
2035 | MISO_W_2_MAPP_CA | MISO_W | MAPP_CA | Internal | Summer | B9 | 800 | 700 | 94.75 | 50.9 | 50.92 | 0.01 | 0
2035 | MISO_W_2_MAPP_CA | MISO_W | MAPP_CA | Internal | Summer | B10 | 1262 | 700 | 700 | 44.58 | 50.92 | 0.01 | 6.32
2035 | MISO_W_2_MAPP_CA | MISO_W | MAPP_CA | Internal | Winter | B16 | 25 | 700 | 0.23 | 77.17 | 77.16 | 0.01 | 0
2035 | MISO_W_2_MAPP_CA | MISO_W | MAPP_CA | Internal | Winter | B17 | 100 | 700 | 0.06 | 62 | 61.99 | 0.01 | 0
2035 | MISO_W_2_MAPP_CA | MISO_W | MAPP_CA | Internal | Winter | B18 | 400 | 700 | 0.02 | 57.9 | 57.89 | 0.01 | 0
2035 | MISO_W_2_MAPP_CA | MISO_W | MAPP_CA | Internal | Winter | B19 | 700 | 700 | 230.56 | 57.63 | 57.64 | 0.01 | 0
2035 | MISO_W_2_MAPP_CA | MISO_W | MAPP_CA | Internal | Winter | B20 | 935 | 700 | 700 | 49.45 | 57.64 | 0.01 | 8.19
2035 | MISO_W_2_MAPP_US | MISO_W | MAPP_US | Internal | Shoulder | B11 | 25 | 2300 | 0 | 85.15 | 78.15 | 7 | 0
2035 | MISO_W_2_MAPP_US | MISO_W | MAPP_US | Internal | Shoulder | B12 | 200 | 2300 | 0 | 62.15 | 55.15 | 7 | 0
2035 | MISO_W_2_MAPP_US | MISO_W | MAPP_US | Internal | Shoulder | B13 | 600 | 2300 | 0 | 53.96 | 48.17 | 7 | 0
2035 | MISO_W_2_MAPP_US | MISO_W | MAPP_US | Internal | Shoulder | B14 | 900 | 2300 | 0 | 53.71 | 48.17 | 7 | 0
2035 | MISO_W_2_MAPP_US | MISO_W | MAPP_US | Internal | Shoulder | B15 | 1203 | 2300 | 0 | 49.49 | 46.26 | 7 | 0
2035 | MISO_W_2_MAPP_US | MISO_W | MAPP_US | Internal | Summer | B1 | 10 | 2300 | 0 | 96.89 | 89.89 | 7 | 0
2035 | MISO_W_2_MAPP_US | MISO_W | MAPP_US | Internal | Summer | B2 | 25 | 2300 | 0 | 88.31 | 81.31 | 7 | 0
2035 | MISO_W_2_MAPP_US | MISO_W | MAPP_US | Internal | Summer | B3 | 75 | 2300 | 0 | 88.31 | 81.31 | 7 | 0
2035 | MISO_W_2_MAPP_US | MISO_W | MAPP_US | Internal | Summer | B4 | 100 | 2300 | 0 | 86.13 | 79.13 | 7 | 0
2035 | MISO_W_2_MAPP_US | MISO_W | MAPP_US | Internal | Summer | B5 | 200 | 2300 | 0 | 84.55 | 77.55 | 7 | 0
2035 | MISO_W_2_MAPP_US | MISO_W | MAPP_US | Internal | Summer | B6 | 300 | 2300 | 0 | 71.56 | 64.56 | 7 | 0
2035 | MISO_W_2_MAPP_US | MISO_W | MAPP_US | Internal | Summer | B7 | 400 | 2300 | 0 | 52.67 | 48.89 | 7 | 0
2035 | MISO_W_2_MAPP_US | MISO_W | MAPP_US | Internal | Summer | B8 | 500 | 2300 | 0 | 50.93 | 44.59 | 7 | 0
2035 | MISO_W_2_MAPP_US | MISO_W | MAPP_US | Internal | Summer | B9 | 800 | 2300 | 0 | 50.9 | 44.59 | 7 | 0
2035 | MISO_W_2_MAPP_US | MISO_W | MAPP_US | Internal | Summer | B10 | 1262 | 2300 | 0 | 44.58 | 37.58 | 7 | 0
2035 | MISO_W_2_MAPP_US | MISO_W | MAPP_US | Internal | Winter | B16 | 25 | 2300 | 0 | 77.17 | 70.17 | 7 | 0
2035 | MISO_W_2_MAPP_US | MISO_W | MAPP_US | Internal | Winter | B17 | 100 | 2300 | 0 | 62 | 55 | 7 | 0
2035 | MISO_W_2_MAPP_US | MISO_W | MAPP_US | Internal | Winter | B18 | 400 | 2300 | 0 | 57.9 | 51.57 | 7 | 0
2035 | MISO_W_2_MAPP_US | MISO_W | MAPP_US | Internal | Winter | B19 | 700 | 2300 | 0 | 57.63 | 51.57 | 7 | 0
2035 | MISO_W_2_MAPP_US | MISO_W | MAPP_US | Internal | Winter | B20 | 935 | 2300 | 0 | 49.45 | 42.73 | 7 | 0
2035 | MISO_W_2_MISO_MO-IL | MISO_W | MISO_MO-IL | Internal | Shoulder | B11 | 25 | 3800 | 0 | 85.15 | 77.57 | 0.01 | 0
2035 | MISO_W_2_MISO_MO-IL | MISO_W | MISO_MO-IL | Internal | Shoulder | B12 | 200 | 3800 | 220.18 | 62.15 | 62.17 | 0.01 | 0
2035 | MISO_W_2_MISO_MO-IL | MISO_W | MISO_MO-IL | Internal | Shoulder | B13 | 600 | 3800 | 0.01 | 53.96 | 53.95 | 0.01 | 0
2035 | MISO_W_2_MISO_MO-IL | MISO_W | MISO_MO-IL | Internal | Shoulder | B14 | 900 | 3800 | 0 | 53.71 | 53.7 | 0.01 | 0
2035 | MISO_W_2_MISO_MO-IL | MISO_W | MISO_MO-IL | Internal | Shoulder | B15 | 1203 | 3800 | 0 | 49.49 | 46.62 | 0.01 | 0
2035 | MISO_W_2_MISO_MO-IL | MISO_W | MISO_MO-IL | Internal | Summer | B1 | 10 | 3800 | 1.16 | 96.89 | 96.89 | 0.01 | 0
2035 | MISO_W_2_MISO_MO-IL | MISO_W | MISO_MO-IL | Internal | Summer | B2 | 25 | 3800 | 0 | 88.31 | 85.47 | 0.01 | 0
2035 | MISO_W_2_MISO_MO-IL | MISO_W | MISO_MO-IL | Internal | Summer | B3 | 75 | 3800 | 0 | 88.31 | 83.23 | 0.01 | 0
2035 | MISO_W_2_MISO_MO-IL | MISO_W | MISO_MO-IL | Internal | Summer | B4 | 100 | 3800 | 0 | 86.13 | 80.94 | 0.01 | 0
2035 | MISO_W_2_MISO_MO-IL | MISO_W | MISO_MO-IL | Internal | Summer | B5 | 200 | 3800 | 0 | 84.55 | 77.98 | 0.01 | 0
2035 | MISO_W_2_MISO_MO-IL | MISO_W | MISO_MO-IL | Internal | Summer | B6 | 300 | 3800 | 0 | 71.56 | 63.57 | 0.01 | 0
2035 | MISO_W_2_MISO_MO-IL | MISO_W | MISO_MO-IL | Internal | Summer | B7 | 400 | 3800 | 0.02 | 52.67 | 52.66 | 0.01 | 0
2035 | MISO_W_2_MISO_MO-IL | MISO_W | MISO_MO-IL | Internal | Summer | B8 | 500 | 3800 | 0 | 50.93 | 49.33 | 0.01 | 0
2035 | MISO_W_2_MISO_MO-IL | MISO_W | MISO_MO-IL | Internal | Summer | B9 | 800 | 3800 | 0 | 50.9 | 45.39 | 0.01 | 0
2035 | MISO_W_2_MISO_MO-IL | MISO_W | MISO_MO-IL | Internal | Summer | B10 | 1262 | 3800 | 0 | 44.58 | 43.9 | 0.01 | 0
2035 | MISO_W_2_MISO_MO-IL | MISO_W | MISO_MO-IL | Internal | Winter | B16 | 25 | 3800 | 253.3 | 77.17 | 77.19 | 0.01 | 0
2035 | MISO_W_2_MISO_MO-IL | MISO_W | MISO_MO-IL | Internal | Winter | B17 | 100 | 3800 | 0.12 | 62 | 62 | 0.01 | 0
2035 | MISO_W_2_MISO_MO-IL | MISO_W | MISO_MO-IL | Internal | Winter | B18 | 400 | 3800 | 0 | 57.9 | 55.36 | 0.01 | 0
2035 | MISO_W_2_MISO_MO-IL | MISO_W | MISO_MO-IL | Internal | Winter | B19 | 700 | 3800 | 0 | 57.63 | 52.56 | 0.01 | 0
2035 | MISO_W_2_MISO_MO-IL | MISO_W | MISO_MO-IL | Internal | Winter | B20 | 935 | 3800 | 0 | 49.45 | 48.07 | 0.01 | 0
2035 | MISO_W_2_MISO_WUMS | MISO_W | MISO_WUMS | Internal | Shoulder | B11 | 25 | 1629 | 0 | 85.15 | 74.93 | 0.01 | 0
2035 | MISO_W_2_MISO_WUMS | MISO_W | MISO_WUMS | Internal | Shoulder | B12 | 200 | 1629 | 0.03 | 62.15 | 62.14 | 0.01 | 0
2035 | MISO_W_2_MISO_WUMS | MISO_W | MISO_WUMS | Internal | Shoulder | B13 | 600 | 1629 | 0 | 53.96 | 53.95 | 0.01 | 0
2035 | MISO_W_2_MISO_WUMS | MISO_W | MISO_WUMS | Internal | Shoulder | B14 | 900 | 1629 | 0 | 53.71 | 50.57 | 0.01 | 0
2035 | MISO_W_2_MISO_WUMS | MISO_W | MISO_WUMS | Internal | Shoulder | B15 | 1203 | 1629 | 0 | 49.49 | 49.23 | 0.01 | 0
2035 | MISO_W_2_MISO_WUMS | MISO_W | MISO_WUMS | Internal | Summer | B1 | 10 | 1629 | 0 | 96.89 | 79.65 | 0.01 | 0
2035 | MISO_W_2_MISO_WUMS | MISO_W | MISO_WUMS | Internal | Summer | B2 | 25 | 1629 | 0 | 88.31 | 79.65 | 0.01 | 0
2035 | MISO_W_2_MISO_WUMS | MISO_W | MISO_WUMS | Internal | Summer | B3 | 75 | 1629 | 0 | 88.31 | 79.65 | 0.01 | 0
2035 | MISO_W_2_MISO_WUMS | MISO_W | MISO_WUMS | Internal | Summer | B4 | 100 | 1629 | 0 | 86.13 | 79.65 | 0.01 | 0
2035 | MISO_W_2_MISO_WUMS | MISO_W | MISO_WUMS | Internal | Summer | B5 | 200 | 1629 | 0 | 84.55 | 77.95 | 0.01 | 0
2035 | MISO_W_2_MISO_WUMS | MISO_W | MISO_WUMS | Internal | Summer | B6 | 300 | 1629 | 0 | 71.56 | 63.56 | 0.01 | 0
2035 | MISO_W_2_MISO_WUMS | MISO_W | MISO_WUMS | Internal | Summer | B7 | 400 | 1629 | 0 | 52.67 | 48.82 | 0.01 | 0
2035 | MISO_W_2_MISO_WUMS | MISO_W | MISO_WUMS | Internal | Summer | B8 | 500 | 1629 | 0 | 50.93 | 48.82 | 0.01 | 0
2035 | MISO_W_2_MISO_WUMS | MISO_W | MISO_WUMS | Internal | Summer | B9 | 800 | 1629 | 0 | 50.9 | 47.32 | 0.01 | 0
2035 | MISO_W_2_MISO_WUMS | MISO_W | MISO_WUMS | Internal | Summer | B10 | 1262 | 1629 | 1629 | 44.58 | 44.93 | 0.01 | 0.34
2035 | MISO_W_2_MISO_WUMS | MISO_W | MISO_WUMS | Internal | Winter | B16 | 25 | 1629 | 312.92 | 77.17 | 77.19 | 0.01 | 0
2035 | MISO_W_2_MISO_WUMS | MISO_W | MISO_WUMS | Internal | Winter | B17 | 100 | 1629 | 123.63 | 62 | 62.01 | 0.01 | 0
2035 | MISO_W_2_MISO_WUMS | MISO_W | MISO_WUMS | Internal | Winter | B18 | 400 | 1629 | 0.02 | 57.9 | 57.89 | 0.01 | 0
2035 | MISO_W_2_MISO_WUMS | MISO_W | MISO_WUMS | Internal | Winter | B19 | 700 | 1629 | 0 | 57.63 | 54.82 | 0.01 | 0
2035 | MISO_W_2_MISO_WUMS | MISO_W | MISO_WUMS | Internal | Winter | B20 | 935 | 1629 | 647.48 | 49.45 | 49.46 | 0.01 | 0
2035 | MISO_W_2_NE | MISO_W | NE | Internal | Shoulder | B11 | 25 | 2800 | 0 | 85.15 | 85.15 | 7 | 0
2035 | MISO_W_2_NE | MISO_W | NE | Internal | Shoulder | B12 | 200 | 2800 | 0 | 62.15 | 58.15 | 7 | 0
2035 | MISO_W_2_NE | MISO_W | NE | Internal | Shoulder | B13 | 600 | 2800 | 0 | 53.96 | 55.17 | 7 | 0
2035 | MISO_W_2_NE | MISO_W | NE | Internal | Shoulder | B14 | 900 | 2800 | 0 | 53.71 | 53.4 | 7 | 0
2035 | MISO_W_2_NE | MISO_W | NE | Internal | Shoulder | B15 | 1203 | 2800 | 0 | 49.49 | 49.26 | 7 | 0
2035 | MISO_W_2_NE | MISO_W | NE | Internal | Summer | B1 | 10 | 2800 | 0 | 96.89 | 91.89 | 7 | 0
2035 | MISO_W_2_NE | MISO_W | NE | Internal | Summer | B2 | 25 | 2800 | 0 | 88.31 | 88.31 | 7 | 0
2035 | MISO_W_2_NE | MISO_W | NE | Internal | Summer | B3 | 75 | 2800 | 0 | 88.31 | 88.31 | 7 | 0
2035 | MISO_W_2_NE | MISO_W | NE | Internal | Summer | B4 | 100 | 2800 | 0 | 86.13 | 86.13 | 7 | 0
2035 | MISO_W_2_NE | MISO_W | NE | Internal | Summer | B5 | 200 | 2800 | 0 | 84.55 | 84.55 | 7 | 0
2035 | MISO_W_2_NE | MISO_W | NE | Internal | Summer | B6 | 300 | 2800 | 0 | 71.56 | 71.56 | 7 | 0
2035 | MISO_W_2_NE | MISO_W | NE | Internal | Summer | B7 | 400 | 2800 | 0 | 52.67 | 55.89 | 7 | 0
2035 | MISO_W_2_NE | MISO_W | NE | Internal | Summer | B8 | 500 | 2800 | 0 | 50.93 | 51.59 | 7 | 0
2035 | MISO_W_2_NE | MISO_W | NE | Internal | Summer | B9 | 800 | 2800 | 0 | 50.9 | 51.59 | 7 | 0
2035 | MISO_W_2_NE | MISO_W | NE | Internal | Summer | B10 | 1262 | 2800 | 0 | 44.58 | 44.58 | 7 | 0
2035 | MISO_W_2_NE | MISO_W | NE | Internal | Winter | B16 | 25 | 2800 | 0 | 77.17 | 72.17 | 7 | 0
2035 | MISO_W_2_NE | MISO_W | NE | Internal | Winter | B17 | 100 | 2800 | 0 | 62 | 57 | 7 | 0
2035 | MISO_W_2_NE | MISO_W | NE | Internal | Winter | B18 | 400 | 2800 | 0 | 57.9 | 56.98 | 7 | 0
2035 | MISO_W_2_NE | MISO_W | NE | Internal | Winter | B19 | 700 | 2800 | 0 | 57.63 | 53.57 | 7 | 0
2035 | MISO_W_2_NE | MISO_W | NE | Internal | Winter | B20 | 935 | 2800 | 0 | 49.45 | 49.73 | 7 | 0
2035 | MISO_W_2_PJM_ROR | MISO_W | PJM_ROR | Internal | Shoulder | B11 | 25 | 773 | 0 | 85.15 | 72.93 | 2 | 0
2035 | MISO_W_2_PJM_ROR | MISO_W | PJM_ROR | Internal | Shoulder | B12 | 200 | 773 | 0 | 62.15 | 63.5 | 2 | 0
2035 | MISO_W_2_PJM_ROR | MISO_W | PJM_ROR | Internal | Shoulder | B13 | 600 | 773 | 0 | 53.96 | 53.23 | 2 | 0
2035 | MISO_W_2_PJM_ROR | MISO_W | PJM_ROR | Internal | Shoulder | B14 | 900 | 773 | 0 | 53.71 | 51.71 | 2 | 0
2035 | MISO_W_2_PJM_ROR | MISO_W | PJM_ROR | Internal | Shoulder | B15 | 1203 | 773 | 0 | 49.49 | 47.49 | 2 | 0
2035 | MISO_W_2_PJM_ROR | MISO_W | PJM_ROR | Internal | Summer | B1 | 10 | 773 | 453.37 | 96.89 | 98.89 | 2 | 0
2035 | MISO_W_2_PJM_ROR | MISO_W | PJM_ROR | Internal | Summer | B2 | 25 | 773 | 0 | 88.31 | 86.52 | 2 | 0
2035 | MISO_W_2_PJM_ROR | MISO_W | PJM_ROR | Internal | Summer | B3 | 75 | 773 | 0 | 88.31 | 81.8 | 2 | 0
2035 | MISO_W_2_PJM_ROR | MISO_W | PJM_ROR | Internal | Summer | B4 | 100 | 773 | 0 | 86.13 | 80.78 | 2 | 0
2035 | MISO_W_2_PJM_ROR | MISO_W | PJM_ROR | Internal | Summer | B5 | 200 | 773 | 0 | 84.55 | 75.95 | 2 | 0
2035 | MISO_W_2_PJM_ROR | MISO_W | PJM_ROR | Internal | Summer | B6 | 300 | 773 | 0 | 71.56 | 62.25 | 2 | 0
2035 | MISO_W_2_PJM_ROR | MISO_W | PJM_ROR | Internal | Summer | B7 | 400 | 773 | 0 | 52.67 | 50.67 | 2 | 0
2035 | MISO_W_2_PJM_ROR | MISO_W | PJM_ROR | Internal | Summer | B8 | 500 | 773 | 0 | 50.93 | 48.79 | 2 | 0
2035 | MISO_W_2_PJM_ROR | MISO_W | PJM_ROR | Internal | Summer | B9 | 800 | 773 | 0 | 50.9 | 45.32 | 2 | 0
2035 | MISO_W_2_PJM_ROR | MISO_W | PJM_ROR | Internal | Summer | B10 | 1262 | 773 | 0 | 44.58 | 44.9 | 2 | 0
2035 | MISO_W_2_PJM_ROR | MISO_W | PJM_ROR | Internal | Winter | B16 | 25 | 773 | 772.51 | 77.17 | 79.19 | 2 | 0.01
2035 | MISO_W_2_PJM_ROR | MISO_W | PJM_ROR | Internal | Winter | B17 | 100 | 773 | 772.87 | 62 | 64.01 | 2 | 0.01
2035 | MISO_W_2_PJM_ROR | MISO_W | PJM_ROR | Internal | Winter | B18 | 400 | 773 | 0 | 57.9 | 57.36 | 2 | 0
2035 | MISO_W_2_PJM_ROR | MISO_W | PJM_ROR | Internal | Winter | B19 | 700 | 773 | 0 | 57.63 | 54.57 | 2 | 0
2035 | MISO_W_2_PJM_ROR | MISO_W | PJM_ROR | Internal | Winter | B20 | 935 | 773 | 0 | 49.45 | 50.07 | 2 | 0
2035 | MISO_W_2_SPP_N | MISO_W | SPP_N | Internal | Shoulder | B11 | 25 | 3200 | 0 | 85.15 | 85.16 | 7 | 0
2035 | MISO_W_2_SPP_N | MISO_W | SPP_N | Internal | Shoulder | B12 | 200 | 3200 | 0 | 62.15 | 58.17 | 7 | 0
2035 | MISO_W_2_SPP_N | MISO_W | SPP_N | Internal | Shoulder | B13 | 600 | 3200 | 0 | 53.96 | 55.18 | 7 | 0
2035 | MISO_W_2_SPP_N | MISO_W | SPP_N | Internal | Shoulder | B14 | 900 | 3200 | 0 | 53.71 | 53.41 | 7 | 0
2035 | MISO_W_2_SPP_N | MISO_W | SPP_N | Internal | Shoulder | B15 | 1203 | 3200 | 0 | 49.49 | 49.27 | 7 | 0
2035 | MISO_W_2_SPP_N | MISO_W | SPP_N | Internal | Summer | B1 | 10 | 3200 | 0 | 96.89 | 91.89 | 7 | 0
2035 | MISO_W_2_SPP_N | MISO_W | SPP_N | Internal | Summer | B2 | 25 | 3200 | 0 | 88.31 | 88.32 | 7 | 0
2035 | MISO_W_2_SPP_N | MISO_W | SPP_N | Internal | Summer | B3 | 75 | 3200 | 0 | 88.31 | 88.32 | 7 | 0
2035 | MISO_W_2_SPP_N | MISO_W | SPP_N | Internal | Summer | B4 | 100 | 3200 | 0 | 86.13 | 86.14 | 7 | 0
2035 | MISO_W_2_SPP_N | MISO_W | SPP_N | Internal | Summer | B5 | 200 | 3200 | 0 | 84.55 | 84.56 | 7 | 0
2035 | MISO_W_2_SPP_N | MISO_W | SPP_N | Internal | Summer | B6 | 300 | 3200 | 0 | 71.56 | 71.57 | 7 | 0
2035 | MISO_W_2_SPP_N | MISO_W | SPP_N | Internal | Summer | B7 | 400 | 3200 | 0 | 52.67 | 55.91 | 7 | 0
2035 | MISO_W_2_SPP_N | MISO_W | SPP_N | Internal | Summer | B8 | 500 | 3200 | 0 | 50.93 | 51.71 | 7 | 0
2035 | MISO_W_2_SPP_N | MISO_W | SPP_N | Internal | Summer | B9 | 800 | 3200 | 0 | 50.9 | 51.6 | 7 | 0
2035 | MISO_W_2_SPP_N | MISO_W | SPP_N | Internal | Summer | B10 | 1262 | 3200 | 0 | 44.58 | 47.41 | 7 | 0
2035 | MISO_W_2_SPP_N | MISO_W | SPP_N | Internal | Winter | B16 | 25 | 3200 | 0 | 77.17 | 72.19 | 7 | 0
2035 | MISO_W_2_SPP_N | MISO_W | SPP_N | Internal | Winter | B17 | 100 | 3200 | 0 | 62 | 57.01 | 7 | 0
2035 | MISO_W_2_SPP_N | MISO_W | SPP_N | Internal | Winter | B18 | 400 | 3200 | 0 | 57.9 | 56.99 | 7 | 0
2035 | MISO_W_2_SPP_N | MISO_W | SPP_N | Internal | Winter | B19 | 700 | 3200 | 0 | 57.63 | 53.58 | 7 | 0
2035 | MISO_W_2_SPP_N | MISO_W | SPP_N | Internal | Winter | B20 | 935 | 3200 | 0 | 49.45 | 51.45 | 7 | 0
2035 | MISO_WUMS_2_MISO_MI | MISO_WUMS | MISO_MI | Internal | Shoulder | B11 | 25 | 99 | 0.41 | 74.93 | 74.93 | 0.01 | 0
2035 | MISO_WUMS_2_MISO_MI | MISO_WUMS | MISO_MI | Internal | Shoulder | B12 | 200 | 99 | 98.95 | 62.14 | 62.17 | 0.01 | 0.01
2035 | MISO_WUMS_2_MISO_MI | MISO_WUMS | MISO_MI | Internal | Shoulder | B13 | 600 | 99 | 0.02 | 53.95 | 53.95 | 0.01 | 0
2035 | MISO_WUMS_2_MISO_MI | MISO_WUMS | MISO_MI | Internal | Shoulder | B14 | 900 | 99 | 99 | 50.57 | 53.71 | 0.01 | 3.13
2035 | MISO_WUMS_2_MISO_MI | MISO_WUMS | MISO_MI | Internal | Shoulder | B15 | 1203 | 99 | 0 | 49.23 | 46.64 | 0.01 | 0
2035 | MISO_WUMS_2_MISO_MI | MISO_WUMS | MISO_MI | Internal | Summer | B1 | 10 | 99 | 99 | 79.65 | 96.91 | 0.01 | 17.25
2035 | MISO_WUMS_2_MISO_MI | MISO_WUMS | MISO_MI | Internal | Summer | B2 | 25 | 99 | 99 | 79.65 | 85.45 | 0.01 | 5.79
2035 | MISO_WUMS_2_MISO_MI | MISO_WUMS | MISO_MI | Internal | Summer | B3 | 75 | 99 | 99 | 79.65 | 83.26 | 0.01 | 3.59
2035 | MISO_WUMS_2_MISO_MI | MISO_WUMS | MISO_MI | Internal | Summer | B4 | 100 | 99 | 99 | 79.65 | 80.24 | 0.01 | 0.58
2035 | MISO_WUMS_2_MISO_MI | MISO_WUMS | MISO_MI | Internal | Summer | B5 | 200 | 99 | 0.05 | 77.95 | 77.95 | 0.01 | 0
2035 | MISO_WUMS_2_MISO_MI | MISO_WUMS | MISO_MI | Internal | Summer | B6 | 300 | 99 | 0.02 | 63.56 | 63.55 | 0.01 | 0
2035 | MISO_WUMS_2_MISO_MI | MISO_WUMS | MISO_MI | Internal | Summer | B7 | 400 | 99 | 99 | 48.82 | 52.67 | 0.01 | 3.84
2035 | MISO_WUMS_2_MISO_MI | MISO_WUMS | MISO_MI | Internal | Summer | B8 | 500 | 99 | 99 | 48.82 | 49.36 | 0.01 | 0.52
2035 | MISO_WUMS_2_MISO_MI | MISO_WUMS | MISO_MI | Internal | Summer | B9 | 800 | 99 | 0 | 47.32 | 45.39 | 0.01 | 0
2035 | MISO_WUMS_2_MISO_MI | MISO_WUMS | MISO_MI | Internal | Summer | B10 | 1262 | 99 | 0 | 44.93 | 43.92 | 0.01 | 0
2035 | MISO_WUMS_2_MISO_MI | MISO_WUMS | MISO_MI | Internal | Winter | B16 | 25 | 99 | 0.4 | 77.19 | 77.19 | 0.01 | 0
2035 | MISO_WUMS_2_MISO_MI | MISO_WUMS | MISO_MI | Internal | Winter | B17 | 100 | 99 | 47.87 | 62.01 | 62.02 | 0.01 | 0
2035 | MISO_WUMS_2_MISO_MI | MISO_WUMS | MISO_MI | Internal | Winter | B18 | 400 | 99 | 0 | 57.89 | 55.39 | 0.01 | 0
2035 | MISO_WUMS_2_MISO_MI | MISO_WUMS | MISO_MI | Internal | Winter | B19 | 700 | 99 | 0 | 54.82 | 52.58 | 0.01 | 0
2035 | MISO_WUMS_2_MISO_MI | MISO_WUMS | MISO_MI | Internal | Winter | B20 | 935 | 99 | 0 | 49.46 | 48.08 | 0.01 | 0
2035 | MISO_WUMS_2_MISO_W | MISO_WUMS | MISO_W | Internal | Shoulder | B11 | 25 | 1137 | 1137 | 74.93 | 85.15 | 0.01 | 10.21
2035 | MISO_WUMS_2_MISO_W | MISO_WUMS | MISO_W | Internal | Shoulder | B12 | 200 | 1137 | 892.78 | 62.14 | 62.15 | 0.01 | 0
2035 | MISO_WUMS_2_MISO_W | MISO_WUMS | MISO_W | Internal | Shoulder | B13 | 600 | 1137 | 1098.92 | 53.95 | 53.96 | 0.01 | 0
2035 | MISO_WUMS_2_MISO_W | MISO_WUMS | MISO_W | Internal | Shoulder | B14 | 900 | 1137 | 1137 | 50.57 | 53.71 | 0.01 | 3.13
2035 | MISO_WUMS_2_MISO_W | MISO_WUMS | MISO_W | Internal | Shoulder | B15 | 1203 | 1137 | 1137 | 49.23 | 49.49 | 0.01 | 0.24
2035 | MISO_WUMS_2_MISO_W | MISO_WUMS | MISO_W | Internal | Summer | B1 | 10 | 1137 | 1137 | 79.65 | 96.89 | 0.01 | 17.23
2035 | MISO_WUMS_2_MISO_W | MISO_WUMS | MISO_W | Internal | Summer | B2 | 25 | 1137 | 1137 | 79.65 | 88.31 | 0.01 | 8.65
2035 | MISO_WUMS_2_MISO_W | MISO_WUMS | MISO_W | Internal | Summer | B3 | 75 | 1137 | 1137 | 79.65 | 88.31 | 0.01 | 8.65
2035 | MISO_WUMS_2_MISO_W | MISO_WUMS | MISO_W | Internal | Summer | B4 | 100 | 1137 | 1137 | 79.65 | 86.13 | 0.01 | 6.47
2035 | MISO_WUMS_2_MISO_W | MISO_WUMS | MISO_W | Internal | Summer | B5 | 200 | 1137 | 1137 | 77.95 | 84.55 | 0.01 | 6.59
2035 | MISO_WUMS_2_MISO_W | MISO_WUMS | MISO_W | Internal | Summer | B6 | 300 | 1137 | 1137 | 63.56 | 71.56 | 0.01 | 7.99
2035 | MISO_WUMS_2_MISO_W | MISO_WUMS | MISO_W | Internal | Summer | B7 | 400 | 1137 | 1137 | 48.82 | 52.67 | 0.01 | 3.84
2035 | MISO_WUMS_2_MISO_W | MISO_WUMS | MISO_W | Internal | Summer | B8 | 500 | 1137 | 1137 | 48.82 | 50.93 | 0.01 | 2.09
2035 | MISO_WUMS_2_MISO_W | MISO_WUMS | MISO_W | Internal | Summer | B9 | 800 | 1137 | 1137 | 47.32 | 50.9 | 0.01 | 3.58
2035 | MISO_WUMS_2_MISO_W | MISO_WUMS | MISO_W | Internal | Summer | B10 | 1262 | 1137 | 0 | 44.93 | 44.58 | 0.01 | 0
2035 | MISO_WUMS_2_MISO_W | MISO_WUMS | MISO_W | Internal | Winter | B16 | 25 | 1137 | 0.24 | 77.19 | 77.17 | 0.01 | 0
2035 | MISO_WUMS_2_MISO_W | MISO_WUMS | MISO_W | Internal | Winter | B17 | 100 | 1137 | 0.06 | 62.01 | 62 | 0.01 | 0
2035 | MISO_WUMS_2_MISO_W | MISO_WUMS | MISO_W | Internal | Winter | B18 | 400 | 1137 | 731.9 | 57.89 | 57.9 | 0.01 | 0
2035 | MISO_WUMS_2_MISO_W | MISO_WUMS | MISO_W | Internal | Winter | B19 | 700 | 1137 | 1137 | 54.82 | 57.63 | 0.01 | 2.8
2035 | MISO_WUMS_2_MISO_W | MISO_WUMS | MISO_W | Internal | Winter | B20 | 935 | 1137 | 0 | 49.46 | 49.45 | 0.01 | 0
2035 | MISO_WUMS_2_PJM_ROR | MISO_WUMS | PJM_ROR | Internal | Shoulder | B11 | 25 | 1600 | 0 | 74.93 | 72.93 | 2 | 0
2035 | MISO_WUMS_2_PJM_ROR | MISO_WUMS | PJM_ROR | Internal | Shoulder | B12 | 200 | 1600 | 0 | 62.14 | 63.5 | 2 | 0
2035 | MISO_WUMS_2_PJM_ROR | MISO_WUMS | PJM_ROR | Internal | Shoulder | B13 | 600 | 1600 | 0 | 53.95 | 53.23 | 2 | 0
2035 | MISO_WUMS_2_PJM_ROR | MISO_WUMS | PJM_ROR | Internal | Shoulder | B14 | 900 | 1600 | 0 | 50.57 | 51.71 | 2 | 0
2035 | MISO_WUMS_2_PJM_ROR | MISO_WUMS | PJM_ROR | Internal | Shoulder | B15 | 1203 | 1600 | 0 | 49.23 | 47.49 | 2 | 0
2035 | MISO_WUMS_2_PJM_ROR | MISO_WUMS | PJM_ROR | Internal | Summer | B1 | 10 | 1600 | 1600 | 79.65 | 98.89 | 2 | 17.24
2035 | MISO_WUMS_2_PJM_ROR | MISO_WUMS | PJM_ROR | Internal | Summer | B2 | 25 | 1600 | 1600 | 79.65 | 86.52 | 2 | 4.87
2035 | MISO_WUMS_2_PJM_ROR | MISO_WUMS | PJM_ROR | Internal | Summer | B3 | 75 | 1600 | 1599.99 | 79.65 | 81.8 | 2 | 0.15
2035 | MISO_WUMS_2_PJM_ROR | MISO_WUMS | PJM_ROR | Internal | Summer | B4 | 100 | 1600 | 0 | 79.65 | 80.78 | 2 | 0
2035 | MISO_WUMS_2_PJM_ROR | MISO_WUMS | PJM_ROR | Internal | Summer | B5 | 200 | 1600 | 0 | 77.95 | 75.95 | 2 | 0
2035 | MISO_WUMS_2_PJM_ROR | MISO_WUMS | PJM_ROR | Internal | Summer | B6 | 300 | 1600 | 0 | 63.56 | 62.25 | 2 | 0
2035 | MISO_WUMS_2_PJM_ROR | MISO_WUMS | PJM_ROR | Internal | Summer | B7 | 400 | 1600 | 0 | 48.82 | 50.67 | 2 | 0
2035 | MISO_WUMS_2_PJM_ROR | MISO_WUMS | PJM_ROR | Internal | Summer | B8 | 500 | 1600 | 0 | 48.82 | 48.79 | 2 | 0
2035 | MISO_WUMS_2_PJM_ROR | MISO_WUMS | PJM_ROR | Internal | Summer | B9 | 800 | 1600 | 0 | 47.32 | 45.32 | 2 | 0
2035 | MISO_WUMS_2_PJM_ROR | MISO_WUMS | PJM_ROR | Internal | Summer | B10 | 1262 | 1600 | 0 | 44.93 | 44.9 | 2 | 0
2035 | MISO_WUMS_2_PJM_ROR | MISO_WUMS | PJM_ROR | Internal | Winter | B16 | 25 | 1600 | 435.02 | 77.19 | 79.19 | 2 | 0
2035 | MISO_WUMS_2_PJM_ROR | MISO_WUMS | PJM_ROR | Internal | Winter | B17 | 100 | 1600 | 503.36 | 62.01 | 64.01 | 2 | 0
2035 | MISO_WUMS_2_PJM_ROR | MISO_WUMS | PJM_ROR | Internal | Winter | B18 | 400 | 1600 | 0 | 57.89 | 57.36 | 2 | 0
2035 | MISO_WUMS_2_PJM_ROR | MISO_WUMS | PJM_ROR | Internal | Winter | B19 | 700 | 1600 | 0 | 54.82 | 54.57 | 2 | 0
2035 | MISO_WUMS_2_PJM_ROR | MISO_WUMS | PJM_ROR | Internal | Winter | B20 | 935 | 1600 | 0 | 49.46 | 50.07 | 2 | 0
2035 | NE_2_MAPP_US | NE | MAPP_US | Internal | Shoulder | B11 | 25 | 1600 | 0 | 85.15 | 78.15 | 5 | 0
2035 | NE_2_MAPP_US | NE | MAPP_US | Internal | Shoulder | B12 | 200 | 1600 | 0 | 58.15 | 55.15 | 5 | 0
2035 | NE_2_MAPP_US | NE | MAPP_US | Internal | Shoulder | B13 | 600 | 1600 | 0 | 55.17 | 48.17 | 5 | 0
2035 | NE_2_MAPP_US | NE | MAPP_US | Internal | Shoulder | B14 | 900 | 1600 | 0 | 53.4 | 48.17 | 5 | 0
2035 | NE_2_MAPP_US | NE | MAPP_US | Internal | Shoulder | B15 | 1203 | 1600 | 0 | 49.26 | 46.26 | 5 | 0
2035 | NE_2_MAPP_US | NE | MAPP_US | Internal | Summer | B1 | 10 | 1600 | 0 | 91.89 | 89.89 | 5 | 0
2035 | NE_2_MAPP_US | NE | MAPP_US | Internal | Summer | B2 | 25 | 1600 | 0 | 88.31 | 81.31 | 5 | 0
2035 | NE_2_MAPP_US | NE | MAPP_US | Internal | Summer | B3 | 75 | 1600 | 0 | 88.31 | 81.31 | 5 | 0
2035 | NE_2_MAPP_US | NE | MAPP_US | Internal | Summer | B4 | 100 | 1600 | 0 | 86.13 | 79.13 | 5 | 0
2035 | NE_2_MAPP_US | NE | MAPP_US | Internal | Summer | B5 | 200 | 1600 | 0 | 84.55 | 77.55 | 5 | 0
2035 | NE_2_MAPP_US | NE | MAPP_US | Internal | Summer | B6 | 300 | 1600 | 0 | 71.56 | 64.56 | 5 | 0
2035 | NE_2_MAPP_US | NE | MAPP_US | Internal | Summer | B7 | 400 | 1600 | 0 | 55.89 | 48.89 | 5 | 0
2035 | NE_2_MAPP_US | NE | MAPP_US | Internal | Summer | B8 | 500 | 1600 | 0 | 51.59 | 44.59 | 5 | 0
2035 | NE_2_MAPP_US | NE | MAPP_US | Internal | Summer | B9 | 800 | 1600 | 0 | 51.59 | 44.59 | 5 | 0
2035 | NE_2_MAPP_US | NE | MAPP_US | Internal | Summer | B10 | 1262 | 1600 | 0 | 44.58 | 37.58 | 5 | 0
2035 | NE_2_MAPP_US | NE | MAPP_US | Internal | Winter | B16 | 25 | 1600 | 0 | 72.17 | 70.17 | 5 | 0
2035 | NE_2_MAPP_US | NE | MAPP_US | Internal | Winter | B17 | 100 | 1600 | 0 | 57 | 55 | 5 | 0
2035 | NE_2_MAPP_US | NE | MAPP_US | Internal | Winter | B18 | 400 | 1600 | 0 | 56.98 | 51.57 | 5 | 0
2035 | NE_2_MAPP_US | NE | MAPP_US | Internal | Winter | B19 | 700 | 1600 | 0 | 53.57 | 51.57 | 5 | 0
2035 | NE_2_MAPP_US | NE | MAPP_US | Internal | Winter | B20 | 935 | 1600 | 0 | 49.73 | 42.73 | 5 | 0
2035 | NE_2_MISO_W | NE | MISO_W | Internal | Shoulder | B11 | 25 | 1600 | 0 | 85.15 | 85.15 | 5 | 0
2035 | NE_2_MISO_W | NE | MISO_W | Internal | Shoulder | B12 | 200 | 1600 | 0 | 58.15 | 62.15 | 5 | 0
2035 | NE_2_MISO_W | NE | MISO_W | Internal | Shoulder | B13 | 600 | 1600 | 0 | 55.17 | 53.96 | 5 | 0
2035 | NE_2_MISO_W | NE | MISO_W | Internal | Shoulder | B14 | 900 | 1600 | 0 | 53.4 | 53.71 | 5 | 0
2035 | NE_2_MISO_W | NE | MISO_W | Internal | Shoulder | B15 | 1203 | 1600 | 0 | 49.26 | 49.49 | 5 | 0
2035 | NE_2_MISO_W | NE | MISO_W | Internal | Summer | B1 | 10 | 1600 | 739.48 | 91.89 | 96.89 | 5 | 0
2035 | NE_2_MISO_W | NE | MISO_W | Internal | Summer | B2 | 25 | 1600 | 0 | 88.31 | 88.31 | 5 | 0
2035 | NE_2_MISO_W | NE | MISO_W | Internal | Summer | B3 | 75 | 1600 | 0 | 88.31 | 88.31 | 5 | 0
2035 | NE_2_MISO_W | NE | MISO_W | Internal | Summer | B4 | 100 | 1600 | 0 | 86.13 | 86.13 | 5 | 0
2035 | NE_2_MISO_W | NE | MISO_W | Internal | Summer | B5 | 200 | 1600 | 0 | 84.55 | 84.55 | 5 | 0
2035 | NE_2_MISO_W | NE | MISO_W | Internal | Summer | B6 | 300 | 1600 | 0 | 71.56 | 71.56 | 5 | 0
2035 | NE_2_MISO_W | NE | MISO_W | Internal | Summer | B7 | 400 | 1600 | 0 | 55.89 | 52.67 | 5 | 0
2035 | NE_2_MISO_W | NE | MISO_W | Internal | Summer | B8 | 500 | 1600 | 0 | 51.59 | 50.93 | 5 | 0
2035 | NE_2_MISO_W | NE | MISO_W | Internal | Summer | B9 | 800 | 1600 | 0 | 51.59 | 50.9 | 5 | 0
2035 | NE_2_MISO_W | NE | MISO_W | Internal | Summer | B10 | 1262 | 1600 | 0 | 44.58 | 44.58 | 5 | 0
2035 | NE_2_MISO_W | NE | MISO_W | Internal | Winter | B16 | 25 | 1600 | 140.4 | 72.17 | 77.17 | 5 | 0
2035 | NE_2_MISO_W | NE | MISO_W | Internal | Winter | B17 | 100 | 1600 | 350.41 | 57 | 62 | 5 | 0
2035 | NE_2_MISO_W | NE | MISO_W | Internal | Winter | B18 | 400 | 1600 | 0 | 56.98 | 57.9 | 5 | 0
2035 | NE_2_MISO_W | NE | MISO_W | Internal | Winter | B19 | 700 | 1600 | 0 | 53.57 | 57.63 | 5 | 0
2035 | NE_2_MISO_W | NE | MISO_W | Internal | Winter | B20 | 935 | 1600 | 0 | 49.73 | 49.45 | 5 | 0
2035 | NE_2_SPP_N | NE | SPP_N | Internal | Shoulder | B11 | 25 | 1800 | 1174.58 | 85.15 | 85.16 | 0.01 | 0
2035 | NE_2_SPP_N | NE | SPP_N | Internal | Shoulder | B12 | 200 | 1800 | 51.81 | 58.15 | 58.17 | 0.01 | 0
2035 | NE_2_SPP_N | NE | SPP_N | Internal | Shoulder | B13 | 600 | 1800 | 619.66 | 55.17 | 55.18 | 0.01 | 0
2035 | NE_2_SPP_N | NE | SPP_N | Internal | Shoulder | B14 | 900 | 1800 | 173.83 | 53.4 | 53.41 | 0.01 | 0
2035 | NE_2_SPP_N | NE | SPP_N | Internal | Shoulder | B15 | 1203 | 1800 | 477.76 | 49.26 | 49.27 | 0.01 | 0
2035 | NE_2_SPP_N | NE | SPP_N | Internal | Summer | B1 | 10 | 1800 | 1.12 | 91.89 | 91.89 | 0.01 | 0
2035 | NE_2_SPP_N | NE | SPP_N | Internal | Summer | B2 | 25 | 1800 | 925.67 | 88.31 | 88.32 | 0.01 | 0
2035 | NE_2_SPP_N | NE | SPP_N | Internal | Summer | B3 | 75 | 1800 | 1270.84 | 88.31 | 88.32 | 0.01 | 0
2035 | NE_2_SPP_N | NE | SPP_N | Internal | Summer | B4 | 100 | 1800 | 1017.86 | 86.13 | 86.14 | 0.01 | 0
2035 | NE_2_SPP_N | NE | SPP_N | Internal | Summer | B5 | 200 | 1800 | 1632.47 | 84.55 | 84.56 | 0.01 | 0
2035 | NE_2_SPP_N | NE | SPP_N | Internal | Summer | B6 | 300 | 1800 | 847.79 | 71.56 | 71.57 | 0.01 | 0
2035 | NE_2_SPP_N | NE | SPP_N | Internal | Summer | B7 | 400 | 1800 | 1287.84 | 55.89 | 55.91 | 0.01 | 0
2035 | NE_2_SPP_N | NE | SPP_N | Internal | Summer | B8 | 500 | 1800 | 1800 | 51.59 | 51.71 | 0.01 | 0.12
2035 | NE_2_SPP_N | NE | SPP_N | Internal | Summer | B9 | 800 | 1800 | 1756.52 | 51.59 | 51.6 | 0.01 | 0
2035 | NE_2_SPP_N | NE | SPP_N | Internal | Summer | B10 | 1262 | 1800 | 1800 | 44.58 | 47.41 | 0.01 | 2.82
2035 | NE_2_SPP_N | NE | SPP_N | Internal | Winter | B16 | 25 | 1800 | 895.94 | 72.17 | 72.19 | 0.01 | 0
2035 | NE_2_SPP_N | NE | SPP_N | Internal | Winter | B17 | 100 | 1800 | 427.77 | 57 | 57.01 | 0.01 | 0
2035 | NE_2_SPP_N | NE | SPP_N | Internal | Winter | B18 | 400 | 1800 | 1063.46 | 56.98 | 56.99 | 0.01 | 0
2035 | NE_2_SPP_N | NE | SPP_N | Internal | Winter | B19 | 700 | 1800 | 930.88 | 53.57 | 53.58 | 0.01 | 0
2035 | NE_2_SPP_N | NE | SPP_N | Internal | Winter | B20 | 935 | 1800 | 1800 | 49.73 | 51.45 | 0.01 | 1.72
2035 | NEISO_2_NYISO_A-F | NEISO | NYISO_A-F | Internal | Shoulder | B11 | 25 | 600 | 600 | 46.31 | 59.06 | 3 | 9.75
2035 | NEISO_2_NYISO_A-F | NEISO | NYISO_A-F | Internal | Shoulder | B12 | 200 | 600 | 600 | 46.31 | 55.51 | 3 | 6.2
2035 | NEISO_2_NYISO_A-F | NEISO | NYISO_A-F | Internal | Shoulder | B13 | 600 | 600 | 600 | 46.31 | 49.99 | 3 | 0.67
2035 | NEISO_2_NYISO_A-F | NEISO | NYISO_A-F | Internal | Shoulder | B14 | 900 | 600 | 600 | 46.31 | 49.65 | 3 | 0.34
2035 | NEISO_2_NYISO_A-F | NEISO | NYISO_A-F | Internal | Shoulder | B15 | 1203 | 600 | 599.99 | 46.31 | 49.32 | 3 | 0.01
2035 | NEISO_2_NYISO_A-F | NEISO | NYISO_A-F | Internal | Summer | B1 | 10 | 600 | 0 | 104 | 101 | 3 | 0
2035 | NEISO_2_NYISO_A-F | NEISO | NYISO_A-F | Internal | Summer | B2 | 25 | 600 | 0.22 | 91.35 | 94.33 | 3 | 0
2035 | NEISO_2_NYISO_A-F | NEISO | NYISO_A-F | Internal | Summer | B3 | 75 | 600 | 509.93 | 68.39 | 71.39 | 3 | 0
2035 | NEISO_2_NYISO_A-F | NEISO | NYISO_A-F | Internal | Summer | B4 | 100 | 600 | 600 | 59.4 | 64.8 | 3 | 2.39
2035 | NEISO_2_NYISO_A-F | NEISO | NYISO_A-F | Internal | Summer | B5 | 200 | 600 | 600 | 46.31 | 62.48 | 3 | 13.16
2035 | NEISO_2_NYISO_A-F | NEISO | NYISO_A-F | Internal | Summer | B6 | 300 | 600 | 600 | 42.77 | 54.26 | 3 | 8.49
2035 | NEISO_2_NYISO_A-F | NEISO | NYISO_A-F | Internal | Summer | B7 | 400 | 600 | 600 | 42.77 | 52.67 | 3 | 6.9
2035 | NEISO_2_NYISO_A-F | NEISO | NYISO_A-F | Internal | Summer | B8 | 500 | 600 | 600 | 42.77 | 48.35 | 3 | 2.58
2035 | NEISO_2_NYISO_A-F | NEISO | NYISO_A-F | Internal | Summer | B9 | 800 | 600 | 600 | 42.77 | 46.08 | 3 | 0.31
2035 | NEISO_2_NYISO_A-F | NEISO | NYISO_A-F | Internal | Summer | B10 | 1262 | 600 | 600 | 42.77 | 46.08 | 3 | 0.31
2035 | NEISO_2_NYISO_A-F | NEISO | NYISO_A-F | Internal | Winter | B16 | 25 | 600 | 600 | 57.22 | 71.2 | 3 | 10.98
2035 | NEISO_2_NYISO_A-F | NEISO | NYISO_A-F | Internal | Winter | B17 | 100 | 600 | 0 | 57.22 | 57.89 | 3 | 0
2035 | NEISO_2_NYISO_A-F | NEISO | NYISO_A-F | Internal | Winter | B18 | 400 | 600 | 0 | 57.22 | 57.89 | 3 | 0
2035 | NEISO_2_NYISO_A-F | NEISO | NYISO_A-F | Internal | Winter | B19 | 700 | 600 | 0 | 57.22 | 57.47 | 3 | 0
2035 | NEISO_2_NYISO_A-F | NEISO | NYISO_A-F | Internal | Winter | B20 | 935 | 600 | 0 | 57.22 | 57.47 | 3 | 0
2035 | NEISO_2_NYISO_G-I | NEISO | NYISO_G-I | Internal | Shoulder | B11 | 25 | 600 | 600 | 46.31 | 63.41 | 3 | 14.09
2035 | NEISO_2_NYISO_G-I | NEISO | NYISO_G-I | Internal | Shoulder | B12 | 200 | 600 | 600 | 46.31 | 55.53 | 3 | 6.21
2035 | NEISO_2_NYISO_G-I | NEISO | NYISO_G-I | Internal | Shoulder | B13 | 600 | 600 | 600 | 46.31 | 50 | 3 | 0.69
2035 | NEISO_2_NYISO_G-I | NEISO | NYISO_G-I | Internal | Shoulder | B14 | 900 | 600 | 600 | 46.31 | 49.67 | 3 | 0.35
2035 | NEISO_2_NYISO_G-I | NEISO | NYISO_G-I | Internal | Shoulder | B15 | 1203 | 600 | 352.33 | 46.31 | 49.31 | 3 | 0
2035 | NEISO_2_NYISO_G-I | NEISO | NYISO_G-I | Internal | Summer | B1 | 10 | 600 | 0 | 104 | 101.01 | 3 | 0
2035 | NEISO_2_NYISO_G-I | NEISO | NYISO_G-I | Internal | Summer | B2 | 25 | 600 | 0.43 | 91.35 | 94.34 | 3 | 0
2035 | NEISO_2_NYISO_G-I | NEISO | NYISO_G-I | Internal | Summer | B3 | 75 | 600 | 599.86 | 68.39 | 71.4 | 3 | 0.01
2035 | NEISO_2_NYISO_G-I | NEISO | NYISO_G-I | Internal | Summer | B4 | 100 | 600 | 600 | 59.4 | 64.81 | 3 | 2.41
2035 | NEISO_2_NYISO_G-I | NEISO | NYISO_G-I | Internal | Summer | B5 | 200 | 600 | 600 | 46.31 | 62.49 | 3 | 13.18
2035 | NEISO_2_NYISO_G-I | NEISO | NYISO_G-I | Internal | Summer | B6 | 300 | 600 | 600 | 42.77 | 54.27 | 3 | 8.5
2035 | NEISO_2_NYISO_G-I | NEISO | NYISO_G-I | Internal | Summer | B7 | 400 | 600 | 600 | 42.77 | 52.68 | 3 | 6.91
2035 | NEISO_2_NYISO_G-I | NEISO | NYISO_G-I | Internal | Summer | B8 | 500 | 600 | 600 | 42.77 | 48.36 | 3 | 2.59
2035 | NEISO_2_NYISO_G-I | NEISO | NYISO_G-I | Internal | Summer | B9 | 800 | 600 | 600 | 42.77 | 46.09 | 3 | 0.32
2035 | NEISO_2_NYISO_G-I | NEISO | NYISO_G-I | Internal | Summer | B10 | 1262 | 600 | 600 | 42.77 | 46.07 | 3 | 0.3
2035 | NEISO_2_NYISO_G-I | NEISO | NYISO_G-I | Internal | Winter | B16 | 25 | 600 | 600 | 57.22 | 71.21 | 3 | 10.99
2035 | NEISO_2_NYISO_G-I | NEISO | NYISO_G-I | Internal | Winter | B17 | 100 | 600 | 81.03 | 57.22 | 60.22 | 3 | 0
2035 | NEISO_2_NYISO_G-I | NEISO | NYISO_G-I | Internal | Winter | B18 | 400 | 600 | 0 | 57.22 | 58.2 | 3 | 0
2035 | NEISO_2_NYISO_G-I | NEISO | NYISO_G-I | Internal | Winter | B19 | 700 | 600 | 0 | 57.22 | 57.48 | 3 | 0
2035 | NEISO_2_NYISO_G-I | NEISO | NYISO_G-I | Internal | Winter | B20 | 935 | 600 | 0 | 57.22 | 57.48 | 3 | 0
2035 | NEISO_2_NYISO_J-K | NEISO | NYISO_J-K | Internal | Shoulder | B11 | 25 | 430 | 430 | 46.31 | 66.67 | 3 | 17.36
2035 | NEISO_2_NYISO_J-K | NEISO | NYISO_J-K | Internal | Shoulder | B12 | 200 | 430 | 430 | 46.31 | 55.54 | 3 | 6.23
2035 | NEISO_2_NYISO_J-K | NEISO | NYISO_J-K | Internal | Shoulder | B13 | 600 | 430 | 430 | 46.31 | 50.01 | 3 | 0.7
2035 | NEISO_2_NYISO_J-K | NEISO | NYISO_J-K | Internal | Shoulder | B14 | 900 | 430 | 430 | 46.31 | 49.68 | 3 | 0.37
2035 | NEISO_2_NYISO_J-K | NEISO | NYISO_J-K | Internal | Shoulder | B15 | 1203 | 430 | 429.99 | 46.31 | 49.32 | 3 | 0.01
2035 | NEISO_2_NYISO_J-K | NEISO | NYISO_J-K | Internal | Summer | B1 | 10 | 430 | 0 | 104 | 101.02 | 3 | 0
2035 | NEISO_2_NYISO_J-K | NEISO | NYISO_J-K | Internal | Summer | B2 | 25 | 430 | 251.79 | 91.35 | 94.35 | 3 | 0
2035 | NEISO_2_NYISO_J-K | NEISO | NYISO_J-K | Internal | Summer | B3 | 75 | 430 | 429.93 | 68.39 | 71.41 | 3 | 0.02
2035 | NEISO_2_NYISO_J-K | NEISO | NYISO_J-K | Internal | Summer | B4 | 100 | 430 | 430 | 59.4 | 64.82 | 3 | 2.42
2035 | NEISO_2_NYISO_J-K | NEISO | NYISO_J-K | Internal | Summer | B5 | 200 | 430 | 430 | 46.31 | 62.5 | 3 | 13.19
2035 | NEISO_2_NYISO_J-K | NEISO | NYISO_J-K | Internal | Summer | B6 | 300 | 430 | 430 | 42.77 | 61.37 | 3 | 15.6
2035 | NEISO_2_NYISO_J-K | NEISO | NYISO_J-K | Internal | Summer | B7 | 400 | 430 | 430 | 42.77 | 61.37 | 3 | 15.6
2035 | NEISO_2_NYISO_J-K | NEISO | NYISO_J-K | Internal | Summer | B8 | 500 | 430 | 430 | 42.77 | 61.37 | 3 | 15.6
2035 | NEISO_2_NYISO_J-K | NEISO | NYISO_J-K | Internal | Summer | B9 | 800 | 430 | 430 | 42.77 | 46.1 | 3 | 0.33
2035 | NEISO_2_NYISO_J-K | NEISO | NYISO_J-K | Internal | Summer | B10 | 1262 | 430 | 430 | 42.77 | 46.08 | 3 | 0.31
2035 | NEISO_2_NYISO_J-K | NEISO | NYISO_J-K | Internal | Winter | B16 | 25 | 430 | 430 | 57.22 | 85.06 | 3 | 24.84
2035 | NEISO_2_NYISO_J-K | NEISO | NYISO_J-K | Internal | Winter | B17 | 100 | 430 | 430 | 57.22 | 69.5 | 3 | 9.28
2035 | NEISO_2_NYISO_J-K | NEISO | NYISO_J-K | Internal | Winter | B18 | 400 | 430 | 430 | 57.22 | 63.63 | 3 | 3.41
2035 | NEISO_2_NYISO_J-K | NEISO | NYISO_J-K | Internal | Winter | B19 | 700 | 430 | 430 | 57.22 | 63.63 | 3 | 3.41
2035 | NEISO_2_NYISO_J-K | NEISO | NYISO_J-K | Internal | Winter | B20 | 935 | 430 | 0 | 57.22 | 59.79 | 3 | 0
2035 | NonRTO_Midwest_2_MISO_IN | NonRTO_Midwest | MISO_IN | Internal | Shoulder | B11 | 25 | 4450 | 0 | 85.56 | 77.56 | 8 | 0
2035 | NonRTO_Midwest_2_MISO_IN | NonRTO_Midwest | MISO_IN | Internal | Shoulder | B12 | 200 | 4450 | 0 | 70.15 | 62.15 | 8 | 0
2035 | NonRTO_Midwest_2_MISO_IN | NonRTO_Midwest | MISO_IN | Internal | Shoulder | B13 | 600 | 4450 | 0 | 61.93 | 53.93 | 8 | 0
2035 | NonRTO_Midwest_2_MISO_IN | NonRTO_Midwest | MISO_IN | Internal | Shoulder | B14 | 900 | 4450 | 0 | 50.47 | 53.7 | 8 | 0
2035 | NonRTO_Midwest_2_MISO_IN | NonRTO_Midwest | MISO_IN | Internal | Shoulder | B15 | 1203 | 4450 | 0 | 44.13 | 46.63 | 8 | 0
2035 | NonRTO_Midwest_2_MISO_IN | NonRTO_Midwest | MISO_IN | Internal | Summer | B1 | 10 | 4450 | 0.48 | 88.93 | 96.9 | 8 | 0
2035 | NonRTO_Midwest_2_MISO_IN | NonRTO_Midwest | MISO_IN | Internal | Summer | B2 | 25 | 4450 | 0 | 88.93 | 85.46 | 8 | 0
2035 | NonRTO_Midwest_2_MISO_IN | NonRTO_Midwest | MISO_IN | Internal | Summer | B3 | 75 | 4450 | 0 | 88.93 | 83.25 | 8 | 0
2035 | NonRTO_Midwest_2_MISO_IN | NonRTO_Midwest | MISO_IN | Internal | Summer | B4 | 100 | 4450 | 0 | 88.93 | 80.93 | 8 | 0
2035 | NonRTO_Midwest_2_MISO_IN | NonRTO_Midwest | MISO_IN | Internal | Summer | B5 | 200 | 4450 | 0 | 85.97 | 77.97 | 8 | 0
2035 | NonRTO_Midwest_2_MISO_IN | NonRTO_Midwest | MISO_IN | Internal | Summer | B6 | 300 | 4450 | 0 | 71.56 | 63.56 | 8 | 0
2035 | NonRTO_Midwest_2_MISO_IN | NonRTO_Midwest | MISO_IN | Internal | Summer | B7 | 400 | 4450 | 0 | 60.66 | 52.66 | 8 | 0
2035 | NonRTO_Midwest_2_MISO_IN | NonRTO_Midwest | MISO_IN | Internal | Summer | B8 | 500 | 4450 | 0 | 48.9 | 49.34 | 8 | 0
2035 | NonRTO_Midwest_2_MISO_IN | NonRTO_Midwest | MISO_IN | Internal | Summer | B9 | 800 | 4450 | 0 | 43.17 | 45.38 | 8 | 0
2035 | NonRTO_Midwest_2_MISO_IN | NonRTO_Midwest | MISO_IN | Internal | Summer | B10 | 1262 | 4450 | 0 | 39.5 | 43.91 | 8 | 0
2035 | NonRTO_Midwest_2_MISO_IN | NonRTO_Midwest | MISO_IN | Internal | Winter | B16 | 25 | 4450 | 0 | 85.2 | 77.2 | 8 | 0
2035 | NonRTO_Midwest_2_MISO_IN | NonRTO_Midwest | MISO_IN | Internal | Winter | B17 | 100 | 4450 | 0 | 70.01 | 62.01 | 8 | 0
2035 | NonRTO_Midwest_2_MISO_IN | NonRTO_Midwest | MISO_IN | Internal | Winter | B18 | 400 | 4450 | 0 | 63.37 | 55.37 | 8 | 0
2035 | NonRTO_Midwest_2_MISO_IN | NonRTO_Midwest | MISO_IN | Internal | Winter | B19 | 700 | 4450 | 0 | 50.22 | 52.57 | 8 | 0
2035 | NonRTO_Midwest_2_MISO_IN | NonRTO_Midwest | MISO_IN | Internal | Winter | B20 | 935 | 4450 | 0 | 45.32 | 48.07 | 8 | 0
2035 | NonRTO_Midwest_2_TVA_Transmission | NonRTO_Midwest | TVA_Transmission | Internal | Shoulder | B11 | 25 | 2400 | 0 | 85.56 | 78.93 | 8 | 0
2035 | NonRTO_Midwest_2_TVA_Transmission | NonRTO_Midwest | TVA_Transmission | Internal | Shoulder | B12 | 200 | 2400 | 0 | 70.15 | 62.49 | 8 | 0
2035 | NonRTO_Midwest_2_TVA_Transmission | NonRTO_Midwest | TVA_Transmission | Internal | Shoulder | B13 | 600 | 2400 | 0 | 61.93 | 57.04 | 8 | 0
2035 | NonRTO_Midwest_2_TVA_Transmission | NonRTO_Midwest | TVA_Transmission | Internal | Shoulder | B14 | 900 | 2400 | 0 | 50.47 | 55.94 | 8 | 0
2035 | NonRTO_Midwest_2_TVA_Transmission | NonRTO_Midwest | TVA_Transmission | Internal | Shoulder | B15 | 1203 | 2400 | 578.93 | 44.13 | 52.13 | 8 | 0
2035 | NonRTO_Midwest_2_TVA_Transmission | NonRTO_Midwest | TVA_Transmission | Internal | Summer | B1 | 10 | 2400 | 0.03 | 88.93 | 96.49 | 8 | 0
2035 | NonRTO_Midwest_2_TVA_Transmission | NonRTO_Midwest | TVA_Transmission | Internal | Summer | B2 | 25 | 2400 | 0 | 88.93 | 93.47 | 8 | 0
2035 | NonRTO_Midwest_2_TVA_Transmission | NonRTO_Midwest | TVA_Transmission | Internal | Summer | B3 | 75 | 2400 | 0 | 88.93 | 87.8 | 8 | 0
2035 | NonRTO_Midwest_2_TVA_Transmission | NonRTO_Midwest | TVA_Transmission | Internal | Summer | B4 | 100 | 2400 | 0 | 88.93 | 86.78 | 8 | 0
2035 | NonRTO_Midwest_2_TVA_Transmission | NonRTO_Midwest | TVA_Transmission | Internal | Summer | B5 | 200 | 2400 | 0 | 85.97 | 81.95 | 8 | 0
2035 | NonRTO_Midwest_2_TVA_Transmission | NonRTO_Midwest | TVA_Transmission | Internal | Summer | B6 | 300 | 2400 | 0 | 71.56 | 68.25 | 8 | 0
2035 | NonRTO_Midwest_2_TVA_Transmission | NonRTO_Midwest | TVA_Transmission | Internal | Summer | B7 | 400 | 2400 | 0 | 60.66 | 55.89 | 8 | 0
2035 | NonRTO_Midwest_2_TVA_Transmission | NonRTO_Midwest | TVA_Transmission | Internal | Summer | B8 | 500 | 2400 | 0 | 48.9 | 54.09 | 8 | 0
2035 | NonRTO_Midwest_2_TVA_Transmission | NonRTO_Midwest | TVA_Transmission | Internal | Summer | B9 | 800 | 2400 | 329.55 | 43.17 | 51.17 | 8 | 0
2035 | NonRTO_Midwest_2_TVA_Transmission | NonRTO_Midwest | TVA_Transmission | Internal | Summer | B10 | 1262 | 2400 | 0 | 39.5 | 46.22 | 8 | 0
2035 | NonRTO_Midwest_2_TVA_Transmission | NonRTO_Midwest | TVA_Transmission | Internal | Winter | B16 | 25 | 2400 | 0 | 85.2 | 85.19 | 8 | 0
2035 | NonRTO_Midwest_2_TVA_Transmission | NonRTO_Midwest | TVA_Transmission | Internal | Winter | B17 | 100 | 2400 | 0 | 70.01 | 64.7 | 8 | 0
2035 | NonRTO_Midwest_2_TVA_Transmission | NonRTO_Midwest | TVA_Transmission | Internal | Winter | B18 | 400 | 2400 | 0 | 63.37 | 58.9 | 8 | 0
2035 | NonRTO_Midwest_2_TVA_Transmission | NonRTO_Midwest | TVA_Transmission | Internal | Winter | B19 | 700 | 2400 | 0 | 50.22 | 55.81 | 8 | 0
2035 | NonRTO_Midwest_2_TVA_Transmission | NonRTO_Midwest | TVA_Transmission | Internal | Winter | B20 | 935 | 2400 | 1034.26 | 45.32 | 53.32 | 8 | 0
2035 | NYISO_A-F_2_IESO | NYISO_A-F | IESO | Internal | Shoulder | B11 | 25 | 1600 | 0 | 59.06 | 48.51 | 7 | 0
2035 | NYISO_A-F_2_IESO | NYISO_A-F | IESO | Internal | Shoulder | B12 | 200 | 1600 | 0 | 55.51 | 48.51 | 7 | 0
2035 | NYISO_A-F_2_IESO | NYISO_A-F | IESO | Internal | Shoulder | B13 | 600 | 1600 | 0 | 49.99 | 46.95 | 7 | 0
2035 | NYISO_A-F_2_IESO | NYISO_A-F | IESO | Internal | Shoulder | B14 | 900 | 1600 | 0 | 49.65 | 46.71 | 7 | 0
2035 | NYISO_A-F_2_IESO | NYISO_A-F | IESO | Internal | Shoulder | B15 | 1203 | 1600 | 0 | 49.32 | 46.71 | 7 | 0
2035 | NYISO_A-F_2_IESO | NYISO_A-F | IESO | Internal | Summer | B1 | 10 | 1600 | 0 | 101 | 94 | 7 | 0
2035 | NYISO_A-F_2_IESO | NYISO_A-F | IESO | Internal | Summer | B2 | 25 | 1600 | 0 | 94.33 | 87.33 | 7 | 0
2035 | NYISO_A-F_2_IESO | NYISO_A-F | IESO | Internal | Summer | B3 | 75 | 1600 | 0 | 71.39 | 76.26 | 7 | 0
2035 | NYISO_A-F_2_IESO | NYISO_A-F | IESO | Internal | Summer | B4 | 100 | 1600 | 238.17 | 64.8 | 71.8 | 7 | 0
2035 | NYISO_A-F_2_IESO | NYISO_A-F | IESO | Internal | Summer | B5 | 200 | 1600 | 0 | 62.48 | 55.48 | 7 | 0
2035 | NYISO_A-F_2_IESO | NYISO_A-F | IESO | Internal | Summer | B6 | 300 | 1600 | 0 | 54.26 | 47.68 | 7 | 0
2035 | NYISO_A-F_2_IESO | NYISO_A-F | IESO | Internal | Summer | B7 | 400 | 1600 | 0 | 52.67 | 45.67 | 7 | 0
2035 | NYISO_A-F_2_IESO | NYISO_A-F | IESO | Internal | Summer | B8 | 500 | 1600 | 0 | 48.35 | 43.92 | 7 | 0
2035 | NYISO_A-F_2_IESO | NYISO_A-F | IESO | Internal | Summer | B9 | 800 | 1600 | 0 | 46.08 | 43.92 | 7 | 0
2035 | NYISO_A-F_2_IESO | NYISO_A-F | IESO | Internal | Summer | B10 | 1262 | 1600 | 0 | 46.08 | 43.92 | 7 | 0
2035 | NYISO_A-F_2_IESO | NYISO_A-F | IESO | Internal | Winter | B16 | 25 | 1600 | 0 | 71.2 | 64.2 | 7 | 0
2035 | NYISO_A-F_2_IESO | NYISO_A-F | IESO | Internal | Winter | B17 | 100 | 1600 | 0 | 57.89 | 50.89 | 7 | 0
2035 | NYISO_A-F_2_IESO | NYISO_A-F | IESO | Internal | Winter | B18 | 400 | 1600 | 0 | 57.89 | 50.89 | 7 | 0
2035 | NYISO_A-F_2_IESO | NYISO_A-F | IESO | Internal | Winter | B19 | 700 | 1600 | 0 | 57.47 | 50.89 | 7 | 0
2035 | NYISO_A-F_2_IESO | NYISO_A-F | IESO | Internal | Winter | B20 | 935 | 1600 | 0 | 57.47 | 50.89 | 7 | 0
2035 | NYISO_A-F_2_NEISO | NYISO_A-F | NEISO | Internal | Shoulder | B11 | 25 | 600 | 0 | 59.06 | 46.31 | 3 | 0
2035 | NYISO_A-F_2_NEISO | NYISO_A-F | NEISO | Internal | Shoulder | B12 | 200 | 600 | 0 | 55.51 | 46.31 | 3 | 0
2035 | NYISO_A-F_2_NEISO | NYISO_A-F | NEISO | Internal | Shoulder | B13 | 600 | 600 | 0 | 49.99 | 46.31 | 3 | 0
2035 | NYISO_A-F_2_NEISO | NYISO_A-F | NEISO | Internal | Shoulder | B14 | 900 | 600 | 0 | 49.65 | 46.31 | 3 | 0
2035 | NYISO_A-F_2_NEISO | NYISO_A-F | NEISO | Internal | Shoulder | B15 | 1203 | 600 | 0 | 49.32 | 46.31 | 3 | 0
2035 | NYISO_A-F_2_NEISO | NYISO_A-F | NEISO | Internal | Summer | B1 | 10 | 600 | 203.12 | 101 | 104 | 3 | 0
2035 | NYISO_A-F_2_NEISO | NYISO_A-F | NEISO | Internal | Summer | B2 | 25 | 600 | 0 | 94.33 | 91.35 | 3 | 0
2035 | NYISO_A-F_2_NEISO | NYISO_A-F | NEISO | Internal | Summer | B3 | 75 | 600 | 0 | 71.39 | 68.39 | 3 | 0
2035 | NYISO_A-F_2_NEISO | NYISO_A-F | NEISO | Internal | Summer | B4 | 100 | 600 | 0 | 64.8 | 59.4 | 3 | 0
2035 | NYISO_A-F_2_NEISO | NYISO_A-F | NEISO | Internal | Summer | B5 | 200 | 600 | 0 | 62.48 | 46.31 | 3 | 0
2035 | NYISO_A-F_2_NEISO | NYISO_A-F | NEISO | Internal | Summer | B6 | 300 | 600 | 0 | 54.26 | 42.77 | 3 | 0
2035 | NYISO_A-F_2_NEISO | NYISO_A-F | NEISO | Internal | Summer | B7 | 400 | 600 | 0 | 52.67 | 42.77 | 3 | 0
2035 | NYISO_A-F_2_NEISO | NYISO_A-F | NEISO | Internal | Summer | B8 | 500 | 600 | 0 | 48.35 | 42.77 | 3 | 0
2035 | NYISO_A-F_2_NEISO | NYISO_A-F | NEISO | Internal | Summer | B9 | 800 | 600 | 0 | 46.08 | 42.77 | 3 | 0
2035 | NYISO_A-F_2_NEISO | NYISO_A-F | NEISO | Internal | Summer | B10 | 1262 | 600 | 0 | 46.08 | 42.77 | 3 | 0
2035 | NYISO_A-F_2_NEISO | NYISO_A-F | NEISO | Internal | Winter | B16 | 25 | 600 | 0 | 71.2 | 57.22 | 3 | 0
2035 | NYISO_A-F_2_NEISO | NYISO_A-F | NEISO | Internal | Winter | B17 | 100 | 600 | 0 | 57.89 | 57.22 | 3 | 0
2035 | NYISO_A-F_2_NEISO | NYISO_A-F | NEISO | Internal | Winter | B18 | 400 | 600 | 0 | 57.89 | 57.22 | 3 | 0
2035 | NYISO_A-F_2_NEISO | NYISO_A-F | NEISO | Internal | Winter | B19 | 700 | 600 | 0 | 57.47 | 57.22 | 3 | 0
2035 | NYISO_A-F_2_NEISO | NYISO_A-F | NEISO | Internal | Winter | B20 | 935 | 600 | 0 | 57.47 | 57.22 | 3 | 0
2035 | NYISO_A-F_2_NYISO_G-I | NYISO_A-F | NYISO_G-I | Internal | Shoulder | B11 | 25 | 4250 | 4250 | 59.06 | 63.41 | 0.01 | 4.33
2035 | NYISO_A-F_2_NYISO_G-I | NYISO_A-F | NYISO_G-I | Internal | Shoulder | B12 | 200 | 4250 | 2639.89 | 55.51 | 55.53 | 0.01 | 0
2035 | NYISO_A-F_2_NYISO_G-I | NYISO_A-F | NYISO_G-I | Internal | Shoulder | B13 | 600 | 4250 | 2489.93 | 49.99 | 50 | 0.01 | 0
2035 | NYISO_A-F_2_NYISO_G-I | NYISO_A-F | NYISO_G-I | Internal | Shoulder | B14 | 900 | 4250 | 2176.64 | 49.65 | 49.67 | 0.01 | 0
2035 | NYISO_A-F_2_NYISO_G-I | NYISO_A-F | NYISO_G-I | Internal | Shoulder | B15 | 1203 | 4250 | 0 | 49.32 | 49.31 | 0.01 | 0
2035 | NYISO_A-F_2_NYISO_G-I | NYISO_A-F | NYISO_G-I | Internal | Summer | B1 | 10 | 4250 | 3757.83 | 101 | 101.01 | 0.01 | 0
2035 | NYISO_A-F_2_NYISO_G-I | NYISO_A-F | NYISO_G-I | Internal | Summer | B2 | 25 | 4250 | 3863.3 | 94.33 | 94.34 | 0.01 | 0
2035 | NYISO_A-F_2_NYISO_G-I | NYISO_A-F | NYISO_G-I | Internal | Summer | B3 | 75 | 4250 | 2932.98 | 71.39 | 71.4 | 0.01 | 0
2035 | NYISO_A-F_2_NYISO_G-I | NYISO_A-F | NYISO_G-I | Internal | Summer | B4 | 100 | 4250 | 3184.86 | 64.8 | 64.81 | 0.01 | 0
2035 | NYISO_A-F_2_NYISO_G-I | NYISO_A-F | NYISO_G-I | Internal | Summer | B5 | 200 | 4250 | 2550.05 | 62.48 | 62.49 | 0.01 | 0
2035 | NYISO_A-F_2_NYISO_G-I | NYISO_A-F | NYISO_G-I | Internal | Summer | B6 | 300 | 4250 | 2987.84 | 54.26 | 54.27 | 0.01 | 0
2035 | NYISO_A-F_2_NYISO_G-I | NYISO_A-F | NYISO_G-I | Internal | Summer | B7 | 400 | 4250 | 2587.26 | 52.67 | 52.68 | 0.01 | 0
2035 | NYISO_A-F_2_NYISO_G-I | NYISO_A-F | NYISO_G-I | Internal | Summer | B8 | 500 | 4250 | 2424.7 | 48.35 | 48.36 | 0.01 | 0
2035 | NYISO_A-F_2_NYISO_G-I | NYISO_A-F | NYISO_G-I | Internal | Summer | B9 | 800 | 4250 | 1485.28 | 46.08 | 46.09 | 0.01 | 0
2035 | NYISO_A-F_2_NYISO_G-I | NYISO_A-F | NYISO_G-I | Internal | Summer | B10 | 1262 | 4250 | 0 | 46.08 | 46.07 | 0.01 | 0
2035 | NYISO_A-F_2_NYISO_G-I | NYISO_A-F | NYISO_G-I | Internal | Winter | B16 | 25 | 4250 | 4171.78 | 71.2 | 71.21 | 0.01 | 0
2035 | NYISO_A-F_2_NYISO_G-I | NYISO_A-F | NYISO_G-I | Internal | Winter | B17 | 100 | 4250 | 4250 | 57.89 | 60.22 | 0.01 | 2.32
2035 | NYISO_A-F_2_NYISO_G-I | NYISO_A-F | NYISO_G-I | Internal | Winter | B18 | 400 | 4250 | 4250 | 57.89 | 58.2 | 0.01 | 0.3
2035 | NYISO_A-F_2_NYISO_G-I | NYISO_A-F | NYISO_G-I | Internal | Winter | B19 | 700 | 4250 | 4045.49 | 57.47 | 57.48 | 0.01 | 0
2035 | NYISO_A-F_2_NYISO_G-I | NYISO_A-F | NYISO_G-I | Internal | Winter | B20 | 935 | 4250 | 3315.8 | 57.47 | 57.48 | 0.01 | 0
2035 | NYISO_A-F_2_PJM_ROM | NYISO_A-F | PJM_ROM | Internal | Shoulder | B11 | 25 | 1000 | 1000 | 59.06 | 72.92 | 8 | 5.86
2035 | NYISO_A-F_2_PJM_ROM | NYISO_A-F | PJM_ROM | Internal | Shoulder | B12 | 200 | 1000 | 536.37 | 55.51 | 63.51 | 8 | 0
2035 | NYISO_A-F_2_PJM_ROM | NYISO_A-F | PJM_ROM | Internal | Shoulder | B13 | 600 | 1000 | 0 | 49.99 | 53.24 | 8 | 0
2035 | NYISO_A-F_2_PJM_ROM | NYISO_A-F | PJM_ROM | Internal | Shoulder | B14 | 900 | 1000 | 0 | 49.65 | 51.72 | 8 | 0
2035 | NYISO_A-F_2_PJM_ROM | NYISO_A-F | PJM_ROM | Internal | Shoulder | B15 | 1203 | 1000 | 0 | 49.32 | 47.5 | 8 | 0
2035 | NYISO_A-F_2_PJM_ROM | NYISO_A-F | PJM_ROM | Internal | Summer | B1 | 10 | 1000 | 668 | 101 | 109 | 8 | 0
2035 | NYISO_A-F_2_PJM_ROM | NYISO_A-F | PJM_ROM | Internal | Summer | B2 | 25 | 1000 | 649.17 | 94.33 | 102.33 | 8 | 0
2035 | NYISO_A-F_2_PJM_ROM | NYISO_A-F | PJM_ROM | Internal | Summer | B3 | 75 | 1000 | 1000 | 71.39 | 81.81 | 8 | 2.43
2035 | NYISO_A-F_2_PJM_ROM | NYISO_A-F | PJM_ROM | Internal | Summer | B4 | 100 | 1000 | 1000 | 64.8 | 80.77 | 8 | 7.97
2035 | NYISO_A-F_2_PJM_ROM | NYISO_A-F | PJM_ROM | Internal | Summer | B5 | 200 | 1000 | 1000 | 62.48 | 75.97 | 8 | 5.49
2035 | NYISO_A-F_2_PJM_ROM | NYISO_A-F | PJM_ROM | Internal | Summer | B6 | 300 | 1000 | 177.68 | 54.26 | 62.26 | 8 | 0
2035 | NYISO_A-F_2_PJM_ROM | NYISO_A-F | PJM_ROM | Internal | Summer | B7 | 400 | 1000 | 0 | 52.67 | 50.68 | 8 | 0
2035 | NYISO_A-F_2_PJM_ROM | NYISO_A-F | PJM_ROM | Internal | Summer | B8 | 500 | 1000 | 0 | 48.35 | 48.8 | 8 | 0
2035 | NYISO_A-F_2_PJM_ROM | NYISO_A-F | PJM_ROM | Internal | Summer | B9 | 800 | 1000 | 0 | 46.08 | 46.63 | 8 | 0
2035 | NYISO_A-F_2_PJM_ROM | NYISO_A-F | PJM_ROM | Internal | Summer | B10 | 1262 | 1000 | 0 | 46.08 | 44.92 | 8 | 0
2035 | NYISO_A-F_2_PJM_ROM | NYISO_A-F | PJM_ROM | Internal | Winter | B16 | 25 | 1000 | 912.36 | 71.2 | 79.2 | 8 | 0
2035 | NYISO_A-F_2_PJM_ROM | NYISO_A-F | PJM_ROM | Internal | Winter | B17 | 100 | 1000 | 0 | 57.89 | 64.02 | 8 | 0
2035 | NYISO_A-F_2_PJM_ROM | NYISO_A-F | PJM_ROM | Internal | Winter | B18 | 400 | 1000 | 0 | 57.89 | 57.37 | 8 | 0
2035 | NYISO_A-F_2_PJM_ROM | NYISO_A-F | PJM_ROM | Internal | Winter | B19 | 700 | 1000 | 0 | 57.47 | 55 | 8 | 0
2035 | NYISO_A-F_2_PJM_ROM | NYISO_A-F | PJM_ROM | Internal | Winter | B20 | 935 | 1000 | 0 | 57.47 | 51.47 | 8 | 0
2035 | NYISO_G-I_2_NEISO | NYISO_G-I | NEISO | Internal | Shoulder | B11 | 25 | 600 | 0 | 63.41 | 46.31 | 3 | 0
2035 | NYISO_G-I_2_NEISO | NYISO_G-I | NEISO | Internal | Shoulder | B12 | 200 | 600 | 0 | 55.53 | 46.31 | 3 | 0
2035 | NYISO_G-I_2_NEISO | NYISO_G-I | NEISO | Internal | Shoulder | B13 | 600 | 600 | 0 | 50 | 46.31 | 3 | 0
2035 | NYISO_G-I_2_NEISO | NYISO_G-I | NEISO | Internal | Shoulder | B14 | 900 | 600 | 0 | 49.67 | 46.31 | 3 | 0
2035 | NYISO_G-I_2_NEISO | NYISO_G-I | NEISO | Internal | Shoulder | B15 | 1203 | 600 | 0 | 49.31 | 46.31 | 3 | 0
2035 | NYISO_G-I_2_NEISO | NYISO_G-I | NEISO | Internal | Summer | B1 | 10 | 600 | 0.96 | 101.01 | 104 | 3 | 0
2035 | NYISO_G-I_2_NEISO | NYISO_G-I | NEISO | Internal | Summer | B2 | 25 | 600 | 0 | 94.34 | 91.35 | 3 | 0
2035 | NYISO_G-I_2_NEISO | NYISO_G-I | NEISO | Internal | Summer | B3 | 75 | 600 | 0 | 71.4 | 68.39 | 3 | 0
2035 | NYISO_G-I_2_NEISO | NYISO_G-I | NEISO | Internal | Summer | B4 | 100 | 600 | 0 | 64.81 | 59.4 | 3 | 0
2035 | NYISO_G-I_2_NEISO | NYISO_G-I | NEISO | Internal | Summer | B5 | 200 | 600 | 0 | 62.49 | 46.31 | 3 | 0
2035 | NYISO_G-I_2_NEISO | NYISO_G-I | NEISO | Internal | Summer | B6 | 300 | 600 | 0 | 54.27 | 42.77 | 3 | 0
2035 | NYISO_G-I_2_NEISO | NYISO_G-I | NEISO | Internal | Summer | B7 | 400 | 600 | 0 | 52.68 | 42.77 | 3 | 0
2035 | NYISO_G-I_2_NEISO | NYISO_G-I | NEISO | Internal | Summer | B8 | 500 | 600 | 0 | 48.36 | 42.77 | 3 | 0
2035 | NYISO_G-I_2_NEISO | NYISO_G-I | NEISO | Internal | Summer | B9 | 800 | 600 | 0 | 46.09 | 42.77 | 3 | 0
2035 | NYISO_G-I_2_NEISO | NYISO_G-I | NEISO | Internal | Summer | B10 | 1262 | 600 | 0 | 46.07 | 42.77 | 3 | 0
2035 | NYISO_G-I_2_NEISO | NYISO_G-I | NEISO | Internal | Winter | B16 | 25 | 600 | 0 | 71.21 | 57.22 | 3 | 0
2035 | NYISO_G-I_2_NEISO | NYISO_G-I | NEISO | Internal | Winter | B17 | 100 | 600 | 0 | 60.22 | 57.22 | 3 | 0
2035 | NYISO_G-I_2_NEISO | NYISO_G-I | NEISO | Internal | Winter | B18 | 400 | 600 | 0 | 58.2 | 57.22 | 3 | 0
2035 | NYISO_G-I_2_NEISO | NYISO_G-I | NEISO | Internal | Winter | B19 | 700 | 600 | 0 | 57.48 | 57.22 | 3 | 0
2035 | NYISO_G-I_2_NEISO | NYISO_G-I | NEISO | Internal | Winter | B20 | 935 | 600 | 0 | 57.48 | 57.22 | 3 | 0
2035 | NYISO_G-I_2_NYISO_A-F | NYISO_G-I | NYISO_A-F | Internal | Shoulder | B11 | 25 | 1999 | 0 | 63.41 | 59.06 | 0.01 | 0
2035 | NYISO_G-I_2_NYISO_A-F | NYISO_G-I | NYISO_A-F | Internal | Shoulder | B12 | 200 | 1999 | 0.03 | 55.53 | 55.51 | 0.01 | 0
2035 | NYISO_G-I_2_NYISO_A-F | NYISO_G-I | NYISO_A-F | Internal | Shoulder | B13 | 600 | 1999 | 0.01 | 50 | 49.99 | 0.01 | 0
2035 | NYISO_G-I_2_NYISO_A-F | NYISO_G-I | NYISO_A-F | Internal | Shoulder | B14 | 900 | 1999 | 0 | 49.67 | 49.65 | 0.01 | 0
2035 | NYISO_G-I_2_NYISO_A-F | NYISO_G-I | NYISO_A-F | Internal | Shoulder | B15 | 1203 | 1999 | 101.55 | 49.31 | 49.32 | 0.01 | 0
2035 | NYISO_G-I_2_NYISO_A-F | NYISO_G-I | NYISO_A-F | Internal | Summer | B1 | 10 | 1999 | 0.56 | 101.01 | 101 | 0.01 | 0
2035 | NYISO_G-I_2_NYISO_A-F | NYISO_G-I | NYISO_A-F | Internal | Summer | B2 | 25 | 1999 | 0.23 | 94.34 | 94.33 | 0.01 | 0
2035 | NYISO_G-I_2_NYISO_A-F | NYISO_G-I | NYISO_A-F | Internal | Summer | B3 | 75 | 1999 | 0.08 | 71.4 | 71.39 | 0.01 | 0
2035 | NYISO_G-I_2_NYISO_A-F | NYISO_G-I | NYISO_A-F | Internal | Summer | B4 | 100 | 1999 | 0.06 | 64.81 | 64.8 | 0.01 | 0
2035 | NYISO_G-I_2_NYISO_A-F | NYISO_G-I | NYISO_A-F | Internal | Summer | B5 | 200 | 1999 | 0.03 | 62.49 | 62.48 | 0.01 | 0
2035 | NYISO_G-I_2_NYISO_A-F | NYISO_G-I | NYISO_A-F | Internal | Summer | B6 | 300 | 1999 | 0.02 | 54.27 | 54.26 | 0.01 | 0
2035 | NYISO_G-I_2_NYISO_A-F | NYISO_G-I | NYISO_A-F | Internal | Summer | B7 | 400 | 1999 | 0.02 | 52.68 | 52.67 | 0.01 | 0
2035 | NYISO_G-I_2_NYISO_A-F | NYISO_G-I | NYISO_A-F | Internal | Summer | B8 | 500 | 1999 | 0.01 | 48.36 | 48.35 | 0.01 | 0
2035 | NYISO_G-I_2_NYISO_A-F | NYISO_G-I | NYISO_A-F | Internal | Summer | B9 | 800 | 1999 | 0 | 46.09 | 46.08 | 0.01 | 0
2035 | NYISO_G-I_2_NYISO_A-F | NYISO_G-I | NYISO_A-F | Internal | Summer | B10 | 1262 | 1999 | 1086.73 | 46.07 | 46.08 | 0.01 | 0
2035 | NYISO_G-I_2_NYISO_A-F | NYISO_G-I | NYISO_A-F | Internal | Winter | B16 | 25 | 1999 | 0.21 | 71.21 | 71.2 | 0.01 | 0
2035 | NYISO_G-I_2_NYISO_A-F | NYISO_G-I | NYISO_A-F | Internal | Winter | B17 | 100 | 1999 | 0 | 60.22 | 57.89 | 0.01 | 0
2035 | NYISO_G-I_2_NYISO_A-F | NYISO_G-I | NYISO_A-F | Internal | Winter | B18 | 400 | 1999 | 0 | 58.2 | 57.89 | 0.01 | 0
2035 | NYISO_G-I_2_NYISO_A-F | NYISO_G-I | NYISO_A-F | Internal | Winter | B19 | 700 | 1999 | 0 | 57.48 | 57.47 | 0.01 | 0
2035 | NYISO_G-I_2_NYISO_A-F | NYISO_G-I | NYISO_A-F | Internal | Winter | B20 | 935 | 1999 | 0 | 57.48 | 57.47 | 0.01 | 0
2035 | NYISO_G-I_2_NYISO_J-K | NYISO_G-I | NYISO_J-K | Internal | Shoulder | B11 | 25 | 6130 | 6130 | 63.41 | 66.67 | 0.01 | 3.26
2035 | NYISO_G-I_2_NYISO_J-K | NYISO_G-I | NYISO_J-K | Internal | Shoulder | B12 | 200 | 6130 | 6090.27 | 55.53 | 55.54 | 0.01 | 0
2035 | NYISO_G-I_2_NYISO_J-K | NYISO_G-I | NYISO_J-K | Internal | Shoulder | B13 | 600 | 6130 | 6074.59 | 50 | 50.01 | 0.01 | 0
2035 | NYISO_G-I_2_NYISO_J-K | NYISO_G-I | NYISO_J-K | Internal | Shoulder | B14 | 900 | 6130 | 5944.28 | 49.67 | 49.68 | 0.01 | 0
2035 | NYISO_G-I_2_NYISO_J-K | NYISO_G-I | NYISO_J-K | Internal | Shoulder | B15 | 1203 | 6130 | 3928.33 | 49.31 | 49.32 | 0.01 | 0
2035 | NYISO_G-I_2_NYISO_J-K | NYISO_G-I | NYISO_J-K | Internal | Summer | B1 | 10 | 6130 | 4426.59 | 101.01 | 101.02 | 0.01 | 0
2035 | NYISO_G-I_2_NYISO_J-K | NYISO_G-I | NYISO_J-K | Internal | Summer | B2 | 25 | 6130 | 4889.79 | 94.34 | 94.35 | 0.01 | 0
2035 | NYISO_G-I_2_NYISO_J-K | NYISO_G-I | NYISO_J-K | Internal | Summer | B3 | 75 | 6130 | 4049.5 | 71.4 | 71.41 | 0.01 | 0
2035 | NYISO_G-I_2_NYISO_J-K | NYISO_G-I | NYISO_J-K | Internal | Summer | B4 | 100 | 6130 | 4614.62 | 64.81 | 64.82 | 0.01 | 0
2035 | NYISO_G-I_2_NYISO_J-K | NYISO_G-I | NYISO_J-K | Internal | Summer | B5 | 200 | 6130 | 4140.58 | 62.49 | 62.5 | 0.01 | 0
2035 | NYISO_G-I_2_NYISO_J-K | NYISO_G-I | NYISO_J-K | Internal | Summer | B6 | 300 | 6130 | 6130 | 54.27 | 61.37 | 0.01 | 7.09
2035 | NYISO_G-I_2_NYISO_J-K | NYISO_G-I | NYISO_J-K | Internal | Summer | B7 | 400 | 6130 | 6130 | 52.68 | 61.37 | 0.01 | 8.67
2035 | NYISO_G-I_2_NYISO_J-K | NYISO_G-I | NYISO_J-K | Internal | Summer | B8 | 500 | 6130 | 6130 | 48.36 | 61.37 | 0.01 | 12.99
2035 | NYISO_G-I_2_NYISO_J-K | NYISO_G-I | NYISO_J-K | Internal | Summer | B9 | 800 | 6130 | 5436.97 | 46.09 | 46.1 | 0.01 | 0
2035 | NYISO_G-I_2_NYISO_J-K | NYISO_G-I | NYISO_J-K | Internal | Summer | B10 | 1262 | 6130 | 3400.06 | 46.07 | 46.08 | 0.01 | 0
2035 | NYISO_G-I_2_NYISO_J-K | NYISO_G-I | NYISO_J-K | Internal | Winter | B16 | 25 | 6130 | 6130 | 71.21 | 85.06 | 0.01 | 13.84
2035 | NYISO_G-I_2_NYISO_J-K | NYISO_G-I | NYISO_J-K | Internal | Winter | B17 | 100 | 6130 | 6130 | 60.22 | 69.5 | 0.01 | 9.27
2035 | NYISO_G-I_2_NYISO_J-K | NYISO_G-I | NYISO_J-K | Internal | Winter | B18 | 400 | 6130 | 6130 | 58.2 | 63.63 | 0.01 | 5.42
2035 | NYISO_G-I_2_NYISO_J-K | NYISO_G-I | NYISO_J-K | Internal | Winter | B19 | 700 | 6130 | 6130 | 57.48 | 63.63 | 0.01 | 6.14
2035 | NYISO_G-I_2_NYISO_J-K | NYISO_G-I | NYISO_J-K | Internal | Winter | B20 | 935 | 6130 | 6130 | 57.48 | 59.79 | 0.01 | 2.29
2035 | NYISO_G-I_2_PJM_E | NYISO_G-I | PJM_E | Internal | Shoulder | B11 | 25 | 1500 | 1500 | 63.41 | 72.91 | 8 | 1.5
2035 | NYISO_G-I_2_PJM_E | NYISO_G-I | PJM_E | Internal | Shoulder | B12 | 200 | 1500 | 5.56 | 55.53 | 63.53 | 8 | 0
2035 | NYISO_G-I_2_PJM_E | NYISO_G-I | PJM_E | Internal | Shoulder | B13 | 600 | 1500 | 0 | 50 | 53.23 | 8 | 0
2035 | NYISO_G-I_2_PJM_E | NYISO_G-I | PJM_E | Internal | Shoulder | B14 | 900 | 1500 | 0 | 49.67 | 51.73 | 8 | 0
2035 | NYISO_G-I_2_PJM_E | NYISO_G-I | PJM_E | Internal | Shoulder | B15 | 1203 | 1500 | 0 | 49.31 | 47.51 | 8 | 0
2035 | NYISO_G-I_2_PJM_E | NYISO_G-I | PJM_E | Internal | Summer | B1 | 10 | 1500 | 745.7 | 101.01 | 109.01 | 8 | 0
2035 | NYISO_G-I_2_PJM_E | NYISO_G-I | PJM_E | Internal | Summer | B2 | 25 | 1500 | 512.9 | 94.34 | 102.34 | 8 | 0
2035 | NYISO_G-I_2_PJM_E | NYISO_G-I | PJM_E | Internal | Summer | B3 | 75 | 1500 | 1500 | 71.4 | 81.83 | 8 | 2.43
2035 | NYISO_G-I_2_PJM_E | NYISO_G-I | PJM_E | Internal | Summer | B4 | 100 | 1500 | 1500 | 64.81 | 80.76 | 8 | 7.95
2035 | NYISO_G-I_2_PJM_E | NYISO_G-I | PJM_E | Internal | Summer | B5 | 200 | 1500 | 1500 | 62.49 | 75.95 | 8 | 5.47
2035 | NYISO_G-I_2_PJM_E | NYISO_G-I | PJM_E | Internal | Summer | B6 | 300 | 1500 | 177.64 | 54.27 | 62.27 | 8 | 0
2035 | NYISO_G-I_2_PJM_E | NYISO_G-I | PJM_E | Internal | Summer | B7 | 400 | 1500 | 0 | 52.68 | 50.7 | 8 | 0
2035 | NYISO_G-I_2_PJM_E | NYISO_G-I | PJM_E | Internal | Summer | B8 | 500 | 1500 | 0 | 48.36 | 48.81 | 8 | 0
2035 | NYISO_G-I_2_PJM_E | NYISO_G-I | PJM_E | Internal | Summer | B9 | 800 | 1500 | 0 | 46.09 | 46.64 | 8 | 0
2035 | NYISO_G-I_2_PJM_E | NYISO_G-I | PJM_E | Internal | Summer | B10 | 1262 | 1500 | 0 | 46.07 | 44.93 | 8 | 0
2035 | NYISO_G-I_2_PJM_E | NYISO_G-I | PJM_E | Internal | Winter | B16 | 25 | 1500 | 301.9 | 71.21 | 79.21 | 8 | 0
2035 | NYISO_G-I_2_PJM_E | NYISO_G-I | PJM_E | Internal | Winter | B17 | 100 | 1500 | 0 | 60.22 | 64.03 | 8 | 0
2035 | NYISO_G-I_2_PJM_E | NYISO_G-I | PJM_E | Internal | Winter | B18 | 400 | 1500 | 0 | 58.2 | 57.39 | 8 | 0
2035 | NYISO_G-I_2_PJM_E | NYISO_G-I | PJM_E | Internal | Winter | B19 | 700 | 1500 | 0 | 57.48 | 55.01 | 8 | 0
2035 | NYISO_G-I_2_PJM_E | NYISO_G-I | PJM_E | Internal | Winter | B20 | 935 | 1500 | 0 | 57.48 | 51.48 | 8 | 0
2035 | NYISO_J-K_2_NEISO | NYISO_J-K | NEISO | Internal | Shoulder | B11 | 25 | 0.01 | 0 | 66.67 | 46.31 | 3 | 0.51
2035 | NYISO_J-K_2_NEISO | NYISO_J-K | NEISO | Internal | Shoulder | B12 | 200 | 0.01 | 0 | 55.54 | 46.31 | 3 | 0.07
2035 | NYISO_J-K_2_NEISO | NYISO_J-K | NEISO | Internal | Shoulder | B13 | 600 | 0.01 | 0 | 50.01 | 46.31 | 3 | 0.03
2035 | NYISO_J-K_2_NEISO | NYISO_J-K | NEISO | Internal | Shoulder | B14 | 900 | 0.01 | 0 | 49.68 | 46.31 | 3 | 0.02
2035 | NYISO_J-K_2_NEISO | NYISO_J-K | NEISO | Internal | Shoulder | B15 | 1203 | 0.01 | 0 | 49.32 | 46.31 | 3 | 0.01
2035 | NYISO_J-K_2_NEISO | NYISO_J-K | NEISO | Internal | Summer | B1 | 10 | 0.01 | 0 | 101.02 | 104 | 3 | 2.16
2035 | NYISO_J-K_2_NEISO | NYISO_J-K | NEISO | Internal | Summer | B2 | 25 | 0.01 | 0 | 94.35 | 91.35 | 3 | 0.53
2035 | NYISO_J-K_2_NEISO | NYISO_J-K | NEISO | Internal | Summer | B3 | 75 | 0.01 | 0 | 71.41 | 68.39 | 3 | 0.2
2035 | NYISO_J-K_2_NEISO | NYISO_J-K | NEISO | Internal | Summer | B4 | 100 | 0.01 | 0 | 64.82 | 59.4 | 3 | 0.15
2035 | NYISO_J-K_2_NEISO | NYISO_J-K | NEISO | Internal | Summer | B5 | 200 | 0.01 | 0 | 62.5 | 46.31 | 3 | 0.07
2035 | NYISO_J-K_2_NEISO | NYISO_J-K | NEISO | Internal | Summer | B6 | 300 | 0.01 | 0 | 61.37 | 42.77 | 3 | 0.05
2035 | NYISO_J-K_2_NEISO | NYISO_J-K | NEISO | Internal | Summer | B7 | 400 | 0.01 | 0 | 61.37 | 42.77 | 3 | 0.04
2035 | NYISO_J-K_2_NEISO | NYISO_J-K | NEISO | Internal | Summer | B8 | 500 | 0.01 | 0 | 61.37 | 42.77 | 3 | 0.03
2035 | NYISO_J-K_2_NEISO | NYISO_J-K | NEISO | Internal | Summer | B9 | 800 | 0.01 | 0 | 46.1 | 42.77 | 3 | 0.02
2035 | NYISO_J-K_2_NEISO | NYISO_J-K | NEISO | Internal | Summer | B10 | 1262 | 0.01 | 0 | 46.08 | 42.77 | 3 | 0.01
2035 | NYISO_J-K_2_NEISO | NYISO_J-K | NEISO | Internal | Winter | B16 | 25 | 0.01 | 0 | 85.06 | 57.22 | 3 | 0.5
2035 | NYISO_J-K_2_NEISO | NYISO_J-K | NEISO | Internal | Winter | B17 | 100 | 0.01 | 0 | 69.5 | 57.22 | 3 | 0.14
2035 | NYISO_J-K_2_NEISO | NYISO_J-K | NEISO | Internal | Winter | B18 | 400 | 0.01 | 0 | 63.63 | 57.22 | 3 | 0.04
2035 | NYISO_J-K_2_NEISO | NYISO_J-K | NEISO | Internal | Winter | B19 | 700 | 0.01 | 0 | 63.63 | 57.22 | 3 | 0.02
2035 | NYISO_J-K_2_NEISO | NYISO_J-K | NEISO | Internal | Winter | B20 | 935 | 0.01 | 0 | 59.79 | 57.22 | 3 | 0.02
2035 | NYISO_J-K_2_NYISO_G-I | NYISO_J-K | NYISO_G-I | Internal | Shoulder | B11 | 25 | 1999 | 0 | 66.67 | 63.41 | 0.01 | 0
2035 | NYISO_J-K_2_NYISO_G-I | NYISO_J-K | NYISO_G-I | Internal | Shoulder | B12 | 200 | 1999 | 0.03 | 55.54 | 55.53 | 0.01 | 0
2035 | NYISO_J-K_2_NYISO_G-I | NYISO_J-K | NYISO_G-I | Internal | Shoulder | B13 | 600 | 1999 | 0 | 50.01 | 50 | 0.01 | 0
2035 | NYISO_J-K_2_NYISO_G-I | NYISO_J-K | NYISO_G-I | Internal | Shoulder | B14 | 900 | 1999 | 0 | 49.68 | 49.67 | 0.01 | 0
2035 | NYISO_J-K_2_NYISO_G-I | NYISO_J-K | NYISO_G-I | Internal | Shoulder | B15 | 1203 | 1999 | 0 | 49.32 | 49.31 | 0.01 | 0
2035 | NYISO_J-K_2_NYISO_G-I | NYISO_J-K | NYISO_G-I | Internal | Summer | B1 | 10 | 1999 | 0.58 | 101.02 | 101.01 | 0.01 | 0
2035 | NYISO_J-K_2_NYISO_G-I | NYISO_J-K | NYISO_G-I | Internal | Summer | B2 | 25 | 1999 | 0.24 | 94.35 | 94.34 | 0.01 | 0
2035 | NYISO_J-K_2_NYISO_G-I | NYISO_J-K | NYISO_G-I | Internal | Summer | B3 | 75 | 1999 | 0.08 | 71.41 | 71.4 | 0.01 | 0
2035 | NYISO_J-K_2_NYISO_G-I | NYISO_J-K | NYISO_G-I | Internal | Summer | B4 | 100 | 1999 | 0.06 | 64.82 | 64.81 | 0.01 | 0
2035 | NYISO_J-K_2_NYISO_G-I | NYISO_J-K | NYISO_G-I | Internal | Summer | B5 | 200 | 1999 | 0.03 | 62.5 | 62.49 | 0.01 | 0
2035 | NYISO_J-K_2_NYISO_G-I | NYISO_J-K | NYISO_G-I | Internal | Summer | B6 | 300 | 1999 | 0 | 61.37 | 54.27 | 0.01 | 0
2035 | NYISO_J-K_2_NYISO_G-I | NYISO_J-K | NYISO_G-I | Internal | Summer | B7 | 400 | 1999 | 0 | 61.37 | 52.68 | 0.01 | 0
2035 | NYISO_J-K_2_NYISO_G-I | NYISO_J-K | NYISO_G-I | Internal | Summer | B8 | 500 | 1999 | 0 | 61.37 | 48.36 | 0.01 | 0
2035 | NYISO_J-K_2_NYISO_G-I | NYISO_J-K | NYISO_G-I | Internal | Summer | B9 | 800 | 1999 | 0 | 46.1 | 46.09 | 0.01 | 0
2035 | NYISO_J-K_2_NYISO_G-I | NYISO_J-K | NYISO_G-I | Internal | Summer | B10 | 1262 | 1999 | 0 | 46.08 | 46.07 | 0.01 | 0
2035 | NYISO_J-K_2_NYISO_G-I | NYISO_J-K | NYISO_G-I | Internal | Winter | B16 | 25 | 1999 | 0 | 85.06 | 71.21 | 0.01 | 0
2035 | NYISO_J-K_2_NYISO_G-I | NYISO_J-K | NYISO_G-I | Internal | Winter | B17 | 100 | 1999 | 0 | 69.5 | 60.22 | 0.01 | 0
2035 | NYISO_J-K_2_NYISO_G-I | NYISO_J-K | NYISO_G-I | Internal | Winter | B18 | 400 | 1999 | 0 | 63.63 | 58.2 | 0.01 | 0
2035 | NYISO_J-K_2_NYISO_G-I | NYISO_J-K | NYISO_G-I | Internal | Winter | B19 | 700 | 1999 | 0 | 63.63 | 57.48 | 0.01 | 0
2035 | NYISO_J-K_2_NYISO_G-I | NYISO_J-K | NYISO_G-I | Internal | Winter | B20 | 935 | 1999 | 0 | 59.79 | 57.48 | 0.01 | 0
2035 | NYISO_J-K_2_PJM_E | NYISO_J-K | PJM_E | Internal | Shoulder | B11 | 25 | 0.01 | 0 | 66.67 | 72.91 | 8 | 0.52
2035 | NYISO_J-K_2_PJM_E | NYISO_J-K | PJM_E | Internal | Shoulder | B12 | 200 | 0.01 | 0 | 55.54 | 63.53 | 8 | 0.12
2035 | NYISO_J-K_2_PJM_E | NYISO_J-K | PJM_E | Internal | Shoulder | B13 | 600 | 0.01 | 0 | 50.01 | 53.23 | 8 | 0.03
2035 | NYISO_J-K_2_PJM_E | NYISO_J-K | PJM_E | Internal | Shoulder | B14 | 900 | 0.01 | 0 | 49.68 | 51.73 | 8 | 0.02
2035 | NYISO_J-K_2_PJM_E | NYISO_J-K | PJM_E | Internal | Shoulder | B15 | 1203 | 0.01 | 0 | 49.32 | 47.51 | 8 | 0.01
2035 | NYISO_J-K_2_PJM_E | NYISO_J-K | PJM_E | Internal | Summer | B1 | 10 | 0.01 | 0 | 101.02 | 109.01 | 8 | 2.17
2035 | NYISO_J-K_2_PJM_E | NYISO_J-K | PJM_E | Internal | Summer | B2 | 25 | 0.01 | 0 | 94.35 | 102.34 | 8 | 0.9
2035 | NYISO_J-K_2_PJM_E | NYISO_J-K | PJM_E | Internal | Summer | B3 | 75 | 0.01 | 0 | 71.41 | 81.83 | 8 | 2.62
2035 | NYISO_J-K_2_PJM_E | NYISO_J-K | PJM_E | Internal | Summer | B4 | 100 | 0.01 | 0 | 64.82 | 80.76 | 8 | 8.09
2035 | NYISO_J-K_2_PJM_E | NYISO_J-K | PJM_E | Internal | Summer | B5 | 200 | 0.01 | 0 | 62.5 | 75.95 | 8 | 5.53
2035 | NYISO_J-K_2_PJM_E | NYISO_J-K | PJM_E | Internal | Summer | B6 | 300 | 0.01 | 0 | 61.37 | 62.27 | 8 | 0.05
2035 | NYISO_J-K_2_PJM_E | NYISO_J-K | PJM_E | Internal | Summer | B7 | 400 | 0.01 | 0 | 61.37 | 50.7 | 8 | 0.04
2035 | NYISO_J-K_2_PJM_E | NYISO_J-K | PJM_E | Internal | Summer | B8 | 500 | 0.01 | 0 | 61.37 | 48.81 | 8 | 0.03
2035 | NYISO_J-K_2_PJM_E | NYISO_J-K | PJM_E | Internal | Summer | B9 | 800 | 0.01 | 0 | 46.1 | 46.64 | 8 | 0.02
2035 | NYISO_J-K_2_PJM_E | NYISO_J-K | PJM_E | Internal | Summer | B10 | 1262 | 0.01 | 0 | 46.08 | 44.93 | 8 | 0.01
2035 | NYISO_J-K_2_PJM_E | NYISO_J-K | PJM_E | Internal | Winter | B16 | 25 | 0.01 | 0 | 85.06 | 79.21 | 8 | 0.52
2035 | NYISO_J-K_2_PJM_E | NYISO_J-K | PJM_E | Internal | Winter | B17 | 100 | 0.01 | 0 | 69.5 | 64.03 | 8 | 0.14
2035 | NYISO_J-K_2_PJM_E | NYISO_J-K | PJM_E | Internal | Winter | B18 | 400 | 0.01 | 0 | 63.63 | 57.39 | 8 | 0.04
2035 | NYISO_J-K_2_PJM_E | NYISO_J-K | PJM_E | Internal | Winter | B19 | 700 | 0.01 | 0 | 63.63 | 55.01 | 8 | 0.02
2035 | NYISO_J-K_2_PJM_E | NYISO_J-K | PJM_E | Internal | Winter | B20 | 935 | 0.01 | 0 | 59.79 | 51.48 | 8 | 0.02
2035 | PJM_E_2_NYISO_G-I | PJM_E | NYISO_G-I | Internal | Shoulder | B11 | 25 | 500 | 0 | 72.91 | 63.41 | 6 | 0
2035 | PJM_E_2_NYISO_G-I | PJM_E | NYISO_G-I | Internal | Shoulder | B12 | 200 | 500 | 0 | 63.53 | 55.53 | 6 | 0
2035 | PJM_E_2_NYISO_G-I | PJM_E | NYISO_G-I | Internal | Shoulder | B13 | 600 | 500 | 0 | 53.23 | 50 | 6 | 0
2035 | PJM_E_2_NYISO_G-I | PJM_E | NYISO_G-I | Internal | Shoulder | B14 | 900 | 500 | 0 | 51.73 | 49.67 | 6 | 0
2035 | PJM_E_2_NYISO_G-I | PJM_E | NYISO_G-I | Internal | Shoulder | B15 | 1203 | 500 | 0 | 47.51 | 49.31 | 6 | 0
2035 | PJM_E_2_NYISO_G-I | PJM_E | NYISO_G-I | Internal | Summer | B1 | 10 | 500 | 0 | 109.01 | 101.01 | 6 | 0
2035 | PJM_E_2_NYISO_G-I | PJM_E | NYISO_G-I | Internal | Summer | B2 | 25 | 500 | 0 | 102.34 | 94.34 | 6 | 0
2035 | PJM_E_2_NYISO_G-I | PJM_E | NYISO_G-I | Internal | Summer | B3 | 75 | 500 | 0 | 81.83 | 71.4 | 6 | 0
2035 | PJM_E_2_NYISO_G-I | PJM_E | NYISO_G-I | Internal | Summer | B4 | 100 | 500 | 0 | 80.76 | 64.81 | 6 | 0
2035 | PJM_E_2_NYISO_G-I | PJM_E | NYISO_G-I | Internal | Summer | B5 | 200 | 500 | 0 | 75.95 | 62.49 | 6 | 0
2035 | PJM_E_2_NYISO_G-I | PJM_E | NYISO_G-I | Internal | Summer | B6 | 300 | 500 | 0 | 62.27 | 54.27 | 6 | 0
2035 | PJM_E_2_NYISO_G-I | PJM_E | NYISO_G-I | Internal | Summer | B7 | 400 | 500 | 0 | 50.7 | 52.68 | 6 | 0
2035 | PJM_E_2_NYISO_G-I | PJM_E | NYISO_G-I | Internal | Summer | B8 | 500 | 500 | 0 | 48.81 | 48.36 | 6 | 0
2035 | PJM_E_2_NYISO_G-I | PJM_E | NYISO_G-I | Internal | Summer | B9 | 800 | 500 | 0 | 46.64 | 46.09 | 6 | 0
2035 | PJM_E_2_NYISO_G-I | PJM_E | NYISO_G-I | Internal | Summer | B10 | 1262 | 500 | 0 | 44.93 | 46.07 | 6 | 0
2035 | PJM_E_2_NYISO_G-I | PJM_E | NYISO_G-I | Internal | Winter | B16 | 25 | 500 | 0 | 79.21 | 71.21 | 6 | 0
2035 | PJM_E_2_NYISO_G-I | PJM_E | NYISO_G-I | Internal | Winter | B17 | 100 | 500 | 0 | 64.03 | 60.22 | 6 | 0
2035 | PJM_E_2_NYISO_G-I | PJM_E | NYISO_G-I | Internal | Winter | B18 | 400 | 500 | 0 | 57.39 | 58.2 | 6 | 0
2035 | PJM_E_2_NYISO_G-I | PJM_E | NYISO_G-I | Internal | Winter | B19 | 700 | 500 | 0 | 55.01 | 57.48 | 6 | 0
2035 | PJM_E_2_NYISO_G-I | PJM_E | NYISO_G-I | Internal | Winter | B20 | 935 | 500 | 240.79 | 51.48 | 57.48 | 6 | 0
2035 | PJM_E_2_NYISO_J-K | PJM_E | NYISO_J-K | Internal | Shoulder | B11 | 25 | 330 | 0 | 72.91 | 66.67 | 6 | 0
2035 | PJM_E_2_NYISO_J-K | PJM_E | NYISO_J-K | Internal | Shoulder | B12 | 200 | 330 | 0 | 63.53 | 55.54 | 6 | 0
2035 | PJM_E_2_NYISO_J-K | PJM_E | NYISO_J-K | Internal | Shoulder | B13 | 600 | 330 | 0 | 53.23 | 50.01 | 6 | 0
2035 | PJM_E_2_NYISO_J-K | PJM_E | NYISO_J-K | Internal | Shoulder | B14 | 900 | 330 | 0 | 51.73 | 49.68 | 6 | 0
2035 | PJM_E_2_NYISO_J-K | PJM_E | NYISO_J-K | Internal | Shoulder | B15 | 1203 | 330 | 0 | 47.51 | 49.32 | 6 | 0
2035 | PJM_E_2_NYISO_J-K | PJM_E | NYISO_J-K | Internal | Summer | B1 | 10 | 330 | 0 | 109.01 | 101.02 | 6 | 0
2035 | PJM_E_2_NYISO_J-K | PJM_E | NYISO_J-K | Internal | Summer | B2 | 25 | 330 | 0 | 102.34 | 94.35 | 6 | 0
2035 | PJM_E_2_NYISO_J-K | PJM_E | NYISO_J-K | Internal | Summer | B3 | 75 | 330 | 0 | 81.83 | 71.41 | 6 | 0
2035 | PJM_E_2_NYISO_J-K | PJM_E | NYISO_J-K | Internal | Summer | B4 | 100 | 330 | 0 | 80.76 | 64.82 | 6 | 0
2035 | PJM_E_2_NYISO_J-K | PJM_E | NYISO_J-K | Internal | Summer | B5 | 200 | 330 | 0 | 75.95 | 62.5 | 6 | 0
2035 | PJM_E_2_NYISO_J-K | PJM_E | NYISO_J-K | Internal | Summer | B6 | 300 | 330 | 0 | 62.27 | 61.37 | 6 | 0
2035 | PJM_E_2_NYISO_J-K | PJM_E | NYISO_J-K | Internal | Summer | B7 | 400 | 330 | 330 | 50.7 | 61.37 | 6 | 4.67
2035 | PJM_E_2_NYISO_J-K | PJM_E | NYISO_J-K | Internal | Summer | B8 | 500 | 330 | 330 | 48.81 | 61.37 | 6 | 6.56
2035 | PJM_E_2_NYISO_J-K | PJM_E | NYISO_J-K | Internal | Summer | B9 | 800 | 330 | 0 | 46.64 | 46.1 | 6 | 0
2035 | PJM_E_2_NYISO_J-K | PJM_E | NYISO_J-K | Internal | Summer | B10 | 1262 | 330 | 0 | 44.93 | 46.08 | 6 | 0
2035 | PJM_E_2_NYISO_J-K | PJM_E | NYISO_J-K | Internal | Winter | B16 | 25 | 330 | 0.04 | 79.21 | 85.06 | 6 | 0
2035 | PJM_E_2_NYISO_J-K | PJM_E | NYISO_J-K | Internal | Winter | B17 | 100 | 330 | 0 | 64.03 | 69.5 | 6 | 0
2035 | PJM_E_2_NYISO_J-K | PJM_E | NYISO_J-K | Internal | Winter | B18 | 400 | 330 | 330 | 57.39 | 63.63 | 6 | 0.25
2035 | PJM_E_2_NYISO_J-K | PJM_E | NYISO_J-K | Internal | Winter | B19 | 700 | 330 | 330 | 55.01 | 63.63 | 6 | 2.62
2035 | PJM_E_2_NYISO_J-K | PJM_E | NYISO_J-K | Internal | Winter | B20 | 935 | 330 | 330 | 51.48 | 59.79 | 6 | 2.3
2035 | PJM_E_2_PJM_ROM | PJM_E | PJM_ROM | Internal | Shoulder | B11 | 25 | 8000 | 1803.49 | 72.91 | 72.92 | 0.01 | 0
2035 | PJM_E_2_PJM_ROM | PJM_E | PJM_ROM | Internal | Shoulder | B12 | 200 | 8000 | 0.04 | 63.53 | 63.51 | 0.01 | 0
2035 | PJM_E_2_PJM_ROM | PJM_E | PJM_ROM | Internal | Shoulder | B13 | 600 | 8000 | 372.62 | 53.23 | 53.24 | 0.01 | 0
2035 | PJM_E_2_PJM_ROM | PJM_E | PJM_ROM | Internal | Shoulder | B14 | 900 | 8000 | 0 | 51.73 | 51.72 | 0.01 | 0
2035 | PJM_E_2_PJM_ROM | PJM_E | PJM_ROM | Internal | Shoulder | B15 | 1203 | 8000 | 0 | 47.51 | 47.5 | 0.01 | 0
2035 | PJM_E_2_PJM_ROM | PJM_E | PJM_ROM | Internal | Summer | B1 | 10 | 8000 | 0.61 | 109.01 | 109 | 0.01 | 0
2035 | PJM_E_2_PJM_ROM | PJM_E | PJM_ROM | Internal | Summer | B2 | 25 | 8000 | 0.25 | 102.34 | 102.33 | 0.01 | 0
2035 | PJM_E_2_PJM_ROM | PJM_E | PJM_ROM | Internal | Summer | B3 | 75 | 8000 | 0.09 | 81.83 | 81.81 | 0.01 | 0
2035 | PJM_E_2_PJM_ROM | PJM_E | PJM_ROM | Internal | Summer | B4 | 100 | 8000 | 1844.34 | 80.76 | 80.77 | 0.01 | 0
2035 | PJM_E_2_PJM_ROM | PJM_E | PJM_ROM | Internal | Summer | B5 | 200 | 8000 | 689.51 | 75.95 | 75.97 | 0.01 | 0
2035 | PJM_E_2_PJM_ROM | PJM_E | PJM_ROM | Internal | Summer | B6 | 300 | 8000 | 0.02 | 62.27 | 62.26 | 0.01 | 0
2035 | PJM_E_2_PJM_ROM | PJM_E | PJM_ROM | Internal | Summer | B7 | 400 | 8000 | 0.02 | 50.7 | 50.68 | 0.01 | 0
2035 | PJM_E_2_PJM_ROM | PJM_E | PJM_ROM | Internal | Summer | B8 | 500 | 8000 | 0.01 | 48.81 | 48.8 | 0.01 | 0
2035 | PJM_E_2_PJM_ROM | PJM_E | PJM_ROM | Internal | Summer | B9 | 800 | 8000 | 0 | 46.64 | 46.63 | 0.01 | 0
2035 | PJM_E_2_PJM_ROM | PJM_E | PJM_ROM | Internal | Summer | B10 | 1262 | 8000 | 0 | 44.93 | 44.92 | 0.01 | 0
2035 | PJM_E_2_PJM_ROM | PJM_E | PJM_ROM | Internal | Winter | B16 | 25 | 8000 | 0.25 | 79.21 | 79.2 | 0.01 | 0
2035 | PJM_E_2_PJM_ROM | PJM_E | PJM_ROM | Internal | Winter | B17 | 100 | 8000 | 0.06 | 64.03 | 64.02 | 0.01 | 0
2035 | PJM_E_2_PJM_ROM | PJM_E | PJM_ROM | Internal | Winter | B18 | 400 | 8000 | 0.02 | 57.39 | 57.37 | 0.01 | 0
2035 | PJM_E_2_PJM_ROM | PJM_E | PJM_ROM | Internal | Winter | B19 | 700 | 8000 | 0 | 55.01 | 55 | 0.01 | 0
2035 | PJM_E_2_PJM_ROM | PJM_E | PJM_ROM | Internal | Winter | B20 | 935 | 8000 | 0 | 51.48 | 51.47 | 0.01 | 0
2035 | PJM_ROR_2_MISO_IN | PJM_ROR | MISO_IN | Internal | Shoulder | B11 | 25 | 909 | 909 | 72.93 | 77.56 | 2 | 2.63
2035 | PJM_ROR_2_MISO_IN | PJM_ROR | MISO_IN | Internal | Shoulder | B12 | 200 | 909 | 0 | 63.5 | 62.15 | 2 | 0
2035 | PJM_ROR_2_MISO_IN | PJM_ROR | MISO_IN | Internal | Shoulder | B13 | 600 | 909 | 0 | 53.23 | 53.93 | 2 | 0
2035 | PJM_ROR_2_MISO_IN | PJM_ROR | MISO_IN | Internal | Shoulder | B14 | 900 | 909 | 0.01 | 51.71 | 53.7 | 2 | 0
2035 | PJM_ROR_2_MISO_IN | PJM_ROR | MISO_IN | Internal | Shoulder | B15 | 1203 | 909 | 0 | 47.49 | 46.63 | 2 | 0
2035 | PJM_ROR_2_MISO_IN | PJM_ROR | MISO_IN | Internal | Summer | B1 | 10 | 909 | 0 | 98.89 | 96.9 | 2 | 0
2035 | PJM_ROR_2_MISO_IN | PJM_ROR | MISO_IN | Internal | Summer | B2 | 25 | 909 | 0 | 86.52 | 85.46 | 2 | 0
2035 | PJM_ROR_2_MISO_IN | PJM_ROR | MISO_IN | Internal | Summer | B3 | 75 | 909 | 0 | 81.8 | 83.25 | 2 | 0
2035 | PJM_ROR_2_MISO_IN | PJM_ROR | MISO_IN | Internal | Summer | B4 | 100 | 909 | 0 | 80.78 | 80.93 | 2 | 0
2035 | PJM_ROR_2_MISO_IN | PJM_ROR | MISO_IN | Internal | Summer | B5 | 200 | 909 | 908.93 | 75.95 | 77.97 | 2 | 0.01
2035 | PJM_ROR_2_MISO_IN | PJM_ROR | MISO_IN | Internal | Summer | B6 | 300 | 909 | 0 | 62.25 | 63.56 | 2 | 0
2035 | PJM_ROR_2_MISO_IN | PJM_ROR | MISO_IN | Internal | Summer | B7 | 400 | 909 | 0.03 | 50.67 | 52.66 | 2 | 0
2035 | PJM_ROR_2_MISO_IN | PJM_ROR | MISO_IN | Internal | Summer | B8 | 500 | 909 | 0 | 48.79 | 49.34 | 2 | 0
2035 | PJM_ROR_2_MISO_IN | PJM_ROR | MISO_IN | Internal | Summer | B9 | 800 | 909 | 0 | 45.32 | 45.38 | 2 | 0
2035 | PJM_ROR_2_MISO_IN | PJM_ROR | MISO_IN | Internal | Summer | B10 | 1262 | 909 | 0 | 44.9 | 43.91 | 2 | 0
2035 | PJM_ROR_2_MISO_IN | PJM_ROR | MISO_IN | Internal | Winter | B16 | 25 | 909 | 0 | 79.19 | 77.2 | 2 | 0
2035 | PJM_ROR_2_MISO_IN | PJM_ROR | MISO_IN | Internal | Winter | B17 | 100 | 909 | 0 | 64.01 | 62.01 | 2 | 0
2035 | PJM_ROR_2_MISO_IN | PJM_ROR | MISO_IN | Internal | Winter | B18 | 400 | 909 | 0 | 57.36 | 55.37 | 2 | 0
2035 | PJM_ROR_2_MISO_IN | PJM_ROR | MISO_IN | Internal | Winter | B19 | 700 | 909 | 0 | 54.57 | 52.57 | 2 | 0
2035 | PJM_ROR_2_MISO_IN | PJM_ROR | MISO_IN | Internal | Winter | B20 | 935 | 909 | 0 | 50.07 | 48.07 | 2 | 0
2035 | PJM_ROR_2_MISO_MI | PJM_ROR | MISO_MI | Internal | Shoulder | B11 | 25 | 1305 | 734.17 | 72.93 | 74.93 | 2 | 0
2035 | PJM_ROR_2_MISO_MI | PJM_ROR | MISO_MI | Internal | Shoulder | B12 | 200 | 1305 | 0 | 63.5 | 62.17 | 2 | 0
2035 | PJM_ROR_2_MISO_MI | PJM_ROR | MISO_MI | Internal | Shoulder | B13 | 600 | 1305 | 0 | 53.23 | 53.95 | 2 | 0
2035 | PJM_ROR_2_MISO_MI | PJM_ROR | MISO_MI | Internal | Shoulder | B14 | 900 | 1305 | 303.63 | 51.71 | 53.71 | 2 | 0
2035 | PJM_ROR_2_MISO_MI | PJM_ROR | MISO_MI | Internal | Shoulder | B15 | 1203 | 1305 | 0 | 47.49 | 46.64 | 2 | 0
2035 | PJM_ROR_2_MISO_MI | PJM_ROR | MISO_MI | Internal | Summer | B1 | 10 | 1305 | 0 | 98.89 | 96.91 | 2 | 0
2035 | PJM_ROR_2_MISO_MI | PJM_ROR | MISO_MI | Internal | Summer | B2 | 25 | 1305 | 0 | 86.52 | 85.45 | 2 | 0
2035 | PJM_ROR_2_MISO_MI | PJM_ROR | MISO_MI | Internal | Summer | B3 | 75 | 1305 | 0 | 81.8 | 83.26 | 2 | 0
2035 | PJM_ROR_2_MISO_MI | PJM_ROR | MISO_MI | Internal | Summer | B4 | 100 | 1305 | 0 | 80.78 | 80.24 | 2 | 0
2035 | PJM_ROR_2_MISO_MI | PJM_ROR | MISO_MI | Internal | Summer | B5 | 200 | 1305 | 21.02 | 75.95 | 77.95 | 2 | 0
2035 | PJM_ROR_2_MISO_MI | PJM_ROR | MISO_MI | Internal | Summer | B6 | 300 | 1305 | 0 | 62.25 | 63.55 | 2 | 0
2035 | PJM_ROR_2_MISO_MI | PJM_ROR | MISO_MI | Internal | Summer | B7 | 400 | 1305 | 108.06 | 50.67 | 52.67 | 2 | 0
2035 | PJM_ROR_2_MISO_MI | PJM_ROR | MISO_MI | Internal | Summer | B8 | 500 | 1305 | 0 | 48.79 | 49.36 | 2 | 0
2035 | PJM_ROR_2_MISO_MI | PJM_ROR | MISO_MI | Internal | Summer | B9 | 800 | 1305 | 0 | 45.32 | 45.39 | 2 | 0
2035 | PJM_ROR_2_MISO_MI | PJM_ROR | MISO_MI | Internal | Summer | B10 | 1262 | 1305 | 0 | 44.9 | 43.92 | 2 | 0
2035 | PJM_ROR_2_MISO_MI | PJM_ROR | MISO_MI | Internal | Winter | B16 | 25 | 1305 | 0 | 79.19 | 77.19 | 2 | 0
2035 | PJM_ROR_2_MISO_MI | PJM_ROR | MISO_MI | Internal | Winter | B17 | 100 | 1305 | 0 | 64.01 | 62.02 | 2 | 0
2035 | PJM_ROR_2_MISO_MI | PJM_ROR | MISO_MI | Internal | Winter | B18 | 400 | 1305 | 0 | 57.36 | 55.39 | 2 | 0
2035 | PJM_ROR_2_MISO_MI | PJM_ROR | MISO_MI | Internal | Winter | B19 | 700 | 1305 | 0 | 54.57 | 52.58 | 2 | 0
2035 | PJM_ROR_2_MISO_MI | PJM_ROR | MISO_MI | Internal | Winter | B20 | 935 | 1305 | 0 | 50.07 | 48.08 | 2 | 0
2035 | PJM_ROR_2_MISO_MO-IL | PJM_ROR | MISO_MO-IL | Internal | Shoulder | B11 | 25 | 1111 | 1111 | 72.93 | 77.57 | 2 | 2.64
2035 | PJM_ROR_2_MISO_MO-IL | PJM_ROR | MISO_MO-IL | Internal | Shoulder | B12 | 200 | 1111 | 0 | 63.5 | 62.17 | 2 | 0
2035 | PJM_ROR_2_MISO_MO-IL | PJM_ROR | MISO_MO-IL | Internal | Shoulder | B13 | 600 | 1111 | 0 | 53.23 | 53.95 | 2 | 0
2035 | PJM_ROR_2_MISO_MO-IL | PJM_ROR | MISO_MO-IL | Internal | Shoulder | B14 | 900 | 1111 | 0.01 | 51.71 | 53.7 | 2 | 0
2035 | PJM_ROR_2_MISO_MO-IL | PJM_ROR | MISO_MO-IL | Internal | Shoulder | B15 | 1203 | 1111 | 0 | 47.49 | 46.62 | 2 | 0
2035 | PJM_ROR_2_MISO_MO-IL | PJM_ROR | MISO_MO-IL | Internal | Summer | B1 | 10 | 1111 | 0 | 98.89 | 96.89 | 2 | 0
2035 | PJM_ROR_2_MISO_MO-IL | PJM_ROR | MISO_MO-IL | Internal | Summer | B2 | 25 | 1111 | 0 | 86.52 | 85.47 | 2 | 0
2035 | PJM_ROR_2_MISO_MO-IL | PJM_ROR | MISO_MO-IL | Internal | Summer | B3 | 75 | 1111 | 0 | 81.8 | 83.23 | 2 | 0
2035 | PJM_ROR_2_MISO_MO-IL | PJM_ROR | MISO_MO-IL | Internal | Summer | B4 | 100 | 1111 | 0 | 80.78 | 80.94 | 2 | 0
2035 | PJM_ROR_2_MISO_MO-IL | PJM_ROR | MISO_MO-IL | Internal | Summer | B5 | 200 | 1111 | 1110.97 | 75.95 | 77.98 | 2 | 0.02
2035 | PJM_ROR_2_MISO_MO-IL | PJM_ROR | MISO_MO-IL | Internal | Summer | B6 | 300 | 1111 | 0 | 62.25 | 63.57 | 2 | 0
2035 | PJM_ROR_2_MISO_MO-IL | PJM_ROR | MISO_MO-IL | Internal | Summer | B7 | 400 | 1111 | 0.03 | 50.67 | 52.66 | 2 | 0
2035 | PJM_ROR_2_MISO_MO-IL | PJM_ROR | MISO_MO-IL | Internal | Summer | B8 | 500 | 1111 | 0 | 48.79 | 49.33 | 2 | 0
2035 | PJM_ROR_2_MISO_MO-IL | PJM_ROR | MISO_MO-IL | Internal | Summer | B9 | 800 | 1111 | 0 | 45.32 | 45.39 | 2 | 0
2035 | PJM_ROR_2_MISO_MO-IL | PJM_ROR | MISO_MO-IL | Internal | Summer | B10 | 1262 | 1111 | 0 | 44.9 | 43.9 | 2 | 0
2035 | PJM_ROR_2_MISO_MO-IL | PJM_ROR | MISO_MO-IL | Internal | Winter | B16 | 25 | 1111 | 0 | 79.19 | 77.19 | 2 | 0
2035 | PJM_ROR_2_MISO_MO-IL | PJM_ROR | MISO_MO-IL | Internal | Winter | B17 | 100 | 1111 | 0 | 64.01 | 62 | 2 | 0
2035 | PJM_ROR_2_MISO_MO-IL | PJM_ROR | MISO_MO-IL | Internal | Winter | B18 | 400 | 1111 | 0 | 57.36 | 55.36 | 2 | 0
2035 | PJM_ROR_2_MISO_MO-IL | PJM_ROR | MISO_MO-IL | Internal | Winter | B19 | 700 | 1111 | 0 | 54.57 | 52.56 | 2 | 0
2035 | PJM_ROR_2_MISO_MO-IL | PJM_ROR | MISO_MO-IL | Internal | Winter | B20 | 935 | 1111 | 0 | 50.07 | 48.07 | 2 | 0
2035 | PJM_ROR_2_MISO_W | PJM_ROR | MISO_W | Internal | Shoulder | B11 | 25 | 709 | 709 | 72.93 | 85.15 | 2 | 10.22
2035 | PJM_ROR_2_MISO_W | PJM_ROR | MISO_W | Internal | Shoulder | B12 | 200 | 709 | 0 | 63.5 | 62.15 | 2 | 0
2035 | PJM_ROR_2_MISO_W | PJM_ROR | MISO_W | Internal | Shoulder | B13 | 600 | 709 | 0 | 53.23 | 53.96 | 2 | 0
2035 | PJM_ROR_2_MISO_W | PJM_ROR | MISO_W | Internal | Shoulder | B14 | 900 | 709 | 57.63 | 51.71 | 53.71 | 2 | 0
2035 | PJM_ROR_2_MISO_W | PJM_ROR | MISO_W | Internal | Shoulder | B15 | 1203 | 709 | 342.96 | 47.49 | 49.49 | 2 | 0
2035 | PJM_ROR_2_MISO_W | PJM_ROR | MISO_W | Internal | Summer | B1 | 10 | 709 | 0 | 98.89 | 96.89 | 2 | 0
2035 | PJM_ROR_2_MISO_W | PJM_ROR | MISO_W | Internal | Summer | B2 | 25 | 709 | 0.03 | 86.52 | 88.31 | 2 | 0
2035 | PJM_ROR_2_MISO_W | PJM_ROR | MISO_W | Internal | Summer | B3 | 75 | 709 | 709 | 81.8 | 88.31 | 2 | 4.51
2035 | PJM_ROR_2_MISO_W | PJM_ROR | MISO_W | Internal | Summer | B4 | 100 | 709 | 709 | 80.78 | 86.13 | 2 | 3.34
2035 | PJM_ROR_2_MISO_W | PJM_ROR | MISO_W | Internal | Summer | B5 | 200 | 709 | 709 | 75.95 | 84.55 | 2 | 6.6
2035 | PJM_ROR_2_MISO_W | PJM_ROR | MISO_W | Internal | Summer | B6 | 300 | 709 | 709 | 62.25 | 71.56 | 2 | 7.31
2035 | PJM_ROR_2_MISO_W | PJM_ROR | MISO_W | Internal | Summer | B7 | 400 | 709 | 197.34 | 50.67 | 52.67 | 2 | 0
2035 | PJM_ROR_2_MISO_W | PJM_ROR | MISO_W | Internal | Summer | B8 | 500 | 709 | 709 | 48.79 | 50.93 | 2 | 0.14
2035 | PJM_ROR_2_MISO_W | PJM_ROR | MISO_W | Internal | Summer | B9 | 800 | 709 | 709 | 45.32 | 50.9 | 2 | 3.59
2035 | PJM_ROR_2_MISO_W | PJM_ROR | MISO_W | Internal | Summer | B10 | 1262 | 709 | 0 | 44.9 | 44.58 | 2 | 0
2035 | PJM_ROR_2_MISO_W | PJM_ROR | MISO_W | Internal | Winter | B16 | 25 | 709 | 0 | 79.19 | 77.17 | 2 | 0
2035 | PJM_ROR_2_MISO_W | PJM_ROR | MISO_W | Internal | Winter | B17 | 100 | 709 | 0 | 64.01 | 62 | 2 | 0
2035 | PJM_ROR_2_MISO_W | PJM_ROR | MISO_W | Internal | Winter | B18 | 400 | 709 | 0 | 57.36 | 57.9 | 2 | 0
2035 | PJM_ROR_2_MISO_W | PJM_ROR | MISO_W | Internal | Winter | B19 | 700 | 709 | 709 | 54.57 | 57.63 | 2 | 1.06
2035 | PJM_ROR_2_MISO_W | PJM_ROR | MISO_W | Internal | Winter | B20 | 935 | 709 | 0 | 50.07 | 49.45 | 2 | 0
2035 | PJM_ROR_2_MISO_WUMS | PJM_ROR | MISO_WUMS | Internal | Shoulder | B11 | 25 | 1467 | 264.32 | 72.93 | 74.93 | 2 | 0
2035 | PJM_ROR_2_MISO_WUMS | PJM_ROR | MISO_WUMS | Internal | Shoulder | B12 | 200 | 1467 | 0 | 63.5 | 62.14 | 2 | 0
2035 | PJM_ROR_2_MISO_WUMS | PJM_ROR | MISO_WUMS | Internal | Shoulder | B13 | 600 | 1467 | 0 | 53.23 | 53.95 | 2 | 0
2035 | PJM_ROR_2_MISO_WUMS | PJM_ROR | MISO_WUMS | Internal | Shoulder | B14 | 900 | 1467 | 0 | 51.71 | 50.57 | 2 | 0
2035 | PJM_ROR_2_MISO_WUMS | PJM_ROR | MISO_WUMS | Internal | Shoulder | B15 | 1203 | 1467 | 0 | 47.49 | 49.23 | 2 | 0
2035 | PJM_ROR_2_MISO_WUMS | PJM_ROR | MISO_WUMS | Internal | Summer | B1 | 10 | 1467 | 0 | 98.89 | 79.65 | 2 | 0
2035 | PJM_ROR_2_MISO_WUMS | PJM_ROR | MISO_WUMS | Internal | Summer | B2 | 25 | 1467 | 0 | 86.52 | 79.65 | 2 | 0
2035 | PJM_ROR_2_MISO_WUMS | PJM_ROR | MISO_WUMS | Internal | Summer | B3 | 75 | 1467 | 0 | 81.8 | 79.65 | 2 | 0
2035 | PJM_ROR_2_MISO_WUMS | PJM_ROR | MISO_WUMS | Internal | Summer | B4 | 100 | 1467 | 0 | 80.78 | 79.65 | 2 | 0
2035 | PJM_ROR_2_MISO_WUMS | PJM_ROR | MISO_WUMS | Internal | Summer | B5 | 200 | 1467 | 591.28 | 75.95 | 77.95 | 2 | 0
2035 | PJM_ROR_2_MISO_WUMS | PJM_ROR | MISO_WUMS | Internal | Summer | B6 | 300 | 1467 | 0 | 62.25 | 63.56 | 2 | 0
2035 | PJM_ROR_2_MISO_WUMS | PJM_ROR | MISO_WUMS | Internal | Summer | B7 | 400 | 1467 | 0 | 50.67 | 48.82 | 2 | 0
2035 | PJM_ROR_2_MISO_WUMS | PJM_ROR | MISO_WUMS | Internal | Summer | B8 | 500 | 1467 | 0 | 48.79 | 48.82 | 2 | 0
2035 | PJM_ROR_2_MISO_WUMS | PJM_ROR | MISO_WUMS | Internal | Summer | B9 | 800 | 1467 | 943.83 | 45.32 | 47.32 | 2 | 0
2035 | PJM_ROR_2_MISO_WUMS | PJM_ROR | MISO_WUMS | Internal | Summer | B10 | 1262 | 1467 | 0 | 44.9 | 44.93 | 2 | 0
2035 | PJM_ROR_2_MISO_WUMS | PJM_ROR | MISO_WUMS | Internal | Winter | B16 | 25 | 1467 | 0 | 79.19 | 77.19 | 2 | 0
2035 | PJM_ROR_2_MISO_WUMS | PJM_ROR | MISO_WUMS | Internal | Winter | B17 | 100 | 1467 | 0 | 64.01 | 62.01 | 2 | 0
2035 | PJM_ROR_2_MISO_WUMS | PJM_ROR | MISO_WUMS | Internal | Winter | B18 | 400 | 1467 | 0 | 57.36 | 57.89 | 2 | 0
2035 | PJM_ROR_2_MISO_WUMS | PJM_ROR | MISO_WUMS | Internal | Winter | B19 | 700 | 1467 | 0 | 54.57 | 54.82 | 2 | 0
2035 | PJM_ROR_2_MISO_WUMS | PJM_ROR | MISO_WUMS | Internal | Winter | B20 | 935 | 1467 | 0 | 50.07 | 49.46 | 2 | 0
2035 | PJM_ROR_2_PJM_ROM | PJM_ROR | PJM_ROM | Internal | Shoulder | B11 | 25 | 8000 | 0.25 | 72.93 | 72.92 | 0.01 | 0
2035 | PJM_ROR_2_PJM_ROM | PJM_ROR | PJM_ROM | Internal | Shoulder | B12 | 200 | 8000 | 1857.09 | 63.5 | 63.51 | 0.01 | 0
2035 | PJM_ROR_2_PJM_ROM | PJM_ROR | PJM_ROM | Internal | Shoulder | B13 | 600 | 8000 | 2099.1 | 53.23 | 53.24 | 0.01 | 0
2035 | PJM_ROR_2_PJM_ROM | PJM_ROR | PJM_ROM | Internal | Shoulder | B14 | 900 | 8000 | 3372.57 | 51.71 | 51.72 | 0.01 | 0
2035 | PJM_ROR_2_PJM_ROM | PJM_ROR | PJM_ROM | Internal | Shoulder | B15 | 1203 | 8000 | 4245.64 | 47.49 | 47.5 | 0.01 | 0
2035 | PJM_ROR_2_PJM_ROM | PJM_ROR | PJM_ROM | Internal | Summer | B1 | 10 | 8000 | 8000 | 98.89 | 109 | 0.01 | 10.1
2035 | PJM_ROR_2_PJM_ROM | PJM_ROR | PJM_ROM | Internal | Summer | B2 | 25 | 8000 | 8000 | 86.52 | 102.33 | 0.01 | 15.79
2035 | PJM_ROR_2_PJM_ROM | PJM_ROR | PJM_ROM | Internal | Summer | B3 | 75 | 8000 | 2076.27 | 81.8 | 81.81 | 0.01 | 0
2035 | PJM_ROR_2_PJM_ROM | PJM_ROR | PJM_ROM | Internal | Summer | B4 | 100 | 8000 | 0.07 | 80.78 | 80.77 | 0.01 | 0
2035 | PJM_ROR_2_PJM_ROM | PJM_ROR | PJM_ROM | Internal | Summer | B5 | 200 | 8000 | 549.85 | 75.95 | 75.97 | 0.01 | 0
2035 | PJM_ROR_2_PJM_ROM | PJM_ROR | PJM_ROM | Internal | Summer | B6 | 300 | 8000 | 5709.59 | 62.25 | 62.26 | 0.01 | 0
2035 | PJM_ROR_2_PJM_ROM | PJM_ROR | PJM_ROM | Internal | Summer | B7 | 400 | 8000 | 4956.69 | 50.67 | 50.68 | 0.01 | 0
2035 | PJM_ROR_2_PJM_ROM | PJM_ROR | PJM_ROM | Internal | Summer | B8 | 500 | 8000 | 5477.31 | 48.79 | 48.8 | 0.01 | 0
2035 | PJM_ROR_2_PJM_ROM | PJM_ROR | PJM_ROM | Internal | Summer | B9 | 800 | 8000 | 8000 | 45.32 | 46.63 | 0.01 | 1.3
2035 | PJM_ROR_2_PJM_ROM | PJM_ROR | PJM_ROM | Internal | Summer | B10 | 1262 | 8000 | 2799.85 | 44.9 | 44.92 | 0.01 | 0
2035 | PJM_ROR_2_PJM_ROM | PJM_ROR | PJM_ROM | Internal | Winter | B16 | 25 | 8000 | 3707.22 | 79.19 | 79.2 | 0.01 | 0
2035 | PJM_ROR_2_PJM_ROM | PJM_ROR | PJM_ROM | Internal | Winter | B17 | 100 | 8000 | 5596.92 | 64.01 | 64.02 | 0.01 | 0
2035 | PJM_ROR_2_PJM_ROM | PJM_ROR | PJM_ROM | Internal | Winter | B18 | 400 | 8000 | 6944.95 | 57.36 | 57.37 | 0.01 | 0
2035 | PJM_ROR_2_PJM_ROM | PJM_ROR | PJM_ROM | Internal | Winter | B19 | 700 | 8000 | 8000 | 54.57 | 55 | 0.01 | 0.42
2035 | PJM_ROR_2_PJM_ROM | PJM_ROR | PJM_ROM | Internal | Winter | B20 | 935 | 8000 | 8000 | 50.07 | 51.47 | 0.01 | 1.39
2035 | PJM_ROR_2_TVA_Transmission | PJM_ROR | TVA_Transmission | Internal | Shoulder | B11 | 25 | 2500 | 508.16 | 72.93 | 78.93 | 6 | 0
2035 | PJM_ROR_2_TVA_Transmission | PJM_ROR | TVA_Transmission | Internal | Shoulder | B12 | 200 | 2500 | 0 | 63.5 | 62.49 | 6 | 0
2035 | PJM_ROR_2_TVA_Transmission | PJM_ROR | TVA_Transmission | Internal | Shoulder | B13 | 600 | 2500 | 0 | 53.23 | 57.04 | 6 | 0
2035 | PJM_ROR_2_TVA_Transmission | PJM_ROR | TVA_Transmission | Internal | Shoulder | B14 | 900 | 2500 | 0 | 51.71 | 55.94 | 6 | 0
2035 | PJM_ROR_2_TVA_Transmission | PJM_ROR | TVA_Transmission | Internal | Shoulder | B15 | 1203 | 2500 | 0 | 47.49 | 52.13 | 6 | 0
2035 | PJM_ROR_2_TVA_Transmission | PJM_ROR | TVA_Transmission | Internal | Summer | B1 | 10 | 2500 | 0 | 98.89 | 96.49 | 6 | 0
2035 | PJM_ROR_2_TVA_Transmission | PJM_ROR | TVA_Transmission | Internal | Summer | B2 | 25 | 2500 | 2499.99 | 86.52 | 93.47 | 6 | 0.95
2035 | PJM_ROR_2_TVA_Transmission | PJM_ROR | TVA_Transmission | Internal | Summer | B3 | 75 | 2500 | 1184.24 | 81.8 | 87.8 | 6 | 0
2035 | PJM_ROR_2_TVA_Transmission | PJM_ROR | TVA_Transmission | Internal | Summer | B4 | 100 | 2500 | 1564.93 | 80.78 | 86.78 | 6 | 0
2035 | PJM_ROR_2_TVA_Transmission | PJM_ROR | TVA_Transmission | Internal | Summer | B5 | 200 | 2500 | 508.5 | 75.95 | 81.95 | 6 | 0
2035 | PJM_ROR_2_TVA_Transmission | PJM_ROR | TVA_Transmission | Internal | Summer | B6 | 300 | 2500 | 215.9 | 62.25 | 68.25 | 6 | 0
2035 | PJM_ROR_2_TVA_Transmission | PJM_ROR | TVA_Transmission | Internal | Summer | B7 | 400 | 2500 | 0 | 50.67 | 55.89 | 6 | 0
2035 | PJM_ROR_2_TVA_Transmission | PJM_ROR | TVA_Transmission | Internal | Summer | B8 | 500 | 2500 | 0 | 48.79 | 54.09 | 6 | 0
2035 | PJM_ROR_2_TVA_Transmission | PJM_ROR | TVA_Transmission | Internal | Summer | B9 | 800 | 2500 | 0 | 45.32 | 51.17 | 6 | 0
2035 | PJM_ROR_2_TVA_Transmission | PJM_ROR | TVA_Transmission | Internal | Summer | B10 | 1262 | 2500 | 0 | 44.9 | 46.22 | 6 | 0
2035 | PJM_ROR_2_TVA_Transmission | PJM_ROR | TVA_Transmission | Internal | Winter | B16 | 25 | 2500 | 322.12 | 79.19 | 85.19 | 6 | 0
2035 | PJM_ROR_2_TVA_Transmission | PJM_ROR | TVA_Transmission | Internal | Winter | B17 | 100 | 2500 | 0 | 64.01 | 64.7 | 6 | 0
2035 | PJM_ROR_2_TVA_Transmission | PJM_ROR | TVA_Transmission | Internal | Winter | B18 | 400 | 2500 | 0 | 57.36 | 58.9 | 6 | 0
2035 | PJM_ROR_2_TVA_Transmission | PJM_ROR | TVA_Transmission | Internal | Winter | B19 | 700 | 2500 | 0 | 54.57 | 55.81 | 6 | 0
2035 | PJM_ROR_2_TVA_Transmission | PJM_ROR | TVA_Transmission | Internal | Winter | B20 | 935 | 2500 | 0 | 50.07 | 53.32 | 6 | 0
2035 | PJM_ROR_2_VACAR | PJM_ROR | VACAR | Internal | Shoulder | B11 | 25 | 3000 | 2742.96 | 72.93 | 78.93 | 6 | 0
2035 | PJM_ROR_2_VACAR | PJM_ROR | VACAR | Internal | Shoulder | B12 | 200 | 3000 | 0 | 63.5 | 65.1 | 6 | 0
2035 | PJM_ROR_2_VACAR | PJM_ROR | VACAR | Internal | Shoulder | B13 | 600 | 3000 | 0 | 53.23 | 55.49 | 6 | 0
2035 | PJM_ROR_2_VACAR | PJM_ROR | VACAR | Internal | Shoulder | B14 | 900 | 3000 | 0 | 51.71 | 53.49 | 6 | 0
2035 | PJM_ROR_2_VACAR | PJM_ROR | VACAR | Internal | Shoulder | B15 | 1203 | 3000 | 2950.97 | 47.49 | 53.49 | 6 | 0
2035 | PJM_ROR_2_VACAR | PJM_ROR | VACAR | Internal | Summer | B1 | 10 | 3000 | 1595.75 | 98.89 | 104.89 | 6 | 0
2035 | PJM_ROR_2_VACAR | PJM_ROR | VACAR | Internal | Summer | B2 | 25 | 3000 | 1279.25 | 86.52 | 92.52 | 6 | 0
2035 | PJM_ROR_2_VACAR | PJM_ROR | VACAR | Internal | Summer | B3 | 75 | 3000 | 3000 | 81.8 | 92.52 | 6 | 4.72
2035 | PJM_ROR_2_VACAR | PJM_ROR | VACAR | Internal | Summer | B4 | 100 | 3000 | 3000 | 80.78 | 90.38 | 6 | 3.6
2035 | PJM_ROR_2_VACAR | PJM_ROR | VACAR | Internal | Summer | B5 | 200 | 3000 | 3000 | 75.95 | 83.9 | 6 | 1.94
2035 | PJM_ROR_2_VACAR | PJM_ROR | VACAR | Internal | Summer | B6 | 300 | 3000 | 3000 | 62.25 | 70.25 | 6 | 2
2035 | PJM_ROR_2_VACAR | PJM_ROR | VACAR | Internal | Summer | B7 | 400 | 3000 | 2366.45 | 50.67 | 56.67 | 6 | 0
2035 | PJM_ROR_2_VACAR | PJM_ROR | VACAR | Internal | Summer | B8 | 500 | 3000 | 0 | 48.79 | 52.65 | 6 | 0
2035 | PJM_ROR_2_VACAR | PJM_ROR | VACAR | Internal | Summer | B9 | 800 | 3000 | 552.71 | 45.32 | 51.32 | 6 | 0
2035 | PJM_ROR_2_VACAR | PJM_ROR | VACAR | Internal | Summer | B10 | 1262 | 3000 | 3000 | 44.9 | 51.32 | 6 | 0.41
2035 | PJM_ROR_2_VACAR | PJM_ROR | VACAR | Internal | Winter | B16 | 25 | 3000 | 3000 | 79.19 | 95.19 | 6 | 10
2035 | PJM_ROR_2_VACAR | PJM_ROR | VACAR | Internal | Winter | B17 | 100 | 3000 | 0 | 64.01 | 69.74 | 6 | 0
2035 | PJM_ROR_2_VACAR | PJM_ROR | VACAR | Internal | Winter | B18 | 400 | 3000 | 0 | 57.36 | 58.37 | 6 | 0
2035 | PJM_ROR_2_VACAR | PJM_ROR | VACAR | Internal | Winter | B19 | 700 | 3000 | 0 | 54.57 | 58.37 | 6 | 0
2035 | PJM_ROR_2_VACAR | PJM_ROR | VACAR | Internal | Winter | B20 | 935 | 3000 | 3000 | 50.07 | 57.42 | 6 | 1.35
2035 | PJM_ROM_2_NYISO_A-F | PJM_ROM | NYISO_A-F | Internal | Shoulder | B11 | 25 | 2000 | 0 | 72.92 | 59.06 | 6 | 0
2035 | PJM_ROM_2_NYISO_A-F | PJM_ROM | NYISO_A-F | Internal | Shoulder | B12 | 200 | 2000 | 0 | 63.51 | 55.51 | 6 | 0
2035 | PJM_ROM_2_NYISO_A-F | PJM_ROM | NYISO_A-F | Internal | Shoulder | B13 | 600 | 2000 | 0 | 53.24 | 49.99 | 6 | 0
2035 | PJM_ROM_2_NYISO_A-F | PJM_ROM | NYISO_A-F | Internal | Shoulder | B14 | 900 | 2000 | 0 | 51.72 | 49.65 | 6 | 0
2035 | PJM_ROM_2_NYISO_A-F | PJM_ROM | NYISO_A-F | Internal | Shoulder | B15 | 1203 | 2000 | 0 | 47.5 | 49.32 | 6 | 0
2035 | PJM_ROM_2_NYISO_A-F | PJM_ROM | NYISO_A-F | Internal | Summer | B1 | 10 | 2000 | 0 | 109 | 101 | 6 | 0
2035 | PJM_ROM_2_NYISO_A-F | PJM_ROM | NYISO_A-F | Internal | Summer | B2 | 25 | 2000 | 0 | 102.33 | 94.33 | 6 | 0
2035 | PJM_ROM_2_NYISO_A-F | PJM_ROM | NYISO_A-F | Internal | Summer | B3 | 75 | 2000 | 0 | 81.81 | 71.39 | 6 | 0
2035 | PJM_ROM_2_NYISO_A-F | PJM_ROM | NYISO_A-F | Internal | Summer | B4 | 100 | 2000 | 0 | 80.77 | 64.8 | 6 | 0
2035 | PJM_ROM_2_NYISO_A-F | PJM_ROM | NYISO_A-F | Internal | Summer | B5 | 200 | 2000 | 0 | 75.97 | 62.48 | 6 | 0
2035 | PJM_ROM_2_NYISO_A-F | PJM_ROM | NYISO_A-F | Internal | Summer | B6 | 300 | 2000 | 0 | 62.26 | 54.26 | 6 | 0
2035 | PJM_ROM_2_NYISO_A-F | PJM_ROM | NYISO_A-F | Internal | Summer | B7 | 400 | 2000 | 0 | 50.68 | 52.67 | 6 | 0
2035 | PJM_ROM_2_NYISO_A-F | PJM_ROM | NYISO_A-F | Internal | Summer | B8 | 500 | 2000 | 0 | 48.8 | 48.35 | 6 | 0
2035 | PJM_ROM_2_NYISO_A-F | PJM_ROM | NYISO_A-F | Internal | Summer | B9 | 800 | 2000 | 0 | 46.63 | 46.08 | 6 | 0
2035 | PJM_ROM_2_NYISO_A-F | PJM_ROM | NYISO_A-F | Internal | Summer | B10 | 1262 | 2000 | 0 | 44.92 | 46.08 | 6 | 0
2035 | PJM_ROM_2_NYISO_A-F | PJM_ROM | NYISO_A-F | Internal | Winter | B16 | 25 | 2000 | 0 | 79.2 | 71.2 | 6 | 0
2035 | PJM_ROM_2_NYISO_A-F | PJM_ROM | NYISO_A-F | Internal | Winter | B17 | 100 | 2000 | 0 | 64.02 | 57.89 | 6 | 0
2035 | PJM_ROM_2_NYISO_A-F | PJM_ROM | NYISO_A-F | Internal | Winter | B18 | 400 | 2000 | 0 | 57.37 | 57.89 | 6 | 0
2035 | PJM_ROM_2_NYISO_A-F | PJM_ROM | NYISO_A-F | Internal | Winter | B19 | 700 | 2000 | 0 | 55 | 57.47 | 6 | 0
2035 | PJM_ROM_2_NYISO_A-F | PJM_ROM | NYISO_A-F | Internal | Winter | B20 | 935 | 2000 | 864.14 | 51.47 | 57.47 | 6 | 0
2035 | PJM_ROM_2_PJM_E | PJM_ROM | PJM_E | Internal | Shoulder | B11 | 25 | 8000 | 0.25 | 72.92 | 72.91 | 0.01 | 0
2035 | PJM_ROM_2_PJM_E | PJM_ROM | PJM_E | Internal | Shoulder | B12 | 200 | 8000 | 5.85 | 63.51 | 63.53 | 0.01 | 0
2035 | PJM_ROM_2_PJM_E | PJM_ROM | PJM_E | Internal | Shoulder | B13 | 600 | 8000 | 0.01 | 53.24 | 53.23 | 0.01 | 0
2035 | PJM_ROM_2_PJM_E | PJM_ROM | PJM_E | Internal | Shoulder | B14 | 900 | 8000 | 1310.74 | 51.72 | 51.73 | 0.01 | 0
2035 | PJM_ROM_2_PJM_E | PJM_ROM | PJM_E | Internal | Shoulder | B15 | 1203 | 8000 | 2675.72 | 47.5 | 47.51 | 0.01 | 0
2035 | PJM_ROM_2_PJM_E | PJM_ROM | PJM_E | Internal | Summer | B1 | 10 | 8000 | 3808.07 | 109 | 109.01 | 0.01 | 0
2035 | PJM_ROM_2_PJM_E | PJM_ROM | PJM_E | Internal | Summer | B2 | 25 | 8000 | 4351.91 | 102.33 | 102.34 | 0.01 | 0
2035 | PJM_ROM_2_PJM_E | PJM_ROM | PJM_E | Internal | Summer | B3 | 75 | 8000 | 295.82 | 81.81 | 81.83 | 0.01 | 0
2035 | PJM_ROM_2_PJM_E | PJM_ROM | PJM_E | Internal | Summer | B4 | 100 | 8000 | 0.06 | 80.77 | 80.76 | 0.01 | 0
2035 | PJM_ROM_2_PJM_E | PJM_ROM | PJM_E | Internal | Summer | B5 | 200 | 8000 | 0.03 | 75.97 | 75.95 | 0.01 | 0
2035 | PJM_ROM_2_PJM_E | PJM_ROM | PJM_E | Internal | Summer | B6 | 300 | 8000 | 3471.31 | 62.26 | 62.27 | 0.01 | 0
2035 | PJM_ROM_2_PJM_E | PJM_ROM | PJM_E | Internal | Summer | B7 | 400 | 8000 | 2249.91 | 50.68 | 50.7 | 0.01 | 0
2035 | PJM_ROM_2_PJM_E | PJM_ROM | PJM_E | Internal | Summer | B8 | 500 | 8000 | 3473.12 | 48.8 | 48.81 | 0.01 | 0
2035 | PJM_ROM_2_PJM_E | PJM_ROM | PJM_E | Internal | Summer | B9 | 800 | 8000 | 5476.84 | 46.63 | 46.64 | 0.01 | 0
2035 | PJM_ROM_2_PJM_E | PJM_ROM | PJM_E | Internal | Summer | B10 | 1262 | 8000 | 2880.75 | 44.92 | 44.93 | 0.01 | 0
2035 | PJM_ROM_2_PJM_E | PJM_ROM | PJM_E | Internal | Winter | B16 | 25 | 8000 | 3235.11 | 79.2 | 79.21 | 0.01 | 0
2035 | PJM_ROM_2_PJM_E | PJM_ROM | PJM_E | Internal | Winter | B17 | 100 | 8000 | 3509.92 | 64.02 | 64.03 | 0.01 | 0
2035 | PJM_ROM_2_PJM_E | PJM_ROM | PJM_E | Internal | Winter | B18 | 400 | 8000 | 5045.76 | 57.37 | 57.39 | 0.01 | 0
2035 | PJM_ROM_2_PJM_E | PJM_ROM | PJM_E | Internal | Winter | B19 | 700 | 8000 | 6492.6 | 55 | 55.01 | 0.01 | 0
2035 | PJM_ROM_2_PJM_E | PJM_ROM | PJM_E | Internal | Winter | B20 | 935 | 8000 | 6862.91 | 51.47 | 51.48 | 0.01 | 0
2035 | PJM_ROM_2_PJM_ROR | PJM_ROM | PJM_ROR | Internal | Shoulder | B11 | 25 | 8000 | 1863.94 | 72.92 | 72.93 | 0.01 | 0
2035 | PJM_ROM_2_PJM_ROR | PJM_ROM | PJM_ROR | Internal | Shoulder | B12 | 200 | 8000 | 0.03 | 63.51 | 63.5 | 0.01 | 0
2035 | PJM_ROM_2_PJM_ROR | PJM_ROM | PJM_ROR | Internal | Shoulder | B13 | 600 | 8000 | 0.01 | 53.24 | 53.23 | 0.01 | 0
2035 | PJM_ROM_2_PJM_ROR | PJM_ROM | PJM_ROR | Internal | Shoulder | B14 | 900 | 8000 | 0 | 51.72 | 51.71 | 0.01 | 0
2035 | PJM_ROM_2_PJM_ROR | PJM_ROM | PJM_ROR | Internal | Shoulder | B15 | 1203 | 8000 | 0 | 47.5 | 47.49 | 0.01 | 0
2035 | PJM_ROM_2_PJM_ROR | PJM_ROM | PJM_ROR | Internal | Summer | B1 | 10 | 8000 | 0 | 109 | 98.89 | 0.01 | 0
2035 | PJM_ROM_2_PJM_ROR | PJM_ROM | PJM_ROR | Internal | Summer | B2 | 25 | 8000 | 0 | 102.33 | 86.52 | 0.01 | 0
2035 | PJM_ROM_2_PJM_ROR | PJM_ROM | PJM_ROR | Internal | Summer | B3 | 75 | 8000 | 0.09 | 81.81 | 81.8 | 0.01 | 0
2035 | PJM_ROM_2_PJM_ROR | PJM_ROM | PJM_ROR | Internal | Summer | B4 | 100 | 8000 | 1216.57 | 80.77 | 80.78 | 0.01 | 0
2035 | PJM_ROM_2_PJM_ROR | PJM_ROM | PJM_ROR | Internal | Summer | B5 | 200 | 8000 | 0.03 | 75.97 | 75.95 | 0.01 | 0
2035 | PJM_ROM_2_PJM_ROR | PJM_ROM | PJM_ROR | Internal | Summer | B6 | 300 | 8000 | 0.02 | 62.26 | 62.25 | 0.01 | 0
2035 | PJM_ROM_2_PJM_ROR | PJM_ROM | PJM_ROR | Internal | Summer | B7 | 400 | 8000 | 0.02 | 50.68 | 50.67 | 0.01 | 0
2035 | PJM_ROM_2_PJM_ROR | PJM_ROM | PJM_ROR | Internal | Summer | B8 | 500 | 8000 | 0.01 | 48.8 | 48.79 | 0.01 | 0
2035 | PJM_ROM_2_PJM_ROR | PJM_ROM | PJM_ROR | Internal | Summer | B9 | 800 | 8000 | 0 | 46.63 | 45.32 | 0.01 | 0
2035 | PJM_ROM_2_PJM_ROR | PJM_ROM | PJM_ROR | Internal | Summer | B10 | 1262 | 8000 | 0 | 44.92 | 44.9 | 0.01 | 0
2035 | PJM_ROM_2_PJM_ROR | PJM_ROM | PJM_ROR | Internal | Winter | B16 | 25 | 8000 | 0.25 | 79.2 | 79.19 | 0.01 | 0
2035 | PJM_ROM_2_PJM_ROR | PJM_ROM | PJM_ROR | Internal | Winter | B17 | 100 | 8000 | 0.06 | 64.02 | 64.01 | 0.01 | 0
2035 | PJM_ROM_2_PJM_ROR | PJM_ROM | PJM_ROR | Internal | Winter | B18 | 400 | 8000 | 0.02 | 57.37 | 57.36 | 0.01 | 0
2035 | PJM_ROM_2_PJM_ROR | PJM_ROM | PJM_ROR | Internal | Winter | B19 | 700 | 8000 | 0 | 55 | 54.57 | 0.01 | 0
2035 | PJM_ROM_2_PJM_ROR | PJM_ROM | PJM_ROR | Internal | Winter | B20 | 935 | 8000 | 0 | 51.47 | 50.07 | 0.01 | 0
2035 | SOCO_2_ENT | SOCO | ENT | Internal | Shoulder | B11 | 25 | 2400 | 0 | 87.93 | 79.93 | 10 | 0
2035 | SOCO_2_ENT | SOCO | ENT | Internal | Shoulder | B12 | 200 | 2400 | 0 | 56.57 | 55.85 | 10 | 0
2035 | SOCO_2_ENT | SOCO | ENT | Internal | Shoulder | B13 | 600 | 2400 | 0 | 55.72 | 55.85 | 10 | 0
2035 | SOCO_2_ENT | SOCO | ENT | Internal | Shoulder | B14 | 900 | 2400 | 0 | 55.72 | 55.45 | 10 | 0
2035 | SOCO_2_ENT | SOCO | ENT | Internal | Shoulder | B15 | 1203 | 2400 | 0 | 55.72 | 53.61 | 10 | 0
2035 | SOCO_2_ENT | SOCO | ENT | Internal | Summer | B1 | 10 | 2400 | 0 | 97.32 | 89.32 | 10 | 0
2035 | SOCO_2_ENT | SOCO | ENT | Internal | Summer | B2 | 25 | 2400 | 0 | 92.69 | 88.33 | 10 | 0
2035 | SOCO_2_ENT | SOCO | ENT | Internal | Summer | B3 | 75 | 2400 | 0 | 92.69 | 84.69 | 10 | 0
2035 | SOCO_2_ENT | SOCO | ENT | Internal | Summer | B4 | 100 | 2400 | 0 | 90.9 | 82.9 | 10 | 0
2035 | SOCO_2_ENT | SOCO | ENT | Internal | Summer | B5 | 200 | 2400 | 0 | 90.9 | 82.9 | 10 | 0
2035 | SOCO_2_ENT | SOCO | ENT | Internal | Summer | B6 | 300 | 2400 | 0 | 77.25 | 71.57 | 10 | 0
2035 | SOCO_2_ENT | SOCO | ENT | Internal | Summer | B7 | 400 | 2400 | 0 | 63.67 | 55.67 | 10 | 0
2035 | SOCO_2_ENT | SOCO | ENT | Internal | Summer | B8 | 500 | 2400 | 0 | 56.13 | 54.07 | 10 | 0
2035 | SOCO_2_ENT | SOCO | ENT | Internal | Summer | B9 | 800 | 2400 | 0 | 54.18 | 53.39 | 10 | 0
2035 | SOCO_2_ENT | SOCO | ENT | Internal | Summer | B10 | 1262 | 2400 | 0 | 49.99 | 51.9 | 10 | 0
2035 | SOCO_2_ENT | SOCO | ENT | Internal | Winter | B16 | 25 | 2400 | 0 | 85.19 | 77.19 | 10 | 0
2035 | SOCO_2_ENT | SOCO | ENT | Internal | Winter | B17 | 100 | 2400 | 0 | 59.74 | 59.42 | 10 | 0
2035 | SOCO_2_ENT | SOCO | ENT | Internal | Winter | B18 | 400 | 2400 | 0 | 59.07 | 59.42 | 10 | 0
2035 | SOCO_2_ENT | SOCO | ENT | Internal | Winter | B19 | 700 | 2400 | 0 | 59.07 | 58.58 | 10 | 0
2035 | SOCO_2_ENT | SOCO | ENT | Internal | Winter | B20 | 935 | 2400 | 0 | 54.09 | 56.45 | 10 | 0
2035 | SOCO_2_FRCC | SOCO | FRCC | Internal | Shoulder | B11 | 25 | 3700 | 2152.6 | 87.93 | 97.93 | 10 | 0
2035 | SOCO_2_FRCC | SOCO | FRCC | Internal | Shoulder | B12 | 200 | 3700 | 0 | 56.57 | 63.63 | 10 | 0
2035 | SOCO_2_FRCC | SOCO | FRCC | Internal | Shoulder | B13 | 600 | 3700 | 0 | 55.72 | 62.25 | 10 | 0
2035 | SOCO_2_FRCC | SOCO | FRCC | Internal | Shoulder | B14 | 900 | 3700 | 0 | 55.72 | 60.99 | 10 | 0
2035 | SOCO_2_FRCC | SOCO | FRCC | Internal | Shoulder | B15 | 1203 | 3700 | 0 | 55.72 | 60.99 | 10 | 0
2035 | SOCO_2_FRCC | SOCO | FRCC | Internal | Summer | B1 | 10 | 3700 | 781.53 | 97.32 | 107.32 | 10 | 0
2035 | SOCO_2_FRCC | SOCO | FRCC | Internal | Summer | B2 | 25 | 3700 | 0 | 92.69 | 98.45 | 10 | 0
2035 | SOCO_2_FRCC | SOCO | FRCC | Internal | Summer | B3 | 75 | 3700 | 0 | 92.69 | 98.45 | 10 | 0
2035 | SOCO_2_FRCC | SOCO | FRCC | Internal | Summer | B4 | 100 | 3700 | 0 | 90.9 | 98.45 | 10 | 0
2035 | SOCO_2_FRCC | SOCO | FRCC | Internal | Summer | B5 | 200 | 3700 | 0 | 90.9 | 96.43 | 10 | 0
2035 | SOCO_2_FRCC | SOCO | FRCC | Internal | Summer | B6 | 300 | 3700 | 0 | 77.25 | 85.04 | 10 | 0
2035 | SOCO_2_FRCC | SOCO | FRCC | Internal | Summer | B7 | 400 | 3700 | 532.58 | 63.67 | 73.67 | 10 | 0
2035 | SOCO_2_FRCC | SOCO | FRCC | Internal | Summer | B8 | 500 | 3700 | 0 | 56.13 | 62.59 | 10 | 0
2035 | SOCO_2_FRCC | SOCO | FRCC | Internal | Summer | B9 | 800 | 3700 | 0 | 54.18 | 59.99 | 10 | 0
2035 | SOCO_2_FRCC | SOCO | FRCC | Internal | Summer | B10 | 1262 | 3700 | 35.47 | 49.99 | 59.99 | 10 | 0
2035 | SOCO_2_FRCC | SOCO | FRCC | Internal | Winter | B16 | 25 | 3700 | 0 | 85.19 | 91.88 | 10 | 0
2035 | SOCO_2_FRCC | SOCO | FRCC | Internal | Winter | B17 | 100 | 3700 | 0 | 59.74 | 66.58 | 10 | 0
2035 | SOCO_2_FRCC | SOCO | FRCC | Internal | Winter | B18 | 400 | 3700 | 0 | 59.07 | 63.81 | 10 | 0
2035 | SOCO_2_FRCC | SOCO | FRCC | Internal | Winter | B19 | 700 | 3700 | 0 | 59.07 | 63.81 | 10 | 0
2035 | SOCO_2_FRCC | SOCO | FRCC | Internal | Winter | B20 | 935 | 3700 | 0 | 54.09 | 63.81 | 10 | 0
2035 | SOCO_2_TVA_Transmission | SOCO | TVA_Transmission | Internal | Shoulder | B11 | 25 | 2600 | 0 | 87.93 | 78.93 | 10 | 0
2035 | SOCO_2_TVA_Transmission | SOCO | TVA_Transmission | Internal | Shoulder | B12 | 200 | 2600 | 0 | 56.57 | 62.49 | 10 | 0
2035 | SOCO_2_TVA_Transmission | SOCO | TVA_Transmission | Internal | Shoulder | B13 | 600 | 2600 | 0 | 55.72 | 57.04 | 10 | 0
2035 | SOCO_2_TVA_Transmission | SOCO | TVA_Transmission | Internal | Shoulder | B14 | 900 | 2600 | 0 | 55.72 | 55.94 | 10 | 0
2035 | SOCO_2_TVA_Transmission | SOCO | TVA_Transmission | Internal | Shoulder | B15 | 1203 | 2600 | 0 | 55.72 | 52.13 | 10 | 0
2035 | SOCO_2_TVA_Transmission | SOCO | TVA_Transmission | Internal | Summer | B1 | 10 | 2600 | 0 | 97.32 | 96.49 | 10 | 0
2035 | SOCO_2_TVA_Transmission | SOCO | TVA_Transmission | Internal | Summer | B2 | 25 | 2600 | 0 | 92.69 | 93.47 | 10 | 0
2035 | SOCO_2_TVA_Transmission | SOCO | TVA_Transmission | Internal | Summer | B3 | 75 | 2600 | 0 | 92.69 | 87.8 | 10 | 0
2035 | SOCO_2_TVA_Transmission | SOCO | TVA_Transmission | Internal | Summer | B4 | 100 | 2600 | 0 | 90.9 | 86.78 | 10 | 0
2035 | SOCO_2_TVA_Transmission | SOCO | TVA_Transmission | Internal | Summer | B5 | 200 | 2600 | 0 | 90.9 | 81.95 | 10 | 0
2035 | SOCO_2_TVA_Transmission | SOCO | TVA_Transmission | Internal | Summer | B6 | 300 | 2600 | 0 | 77.25 | 68.25 | 10 | 0
2035 | SOCO_2_TVA_Transmission | SOCO | TVA_Transmission | Internal | Summer | B7 | 400 | 2600 | 0 | 63.67 | 55.89 | 10 | 0
2035 | SOCO_2_TVA_Transmission | SOCO | TVA_Transmission | Internal | Summer | B8 | 500 | 2600 | 0 | 56.13 | 54.09 | 10 | 0
2035 | SOCO_2_TVA_Transmission | SOCO | TVA_Transmission | Internal | Summer | B9 | 800 | 2600 | 0 | 54.18 | 51.17 | 10 | 0
2035 | SOCO_2_TVA_Transmission | SOCO | TVA_Transmission | Internal | Summer | B10 | 1262 | 2600 | 0 | 49.99 | 46.22 | 10 | 0
2035 | SOCO_2_TVA_Transmission | SOCO | TVA_Transmission | Internal | Winter | B16 | 25 | 2600 | 0 | 85.19 | 85.19 | 10 | 0
2035 | SOCO_2_TVA_Transmission | SOCO | TVA_Transmission | Internal | Winter | B17 | 100 | 2600 | 0 | 59.74 | 64.7 | 10 | 0
2035 | SOCO_2_TVA_Transmission | SOCO | TVA_Transmission | Internal | Winter | B18 | 400 | 2600 | 0 | 59.07 | 58.9 | 10 | 0
2035 | SOCO_2_TVA_Transmission | SOCO | TVA_Transmission | Internal | Winter | B19 | 700 | 2600 | 0 | 59.07 | 55.81 | 10 | 0
2035 | SOCO_2_TVA_Transmission | SOCO | TVA_Transmission | Internal | Winter | B20 | 935 | 2600 | 0 | 54.09 | 53.32 | 10 | 0
2035 | SOCO_2_VACAR | SOCO | VACAR | Internal | Shoulder | B11 | 25 | 2000 | 0 | 87.93 | 78.93 | 10 | 0
2035 | SOCO_2_VACAR | SOCO | VACAR | Internal | Shoulder | B12 | 200 | 2000 | 0 | 56.57 | 65.1 | 10 | 0
2035 | SOCO_2_VACAR | SOCO | VACAR | Internal | Shoulder | B13 | 600 | 2000 | 0 | 55.72 | 55.49 | 10 | 0
2035 | SOCO_2_VACAR | SOCO | VACAR | Internal | Shoulder | B14 | 900 | 2000 | 0 | 55.72 | 53.49 | 10 | 0
2035 | SOCO_2_VACAR | SOCO | VACAR | Internal | Shoulder | B15 | 1203 | 2000 | 0 | 55.72 | 53.49 | 10 | 0
2035 | SOCO_2_VACAR | SOCO | VACAR | Internal | Summer | B1 | 10 | 2000 | 0 | 97.32 | 104.89 | 10 | 0
2035 | SOCO_2_VACAR | SOCO | VACAR | Internal | Summer | B2 | 25 | 2000 | 0 | 92.69 | 92.52 | 10 | 0
2035 | SOCO_2_VACAR | SOCO | VACAR | Internal | Summer | B3 | 75 | 2000 | 0 | 92.69 | 92.52 | 10 | 0
2035 | SOCO_2_VACAR | SOCO | VACAR | Internal | Summer | B4 | 100 | 2000 | 0 | 90.9 | 90.38 | 10 | 0
2035 | SOCO_2_VACAR | SOCO | VACAR | Internal | Summer | B5 | 200 | 2000 | 0 | 90.9 | 83.9 | 10 | 0
2035 | SOCO_2_VACAR | SOCO | VACAR | Internal | Summer | B6 | 300 | 2000 | 0 | 77.25 | 70.25 | 10 | 0
2035 | SOCO_2_VACAR | SOCO | VACAR | Internal | Summer | B7 | 400 | 2000 | 0 | 63.67 | 56.67 | 10 | 0
2035 | SOCO_2_VACAR | SOCO | VACAR | Internal | Summer | B8 | 500 | 2000 | 0 | 56.13 | 52.65 | 10 | 0
2035 | SOCO_2_VACAR | SOCO | VACAR | Internal | Summer | B9 | 800 | 2000 | 0 | 54.18 | 51.32 | 10 | 0
2035 | SOCO_2_VACAR | SOCO | VACAR | Internal | Summer | B10 | 1262 | 2000 | 0 | 49.99 | 51.32 | 10 | 0
2035 | SOCO_2_VACAR | SOCO | VACAR | Internal | Winter | B16 | 25 | 2000 | 607.86 | 85.19 | 95.19 | 10 | 0
2035 | SOCO_2_VACAR | SOCO | VACAR | Internal | Winter | B17 | 100 | 2000 | 1848.01 | 59.74 | 69.74 | 10 | 0
2035 | SOCO_2_VACAR | SOCO | VACAR | Internal | Winter | B18 | 400 | 2000 | 0 | 59.07 | 58.37 | 10 | 0
2035 | SOCO_2_VACAR | SOCO | VACAR | Internal | Winter | B19 | 700 | 2000 | 0 | 59.07 | 58.37 | 10 | 0
2035 | SOCO_2_VACAR | SOCO | VACAR | Internal | Winter | B20 | 935 | 2000 | 0 | 54.09 | 57.42 | 10 | 0
2035 | SPP_N_2_ENT | SPP_N | ENT | Internal | Shoulder | B11 | 25 | 1800 | 0 | 85.16 | 79.93 | 5 | 0
2035 | SPP_N_2_ENT | SPP_N | ENT | Internal | Shoulder | B12 | 200 | 1800 | 0 | 58.17 | 55.85 | 5 | 0
2035 | SPP_N_2_ENT | SPP_N | ENT | Internal | Shoulder | B13 | 600 | 1800 | 0 | 55.18 | 55.85 | 5 | 0
2035 | SPP_N_2_ENT | SPP_N | ENT | Internal | Shoulder | B14 | 900 | 1800 | 0 | 53.41 | 55.45 | 5 | 0
2035 | SPP_N_2_ENT | SPP_N | ENT | Internal | Shoulder | B15 | 1203 | 1800 | 0 | 49.27 | 53.61 | 5 | 0
2035 | SPP_N_2_ENT | SPP_N | ENT | Internal | Summer | B1 | 10 | 1800 | 0 | 91.89 | 89.32 | 5 | 0
2035 | SPP_N_2_ENT | SPP_N | ENT | Internal | Summer | B2 | 25 | 1800 | 0 | 88.32 | 88.33 | 5 | 0
2035 | SPP_N_2_ENT | SPP_N | ENT | Internal | Summer | B3 | 75 | 1800 | 0 | 88.32 | 84.69 | 5 | 0
2035 | SPP_N_2_ENT | SPP_N | ENT | Internal | Summer | B4 | 100 | 1800 | 0 | 86.14 | 82.9 | 5 | 0
2035 | SPP_N_2_ENT | SPP_N | ENT | Internal | Summer | B5 | 200 | 1800 | 0 | 84.56 | 82.9 | 5 | 0
2035 | SPP_N_2_ENT | SPP_N | ENT | Internal | Summer | B6 | 300 | 1800 | 0 | 71.57 | 71.57 | 5 | 0
2035 | SPP_N_2_ENT | SPP_N | ENT | Internal | Summer | B7 | 400 | 1800 | 0 | 55.91 | 55.67 | 5 | 0
2035 | SPP_N_2_ENT | SPP_N | ENT | Internal | Summer | B8 | 500 | 1800 | 0 | 51.71 | 54.07 | 5 | 0
2035 | SPP_N_2_ENT | SPP_N | ENT | Internal | Summer | B9 | 800 | 1800 | 0 | 51.6 | 53.39 | 5 | 0
2035 | SPP_N_2_ENT | SPP_N | ENT | Internal | Summer | B10 | 1262 | 1800 | 0 | 47.41 | 51.9 | 5 | 0
2035 | SPP_N_2_ENT | SPP_N | ENT | Internal | Winter | B16 | 25 | 1800 | 99.76 | 72.19 | 77.19 | 5 | 0
2035 | SPP_N_2_ENT | SPP_N | ENT | Internal | Winter | B17 | 100 | 1800 | 0 | 57.01 | 59.42 | 5 | 0
2035 | SPP_N_2_ENT | SPP_N | ENT | Internal | Winter | B18 | 400 | 1800 | 0 | 56.99 | 59.42 | 5 | 0
2035 | SPP_N_2_ENT | SPP_N | ENT | Internal | Winter | B19 | 700 | 1800 | 1332.8 | 53.58 | 58.58 | 5 | 0
2035 | SPP_N_2_ENT | SPP_N | ENT | Internal | Winter | B20 | 935 | 1800 | 1747.56 | 51.45 | 56.45 | 5 | 0
2035 | SPP_N_2_MISO_MO-IL | SPP_N | MISO_MO-IL | Internal | Shoulder | B11 | 25 | 2000 | 0 | 85.16 | 77.57 | 5 | 0
2035 | SPP_N_2_MISO_MO-IL | SPP_N | MISO_MO-IL | Internal | Shoulder | B12 | 200 | 2000 | 0 | 58.17 | 62.17 | 5 | 0
2035 | SPP_N_2_MISO_MO-IL | SPP_N | MISO_MO-IL | Internal | Shoulder | B13 | 600 | 2000 | 0 | 55.18 | 53.95 | 5 | 0
2035 | SPP_N_2_MISO_MO-IL | SPP_N | MISO_MO-IL | Internal | Shoulder | B14 | 900 | 2000 | 0 | 53.41 | 53.7 | 5 | 0
2035 | SPP_N_2_MISO_MO-IL | SPP_N | MISO_MO-IL | Internal | Shoulder | B15 | 1203 | 2000 | 0 | 49.27 | 46.62 | 5 | 0
2035 | SPP_N_2_MISO_MO-IL | SPP_N | MISO_MO-IL | Internal | Summer | B1 | 10 | 2000 | 940.39 | 91.89 | 96.89 | 5 | 0
2035 | SPP_N_2_MISO_MO-IL | SPP_N | MISO_MO-IL | Internal | Summer | B2 | 25 | 2000 | 0 | 88.32 | 85.47 | 5 | 0
2035 | SPP_N_2_MISO_MO-IL | SPP_N | MISO_MO-IL | Internal | Summer | B3 | 75 | 2000 | 0 | 88.32 | 83.23 | 5 | 0
2035 | SPP_N_2_MISO_MO-IL | SPP_N | MISO_MO-IL | Internal | Summer | B4 | 100 | 2000 | 0 | 86.14 | 80.94 | 5 | 0
2035 | SPP_N_2_MISO_MO-IL | SPP_N | MISO_MO-IL | Internal | Summer | B5 | 200 | 2000 | 0 | 84.56 | 77.98 | 5 | 0
2035 | SPP_N_2_MISO_MO-IL | SPP_N | MISO_MO-IL | Internal | Summer | B6 | 300 | 2000 | 0 | 71.57 | 63.57 | 5 | 0
2035 | SPP_N_2_MISO_MO-IL | SPP_N | MISO_MO-IL | Internal | Summer | B7 | 400 | 2000 | 0 | 55.91 | 52.66 | 5 | 0
2035 | SPP_N_2_MISO_MO-IL | SPP_N | MISO_MO-IL | Internal | Summer | B8 | 500 | 2000 | 0 | 51.71 | 49.33 | 5 | 0
2035 | SPP_N_2_MISO_MO-IL | SPP_N | MISO_MO-IL | Internal | Summer | B9 | 800 | 2000 | 0 | 51.6 | 45.39 | 5 | 0
2035 | SPP_N_2_MISO_MO-IL | SPP_N | MISO_MO-IL | Internal | Summer | B10 | 1262 | 2000 | 0 | 47.41 | 43.9 | 5 | 0
2035 | SPP_N_2_MISO_MO-IL | SPP_N | MISO_MO-IL | Internal | Winter | B16 | 25 | 2000 | 97.63 | 72.19 | 77.19 | 5 | 0
2035 | SPP_N_2_MISO_MO-IL | SPP_N | MISO_MO-IL | Internal | Winter | B17 | 100 | 2000 | 0.11 | 57.01 | 62 | 5 | 0
2035 | SPP_N_2_MISO_MO-IL | SPP_N | MISO_MO-IL | Internal | Winter | B18 | 400 | 2000 | 0 | 56.99 | 55.36 | 5 | 0
2035 | SPP_N_2_MISO_MO-IL | SPP_N | MISO_MO-IL | Internal | Winter | B19 | 700 | 2000 | 0 | 53.58 | 52.56 | 5 | 0
2035 | SPP_N_2_MISO_MO-IL | SPP_N | MISO_MO-IL | Internal | Winter | B20 | 935 | 2000 | 0 | 51.45 | 48.07 | 5 | 0
2035 | SPP_N_2_MISO_W | SPP_N | MISO_W | Internal | Shoulder | B11 | 25 | 750 | 0 | 85.16 | 85.15 | 5 | 0
2035 | SPP_N_2_MISO_W | SPP_N | MISO_W | Internal | Shoulder | B12 | 200 | 750 | 0 | 58.17 | 62.15 | 5 | 0
2035 | SPP_N_2_MISO_W | SPP_N | MISO_W | Internal | Shoulder | B13 | 600 | 750 | 0 | 55.18 | 53.96 | 5 | 0
2035 | SPP_N_2_MISO_W | SPP_N | MISO_W | Internal | Shoulder | B14 | 900 | 750 | 0 | 53.41 | 53.71 | 5 | 0
2035 | SPP_N_2_MISO_W | SPP_N | MISO_W | Internal | Shoulder | B15 | 1203 | 750 | 0 | 49.27 | 49.49 | 5 | 0
2035 | SPP_N_2_MISO_W | SPP_N | MISO_W | Internal | Summer | B1 | 10 | 750 | 315.72 | 91.89 | 96.89 | 5 | 0
2035 | SPP_N_2_MISO_W | SPP_N | MISO_W | Internal | Summer | B2 | 25 | 750 | 0 | 88.32 | 88.31 | 5 | 0
2035 | SPP_N_2_MISO_W | SPP_N | MISO_W | Internal | Summer | B3 | 75 | 750 | 0 | 88.32 | 88.31 | 5 | 0
2035 | SPP_N_2_MISO_W | SPP_N | MISO_W | Internal | Summer | B4 | 100 | 750 | 0 | 86.14 | 86.13 | 5 | 0
2035 | SPP_N_2_MISO_W | SPP_N | MISO_W | Internal | Summer | B5 | 200 | 750 | 0 | 84.56 | 84.55 | 5 | 0
2035 | SPP_N_2_MISO_W | SPP_N | MISO_W | Internal | Summer | B6 | 300 | 750 | 0 | 71.57 | 71.56 | 5 | 0
2035 | SPP_N_2_MISO_W | SPP_N | MISO_W | Internal | Summer | B7 | 400 | 750 | 0 | 55.91 | 52.67 | 5 | 0
2035 | SPP_N_2_MISO_W | SPP_N | MISO_W | Internal | Summer | B8 | 500 | 750 | 0 | 51.71 | 50.93 | 5 | 0
2035 | SPP_N_2_MISO_W | SPP_N | MISO_W | Internal | Summer | B9 | 800 | 750 | 0 | 51.6 | 50.9 | 5 | 0
2035 | SPP_N_2_MISO_W | SPP_N | MISO_W | Internal | Summer | B10 | 1262 | 750 | 0 | 47.41 | 44.58 | 5 | 0
2035 | SPP_N_2_MISO_W | SPP_N | MISO_W | Internal | Winter | B16 | 25 | 750 | 0.41 | 72.19 | 77.17 | 5 | 0
2035 | SPP_N_2_MISO_W | SPP_N | MISO_W | Internal | Winter | B17 | 100 | 750 | 0.12 | 57.01 | 62 | 5 | 0
2035 | SPP_N_2_MISO_W | SPP_N | MISO_W | Internal | Winter | B18 | 400 | 750 | 0 | 56.99 | 57.9 | 5 | 0
2035 | SPP_N_2_MISO_W | SPP_N | MISO_W | Internal | Winter | B19 | 700 | 750 | 0 | 53.58 | 57.63 | 5 | 0
2035 | SPP_N_2_MISO_W | SPP_N | MISO_W | Internal | Winter | B20 | 935 | 750 | 0 | 51.45 | 49.45 | 5 | 0
2035 | SPP_N_2_NE | SPP_N | NE | Internal | Shoulder | B11 | 25 | 330 | 0.22 | 85.16 | 85.15 | 0.01 | 0
2035 | SPP_N_2_NE | SPP_N | NE | Internal | Shoulder | B12 | 200 | 330 | 0.03 | 58.17 | 58.15 | 0.01 | 0
2035 | SPP_N_2_NE | SPP_N | NE | Internal | Shoulder | B13 | 600 | 330 | 0.01 | 55.18 | 55.17 | 0.01 | 0
2035 | SPP_N_2_NE | SPP_N | NE | Internal | Shoulder | B14 | 900 | 330 | 0 | 53.41 | 53.4 | 0.01 | 0
2035 | SPP_N_2_NE | SPP_N | NE | Internal | Shoulder | B15 | 1203 | 330 | 0 | 49.27 | 49.26 | 0.01 | 0
2035 | SPP_N_2_NE | SPP_N | NE | Internal | Summer | B1 | 10 | 330 | 1.01 | 91.89 | 91.89 | 0.01 | 0
2035 | SPP_N_2_NE | SPP_N | NE | Internal | Summer | B2 | 25 | 330 | 0.22 | 88.32 | 88.31 | 0.01 | 0
2035 | SPP_N_2_NE | SPP_N | NE | Internal | Summer | B3 | 75 | 330 | 0.08 | 88.32 | 88.31 | 0.01 | 0
2035 | SPP_N_2_NE | SPP_N | NE | Internal | Summer | B4 | 100 | 330 | 0.06 | 86.14 | 86.13 | 0.01 | 0
2035 | SPP_N_2_NE | SPP_N | NE | Internal | Summer | B5 | 200 | 330 | 0.03 | 84.56 | 84.55 | 0.01 | 0
2035 | SPP_N_2_NE | SPP_N | NE | Internal | Summer | B6 | 300 | 330 | 0.02 | 71.57 | 71.56 | 0.01 | 0
2035 | SPP_N_2_NE | SPP_N | NE | Internal | Summer | B7 | 400 | 330 | 0.02 | 55.91 | 55.89 | 0.01 | 0
2035 | SPP_N_2_NE | SPP_N | NE | Internal | Summer | B8 | 500 | 330 | 0 | 51.71 | 51.59 | 0.01 | 0
2035 | SPP_N_2_NE | SPP_N | NE | Internal | Summer | B9 | 800 | 330 | 0 | 51.6 | 51.59 | 0.01 | 0
2035 | SPP_N_2_NE | SPP_N | NE | Internal | Summer | B10 | 1262 | 330 | 0 | 47.41 | 44.58 | 0.01 | 0
2035 | SPP_N_2_NE | SPP_N | NE | Internal | Winter | B16 | 25 | 330 | 0.22 | 72.19 | 72.17 | 0.01 | 0
2035 | SPP_N_2_NE | SPP_N | NE | Internal | Winter | B17 | 100 | 330 | 0.06 | 57.01 | 57 | 0.01 | 0
2035 | SPP_N_2_NE | SPP_N | NE | Internal | Winter | B18 | 400 | 330 | 0.02 | 56.99 | 56.98 | 0.01 | 0
2035 | SPP_N_2_NE | SPP_N | NE | Internal | Winter | B19 | 700 | 330 | 0 | 53.58 | 53.57 | 0.01 | 0
2035 | SPP_N_2_NE | SPP_N | NE | Internal | Winter | B20 | 935 | 330 | 0 | 51.45 | 49.73 | 0.01 | 0
2035 | SPP_N_2_SPP_S | SPP_N | SPP_S | Internal | Shoulder | B11 | 25 | 4000 | 0 | 85.16 | 77.37 | 0.01 | 0
2035 | SPP_N_2_SPP_S | SPP_N | SPP_S | Internal | Shoulder | B12 | 200 | 4000 | 0 | 58.17 | 53.52 | 0.01 | 0
2035 | SPP_N_2_SPP_S | SPP_N | SPP_S | Internal | Shoulder | B13 | 600 | 4000 | 0 | 55.18 | 53.52 | 0.01 | 0
2035 | SPP_N_2_SPP_S | SPP_N | SPP_S | Internal | Shoulder | B14 | 900 | 4000 | 0 | 53.41 | 53.4 | 0.01 | 0
2035 | SPP_N_2_SPP_S | SPP_N | SPP_S | Internal | Shoulder | B15 | 1203 | 4000 | 61.68 | 49.27 | 49.28 | 0.01 | 0
2035 | SPP_N_2_SPP_S | SPP_N | SPP_S | Internal | Summer | B1 | 10 | 4000 | 0 | 91.89 | 74.74 | 0.01 | 0
2035 | SPP_N_2_SPP_S | SPP_N | SPP_S | Internal | Summer | B2 | 25 | 4000 | 0 | 88.32 | 83.33 | 0.01 | 0
2035 | SPP_N_2_SPP_S | SPP_N | SPP_S | Internal | Summer | B3 | 75 | 4000 | 0 | 88.32 | 79.69 | 0.01 | 0
2035 | SPP_N_2_SPP_S | SPP_N | SPP_S | Internal | Summer | B4 | 100 | 4000 | 0 | 86.14 | 74.74 | 0.01 | 0
2035 | SPP_N_2_SPP_S | SPP_N | SPP_S | Internal | Summer | B5 | 200 | 4000 | 0 | 84.56 | 74.74 | 0.01 | 0
2035 | SPP_N_2_SPP_S | SPP_N | SPP_S | Internal | Summer | B6 | 300 | 4000 | 0.02 | 71.57 | 71.56 | 0.01 | 0
2035 | SPP_N_2_SPP_S | SPP_N | SPP_S | Internal | Summer | B7 | 400 | 4000 | 0.02 | 55.91 | 55.89 | 0.01 | 0
2035 | SPP_N_2_SPP_S | SPP_N | SPP_S | Internal | Summer | B8 | 500 | 4000 | 245.15 | 51.71 | 51.73 | 0.01 | 0
2035 | SPP_N_2_SPP_S | SPP_N | SPP_S | Internal | Summer | B9 | 800 | 4000 | 2041.05 | 51.6 | 51.61 | 0.01 | 0
2035 | SPP_N_2_SPP_S | SPP_N | SPP_S | Internal | Summer | B10 | 1262 | 4000 | 2616.92 | 47.41 | 47.43 | 0.01 | 0
2035 | SPP_N_2_SPP_S | SPP_N | SPP_S | Internal | Winter | B16 | 25 | 4000 | 0 | 72.19 | 59.76 | 0.01 | 0
2035 | SPP_N_2_SPP_S | SPP_N | SPP_S | Internal | Winter | B17 | 100 | 4000 | 0.06 | 57.01 | 57 | 0.01 | 0
2035 | SPP_N_2_SPP_S | SPP_N | SPP_S | Internal | Winter | B18 | 400 | 4000 | 924.51 | 56.99 | 57 | 0.01 | 0
2035 | SPP_N_2_SPP_S | SPP_N | SPP_S | Internal | Winter | B19 | 700 | 4000 | 0.02 | 53.58 | 53.58 | 0.01 | 0
2035 | SPP_N_2_SPP_S | SPP_N | SPP_S | Internal | Winter | B20 | 935 | 4000 | 1156.64 | 51.45 | 51.47 | 0.01 | 0
2035 | SPP_S_2_ENT | SPP_S | ENT | Internal | Shoulder | B11 | 25 | 850 | 0 | 77.37 | 79.93 | 5 | 0
2035 | SPP_S_2_ENT | SPP_S | ENT | Internal | Shoulder | B12 | 200 | 850 | 0 | 53.52 | 55.85 | 5 | 0
2035 | SPP_S_2_ENT | SPP_S | ENT | Internal | Shoulder | B13 | 600 | 850 | 0 | 53.52 | 55.85 | 5 | 0
2035 | SPP_S_2_ENT | SPP_S | ENT | Internal | Shoulder | B14 | 900 | 850 | 0 | 53.4 | 55.45 | 5 | 0
2035 | SPP_S_2_ENT | SPP_S | ENT | Internal | Shoulder | B15 | 1203 | 850 | 0 | 49.28 | 53.61 | 5 | 0
2035 | SPP_S_2_ENT | SPP_S | ENT | Internal | Summer | B1 | 10 | 850 | 850 | 74.74 | 89.32 | 5 | 9.58
2035 | SPP_S_2_ENT | SPP_S | ENT | Internal | Summer | B2 | 25 | 850 | 843.8 | 83.33 | 88.33 | 5 | 0
2035 | SPP_S_2_ENT | SPP_S | ENT | Internal | Summer | B3 | 75 | 850 | 558.06 | 79.69 | 84.69 | 5 | 0
2035 | SPP_S_2_ENT | SPP_S | ENT | Internal | Summer | B4 | 100 | 850 | 850 | 74.74 | 82.9 | 5 | 3.15
2035 | SPP_S_2_ENT | SPP_S | ENT | Internal | Summer | B5 | 200 | 850 | 850 | 74.74 | 82.9 | 5 | 3.15
2035 | SPP_S_2_ENT | SPP_S | ENT | Internal | Summer | B6 | 300 | 850 | 0 | 71.56 | 71.57 | 5 | 0
2035 | SPP_S_2_ENT | SPP_S | ENT | Internal | Summer | B7 | 400 | 850 | 0 | 55.89 | 55.67 | 5 | 0
2035 | SPP_S_2_ENT | SPP_S | ENT | Internal | Summer | B8 | 500 | 850 | 0 | 51.73 | 54.07 | 5 | 0
2035 | SPP_S_2_ENT | SPP_S | ENT | Internal | Summer | B9 | 800 | 850 | 0 | 51.61 | 53.39 | 5 | 0
2035 | SPP_S_2_ENT | SPP_S | ENT | Internal | Summer | B10 | 1262 | 850 | 0 | 47.43 | 51.9 | 5 | 0
2035 | SPP_S_2_ENT | SPP_S | ENT | Internal | Winter | B16 | 25 | 850 | 850 | 59.76 | 77.19 | 5 | 12.42
2035 | SPP_S_2_ENT | SPP_S | ENT | Internal | Winter | B17 | 100 | 850 | 0 | 57 | 59.42 | 5 | 0
2035 | SPP_S_2_ENT | SPP_S | ENT | Internal | Winter | B18 | 400 | 850 | 0 | 57 | 59.42 | 5 | 0
2035 | SPP_S_2_ENT | SPP_S | ENT | Internal | Winter | B19 | 700 | 850 | 156.81 | 53.58 | 58.58 | 5 | 0
2035 | SPP_S_2_ENT | SPP_S | ENT | Internal | Winter | B20 | 935 | 850 | 0.01 | 51.47 | 56.45 | 5 | 0
2035 | SPP_S_2_SPP_N | SPP_S | SPP_N | Internal | Shoulder | B11 | 25 | 640 | 640 | 77.37 | 85.16 | 0.01 | 7.78
2035 | SPP_S_2_SPP_N | SPP_S | SPP_N | Internal | Shoulder | B12 | 200 | 640 | 640 | 53.52 | 58.17 | 0.01 | 4.64
2035 | SPP_S_2_SPP_N | SPP_S | SPP_N | Internal | Shoulder | B13 | 600 | 640 | 640 | 53.52 | 55.18 | 0.01 | 1.65
2035 | SPP_S_2_SPP_N | SPP_S | SPP_N | Internal | Shoulder | B14 | 900 | 640 | 231.93 | 53.4 | 53.41 | 0.01 | 0
2035 | SPP_S_2_SPP_N | SPP_S | SPP_N | Internal | Shoulder | B15 | 1203 | 640 | 0 | 49.28 | 49.27 | 0.01 | 0
2035 | SPP_S_2_SPP_N | SPP_S | SPP_N | Internal | Summer | B1 | 10 | 640 | 640 | 74.74 | 91.89 | 0.01 | 17.13
2035 | SPP_S_2_SPP_N | SPP_S | SPP_N | Internal | Summer | B2 | 25 | 640 | 640 | 83.33 | 88.32 | 0.01 | 4.99
2035 | SPP_S_2_SPP_N | SPP_S | SPP_N | Internal | Summer | B3 | 75 | 640 | 640 | 79.69 | 88.32 | 0.01 | 8.62
2035 | SPP_S_2_SPP_N | SPP_S | SPP_N | Internal | Summer | B4 | 100 | 640 | 640 | 74.74 | 86.14 | 0.01 | 11.38
2035 | SPP_S_2_SPP_N | SPP_S | SPP_N | Internal | Summer | B5 | 200 | 640 | 640 | 74.74 | 84.56 | 0.01 | 9.81
2035 | SPP_S_2_SPP_N | SPP_S | SPP_N | Internal | Summer | B6 | 300 | 640 | 188.1 | 71.56 | 71.57 | 0.01 | 0
2035 | SPP_S_2_SPP_N | SPP_S | SPP_N | Internal | Summer | B7 | 400 | 640 | 255.36 | 55.89 | 55.91 | 0.01 | 0
2035 | SPP_S_2_SPP_N | SPP_S | SPP_N | Internal | Summer | B8 | 500 | 640 | 0.01 | 51.73 | 51.71 | 0.01 | 0
2035 | SPP_S_2_SPP_N | SPP_S | SPP_N | Internal | Summer | B9 | 800 | 640 | 0 | 51.61 | 51.6 | 0.01 | 0
2035 | SPP_S_2_SPP_N | SPP_S | SPP_N | Internal | Summer | B10 | 1262 | 640 | 0 | 47.43 | 47.41 | 0.01 | 0
2035 | SPP_S_2_SPP_N | SPP_S | SPP_N | Internal | Winter | B16 | 25 | 640 | 640 | 59.76 | 72.19 | 0.01 | 12.41
2035 | SPP_S_2_SPP_N | SPP_S | SPP_N | Internal | Winter | B17 | 100 | 640 | 296.23 | 57 | 57.01 | 0.01 | 0
2035 | SPP_S_2_SPP_N | SPP_S | SPP_N | Internal | Winter | B18 | 400 | 640 | 0.02 | 57 | 56.99 | 0.01 | 0
2035 | SPP_S_2_SPP_N | SPP_S | SPP_N | Internal | Winter | B19 | 700 | 640 | 0.02 | 53.58 | 53.58 | 0.01 | 0
2035 | SPP_S_2_SPP_N | SPP_S | SPP_N | Internal | Winter | B20 | 935 | 640 | 0 | 51.47 | 51.45 | 0.01 | 0
2035 | TVA_2_ENT | TVA | ENT | Internal | Shoulder | B11 | 25 | 500 | 0 | 71.9 | 79.93 | 9 | 0
2035 | TVA_2_ENT | TVA | ENT | Internal | Shoulder | B12 | 200 | 500 | 0 | 56.1 | 55.85 | 9 | 0
2035 | TVA_2_ENT | TVA | ENT | Internal | Shoulder | B13 | 600 | 500 | 0 | 55.04 | 55.85 | 9 | 0
2035 | TVA_2_ENT | TVA | ENT | Internal | Shoulder | B14 | 900 | 500 | 0 | 55.04 | 55.45 | 9 | 0
2035 | TVA_2_ENT | TVA | ENT | Internal | Shoulder | B15 | 1203 | 500 | 0 | 52.15 | 53.61 | 9 | 0
2035 | TVA_2_ENT | TVA | ENT | Internal | Summer | B1 | 10 | 500 | 0 | 95.85 | 89.32 | 9 | 0
2035 | TVA_2_ENT | TVA | ENT | Internal | Summer | B2 | 25 | 500 | 0 | 93.49 | 88.33 | 9 | 0
2035 | TVA_2_ENT | TVA | ENT | Internal | Summer | B3 | 75 | 500 | 0 | 87.81 | 84.69 | 9 | 0
2035 | TVA_2_ENT | TVA | ENT | Internal | Summer | B4 | 100 | 500 | 0 | 86.8 | 82.9 | 9 | 0
2035 | TVA_2_ENT | TVA | ENT | Internal | Summer | B5 | 200 | 500 | 0 | 81.97 | 82.9 | 9 | 0
2035 | TVA_2_ENT | TVA | ENT | Internal | Summer | B6 | 300 | 500 | 500 | 61.51 | 71.57 | 9 | 1.06
2035 | TVA_2_ENT | TVA | ENT | Internal | Summer | B7 | 400 | 500 | 0 | 53.58 | 55.67 | 9 | 0
2035 | TVA_2_ENT | TVA | ENT | Internal | Summer | B8 | 500 | 500 | 0 | 53.58 | 54.07 | 9 | 0
2035 | TVA_2_ENT | TVA | ENT | Internal | Summer | B9 | 800 | 500 | 0 | 51.18 | 53.39 | 9 | 0
2035 | TVA_2_ENT | TVA | ENT | Internal | Summer | B10 | 1262 | 500 | 0 | 44.35 | 51.9 | 9 | 0
2035 | TVA_2_ENT | TVA | ENT | Internal | Winter | B16 | 25 | 500 | 0 | 76.19 | 77.19 | 9 | 0
2035 | TVA_2_ENT | TVA | ENT | Internal | Winter | B17 | 100 | 500 | 0 | 60.74 | 59.42 | 9 | 0
2035 | TVA_2_ENT | TVA | ENT | Internal | Winter | B18 | 400 | 500 | 0 | 53.58 | 59.42 | 9 | 0
2035 | TVA_2_ENT | TVA | ENT | Internal | Winter | B19 | 700 | 500 | 0 | 53.58 | 58.58 | 9 | 0
2035 | TVA_2_ENT | TVA | ENT | Internal | Winter | B20 | 935 | 500 | 0 | 53.34 | 56.45 | 9 | 0
2035 | TVA_2_MISO_MO-IL | TVA | MISO_MO-IL | Internal | Shoulder | B11 | 25 | 50 | 0 | 71.9 | 77.57 | 9 | 0
2035 | TVA_2_MISO_MO-IL | TVA | MISO_MO-IL | Internal | Shoulder | B12 | 200 | 50 | 0 | 56.1 | 62.17 | 9 | 0
2035 | TVA_2_MISO_MO-IL | TVA | MISO_MO-IL | Internal | Shoulder | B13 | 600 | 50 | 0 | 55.04 | 53.95 | 9 | 0
2035 | TVA_2_MISO_MO-IL | TVA | MISO_MO-IL | Internal | Shoulder | B14 | 900 | 50 | 0 | 55.04 | 53.7 | 9 | 0
2035 | TVA_2_MISO_MO-IL | TVA | MISO_MO-IL | Internal | Shoulder | B15 | 1203 | 50 | 0 | 52.15 | 46.62 | 9 | 0
2035 | TVA_2_MISO_MO-IL | TVA | MISO_MO-IL | Internal | Summer | B1 | 10 | 50 | 0 | 95.85 | 96.89 | 9 | 0
2035 | TVA_2_MISO_MO-IL | TVA | MISO_MO-IL | Internal | Summer | B2 | 25 | 50 | 0 | 93.49 | 85.47 | 9 | 0
2035 | TVA_2_MISO_MO-IL | TVA | MISO_MO-IL | Internal | Summer | B3 | 75 | 50 | 0 | 87.81 | 83.23 | 9 | 0
2035 | TVA_2_MISO_MO-IL | TVA | MISO_MO-IL | Internal | Summer | B4 | 100 | 50 | 0 | 86.8 | 80.94 | 9 | 0
2035 | TVA_2_MISO_MO-IL | TVA | MISO_MO-IL | Internal | Summer | B5 | 200 | 50 | 0 | 81.97 | 77.98 | 9 | 0
2035 | TVA_2_MISO_MO-IL | TVA | MISO_MO-IL | Internal | Summer | B6 | 300 | 50 | 0 | 61.51 | 63.57 | 9 | 0
2035 | TVA_2_MISO_MO-IL | TVA | MISO_MO-IL | Internal | Summer | B7 | 400 | 50 | 0 | 53.58 | 52.66 | 9 | 0
2035 | TVA_2_MISO_MO-IL | TVA | MISO_MO-IL | Internal | Summer | B8 | 500 | 50 | 0 | 53.58 | 49.33 | 9 | 0
2035 | TVA_2_MISO_MO-IL | TVA | MISO_MO-IL | Internal | Summer | B9 | 800 | 50 | 0 | 51.18 | 45.39 | 9 | 0
2035 | TVA_2_MISO_MO-IL | TVA | MISO_MO-IL | Internal | Summer | B10 | 1262 | 50 | 0 | 44.35 | 43.9 | 9 | 0
2035 | TVA_2_MISO_MO-IL | TVA | MISO_MO-IL | Internal | Winter | B16 | 25 | 50 | 0 | 76.19 | 77.19 | 9 | 0
2035 | TVA_2_MISO_MO-IL | TVA | MISO_MO-IL | Internal | Winter | B17 | 100 | 50 | 0 | 60.74 | 62 | 9 | 0
2035 | TVA_2_MISO_MO-IL | TVA | MISO_MO-IL | Internal | Winter | B18 | 400 | 50 | 0 | 53.58 | 55.36 | 9 | 0
2035 | TVA_2_MISO_MO-IL | TVA | MISO_MO-IL | Internal | Winter | B19 | 700 | 50 | 0 | 53.58 | 52.56 | 9 | 0
2035 | TVA_2_MISO_MO-IL | TVA | MISO_MO-IL | Internal | Winter | B20 | 935 | 50 | 0 | 53.34 | 48.07 | 9 | 0
2035 | TVA_2_NonRTO_Midwest | TVA | NonRTO_Midwest | Internal | Shoulder | B11 | 25 | 100 | 100 | 71.9 | 85.56 | 9 | 4.66
2035 | TVA_2_NonRTO_Midwest | TVA | NonRTO_Midwest | Internal | Shoulder | B12 | 200 | 100 | 100 | 56.1 | 70.15 | 9 | 5.05
2035 | TVA_2_NonRTO_Midwest | TVA | NonRTO_Midwest | Internal | Shoulder | B13 | 600 | 100 | 0 | 55.04 | 61.93 | 9 | 0
2035 | TVA_2_NonRTO_Midwest | TVA | NonRTO_Midwest | Internal | Shoulder | B14 | 900 | 100 | 0 | 55.04 | 50.47 | 9 | 0
2035 | TVA_2_NonRTO_Midwest | TVA | NonRTO_Midwest | Internal | Shoulder | B15 | 1203 | 100 | 0 | 52.15 | 44.13 | 9 | 0
2035 | TVA_2_NonRTO_Midwest | TVA | NonRTO_Midwest | Internal | Summer | B1 | 10 | 100 | 0 | 95.85 | 88.93 | 9 | 0
2035 | TVA_2_NonRTO_Midwest | TVA | NonRTO_Midwest | Internal | Summer | B2 | 25 | 100 | 0 | 93.49 | 88.93 | 9 | 0
2035 | TVA_2_NonRTO_Midwest | TVA | NonRTO_Midwest | Internal | Summer | B3 | 75 | 100 | 0 | 87.81 | 88.93 | 9 | 0
2035 | TVA_2_NonRTO_Midwest | TVA | NonRTO_Midwest | Internal | Summer | B4 | 100 | 100 | 0 | 86.8 | 88.93 | 9 | 0
2035 | TVA_2_NonRTO_Midwest | TVA | NonRTO_Midwest | Internal | Summer | B5 | 200 | 100 | 0 | 81.97 | 85.97 | 9 | 0
2035 | TVA_2_NonRTO_Midwest | TVA | NonRTO_Midwest | Internal | Summer | B6 | 300 | 100 | 100 | 61.51 | 71.56 | 9 | 1.05
2035 | TVA_2_NonRTO_Midwest | TVA | NonRTO_Midwest | Internal | Summer | B7 | 400 | 100 | 0 | 53.58 | 60.66 | 9 | 0
2035 | TVA_2_NonRTO_Midwest | TVA | NonRTO_Midwest | Internal | Summer | B8 | 500 | 100 | 0 | 53.58 | 48.9 | 9 | 0
2035 | TVA_2_NonRTO_Midwest | TVA | NonRTO_Midwest | Internal | Summer | B9 | 800 | 100 | 0 | 51.18 | 43.17 | 9 | 0
2035 | TVA_2_NonRTO_Midwest | TVA | NonRTO_Midwest | Internal | Summer | B10 | 1262 | 100 | 0 | 44.35 | 39.5 | 9 | 0
2035 | TVA_2_NonRTO_Midwest | TVA | NonRTO_Midwest | Internal | Winter | B16 | 25 | 100 | 99.59 | 76.19 | 85.2 | 9 | 0.01
2035 | TVA_2_NonRTO_Midwest | TVA | NonRTO_Midwest | Internal | Winter | B17 | 100 | 100 | 99.99 | 60.74 | 70.01 | 9 | 0.27
2035 | TVA_2_NonRTO_Midwest | TVA | NonRTO_Midwest | Internal | Winter | B18 | 400 | 100 | 100 | 53.58 | 63.37 | 9 | 0.79
2035 | TVA_2_NonRTO_Midwest | TVA | NonRTO_Midwest | Internal | Winter | B19 | 700 | 100 | 0 | 53.58 | 50.22 | 9 | 0
2035 | TVA_2_NonRTO_Midwest | TVA | NonRTO_Midwest | Internal | Winter | B20 | 935 | 100 | 0 | 53.34 | 45.32 | 9 | 0
2035 | TVA_2_PJM_ROR | TVA | PJM_ROR | Internal | Shoulder | B11 | 25 | 500 | 0 | 71.9 | 72.93 | 9 | 0
2035 | TVA_2_PJM_ROR | TVA | PJM_ROR | Internal | Shoulder | B12 | 200 | 500 | 0 | 56.1 | 63.5 | 9 | 0
2035 | TVA_2_PJM_ROR | TVA | PJM_ROR | Internal | Shoulder | B13 | 600 | 500 | 0 | 55.04 | 53.23 | 9 | 0
2035 | TVA_2_PJM_ROR | TVA | PJM_ROR | Internal | Shoulder | B14 | 900 | 500 | 0 | 55.04 | 51.71 | 9 | 0
2035 | TVA_2_PJM_ROR | TVA | PJM_ROR | Internal | Shoulder | B15 | 1203 | 500 | 0 | 52.15 | 47.49 | 9 | 0
2035 | TVA_2_PJM_ROR | TVA | PJM_ROR | Internal | Summer | B1 | 10 | 500 | 0 | 95.85 | 98.89 | 9 | 0
2035 | TVA_2_PJM_ROR | TVA | PJM_ROR | Internal | Summer | B2 | 25 | 500 | 0 | 93.49 | 86.52 | 9 | 0
2035 | TVA_2_PJM_ROR | TVA | PJM_ROR | Internal | Summer | B3 | 75 | 500 | 0 | 87.81 | 81.8 | 9 | 0
2035 | TVA_2_PJM_ROR | TVA | PJM_ROR | Internal | Summer | B4 | 100 | 500 | 0 | 86.8 | 80.78 | 9 | 0
2035 | TVA_2_PJM_ROR | TVA | PJM_ROR | Internal | Summer | B5 | 200 | 500 | 0 | 81.97 | 75.95 | 9 | 0
2035 | TVA_2_PJM_ROR | TVA | PJM_ROR | Internal | Summer | B6 | 300 | 500 | 0 | 61.51 | 62.25 | 9 | 0
2035 | TVA_2_PJM_ROR | TVA | PJM_ROR | Internal | Summer | B7 | 400 | 500 | 0 | 53.58 | 50.67 | 9 | 0
2035 | TVA_2_PJM_ROR | TVA | PJM_ROR | Internal | Summer | B8 | 500 | 500 | 0 | 53.58 | 48.79 | 9 | 0
2035 | TVA_2_PJM_ROR | TVA | PJM_ROR | Internal | Summer | B9 | 800 | 500 | 0 | 51.18 | 45.32 | 9 | 0
2035 | TVA_2_PJM_ROR | TVA | PJM_ROR | Internal | Summer | B10 | 1262 | 500 | 0 | 44.35 | 44.9 | 9 | 0
2035 | TVA_2_PJM_ROR | TVA | PJM_ROR | Internal | Winter | B16 | 25 | 500 | 0 | 76.19 | 79.19 | 9 | 0
2035 | TVA_2_PJM_ROR | TVA | PJM_ROR | Internal | Winter | B17 | 100 | 500 | 0 | 60.74 | 64.01 | 9 | 0
2035 | TVA_2_PJM_ROR | TVA | PJM_ROR | Internal | Winter | B18 | 400 | 500 | 0 | 53.58 | 57.36 | 9 | 0
2035 | TVA_2_PJM_ROR | TVA | PJM_ROR | Internal | Winter | B19 | 700 | 500 | 0 | 53.58 | 54.57 | 9 | 0
2035 | TVA_2_PJM_ROR | TVA | PJM_ROR | Internal | Winter | B20 | 935 | 500 | 0 | 53.34 | 50.07 | 9 | 0
2035 | TVA_2_SOCO | TVA | SOCO | Internal | Shoulder | B11 | 25 | 500 | 500 | 71.9 | 87.93 | 9 | 7.03
2035 | TVA_2_SOCO | TVA | SOCO | Internal | Shoulder | B12 | 200 | 500 | 0 | 56.1 | 56.57 | 9 | 0
2035 | TVA_2_SOCO | TVA | SOCO | Internal | Shoulder | B13 | 600 | 500 | 0 | 55.04 | 55.72 | 9 | 0
2035 | TVA_2_SOCO | TVA | SOCO | Internal | Shoulder | B14 | 900 | 500 | 0 | 55.04 | 55.72 | 9 | 0
2035 | TVA_2_SOCO | TVA | SOCO | Internal | Shoulder | B15 | 1203 | 500 | 0 | 52.15 | 55.72 | 9 | 0
2035 | TVA_2_SOCO | TVA | SOCO | Internal | Summer | B1 | 10 | 500 | 0 | 95.85 | 97.32 | 9 | 0
2035 | TVA_2_SOCO | TVA | SOCO | Internal | Summer | B2 | 25 | 500 | 0 | 93.49 | 92.69 | 9 | 0
2035 | TVA_2_SOCO | TVA | SOCO | Internal | Summer | B3 | 75 | 500 | 0 | 87.81 | 92.69 | 9 | 0
2035 | TVA_2_SOCO | TVA | SOCO | Internal | Summer | B4 | 100 | 500 | 0 | 86.8 | 90.9 | 9 | 0
2035 | TVA_2_SOCO | TVA | SOCO | Internal | Summer | B5 | 200 | 500 | 0 | 81.97 | 90.9 | 9 | 0
2035 | TVA_2_SOCO | TVA | SOCO | Internal | Summer | B6 | 300 | 500 | 500 | 61.51 | 77.25 | 9 | 6.73
2035 | TVA_2_SOCO | TVA | SOCO | Internal | Summer | B7 | 400 | 500 | 500 | 53.58 | 63.67 | 9 | 1.09
2035 | TVA_2_SOCO | TVA | SOCO | Internal | Summer | B8 | 500 | 500 | 0 | 53.58 | 56.13 | 9 | 0
2035 | TVA_2_SOCO | TVA | SOCO | Internal | Summer | B9 | 800 | 500 | 0 | 51.18 | 54.18 | 9 | 0
2035 | TVA_2_SOCO | TVA | SOCO | Internal | Summer | B10 | 1262 | 500 | 0 | 44.35 | 49.99 | 9 | 0
2035 | TVA_2_SOCO | TVA | SOCO | Internal | Winter | B16 | 25 | 500 | 132.22 | 76.19 | 85.19 | 9 | 0
2035 | TVA_2_SOCO | TVA | SOCO | Internal | Winter | B17 | 100 | 500 | 0 | 60.74 | 59.74 | 9 | 0
2035 | TVA_2_SOCO | TVA | SOCO | Internal | Winter | B18 | 400 | 500 | 0 | 53.58 | 59.07 | 9 | 0
2035 | TVA_2_SOCO | TVA | SOCO | Internal | Winter | B19 | 700 | 500 | 0 | 53.58 | 59.07 | 9 | 0
2035 | TVA_2_SOCO | TVA | SOCO | Internal | Winter | B20 | 935 | 500 | 0 | 53.34 | 54.09 | 9 | 0
2035 | TVA_2_VACAR | TVA | VACAR | Internal | Shoulder | B11 | 25 | 150 | 0 | 71.9 | 78.93 | 9 | 0
2035 | TVA_2_VACAR | TVA | VACAR | Internal | Shoulder | B12 | 200 | 150 | 107.98 | 56.1 | 65.1 | 9 | 0
2035 | TVA_2_VACAR | TVA | VACAR | Internal | Shoulder | B13 | 600 | 150 | 0 | 55.04 | 55.49 | 9 | 0
2035 | TVA_2_VACAR | TVA | VACAR | Internal | Shoulder | B14 | 900 | 150 | 0 | 55.04 | 53.49 | 9 | 0
2035 | TVA_2_VACAR | TVA | VACAR | Internal | Shoulder | B15 | 1203 | 150 | 0 | 52.15 | 53.49 | 9 | 0
2035 | TVA_2_VACAR | TVA | VACAR | Internal | Summer | B1 | 10 | 150 | 149.7 | 95.85 | 104.89 | 9 | 0.04
2035 | TVA_2_VACAR | TVA | VACAR | Internal | Summer | B2 | 25 | 150 | 0 | 93.49 | 92.52 | 9 | 0
2035 | TVA_2_VACAR | TVA | VACAR | Internal | Summer | B3 | 75 | 150 | 0 | 87.81 | 92.52 | 9 | 0
2035 | TVA_2_VACAR | TVA | VACAR | Internal | Summer | B4 | 100 | 150 | 0 | 86.8 | 90.38 | 9 | 0
2035 | TVA_2_VACAR | TVA | VACAR | Internal | Summer | B5 | 200 | 150 | 0 | 81.97 | 83.9 | 9 | 0
2035 | TVA_2_VACAR | TVA | VACAR | Internal | Summer | B6 | 300 | 150 | 0 | 61.51 | 70.25 | 9 | 0
2035 | TVA_2_VACAR | TVA | VACAR | Internal | Summer | B7 | 400 | 150 | 0 | 53.58 | 56.67 | 9 | 0
2035 | TVA_2_VACAR | TVA | VACAR | Internal | Summer | B8 | 500 | 150 | 0 | 53.58 | 52.65 | 9 | 0
2035 | TVA_2_VACAR | TVA | VACAR | Internal | Summer | B9 | 800 | 150 | 0 | 51.18 | 51.32 | 9 | 0
2035 | TVA_2_VACAR | TVA | VACAR | Internal | Summer | B10 | 1262 | 150 | 0 | 44.35 | 51.32 | 9 | 0
2035 | TVA_2_VACAR | TVA | VACAR | Internal | Winter | B16 | 25 | 150 | 150 | 76.19 | 95.19 | 9 | 10
2035 | TVA_2_VACAR | TVA | VACAR | Internal | Winter | B17 | 100 | 150 | 109.85 | 60.74 | 69.74 | 9 | 0
2035 | TVA_2_VACAR | TVA | VACAR | Internal | Winter | B18 | 400 | 150 | 0 | 53.58 | 58.37 | 9 | 0
2035 | TVA_2_VACAR | TVA | VACAR | Internal | Winter | B19 | 700 | 150 | 0 | 53.58 | 58.37 | 9 | 0
2035 | TVA_2_VACAR | TVA | VACAR | Internal | Winter | B20 | 935 | 150 | 0 | 53.34 | 57.42 | 9 | 0
2035 | TVA_Transmission_2_ENT | TVA_Transmission | ENT | Internal | Shoulder | B11 | 25 | 3000 | 0 | 78.93 | 79.93 | 9 | 0
2035 | TVA_Transmission_2_ENT | TVA_Transmission | ENT | Internal | Shoulder | B12 | 200 | 3000 | 0 | 62.49 | 55.85 | 9 | 0
2035 | TVA_Transmission_2_ENT | TVA_Transmission | ENT | Internal | Shoulder | B13 | 600 | 3000 | 0 | 57.04 | 55.85 | 9 | 0
2035 | TVA_Transmission_2_ENT | TVA_Transmission | ENT | Internal | Shoulder | B14 | 900 | 3000 | 0 | 55.94 | 55.45 | 9 | 0
2035 | TVA_Transmission_2_ENT | TVA_Transmission | ENT | Internal | Shoulder | B15 | 1203 | 3000 | 0 | 52.13 | 53.61 | 9 | 0
2035 | TVA_Transmission_2_ENT | TVA_Transmission | ENT | Internal | Summer | B1 | 10 | 3000 | 0 | 96.49 | 89.32 | 9 | 0
2035 | TVA_Transmission_2_ENT | TVA_Transmission | ENT | Internal | Summer | B2 | 25 | 3000 | 0 | 93.47 | 88.33 | 9 | 0
2035 | TVA_Transmission_2_ENT | TVA_Transmission | ENT | Internal | Summer | B3 | 75 | 3000 | 0 | 87.8 | 84.69 | 9 | 0
2035 | TVA_Transmission_2_ENT | TVA_Transmission | ENT | Internal | Summer | B4 | 100 | 3000 | 0 | 86.78 | 82.9 | 9 | 0
2035 | TVA_Transmission_2_ENT | TVA_Transmission | ENT | Internal | Summer | B5 | 200 | 3000 | 0 | 81.95 | 82.9 | 9 | 0
2035 | TVA_Transmission_2_ENT | TVA_Transmission | ENT | Internal | Summer | B6 | 300 | 3000 | 0 | 68.25 | 71.57 | 9 | 0
2035 | TVA_Transmission_2_ENT | TVA_Transmission | ENT | Internal | Summer | B7 | 400 | 3000 | 0 | 55.89 | 55.67 | 9 | 0
2035 | TVA_Transmission_2_ENT | TVA_Transmission | ENT | Internal | Summer | B8 | 500 | 3000 | 0 | 54.09 | 54.07 | 9 | 0
2035 | TVA_Transmission_2_ENT | TVA_Transmission | ENT | Internal | Summer | B9 | 800 | 3000 | 0 | 51.17 | 53.39 | 9 | 0
2035 | TVA_Transmission_2_ENT | TVA_Transmission | ENT | Internal | Summer | B10 | 1262 | 3000 | 0 | 46.22 | 51.9 | 9 | 0
2035 | TVA_Transmission_2_ENT | TVA_Transmission | ENT | Internal | Winter | B16 | 25 | 3000 | 0 | 85.19 | 77.19 | 9 | 0
2035 | TVA_Transmission_2_ENT | TVA_Transmission | ENT | Internal | Winter | B17 | 100 | 3000 | 0 | 64.7 | 59.42 | 9 | 0
2035 | TVA_Transmission_2_ENT | TVA_Transmission | ENT | Internal | Winter | B18 | 400 | 3000 | 0 | 58.9 | 59.42 | 9 | 0
2035 | TVA_Transmission_2_ENT | TVA_Transmission | ENT | Internal | Winter | B19 | 700 | 3000 | 0 | 55.81 | 58.58 | 9 | 0
2035 | TVA_Transmission_2_ENT | TVA_Transmission | ENT | Internal | Winter | B20 | 935 | 3000 | 0 | 53.32 | 56.45 | 9 | 0
2035 | TVA_Transmission_2_MISO_MO-IL | TVA_Transmission | MISO_MO-IL | Internal | Shoulder | B11 | 25 | 4000 | 0 | 78.93 | 77.57 | 9 | 0
2035 | TVA_Transmission_2_MISO_MO-IL | TVA_Transmission | MISO_MO-IL | Internal | Shoulder | B12 | 200 | 4000 | 0 | 62.49 | 62.17 | 9 | 0
2035 | TVA_Transmission_2_MISO_MO-IL | TVA_Transmission | MISO_MO-IL | Internal | Shoulder | B13 | 600 | 4000 | 0 | 57.04 | 53.95 | 9 | 0
2035 | TVA_Transmission_2_MISO_MO-IL | TVA_Transmission | MISO_MO-IL | Internal | Shoulder | B14 | 900 | 4000 | 0 | 55.94 | 53.7 | 9 | 0
2035 | TVA_Transmission_2_MISO_MO-IL | TVA_Transmission | MISO_MO-IL | Internal | Shoulder | B15 | 1203 | 4000 | 0 | 52.13 | 46.62 | 9 | 0
2035 | TVA_Transmission_2_MISO_MO-IL | TVA_Transmission | MISO_MO-IL | Internal | Summer | B1 | 10 | 4000 | 0 | 96.49 | 96.89 | 9 | 0
2035 | TVA_Transmission_2_MISO_MO-IL | TVA_Transmission | MISO_MO-IL | Internal | Summer | B2 | 25 | 4000 | 0 | 93.47 | 85.47 | 9 | 0
2035 | TVA_Transmission_2_MISO_MO-IL | TVA_Transmission | MISO_MO-IL | Internal | Summer | B3 | 75 | 4000 | 0 | 87.8 | 83.23 | 9 | 0
2035 | TVA_Transmission_2_MISO_MO-IL | TVA_Transmission | MISO_MO-IL | Internal | Summer | B4 | 100 | 4000 | 0 | 86.78 | 80.94 | 9 | 0
2035 | TVA_Transmission_2_MISO_MO-IL | TVA_Transmission | MISO_MO-IL | Internal | Summer | B5 | 200 | 4000 | 0 | 81.95 | 77.98 | 9 | 0
2035 | TVA_Transmission_2_MISO_MO-IL | TVA_Transmission | MISO_MO-IL | Internal | Summer | B6 | 300 | 4000 | 0 | 68.25 | 63.57 | 9 | 0
2035 | TVA_Transmission_2_MISO_MO-IL | TVA_Transmission | MISO_MO-IL | Internal | Summer | B7 | 400 | 4000 | 0 | 55.89 | 52.66 | 9 | 0
2035 | TVA_Transmission_2_MISO_MO-IL | TVA_Transmission | MISO_MO-IL | Internal | Summer | B8 | 500 | 4000 | 0 | 54.09 | 49.33 | 9 | 0
2035 | TVA_Transmission_2_MISO_MO-IL | TVA_Transmission | MISO_MO-IL | Internal | Summer | B9 | 800 | 4000 | 0 | 51.17 | 45.39 | 9 | 0
2035 | TVA_Transmission_2_MISO_MO-IL | TVA_Transmission | MISO_MO-IL | Internal | Summer | B10 | 1262 | 4000 | 0 | 46.22 | 43.9 | 9 | 0
2035 | TVA_Transmission_2_MISO_MO-IL | TVA_Transmission | MISO_MO-IL | Internal | Winter | B16 | 25 | 4000 | 0 | 85.19 | 77.19 | 9 | 0
2035 | TVA_Transmission_2_MISO_MO-IL | TVA_Transmission | MISO_MO-IL | Internal | Winter | B17 | 100 | 4000 | 0 | 64.7 | 62 | 9 | 0
2035 | TVA_Transmission_2_MISO_MO-IL | TVA_Transmission | MISO_MO-IL | Internal | Winter | B18 | 400 | 4000 | 0 | 58.9 | 55.36 | 9 | 0
2035 | TVA_Transmission_2_MISO_MO-IL | TVA_Transmission | MISO_MO-IL | Internal | Winter | B19 | 700 | 4000 | 0 | 55.81 | 52.56 | 9 | 0
2035 | TVA_Transmission_2_MISO_MO-IL | TVA_Transmission | MISO_MO-IL | Internal | Winter | B20 | 935 | 4000 | 0 | 53.32 | 48.07 | 9 | 0
2035 | TVA_Transmission_2_NonRTO_Midwest | TVA_Transmission | NonRTO_Midwest | Internal | Shoulder | B11 | 25 | 700 | 0 | 78.93 | 85.56 | 9 | 0
2035 | TVA_Transmission_2_NonRTO_Midwest | TVA_Transmission | NonRTO_Midwest | Internal | Shoulder | B12 | 200 | 700 | 0 | 62.49 | 70.15 | 9 | 0
2035 | TVA_Transmission_2_NonRTO_Midwest | TVA_Transmission | NonRTO_Midwest | Internal | Shoulder | B13 | 600 | 700 | 0 | 57.04 | 61.93 | 9 | 0
2035 | TVA_Transmission_2_NonRTO_Midwest | TVA_Transmission | NonRTO_Midwest | Internal | Shoulder | B14 | 900 | 700 | 0 | 55.94 | 50.47 | 9 | 0
2035 | TVA_Transmission_2_NonRTO_Midwest | TVA_Transmission | NonRTO_Midwest | Internal | Shoulder | B15 | 1203 | 700 | 0 | 52.13 | 44.13 | 9 | 0
2035 | TVA_Transmission_2_NonRTO_Midwest | TVA_Transmission | NonRTO_Midwest | Internal | Summer | B1 | 10 | 700 | 0 | 96.49 | 88.93 | 9 | 0
2035 | TVA_Transmission_2_NonRTO_Midwest | TVA_Transmission | NonRTO_Midwest | Internal | Summer | B2 | 25 | 700 | 0 | 93.47 | 88.93 | 9 | 0
2035 | TVA_Transmission_2_NonRTO_Midwest | TVA_Transmission | NonRTO_Midwest | Internal | Summer | B3 | 75 | 700 | 0 | 87.8 | 88.93 | 9 | 0
2035 | TVA_Transmission_2_NonRTO_Midwest | TVA_Transmission | NonRTO_Midwest | Internal | Summer | B4 | 100 | 700 | 0 | 86.78 | 88.93 | 9 | 0
2035 | TVA_Transmission_2_NonRTO_Midwest | TVA_Transmission | NonRTO_Midwest | Internal | Summer | B5 | 200 | 700 | 0 | 81.95 | 85.97 | 9 | 0
2035 | TVA_Transmission_2_NonRTO_Midwest | TVA_Transmission | NonRTO_Midwest | Internal | Summer | B6 | 300 | 700 | 0 | 68.25 | 71.56 | 9 | 0
2035 | TVA_Transmission_2_NonRTO_Midwest | TVA_Transmission | NonRTO_Midwest | Internal | Summer | B7 | 400 | 700 | 0 | 55.89 | 60.66 | 9 | 0
2035 | TVA_Transmission_2_NonRTO_Midwest | TVA_Transmission | NonRTO_Midwest | Internal | Summer | B8 | 500 | 700 | 0 | 54.09 | 48.9 | 9 | 0
2035 | TVA_Transmission_2_NonRTO_Midwest | TVA_Transmission | NonRTO_Midwest | Internal | Summer | B9 | 800 | 700 | 0 | 51.17 | 43.17 | 9 | 0
2035 | TVA_Transmission_2_NonRTO_Midwest | TVA_Transmission | NonRTO_Midwest | Internal | Summer | B10 | 1262 | 700 | 0 | 46.22 | 39.5 | 9 | 0
2035 | TVA_Transmission_2_NonRTO_Midwest | TVA_Transmission | NonRTO_Midwest | Internal | Winter | B16 | 25 | 700 | 0 | 85.19 | 85.2 | 9 | 0
2035 | TVA_Transmission_2_NonRTO_Midwest | TVA_Transmission | NonRTO_Midwest | Internal | Winter | B17 | 100 | 700 | 0 | 64.7 | 70.01 | 9 | 0
2035 | TVA_Transmission_2_NonRTO_Midwest | TVA_Transmission | NonRTO_Midwest | Internal | Winter | B18 | 400 | 700 | 0 | 58.9 | 63.37 | 9 | 0
2035 | TVA_Transmission_2_NonRTO_Midwest | TVA_Transmission | NonRTO_Midwest | Internal | Winter | B19 | 700 | 700 | 0 | 55.81 | 50.22 | 9 | 0
2035 | TVA_Transmission_2_NonRTO_Midwest | TVA_Transmission | NonRTO_Midwest | Internal | Winter | B20 | 935 | 700 | 0 | 53.32 | 45.32 | 9 | 0
2035 | TVA_Transmission_2_PJM_ROR | TVA_Transmission | PJM_ROR | Internal | Shoulder | B11 | 25 | 2000 | 0 | 78.93 | 72.93 | 9 | 0
2035 | TVA_Transmission_2_PJM_ROR | TVA_Transmission | PJM_ROR | Internal | Shoulder | B12 | 200 | 2000 | 0 | 62.49 | 63.5 | 9 | 0
2035 | TVA_Transmission_2_PJM_ROR | TVA_Transmission | PJM_ROR | Internal | Shoulder | B13 | 600 | 2000 | 0 | 57.04 | 53.23 | 9 | 0
2035 | TVA_Transmission_2_PJM_ROR | TVA_Transmission | PJM_ROR | Internal | Shoulder | B14 | 900 | 2000 | 0 | 55.94 | 51.71 | 9 | 0
2035 | TVA_Transmission_2_PJM_ROR | TVA_Transmission | PJM_ROR | Internal | Shoulder | B15 | 1203 | 2000 | 0 | 52.13 | 47.49 | 9 | 0
2035 | TVA_Transmission_2_PJM_ROR | TVA_Transmission | PJM_ROR | Internal | Summer | B1 | 10 | 2000 | 0 | 96.49 | 98.89 | 9 | 0
2035 | TVA_Transmission_2_PJM_ROR | TVA_Transmission | PJM_ROR | Internal | Summer | B2 | 25 | 2000 | 0 | 93.47 | 86.52 | 9 | 0
2035 | TVA_Transmission_2_PJM_ROR | TVA_Transmission | PJM_ROR | Internal | Summer | B3 | 75 | 2000 | 0 | 87.8 | 81.8 | 9 | 0
2035 | TVA_Transmission_2_PJM_ROR | TVA_Transmission | PJM_ROR | Internal | Summer | B4 | 100 | 2000 | 0 | 86.78 | 80.78 | 9 | 0
2035 | TVA_Transmission_2_PJM_ROR | TVA_Transmission | PJM_ROR | Internal | Summer | B5 | 200 | 2000 | 0 | 81.95 | 75.95 | 9 | 0
2035 | TVA_Transmission_2_PJM_ROR | TVA_Transmission | PJM_ROR | Internal | Summer | B6 | 300 | 2000 | 0 | 68.25 | 62.25 | 9 | 0
2035 | TVA_Transmission_2_PJM_ROR | TVA_Transmission | PJM_ROR | Internal | Summer | B7 | 400 | 2000 | 0 | 55.89 | 50.67 | 9 | 0
2035 | TVA_Transmission_2_PJM_ROR | TVA_Transmission | PJM_ROR | Internal | Summer | B8 | 500 | 2000 | 0 | 54.09 | 48.79 | 9 | 0
2035 | TVA_Transmission_2_PJM_ROR | TVA_Transmission | PJM_ROR | Internal | Summer | B9 | 800 | 2000 | 0 | 51.17 | 45.32 | 9 | 0
2035 | TVA_Transmission_2_PJM_ROR | TVA_Transmission | PJM_ROR | Internal | Summer | B10 | 1262 | 2000 | 0 | 46.22 | 44.9 | 9 | 0
2035 | TVA_Transmission_2_PJM_ROR | TVA_Transmission | PJM_ROR | Internal | Winter | B16 | 25 | 2000 | 0 | 85.19 | 79.19 | 9 | 0
2035 | TVA_Transmission_2_PJM_ROR | TVA_Transmission | PJM_ROR | Internal | Winter | B17 | 100 | 2000 | 0 | 64.7 | 64.01 | 9 | 0
2035 | TVA_Transmission_2_PJM_ROR | TVA_Transmission | PJM_ROR | Internal | Winter | B18 | 400 | 2000 | 0 | 58.9 | 57.36 | 9 | 0
2035 | TVA_Transmission_2_PJM_ROR | TVA_Transmission | PJM_ROR | Internal | Winter | B19 | 700 | 2000 | 0 | 55.81 | 54.57 | 9 | 0
2035 | TVA_Transmission_2_PJM_ROR | TVA_Transmission | PJM_ROR | Internal | Winter | B20 | 935 | 2000 | 0 | 53.32 | 50.07 | 9 | 0
2035 | TVA_Transmission_2_SOCO | TVA_Transmission | SOCO | Internal | Shoulder | B11 | 25 | 3200 | 508.16 | 78.93 | 87.93 | 9 | 0
2035 | TVA_Transmission_2_SOCO | TVA_Transmission | SOCO | Internal | Shoulder | B12 | 200 | 3200 | 0 | 62.49 | 56.57 | 9 | 0
2035 | TVA_Transmission_2_SOCO | TVA_Transmission | SOCO | Internal | Shoulder | B13 | 600 | 3200 | 0 | 57.04 | 55.72 | 9 | 0
2035 | TVA_Transmission_2_SOCO | TVA_Transmission | SOCO | Internal | Shoulder | B14 | 900 | 3200 | 0 | 55.94 | 55.72 | 9 | 0
2035 | TVA_Transmission_2_SOCO | TVA_Transmission | SOCO | Internal | Shoulder | B15 | 1203 | 3200 | 0 | 52.13 | 55.72 | 9 | 0
2035 | TVA_Transmission_2_SOCO | TVA_Transmission | SOCO | Internal | Summer | B1 | 10 | 3200 | 0 | 96.49 | 97.32 | 9 | 0
2035 | TVA_Transmission_2_SOCO | TVA_Transmission | SOCO | Internal | Summer | B2 | 25 | 3200 | 0 | 93.47 | 92.69 | 9 | 0
2035 | TVA_Transmission_2_SOCO | TVA_Transmission | SOCO | Internal | Summer | B3 | 75 | 3200 | 0 | 87.8 | 92.69 | 9 | 0
2035 | TVA_Transmission_2_SOCO | TVA_Transmission | SOCO | Internal | Summer | B4 | 100 | 3200 | 0 | 86.78 | 90.9 | 9 | 0
2035 | TVA_Transmission_2_SOCO | TVA_Transmission | SOCO | Internal | Summer | B5 | 200 | 3200 | 0.01 | 81.95 | 90.9 | 9 | 0
2035 | TVA_Transmission_2_SOCO | TVA_Transmission | SOCO | Internal | Summer | B6 | 300 | 3200 | 215.9 | 68.25 | 77.25 | 9 | 0
2035 | TVA_Transmission_2_SOCO | TVA_Transmission | SOCO | Internal | Summer | B7 | 400 | 3200 | 0 | 55.89 | 63.67 | 9 | 0
2035 | TVA_Transmission_2_SOCO | TVA_Transmission | SOCO | Internal | Summer | B8 | 500 | 3200 | 0 | 54.09 | 56.13 | 9 | 0
2035 | TVA_Transmission_2_SOCO | TVA_Transmission | SOCO | Internal | Summer | B9 | 800 | 3200 | 0 | 51.17 | 54.18 | 9 | 0
2035 | TVA_Transmission_2_SOCO | TVA_Transmission | SOCO | Internal | Summer | B10 | 1262 | 3200 | 0 | 46.22 | 49.99 | 9 | 0
2035 | TVA_Transmission_2_SOCO | TVA_Transmission | SOCO | Internal | Winter | B16 | 25 | 3200 | 0 | 85.19 | 85.19 | 9 | 0
2035 | TVA_Transmission_2_SOCO | TVA_Transmission | SOCO | Internal | Winter | B17 | 100 | 3200 | 0 | 64.7 | 59.74 | 9 | 0
2035 | TVA_Transmission_2_SOCO | TVA_Transmission | SOCO | Internal | Winter | B18 | 400 | 3200 | 0 | 58.9 | 59.07 | 9 | 0
2035 | TVA_Transmission_2_SOCO | TVA_Transmission | SOCO | Internal | Winter | B19 | 700 | 3200 | 0 | 55.81 | 59.07 | 9 | 0
2035 | TVA_Transmission_2_SOCO | TVA_Transmission | SOCO | Internal | Winter | B20 | 935 | 3200 | 0 | 53.32 | 54.09 | 9 | 0
2035 | TVA_Transmission_2_TVA | TVA_Transmission | TVA | Internal | Shoulder | B11 | 25 | 99999 | 0 | 78.93 | 71.9 | 0.01 | 0
2035 | TVA_Transmission_2_TVA | TVA_Transmission | TVA | Internal | Shoulder | B12 | 200 | 99999 | 0 | 62.49 | 56.1 | 0.01 | 0
2035 | TVA_Transmission_2_TVA | TVA_Transmission | TVA | Internal | Shoulder | B13 | 600 | 99999 | 0 | 57.04 | 55.04 | 0.01 | 0
2035 | TVA_Transmission_2_TVA | TVA_Transmission | TVA | Internal | Shoulder | B14 | 900 | 99999 | 0 | 55.94 | 55.04 | 0.01 | 0
2035 | TVA_Transmission_2_TVA | TVA_Transmission | TVA | Internal | Shoulder | B15 | 1203 | 99999 | 578.93 | 52.13 | 52.15 | 0.01 | 0
2035 | TVA_Transmission_2_TVA | TVA_Transmission | TVA | Internal | Summer | B1 | 10 | 99999 | 0.02 | 96.49 | 95.85 | 0.01 | 0
2035 | TVA_Transmission_2_TVA | TVA_Transmission | TVA | Internal | Summer | B2 | 25 | 99999 | 2970.55 | 93.47 | 93.49 | 0.01 | 0
2035 | TVA_Transmission_2_TVA | TVA_Transmission | TVA | Internal | Summer | B3 | 75 | 99999 | 1184.24 | 87.8 | 87.81 | 0.01 | 0
2035 | TVA_Transmission_2_TVA | TVA_Transmission | TVA | Internal | Summer | B4 | 100 | 99999 | 1564.93 | 86.78 | 86.8 | 0.01 | 0
2035 | TVA_Transmission_2_TVA | TVA_Transmission | TVA | Internal | Summer | B5 | 200 | 99999 | 508.48 | 81.95 | 81.97 | 0.01 | 0
2035 | TVA_Transmission_2_TVA | TVA_Transmission | TVA | Internal | Summer | B6 | 300 | 99999 | 0 | 68.25 | 61.51 | 0.01 | 0
2035 | TVA_Transmission_2_TVA | TVA_Transmission | TVA | Internal | Summer | B7 | 400 | 99999 | 0 | 55.89 | 53.58 | 0.01 | 0
2035 | TVA_Transmission_2_TVA | TVA_Transmission | TVA | Internal | Summer | B8 | 500 | 99999 | 0 | 54.09 | 53.58 | 0.01 | 0
2035 | TVA_Transmission_2_TVA | TVA_Transmission | TVA | Internal | Summer | B9 | 800 | 99999 | 329.56 | 51.17 | 51.18 | 0.01 | 0
2035 | TVA_Transmission_2_TVA | TVA_Transmission | TVA | Internal | Summer | B10 | 1262 | 99999 | 0 | 46.22 | 44.35 | 0.01 | 0
2035 | TVA_Transmission_2_TVA | TVA_Transmission | TVA | Internal | Winter | B16 | 25 | 99999 | 0 | 85.19 | 76.19 | 0.01 | 0
2035 | TVA_Transmission_2_TVA | TVA_Transmission | TVA | Internal | Winter | B17 | 100 | 99999 | 0 | 64.7 | 60.74 | 0.01 | 0
2035 | TVA_Transmission_2_TVA | TVA_Transmission | TVA | Internal | Winter | B18 | 400 | 99999 | 0 | 58.9 | 53.58 | 0.01 | 0
2035 | TVA_Transmission_2_TVA | TVA_Transmission | TVA | Internal | Winter | B19 | 700 | 99999 | 0 | 55.81 | 53.58 | 0.01 | 0
2035 | TVA_Transmission_2_TVA | TVA_Transmission | TVA | Internal | Winter | B20 | 935 | 99999 | 1034.26 | 53.32 | 53.34 | 0.01 | 0
2035 | TVA_Transmission_2_VACAR | TVA_Transmission | VACAR | Internal | Shoulder | B11 | 25 | 900 | 0 | 78.93 | 78.93 | 9 | 0
2035 | TVA_Transmission_2_VACAR | TVA_Transmission | VACAR | Internal | Shoulder | B12 | 200 | 900 | 0 | 62.49 | 65.1 | 9 | 0
2035 | TVA_Transmission_2_VACAR | TVA_Transmission | VACAR | Internal | Shoulder | B13 | 600 | 900 | 0 | 57.04 | 55.49 | 9 | 0
2035 | TVA_Transmission_2_VACAR | TVA_Transmission | VACAR | Internal | Shoulder | B14 | 900 | 900 | 0 | 55.94 | 53.49 | 9 | 0
2035 | TVA_Transmission_2_VACAR | TVA_Transmission | VACAR | Internal | Shoulder | B15 | 1203 | 900 | 0 | 52.13 | 53.49 | 9 | 0
2035 | TVA_Transmission_2_VACAR | TVA_Transmission | VACAR | Internal | Summer | B1 | 10 | 900 | 0.03 | 96.49 | 104.89 | 9 | 0
2035 | TVA_Transmission_2_VACAR | TVA_Transmission | VACAR | Internal | Summer | B2 | 25 | 900 | 0 | 93.47 | 92.52 | 9 | 0
2035 | TVA_Transmission_2_VACAR | TVA_Transmission | VACAR | Internal | Summer | B3 | 75 | 900 | 0 | 87.8 | 92.52 | 9 | 0
2035 | TVA_Transmission_2_VACAR | TVA_Transmission | VACAR | Internal | Summer | B4 | 100 | 900 | 0 | 86.78 | 90.38 | 9 | 0
2035 | TVA_Transmission_2_VACAR | TVA_Transmission | VACAR | Internal | Summer | B5 | 200 | 900 | 0 | 81.95 | 83.9 | 9 | 0
2035 | TVA_Transmission_2_VACAR | TVA_Transmission | VACAR | Internal | Summer | B6 | 300 | 900 | 0 | 68.25 | 70.25 | 9 | 0
2035 | TVA_Transmission_2_VACAR | TVA_Transmission | VACAR | Internal | Summer | B7 | 400 | 900 | 0 | 55.89 | 56.67 | 9 | 0
2035 | TVA_Transmission_2_VACAR | TVA_Transmission | VACAR | Internal | Summer | B8 | 500 | 900 | 0 | 54.09 | 52.65 | 9 | 0
2035 | TVA_Transmission_2_VACAR | TVA_Transmission | VACAR | Internal | Summer | B9 | 800 | 900 | 0 | 51.17 | 51.32 | 9 | 0
2035 | TVA_Transmission_2_VACAR | TVA_Transmission | VACAR | Internal | Summer | B10 | 1262 | 900 | 0 | 46.22 | 51.32 | 9 | 0
2035 | TVA_Transmission_2_VACAR | TVA_Transmission | VACAR | Internal | Winter | B16 | 25 | 900 | 899.99 | 85.19 | 95.19 | 9 | 1
2035 | TVA_Transmission_2_VACAR | TVA_Transmission | VACAR | Internal | Winter | B17 | 100 | 900 | 0 | 64.7 | 69.74 | 9 | 0
2035 | TVA_Transmission_2_VACAR | TVA_Transmission | VACAR | Internal | Winter | B18 | 400 | 900 | 0 | 58.9 | 58.37 | 9 | 0
2035 | TVA_Transmission_2_VACAR | TVA_Transmission | VACAR | Internal | Winter | B19 | 700 | 900 | 0 | 55.81 | 58.37 | 9 | 0
2035 | TVA_Transmission_2_VACAR | TVA_Transmission | VACAR | Internal | Winter | B20 | 935 | 900 | 0 | 53.32 | 57.42 | 9 | 0
2035 | VACAR_2_PJM_ROR | VACAR | PJM_ROR | Internal | Shoulder | B11 | 25 | 2000 | 0 | 78.93 | 72.93 | 7 | 0
2035 | VACAR_2_PJM_ROR | VACAR | PJM_ROR | Internal | Shoulder | B12 | 200 | 2000 | 0 | 65.1 | 63.5 | 7 | 0
2035 | VACAR_2_PJM_ROR | VACAR | PJM_ROR | Internal | Shoulder | B13 | 600 | 2000 | 0 | 55.49 | 53.23 | 7 | 0
2035 | VACAR_2_PJM_ROR | VACAR | PJM_ROR | Internal | Shoulder | B14 | 900 | 2000 | 0 | 53.49 | 51.71 | 7 | 0
2035 | VACAR_2_PJM_ROR | VACAR | PJM_ROR | Internal | Shoulder | B15 | 1203 | 2000 | 0 | 53.49 | 47.49 | 7 | 0
2035 | VACAR_2_PJM_ROR | VACAR | PJM_ROR | Internal | Summer | B1 | 10 | 2000 | 0 | 104.89 | 98.89 | 7 | 0
2035 | VACAR_2_PJM_ROR | VACAR | PJM_ROR | Internal | Summer | B2 | 25 | 2000 | 0 | 92.52 | 86.52 | 7 | 0
2035 | VACAR_2_PJM_ROR | VACAR | PJM_ROR | Internal | Summer | B3 | 75 | 2000 | 0 | 92.52 | 81.8 | 7 | 0
2035 | VACAR_2_PJM_ROR | VACAR | PJM_ROR | Internal | Summer | B4 | 100 | 2000 | 0 | 90.38 | 80.78 | 7 | 0
2035 | VACAR_2_PJM_ROR | VACAR | PJM_ROR | Internal | Summer | B5 | 200 | 2000 | 0 | 83.9 | 75.95 | 7 | 0
2035 | VACAR_2_PJM_ROR | VACAR | PJM_ROR | Internal | Summer | B6 | 300 | 2000 | 0 | 70.25 | 62.25 | 7 | 0
2035 | VACAR_2_PJM_ROR | VACAR | PJM_ROR | Internal | Summer | B7 | 400 | 2000 | 0 | 56.67 | 50.67 | 7 | 0
2035 | VACAR_2_PJM_ROR | VACAR | PJM_ROR | Internal | Summer | B8 | 500 | 2000 | 0 | 52.65 | 48.79 | 7 | 0
2035 | VACAR_2_PJM_ROR | VACAR | PJM_ROR | Internal | Summer | B9 | 800 | 2000 | 0 | 51.32 | 45.32 | 7 | 0
2035 | VACAR_2_PJM_ROR | VACAR | PJM_ROR | Internal | Summer | B10 | 1262 | 2000 | 0 | 51.32 | 44.9 | 7 | 0
2035 | VACAR_2_PJM_ROR | VACAR | PJM_ROR | Internal | Winter | B16 | 25 | 2000 | 0 | 95.19 | 79.19 | 7 | 0
2035 | VACAR_2_PJM_ROR | VACAR | PJM_ROR | Internal | Winter | B17 | 100 | 2000 | 0 | 69.74 | 64.01 | 7 | 0
2035 | VACAR_2_PJM_ROR | VACAR | PJM_ROR | Internal | Winter | B18 | 400 | 2000 | 0 | 58.37 | 57.36 | 7 | 0
2035 | VACAR_2_PJM_ROR | VACAR | PJM_ROR | Internal | Winter | B19 | 700 | 2000 | 0 | 58.37 | 54.57 | 7 | 0
2035 | VACAR_2_PJM_ROR | VACAR | PJM_ROR | Internal | Winter | B20 | 935 | 2000 | 0 | 57.42 | 50.07 | 7 | 0
2035 | VACAR_2_SOCO | VACAR | SOCO | Internal | Shoulder | B11 | 25 | 3000 | 3000 | 78.93 | 87.93 | 7 | 2
2035 | VACAR_2_SOCO | VACAR | SOCO | Internal | Shoulder | B12 | 200 | 3000 | 0 | 65.1 | 56.57 | 7 | 0
2035 | VACAR_2_SOCO | VACAR | SOCO | Internal | Shoulder | B13 | 600 | 3000 | 0 | 55.49 | 55.72 | 7 | 0
2035 | VACAR_2_SOCO | VACAR | SOCO | Internal | Shoulder | B14 | 900 | 3000 | 0 | 53.49 | 55.72 | 7 | 0
2035 | VACAR_2_SOCO | VACAR | SOCO | Internal | Shoulder | B15 | 1203 | 3000 | 0 | 53.49 | 55.72 | 7 | 0
2035 | VACAR_2_SOCO | VACAR | SOCO | Internal | Summer | B1 | 10 | 3000 | 0 | 104.89 | 97.32 | 7 | 0
2035 | VACAR_2_SOCO | VACAR | SOCO | Internal | Summer | B2 | 25 | 3000 | 0 | 92.52 | 92.69 | 7 | 0
2035 | VACAR_2_SOCO | VACAR | SOCO | Internal | Summer | B3 | 75 | 3000 | 0 | 92.52 | 92.69 | 7 | 0
2035 | VACAR_2_SOCO | VACAR | SOCO | Internal | Summer | B4 | 100 | 3000 | 0 | 90.38 | 90.9 | 7 | 0
2035 | VACAR_2_SOCO | VACAR | SOCO | Internal | Summer | B5 | 200 | 3000 | 457.71 | 83.9 | 90.9 | 7 | 0
2035 | VACAR_2_SOCO | VACAR | SOCO | Internal | Summer | B6 | 300 | 3000 | 413.14 | 70.25 | 77.25 | 7 | 0
2035 | VACAR_2_SOCO | VACAR | SOCO | Internal | Summer | B7 | 400 | 3000 | 1440.9 | 56.67 | 63.67 | 7 | 0
2035 | VACAR_2_SOCO | VACAR | SOCO | Internal | Summer | B8 | 500 | 3000 | 0 | 52.65 | 56.13 | 7 | 0
2035 | VACAR_2_SOCO | VACAR | SOCO | Internal | Summer | B9 | 800 | 3000 | 0 | 51.32 | 54.18 | 7 | 0
2035 | VACAR_2_SOCO | VACAR | SOCO | Internal | Summer | B10 | 1262 | 3000 | 0 | 51.32 | 49.99 | 7 | 0
2035 | VACAR_2_SOCO | VACAR | SOCO | Internal | Winter | B16 | 25 | 3000 | 0 | 95.19 | 85.19 | 7 | 0
2035 | VACAR_2_SOCO | VACAR | SOCO | Internal | Winter | B17 | 100 | 3000 | 0 | 69.74 | 59.74 | 7 | 0
2035 | VACAR_2_SOCO | VACAR | SOCO | Internal | Winter | B18 | 400 | 3000 | 0 | 58.37 | 59.07 | 7 | 0
2035 | VACAR_2_SOCO | VACAR | SOCO | Internal | Winter | B19 | 700 | 3000 | 0 | 58.37 | 59.07 | 7 | 0
2035 | VACAR_2_SOCO | VACAR | SOCO | Internal | Winter | B20 | 935 | 3000 | 0 | 57.42 | 54.09 | 7 | 0
2035 | VACAR_2_TVA_Transmission | VACAR | TVA_Transmission | Internal | Shoulder | B11 | 25 | 900 | 0 | 78.93 | 78.93 | 7 | 0
2035 | VACAR_2_TVA_Transmission | VACAR | TVA_Transmission | Internal | Shoulder | B12 | 200 | 900 | 0 | 65.1 | 62.49 | 7 | 0
2035 | VACAR_2_TVA_Transmission | VACAR | TVA_Transmission | Internal | Shoulder | B13 | 600 | 900 | 0 | 55.49 | 57.04 | 7 | 0
2035 | VACAR_2_TVA_Transmission | VACAR | TVA_Transmission | Internal | Shoulder | B14 | 900 | 900 | 0 | 53.49 | 55.94 | 7 | 0
2035 | VACAR_2_TVA_Transmission | VACAR | TVA_Transmission | Internal | Shoulder | B15 | 1203 | 900 | 0 | 53.49 | 52.13 | 7 | 0
2035 | VACAR_2_TVA_Transmission | VACAR | TVA_Transmission | Internal | Summer | B1 | 10 | 900 | 0 | 104.89 | 96.49 | 7 | 0
2035 | VACAR_2_TVA_Transmission | VACAR | TVA_Transmission | Internal | Summer | B2 | 25 | 900 | 0 | 92.52 | 93.47 | 7 | 0
2035 | VACAR_2_TVA_Transmission | VACAR | TVA_Transmission | Internal | Summer | B3 | 75 | 900 | 0 | 92.52 | 87.8 | 7 | 0
2035 | VACAR_2_TVA_Transmission | VACAR | TVA_Transmission | Internal | Summer | B4 | 100 | 900 | 0 | 90.38 | 86.78 | 7 | 0
2035 | VACAR_2_TVA_Transmission | VACAR | TVA_Transmission | Internal | Summer | B5 | 200 | 900 | 0 | 83.9 | 81.95 | 7 | 0
2035 | VACAR_2_TVA_Transmission | VACAR | TVA_Transmission | Internal | Summer | B6 | 300 | 900 | 0 | 70.25 | 68.25 | 7 | 0
2035 | VACAR_2_TVA_Transmission | VACAR | TVA_Transmission | Internal | Summer | B7 | 400 | 900 | 0 | 56.67 | 55.89 | 7 | 0
2035 | VACAR_2_TVA_Transmission | VACAR | TVA_Transmission | Internal | Summer | B8 | 500 | 900 | 0 | 52.65 | 54.09 | 7 | 0
2035 | VACAR_2_TVA_Transmission | VACAR | TVA_Transmission | Internal | Summer | B9 | 800 | 900 | 0 | 51.32 | 51.17 | 7 | 0
2035 | VACAR_2_TVA_Transmission | VACAR | TVA_Transmission | Internal | Summer | B10 | 1262 | 900 | 0 | 51.32 | 46.22 | 7 | 0
2035 | VACAR_2_TVA_Transmission | VACAR | TVA_Transmission | Internal | Winter | B16 | 25 | 900 | 0 | 95.19 | 85.19 | 7 | 0
2035 | VACAR_2_TVA_Transmission | VACAR | TVA_Transmission | Internal | Winter | B17 | 100 | 900 | 0 | 69.74 | 64.7 | 7 | 0
2035 | VACAR_2_TVA_Transmission | VACAR | TVA_Transmission | Internal | Winter | B18 | 400 | 900 | 0 | 58.37 | 58.9 | 7 | 0
2035 | VACAR_2_TVA_Transmission | VACAR | TVA_Transmission | Internal | Winter | B19 | 700 | 900 | 0 | 58.37 | 55.81 | 7 | 0
2035 | VACAR_2_TVA_Transmission | VACAR | TVA_Transmission | Internal | Winter | B20 | 935 | 900 | 0 | 57.42 | 53.32 | 7 | 0
2040 | ENT_2_MISO_MO-IL | ENT | MISO_MO-IL | Internal | Shoulder | B11 | 25 | 2260 | 0 | 87.77 | 84.79 | 8 | 0
2040 | ENT_2_MISO_MO-IL | ENT | MISO_MO-IL | Internal | Shoulder | B12 | 200 | 2260 | 0 | 61.96 | 62.94 | 8 | 0
2040 | ENT_2_MISO_MO-IL | ENT | MISO_MO-IL | Internal | Shoulder | B13 | 600 | 2260 | 0 | 61.88 | 59.65 | 8 | 0
2040 | ENT_2_MISO_MO-IL | ENT | MISO_MO-IL | Internal | Shoulder | B14 | 900 | 2260 | 0 | 60.66 | 57.73 | 8 | 0
2040 | ENT_2_MISO_MO-IL | ENT | MISO_MO-IL | Internal | Shoulder | B15 | 1203 | 2260 | 0 | 59.46 | 51.46 | 8 | 0
2040 | ENT_2_MISO_MO-IL | ENT | MISO_MO-IL | Internal | Summer | B1 | 10 | 2260 | 57.3 | 98.63 | 106.63 | 8 | 0
2040 | ENT_2_MISO_MO-IL | ENT | MISO_MO-IL | Internal | Summer | B2 | 25 | 2260 | 0 | 94.95 | 94.95 | 8 | 0
2040 | ENT_2_MISO_MO-IL | ENT | MISO_MO-IL | Internal | Summer | B3 | 75 | 2260 | 0 | 94.52 | 92.46 | 8 | 0
2040 | ENT_2_MISO_MO-IL | ENT | MISO_MO-IL | Internal | Summer | B4 | 100 | 2260 | 0 | 92.52 | 92.01 | 8 | 0
2040 | ENT_2_MISO_MO-IL | ENT | MISO_MO-IL | Internal | Summer | B5 | 200 | 2260 | 0 | 88.11 | 87.54 | 8 | 0
2040 | ENT_2_MISO_MO-IL | ENT | MISO_MO-IL | Internal | Summer | B6 | 300 | 2260 | 0 | 76.08 | 68.08 | 8 | 0
2040 | ENT_2_MISO_MO-IL | ENT | MISO_MO-IL | Internal | Summer | B7 | 400 | 2260 | 0 | 60 | 56.91 | 8 | 0
2040 | ENT_2_MISO_MO-IL | ENT | MISO_MO-IL | Internal | Summer | B8 | 500 | 2260 | 0 | 60 | 53.64 | 8 | 0
2040 | ENT_2_MISO_MO-IL | ENT | MISO_MO-IL | Internal | Summer | B9 | 800 | 2260 | 0 | 59.57 | 51.57 | 8 | 0
2040 | ENT_2_MISO_MO-IL | ENT | MISO_MO-IL | Internal | Summer | B10 | 1262 | 2260 | 0 | 57.5 | 45.79 | 8 | 0
2040 | ENT_2_MISO_MO-IL | ENT | MISO_MO-IL | Internal | Winter | B16 | 25 | 2260 | 0 | 84.61 | 84.61 | 8 | 0
2040 | ENT_2_MISO_MO-IL | ENT | MISO_MO-IL | Internal | Winter | B17 | 100 | 2260 | 0 | 66.07 | 67.17 | 8 | 0
2040 | ENT_2_MISO_MO-IL | ENT | MISO_MO-IL | Internal | Winter | B18 | 400 | 2260 | 0 | 66.07 | 60.84 | 8 | 0
2040 | ENT_2_MISO_MO-IL | ENT | MISO_MO-IL | Internal | Winter | B19 | 700 | 2260 | 0 | 64.68 | 59.1 | 8 | 0
2040 | ENT_2_MISO_MO-IL | ENT | MISO_MO-IL | Internal | Winter | B20 | 935 | 2260 | 0 | 57.96 | 49.96 | 8 | 0
2040 | ENT_2_SOCO | ENT | SOCO | Internal | Shoulder | B11 | 25 | 2000 | 1246.19 | 87.77 | 95.77 | 8 | 0
2040 | ENT_2_SOCO | ENT | SOCO | Internal | Shoulder | B12 | 200 | 2000 | 0 | 61.96 | 62 | 8 | 0
2040 | ENT_2_SOCO | ENT | SOCO | Internal | Shoulder | B13 | 600 | 2000 | 0 | 61.88 | 61.82 | 8 | 0
2040 | ENT_2_SOCO | ENT | SOCO | Internal | Shoulder | B14 | 900 | 2000 | 0 | 60.66 | 61.82 | 8 | 0
2040 | ENT_2_SOCO | ENT | SOCO | Internal | Shoulder | B15 | 1203 | 2000 | 0 | 59.46 | 61.82 | 8 | 0
2040 | ENT_2_SOCO | ENT | SOCO | Internal | Summer | B1 | 10 | 2000 | 1035.17 | 98.63 | 106.63 | 8 | 0
2040 | ENT_2_SOCO | ENT | SOCO | Internal | Summer | B2 | 25 | 2000 | 0.02 | 94.95 | 102.52 | 8 | 0
2040 | ENT_2_SOCO | ENT | SOCO | Internal | Summer | B3 | 75 | 2000 | 412.05 | 94.52 | 102.52 | 8 | 0
2040 | ENT_2_SOCO | ENT | SOCO | Internal | Summer | B4 | 100 | 2000 | 932.12 | 92.52 | 100.52 | 8 | 0
2040 | ENT_2_SOCO | ENT | SOCO | Internal | Summer | B5 | 200 | 2000 | 2000 | 88.11 | 100.52 | 8 | 4.4
2040 | ENT_2_SOCO | ENT | SOCO | Internal | Summer | B6 | 300 | 2000 | 0 | 76.08 | 81.08 | 8 | 0
2040 | ENT_2_SOCO | ENT | SOCO | Internal | Summer | B7 | 400 | 2000 | 0 | 60 | 67.91 | 8 | 0
2040 | ENT_2_SOCO | ENT | SOCO | Internal | Summer | B8 | 500 | 2000 | 0 | 60 | 60.21 | 8 | 0
2040 | ENT_2_SOCO | ENT | SOCO | Internal | Summer | B9 | 800 | 2000 | 0 | 59.57 | 60.21 | 8 | 0
2040 | ENT_2_SOCO | ENT | SOCO | Internal | Summer | B10 | 1262 | 2000 | 0 | 57.5 | 55.74 | 8 | 0
2040 | ENT_2_SOCO | ENT | SOCO | Internal | Winter | B16 | 25 | 2000 | 0 | 84.61 | 91.61 | 8 | 0
2040 | ENT_2_SOCO | ENT | SOCO | Internal | Winter | B17 | 100 | 2000 | 0 | 66.07 | 65.5 | 8 | 0
2040 | ENT_2_SOCO | ENT | SOCO | Internal | Winter | B18 | 400 | 2000 | 0 | 66.07 | 65.5 | 8 | 0
2040 | ENT_2_SOCO | ENT | SOCO | Internal | Winter | B19 | 700 | 2000 | 0 | 64.68 | 65.5 | 8 | 0
2040 | ENT_2_SOCO | ENT | SOCO | Internal | Winter | B20 | 935 | 2000 | 0 | 57.96 | 59.84 | 8 | 0
2040 | ENT_2_SPP_N | ENT | SPP_N | Internal | Shoulder | B11 | 25 | 1300 | 0 | 87.77 | 91.78 | 8 | 0
2040 | ENT_2_SPP_N | ENT | SPP_N | Internal | Shoulder | B12 | 200 | 1300 | 0 | 61.96 | 62.18 | 8 | 0
2040 | ENT_2_SPP_N | ENT | SPP_N | Internal | Shoulder | B13 | 600 | 1300 | 0 | 61.88 | 59.68 | 8 | 0
2040 | ENT_2_SPP_N | ENT | SPP_N | Internal | Shoulder | B14 | 900 | 1300 | 0 | 60.66 | 55.66 | 8 | 0
2040 | ENT_2_SPP_N | ENT | SPP_N | Internal | Shoulder | B15 | 1203 | 1300 | 0 | 59.46 | 54.37 | 8 | 0
2040 | ENT_2_SPP_N | ENT | SPP_N | Internal | Summer | B1 | 10 | 1300 | 0 | 98.63 | 97.66 | 8 | 0
2040 | ENT_2_SPP_N | ENT | SPP_N | Internal | Summer | B2 | 25 | 1300 | 0 | 94.95 | 94.95 | 8 | 0
2040 | ENT_2_SPP_N | ENT | SPP_N | Internal | Summer | B3 | 75 | 1300 | 0 | 94.52 | 94.26 | 8 | 0
2040 | ENT_2_SPP_N | ENT | SPP_N | Internal | Summer | B4 | 100 | 1300 | 0 | 92.52 | 94.26 | 8 | 0
2040 | ENT_2_SPP_N | ENT | SPP_N | Internal | Summer | B5 | 200 | 1300 | 0 | 88.11 | 94.26 | 8 | 0
2040 | ENT_2_SPP_N | ENT | SPP_N | Internal | Summer | B6 | 300 | 1300 | 0 | 76.08 | 75.09 | 8 | 0
2040 | ENT_2_SPP_N | ENT | SPP_N | Internal | Summer | B7 | 400 | 1300 | 0 | 60 | 61.17 | 8 | 0
2040 | ENT_2_SPP_N | ENT | SPP_N | Internal | Summer | B8 | 500 | 1300 | 0 | 60 | 57.45 | 8 | 0
2040 | ENT_2_SPP_N | ENT | SPP_N | Internal | Summer | B9 | 800 | 1300 | 0 | 59.57 | 57.29 | 8 | 0
2040 | ENT_2_SPP_N | ENT | SPP_N | Internal | Summer | B10 | 1262 | 1300 | 0 | 57.5 | 52.5 | 8 | 0
2040 | ENT_2_SPP_N | ENT | SPP_N | Internal | Winter | B16 | 25 | 1300 | 0 | 84.61 | 84.61 | 8 | 0
2040 | ENT_2_SPP_N | ENT | SPP_N | Internal | Winter | B17 | 100 | 1300 | 0 | 66.07 | 65.34 | 8 | 0
2040 | ENT_2_SPP_N | ENT | SPP_N | Internal | Winter | B18 | 400 | 1300 | 0 | 66.07 | 61.07 | 8 | 0
2040 | ENT_2_SPP_N | ENT | SPP_N | Internal | Winter | B19 | 700 | 1300 | 0 | 64.68 | 59.68 | 8 | 0
2040 | ENT_2_SPP_N | ENT | SPP_N | Internal | Winter | B20 | 935 | 1300 | 0 | 57.96 | 50.94 | 8 | 0
2040 | ENT_2_SPP_S | ENT | SPP_S | Internal | Shoulder | B11 | 25 | 1300 | 0 | 87.77 | 82.77 | 8 | 0
2040 | ENT_2_SPP_S | ENT | SPP_S | Internal | Shoulder | B12 | 200 | 1300 | 0 | 61.96 | 59.39 | 8 | 0
2040 | ENT_2_SPP_S | ENT | SPP_S | Internal | Shoulder | B13 | 600 | 1300 | 0 | 61.88 | 59.25 | 8 | 0
2040 | ENT_2_SPP_S | ENT | SPP_S | Internal | Shoulder | B14 | 900 | 1300 | 0 | 60.66 | 55.65 | 8 | 0
2040 | ENT_2_SPP_S | ENT | SPP_S | Internal | Shoulder | B15 | 1203 | 1300 | 0 | 59.46 | 54.25 | 8 | 0
2040 | ENT_2_SPP_S | ENT | SPP_S | Internal | Summer | B1 | 10 | 1300 | 0 | 98.63 | 83.11 | 8 | 0
2040 | ENT_2_SPP_S | ENT | SPP_S | Internal | Summer | B2 | 25 | 1300 | 0 | 94.95 | 83.82 | 8 | 0
2040 | ENT_2_SPP_S | ENT | SPP_S | Internal | Summer | B3 | 75 | 1300 | 0 | 94.52 | 89.52 | 8 | 0
2040 | ENT_2_SPP_S | ENT | SPP_S | Internal | Summer | B4 | 100 | 1300 | 0 | 92.52 | 83.11 | 8 | 0
2040 | ENT_2_SPP_S | ENT | SPP_S | Internal | Summer | B5 | 200 | 1300 | 0 | 88.11 | 83.11 | 8 | 0
2040 | ENT_2_SPP_S | ENT | SPP_S | Internal | Summer | B6 | 300 | 1300 | 0 | 76.08 | 75.1 | 8 | 0
2040 | ENT_2_SPP_S | ENT | SPP_S | Internal | Summer | B7 | 400 | 1300 | 0 | 60 | 61.16 | 8 | 0
2040 | ENT_2_SPP_S | ENT | SPP_S | Internal | Summer | B8 | 500 | 1300 | 0 | 60 | 57.43 | 8 | 0
2040 | ENT_2_SPP_S | ENT | SPP_S | Internal | Summer | B9 | 800 | 1300 | 0 | 59.57 | 57.3 | 8 | 0
2040 | ENT_2_SPP_S | ENT | SPP_S | Internal | Summer | B10 | 1262 | 1300 | 0 | 57.5 | 52.52 | 8 | 0
2040 | ENT_2_SPP_S | ENT | SPP_S | Internal | Winter | B16 | 25 | 1300 | 0 | 84.61 | 63.42 | 8 | 0
2040 | ENT_2_SPP_S | ENT | SPP_S | Internal | Winter | B17 | 100 | 1300 | 0 | 66.07 | 63.27 | 8 | 0
2040 | ENT_2_SPP_S | ENT | SPP_S | Internal | Winter | B18 | 400 | 1300 | 0 | 66.07 | 61.09 | 8 | 0
2040 | ENT_2_SPP_S | ENT | SPP_S | Internal | Winter | B19 | 700 | 1300 | 0 | 64.68 | 59.67 | 8 | 0
2040 | ENT_2_SPP_S | ENT | SPP_S | Internal | Winter | B20 | 935 | 1300 | 0 | 57.96 | 50.95 | 8 | 0
2040 | ENT_2_TVA_Transmission | ENT | TVA_Transmission | Internal | Shoulder | B11 | 25 | 2100 | 0 | 87.77 | 87.84 | 8 | 0
2040 | ENT_2_TVA_Transmission | ENT | TVA_Transmission | Internal | Shoulder | B12 | 200 | 2100 | 0 | 61.96 | 67.29 | 8 | 0
2040 | ENT_2_TVA_Transmission | ENT | TVA_Transmission | Internal | Shoulder | B13 | 600 | 2100 | 0 | 61.88 | 62.13 | 8 | 0
2040 | ENT_2_TVA_Transmission | ENT | TVA_Transmission | Internal | Shoulder | B14 | 900 | 2100 | 0 | 60.66 | 61.39 | 8 | 0
2040 | ENT_2_TVA_Transmission | ENT | TVA_Transmission | Internal | Shoulder | B15 | 1203 | 2100 | 0 | 59.46 | 56.09 | 8 | 0
2040 | ENT_2_TVA_Transmission | ENT | TVA_Transmission | Internal | Summer | B1 | 10 | 2100 | 422.5 | 98.63 | 106.63 | 8 | 0
2040 | ENT_2_TVA_Transmission | ENT | TVA_Transmission | Internal | Summer | B2 | 25 | 2100 | 24.67 | 94.95 | 102.95 | 8 | 0
2040 | ENT_2_TVA_Transmission | ENT | TVA_Transmission | Internal | Summer | B3 | 75 | 2100 | 0 | 94.52 | 96.44 | 8 | 0
2040 | ENT_2_TVA_Transmission | ENT | TVA_Transmission | Internal | Summer | B4 | 100 | 2100 | 0 | 92.52 | 95.99 | 8 | 0
2040 | ENT_2_TVA_Transmission | ENT | TVA_Transmission | Internal | Summer | B5 | 200 | 2100 | 0 | 88.11 | 91.52 | 8 | 0
2040 | ENT_2_TVA_Transmission | ENT | TVA_Transmission | Internal | Summer | B6 | 300 | 2100 | 0 | 76.08 | 72.08 | 8 | 0
2040 | ENT_2_TVA_Transmission | ENT | TVA_Transmission | Internal | Summer | B7 | 400 | 2100 | 0 | 60 | 60.32 | 8 | 0
2040 | ENT_2_TVA_Transmission | ENT | TVA_Transmission | Internal | Summer | B8 | 500 | 2100 | 0 | 60 | 57.66 | 8 | 0
2040 | ENT_2_TVA_Transmission | ENT | TVA_Transmission | Internal | Summer | B9 | 800 | 2100 | 0 | 59.57 | 55.49 | 8 | 0
2040 | ENT_2_TVA_Transmission | ENT | TVA_Transmission | Internal | Summer | B10 | 1262 | 2100 | 0 | 57.5 | 48.7 | 8 | 0
2040 | ENT_2_TVA_Transmission | ENT | TVA_Transmission | Internal | Winter | B16 | 25 | 2100 | 332.47 | 84.61 | 92.61 | 8 | 0
2040 | ENT_2_TVA_Transmission | ENT | TVA_Transmission | Internal | Winter | B17 | 100 | 2100 | 0 | 66.07 | 70.56 | 8 | 0
2040 | ENT_2_TVA_Transmission | ENT | TVA_Transmission | Internal | Winter | B18 | 400 | 2100 | 0 | 66.07 | 64.27 | 8 | 0
2040 | ENT_2_TVA_Transmission | ENT | TVA_Transmission | Internal | Winter | B19 | 700 | 2100 | 0 | 64.68 | 62.25 | 8 | 0
2040 | ENT_2_TVA_Transmission | ENT | TVA_Transmission | Internal | Winter | B20 | 935 | 2100 | 0 | 57.96 | 57.96 | 8 | 0
2040 | FRCC_2_SOCO | FRCC | SOCO | Internal | Shoulder | B11 | 25 | 900 | 0 | 105.77 | 95.77 | 8 | 0
2040 | FRCC_2_SOCO | FRCC | SOCO | Internal | Shoulder | B12 | 200 | 900 | 0 | 69.82 | 62 | 8 | 0
2040 | FRCC_2_SOCO | FRCC | SOCO | Internal | Shoulder | B13 | 600 | 900 | 0 | 66.91 | 61.82 | 8 | 0
2040 | FRCC_2_SOCO | FRCC | SOCO | Internal | Shoulder | B14 | 900 | 900 | 0 | 66.91 | 61.82 | 8 | 0
2040 | FRCC_2_SOCO | FRCC | SOCO | Internal | Shoulder | B15 | 1203 | 900 | 0 | 66.91 | 61.82 | 8 | 0
2040 | FRCC_2_SOCO | FRCC | SOCO | Internal | Summer | B1 | 10 | 900 | 0 | 116.63 | 106.63 | 8 | 0
2040 | FRCC_2_SOCO | FRCC | SOCO | Internal | Summer | B2 | 25 | 900 | 0 | 107.43 | 102.52 | 8 | 0
2040 | FRCC_2_SOCO | FRCC | SOCO | Internal | Summer | B3 | 75 | 900 | 0 | 107.43 | 102.52 | 8 | 0
2040 | FRCC_2_SOCO | FRCC | SOCO | Internal | Summer | B4 | 100 | 900 | 0 | 107.43 | 100.52 | 8 | 0
2040 | FRCC_2_SOCO | FRCC | SOCO | Internal | Summer | B5 | 200 | 900 | 0 | 105.06 | 100.52 | 8 | 0
2040 | FRCC_2_SOCO | FRCC | SOCO | Internal | Summer | B6 | 300 | 900 | 0 | 91.08 | 81.08 | 8 | 0
2040 | FRCC_2_SOCO | FRCC | SOCO | Internal | Summer | B7 | 400 | 900 | 0 | 77.91 | 67.91 | 8 | 0
2040 | FRCC_2_SOCO | FRCC | SOCO | Internal | Summer | B8 | 500 | 900 | 0 | 68.59 | 60.21 | 8 | 0
2040 | FRCC_2_SOCO | FRCC | SOCO | Internal | Summer | B9 | 800 | 900 | 0 | 65.74 | 60.21 | 8 | 0
2040 | FRCC_2_SOCO | FRCC | SOCO | Internal | Summer | B10 | 1262 | 900 | 0 | 65.74 | 55.74 | 8 | 0
2040 | FRCC_2_SOCO | FRCC | SOCO | Internal | Winter | B16 | 25 | 900 | 0 | 99.36 | 91.61 | 8 | 0
2040 | FRCC_2_SOCO | FRCC | SOCO | Internal | Winter | B17 | 100 | 900 | 0 | 73.02 | 65.5 | 8 | 0
2040 | FRCC_2_SOCO | FRCC | SOCO | Internal | Winter | B18 | 400 | 900 | 0 | 69.97 | 65.5 | 8 | 0
2040 | FRCC_2_SOCO | FRCC | SOCO | Internal | Winter | B19 | 700 | 900 | 0 | 69.97 | 65.5 | 8 | 0
2040 | FRCC_2_SOCO | FRCC | SOCO | Internal | Winter | B20 | 935 | 900 | 0 | 69.33 | 59.84 | 8 | 0
2040 | HQ_NEISO_2_NEISO | HQ_NEISO | NEISO | Internal | Shoulder | B11 | 25 | 99999 | 2920 | 48.96 | 48.97 | 0.01 | 0
2040 | HQ_NEISO_2_NEISO | HQ_NEISO | NEISO | Internal | Shoulder | B12 | 200 | 99999 | 2920 | 48.96 | 48.97 | 0.01 | 0
2040 | HQ_NEISO_2_NEISO | HQ_NEISO | NEISO | Internal | Shoulder | B13 | 600 | 99999 | 2920 | 48.96 | 48.97 | 0.01 | 0
2040 | HQ_NEISO_2_NEISO | HQ_NEISO | NEISO | Internal | Shoulder | B14 | 900 | 99999 | 2920 | 48.96 | 48.97 | 0.01 | 0
2040 | HQ_NEISO_2_NEISO | HQ_NEISO | NEISO | Internal | Shoulder | B15 | 1203 | 99999 | 1143.24 | 48.96 | 48.97 | 0.01 | 0
2040 | HQ_NEISO_2_NEISO | HQ_NEISO | NEISO | Internal | Summer | B1 | 10 | 99999 | 2920.09 | 99.22 | 99.23 | 0.01 | 0
2040 | HQ_NEISO_2_NEISO | HQ_NEISO | NEISO | Internal | Summer | B2 | 25 | 99999 | 2920 | 85.94 | 85.95 | 0.01 | 0
2040 | HQ_NEISO_2_NEISO | HQ_NEISO | NEISO | Internal | Summer | B3 | 75 | 99999 | 2920 | 73.46 | 73.47 | 0.01 | 0
2040 | HQ_NEISO_2_NEISO | HQ_NEISO | NEISO | Internal | Summer | B4 | 100 | 99999 | 2920 | 62.62 | 62.63 | 0.01 | 0
2040 | HQ_NEISO_2_NEISO | HQ_NEISO | NEISO | Internal | Summer | B5 | 200 | 99999 | 2920 | 60.12 | 60.13 | 0.01 | 0
2040 | HQ_NEISO_2_NEISO | HQ_NEISO | NEISO | Internal | Summer | B6 | 300 | 99999 | 2920 | 45.18 | 45.19 | 0.01 | 0
2040 | HQ_NEISO_2_NEISO | HQ_NEISO | NEISO | Internal | Summer | B7 | 400 | 99999 | 2920 | 45.18 | 45.19 | 0.01 | 0
2040 | HQ_NEISO_2_NEISO | HQ_NEISO | NEISO | Internal | Summer | B8 | 500 | 99999 | 2920 | 45.18 | 45.19 | 0.01 | 0
2040 | HQ_NEISO_2_NEISO | HQ_NEISO | NEISO | Internal | Summer | B9 | 800 | 99999 | 2920 | 45.18 | 45.19 | 0.01 | 0
2040 | HQ_NEISO_2_NEISO | HQ_NEISO | NEISO | Internal | Summer | B10 | 1262 | 99999 | 795.94 | 45.18 | 45.19 | 0.01 | 0
2040 | HQ_NEISO_2_NEISO | HQ_NEISO | NEISO | Internal | Winter | B16 | 25 | 99999 | 2920 | 60.57 | 60.59 | 0.01 | 0
2040 | HQ_NEISO_2_NEISO | HQ_NEISO | NEISO | Internal | Winter | B17 | 100 | 99999 | 2920 | 60.57 | 60.59 | 0.01 | 0
2040 | HQ_NEISO_2_NEISO | HQ_NEISO | NEISO | Internal | Winter | B18 | 400 | 99999 | 2920 | 60.57 | 60.59 | 0.01 | 0
2040 | HQ_NEISO_2_NEISO | HQ_NEISO | NEISO | Internal | Winter | B19 | 700 | 99999 | 2920 | 60.57 | 60.59 | 0.01 | 0
2040 | HQ_NEISO_2_NEISO | HQ_NEISO | NEISO | Internal | Winter | B20 | 935 | 99999 | 1233.58 | 60.57 | 60.59 | 0.01 | 0
2040 | HQ_NY_2_NYISO_A-F | HQ_NY | NYISO_A-F | Internal | Shoulder | B11 | 25 | 99999 | 1000 | 58.48 | 58.5 | 0.01 | 0
2040 | HQ_NY_2_NYISO_A-F | HQ_NY | NYISO_A-F | Internal | Shoulder | B12 | 200 | 99999 | 1000 | 57.78 | 57.79 | 0.01 | 0
2040 | HQ_NY_2_NYISO_A-F | HQ_NY | NYISO_A-F | Internal | Shoulder | B13 | 600 | 99999 | 1000 | 52.64 | 52.65 | 0.01 | 0
2040 | HQ_NY_2_NYISO_A-F | HQ_NY | NYISO_A-F | Internal | Shoulder | B14 | 900 | 99999 | 1000 | 52.51 | 52.53 | 0.01 | 0
2040 | HQ_NY_2_NYISO_A-F | HQ_NY | NYISO_A-F | Internal | Shoulder | B15 | 1203 | 99999 | 188.69 | 51.97 | 51.98 | 0.01 | 0
2040 | HQ_NY_2_NYISO_A-F | HQ_NY | NYISO_A-F | Internal | Summer | B1 | 10 | 99999 | 1000.09 | 102.19 | 102.21 | 0.01 | 0
2040 | HQ_NY_2_NYISO_A-F | HQ_NY | NYISO_A-F | Internal | Summer | B2 | 25 | 99999 | 1000 | 88.93 | 88.94 | 0.01 | 0
2040 | HQ_NY_2_NYISO_A-F | HQ_NY | NYISO_A-F | Internal | Summer | B3 | 75 | 99999 | 1000 | 76.45 | 76.46 | 0.01 | 0
2040 | HQ_NY_2_NYISO_A-F | HQ_NY | NYISO_A-F | Internal | Summer | B4 | 100 | 99999 | 1000 | 70.84 | 70.85 | 0.01 | 0
2040 | HQ_NY_2_NYISO_A-F | HQ_NY | NYISO_A-F | Internal | Summer | B5 | 200 | 99999 | 1000 | 68.36 | 68.37 | 0.01 | 0
2040 | HQ_NY_2_NYISO_A-F | HQ_NY | NYISO_A-F | Internal | Summer | B6 | 300 | 99999 | 1000 | 58.06 | 58.07 | 0.01 | 0
2040 | HQ_NY_2_NYISO_A-F | HQ_NY | NYISO_A-F | Internal | Summer | B7 | 400 | 99999 | 1000 | 51.35 | 51.36 | 0.01 | 0
2040 | HQ_NY_2_NYISO_A-F | HQ_NY | NYISO_A-F | Internal | Summer | B8 | 500 | 99999 | 1000 | 51.35 | 51.36 | 0.01 | 0
2040 | HQ_NY_2_NYISO_A-F | HQ_NY | NYISO_A-F | Internal | Summer | B9 | 800 | 99999 | 1000 | 51.35 | 51.36 | 0.01 | 0
2040 | HQ_NY_2_NYISO_A-F | HQ_NY | NYISO_A-F | Internal | Summer | B10 | 1262 | 99999 | 30.11 | 51.35 | 51.36 | 0.01 | 0
2040 | HQ_NY_2_NYISO_A-F | HQ_NY | NYISO_A-F | Internal | Winter | B16 | 25 | 99999 | 1000 | 78.59 | 78.6 | 0.01 | 0
2040 | HQ_NY_2_NYISO_A-F | HQ_NY | NYISO_A-F | Internal | Winter | B17 | 100 | 99999 | 1000 | 61.5 | 61.51 | 0.01 | 0
2040 | HQ_NY_2_NYISO_A-F | HQ_NY | NYISO_A-F | Internal | Winter | B18 | 400 | 99999 | 1000 | 60.84 | 60.85 | 0.01 | 0
2040 | HQ_NY_2_NYISO_A-F | HQ_NY | NYISO_A-F | Internal | Winter | B19 | 700 | 99999 | 1000 | 60.84 | 60.85 | 0.01 | 0
2040 | HQ_NY_2_NYISO_A-F | HQ_NY | NYISO_A-F | Internal | Winter | B20 | 935 | 99999 | 229.95 | 60.84 | 60.85 | 0.01 | 0
2040 | HQ_IESO_2_IESO | HQ_IESO | IESO | Internal | Shoulder | B11 | 25 | 99999 | 400 | 51.48 | 51.5 | 0.01 | 0
2040 | HQ_IESO_2_IESO | HQ_IESO | IESO | Internal | Shoulder | B12 | 200 | 99999 | 400 | 51.48 | 51.5 | 0.01 | 0
2040 | HQ_IESO_2_IESO | HQ_IESO | IESO | Internal | Shoulder | B13 | 600 | 99999 | 400 | 51.48 | 51.5 | 0.01 | 0
2040 | HQ_IESO_2_IESO | HQ_IESO | IESO | Internal | Shoulder | B14 | 900 | 99999 | 400 | 50.74 | 50.76 | 0.01 | 0
2040 | HQ_IESO_2_IESO | HQ_IESO | IESO | Internal | Shoulder | B15 | 1203 | 99999 | 75.48 | 50.74 | 50.76 | 0.01 | 0
2040 | HQ_IESO_2_IESO | HQ_IESO | IESO | Internal | Summer | B1 | 10 | 99999 | 400.09 | 100.62 | 100.63 | 0.01 | 0
2040 | HQ_IESO_2_IESO | HQ_IESO | IESO | Internal | Summer | B2 | 25 | 99999 | 400 | 87.92 | 87.93 | 0.01 | 0
2040 | HQ_IESO_2_IESO | HQ_IESO | IESO | Internal | Summer | B3 | 75 | 99999 | 400 | 83.45 | 83.46 | 0.01 | 0
2040 | HQ_IESO_2_IESO | HQ_IESO | IESO | Internal | Summer | B4 | 100 | 99999 | 400 | 77.84 | 77.85 | 0.01 | 0
2040 | HQ_IESO_2_IESO | HQ_IESO | IESO | Internal | Summer | B5 | 200 | 99999 | 400 | 71.58 | 71.59 | 0.01 | 0
2040 | HQ_IESO_2_IESO | HQ_IESO | IESO | Internal | Summer | B6 | 300 | 99999 | 400 | 51.06 | 51.07 | 0.01 | 0
2040 | HQ_IESO_2_IESO | HQ_IESO | IESO | Internal | Summer | B7 | 400 | 99999 | 400 | 49.9 | 49.91 | 0.01 | 0
2040 | HQ_IESO_2_IESO | HQ_IESO | IESO | Internal | Summer | B8 | 500 | 99999 | 400 | 46.65 | 46.66 | 0.01 | 0
2040 | HQ_IESO_2_IESO | HQ_IESO | IESO | Internal | Summer | B9 | 800 | 99999 | 400 | 46.65 | 46.66 | 0.01 | 0
2040 | HQ_IESO_2_IESO | HQ_IESO | IESO | Internal | Summer | B10 | 1262 | 99999 | 12.04 | 46.65 | 46.66 | 0.01 | 0
2040 | HQ_IESO_2_IESO | HQ_IESO | IESO | Internal | Winter | B16 | 25 | 99999 | 400 | 71.59 | 71.6 | 0.01 | 0
2040 | HQ_IESO_2_IESO | HQ_IESO | IESO | Internal | Winter | B17 | 100 | 99999 | 400 | 54.5 | 54.51 | 0.01 | 0
2040 | HQ_IESO_2_IESO | HQ_IESO | IESO | Internal | Winter | B18 | 400 | 99999 | 400 | 53.84 | 53.85 | 0.01 | 0
2040 | HQ_IESO_2_IESO | HQ_IESO | IESO | Internal | Winter | B19 | 700 | 99999 | 400 | 53.84 | 53.85 | 0.01 | 0
2040 | HQ_IESO_2_IESO | HQ_IESO | IESO | Internal | Winter | B20 | 935 | 99999 | 91.98 | 53.84 | 53.85 | 0.01 | 0
2040 | IESO_2_MAPP_CA | IESO | MAPP_CA | Internal | Shoulder | B11 | 25 | 262 | 262 | 51.5 | 64.96 | 7 | 6.46
2040 | IESO_2_MAPP_CA | IESO | MAPP_CA | Internal | Shoulder | B12 | 200 | 262 | 262 | 51.5 | 62.91 | 7 | 4.42
2040 | IESO_2_MAPP_CA | IESO | MAPP_CA | Internal | Shoulder | B13 | 600 | 262 | 262 | 51.5 | 59.65 | 7 | 1.16
2040 | IESO_2_MAPP_CA | IESO | MAPP_CA | Internal | Shoulder | B14 | 900 | 262 | 0 | 50.76 | 57.71 | 7 | 0
2040 | IESO_2_MAPP_CA | IESO | MAPP_CA | Internal | Shoulder | B15 | 1203 | 262 | 0 | 50.76 | 57.71 | 7 | 0
2040 | IESO_2_MAPP_CA | IESO | MAPP_CA | Internal | Summer | B1 | 10 | 262 | 0 | 100.63 | 92.63 | 7 | 0
2040 | IESO_2_MAPP_CA | IESO | MAPP_CA | Internal | Summer | B2 | 25 | 262 | 21.69 | 87.93 | 94.93 | 7 | 0
2040 | IESO_2_MAPP_CA | IESO | MAPP_CA | Internal | Summer | B3 | 75 | 262 | 262 | 83.46 | 92.47 | 7 | 2.01
2040 | IESO_2_MAPP_CA | IESO | MAPP_CA | Internal | Summer | B4 | 100 | 262 | 262 | 77.85 | 91.98 | 7 | 7.13
2040 | IESO_2_MAPP_CA | IESO | MAPP_CA | Internal | Summer | B5 | 200 | 262 | 262 | 71.59 | 87.52 | 7 | 8.93
2040 | IESO_2_MAPP_CA | IESO | MAPP_CA | Internal | Summer | B6 | 300 | 262 | 262 | 51.07 | 62.45 | 7 | 4.38
2040 | IESO_2_MAPP_CA | IESO | MAPP_CA | Internal | Summer | B7 | 400 | 262 | 0.03 | 49.91 | 56.9 | 7 | 0
2040 | IESO_2_MAPP_CA | IESO | MAPP_CA | Internal | Summer | B8 | 500 | 262 | 0 | 46.66 | 53.61 | 7 | 0
2040 | IESO_2_MAPP_CA | IESO | MAPP_CA | Internal | Summer | B9 | 800 | 262 | 0 | 46.66 | 52.56 | 7 | 0
2040 | IESO_2_MAPP_CA | IESO | MAPP_CA | Internal | Summer | B10 | 1262 | 262 | 0 | 46.66 | 52.56 | 7 | 0
2040 | IESO_2_MAPP_CA | IESO | MAPP_CA | Internal | Winter | B16 | 25 | 262 | 262 | 71.6 | 84.59 | 7 | 5.99
2040 | IESO_2_MAPP_CA | IESO | MAPP_CA | Internal | Winter | B17 | 100 | 262 | 262 | 54.51 | 67.15 | 7 | 5.64
2040 | IESO_2_MAPP_CA | IESO | MAPP_CA | Internal | Winter | B18 | 400 | 262 | 262 | 53.85 | 62.38 | 7 | 1.52
2040 | IESO_2_MAPP_CA | IESO | MAPP_CA | Internal | Winter | B19 | 700 | 262 | 262 | 53.85 | 62.38 | 7 | 1.52
2040 | IESO_2_MAPP_CA | IESO | MAPP_CA | Internal | Winter | B20 | 935 | 262 | 262 | 53.85 | 62.38 | 7 | 1.52
2040 | IESO_2_MISO_MI | IESO | MISO_MI | Internal | Shoulder | B11 | 25 | 1840 | 1840 | 51.5 | 84.77 | 7 | 26.27
2040 | IESO_2_MISO_MI | IESO | MISO_MI | Internal | Shoulder | B12 | 200 | 1840 | 1840 | 51.5 | 66.93 | 7 | 8.43
2040 | IESO_2_MISO_MI | IESO | MISO_MI | Internal | Shoulder | B13 | 600 | 1840 | 1840 | 51.5 | 59.68 | 7 | 1.18
2040 | IESO_2_MISO_MI | IESO | MISO_MI | Internal | Shoulder | B14 | 900 | 1840 | 520.99 | 50.76 | 57.76 | 7 | 0
2040 | IESO_2_MISO_MI | IESO | MISO_MI | Internal | Shoulder | B15 | 1203 | 1840 | 0 | 50.76 | 51.66 | 7 | 0
2040 | IESO_2_MISO_MI | IESO | MISO_MI | Internal | Summer | B1 | 10 | 1840 | 219.36 | 100.63 | 107.63 | 7 | 0
2040 | IESO_2_MISO_MI | IESO | MISO_MI | Internal | Summer | B2 | 25 | 1840 | 629.65 | 87.93 | 94.93 | 7 | 0
2040 | IESO_2_MISO_MI | IESO | MISO_MI | Internal | Summer | B3 | 75 | 1840 | 1840 | 83.46 | 92.44 | 7 | 1.98
2040 | IESO_2_MISO_MI | IESO | MISO_MI | Internal | Summer | B4 | 100 | 1840 | 1840 | 77.85 | 91.98 | 7 | 7.13
2040 | IESO_2_MISO_MI | IESO | MISO_MI | Internal | Summer | B5 | 200 | 1840 | 1840 | 71.59 | 87.52 | 7 | 8.93
2040 | IESO_2_MISO_MI | IESO | MISO_MI | Internal | Summer | B6 | 300 | 1840 | 1840 | 51.07 | 68.06 | 7 | 9.99
2040 | IESO_2_MISO_MI | IESO | MISO_MI | Internal | Summer | B7 | 400 | 1840 | 867.84 | 49.91 | 56.91 | 7 | 0
2040 | IESO_2_MISO_MI | IESO | MISO_MI | Internal | Summer | B8 | 500 | 1840 | 328.82 | 46.66 | 53.66 | 7 | 0
2040 | IESO_2_MISO_MI | IESO | MISO_MI | Internal | Summer | B9 | 800 | 1840 | 0 | 46.66 | 51.57 | 7 | 0
2040 | IESO_2_MISO_MI | IESO | MISO_MI | Internal | Summer | B10 | 1262 | 1840 | 0 | 46.66 | 48.81 | 7 | 0
2040 | IESO_2_MISO_MI | IESO | MISO_MI | Internal | Winter | B16 | 25 | 1840 | 1840 | 71.6 | 84.61 | 7 | 6.01
2040 | IESO_2_MISO_MI | IESO | MISO_MI | Internal | Winter | B17 | 100 | 1840 | 1840 | 54.51 | 67.51 | 7 | 6
2040 | IESO_2_MISO_MI | IESO | MISO_MI | Internal | Winter | B18 | 400 | 1840 | 1758.38 | 53.85 | 60.85 | 7 | 0
2040 | IESO_2_MISO_MI | IESO | MISO_MI | Internal | Winter | B19 | 700 | 1840 | 0 | 53.85 | 59.12 | 7 | 0
2040 | IESO_2_MISO_MI | IESO | MISO_MI | Internal | Winter | B20 | 935 | 1840 | 0 | 53.85 | 53.54 | 7 | 0
2040 | IESO_2_MISO_W | IESO | MISO_W | Internal | Shoulder | B11 | 25 | 140 | 140 | 51.5 | 84.78 | 7 | 26.28
2040 | IESO_2_MISO_W | IESO | MISO_W | Internal | Shoulder | B12 | 200 | 140 | 140 | 51.5 | 62.93 | 7 | 4.43
2040 | IESO_2_MISO_W | IESO | MISO_W | Internal | Shoulder | B13 | 600 | 140 | 140 | 51.5 | 59.66 | 7 | 1.17
2040 | IESO_2_MISO_W | IESO | MISO_W | Internal | Shoulder | B14 | 900 | 140 | 0 | 50.76 | 57.72 | 7 | 0
2040 | IESO_2_MISO_W | IESO | MISO_W | Internal | Shoulder | B15 | 1203 | 140 | 0 | 50.76 | 51.47 | 7 | 0
2040 | IESO_2_MISO_W | IESO | MISO_W | Internal | Summer | B1 | 10 | 140 | 0 | 100.63 | 102.65 | 7 | 0
2040 | IESO_2_MISO_W | IESO | MISO_W | Internal | Summer | B2 | 25 | 140 | 139.47 | 87.93 | 94.94 | 7 | 0.01
2040 | IESO_2_MISO_W | IESO | MISO_W | Internal | Summer | B3 | 75 | 140 | 140 | 83.46 | 93.54 | 7 | 3.08
2040 | IESO_2_MISO_W | IESO | MISO_W | Internal | Summer | B4 | 100 | 140 | 140 | 77.85 | 91.99 | 7 | 7.14
2040 | IESO_2_MISO_W | IESO | MISO_W | Internal | Summer | B5 | 200 | 140 | 140 | 71.59 | 87.53 | 7 | 8.94
2040 | IESO_2_MISO_W | IESO | MISO_W | Internal | Summer | B6 | 300 | 140 | 140 | 51.07 | 68.09 | 7 | 10.02
2040 | IESO_2_MISO_W | IESO | MISO_W | Internal | Summer | B7 | 400 | 140 | 1.11 | 49.91 | 56.91 | 7 | 0
2040 | IESO_2_MISO_W | IESO | MISO_W | Internal | Summer | B8 | 500 | 140 | 0.01 | 46.66 | 53.63 | 7 | 0
2040 | IESO_2_MISO_W | IESO | MISO_W | Internal | Summer | B9 | 800 | 140 | 0 | 46.66 | 51.55 | 7 | 0
2040 | IESO_2_MISO_W | IESO | MISO_W | Internal | Summer | B10 | 1262 | 140 | 0 | 46.66 | 45.78 | 7 | 0
2040 | IESO_2_MISO_W | IESO | MISO_W | Internal | Winter | B16 | 25 | 140 | 140 | 71.6 | 84.6 | 7 | 6
2040 | IESO_2_MISO_W | IESO | MISO_W | Internal | Winter | B17 | 100 | 140 | 140 | 54.51 | 67.16 | 7 | 5.65
2040 | IESO_2_MISO_W | IESO | MISO_W | Internal | Winter | B18 | 400 | 140 | 80.1 | 53.85 | 60.85 | 7 | 0
2040 | IESO_2_MISO_W | IESO | MISO_W | Internal | Winter | B19 | 700 | 140 | 0 | 53.85 | 59.13 | 7 | 0
2040 | IESO_2_MISO_W | IESO | MISO_W | Internal | Winter | B20 | 935 | 140 | 0 | 53.85 | 49.95 | 7 | 0
2040 | IESO_2_NYISO_A-F | IESO | NYISO_A-F | Internal | Shoulder | B11 | 25 | 1725 | 566.7 | 51.5 | 58.5 | 7 | 0
2040 | IESO_2_NYISO_A-F | IESO | NYISO_A-F | Internal | Shoulder | B12 | 200 | 1725 | 0 | 51.5 | 57.79 | 7 | 0
2040 | IESO_2_NYISO_A-F | IESO | NYISO_A-F | Internal | Shoulder | B13 | 600 | 1725 | 0 | 51.5 | 52.65 | 7 | 0
2040 | IESO_2_NYISO_A-F | IESO | NYISO_A-F | Internal | Shoulder | B14 | 900 | 1725 | 0 | 50.76 | 52.53 | 7 | 0
2040 | IESO_2_NYISO_A-F | IESO | NYISO_A-F | Internal | Shoulder | B15 | 1203 | 1725 | 0 | 50.76 | 51.98 | 7 | 0
2040 | IESO_2_NYISO_A-F | IESO | NYISO_A-F | Internal | Summer | B1 | 10 | 1725 | 0 | 100.63 | 102.21 | 7 | 0
2040 | IESO_2_NYISO_A-F | IESO | NYISO_A-F | Internal | Summer | B2 | 25 | 1725 | 0 | 87.93 | 88.94 | 7 | 0
2040 | IESO_2_NYISO_A-F | IESO | NYISO_A-F | Internal | Summer | B3 | 75 | 1725 | 0 | 83.46 | 76.46 | 7 | 0
2040 | IESO_2_NYISO_A-F | IESO | NYISO_A-F | Internal | Summer | B4 | 100 | 1725 | 0 | 77.85 | 70.85 | 7 | 0
2040 | IESO_2_NYISO_A-F | IESO | NYISO_A-F | Internal | Summer | B5 | 200 | 1725 | 0 | 71.59 | 68.37 | 7 | 0
2040 | IESO_2_NYISO_A-F | IESO | NYISO_A-F | Internal | Summer | B6 | 300 | 1725 | 489.19 | 51.07 | 58.07 | 7 | 0
2040 | IESO_2_NYISO_A-F | IESO | NYISO_A-F | Internal | Summer | B7 | 400 | 1725 | 0 | 49.91 | 51.36 | 7 | 0
2040 | IESO_2_NYISO_A-F | IESO | NYISO_A-F | Internal | Summer | B8 | 500 | 1725 | 0 | 46.66 | 51.36 | 7 | 0
2040 | IESO_2_NYISO_A-F | IESO | NYISO_A-F | Internal | Summer | B9 | 800 | 1725 | 0 | 46.66 | 51.36 | 7 | 0
2040 | IESO_2_NYISO_A-F | IESO | NYISO_A-F | Internal | Summer | B10 | 1262 | 1725 | 0 | 46.66 | 51.36 | 7 | 0
2040 | IESO_2_NYISO_A-F | IESO | NYISO_A-F | Internal | Winter | B16 | 25 | 1725 | 226.84 | 71.6 | 78.6 | 7 | 0
2040 | IESO_2_NYISO_A-F | IESO | NYISO_A-F | Internal | Winter | B17 | 100 | 1725 | 821.63 | 54.51 | 61.51 | 7 | 0
2040 | IESO_2_NYISO_A-F | IESO | NYISO_A-F | Internal | Winter | B18 | 400 | 1725 | 81.98 | 53.85 | 60.85 | 7 | 0
2040 | IESO_2_NYISO_A-F | IESO | NYISO_A-F | Internal | Winter | B19 | 700 | 1725 | 0.16 | 53.85 | 60.85 | 7 | 0
2040 | IESO_2_NYISO_A-F | IESO | NYISO_A-F | Internal | Winter | B20 | 935 | 1725 | 0.12 | 53.85 | 60.85 | 7 | 0
2040 | MAPP_CA_2_IESO | MAPP_CA | IESO | Internal | Shoulder | B11 | 25 | 330 | 0 | 64.96 | 51.5 | 8 | 0
2040 | MAPP_CA_2_IESO | MAPP_CA | IESO | Internal | Shoulder | B12 | 200 | 330 | 0 | 62.91 | 51.5 | 8 | 0
2040 | MAPP_CA_2_IESO | MAPP_CA | IESO | Internal | Shoulder | B13 | 600 | 330 | 0 | 59.65 | 51.5 | 8 | 0
2040 | MAPP_CA_2_IESO | MAPP_CA | IESO | Internal | Shoulder | B14 | 900 | 330 | 0 | 57.71 | 50.76 | 8 | 0
2040 | MAPP_CA_2_IESO | MAPP_CA | IESO | Internal | Shoulder | B15 | 1203 | 330 | 0 | 57.71 | 50.76 | 8 | 0
2040 | MAPP_CA_2_IESO | MAPP_CA | IESO | Internal | Summer | B1 | 10 | 330 | 68.09 | 92.63 | 100.63 | 8 | 0
2040 | MAPP_CA_2_IESO | MAPP_CA | IESO | Internal | Summer | B2 | 25 | 330 | 0 | 94.93 | 87.93 | 8 | 0
2040 | MAPP_CA_2_IESO | MAPP_CA | IESO | Internal | Summer | B3 | 75 | 330 | 0 | 92.47 | 83.46 | 8 | 0
2040 | MAPP_CA_2_IESO | MAPP_CA | IESO | Internal | Summer | B4 | 100 | 330 | 0 | 91.98 | 77.85 | 8 | 0
2040 | MAPP_CA_2_IESO | MAPP_CA | IESO | Internal | Summer | B5 | 200 | 330 | 0 | 87.52 | 71.59 | 8 | 0
2040 | MAPP_CA_2_IESO | MAPP_CA | IESO | Internal | Summer | B6 | 300 | 330 | 0 | 62.45 | 51.07 | 8 | 0
2040 | MAPP_CA_2_IESO | MAPP_CA | IESO | Internal | Summer | B7 | 400 | 330 | 0 | 56.9 | 49.91 | 8 | 0
2040 | MAPP_CA_2_IESO | MAPP_CA | IESO | Internal | Summer | B8 | 500 | 330 | 0 | 53.61 | 46.66 | 8 | 0
2040 | MAPP_CA_2_IESO | MAPP_CA | IESO | Internal | Summer | B9 | 800 | 330 | 0 | 52.56 | 46.66 | 8 | 0
2040 | MAPP_CA_2_IESO | MAPP_CA | IESO | Internal | Summer | B10 | 1262 | 330 | 0 | 52.56 | 46.66 | 8 | 0
2040 | MAPP_CA_2_IESO | MAPP_CA | IESO | Internal | Winter | B16 | 25 | 330 | 0 | 84.59 | 71.6 | 8 | 0
2040 | MAPP_CA_2_IESO | MAPP_CA | IESO | Internal | Winter | B17 | 100 | 330 | 0 | 67.15 | 54.51 | 8 | 0
2040 | MAPP_CA_2_IESO | MAPP_CA | IESO | Internal | Winter | B18 | 400 | 330 | 0 | 62.38 | 53.85 | 8 | 0
2040 | MAPP_CA_2_IESO | MAPP_CA | IESO | Internal | Winter | B19 | 700 | 330 | 0 | 62.38 | 53.85 | 8 | 0
2040 | MAPP_CA_2_IESO | MAPP_CA | IESO | Internal | Winter | B20 | 935 | 330 | 0 | 62.38 | 53.85 | 8 | 0
2040 | MAPP_CA_2_MAPP_US | MAPP_CA | MAPP_US | Internal | Shoulder | B11 | 25 | 372 | 372 | 64.96 | 77.78 | 7 | 5.82
2040 | MAPP_CA_2_MAPP_US | MAPP_CA | MAPP_US | Internal | Shoulder | B12 | 200 | 372 | 0 | 62.91 | 55.93 | 7 | 0
2040 | MAPP_CA_2_MAPP_US | MAPP_CA | MAPP_US | Internal | Shoulder | B13 | 600 | 372 | 0 | 59.65 | 52.66 | 7 | 0
2040 | MAPP_CA_2_MAPP_US | MAPP_CA | MAPP_US | Internal | Shoulder | B14 | 900 | 372 | 0 | 57.71 | 52.66 | 7 | 0
2040 | MAPP_CA_2_MAPP_US | MAPP_CA | MAPP_US | Internal | Shoulder | B15 | 1203 | 372 | 0 | 57.71 | 45.18 | 7 | 0
2040 | MAPP_CA_2_MAPP_US | MAPP_CA | MAPP_US | Internal | Summer | B1 | 10 | 372 | 0 | 92.63 | 95.65 | 7 | 0
2040 | MAPP_CA_2_MAPP_US | MAPP_CA | MAPP_US | Internal | Summer | B2 | 25 | 372 | 0 | 94.93 | 87.94 | 7 | 0
2040 | MAPP_CA_2_MAPP_US | MAPP_CA | MAPP_US | Internal | Summer | B3 | 75 | 372 | 0 | 92.47 | 87.25 | 7 | 0
2040 | MAPP_CA_2_MAPP_US | MAPP_CA | MAPP_US | Internal | Summer | B4 | 100 | 372 | 0 | 91.98 | 87.25 | 7 | 0
2040 | MAPP_CA_2_MAPP_US | MAPP_CA | MAPP_US | Internal | Summer | B5 | 200 | 372 | 0 | 87.52 | 83.43 | 7 | 0
2040 | MAPP_CA_2_MAPP_US | MAPP_CA | MAPP_US | Internal | Summer | B6 | 300 | 372 | 0 | 62.45 | 63.42 | 7 | 0
2040 | MAPP_CA_2_MAPP_US | MAPP_CA | MAPP_US | Internal | Summer | B7 | 400 | 372 | 0 | 56.9 | 54.16 | 7 | 0
2040 | MAPP_CA_2_MAPP_US | MAPP_CA | MAPP_US | Internal | Summer | B8 | 500 | 372 | 0 | 53.61 | 46.63 | 7 | 0
2040 | MAPP_CA_2_MAPP_US | MAPP_CA | MAPP_US | Internal | Summer | B9 | 800 | 372 | 0 | 52.56 | 44.55 | 7 | 0
2040 | MAPP_CA_2_MAPP_US | MAPP_CA | MAPP_US | Internal | Summer | B10 | 1262 | 372 | 0 | 52.56 | 38.78 | 7 | 0
2040 | MAPP_CA_2_MAPP_US | MAPP_CA | MAPP_US | Internal | Winter | B16 | 25 | 372 | 0 | 84.59 | 77.6 | 7 | 0
2040 | MAPP_CA_2_MAPP_US | MAPP_CA | MAPP_US | Internal | Winter | B17 | 100 | 372 | 0 | 67.15 | 60.16 | 7 | 0
2040 | MAPP_CA_2_MAPP_US | MAPP_CA | MAPP_US | Internal | Winter | B18 | 400 | 372 | 0 | 62.38 | 55.38 | 7 | 0
2040 | MAPP_CA_2_MAPP_US | MAPP_CA | MAPP_US | Internal | Winter | B19 | 700 | 372 | 0 | 62.38 | 55.38 | 7 | 0
2040 | MAPP_CA_2_MAPP_US | MAPP_CA | MAPP_US | Internal | Winter | B20 | 935 | 372 | 0 | 62.38 | 42.95 | 7 | 0
2040 | MAPP_CA_2_MISO_W | MAPP_CA | MISO_W | Internal | Shoulder | B11 | 25 | 1970 | 1970 | 64.96 | 84.78 | 0.01 | 19.81
2040 | MAPP_CA_2_MISO_W | MAPP_CA | MISO_W | Internal | Shoulder | B12 | 200 | 1970 | 1611.23 | 62.91 | 62.93 | 0.01 | 0
2040 | MAPP_CA_2_MISO_W | MAPP_CA | MISO_W | Internal | Shoulder | B13 | 600 | 1970 | 1612.4 | 59.65 | 59.66 | 0.01 | 0
2040 | MAPP_CA_2_MISO_W | MAPP_CA | MISO_W | Internal | Shoulder | B14 | 900 | 1970 | 752 | 57.71 | 57.72 | 0.01 | 0
2040 | MAPP_CA_2_MISO_W | MAPP_CA | MISO_W | Internal | Shoulder | B15 | 1203 | 1970 | 0 | 57.71 | 51.47 | 0.01 | 0
2040 | MAPP_CA_2_MISO_W | MAPP_CA | MISO_W | Internal | Summer | B1 | 10 | 1970 | 1970 | 92.63 | 102.65 | 0.01 | 10.01
2040 | MAPP_CA_2_MISO_W | MAPP_CA | MISO_W | Internal | Summer | B2 | 25 | 1970 | 1943.56 | 94.93 | 94.94 | 0.01 | 0
2040 | MAPP_CA_2_MISO_W | MAPP_CA | MISO_W | Internal | Summer | B3 | 75 | 1970 | 1970 | 92.47 | 93.54 | 0.01 | 1.06
2040 | MAPP_CA_2_MISO_W | MAPP_CA | MISO_W | Internal | Summer | B4 | 100 | 1970 | 1823.49 | 91.98 | 91.99 | 0.01 | 0
2040 | MAPP_CA_2_MISO_W | MAPP_CA | MISO_W | Internal | Summer | B5 | 200 | 1970 | 1909.53 | 87.52 | 87.53 | 0.01 | 0
2040 | MAPP_CA_2_MISO_W | MAPP_CA | MISO_W | Internal | Summer | B6 | 300 | 1970 | 1970 | 62.45 | 68.09 | 0.01 | 5.63
2040 | MAPP_CA_2_MISO_W | MAPP_CA | MISO_W | Internal | Summer | B7 | 400 | 1970 | 1266.69 | 56.9 | 56.91 | 0.01 | 0
2040 | MAPP_CA_2_MISO_W | MAPP_CA | MISO_W | Internal | Summer | B8 | 500 | 1970 | 1499.45 | 53.61 | 53.63 | 0.01 | 0
2040 | MAPP_CA_2_MISO_W | MAPP_CA | MISO_W | Internal | Summer | B9 | 800 | 1970 | 0 | 52.56 | 51.55 | 0.01 | 0
2040 | MAPP_CA_2_MISO_W | MAPP_CA | MISO_W | Internal | Summer | B10 | 1262 | 1970 | 0 | 52.56 | 45.78 | 0.01 | 0
2040 | MAPP_CA_2_MISO_W | MAPP_CA | MISO_W | Internal | Winter | B16 | 25 | 1970 | 759.93 | 84.59 | 84.6 | 0.01 | 0
2040 | MAPP_CA_2_MISO_W | MAPP_CA | MISO_W | Internal | Winter | B17 | 100 | 1970 | 211.39 | 67.15 | 67.16 | 0.01 | 0
2040 | MAPP_CA_2_MISO_W | MAPP_CA | MISO_W | Internal | Winter | B18 | 400 | 1970 | 0 | 62.38 | 60.85 | 0.01 | 0
2040 | MAPP_CA_2_MISO_W | MAPP_CA | MISO_W | Internal | Winter | B19 | 700 | 1970 | 0 | 62.38 | 59.13 | 0.01 | 0
2040 | MAPP_CA_2_MISO_W | MAPP_CA | MISO_W | Internal | Winter | B20 | 935 | 1970 | 0 | 62.38 | 49.95 | 0.01 | 0
2040 | MAPP_US_2_MAPP_CA | MAPP_US | MAPP_CA | Internal | Shoulder | B11 | 25 | 165 | 0 | 77.78 | 64.96 | 7 | 0
2040 | MAPP_US_2_MAPP_CA | MAPP_US | MAPP_CA | Internal | Shoulder | B12 | 200 | 165 | 0.07 | 55.93 | 62.91 | 7 | 0
2040 | MAPP_US_2_MAPP_CA | MAPP_US | MAPP_CA | Internal | Shoulder | B13 | 600 | 165 | 0.03 | 52.66 | 59.65 | 7 | 0
2040 | MAPP_US_2_MAPP_CA | MAPP_US | MAPP_CA | Internal | Shoulder | B14 | 900 | 165 | 0 | 52.66 | 57.71 | 7 | 0
2040 | MAPP_US_2_MAPP_CA | MAPP_US | MAPP_CA | Internal | Shoulder | B15 | 1203 | 165 | 165 | 45.18 | 57.71 | 7 | 5.53
2040 | MAPP_US_2_MAPP_CA | MAPP_US | MAPP_CA | Internal | Summer | B1 | 10 | 165 | 0 | 95.65 | 92.63 | 7 | 0
2040 | MAPP_US_2_MAPP_CA | MAPP_US | MAPP_CA | Internal | Summer | B2 | 25 | 165 | 0.46 | 87.94 | 94.93 | 7 | 0
2040 | MAPP_US_2_MAPP_CA | MAPP_US | MAPP_CA | Internal | Summer | B3 | 75 | 165 | 0 | 87.25 | 92.47 | 7 | 0
2040 | MAPP_US_2_MAPP_CA | MAPP_US | MAPP_CA | Internal | Summer | B4 | 100 | 165 | 0 | 87.25 | 91.98 | 7 | 0
2040 | MAPP_US_2_MAPP_CA | MAPP_US | MAPP_CA | Internal | Summer | B5 | 200 | 165 | 0 | 83.43 | 87.52 | 7 | 0
2040 | MAPP_US_2_MAPP_CA | MAPP_US | MAPP_CA | Internal | Summer | B6 | 300 | 165 | 0 | 63.42 | 62.45 | 7 | 0
2040 | MAPP_US_2_MAPP_CA | MAPP_US | MAPP_CA | Internal | Summer | B7 | 400 | 165 | 0 | 54.16 | 56.9 | 7 | 0
2040 | MAPP_US_2_MAPP_CA | MAPP_US | MAPP_CA | Internal | Summer | B8 | 500 | 165 | 0.03 | 46.63 | 53.61 | 7 | 0
2040 | MAPP_US_2_MAPP_CA | MAPP_US | MAPP_CA | Internal | Summer | B9 | 800 | 165 | 165 | 44.55 | 52.56 | 7 | 1.01
2040 | MAPP_US_2_MAPP_CA | MAPP_US | MAPP_CA | Internal | Summer | B10 | 1262 | 165 | 165 | 38.78 | 52.56 | 7 | 6.78
2040 | MAPP_US_2_MAPP_CA | MAPP_US | MAPP_CA | Internal | Winter | B16 | 25 | 165 | 0.52 | 77.6 | 84.59 | 7 | 0
2040 | MAPP_US_2_MAPP_CA | MAPP_US | MAPP_CA | Internal | Winter | B17 | 100 | 165 | 0.14 | 60.16 | 67.15 | 7 | 0
2040 | MAPP_US_2_MAPP_CA | MAPP_US | MAPP_CA | Internal | Winter | B18 | 400 | 165 | 58.84 | 55.38 | 62.38 | 7 | 0
2040 | MAPP_US_2_MAPP_CA | MAPP_US | MAPP_CA | Internal | Winter | B19 | 700 | 165 | 45.83 | 55.38 | 62.38 | 7 | 0
2040 | MAPP_US_2_MAPP_CA | MAPP_US | MAPP_CA | Internal | Winter | B20 | 935 | 165 | 165 | 42.95 | 62.38 | 7 | 12.42
2040 | MAPP_US_2_MISO_W | MAPP_US | MISO_W | Internal | Shoulder | B11 | 25 | 2635 | 1001.71 | 77.78 | 84.78 | 7 | 0
2040 | MAPP_US_2_MISO_W | MAPP_US | MISO_W | Internal | Shoulder | B12 | 200 | 2635 | 870.03 | 55.93 | 62.93 | 7 | 0
2040 | MAPP_US_2_MISO_W | MAPP_US | MISO_W | Internal | Shoulder | B13 | 600 | 2635 | 801.13 | 52.66 | 59.66 | 7 | 0
2040 | MAPP_US_2_MISO_W | MAPP_US | MISO_W | Internal | Shoulder | B14 | 900 | 2635 | 0 | 52.66 | 57.72 | 7 | 0
2040 | MAPP_US_2_MISO_W | MAPP_US | MISO_W | Internal | Shoulder | B15 | 1203 | 2635 | 0 | 45.18 | 51.47 | 7 | 0
2040 | MAPP_US_2_MISO_W | MAPP_US | MISO_W | Internal | Summer | B1 | 10 | 2635 | 1660.28 | 95.65 | 102.65 | 7 | 0
2040 | MAPP_US_2_MISO_W | MAPP_US | MISO_W | Internal | Summer | B2 | 25 | 2635 | 183.25 | 87.94 | 94.94 | 7 | 0
2040 | MAPP_US_2_MISO_W | MAPP_US | MISO_W | Internal | Summer | B3 | 75 | 2635 | 0 | 87.25 | 93.54 | 7 | 0
2040 | MAPP_US_2_MISO_W | MAPP_US | MISO_W | Internal | Summer | B4 | 100 | 2635 | 0 | 87.25 | 91.99 | 7 | 0
2040 | MAPP_US_2_MISO_W | MAPP_US | MISO_W | Internal | Summer | B5 | 200 | 2635 | 0 | 83.43 | 87.53 | 7 | 0
2040 | MAPP_US_2_MISO_W | MAPP_US | MISO_W | Internal | Summer | B6 | 300 | 2635 | 0 | 63.42 | 68.09 | 7 | 0
2040 | MAPP_US_2_MISO_W | MAPP_US | MISO_W | Internal | Summer | B7 | 400 | 2635 | 0 | 54.16 | 56.91 | 7 | 0
2040 | MAPP_US_2_MISO_W | MAPP_US | MISO_W | Internal | Summer | B8 | 500 | 2635 | 514.71 | 46.63 | 53.63 | 7 | 0
2040 | MAPP_US_2_MISO_W | MAPP_US | MISO_W | Internal | Summer | B9 | 800 | 2635 | 39.2 | 44.55 | 51.55 | 7 | 0
2040 | MAPP_US_2_MISO_W | MAPP_US | MISO_W | Internal | Summer | B10 | 1262 | 2635 | 639.23 | 38.78 | 45.78 | 7 | 0
2040 | MAPP_US_2_MISO_W | MAPP_US | MISO_W | Internal | Winter | B16 | 25 | 2635 | 993.65 | 77.6 | 84.6 | 7 | 0
2040 | MAPP_US_2_MISO_W | MAPP_US | MISO_W | Internal | Winter | B17 | 100 | 2635 | 735.79 | 60.16 | 67.16 | 7 | 0
2040 | MAPP_US_2_MISO_W | MAPP_US | MISO_W | Internal | Winter | B18 | 400 | 2635 | 0 | 55.38 | 60.85 | 7 | 0
2040 | MAPP_US_2_MISO_W | MAPP_US | MISO_W | Internal | Winter | B19 | 700 | 2635 | 0 | 55.38 | 59.13 | 7 | 0
2040 | MAPP_US_2_MISO_W | MAPP_US | MISO_W | Internal | Winter | B20 | 935 | 2635 | 137.91 | 42.95 | 49.95 | 7 | 0
2040 | MAPP_US_2_NE | MAPP_US | NE | Internal | Shoulder | B11 | 25 | 2000 | 889.65 | 77.78 | 84.78 | 7 | 0
2040 | MAPP_US_2_NE | MAPP_US | NE | Internal | Shoulder | B12 | 200 | 2000 | 0 | 55.93 | 62.17 | 7 | 0
2040 | MAPP_US_2_NE | MAPP_US | NE | Internal | Shoulder | B13 | 600 | 2000 | 8.38 | 52.66 | 59.66 | 7 | 0
2040 | MAPP_US_2_NE | MAPP_US | NE | Internal | Shoulder | B14 | 900 | 2000 | 0 | 52.66 | 55.65 | 7 | 0
2040 | MAPP_US_2_NE | MAPP_US | NE | Internal | Shoulder | B15 | 1203 | 2000 | 0 | 45.18 | 49.42 | 7 | 0
2040 | MAPP_US_2_NE | MAPP_US | NE | Internal | Summer | B1 | 10 | 2000 | 0 | 95.65 | 97.65 | 7 | 0
2040 | MAPP_US_2_NE | MAPP_US | NE | Internal | Summer | B2 | 25 | 2000 | 525.84 | 87.94 | 94.94 | 7 | 0
2040 | MAPP_US_2_NE | MAPP_US | NE | Internal | Summer | B3 | 75 | 2000 | 664.79 | 87.25 | 94.25 | 7 | 0
2040 | MAPP_US_2_NE | MAPP_US | NE | Internal | Summer | B4 | 100 | 2000 | 980.04 | 87.25 | 94.25 | 7 | 0
2040 | MAPP_US_2_NE | MAPP_US | NE | Internal | Summer | B5 | 200 | 2000 | 816.64 | 83.43 | 90.43 | 7 | 0
2040 | MAPP_US_2_NE | MAPP_US | NE | Internal | Summer | B6 | 300 | 2000 | 849.52 | 63.42 | 70.42 | 7 | 0
2040 | MAPP_US_2_NE | MAPP_US | NE | Internal | Summer | B7 | 400 | 2000 | 811.45 | 54.16 | 61.16 | 7 | 0
2040 | MAPP_US_2_NE | MAPP_US | NE | Internal | Summer | B8 | 500 | 2000 | 744.8 | 46.63 | 53.63 | 7 | 0
2040 | MAPP_US_2_NE | MAPP_US | NE | Internal | Summer | B9 | 800 | 2000 | 395.08 | 44.55 | 51.55 | 7 | 0
2040 | MAPP_US_2_NE | MAPP_US | NE | Internal | Summer | B10 | 1262 | 2000 | 0 | 38.78 | 40.78 | 7 | 0
2040 | MAPP_US_2_NE | MAPP_US | NE | Internal | Winter | B16 | 25 | 2000 | 485.64 | 77.6 | 84.6 | 7 | 0
2040 | MAPP_US_2_NE | MAPP_US | NE | Internal | Winter | B17 | 100 | 2000 | 0 | 60.16 | 65.33 | 7 | 0
2040 | MAPP_US_2_NE | MAPP_US | NE | Internal | Winter | B18 | 400 | 2000 | 0 | 55.38 | 61.06 | 7 | 0
2040 | MAPP_US_2_NE | MAPP_US | NE | Internal | Winter | B19 | 700 | 2000 | 0 | 55.38 | 59.67 | 7 | 0
2040 | MAPP_US_2_NE | MAPP_US | NE | Internal | Winter | B20 | 935 | 2000 | 0 | 42.95 | 46.1 | 7 | 0
2040 | MARITIMES_2_NEISO | MARITIMES | NEISO | Internal | Shoulder | B11 | 25 | 99999 | 1400 | 48.96 | 48.97 | 0.01 | 0
2040 | MARITIMES_2_NEISO | MARITIMES | NEISO | Internal | Shoulder | B12 | 200 | 99999 | 1400 | 48.96 | 48.97 | 0.01 | 0
2040 | MARITIMES_2_NEISO | MARITIMES | NEISO | Internal | Shoulder | B13 | 600 | 99999 | 1400 | 48.96 | 48.97 | 0.01 | 0
2040 | MARITIMES_2_NEISO | MARITIMES | NEISO | Internal | Shoulder | B14 | 900 | 99999 | 1400 | 48.96 | 48.97 | 0.01 | 0
2040 | MARITIMES_2_NEISO | MARITIMES | NEISO | Internal | Shoulder | B15 | 1203 | 99999 | 426.43 | 48.96 | 48.97 | 0.01 | 0
2040 | MARITIMES_2_NEISO | MARITIMES | NEISO | Internal | Summer | B1 | 10 | 99999 | 1400.09 | 99.22 | 99.23 | 0.01 | 0
2040 | MARITIMES_2_NEISO | MARITIMES | NEISO | Internal | Summer | B2 | 25 | 99999 | 1400 | 85.94 | 85.95 | 0.01 | 0
2040 | MARITIMES_2_NEISO | MARITIMES | NEISO | Internal | Summer | B3 | 75 | 99999 | 1400 | 73.46 | 73.47 | 0.01 | 0
2040 | MARITIMES_2_NEISO | MARITIMES | NEISO | Internal | Summer | B4 | 100 | 99999 | 1400 | 62.62 | 62.63 | 0.01 | 0
2040 | MARITIMES_2_NEISO | MARITIMES | NEISO | Internal | Summer | B5 | 200 | 99999 | 1400 | 60.12 | 60.13 | 0.01 | 0
2040 | MARITIMES_2_NEISO | MARITIMES | NEISO | Internal | Summer | B6 | 300 | 99999 | 1400 | 45.18 | 45.19 | 0.01 | 0
2040 | MARITIMES_2_NEISO | MARITIMES | NEISO | Internal | Summer | B7 | 400 | 99999 | 1400 | 45.18 | 45.19 | 0.01 | 0
2040 | MARITIMES_2_NEISO | MARITIMES | NEISO | Internal | Summer | B8 | 500 | 99999 | 1400 | 45.18 | 45.19 | 0.01 | 0
2040 | MARITIMES_2_NEISO | MARITIMES | NEISO | Internal | Summer | B9 | 800 | 99999 | 1400 | 45.18 | 45.19 | 0.01 | 0
2040 | MARITIMES_2_NEISO | MARITIMES | NEISO | Internal | Summer | B10 | 1262 | 99999 | 236.13 | 45.18 | 45.19 | 0.01 | 0
2040 | MARITIMES_2_NEISO | MARITIMES | NEISO | Internal | Winter | B16 | 25 | 99999 | 1400 | 60.57 | 60.59 | 0.01 | 0
2040 | MARITIMES_2_NEISO | MARITIMES | NEISO | Internal | Winter | B17 | 100 | 99999 | 1400 | 60.57 | 60.59 | 0.01 | 0
2040 | MARITIMES_2_NEISO | MARITIMES | NEISO | Internal | Winter | B18 | 400 | 99999 | 1400 | 60.57 | 60.59 | 0.01 | 0
2040 | MARITIMES_2_NEISO | MARITIMES | NEISO | Internal | Winter | B19 | 700 | 99999 | 1400 | 60.57 | 60.59 | 0.01 | 0
2040 | MARITIMES_2_NEISO | MARITIMES | NEISO | Internal | Winter | B20 | 935 | 99999 | 475.94 | 60.57 | 60.59 | 0.01 | 0
2040 | MISO_IN_2_MISO_MI | MISO_IN | MISO_MI | Internal | Shoulder | B11 | 25 | 5000 | 0.3 | 84.78 | 84.77 | 0.01 | 0
2040 | MISO_IN_2_MISO_MI | MISO_IN | MISO_MI | Internal | Shoulder | B12 | 200 | 5000 | 2006.9 | 66.91 | 66.93 | 0.01 | 0
2040 | MISO_IN_2_MISO_MI | MISO_IN | MISO_MI | Internal | Shoulder | B13 | 600 | 5000 | 1817.92 | 59.66 | 59.68 | 0.01 | 0
2040 | MISO_IN_2_MISO_MI | MISO_IN | MISO_MI | Internal | Shoulder | B14 | 900 | 5000 | 3359.32 | 57.74 | 57.76 | 0.01 | 0
2040 | MISO_IN_2_MISO_MI | MISO_IN | MISO_MI | Internal | Shoulder | B15 | 1203 | 5000 | 3577.06 | 51.64 | 51.66 | 0.01 | 0
2040 | MISO_IN_2_MISO_MI | MISO_IN | MISO_MI | Internal | Summer | B1 | 10 | 5000 | 1905.4 | 107.62 | 107.63 | 0.01 | 0
2040 | MISO_IN_2_MISO_MI | MISO_IN | MISO_MI | Internal | Summer | B2 | 25 | 5000 | 0.32 | 94.94 | 94.93 | 0.01 | 0
2040 | MISO_IN_2_MISO_MI | MISO_IN | MISO_MI | Internal | Summer | B3 | 75 | 5000 | 0.11 | 92.45 | 92.44 | 0.01 | 0
2040 | MISO_IN_2_MISO_MI | MISO_IN | MISO_MI | Internal | Summer | B4 | 100 | 5000 | 0.08 | 91.99 | 91.98 | 0.01 | 0
2040 | MISO_IN_2_MISO_MI | MISO_IN | MISO_MI | Internal | Summer | B5 | 200 | 5000 | 0.04 | 87.53 | 87.52 | 0.01 | 0
2040 | MISO_IN_2_MISO_MI | MISO_IN | MISO_MI | Internal | Summer | B6 | 300 | 5000 | 0.03 | 68.07 | 68.06 | 0.01 | 0
2040 | MISO_IN_2_MISO_MI | MISO_IN | MISO_MI | Internal | Summer | B7 | 400 | 5000 | 2027.81 | 56.9 | 56.91 | 0.01 | 0
2040 | MISO_IN_2_MISO_MI | MISO_IN | MISO_MI | Internal | Summer | B8 | 500 | 5000 | 3396.96 | 53.65 | 53.66 | 0.01 | 0
2040 | MISO_IN_2_MISO_MI | MISO_IN | MISO_MI | Internal | Summer | B9 | 800 | 5000 | 3983.04 | 51.55 | 51.57 | 0.01 | 0
2040 | MISO_IN_2_MISO_MI | MISO_IN | MISO_MI | Internal | Summer | B10 | 1262 | 5000 | 3658.58 | 48.8 | 48.81 | 0.01 | 0
2040 | MISO_IN_2_MISO_MI | MISO_IN | MISO_MI | Internal | Winter | B16 | 25 | 5000 | 0.34 | 84.62 | 84.61 | 0.01 | 0
2040 | MISO_IN_2_MISO_MI | MISO_IN | MISO_MI | Internal | Winter | B17 | 100 | 5000 | 1560.91 | 67.5 | 67.51 | 0.01 | 0
2040 | MISO_IN_2_MISO_MI | MISO_IN | MISO_MI | Internal | Winter | B18 | 400 | 5000 | 1641.13 | 60.84 | 60.85 | 0.01 | 0
2040 | MISO_IN_2_MISO_MI | MISO_IN | MISO_MI | Internal | Winter | B19 | 700 | 5000 | 3511.66 | 59.11 | 59.12 | 0.01 | 0
2040 | MISO_IN_2_MISO_MI | MISO_IN | MISO_MI | Internal | Winter | B20 | 935 | 5000 | 2129.58 | 53.53 | 53.54 | 0.01 | 0
2040 | MISO_IN_2_MISO_MO-IL | MISO_IN | MISO_MO-IL | Internal | Shoulder | B11 | 25 | 5000 | 399.45 | 84.78 | 84.79 | 0.01 | 0
2040 | MISO_IN_2_MISO_MO-IL | MISO_IN | MISO_MO-IL | Internal | Shoulder | B12 | 200 | 5000 | 0 | 66.91 | 62.94 | 0.01 | 0
2040 | MISO_IN_2_MISO_MO-IL | MISO_IN | MISO_MO-IL | Internal | Shoulder | B13 | 600 | 5000 | 0.01 | 59.66 | 59.65 | 0.01 | 0
2040 | MISO_IN_2_MISO_MO-IL | MISO_IN | MISO_MO-IL | Internal | Shoulder | B14 | 900 | 5000 | 0 | 57.74 | 57.73 | 0.01 | 0
2040 | MISO_IN_2_MISO_MO-IL | MISO_IN | MISO_MO-IL | Internal | Shoulder | B15 | 1203 | 5000 | 0 | 51.64 | 51.46 | 0.01 | 0
2040 | MISO_IN_2_MISO_MO-IL | MISO_IN | MISO_MO-IL | Internal | Summer | B1 | 10 | 5000 | 0.02 | 107.62 | 106.63 | 0.01 | 0
2040 | MISO_IN_2_MISO_MO-IL | MISO_IN | MISO_MO-IL | Internal | Summer | B2 | 25 | 5000 | 1043.42 | 94.94 | 94.95 | 0.01 | 0
2040 | MISO_IN_2_MISO_MO-IL | MISO_IN | MISO_MO-IL | Internal | Summer | B3 | 75 | 5000 | 616.7 | 92.45 | 92.46 | 0.01 | 0
2040 | MISO_IN_2_MISO_MO-IL | MISO_IN | MISO_MO-IL | Internal | Summer | B4 | 100 | 5000 | 2010.53 | 91.99 | 92.01 | 0.01 | 0
2040 | MISO_IN_2_MISO_MO-IL | MISO_IN | MISO_MO-IL | Internal | Summer | B5 | 200 | 5000 | 1314.39 | 87.53 | 87.54 | 0.01 | 0
2040 | MISO_IN_2_MISO_MO-IL | MISO_IN | MISO_MO-IL | Internal | Summer | B6 | 300 | 5000 | 1641.41 | 68.07 | 68.08 | 0.01 | 0
2040 | MISO_IN_2_MISO_MO-IL | MISO_IN | MISO_MO-IL | Internal | Summer | B7 | 400 | 5000 | 424.21 | 56.9 | 56.91 | 0.01 | 0
2040 | MISO_IN_2_MISO_MO-IL | MISO_IN | MISO_MO-IL | Internal | Summer | B8 | 500 | 5000 | 0.02 | 53.65 | 53.64 | 0.01 | 0
2040 | MISO_IN_2_MISO_MO-IL | MISO_IN | MISO_MO-IL | Internal | Summer | B9 | 800 | 5000 | 325.43 | 51.55 | 51.57 | 0.01 | 0
2040 | MISO_IN_2_MISO_MO-IL | MISO_IN | MISO_MO-IL | Internal | Summer | B10 | 1262 | 5000 | 0 | 48.8 | 45.79 | 0.01 | 0
2040 | MISO_IN_2_MISO_MO-IL | MISO_IN | MISO_MO-IL | Internal | Winter | B16 | 25 | 5000 | 0.28 | 84.62 | 84.61 | 0.01 | 0
2040 | MISO_IN_2_MISO_MO-IL | MISO_IN | MISO_MO-IL | Internal | Winter | B17 | 100 | 5000 | 0 | 67.5 | 67.17 | 0.01 | 0
2040 | MISO_IN_2_MISO_MO-IL | MISO_IN | MISO_MO-IL | Internal | Winter | B18 | 400 | 5000 | 0.04 | 60.84 | 60.84 | 0.01 | 0
2040 | MISO_IN_2_MISO_MO-IL | MISO_IN | MISO_MO-IL | Internal | Winter | B19 | 700 | 5000 | 0.01 | 59.11 | 59.1 | 0.01 | 0
2040 | MISO_IN_2_MISO_MO-IL | MISO_IN | MISO_MO-IL | Internal | Winter | B20 | 935 | 5000 | 0 | 53.53 | 49.96 | 0.01 | 0
2040 | MISO_IN_2_NonRTO_Midwest | MISO_IN | NonRTO_Midwest | Internal | Shoulder | B11 | 25 | 4800 | 1180.91 | 84.78 | 92.78 | 8 | 0
2040 | MISO_IN_2_NonRTO_Midwest | MISO_IN | NonRTO_Midwest | Internal | Shoulder | B12 | 200 | 4800 | 676.35 | 66.91 | 74.91 | 8 | 0
2040 | MISO_IN_2_NonRTO_Midwest | MISO_IN | NonRTO_Midwest | Internal | Shoulder | B13 | 600 | 4800 | 121.34 | 59.66 | 67.66 | 8 | 0
2040 | MISO_IN_2_NonRTO_Midwest | MISO_IN | NonRTO_Midwest | Internal | Shoulder | B14 | 900 | 4800 | 0 | 57.74 | 55.58 | 8 | 0
2040 | MISO_IN_2_NonRTO_Midwest | MISO_IN | NonRTO_Midwest | Internal | Shoulder | B15 | 1203 | 4800 | 0 | 51.64 | 48.09 | 8 | 0
2040 | MISO_IN_2_NonRTO_Midwest | MISO_IN | NonRTO_Midwest | Internal | Summer | B1 | 10 | 4800 | 0 | 107.62 | 99.62 | 8 | 0
2040 | MISO_IN_2_NonRTO_Midwest | MISO_IN | NonRTO_Midwest | Internal | Summer | B2 | 25 | 4800 | 0 | 94.94 | 97.9 | 8 | 0
2040 | MISO_IN_2_NonRTO_Midwest | MISO_IN | NonRTO_Midwest | Internal | Summer | B3 | 75 | 4800 | 0 | 92.45 | 97.9 | 8 | 0
2040 | MISO_IN_2_NonRTO_Midwest | MISO_IN | NonRTO_Midwest | Internal | Summer | B4 | 100 | 4800 | 0 | 91.99 | 97.9 | 8 | 0
2040 | MISO_IN_2_NonRTO_Midwest | MISO_IN | NonRTO_Midwest | Internal | Summer | B5 | 200 | 4800 | 1021.75 | 87.53 | 95.53 | 8 | 0
2040 | MISO_IN_2_NonRTO_Midwest | MISO_IN | NonRTO_Midwest | Internal | Summer | B6 | 300 | 4800 | 914.18 | 68.07 | 76.07 | 8 | 0
2040 | MISO_IN_2_NonRTO_Midwest | MISO_IN | NonRTO_Midwest | Internal | Summer | B7 | 400 | 4800 | 325.27 | 56.9 | 64.9 | 8 | 0
2040 | MISO_IN_2_NonRTO_Midwest | MISO_IN | NonRTO_Midwest | Internal | Summer | B8 | 500 | 4800 | 0 | 53.65 | 53.96 | 8 | 0
2040 | MISO_IN_2_NonRTO_Midwest | MISO_IN | NonRTO_Midwest | Internal | Summer | B9 | 800 | 4800 | 0 | 51.55 | 51.21 | 8 | 0
2040 | MISO_IN_2_NonRTO_Midwest | MISO_IN | NonRTO_Midwest | Internal | Summer | B10 | 1262 | 4800 | 0 | 48.8 | 40.8 | 8 | 0
2040 | MISO_IN_2_NonRTO_Midwest | MISO_IN | NonRTO_Midwest | Internal | Winter | B16 | 25 | 4800 | 2212.76 | 84.62 | 92.62 | 8 | 0
2040 | MISO_IN_2_NonRTO_Midwest | MISO_IN | NonRTO_Midwest | Internal | Winter | B17 | 100 | 4800 | 1105.5 | 67.5 | 75.5 | 8 | 0
2040 | MISO_IN_2_NonRTO_Midwest | MISO_IN | NonRTO_Midwest | Internal | Winter | B18 | 400 | 4800 | 0 | 60.84 | 67.75 | 8 | 0
2040 | MISO_IN_2_NonRTO_Midwest | MISO_IN | NonRTO_Midwest | Internal | Winter | B19 | 700 | 4800 | 0 | 59.11 | 59.41 | 8 | 0
2040 | MISO_IN_2_NonRTO_Midwest | MISO_IN | NonRTO_Midwest | Internal | Winter | B20 | 935 | 4800 | 0 | 53.53 | 49.96 | 8 | 0
2040 | MISO_IN_2_PJM_ROR | MISO_IN | PJM_ROR | Internal | Shoulder | B11 | 25 | 992 | 0 | 84.78 | 82.77 | 2 | 0
2040 | MISO_IN_2_PJM_ROR | MISO_IN | PJM_ROR | Internal | Shoulder | B12 | 200 | 992 | 0 | 66.91 | 64.93 | 2 | 0
2040 | MISO_IN_2_PJM_ROR | MISO_IN | PJM_ROR | Internal | Shoulder | B13 | 600 | 992 | 0 | 59.66 | 57.66 | 2 | 0
2040 | MISO_IN_2_PJM_ROR | MISO_IN | PJM_ROR | Internal | Shoulder | B14 | 900 | 992 | 0 | 57.74 | 56.26 | 2 | 0
2040 | MISO_IN_2_PJM_ROR | MISO_IN | PJM_ROR | Internal | Shoulder | B15 | 1203 | 992 | 0 | 51.64 | 51.58 | 2 | 0
2040 | MISO_IN_2_PJM_ROR | MISO_IN | PJM_ROR | Internal | Summer | B1 | 10 | 992 | 990.61 | 107.62 | 109.63 | 2 | 0.01
2040 | MISO_IN_2_PJM_ROR | MISO_IN | PJM_ROR | Internal | Summer | B2 | 25 | 992 | 0.51 | 94.94 | 96.93 | 2 | 0
2040 | MISO_IN_2_PJM_ROR | MISO_IN | PJM_ROR | Internal | Summer | B3 | 75 | 992 | 0 | 92.45 | 90.44 | 2 | 0
2040 | MISO_IN_2_PJM_ROR | MISO_IN | PJM_ROR | Internal | Summer | B4 | 100 | 992 | 0 | 91.99 | 89.99 | 2 | 0
2040 | MISO_IN_2_PJM_ROR | MISO_IN | PJM_ROR | Internal | Summer | B5 | 200 | 992 | 0 | 87.53 | 85.52 | 2 | 0
2040 | MISO_IN_2_PJM_ROR | MISO_IN | PJM_ROR | Internal | Summer | B6 | 300 | 992 | 0 | 68.07 | 66.08 | 2 | 0
2040 | MISO_IN_2_PJM_ROR | MISO_IN | PJM_ROR | Internal | Summer | B7 | 400 | 992 | 0 | 56.9 | 54.91 | 2 | 0
2040 | MISO_IN_2_PJM_ROR | MISO_IN | PJM_ROR | Internal | Summer | B8 | 500 | 992 | 0 | 53.65 | 51.66 | 2 | 0
2040 | MISO_IN_2_PJM_ROR | MISO_IN | PJM_ROR | Internal | Summer | B9 | 800 | 992 | 0 | 51.55 | 49.78 | 2 | 0
2040 | MISO_IN_2_PJM_ROR | MISO_IN | PJM_ROR | Internal | Summer | B10 | 1262 | 992 | 0 | 48.8 | 47.78 | 2 | 0
2040 | MISO_IN_2_PJM_ROR | MISO_IN | PJM_ROR | Internal | Winter | B16 | 25 | 992 | 0.64 | 84.62 | 86.61 | 2 | 0
2040 | MISO_IN_2_PJM_ROR | MISO_IN | PJM_ROR | Internal | Winter | B17 | 100 | 992 | 767.4 | 67.5 | 69.5 | 2 | 0
2040 | MISO_IN_2_PJM_ROR | MISO_IN | PJM_ROR | Internal | Winter | B18 | 400 | 992 | 410.07 | 60.84 | 62.84 | 2 | 0
2040 | MISO_IN_2_PJM_ROR | MISO_IN | PJM_ROR | Internal | Winter | B19 | 700 | 992 | 0 | 59.11 | 60.19 | 2 | 0
2040 | MISO_IN_2_PJM_ROR | MISO_IN | PJM_ROR | Internal | Winter | B20 | 935 | 992 | 991.98 | 53.53 | 55.54 | 2 | 0.01
2040 | MISO_MI_2_IESO | MISO_MI | IESO | Internal | Shoulder | B11 | 25 | 1580 | 0 | 84.77 | 51.5 | 8 | 0
2040 | MISO_MI_2_IESO | MISO_MI | IESO | Internal | Shoulder | B12 | 200 | 1580 | 0 | 66.93 | 51.5 | 8 | 0
2040 | MISO_MI_2_IESO | MISO_MI | IESO | Internal | Shoulder | B13 | 600 | 1580 | 0 | 59.68 | 51.5 | 8 | 0
2040 | MISO_MI_2_IESO | MISO_MI | IESO | Internal | Shoulder | B14 | 900 | 1580 | 0 | 57.76 | 50.76 | 8 | 0
2040 | MISO_MI_2_IESO | MISO_MI | IESO | Internal | Shoulder | B15 | 1203 | 1580 | 0 | 51.66 | 50.76 | 8 | 0
2040 | MISO_MI_2_IESO | MISO_MI | IESO | Internal | Summer | B1 | 10 | 1580 | 0 | 107.63 | 100.63 | 8 | 0
2040 | MISO_MI_2_IESO | MISO_MI | IESO | Internal | Summer | B2 | 25 | 1580 | 0 | 94.93 | 87.93 | 8 | 0
2040 | MISO_MI_2_IESO | MISO_MI | IESO | Internal | Summer | B3 | 75 | 1580 | 0 | 92.44 | 83.46 | 8 | 0
2040 | MISO_MI_2_IESO | MISO_MI | IESO | Internal | Summer | B4 | 100 | 1580 | 0 | 91.98 | 77.85 | 8 | 0
2040 | MISO_MI_2_IESO | MISO_MI | IESO | Internal | Summer | B5 | 200 | 1580 | 0 | 87.52 | 71.59 | 8 | 0
2040 | MISO_MI_2_IESO | MISO_MI | IESO | Internal | Summer | B6 | 300 | 1580 | 0 | 68.06 | 51.07 | 8 | 0
2040 | MISO_MI_2_IESO | MISO_MI | IESO | Internal | Summer | B7 | 400 | 1580 | 0 | 56.91 | 49.91 | 8 | 0
2040 | MISO_MI_2_IESO | MISO_MI | IESO | Internal | Summer | B8 | 500 | 1580 | 0 | 53.66 | 46.66 | 8 | 0
2040 | MISO_MI_2_IESO | MISO_MI | IESO | Internal | Summer | B9 | 800 | 1580 | 0 | 51.57 | 46.66 | 8 | 0
2040 | MISO_MI_2_IESO | MISO_MI | IESO | Internal | Summer | B10 | 1262 | 1580 | 0 | 48.81 | 46.66 | 8 | 0
2040 | MISO_MI_2_IESO | MISO_MI | IESO | Internal | Winter | B16 | 25 | 1580 | 0 | 84.61 | 71.6 | 8 | 0
2040 | MISO_MI_2_IESO | MISO_MI | IESO | Internal | Winter | B17 | 100 | 1580 | 0 | 67.51 | 54.51 | 8 | 0
2040 | MISO_MI_2_IESO | MISO_MI | IESO | Internal | Winter | B18 | 400 | 1580 | 0 | 60.85 | 53.85 | 8 | 0
2040 | MISO_MI_2_IESO | MISO_MI | IESO | Internal | Winter | B19 | 700 | 1580 | 0 | 59.12 | 53.85 | 8 | 0
2040 | MISO_MI_2_IESO | MISO_MI | IESO | Internal | Winter | B20 | 935 | 1580 | 0 | 53.54 | 53.85 | 8 | 0
2040 | MISO_MI_2_MISO_IN | MISO_MI | MISO_IN | Internal | Shoulder | B11 | 25 | 2045 | 913.77 | 84.77 | 84.78 | 0.01 | 0
2040 | MISO_MI_2_MISO_IN | MISO_MI | MISO_IN | Internal | Shoulder | B12 | 200 | 2045 | 0.04 | 66.93 | 66.91 | 0.01 | 0
2040 | MISO_MI_2_MISO_IN | MISO_MI | MISO_IN | Internal | Shoulder | B13 | 600 | 2045 | 0.01 | 59.68 | 59.66 | 0.01 | 0
2040 | MISO_MI_2_MISO_IN | MISO_MI | MISO_IN | Internal | Shoulder | B14 | 900 | 2045 | 0 | 57.76 | 57.74 | 0.01 | 0
2040 | MISO_MI_2_MISO_IN | MISO_MI | MISO_IN | Internal | Shoulder | B15 | 1203 | 2045 | 0 | 51.66 | 51.64 | 0.01 | 0
2040 | MISO_MI_2_MISO_IN | MISO_MI | MISO_IN | Internal | Summer | B1 | 10 | 2045 | 0.74 | 107.63 | 107.62 | 0.01 | 0
2040 | MISO_MI_2_MISO_IN | MISO_MI | MISO_IN | Internal | Summer | B2 | 25 | 2045 | 215.19 | 94.93 | 94.94 | 0.01 | 0
2040 | MISO_MI_2_MISO_IN | MISO_MI | MISO_IN | Internal | Summer | B3 | 75 | 2045 | 413.31 | 92.44 | 92.45 | 0.01 | 0
2040 | MISO_MI_2_MISO_IN | MISO_MI | MISO_IN | Internal | Summer | B4 | 100 | 2045 | 1622.81 | 91.98 | 91.99 | 0.01 | 0
2040 | MISO_MI_2_MISO_IN | MISO_MI | MISO_IN | Internal | Summer | B5 | 200 | 2045 | 777.12 | 87.52 | 87.53 | 0.01 | 0
2040 | MISO_MI_2_MISO_IN | MISO_MI | MISO_IN | Internal | Summer | B6 | 300 | 2045 | 798.28 | 68.06 | 68.07 | 0.01 | 0
2040 | MISO_MI_2_MISO_IN | MISO_MI | MISO_IN | Internal | Summer | B7 | 400 | 2045 | 0.02 | 56.91 | 56.9 | 0.01 | 0
2040 | MISO_MI_2_MISO_IN | MISO_MI | MISO_IN | Internal | Summer | B8 | 500 | 2045 | 0.02 | 53.66 | 53.65 | 0.01 | 0
2040 | MISO_MI_2_MISO_IN | MISO_MI | MISO_IN | Internal | Summer | B9 | 800 | 2045 | 0.01 | 51.57 | 51.55 | 0.01 | 0
2040 | MISO_MI_2_MISO_IN | MISO_MI | MISO_IN | Internal | Summer | B10 | 1262 | 2045 | 0 | 48.81 | 48.8 | 0.01 | 0
2040 | MISO_MI_2_MISO_IN | MISO_MI | MISO_IN | Internal | Winter | B16 | 25 | 2045 | 147.41 | 84.61 | 84.62 | 0.01 | 0
2040 | MISO_MI_2_MISO_IN | MISO_MI | MISO_IN | Internal | Winter | B17 | 100 | 2045 | 0.08 | 67.51 | 67.5 | 0.01 | 0
2040 | MISO_MI_2_MISO_IN | MISO_MI | MISO_IN | Internal | Winter | B18 | 400 | 2045 | 0.02 | 60.85 | 60.84 | 0.01 | 0
2040 | MISO_MI_2_MISO_IN | MISO_MI | MISO_IN | Internal | Winter | B19 | 700 | 2045 | 0.01 | 59.12 | 59.11 | 0.01 | 0
2040 | MISO_MI_2_MISO_IN | MISO_MI | MISO_IN | Internal | Winter | B20 | 935 | 2045 | 0 | 53.54 | 53.53 | 0.01 | 0
2040 | MISO_MI_2_MISO_WUMS | MISO_MI | MISO_WUMS | Internal | Shoulder | B11 | 25 | 117 | 0.51 | 84.77 | 84.77 | 0.01 | 0
2040 | MISO_MI_2_MISO_WUMS | MISO_MI | MISO_WUMS | Internal | Shoulder | B12 | 200 | 117 | 0 | 66.93 | 62.94 | 0.01 | 0
2040 | MISO_MI_2_MISO_WUMS | MISO_MI | MISO_WUMS | Internal | Shoulder | B13 | 600 | 117 | 0 | 59.68 | 59.65 | 0.01 | 0
2040 | MISO_MI_2_MISO_WUMS | MISO_MI | MISO_WUMS | Internal | Shoulder | B14 | 900 | 117 | 0 | 57.76 | 57.71 | 0.01 | 0
2040 | MISO_MI_2_MISO_WUMS | MISO_MI | MISO_WUMS | Internal | Shoulder | B15 | 1203 | 117 | 116.99 | 51.66 | 51.69 | 0.01 | 0.02
2040 | MISO_MI_2_MISO_WUMS | MISO_MI | MISO_WUMS | Internal | Summer | B1 | 10 | 117 | 0 | 107.63 | 87.99 | 0.01 | 0
2040 | MISO_MI_2_MISO_WUMS | MISO_MI | MISO_WUMS | Internal | Summer | B2 | 25 | 117 | 0 | 94.93 | 87.99 | 0.01 | 0
2040 | MISO_MI_2_MISO_WUMS | MISO_MI | MISO_WUMS | Internal | Summer | B3 | 75 | 117 | 0 | 92.44 | 87.99 | 0.01 | 0
2040 | MISO_MI_2_MISO_WUMS | MISO_MI | MISO_WUMS | Internal | Summer | B4 | 100 | 117 | 0 | 91.98 | 87.99 | 0.01 | 0
2040 | MISO_MI_2_MISO_WUMS | MISO_MI | MISO_WUMS | Internal | Summer | B5 | 200 | 117 | 0.07 | 87.52 | 87.52 | 0.01 | 0
2040 | MISO_MI_2_MISO_WUMS | MISO_MI | MISO_WUMS | Internal | Summer | B6 | 300 | 117 | 116.95 | 68.06 | 68.08 | 0.01 | 0.01
2040 | MISO_MI_2_MISO_WUMS | MISO_MI | MISO_WUMS | Internal | Summer | B7 | 400 | 117 | 0.02 | 56.91 | 56.9 | 0.01 | 0
2040 | MISO_MI_2_MISO_WUMS | MISO_MI | MISO_WUMS | Internal | Summer | B8 | 500 | 117 | 0.01 | 53.66 | 53.64 | 0.01 | 0
2040 | MISO_MI_2_MISO_WUMS | MISO_MI | MISO_WUMS | Internal | Summer | B9 | 800 | 117 | 0.02 | 51.57 | 51.57 | 0.01 | 0
2040 | MISO_MI_2_MISO_WUMS | MISO_MI | MISO_WUMS | Internal | Summer | B10 | 1262 | 117 | 117 | 48.81 | 49.78 | 0.01 | 0.95
2040 | MISO_MI_2_MISO_WUMS | MISO_MI | MISO_WUMS | Internal | Winter | B16 | 25 | 117 | 0.51 | 84.61 | 84.61 | 0.01 | 0
2040 | MISO_MI_2_MISO_WUMS | MISO_MI | MISO_WUMS | Internal | Winter | B17 | 100 | 117 | 0.07 | 67.51 | 67.5 | 0.01 | 0
2040 | MISO_MI_2_MISO_WUMS | MISO_MI | MISO_WUMS | Internal | Winter | B18 | 400 | 117 | 42.29 | 60.85 | 60.87 | 0.01 | 0
2040 | MISO_MI_2_MISO_WUMS | MISO_MI | MISO_WUMS | Internal | Winter | B19 | 700 | 117 | 116.98 | 59.12 | 59.14 | 0.01 | 0.01
2040 | MISO_MI_2_MISO_WUMS | MISO_MI | MISO_WUMS | Internal | Winter | B20 | 935 | 117 | 117 | 53.54 | 55.03 | 0.01 | 1.48
2040 | MISO_MI_2_PJM_ROR | MISO_MI | PJM_ROR | Internal | Shoulder | B11 | 25 | 1424 | 0 | 84.77 | 82.77 | 2 | 0
2040 | MISO_MI_2_PJM_ROR | MISO_MI | PJM_ROR | Internal | Shoulder | B12 | 200 | 1424 | 0 | 66.93 | 64.93 | 2 | 0
2040 | MISO_MI_2_PJM_ROR | MISO_MI | PJM_ROR | Internal | Shoulder | B13 | 600 | 1424 | 0 | 59.68 | 57.66 | 2 | 0
2040 | MISO_MI_2_PJM_ROR | MISO_MI | PJM_ROR | Internal | Shoulder | B14 | 900 | 1424 | 0 | 57.76 | 56.26 | 2 | 0
2040 | MISO_MI_2_PJM_ROR | MISO_MI | PJM_ROR | Internal | Shoulder | B15 | 1203 | 1424 | 0 | 51.66 | 51.58 | 2 | 0
2040 | MISO_MI_2_PJM_ROR | MISO_MI | PJM_ROR | Internal | Summer | B1 | 10 | 1424 | 555.63 | 107.63 | 109.63 | 2 | 0
2040 | MISO_MI_2_PJM_ROR | MISO_MI | PJM_ROR | Internal | Summer | B2 | 25 | 1424 | 224.56 | 94.93 | 96.93 | 2 | 0
2040 | MISO_MI_2_PJM_ROR | MISO_MI | PJM_ROR | Internal | Summer | B3 | 75 | 1424 | 0 | 92.44 | 90.44 | 2 | 0
2040 | MISO_MI_2_PJM_ROR | MISO_MI | PJM_ROR | Internal | Summer | B4 | 100 | 1424 | 0 | 91.98 | 89.99 | 2 | 0
2040 | MISO_MI_2_PJM_ROR | MISO_MI | PJM_ROR | Internal | Summer | B5 | 200 | 1424 | 0 | 87.52 | 85.52 | 2 | 0
2040 | MISO_MI_2_PJM_ROR | MISO_MI | PJM_ROR | Internal | Summer | B6 | 300 | 1424 | 0 | 68.06 | 66.08 | 2 | 0
2040 | MISO_MI_2_PJM_ROR | MISO_MI | PJM_ROR | Internal | Summer | B7 | 400 | 1424 | 0 | 56.91 | 54.91 | 2 | 0
2040 | MISO_MI_2_PJM_ROR | MISO_MI | PJM_ROR | Internal | Summer | B8 | 500 | 1424 | 0 | 53.66 | 51.66 | 2 | 0
2040 | MISO_MI_2_PJM_ROR | MISO_MI | PJM_ROR | Internal | Summer | B9 | 800 | 1424 | 0 | 51.57 | 49.78 | 2 | 0
2040 | MISO_MI_2_PJM_ROR | MISO_MI | PJM_ROR | Internal | Summer | B10 | 1262 | 1424 | 0 | 48.81 | 47.78 | 2 | 0
2040 | MISO_MI_2_PJM_ROR | MISO_MI | PJM_ROR | Internal | Winter | B16 | 25 | 1424 | 577.8 | 84.61 | 86.61 | 2 | 0
2040 | MISO_MI_2_PJM_ROR | MISO_MI | PJM_ROR | Internal | Winter | B17 | 100 | 1424 | 0.16 | 67.51 | 69.5 | 2 | 0
2040 | MISO_MI_2_PJM_ROR | MISO_MI | PJM_ROR | Internal | Winter | B18 | 400 | 1424 | 0.04 | 60.85 | 62.84 | 2 | 0
2040 | MISO_MI_2_PJM_ROR | MISO_MI | PJM_ROR | Internal | Winter | B19 | 700 | 1424 | 0 | 59.12 | 60.19 | 2 | 0
2040 | MISO_MI_2_PJM_ROR | MISO_MI | PJM_ROR | Internal | Winter | B20 | 935 | 1424 | 948.12 | 53.54 | 55.54 | 2 | 0
2040 | MISO_MO-IL_2_ENT | MISO_MO-IL | ENT | Internal | Shoulder | B11 | 25 | 2540 | 0 | 84.79 | 87.77 | 8 | 0
2040 | MISO_MO-IL_2_ENT | MISO_MO-IL | ENT | Internal | Shoulder | B12 | 200 | 2540 | 0 | 62.94 | 61.96 | 8 | 0
2040 | MISO_MO-IL_2_ENT | MISO_MO-IL | ENT | Internal | Shoulder | B13 | 600 | 2540 | 0 | 59.65 | 61.88 | 8 | 0
2040 | MISO_MO-IL_2_ENT | MISO_MO-IL | ENT | Internal | Shoulder | B14 | 900 | 2540 | 0 | 57.73 | 60.66 | 8 | 0
2040 | MISO_MO-IL_2_ENT | MISO_MO-IL | ENT | Internal | Shoulder | B15 | 1203 | 2540 | 329.73 | 51.46 | 59.46 | 8 | 0
2040 | MISO_MO-IL_2_ENT | MISO_MO-IL | ENT | Internal | Summer | B1 | 10 | 2540 | 0 | 106.63 | 98.63 | 8 | 0
2040 | MISO_MO-IL_2_ENT | MISO_MO-IL | ENT | Internal | Summer | B2 | 25 | 2540 | 0 | 94.95 | 94.95 | 8 | 0
2040 | MISO_MO-IL_2_ENT | MISO_MO-IL | ENT | Internal | Summer | B3 | 75 | 2540 | 0 | 92.46 | 94.52 | 8 | 0
2040 | MISO_MO-IL_2_ENT | MISO_MO-IL | ENT | Internal | Summer | B4 | 100 | 2540 | 0 | 92.01 | 92.52 | 8 | 0
2040 | MISO_MO-IL_2_ENT | MISO_MO-IL | ENT | Internal | Summer | B5 | 200 | 2540 | 0 | 87.54 | 88.11 | 8 | 0
2040 | MISO_MO-IL_2_ENT | MISO_MO-IL | ENT | Internal | Summer | B6 | 300 | 2540 | 141.33 | 68.08 | 76.08 | 8 | 0
2040 | MISO_MO-IL_2_ENT | MISO_MO-IL | ENT | Internal | Summer | B7 | 400 | 2540 | 0 | 56.91 | 60 | 8 | 0
2040 | MISO_MO-IL_2_ENT | MISO_MO-IL | ENT | Internal | Summer | B8 | 500 | 2540 | 0 | 53.64 | 60 | 8 | 0
2040 | MISO_MO-IL_2_ENT | MISO_MO-IL | ENT | Internal | Summer | B9 | 800 | 2540 | 1472.01 | 51.57 | 59.57 | 8 | 0
2040 | MISO_MO-IL_2_ENT | MISO_MO-IL | ENT | Internal | Summer | B10 | 1262 | 2540 | 2540 | 45.79 | 57.5 | 8 | 3.71
2040 | MISO_MO-IL_2_ENT | MISO_MO-IL | ENT | Internal | Winter | B16 | 25 | 2540 | 0 | 84.61 | 84.61 | 8 | 0
2040 | MISO_MO-IL_2_ENT | MISO_MO-IL | ENT | Internal | Winter | B17 | 100 | 2540 | 0 | 67.17 | 66.07 | 8 | 0
2040 | MISO_MO-IL_2_ENT | MISO_MO-IL | ENT | Internal | Winter | B18 | 400 | 2540 | 0 | 60.84 | 66.07 | 8 | 0
2040 | MISO_MO-IL_2_ENT | MISO_MO-IL | ENT | Internal | Winter | B19 | 700 | 2540 | 0 | 59.1 | 64.68 | 8 | 0
2040 | MISO_MO-IL_2_ENT | MISO_MO-IL | ENT | Internal | Winter | B20 | 935 | 2540 | 2383.3 | 49.96 | 57.96 | 8 | 0
2040 | MISO_MO-IL_2_MISO_IN | MISO_MO-IL | MISO_IN | Internal | Shoulder | B11 | 25 | 2100 | 0.32 | 84.79 | 84.78 | 0.01 | 0
2040 | MISO_MO-IL_2_MISO_IN | MISO_MO-IL | MISO_IN | Internal | Shoulder | B12 | 200 | 2100 | 2100 | 62.94 | 66.91 | 0.01 | 3.96
2040 | MISO_MO-IL_2_MISO_IN | MISO_MO-IL | MISO_IN | Internal | Shoulder | B13 | 600 | 2100 | 1113.87 | 59.65 | 59.66 | 0.01 | 0
2040 | MISO_MO-IL_2_MISO_IN | MISO_MO-IL | MISO_IN | Internal | Shoulder | B14 | 900 | 2100 | 1687.28 | 57.73 | 57.74 | 0.01 | 0
2040 | MISO_MO-IL_2_MISO_IN | MISO_MO-IL | MISO_IN | Internal | Shoulder | B15 | 1203 | 2100 | 2100 | 51.46 | 51.64 | 0.01 | 0.17
2040 | MISO_MO-IL_2_MISO_IN | MISO_MO-IL | MISO_IN | Internal | Summer | B1 | 10 | 2100 | 2099.98 | 106.63 | 107.62 | 0.01 | 0.98
2040 | MISO_MO-IL_2_MISO_IN | MISO_MO-IL | MISO_IN | Internal | Summer | B2 | 25 | 2100 | 0.31 | 94.95 | 94.94 | 0.01 | 0
2040 | MISO_MO-IL_2_MISO_IN | MISO_MO-IL | MISO_IN | Internal | Summer | B3 | 75 | 2100 | 0.11 | 92.46 | 92.45 | 0.01 | 0
2040 | MISO_MO-IL_2_MISO_IN | MISO_MO-IL | MISO_IN | Internal | Summer | B4 | 100 | 2100 | 0.08 | 92.01 | 91.99 | 0.01 | 0
2040 | MISO_MO-IL_2_MISO_IN | MISO_MO-IL | MISO_IN | Internal | Summer | B5 | 200 | 2100 | 0.04 | 87.54 | 87.53 | 0.01 | 0
2040 | MISO_MO-IL_2_MISO_IN | MISO_MO-IL | MISO_IN | Internal | Summer | B6 | 300 | 2100 | 0.03 | 68.08 | 68.07 | 0.01 | 0
2040 | MISO_MO-IL_2_MISO_IN | MISO_MO-IL | MISO_IN | Internal | Summer | B7 | 400 | 2100 | 0.02 | 56.91 | 56.9 | 0.01 | 0
2040 | MISO_MO-IL_2_MISO_IN | MISO_MO-IL | MISO_IN | Internal | Summer | B8 | 500 | 2100 | 360.47 | 53.64 | 53.65 | 0.01 | 0
2040 | MISO_MO-IL_2_MISO_IN | MISO_MO-IL | MISO_IN | Internal | Summer | B9 | 800 | 2100 | 0.01 | 51.57 | 51.55 | 0.01 | 0
2040 | MISO_MO-IL_2_MISO_IN | MISO_MO-IL | MISO_IN | Internal | Summer | B10 | 1262 | 2100 | 2100 | 45.79 | 48.8 | 0.01 | 3
2040 | MISO_MO-IL_2_MISO_IN | MISO_MO-IL | MISO_IN | Internal | Winter | B16 | 25 | 2100 | 1730.81 | 84.61 | 84.62 | 0.01 | 0
2040 | MISO_MO-IL_2_MISO_IN | MISO_MO-IL | MISO_IN | Internal | Winter | B17 | 100 | 2100 | 2099.99 | 67.17 | 67.5 | 0.01 | 0.32
2040 | MISO_MO-IL_2_MISO_IN | MISO_MO-IL | MISO_IN | Internal | Winter | B18 | 400 | 2100 | 0.04 | 60.84 | 60.84 | 0.01 | 0
2040 | MISO_MO-IL_2_MISO_IN | MISO_MO-IL | MISO_IN | Internal | Winter | B19 | 700 | 2100 | 1187.01 | 59.1 | 59.11 | 0.01 | 0
2040 | MISO_MO-IL_2_MISO_IN | MISO_MO-IL | MISO_IN | Internal | Winter | B20 | 935 | 2100 | 2100 | 49.96 | 53.53 | 0.01 | 3.56
2040 | MISO_MO-IL_2_MISO_W | MISO_MO-IL | MISO_W | Internal | Shoulder | B11 | 25 | 960 | 0.31 | 84.79 | 84.78 | 0.01 | 0
2040 | MISO_MO-IL_2_MISO_W | MISO_MO-IL | MISO_W | Internal | Shoulder | B12 | 200 | 960 | 0.04 | 62.94 | 62.93 | 0.01 | 0
2040 | MISO_MO-IL_2_MISO_W | MISO_MO-IL | MISO_W | Internal | Shoulder | B13 | 600 | 960 | 187.58 | 59.65 | 59.66 | 0.01 | 0
2040 | MISO_MO-IL_2_MISO_W | MISO_MO-IL | MISO_W | Internal | Shoulder | B14 | 900 | 960 | 0 | 57.73 | 57.72 | 0.01 | 0
2040 | MISO_MO-IL_2_MISO_W | MISO_MO-IL | MISO_W | Internal | Shoulder | B15 | 1203 | 960 | 646.49 | 51.46 | 51.47 | 0.01 | 0
2040 | MISO_MO-IL_2_MISO_W | MISO_MO-IL | MISO_W | Internal | Summer | B1 | 10 | 960 | 0 | 106.63 | 102.65 | 0.01 | 0
2040 | MISO_MO-IL_2_MISO_W | MISO_MO-IL | MISO_W | Internal | Summer | B2 | 25 | 960 | 0.3 | 94.95 | 94.94 | 0.01 | 0
2040 | MISO_MO-IL_2_MISO_W | MISO_MO-IL | MISO_W | Internal | Summer | B3 | 75 | 960 | 960 | 92.46 | 93.54 | 0.01 | 1.07
2040 | MISO_MO-IL_2_MISO_W | MISO_MO-IL | MISO_W | Internal | Summer | B4 | 100 | 960 | 0.1 | 92.01 | 91.99 | 0.01 | 0
2040 | MISO_MO-IL_2_MISO_W | MISO_MO-IL | MISO_W | Internal | Summer | B5 | 200 | 960 | 0.04 | 87.54 | 87.53 | 0.01 | 0
2040 | MISO_MO-IL_2_MISO_W | MISO_MO-IL | MISO_W | Internal | Summer | B6 | 300 | 960 | 234.42 | 68.08 | 68.09 | 0.01 | 0
2040 | MISO_MO-IL_2_MISO_W | MISO_MO-IL | MISO_W | Internal | Summer | B7 | 400 | 960 | 0.04 | 56.91 | 56.91 | 0.01 | 0
2040 | MISO_MO-IL_2_MISO_W | MISO_MO-IL | MISO_W | Internal | Summer | B8 | 500 | 960 | 0.02 | 53.64 | 53.63 | 0.01 | 0
2040 | MISO_MO-IL_2_MISO_W | MISO_MO-IL | MISO_W | Internal | Summer | B9 | 800 | 960 | 0.01 | 51.57 | 51.55 | 0.01 | 0
2040 | MISO_MO-IL_2_MISO_W | MISO_MO-IL | MISO_W | Internal | Summer | B10 | 1262 | 960 | 0 | 45.79 | 45.78 | 0.01 | 0
2040 | MISO_MO-IL_2_MISO_W | MISO_MO-IL | MISO_W | Internal | Winter | B16 | 25 | 960 | 0.29 | 84.61 | 84.6 | 0.01 | 0
2040 | MISO_MO-IL_2_MISO_W | MISO_MO-IL | MISO_W | Internal | Winter | B17 | 100 | 960 | 0.08 | 67.17 | 67.16 | 0.01 | 0
2040 | MISO_MO-IL_2_MISO_W | MISO_MO-IL | MISO_W | Internal | Winter | B18 | 400 | 960 | 229.7 | 60.84 | 60.85 | 0.01 | 0
2040 | MISO_MO-IL_2_MISO_W | MISO_MO-IL | MISO_W | Internal | Winter | B19 | 700 | 960 | 959.99 | 59.1 | 59.13 | 0.01 | 0.02
2040 | MISO_MO-IL_2_MISO_W | MISO_MO-IL | MISO_W | Internal | Winter | B20 | 935 | 960 | 0 | 49.96 | 49.95 | 0.01 | 0
2040 | MISO_MO-IL_2_PJM_ROR | MISO_MO-IL | PJM_ROR | Internal | Shoulder | B11 | 25 | 1212 | 0 | 84.79 | 82.77 | 2 | 0
2040 | MISO_MO-IL_2_PJM_ROR | MISO_MO-IL | PJM_ROR | Internal | Shoulder | B12 | 200 | 1212 | 0.07 | 62.94 | 64.93 | 2 | 0
2040 | MISO_MO-IL_2_PJM_ROR | MISO_MO-IL | PJM_ROR | Internal | Shoulder | B13 | 600 | 1212 | 0 | 59.65 | 57.66 | 2 | 0
2040 | MISO_MO-IL_2_PJM_ROR | MISO_MO-IL | PJM_ROR | Internal | Shoulder | B14 | 900 | 1212 | 0 | 57.73 | 56.26 | 2 | 0
2040 | MISO_MO-IL_2_PJM_ROR | MISO_MO-IL | PJM_ROR | Internal | Shoulder | B15 | 1203 | 1212 | 0 | 51.46 | 51.58 | 2 | 0
2040 | MISO_MO-IL_2_PJM_ROR | MISO_MO-IL | PJM_ROR | Internal | Summer | B1 | 10 | 1212 | 1211.98 | 106.63 | 109.63 | 2 | 1
2040 | MISO_MO-IL_2_PJM_ROR | MISO_MO-IL | PJM_ROR | Internal | Summer | B2 | 25 | 1212 | 0.27 | 94.95 | 96.93 | 2 | 0
2040 | MISO_MO-IL_2_PJM_ROR | MISO_MO-IL | PJM_ROR | Internal | Summer | B3 | 75 | 1212 | 0 | 92.46 | 90.44 | 2 | 0
2040 | MISO_MO-IL_2_PJM_ROR | MISO_MO-IL | PJM_ROR | Internal | Summer | B4 | 100 | 1212 | 0 | 92.01 | 89.99 | 2 | 0
2040 | MISO_MO-IL_2_PJM_ROR | MISO_MO-IL | PJM_ROR | Internal | Summer | B5 | 200 | 1212 | 0 | 87.54 | 85.52 | 2 | 0
2040 | MISO_MO-IL_2_PJM_ROR | MISO_MO-IL | PJM_ROR | Internal | Summer | B6 | 300 | 1212 | 0 | 68.08 | 66.08 | 2 | 0
2040 | MISO_MO-IL_2_PJM_ROR | MISO_MO-IL | PJM_ROR | Internal | Summer | B7 | 400 | 1212 | 0 | 56.91 | 54.91 | 2 | 0
2040 | MISO_MO-IL_2_PJM_ROR | MISO_MO-IL | PJM_ROR | Internal | Summer | B8 | 500 | 1212 | 0 | 53.64 | 51.66 | 2 | 0
2040 | MISO_MO-IL_2_PJM_ROR | MISO_MO-IL | PJM_ROR | Internal | Summer | B9 | 800 | 1212 | 0 | 51.57 | 49.78 | 2 | 0
2040 | MISO_MO-IL_2_PJM_ROR | MISO_MO-IL | PJM_ROR | Internal | Summer | B10 | 1262 | 1212 | 0.01 | 45.79 | 47.78 | 2 | 0
2040 | MISO_MO-IL_2_PJM_ROR | MISO_MO-IL | PJM_ROR | Internal | Winter | B16 | 25 | 1212 | 1086.51 | 84.61 | 86.61 | 2 | 0
2040 | MISO_MO-IL_2_PJM_ROR | MISO_MO-IL | PJM_ROR | Internal | Winter | B17 | 100 | 1212 | 1211.99 | 67.17 | 69.5 | 2 | 0.33
2040 | MISO_MO-IL_2_PJM_ROR | MISO_MO-IL | PJM_ROR | Internal | Winter | B18 | 400 | 1212 | 1028.09 | 60.84 | 62.84 | 2 | 0
2040 | MISO_MO-IL_2_PJM_ROR | MISO_MO-IL | PJM_ROR | Internal | Winter | B19 | 700 | 1212 | 0 | 59.1 | 60.19 | 2 | 0
2040 | MISO_MO-IL_2_PJM_ROR | MISO_MO-IL | PJM_ROR | Internal | Winter | B20 | 935 | 1212 | 1212 | 49.96 | 55.54 | 2 | 3.58
2040 | MISO_MO-IL_2_SPP_N | MISO_MO-IL | SPP_N | Internal | Shoulder | B11 | 25 | 2000 | 0 | 84.79 | 91.78 | 8 | 0
2040 | MISO_MO-IL_2_SPP_N | MISO_MO-IL | SPP_N | Internal | Shoulder | B12 | 200 | 2000 | 0 | 62.94 | 62.18 | 8 | 0
2040 | MISO_MO-IL_2_SPP_N | MISO_MO-IL | SPP_N | Internal | Shoulder | B13 | 600 | 2000 | 0 | 59.65 | 59.68 | 8 | 0
2040 | MISO_MO-IL_2_SPP_N | MISO_MO-IL | SPP_N | Internal | Shoulder | B14 | 900 | 2000 | 0 | 57.73 | 55.66 | 8 | 0
2040 | MISO_MO-IL_2_SPP_N | MISO_MO-IL | SPP_N | Internal | Shoulder | B15 | 1203 | 2000 | 0 | 51.46 | 54.37 | 8 | 0
2040 | MISO_MO-IL_2_SPP_N | MISO_MO-IL | SPP_N | Internal | Summer | B1 | 10 | 2000 | 0 | 106.63 | 97.66 | 8 | 0
2040 | MISO_MO-IL_2_SPP_N | MISO_MO-IL | SPP_N | Internal | Summer | B2 | 25 | 2000 | 0 | 94.95 | 94.95 | 8 | 0
2040 | MISO_MO-IL_2_SPP_N | MISO_MO-IL | SPP_N | Internal | Summer | B3 | 75 | 2000 | 0 | 92.46 | 94.26 | 8 | 0
2040 | MISO_MO-IL_2_SPP_N | MISO_MO-IL | SPP_N | Internal | Summer | B4 | 100 | 2000 | 0 | 92.01 | 94.26 | 8 | 0
2040 | MISO_MO-IL_2_SPP_N | MISO_MO-IL | SPP_N | Internal | Summer | B5 | 200 | 2000 | 0 | 87.54 | 94.26 | 8 | 0
2040 | MISO_MO-IL_2_SPP_N | MISO_MO-IL | SPP_N | Internal | Summer | B6 | 300 | 2000 | 0 | 68.08 | 75.09 | 8 | 0
2040 | MISO_MO-IL_2_SPP_N | MISO_MO-IL | SPP_N | Internal | Summer | B7 | 400 | 2000 | 0 | 56.91 | 61.17 | 8 | 0
2040 | MISO_MO-IL_2_SPP_N | MISO_MO-IL | SPP_N | Internal | Summer | B8 | 500 | 2000 | 0 | 53.64 | 57.45 | 8 | 0
2040 | MISO_MO-IL_2_SPP_N | MISO_MO-IL | SPP_N | Internal | Summer | B9 | 800 | 2000 | 0 | 51.57 | 57.29 | 8 | 0
2040 | MISO_MO-IL_2_SPP_N | MISO_MO-IL | SPP_N | Internal | Summer | B10 | 1262 | 2000 | 0 | 45.79 | 52.5 | 8 | 0
2040 | MISO_MO-IL_2_SPP_N | MISO_MO-IL | SPP_N | Internal | Winter | B16 | 25 | 2000 | 0 | 84.61 | 84.61 | 8 | 0
2040 | MISO_MO-IL_2_SPP_N | MISO_MO-IL | SPP_N | Internal | Winter | B17 | 100 | 2000 | 0 | 67.17 | 65.34 | 8 | 0
2040 | MISO_MO-IL_2_SPP_N | MISO_MO-IL | SPP_N | Internal | Winter | B18 | 400 | 2000 | 0 | 60.84 | 61.07 | 8 | 0
2040 | MISO_MO-IL_2_SPP_N | MISO_MO-IL | SPP_N | Internal | Winter | B19 | 700 | 2000 | 0 | 59.1 | 59.68 | 8 | 0
2040 | MISO_MO-IL_2_SPP_N | MISO_MO-IL | SPP_N | Internal | Winter | B20 | 935 | 2000 | 0 | 49.96 | 50.94 | 8 | 0
2040 | MISO_MO-IL_2_TVA_Transmission | MISO_MO-IL | TVA_Transmission | Internal | Shoulder | B11 | 25 | 4000 | 0 | 84.79 | 87.84 | 8 | 0
2040 | MISO_MO-IL_2_TVA_Transmission | MISO_MO-IL | TVA_Transmission | Internal | Shoulder | B12 | 200 | 4000 | 0 | 62.94 | 67.29 | 8 | 0
2040 | MISO_MO-IL_2_TVA_Transmission | MISO_MO-IL | TVA_Transmission | Internal | Shoulder | B13 | 600 | 4000 | 0 | 59.65 | 62.13 | 8 | 0
2040 | MISO_MO-IL_2_TVA_Transmission | MISO_MO-IL | TVA_Transmission | Internal | Shoulder | B14 | 900 | 4000 | 0 | 57.73 | 61.39 | 8 | 0
2040 | MISO_MO-IL_2_TVA_Transmission | MISO_MO-IL | TVA_Transmission | Internal | Shoulder | B15 | 1203 | 4000 | 0 | 51.46 | 56.09 | 8 | 0
2040 | MISO_MO-IL_2_TVA_Transmission | MISO_MO-IL | TVA_Transmission | Internal | Summer | B1 | 10 | 4000 | 0 | 106.63 | 106.63 | 8 | 0
2040 | MISO_MO-IL_2_TVA_Transmission | MISO_MO-IL | TVA_Transmission | Internal | Summer | B2 | 25 | 4000 | 501.77 | 94.95 | 102.95 | 8 | 0
2040 | MISO_MO-IL_2_TVA_Transmission | MISO_MO-IL | TVA_Transmission | Internal | Summer | B3 | 75 | 4000 | 0 | 92.46 | 96.44 | 8 | 0
2040 | MISO_MO-IL_2_TVA_Transmission | MISO_MO-IL | TVA_Transmission | Internal | Summer | B4 | 100 | 4000 | 0 | 92.01 | 95.99 | 8 | 0
2040 | MISO_MO-IL_2_TVA_Transmission | MISO_MO-IL | TVA_Transmission | Internal | Summer | B5 | 200 | 4000 | 0 | 87.54 | 91.52 | 8 | 0
2040 | MISO_MO-IL_2_TVA_Transmission | MISO_MO-IL | TVA_Transmission | Internal | Summer | B6 | 300 | 4000 | 0 | 68.08 | 72.08 | 8 | 0
2040 | MISO_MO-IL_2_TVA_Transmission | MISO_MO-IL | TVA_Transmission | Internal | Summer | B7 | 400 | 4000 | 0 | 56.91 | 60.32 | 8 | 0
2040 | MISO_MO-IL_2_TVA_Transmission | MISO_MO-IL | TVA_Transmission | Internal | Summer | B8 | 500 | 4000 | 0 | 53.64 | 57.66 | 8 | 0
2040 | MISO_MO-IL_2_TVA_Transmission | MISO_MO-IL | TVA_Transmission | Internal | Summer | B9 | 800 | 4000 | 0 | 51.57 | 55.49 | 8 | 0
2040 | MISO_MO-IL_2_TVA_Transmission | MISO_MO-IL | TVA_Transmission | Internal | Summer | B10 | 1262 | 4000 | 0 | 45.79 | 48.7 | 8 | 0
2040 | MISO_MO-IL_2_TVA_Transmission | MISO_MO-IL | TVA_Transmission | Internal | Winter | B16 | 25 | 4000 | 151.23 | 84.61 | 92.61 | 8 | 0
2040 | MISO_MO-IL_2_TVA_Transmission | MISO_MO-IL | TVA_Transmission | Internal | Winter | B17 | 100 | 4000 | 0 | 67.17 | 70.56 | 8 | 0
2040 | MISO_MO-IL_2_TVA_Transmission | MISO_MO-IL | TVA_Transmission | Internal | Winter | B18 | 400 | 4000 | 0 | 60.84 | 64.27 | 8 | 0
2040 | MISO_MO-IL_2_TVA_Transmission | MISO_MO-IL | TVA_Transmission | Internal | Winter | B19 | 700 | 4000 | 0 | 59.1 | 62.25 | 8 | 0
2040 | MISO_MO-IL_2_TVA_Transmission | MISO_MO-IL | TVA_Transmission | Internal | Winter | B20 | 935 | 4000 | 174.72 | 49.96 | 57.96 | 8 | 0
2040 | MISO_W_2_IESO | MISO_W | IESO | Internal | Shoulder | B11 | 25 | 90 | 0 | 84.78 | 51.5 | 8 | 0
2040 | MISO_W_2_IESO | MISO_W | IESO | Internal | Shoulder | B12 | 200 | 90 | 0 | 62.93 | 51.5 | 8 | 0
2040 | MISO_W_2_IESO | MISO_W | IESO | Internal | Shoulder | B13 | 600 | 90 | 0 | 59.66 | 51.5 | 8 | 0
2040 | MISO_W_2_IESO | MISO_W | IESO | Internal | Shoulder | B14 | 900 | 90 | 0 | 57.72 | 50.76 | 8 | 0
2040 | MISO_W_2_IESO | MISO_W | IESO | Internal | Shoulder | B15 | 1203 | 90 | 0 | 51.47 | 50.76 | 8 | 0
2040 | MISO_W_2_IESO | MISO_W | IESO | Internal | Summer | B1 | 10 | 90 | 0 | 102.65 | 100.63 | 8 | 0
2040 | MISO_W_2_IESO | MISO_W | IESO | Internal | Summer | B2 | 25 | 90 | 0 | 94.94 | 87.93 | 8 | 0
2040 | MISO_W_2_IESO | MISO_W | IESO | Internal | Summer | B3 | 75 | 90 | 0 | 93.54 | 83.46 | 8 | 0
2040 | MISO_W_2_IESO | MISO_W | IESO | Internal | Summer | B4 | 100 | 90 | 0 | 91.99 | 77.85 | 8 | 0
2040 | MISO_W_2_IESO | MISO_W | IESO | Internal | Summer | B5 | 200 | 90 | 0 | 87.53 | 71.59 | 8 | 0
2040 | MISO_W_2_IESO | MISO_W | IESO | Internal | Summer | B6 | 300 | 90 | 0 | 68.09 | 51.07 | 8 | 0
2040 | MISO_W_2_IESO | MISO_W | IESO | Internal | Summer | B7 | 400 | 90 | 0 | 56.91 | 49.91 | 8 | 0
2040 | MISO_W_2_IESO | MISO_W | IESO | Internal | Summer | B8 | 500 | 90 | 0 | 53.63 | 46.66 | 8 | 0
2040 | MISO_W_2_IESO | MISO_W | IESO | Internal | Summer | B9 | 800 | 90 | 0 | 51.55 | 46.66 | 8 | 0
2040 | MISO_W_2_IESO | MISO_W | IESO | Internal | Summer | B10 | 1262 | 90 | 0 | 45.78 | 46.66 | 8 | 0
2040 | MISO_W_2_IESO | MISO_W | IESO | Internal | Winter | B16 | 25 | 90 | 0 | 84.6 | 71.6 | 8 | 0
2040 | MISO_W_2_IESO | MISO_W | IESO | Internal | Winter | B17 | 100 | 90 | 0 | 67.16 | 54.51 | 8 | 0
2040 | MISO_W_2_IESO | MISO_W | IESO | Internal | Winter | B18 | 400 | 90 | 0 | 60.85 | 53.85 | 8 | 0
2040 | MISO_W_2_IESO | MISO_W | IESO | Internal | Winter | B19 | 700 | 90 | 0 | 59.13 | 53.85 | 8 | 0
2040 | MISO_W_2_IESO | MISO_W | IESO | Internal | Winter | B20 | 935 | 90 | 0 | 49.95 | 53.85 | 8 | 0
2040 | MISO_W_2_MAPP_CA | MISO_W | MAPP_CA | Internal | Shoulder | B11 | 25 | 700 | 0 | 84.78 | 64.96 | 0.01 | 0
2040 | MISO_W_2_MAPP_CA | MISO_W | MAPP_CA | Internal | Shoulder | B12 | 200 | 700 | 0.04 | 62.93 | 62.91 | 0.01 | 0
2040 | MISO_W_2_MAPP_CA | MISO_W | MAPP_CA | Internal | Shoulder | B13 | 600 | 700 | 0.01 | 59.66 | 59.65 | 0.01 | 0
2040 | MISO_W_2_MAPP_CA | MISO_W | MAPP_CA | Internal | Shoulder | B14 | 900 | 700 | 0 | 57.72 | 57.71 | 0.01 | 0
2040 | MISO_W_2_MAPP_CA | MISO_W | MAPP_CA | Internal | Shoulder | B15 | 1203 | 700 | 700 | 51.47 | 57.71 | 0.01 | 6.22
2040 | MISO_W_2_MAPP_CA | MISO_W | MAPP_CA | Internal | Summer | B1 | 10 | 700 | 0 | 102.65 | 92.63 | 0.01 | 0
2040 | MISO_W_2_MAPP_CA | MISO_W | MAPP_CA | Internal | Summer | B2 | 25 | 700 | 0.23 | 94.94 | 94.93 | 0.01 | 0
2040 | MISO_W_2_MAPP_CA | MISO_W | MAPP_CA | Internal | Summer | B3 | 75 | 700 | 0 | 93.54 | 92.47 | 0.01 | 0
2040 | MISO_W_2_MAPP_CA | MISO_W | MAPP_CA | Internal | Summer | B4 | 100 | 700 | 0.07 | 91.99 | 91.98 | 0.01 | 0
2040 | MISO_W_2_MAPP_CA | MISO_W | MAPP_CA | Internal | Summer | B5 | 200 | 700 | 0.04 | 87.53 | 87.52 | 0.01 | 0
2040 | MISO_W_2_MAPP_CA | MISO_W | MAPP_CA | Internal | Summer | B6 | 300 | 700 | 0 | 68.09 | 62.45 | 0.01 | 0
2040 | MISO_W_2_MAPP_CA | MISO_W | MAPP_CA | Internal | Summer | B7 | 400 | 700 | 0.02 | 56.91 | 56.9 | 0.01 | 0
2040 | MISO_W_2_MAPP_CA | MISO_W | MAPP_CA | Internal | Summer | B8 | 500 | 700 | 0.02 | 53.63 | 53.61 | 0.01 | 0
2040 | MISO_W_2_MAPP_CA | MISO_W | MAPP_CA | Internal | Summer | B9 | 800 | 700 | 700 | 51.55 | 52.56 | 0.01 | 0.99
2040 | MISO_W_2_MAPP_CA | MISO_W | MAPP_CA | Internal | Summer | B10 | 1262 | 700 | 700 | 45.78 | 52.56 | 0.01 | 6.77
2040 | MISO_W_2_MAPP_CA | MISO_W | MAPP_CA | Internal | Winter | B16 | 25 | 700 | 0.29 | 84.6 | 84.59 | 0.01 | 0
2040 | MISO_W_2_MAPP_CA | MISO_W | MAPP_CA | Internal | Winter | B17 | 100 | 700 | 0.08 | 67.16 | 67.15 | 0.01 | 0
2040 | MISO_W_2_MAPP_CA | MISO_W | MAPP_CA | Internal | Winter | B18 | 400 | 700 | 700 | 60.85 | 62.38 | 0.01 | 1.51
2040 | MISO_W_2_MAPP_CA | MISO_W | MAPP_CA | Internal | Winter | B19 | 700 | 700 | 700 | 59.13 | 62.38 | 0.01 | 3.23
2040 | MISO_W_2_MAPP_CA | MISO_W | MAPP_CA | Internal | Winter | B20 | 935 | 700 | 700 | 49.95 | 62.38 | 0.01 | 12.41
2040 | MISO_W_2_MAPP_US | MISO_W | MAPP_US | Internal | Shoulder | B11 | 25 | 2300 | 0 | 84.78 | 77.78 | 7 | 0
2040 | MISO_W_2_MAPP_US | MISO_W | MAPP_US | Internal | Shoulder | B12 | 200 | 2300 | 0 | 62.93 | 55.93 | 7 | 0
2040 | MISO_W_2_MAPP_US | MISO_W | MAPP_US | Internal | Shoulder | B13 | 600 | 2300 | 0 | 59.66 | 52.66 | 7 | 0
2040 | MISO_W_2_MAPP_US | MISO_W | MAPP_US | Internal | Shoulder | B14 | 900 | 2300 | 0 | 57.72 | 52.66 | 7 | 0
2040 | MISO_W_2_MAPP_US | MISO_W | MAPP_US | Internal | Shoulder | B15 | 1203 | 2300 | 0 | 51.47 | 45.18 | 7 | 0
2040 | MISO_W_2_MAPP_US | MISO_W | MAPP_US | Internal | Summer | B1 | 10 | 2300 | 0 | 102.65 | 95.65 | 7 | 0
2040 | MISO_W_2_MAPP_US | MISO_W | MAPP_US | Internal | Summer | B2 | 25 | 2300 | 0 | 94.94 | 87.94 | 7 | 0
2040 | MISO_W_2_MAPP_US | MISO_W | MAPP_US | Internal | Summer | B3 | 75 | 2300 | 0 | 93.54 | 87.25 | 7 | 0
2040 | MISO_W_2_MAPP_US | MISO_W | MAPP_US | Internal | Summer | B4 | 100 | 2300 | 0 | 91.99 | 87.25 | 7 | 0
2040 | MISO_W_2_MAPP_US | MISO_W | MAPP_US | Internal | Summer | B5 | 200 | 2300 | 0 | 87.53 | 83.43 | 7 | 0
2040 | MISO_W_2_MAPP_US | MISO_W | MAPP_US | Internal | Summer | B6 | 300 | 2300 | 0 | 68.09 | 63.42 | 7 | 0
2040 | MISO_W_2_MAPP_US | MISO_W | MAPP_US | Internal | Summer | B7 | 400 | 2300 | 0 | 56.91 | 54.16 | 7 | 0
2040 | MISO_W_2_MAPP_US | MISO_W | MAPP_US | Internal | Summer | B8 | 500 | 2300 | 0 | 53.63 | 46.63 | 7 | 0
2040 | MISO_W_2_MAPP_US | MISO_W | MAPP_US | Internal | Summer | B9 | 800 | 2300 | 0 | 51.55 | 44.55 | 7 | 0
2040 | MISO_W_2_MAPP_US | MISO_W | MAPP_US | Internal | Summer | B10 | 1262 | 2300 | 0 | 45.78 | 38.78 | 7 | 0
2040 | MISO_W_2_MAPP_US | MISO_W | MAPP_US | Internal | Winter | B16 | 25 | 2300 | 0 | 84.6 | 77.6 | 7 | 0
2040 | MISO_W_2_MAPP_US | MISO_W | MAPP_US | Internal | Winter | B17 | 100 | 2300 | 0 | 67.16 | 60.16 | 7 | 0
2040 | MISO_W_2_MAPP_US | MISO_W | MAPP_US | Internal | Winter | B18 | 400 | 2300 | 0 | 60.85 | 55.38 | 7 | 0
2040 | MISO_W_2_MAPP_US | MISO_W | MAPP_US | Internal | Winter | B19 | 700 | 2300 | 0 | 59.13 | 55.38 | 7 | 0
2040 | MISO_W_2_MAPP_US | MISO_W | MAPP_US | Internal | Winter | B20 | 935 | 2300 | 0 | 49.95 | 42.95 | 7 | 0
2040 | MISO_W_2_MISO_MO-IL | MISO_W | MISO_MO-IL | Internal | Shoulder | B11 | 25 | 3800 | 261.95 | 84.78 | 84.79 | 0.01 | 0
2040 | MISO_W_2_MISO_MO-IL | MISO_W | MISO_MO-IL | Internal | Shoulder | B12 | 200 | 3800 | 1624.07 | 62.93 | 62.94 | 0.01 | 0
2040 | MISO_W_2_MISO_MO-IL | MISO_W | MISO_MO-IL | Internal | Shoulder | B13 | 600 | 3800 | 0.02 | 59.66 | 59.65 | 0.01 | 0
2040 | MISO_W_2_MISO_MO-IL | MISO_W | MISO_MO-IL | Internal | Shoulder | B14 | 900 | 3800 | 278.02 | 57.72 | 57.73 | 0.01 | 0
2040 | MISO_W_2_MISO_MO-IL | MISO_W | MISO_MO-IL | Internal | Shoulder | B15 | 1203 | 3800 | 0 | 51.47 | 51.46 | 0.01 | 0
2040 | MISO_W_2_MISO_MO-IL | MISO_W | MISO_MO-IL | Internal | Summer | B1 | 10 | 3800 | 3799.99 | 102.65 | 106.63 | 0.01 | 3.97
2040 | MISO_W_2_MISO_MO-IL | MISO_W | MISO_MO-IL | Internal | Summer | B2 | 25 | 3800 | 1247.48 | 94.94 | 94.95 | 0.01 | 0
2040 | MISO_W_2_MISO_MO-IL | MISO_W | MISO_MO-IL | Internal | Summer | B3 | 75 | 3800 | 0 | 93.54 | 92.46 | 0.01 | 0
2040 | MISO_W_2_MISO_MO-IL | MISO_W | MISO_MO-IL | Internal | Summer | B4 | 100 | 3800 | 41.17 | 91.99 | 92.01 | 0.01 | 0
2040 | MISO_W_2_MISO_MO-IL | MISO_W | MISO_MO-IL | Internal | Summer | B5 | 200 | 3800 | 624.83 | 87.53 | 87.54 | 0.01 | 0
2040 | MISO_W_2_MISO_MO-IL | MISO_W | MISO_MO-IL | Internal | Summer | B6 | 300 | 3800 | 0.03 | 68.09 | 68.08 | 0.01 | 0
2040 | MISO_W_2_MISO_MO-IL | MISO_W | MISO_MO-IL | Internal | Summer | B7 | 400 | 3800 | 0.05 | 56.91 | 56.91 | 0.01 | 0
2040 | MISO_W_2_MISO_MO-IL | MISO_W | MISO_MO-IL | Internal | Summer | B8 | 500 | 3800 | 1281.18 | 53.63 | 53.64 | 0.01 | 0
2040 | MISO_W_2_MISO_MO-IL | MISO_W | MISO_MO-IL | Internal | Summer | B9 | 800 | 3800 | 631.57 | 51.55 | 51.57 | 0.01 | 0
2040 | MISO_W_2_MISO_MO-IL | MISO_W | MISO_MO-IL | Internal | Summer | B10 | 1262 | 3800 | 3127.21 | 45.78 | 45.79 | 0.01 | 0
2040 | MISO_W_2_MISO_MO-IL | MISO_W | MISO_MO-IL | Internal | Winter | B16 | 25 | 3800 | 2643.11 | 84.6 | 84.61 | 0.01 | 0
2040 | MISO_W_2_MISO_MO-IL | MISO_W | MISO_MO-IL | Internal | Winter | B17 | 100 | 3800 | 2127 | 67.16 | 67.17 | 0.01 | 0
2040 | MISO_W_2_MISO_MO-IL | MISO_W | MISO_MO-IL | Internal | Winter | B18 | 400 | 3800 | 0.02 | 60.85 | 60.84 | 0.01 | 0
2040 | MISO_W_2_MISO_MO-IL | MISO_W | MISO_MO-IL | Internal | Winter | B19 | 700 | 3800 | 0 | 59.13 | 59.1 | 0.01 | 0
2040 | MISO_W_2_MISO_MO-IL | MISO_W | MISO_MO-IL | Internal | Winter | B20 | 935 | 3800 | 2148 | 49.95 | 49.96 | 0.01 | 0
2040 | MISO_W_2_MISO_WUMS | MISO_W | MISO_WUMS | Internal | Shoulder | B11 | 25 | 1629 | 0.29 | 84.78 | 84.77 | 0.01 | 0
2040 | MISO_W_2_MISO_WUMS | MISO_W | MISO_WUMS | Internal | Shoulder | B12 | 200 | 1629 | 49.72 | 62.93 | 62.94 | 0.01 | 0
2040 | MISO_W_2_MISO_WUMS | MISO_W | MISO_WUMS | Internal | Shoulder | B13 | 600 | 1629 | 0.01 | 59.66 | 59.65 | 0.01 | 0
2040 | MISO_W_2_MISO_WUMS | MISO_W | MISO_WUMS | Internal | Shoulder | B14 | 900 | 1629 | 0 | 57.72 | 57.71 | 0.01 | 0
2040 | MISO_W_2_MISO_WUMS | MISO_W | MISO_WUMS | Internal | Shoulder | B15 | 1203 | 1629 | 1629 | 51.47 | 51.69 | 0.01 | 0.2
2040 | MISO_W_2_MISO_WUMS | MISO_W | MISO_WUMS | Internal | Summer | B1 | 10 | 1629 | 0 | 102.65 | 87.99 | 0.01 | 0
2040 | MISO_W_2_MISO_WUMS | MISO_W | MISO_WUMS | Internal | Summer | B2 | 25 | 1629 | 0 | 94.94 | 87.99 | 0.01 | 0
2040 | MISO_W_2_MISO_WUMS | MISO_W | MISO_WUMS | Internal | Summer | B3 | 75 | 1629 | 0 | 93.54 | 87.99 | 0.01 | 0
2040 | MISO_W_2_MISO_WUMS | MISO_W | MISO_WUMS | Internal | Summer | B4 | 100 | 1629 | 0 | 91.99 | 87.99 | 0.01 | 0
2040 | MISO_W_2_MISO_WUMS | MISO_W | MISO_WUMS | Internal | Summer | B5 | 200 | 1629 | 0.04 | 87.53 | 87.52 | 0.01 | 0
2040 | MISO_W_2_MISO_WUMS | MISO_W | MISO_WUMS | Internal | Summer | B6 | 300 | 1629 | 0.03 | 68.09 | 68.08 | 0.01 | 0
2040 | MISO_W_2_MISO_WUMS | MISO_W | MISO_WUMS | Internal | Summer | B7 | 400 | 1629 | 0.02 | 56.91 | 56.9 | 0.01 | 0
2040 | MISO_W_2_MISO_WUMS | MISO_W | MISO_WUMS | Internal | Summer | B8 | 500 | 1629 | 1204.64 | 53.63 | 53.64 | 0.01 | 0
2040 | MISO_W_2_MISO_WUMS | MISO_W | MISO_WUMS | Internal | Summer | B9 | 800 | 1629 | 545.59 | 51.55 | 51.57 | 0.01 | 0
2040 | MISO_W_2_MISO_WUMS | MISO_W | MISO_WUMS | Internal | Summer | B10 | 1262 | 1629 | 1629 | 45.78 | 49.78 | 0.01 | 3.99
2040 | MISO_W_2_MISO_WUMS | MISO_W | MISO_WUMS | Internal | Winter | B16 | 25 | 1629 | 1513.64 | 84.6 | 84.61 | 0.01 | 0
2040 | MISO_W_2_MISO_WUMS | MISO_W | MISO_WUMS | Internal | Winter | B17 | 100 | 1629 | 1628.99 | 67.16 | 67.5 | 0.01 | 0.33
2040 | MISO_W_2_MISO_WUMS | MISO_W | MISO_WUMS | Internal | Winter | B18 | 400 | 1629 | 337.59 | 60.85 | 60.87 | 0.01 | 0
2040 | MISO_W_2_MISO_WUMS | MISO_W | MISO_WUMS | Internal | Winter | B19 | 700 | 1629 | 1529.13 | 59.13 | 59.14 | 0.01 | 0
2040 | MISO_W_2_MISO_WUMS | MISO_W | MISO_WUMS | Internal | Winter | B20 | 935 | 1629 | 1629 | 49.95 | 55.03 | 0.01 | 5.07
2040 | MISO_W_2_NE | MISO_W | NE | Internal | Shoulder | B11 | 25 | 2800 | 0 | 84.78 | 84.78 | 7 | 0
2040 | MISO_W_2_NE | MISO_W | NE | Internal | Shoulder | B12 | 200 | 2800 | 0 | 62.93 | 62.17 | 7 | 0
2040 | MISO_W_2_NE | MISO_W | NE | Internal | Shoulder | B13 | 600 | 2800 | 0 | 59.66 | 59.66 | 7 | 0
2040 | MISO_W_2_NE | MISO_W | NE | Internal | Shoulder | B14 | 900 | 2800 | 0 | 57.72 | 55.65 | 7 | 0
2040 | MISO_W_2_NE | MISO_W | NE | Internal | Shoulder | B15 | 1203 | 2800 | 0 | 51.47 | 49.42 | 7 | 0
2040 | MISO_W_2_NE | MISO_W | NE | Internal | Summer | B1 | 10 | 2800 | 0 | 102.65 | 97.65 | 7 | 0
2040 | MISO_W_2_NE | MISO_W | NE | Internal | Summer | B2 | 25 | 2800 | 0 | 94.94 | 94.94 | 7 | 0
2040 | MISO_W_2_NE | MISO_W | NE | Internal | Summer | B3 | 75 | 2800 | 0 | 93.54 | 94.25 | 7 | 0
2040 | MISO_W_2_NE | MISO_W | NE | Internal | Summer | B4 | 100 | 2800 | 0 | 91.99 | 94.25 | 7 | 0
2040 | MISO_W_2_NE | MISO_W | NE | Internal | Summer | B5 | 200 | 2800 | 0 | 87.53 | 90.43 | 7 | 0
2040 | MISO_W_2_NE | MISO_W | NE | Internal | Summer | B6 | 300 | 2800 | 0 | 68.09 | 70.42 | 7 | 0
2040 | MISO_W_2_NE | MISO_W | NE | Internal | Summer | B7 | 400 | 2800 | 0 | 56.91 | 61.16 | 7 | 0
2040 | MISO_W_2_NE | MISO_W | NE | Internal | Summer | B8 | 500 | 2800 | 0 | 53.63 | 53.63 | 7 | 0
2040 | MISO_W_2_NE | MISO_W | NE | Internal | Summer | B9 | 800 | 2800 | 0 | 51.55 | 51.55 | 7 | 0
2040 | MISO_W_2_NE | MISO_W | NE | Internal | Summer | B10 | 1262 | 2800 | 0 | 45.78 | 40.78 | 7 | 0
2040 | MISO_W_2_NE | MISO_W | NE | Internal | Winter | B16 | 25 | 2800 | 0 | 84.6 | 84.6 | 7 | 0
2040 | MISO_W_2_NE | MISO_W | NE | Internal | Winter | B17 | 100 | 2800 | 0 | 67.16 | 65.33 | 7 | 0
2040 | MISO_W_2_NE | MISO_W | NE | Internal | Winter | B18 | 400 | 2800 | 0 | 60.85 | 61.06 | 7 | 0
2040 | MISO_W_2_NE | MISO_W | NE | Internal | Winter | B19 | 700 | 2800 | 0 | 59.13 | 59.67 | 7 | 0
2040 | MISO_W_2_NE | MISO_W | NE | Internal | Winter | B20 | 935 | 2800 | 0 | 49.95 | 46.1 | 7 | 0
2040 | MISO_W_2_PJM_ROR | MISO_W | PJM_ROR | Internal | Shoulder | B11 | 25 | 773 | 0 | 84.78 | 82.77 | 2 | 0
2040 | MISO_W_2_PJM_ROR | MISO_W | PJM_ROR | Internal | Shoulder | B12 | 200 | 773 | 49.76 | 62.93 | 64.93 | 2 | 0
2040 | MISO_W_2_PJM_ROR | MISO_W | PJM_ROR | Internal | Shoulder | B13 | 600 | 773 | 0 | 59.66 | 57.66 | 2 | 0
2040 | MISO_W_2_PJM_ROR | MISO_W | PJM_ROR | Internal | Shoulder | B14 | 900 | 773 | 0 | 57.72 | 56.26 | 2 | 0
2040 | MISO_W_2_PJM_ROR | MISO_W | PJM_ROR | Internal | Shoulder | B15 | 1203 | 773 | 0 | 51.47 | 51.58 | 2 | 0
2040 | MISO_W_2_PJM_ROR | MISO_W | PJM_ROR | Internal | Summer | B1 | 10 | 773 | 773 | 102.65 | 109.63 | 2 | 4.98
2040 | MISO_W_2_PJM_ROR | MISO_W | PJM_ROR | Internal | Summer | B2 | 25 | 773 | 0.51 | 94.94 | 96.93 | 2 | 0
2040 | MISO_W_2_PJM_ROR | MISO_W | PJM_ROR | Internal | Summer | B3 | 75 | 773 | 0 | 93.54 | 90.44 | 2 | 0
2040 | MISO_W_2_PJM_ROR | MISO_W | PJM_ROR | Internal | Summer | B4 | 100 | 773 | 0 | 91.99 | 89.99 | 2 | 0
2040 | MISO_W_2_PJM_ROR | MISO_W | PJM_ROR | Internal | Summer | B5 | 200 | 773 | 0 | 87.53 | 85.52 | 2 | 0
2040 | MISO_W_2_PJM_ROR | MISO_W | PJM_ROR | Internal | Summer | B6 | 300 | 773 | 0 | 68.09 | 66.08 | 2 | 0
2040 | MISO_W_2_PJM_ROR | MISO_W | PJM_ROR | Internal | Summer | B7 | 400 | 773 | 0 | 56.91 | 54.91 | 2 | 0
2040 | MISO_W_2_PJM_ROR | MISO_W | PJM_ROR | Internal | Summer | B8 | 500 | 773 | 0 | 53.63 | 51.66 | 2 | 0
2040 | MISO_W_2_PJM_ROR | MISO_W | PJM_ROR | Internal | Summer | B9 | 800 | 773 | 0 | 51.55 | 49.78 | 2 | 0
2040 | MISO_W_2_PJM_ROR | MISO_W | PJM_ROR | Internal | Summer | B10 | 1262 | 773 | 601.65 | 45.78 | 47.78 | 2 | 0
2040 | MISO_W_2_PJM_ROR | MISO_W | PJM_ROR | Internal | Winter | B16 | 25 | 773 | 772.49 | 84.6 | 86.61 | 2 | 0.01
2040 | MISO_W_2_PJM_ROR | MISO_W | PJM_ROR | Internal | Winter | B17 | 100 | 773 | 772.99 | 67.16 | 69.5 | 2 | 0.34
2040 | MISO_W_2_PJM_ROR | MISO_W | PJM_ROR | Internal | Winter | B18 | 400 | 773 | 0.04 | 60.85 | 62.84 | 2 | 0
2040 | MISO_W_2_PJM_ROR | MISO_W | PJM_ROR | Internal | Winter | B19 | 700 | 773 | 0 | 59.13 | 60.19 | 2 | 0
2040 | MISO_W_2_PJM_ROR | MISO_W | PJM_ROR | Internal | Winter | B20 | 935 | 773 | 773 | 49.95 | 55.54 | 2 | 3.59
2040 | MISO_W_2_SPP_N | MISO_W | SPP_N | Internal | Shoulder | B11 | 25 | 3200 | 1360.13 | 84.78 | 91.78 | 7 | 0
2040 | MISO_W_2_SPP_N | MISO_W | SPP_N | Internal | Shoulder | B12 | 200 | 3200 | 0 | 62.93 | 62.18 | 7 | 0
2040 | MISO_W_2_SPP_N | MISO_W | SPP_N | Internal | Shoulder | B13 | 600 | 3200 | 0 | 59.66 | 59.68 | 7 | 0
2040 | MISO_W_2_SPP_N | MISO_W | SPP_N | Internal | Shoulder | B14 | 900 | 3200 | 0 | 57.72 | 55.66 | 7 | 0
2040 | MISO_W_2_SPP_N | MISO_W | SPP_N | Internal | Shoulder | B15 | 1203 | 3200 | 0 | 51.47 | 54.37 | 7 | 0
2040 | MISO_W_2_SPP_N | MISO_W | SPP_N | Internal | Summer | B1 | 10 | 3200 | 0 | 102.65 | 97.66 | 7 | 0
2040 | MISO_W_2_SPP_N | MISO_W | SPP_N | Internal | Summer | B2 | 25 | 3200 | 0 | 94.94 | 94.95 | 7 | 0
2040 | MISO_W_2_SPP_N | MISO_W | SPP_N | Internal | Summer | B3 | 75 | 3200 | 0 | 93.54 | 94.26 | 7 | 0
2040 | MISO_W_2_SPP_N | MISO_W | SPP_N | Internal | Summer | B4 | 100 | 3200 | 0 | 91.99 | 94.26 | 7 | 0
2040 | MISO_W_2_SPP_N | MISO_W | SPP_N | Internal | Summer | B5 | 200 | 3200 | 0 | 87.53 | 94.26 | 7 | 0
2040 | MISO_W_2_SPP_N | MISO_W | SPP_N | Internal | Summer | B6 | 300 | 3200 | 2147.42 | 68.09 | 75.09 | 7 | 0
2040 | MISO_W_2_SPP_N | MISO_W | SPP_N | Internal | Summer | B7 | 400 | 3200 | 0 | 56.91 | 61.17 | 7 | 0
2040 | MISO_W_2_SPP_N | MISO_W | SPP_N | Internal | Summer | B8 | 500 | 3200 | 0 | 53.63 | 57.45 | 7 | 0
2040 | MISO_W_2_SPP_N | MISO_W | SPP_N | Internal | Summer | B9 | 800 | 3200 | 0 | 51.55 | 57.29 | 7 | 0
2040 | MISO_W_2_SPP_N | MISO_W | SPP_N | Internal | Summer | B10 | 1262 | 3200 | 0 | 45.78 | 52.5 | 7 | 0
2040 | MISO_W_2_SPP_N | MISO_W | SPP_N | Internal | Winter | B16 | 25 | 3200 | 0 | 84.6 | 84.61 | 7 | 0
2040 | MISO_W_2_SPP_N | MISO_W | SPP_N | Internal | Winter | B17 | 100 | 3200 | 0 | 67.16 | 65.34 | 7 | 0
2040 | MISO_W_2_SPP_N | MISO_W | SPP_N | Internal | Winter | B18 | 400 | 3200 | 0 | 60.85 | 61.07 | 7 | 0
2040 | MISO_W_2_SPP_N | MISO_W | SPP_N | Internal | Winter | B19 | 700 | 3200 | 0 | 59.13 | 59.68 | 7 | 0
2040 | MISO_W_2_SPP_N | MISO_W | SPP_N | Internal | Winter | B20 | 935 | 3200 | 0 | 49.95 | 50.94 | 7 | 0
2040 | MISO_WUMS_2_MISO_MI | MISO_WUMS | MISO_MI | Internal | Shoulder | B11 | 25 | 99 | 0.5 | 84.77 | 84.77 | 0.01 | 0
2040 | MISO_WUMS_2_MISO_MI | MISO_WUMS | MISO_MI | Internal | Shoulder | B12 | 200 | 99 | 99 | 62.94 | 66.93 | 0.01 | 3.98
2040 | MISO_WUMS_2_MISO_MI | MISO_WUMS | MISO_MI | Internal | Shoulder | B13 | 600 | 99 | 98.98 | 59.65 | 59.68 | 0.01 | 0.01
2040 | MISO_WUMS_2_MISO_MI | MISO_WUMS | MISO_MI | Internal | Shoulder | B14 | 900 | 99 | 98.99 | 57.71 | 57.76 | 0.01 | 0.04
2040 | MISO_WUMS_2_MISO_MI | MISO_WUMS | MISO_MI | Internal | Shoulder | B15 | 1203 | 99 | 0 | 51.69 | 51.66 | 0.01 | 0
2040 | MISO_WUMS_2_MISO_MI | MISO_WUMS | MISO_MI | Internal | Summer | B1 | 10 | 99 | 99 | 87.99 | 107.63 | 0.01 | 19.63
2040 | MISO_WUMS_2_MISO_MI | MISO_WUMS | MISO_MI | Internal | Summer | B2 | 25 | 99 | 99 | 87.99 | 94.93 | 0.01 | 6.92
2040 | MISO_WUMS_2_MISO_MI | MISO_WUMS | MISO_MI | Internal | Summer | B3 | 75 | 99 | 99 | 87.99 | 92.44 | 0.01 | 4.43
2040 | MISO_WUMS_2_MISO_MI | MISO_WUMS | MISO_MI | Internal | Summer | B4 | 100 | 99 | 99 | 87.99 | 91.98 | 0.01 | 3.98
2040 | MISO_WUMS_2_MISO_MI | MISO_WUMS | MISO_MI | Internal | Summer | B5 | 200 | 99 | 0.07 | 87.52 | 87.52 | 0.01 | 0
2040 | MISO_WUMS_2_MISO_MI | MISO_WUMS | MISO_MI | Internal | Summer | B6 | 300 | 99 | 0.02 | 68.08 | 68.06 | 0.01 | 0
2040 | MISO_WUMS_2_MISO_MI | MISO_WUMS | MISO_MI | Internal | Summer | B7 | 400 | 99 | 97.61 | 56.9 | 56.91 | 0.01 | 0
2040 | MISO_WUMS_2_MISO_MI | MISO_WUMS | MISO_MI | Internal | Summer | B8 | 500 | 99 | 98.97 | 53.64 | 53.66 | 0.01 | 0.01
2040 | MISO_WUMS_2_MISO_MI | MISO_WUMS | MISO_MI | Internal | Summer | B9 | 800 | 99 | 0.02 | 51.57 | 51.57 | 0.01 | 0
2040 | MISO_WUMS_2_MISO_MI | MISO_WUMS | MISO_MI | Internal | Summer | B10 | 1262 | 99 | 0 | 49.78 | 48.81 | 0.01 | 0
2040 | MISO_WUMS_2_MISO_MI | MISO_WUMS | MISO_MI | Internal | Winter | B16 | 25 | 99 | 0.5 | 84.61 | 84.61 | 0.01 | 0
2040 | MISO_WUMS_2_MISO_MI | MISO_WUMS | MISO_MI | Internal | Winter | B17 | 100 | 99 | 46.1 | 67.5 | 67.51 | 0.01 | 0
2040 | MISO_WUMS_2_MISO_MI | MISO_WUMS | MISO_MI | Internal | Winter | B18 | 400 | 99 | 0.02 | 60.87 | 60.85 | 0.01 | 0
2040 | MISO_WUMS_2_MISO_MI | MISO_WUMS | MISO_MI | Internal | Winter | B19 | 700 | 99 | 0 | 59.14 | 59.12 | 0.01 | 0
2040 | MISO_WUMS_2_MISO_MI | MISO_WUMS | MISO_MI | Internal | Winter | B20 | 935 | 99 | 0 | 55.03 | 53.54 | 0.01 | 0
2040 | MISO_WUMS_2_MISO_W | MISO_WUMS | MISO_W | Internal | Shoulder | B11 | 25 | 1137 | 517.74 | 84.77 | 84.78 | 0.01 | 0
2040 | MISO_WUMS_2_MISO_W | MISO_WUMS | MISO_W | Internal | Shoulder | B12 | 200 | 1137 | 0.04 | 62.94 | 62.93 | 0.01 | 0
2040 | MISO_WUMS_2_MISO_W | MISO_WUMS | MISO_W | Internal | Shoulder | B13 | 600 | 1137 | 102.82 | 59.65 | 59.66 | 0.01 | 0
2040 | MISO_WUMS_2_MISO_W | MISO_WUMS | MISO_W | Internal | Shoulder | B14 | 900 | 1137 | 734.91 | 57.71 | 57.72 | 0.01 | 0
2040 | MISO_WUMS_2_MISO_W | MISO_WUMS | MISO_W | Internal | Shoulder | B15 | 1203 | 1137 | 0 | 51.69 | 51.47 | 0.01 | 0
2040 | MISO_WUMS_2_MISO_W | MISO_WUMS | MISO_W | Internal | Summer | B1 | 10 | 1137 | 1137 | 87.99 | 102.65 | 0.01 | 14.64
2040 | MISO_WUMS_2_MISO_W | MISO_WUMS | MISO_W | Internal | Summer | B2 | 25 | 1137 | 1137 | 87.99 | 94.94 | 0.01 | 6.94
2040 | MISO_WUMS_2_MISO_W | MISO_WUMS | MISO_W | Internal | Summer | B3 | 75 | 1137 | 1137 | 87.99 | 93.54 | 0.01 | 5.54
2040 | MISO_WUMS_2_MISO_W | MISO_WUMS | MISO_W | Internal | Summer | B4 | 100 | 1137 | 1137 | 87.99 | 91.99 | 0.01 | 3.99
2040 | MISO_WUMS_2_MISO_W | MISO_WUMS | MISO_W | Internal | Summer | B5 | 200 | 1137 | 656.44 | 87.52 | 87.53 | 0.01 | 0
2040 | MISO_WUMS_2_MISO_W | MISO_WUMS | MISO_W | Internal | Summer | B6 | 300 | 1137 | 718.09 | 68.08 | 68.09 | 0.01 | 0
2040 | MISO_WUMS_2_MISO_W | MISO_WUMS | MISO_W | Internal | Summer | B7 | 400 | 1137 | 704.27 | 56.9 | 56.91 | 0.01 | 0
2040 | MISO_WUMS_2_MISO_W | MISO_WUMS | MISO_W | Internal | Summer | B8 | 500 | 1137 | 0.02 | 53.64 | 53.63 | 0.01 | 0
2040 | MISO_WUMS_2_MISO_W | MISO_WUMS | MISO_W | Internal | Summer | B9 | 800 | 1137 | 0.01 | 51.57 | 51.55 | 0.01 | 0
2040 | MISO_WUMS_2_MISO_W | MISO_WUMS | MISO_W | Internal | Summer | B10 | 1262 | 1137 | 0 | 49.78 | 45.78 | 0.01 | 0
2040 | MISO_WUMS_2_MISO_W | MISO_WUMS | MISO_W | Internal | Winter | B16 | 25 | 1137 | 0.27 | 84.61 | 84.6 | 0.01 | 0
2040 | MISO_WUMS_2_MISO_W | MISO_WUMS | MISO_W | Internal | Winter | B17 | 100 | 1137 | 0 | 67.5 | 67.16 | 0.01 | 0
2040 | MISO_WUMS_2_MISO_W | MISO_WUMS | MISO_W | Internal | Winter | B18 | 400 | 1137 | 0.02 | 60.87 | 60.85 | 0.01 | 0
2040 | MISO_WUMS_2_MISO_W | MISO_WUMS | MISO_W | Internal | Winter | B19 | 700 | 1137 | 0.01 | 59.14 | 59.13 | 0.01 | 0
2040 | MISO_WUMS_2_MISO_W | MISO_WUMS | MISO_W | Internal | Winter | B20 | 935 | 1137 | 0 | 55.03 | 49.95 | 0.01 | 0
2040 | MISO_WUMS_2_PJM_ROR | MISO_WUMS | PJM_ROR | Internal | Shoulder | B11 | 25 | 1600 | 0 | 84.77 | 82.77 | 2 | 0
2040 | MISO_WUMS_2_PJM_ROR | MISO_WUMS | PJM_ROR | Internal | Shoulder | B12 | 200 | 1600 | 0.07 | 62.94 | 64.93 | 2 | 0
2040 | MISO_WUMS_2_PJM_ROR | MISO_WUMS | PJM_ROR | Internal | Shoulder | B13 | 600 | 1600 | 0 | 59.65 | 57.66 | 2 | 0
2040 | MISO_WUMS_2_PJM_ROR | MISO_WUMS | PJM_ROR | Internal | Shoulder | B14 | 900 | 1600 | 0 | 57.71 | 56.26 | 2 | 0
2040 | MISO_WUMS_2_PJM_ROR | MISO_WUMS | PJM_ROR | Internal | Shoulder | B15 | 1203 | 1600 | 0 | 51.69 | 51.58 | 2 | 0
2040 | MISO_WUMS_2_PJM_ROR | MISO_WUMS | PJM_ROR | Internal | Summer | B1 | 10 | 1600 | 1600 | 87.99 | 109.63 | 2 | 19.64
2040 | MISO_WUMS_2_PJM_ROR | MISO_WUMS | PJM_ROR | Internal | Summer | B2 | 25 | 1600 | 1600 | 87.99 | 96.93 | 2 | 6.94
2040 | MISO_WUMS_2_PJM_ROR | MISO_WUMS | PJM_ROR | Internal | Summer | B3 | 75 | 1600 | 1599.99 | 87.99 | 90.44 | 2 | 0.45
2040 | MISO_WUMS_2_PJM_ROR | MISO_WUMS | PJM_ROR | Internal | Summer | B4 | 100 | 1600 | 851.47 | 87.99 | 89.99 | 2 | 0
2040 | MISO_WUMS_2_PJM_ROR | MISO_WUMS | PJM_ROR | Internal | Summer | B5 | 200 | 1600 | 0 | 87.52 | 85.52 | 2 | 0
2040 | MISO_WUMS_2_PJM_ROR | MISO_WUMS | PJM_ROR | Internal | Summer | B6 | 300 | 1600 | 0 | 68.08 | 66.08 | 2 | 0
2040 | MISO_WUMS_2_PJM_ROR | MISO_WUMS | PJM_ROR | Internal | Summer | B7 | 400 | 1600 | 0 | 56.9 | 54.91 | 2 | 0
2040 | MISO_WUMS_2_PJM_ROR | MISO_WUMS | PJM_ROR | Internal | Summer | B8 | 500 | 1600 | 0 | 53.64 | 51.66 | 2 | 0
2040 | MISO_WUMS_2_PJM_ROR | MISO_WUMS | PJM_ROR | Internal | Summer | B9 | 800 | 1600 | 0 | 51.57 | 49.78 | 2 | 0
2040 | MISO_WUMS_2_PJM_ROR | MISO_WUMS | PJM_ROR | Internal | Summer | B10 | 1262 | 1600 | 0 | 49.78 | 47.78 | 2 | 0
2040 | MISO_WUMS_2_PJM_ROR | MISO_WUMS | PJM_ROR | Internal | Winter | B16 | 25 | 1600 | 652.53 | 84.61 | 86.61 | 2 | 0
2040 | MISO_WUMS_2_PJM_ROR | MISO_WUMS | PJM_ROR | Internal | Winter | B17 | 100 | 1600 | 1050.77 | 67.5 | 69.5 | 2 | 0
2040 | MISO_WUMS_2_PJM_ROR | MISO_WUMS | PJM_ROR | Internal | Winter | B18 | 400 | 1600 | 0.02 | 60.87 | 62.84 | 2 | 0
2040 | MISO_WUMS_2_PJM_ROR | MISO_WUMS | PJM_ROR | Internal | Winter | B19 | 700 | 1600 | 0 | 59.14 | 60.19 | 2 | 0
2040 | MISO_WUMS_2_PJM_ROR | MISO_WUMS | PJM_ROR | Internal | Winter | B20 | 935 | 1600 | 0 | 55.03 | 55.54 | 2 | 0
2040 | NE_2_MAPP_US | NE | MAPP_US | Internal | Shoulder | B11 | 25 | 1600 | 0 | 84.78 | 77.78 | 5 | 0
2040 | NE_2_MAPP_US | NE | MAPP_US | Internal | Shoulder | B12 | 200 | 1600 | 0 | 62.17 | 55.93 | 5 | 0
2040 | NE_2_MAPP_US | NE | MAPP_US | Internal | Shoulder | B13 | 600 | 1600 | 0 | 59.66 | 52.66 | 5 | 0
2040 | NE_2_MAPP_US | NE | MAPP_US | Internal | Shoulder | B14 | 900 | 1600 | 0 | 55.65 | 52.66 | 5 | 0
2040 | NE_2_MAPP_US | NE | MAPP_US | Internal | Shoulder | B15 | 1203 | 1600 | 0 | 49.42 | 45.18 | 5 | 0
2040 | NE_2_MAPP_US | NE | MAPP_US | Internal | Summer | B1 | 10 | 1600 | 0 | 97.65 | 95.65 | 5 | 0
2040 | NE_2_MAPP_US | NE | MAPP_US | Internal | Summer | B2 | 25 | 1600 | 0 | 94.94 | 87.94 | 5 | 0
2040 | NE_2_MAPP_US | NE | MAPP_US | Internal | Summer | B3 | 75 | 1600 | 0 | 94.25 | 87.25 | 5 | 0
2040 | NE_2_MAPP_US | NE | MAPP_US | Internal | Summer | B4 | 100 | 1600 | 0 | 94.25 | 87.25 | 5 | 0
2040 | NE_2_MAPP_US | NE | MAPP_US | Internal | Summer | B5 | 200 | 1600 | 0 | 90.43 | 83.43 | 5 | 0
2040 | NE_2_MAPP_US | NE | MAPP_US | Internal | Summer | B6 | 300 | 1600 | 0 | 70.42 | 63.42 | 5 | 0
2040 | NE_2_MAPP_US | NE | MAPP_US | Internal | Summer | B7 | 400 | 1600 | 0 | 61.16 | 54.16 | 5 | 0
2040 | NE_2_MAPP_US | NE | MAPP_US | Internal | Summer | B8 | 500 | 1600 | 0 | 53.63 | 46.63 | 5 | 0
2040 | NE_2_MAPP_US | NE | MAPP_US | Internal | Summer | B9 | 800 | 1600 | 0 | 51.55 | 44.55 | 5 | 0
2040 | NE_2_MAPP_US | NE | MAPP_US | Internal | Summer | B10 | 1262 | 1600 | 0 | 40.78 | 38.78 | 5 | 0
2040 | NE_2_MAPP_US | NE | MAPP_US | Internal | Winter | B16 | 25 | 1600 | 0 | 84.6 | 77.6 | 5 | 0
2040 | NE_2_MAPP_US | NE | MAPP_US | Internal | Winter | B17 | 100 | 1600 | 0 | 65.33 | 60.16 | 5 | 0
2040 | NE_2_MAPP_US | NE | MAPP_US | Internal | Winter | B18 | 400 | 1600 | 0 | 61.06 | 55.38 | 5 | 0
2040 | NE_2_MAPP_US | NE | MAPP_US | Internal | Winter | B19 | 700 | 1600 | 0 | 59.67 | 55.38 | 5 | 0
2040 | NE_2_MAPP_US | NE | MAPP_US | Internal | Winter | B20 | 935 | 1600 | 0 | 46.1 | 42.95 | 5 | 0
2040 | NE_2_MISO_W | NE | MISO_W | Internal | Shoulder | B11 | 25 | 1600 | 0 | 84.78 | 84.78 | 5 | 0
2040 | NE_2_MISO_W | NE | MISO_W | Internal | Shoulder | B12 | 200 | 1600 | 0 | 62.17 | 62.93 | 5 | 0
2040 | NE_2_MISO_W | NE | MISO_W | Internal | Shoulder | B13 | 600 | 1600 | 0 | 59.66 | 59.66 | 5 | 0
2040 | NE_2_MISO_W | NE | MISO_W | Internal | Shoulder | B14 | 900 | 1600 | 0 | 55.65 | 57.72 | 5 | 0
2040 | NE_2_MISO_W | NE | MISO_W | Internal | Shoulder | B15 | 1203 | 1600 | 0 | 49.42 | 51.47 | 5 | 0
2040 | NE_2_MISO_W | NE | MISO_W | Internal | Summer | B1 | 10 | 1600 | 1154.83 | 97.65 | 102.65 | 5 | 0
2040 | NE_2_MISO_W | NE | MISO_W | Internal | Summer | B2 | 25 | 1600 | 0 | 94.94 | 94.94 | 5 | 0
2040 | NE_2_MISO_W | NE | MISO_W | Internal | Summer | B3 | 75 | 1600 | 0 | 94.25 | 93.54 | 5 | 0
2040 | NE_2_MISO_W | NE | MISO_W | Internal | Summer | B4 | 100 | 1600 | 0 | 94.25 | 91.99 | 5 | 0
2040 | NE_2_MISO_W | NE | MISO_W | Internal | Summer | B5 | 200 | 1600 | 0 | 90.43 | 87.53 | 5 | 0
2040 | NE_2_MISO_W | NE | MISO_W | Internal | Summer | B6 | 300 | 1600 | 0 | 70.42 | 68.09 | 5 | 0
2040 | NE_2_MISO_W | NE | MISO_W | Internal | Summer | B7 | 400 | 1600 | 0 | 61.16 | 56.91 | 5 | 0
2040 | NE_2_MISO_W | NE | MISO_W | Internal | Summer | B8 | 500 | 1600 | 0 | 53.63 | 53.63 | 5 | 0
2040 | NE_2_MISO_W | NE | MISO_W | Internal | Summer | B9 | 800 | 1600 | 0 | 51.55 | 51.55 | 5 | 0
2040 | NE_2_MISO_W | NE | MISO_W | Internal | Summer | B10 | 1262 | 1600 | 163.43 | 40.78 | 45.78 | 5 | 0
2040 | NE_2_MISO_W | NE | MISO_W | Internal | Winter | B16 | 25 | 1600 | 0 | 84.6 | 84.6 | 5 | 0
2040 | NE_2_MISO_W | NE | MISO_W | Internal | Winter | B17 | 100 | 1600 | 0 | 65.33 | 67.16 | 5 | 0
2040 | NE_2_MISO_W | NE | MISO_W | Internal | Winter | B18 | 400 | 1600 | 0 | 61.06 | 60.85 | 5 | 0
2040 | NE_2_MISO_W | NE | MISO_W | Internal | Winter | B19 | 700 | 1600 | 0 | 59.67 | 59.13 | 5 | 0
2040 | NE_2_MISO_W | NE | MISO_W | Internal | Winter | B20 | 935 | 1600 | 0 | 46.1 | 49.95 | 5 | 0
2040 | NE_2_SPP_N | NE | SPP_N | Internal | Shoulder | B11 | 25 | 1800 | 1800 | 84.78 | 91.78 | 0.01 | 6.99
2040 | NE_2_SPP_N | NE | SPP_N | Internal | Shoulder | B12 | 200 | 1800 | 840.9 | 62.17 | 62.18 | 0.01 | 0
2040 | NE_2_SPP_N | NE | SPP_N | Internal | Shoulder | B13 | 600 | 1800 | 1018.45 | 59.66 | 59.68 | 0.01 | 0
2040 | NE_2_SPP_N | NE | SPP_N | Internal | Shoulder | B14 | 900 | 1800 | 973.35 | 55.65 | 55.66 | 0.01 | 0
2040 | NE_2_SPP_N | NE | SPP_N | Internal | Shoulder | B15 | 1203 | 1800 | 1800 | 49.42 | 54.37 | 0.01 | 4.94
2040 | NE_2_SPP_N | NE | SPP_N | Internal | Summer | B1 | 10 | 1800 | 303.66 | 97.65 | 97.66 | 0.01 | 0
2040 | NE_2_SPP_N | NE | SPP_N | Internal | Summer | B2 | 25 | 1800 | 788.04 | 94.94 | 94.95 | 0.01 | 0
2040 | NE_2_SPP_N | NE | SPP_N | Internal | Summer | B3 | 75 | 1800 | 964.29 | 94.25 | 94.26 | 0.01 | 0
2040 | NE_2_SPP_N | NE | SPP_N | Internal | Summer | B4 | 100 | 1800 | 1482.77 | 94.25 | 94.26 | 0.01 | 0
2040 | NE_2_SPP_N | NE | SPP_N | Internal | Summer | B5 | 200 | 1800 | 1800 | 90.43 | 94.26 | 0.01 | 3.82
2040 | NE_2_SPP_N | NE | SPP_N | Internal | Summer | B6 | 300 | 1800 | 1800 | 70.42 | 75.09 | 0.01 | 4.66
2040 | NE_2_SPP_N | NE | SPP_N | Internal | Summer | B7 | 400 | 1800 | 1702.71 | 61.16 | 61.17 | 0.01 | 0
2040 | NE_2_SPP_N | NE | SPP_N | Internal | Summer | B8 | 500 | 1800 | 1800 | 53.63 | 57.45 | 0.01 | 3.81
2040 | NE_2_SPP_N | NE | SPP_N | Internal | Summer | B9 | 800 | 1800 | 1800 | 51.55 | 57.29 | 0.01 | 5.73
2040 | NE_2_SPP_N | NE | SPP_N | Internal | Summer | B10 | 1262 | 1800 | 1800 | 40.78 | 52.5 | 0.01 | 11.71
2040 | NE_2_SPP_N | NE | SPP_N | Internal | Winter | B16 | 25 | 1800 | 1625.99 | 84.6 | 84.61 | 0.01 | 0
2040 | NE_2_SPP_N | NE | SPP_N | Internal | Winter | B17 | 100 | 1800 | 796.29 | 65.33 | 65.34 | 0.01 | 0
2040 | NE_2_SPP_N | NE | SPP_N | Internal | Winter | B18 | 400 | 1800 | 1216.62 | 61.06 | 61.07 | 0.01 | 0
2040 | NE_2_SPP_N | NE | SPP_N | Internal | Winter | B19 | 700 | 1800 | 961.6 | 59.67 | 59.68 | 0.01 | 0
2040 | NE_2_SPP_N | NE | SPP_N | Internal | Winter | B20 | 935 | 1800 | 1800 | 46.1 | 50.94 | 0.01 | 4.83
2040 | NEISO_2_NYISO_A-F | NEISO | NYISO_A-F | Internal | Shoulder | B11 | 25 | 600 | 600 | 48.97 | 58.5 | 3 | 6.53
2040 | NEISO_2_NYISO_A-F | NEISO | NYISO_A-F | Internal | Shoulder | B12 | 200 | 600 | 600 | 48.97 | 57.79 | 3 | 5.82
2040 | NEISO_2_NYISO_A-F | NEISO | NYISO_A-F | Internal | Shoulder | B13 | 600 | 600 | 600 | 48.97 | 52.65 | 3 | 0.68
2040 | NEISO_2_NYISO_A-F | NEISO | NYISO_A-F | Internal | Shoulder | B14 | 900 | 600 | 600 | 48.97 | 52.53 | 3 | 0.56
2040 | NEISO_2_NYISO_A-F | NEISO | NYISO_A-F | Internal | Shoulder | B15 | 1203 | 600 | 599.99 | 48.97 | 51.98 | 3 | 0.01
2040 | NEISO_2_NYISO_A-F | NEISO | NYISO_A-F | Internal | Summer | B1 | 10 | 600 | 0.57 | 99.23 | 102.21 | 3 | 0
2040 | NEISO_2_NYISO_A-F | NEISO | NYISO_A-F | Internal | Summer | B2 | 25 | 600 | 0.53 | 85.95 | 88.94 | 3 | 0
2040 | NEISO_2_NYISO_A-F | NEISO | NYISO_A-F | Internal | Summer | B3 | 75 | 600 | 0.21 | 73.47 | 76.46 | 3 | 0
2040 | NEISO_2_NYISO_A-F | NEISO | NYISO_A-F | Internal | Summer | B4 | 100 | 600 | 600 | 62.63 | 70.85 | 3 | 5.22
2040 | NEISO_2_NYISO_A-F | NEISO | NYISO_A-F | Internal | Summer | B5 | 200 | 600 | 600 | 60.13 | 68.37 | 3 | 5.24
2040 | NEISO_2_NYISO_A-F | NEISO | NYISO_A-F | Internal | Summer | B6 | 300 | 600 | 600 | 45.19 | 58.07 | 3 | 9.87
2040 | NEISO_2_NYISO_A-F | NEISO | NYISO_A-F | Internal | Summer | B7 | 400 | 600 | 600 | 45.19 | 51.36 | 3 | 3.17
2040 | NEISO_2_NYISO_A-F | NEISO | NYISO_A-F | Internal | Summer | B8 | 500 | 600 | 600 | 45.19 | 51.36 | 3 | 3.17
2040 | NEISO_2_NYISO_A-F | NEISO | NYISO_A-F | Internal | Summer | B9 | 800 | 600 | 600 | 45.19 | 51.36 | 3 | 3.17
2040 | NEISO_2_NYISO_A-F | NEISO | NYISO_A-F | Internal | Summer | B10 | 1262 | 600 | 600 | 45.19 | 51.36 | 3 | 3.17
2040 | NEISO_2_NYISO_A-F | NEISO | NYISO_A-F | Internal | Winter | B16 | 25 | 600 | 600 | 60.59 | 78.6 | 3 | 15.01
2040 | NEISO_2_NYISO_A-F | NEISO | NYISO_A-F | Internal | Winter | B17 | 100 | 600 | 0 | 60.59 | 61.51 | 3 | 0
2040 | NEISO_2_NYISO_A-F | NEISO | NYISO_A-F | Internal | Winter | B18 | 400 | 600 | 0 | 60.59 | 60.85 | 3 | 0
2040 | NEISO_2_NYISO_A-F | NEISO | NYISO_A-F | Internal | Winter | B19 | 700 | 600 | 0 | 60.59 | 60.85 | 3 | 0
2040 | NEISO_2_NYISO_A-F | NEISO | NYISO_A-F | Internal | Winter | B20 | 935 | 600 | 0 | 60.59 | 60.85 | 3 | 0
2040 | NEISO_2_NYISO_G-I | NEISO | NYISO_G-I | Internal | Shoulder | B11 | 25 | 600 | 600 | 48.97 | 58.51 | 3 | 6.54
2040 | NEISO_2_NYISO_G-I | NEISO | NYISO_G-I | Internal | Shoulder | B12 | 200 | 600 | 600 | 48.97 | 57.81 | 3 | 5.84
2040 | NEISO_2_NYISO_G-I | NEISO | NYISO_G-I | Internal | Shoulder | B13 | 600 | 600 | 600 | 48.97 | 52.66 | 3 | 0.7
2040 | NEISO_2_NYISO_G-I | NEISO | NYISO_G-I | Internal | Shoulder | B14 | 900 | 600 | 600 | 48.97 | 52.54 | 3 | 0.57
2040 | NEISO_2_NYISO_G-I | NEISO | NYISO_G-I | Internal | Shoulder | B15 | 1203 | 600 | 67.01 | 48.97 | 51.97 | 3 | 0
2040 | NEISO_2_NYISO_G-I | NEISO | NYISO_G-I | Internal | Summer | B1 | 10 | 600 | 1.13 | 99.23 | 102.22 | 3 | 0
2040 | NEISO_2_NYISO_G-I | NEISO | NYISO_G-I | Internal | Summer | B2 | 25 | 600 | 111.14 | 85.95 | 88.95 | 3 | 0
2040 | NEISO_2_NYISO_G-I | NEISO | NYISO_G-I | Internal | Summer | B3 | 75 | 600 | 421.3 | 73.47 | 76.47 | 3 | 0
2040 | NEISO_2_NYISO_G-I | NEISO | NYISO_G-I | Internal | Summer | B4 | 100 | 600 | 600 | 62.63 | 70.87 | 3 | 5.23
2040 | NEISO_2_NYISO_G-I | NEISO | NYISO_G-I | Internal | Summer | B5 | 200 | 600 | 600 | 60.13 | 68.38 | 3 | 5.25
2040 | NEISO_2_NYISO_G-I | NEISO | NYISO_G-I | Internal | Summer | B6 | 300 | 600 | 600 | 45.19 | 58.08 | 3 | 9.89
2040 | NEISO_2_NYISO_G-I | NEISO | NYISO_G-I | Internal | Summer | B7 | 400 | 600 | 600 | 45.19 | 51.37 | 3 | 3.18
2040 | NEISO_2_NYISO_G-I | NEISO | NYISO_G-I | Internal | Summer | B8 | 500 | 600 | 600 | 45.19 | 51.37 | 3 | 3.18
2040 | NEISO_2_NYISO_G-I | NEISO | NYISO_G-I | Internal | Summer | B9 | 800 | 600 | 600 | 45.19 | 51.37 | 3 | 3.18
2040 | NEISO_2_NYISO_G-I | NEISO | NYISO_G-I | Internal | Summer | B10 | 1262 | 600 | 600 | 45.19 | 48.83 | 3 | 0.64
2040 | NEISO_2_NYISO_G-I | NEISO | NYISO_G-I | Internal | Winter | B16 | 25 | 600 | 600 | 60.59 | 78.61 | 3 | 15.03
2040 | NEISO_2_NYISO_G-I | NEISO | NYISO_G-I | Internal | Winter | B17 | 100 | 600 | 0 | 60.59 | 61.52 | 3 | 0
2040 | NEISO_2_NYISO_G-I | NEISO | NYISO_G-I | Internal | Winter | B18 | 400 | 600 | 0 | 60.59 | 60.87 | 3 | 0
2040 | NEISO_2_NYISO_G-I | NEISO | NYISO_G-I | Internal | Winter | B19 | 700 | 600 | 0 | 60.59 | 60.86 | 3 | 0
2040 | NEISO_2_NYISO_G-I | NEISO | NYISO_G-I | Internal | Winter | B20 | 935 | 600 | 0 | 60.59 | 60.86 | 3 | 0
2040 | NEISO_2_NYISO_J-K | NEISO | NYISO_J-K | Internal | Shoulder | B11 | 25 | 430 | 430 | 48.97 | 70.74 | 3 | 18.77
2040 | NEISO_2_NYISO_J-K | NEISO | NYISO_J-K | Internal | Shoulder | B12 | 200 | 430 | 430 | 48.97 | 70.74 | 3 | 18.77
2040 | NEISO_2_NYISO_J-K | NEISO | NYISO_J-K | Internal | Shoulder | B13 | 600 | 430 | 430 | 48.97 | 63.01 | 3 | 11.04
2040 | NEISO_2_NYISO_J-K | NEISO | NYISO_J-K | Internal | Shoulder | B14 | 900 | 430 | 430 | 48.97 | 53.02 | 3 | 1.05
2040 | NEISO_2_NYISO_J-K | NEISO | NYISO_J-K | Internal | Shoulder | B15 | 1203 | 430 | 429.99 | 48.97 | 51.98 | 3 | 0.01
2040 | NEISO_2_NYISO_J-K | NEISO | NYISO_J-K | Internal | Summer | B1 | 10 | 430 | 82.8 | 99.23 | 102.23 | 3 | 0
2040 | NEISO_2_NYISO_J-K | NEISO | NYISO_J-K | Internal | Summer | B2 | 25 | 430 | 429.39 | 85.95 | 88.96 | 3 | 0.01
2040 | NEISO_2_NYISO_J-K | NEISO | NYISO_J-K | Internal | Summer | B3 | 75 | 430 | 429.81 | 73.47 | 76.49 | 3 | 0.01
2040 | NEISO_2_NYISO_J-K | NEISO | NYISO_J-K | Internal | Summer | B4 | 100 | 430 | 430 | 62.63 | 70.88 | 3 | 5.25
2040 | NEISO_2_NYISO_J-K | NEISO | NYISO_J-K | Internal | Summer | B5 | 200 | 430 | 430 | 60.13 | 68.39 | 3 | 5.27
2040 | NEISO_2_NYISO_J-K | NEISO | NYISO_J-K | Internal | Summer | B6 | 300 | 430 | 430 | 45.19 | 65.1 | 3 | 16.9
2040 | NEISO_2_NYISO_J-K | NEISO | NYISO_J-K | Internal | Summer | B7 | 400 | 430 | 430 | 45.19 | 65.1 | 3 | 16.9
2040 | NEISO_2_NYISO_J-K | NEISO | NYISO_J-K | Internal | Summer | B8 | 500 | 430 | 430 | 45.19 | 65.1 | 3 | 16.9
2040 | NEISO_2_NYISO_J-K | NEISO | NYISO_J-K | Internal | Summer | B9 | 800 | 430 | 430 | 45.19 | 51.38 | 3 | 3.19
2040 | NEISO_2_NYISO_J-K | NEISO | NYISO_J-K | Internal | Summer | B10 | 1262 | 430 | 430 | 45.19 | 48.84 | 3 | 0.65
2040 | NEISO_2_NYISO_J-K | NEISO | NYISO_J-K | Internal | Winter | B16 | 25 | 430 | 430 | 60.59 | 90.38 | 3 | 26.79
2040 | NEISO_2_NYISO_J-K | NEISO | NYISO_J-K | Internal | Winter | B17 | 100 | 430 | 430 | 60.59 | 90.38 | 3 | 26.79
2040 | NEISO_2_NYISO_J-K | NEISO | NYISO_J-K | Internal | Winter | B18 | 400 | 430 | 430 | 60.59 | 81.17 | 3 | 17.58
2040 | NEISO_2_NYISO_J-K | NEISO | NYISO_J-K | Internal | Winter | B19 | 700 | 430 | 430 | 60.59 | 67.57 | 3 | 3.98
2040 | NEISO_2_NYISO_J-K | NEISO | NYISO_J-K | Internal | Winter | B20 | 935 | 430 | 0 | 60.59 | 63.48 | 3 | 0
2040 | NonRTO_Midwest_2_MISO_IN | NonRTO_Midwest | MISO_IN | Internal | Shoulder | B11 | 25 | 4450 | 0 | 92.78 | 84.78 | 8 | 0
2040 | NonRTO_Midwest_2_MISO_IN | NonRTO_Midwest | MISO_IN | Internal | Shoulder | B12 | 200 | 4450 | 0 | 74.91 | 66.91 | 8 | 0
2040 | NonRTO_Midwest_2_MISO_IN | NonRTO_Midwest | MISO_IN | Internal | Shoulder | B13 | 600 | 4450 | 0 | 67.66 | 59.66 | 8 | 0
2040 | NonRTO_Midwest_2_MISO_IN | NonRTO_Midwest | MISO_IN | Internal | Shoulder | B14 | 900 | 4450 | 0 | 55.58 | 57.74 | 8 | 0
2040 | NonRTO_Midwest_2_MISO_IN | NonRTO_Midwest | MISO_IN | Internal | Shoulder | B15 | 1203 | 4450 | 0 | 48.09 | 51.64 | 8 | 0
2040 | NonRTO_Midwest_2_MISO_IN | NonRTO_Midwest | MISO_IN | Internal | Summer | B1 | 10 | 4450 | 298.16 | 99.62 | 107.62 | 8 | 0
2040 | NonRTO_Midwest_2_MISO_IN | NonRTO_Midwest | MISO_IN | Internal | Summer | B2 | 25 | 4450 | 0 | 97.9 | 94.94 | 8 | 0
2040 | NonRTO_Midwest_2_MISO_IN | NonRTO_Midwest | MISO_IN | Internal | Summer | B3 | 75 | 4450 | 0 | 97.9 | 92.45 | 8 | 0
2040 | NonRTO_Midwest_2_MISO_IN | NonRTO_Midwest | MISO_IN | Internal | Summer | B4 | 100 | 4450 | 0 | 97.9 | 91.99 | 8 | 0
2040 | NonRTO_Midwest_2_MISO_IN | NonRTO_Midwest | MISO_IN | Internal | Summer | B5 | 200 | 4450 | 0 | 95.53 | 87.53 | 8 | 0
2040 | NonRTO_Midwest_2_MISO_IN | NonRTO_Midwest | MISO_IN | Internal | Summer | B6 | 300 | 4450 | 0 | 76.07 | 68.07 | 8 | 0
2040 | NonRTO_Midwest_2_MISO_IN | NonRTO_Midwest | MISO_IN | Internal | Summer | B7 | 400 | 4450 | 0 | 64.9 | 56.9 | 8 | 0
2040 | NonRTO_Midwest_2_MISO_IN | NonRTO_Midwest | MISO_IN | Internal | Summer | B8 | 500 | 4450 | 0 | 53.96 | 53.65 | 8 | 0
2040 | NonRTO_Midwest_2_MISO_IN | NonRTO_Midwest | MISO_IN | Internal | Summer | B9 | 800 | 4450 | 0 | 51.21 | 51.55 | 8 | 0
2040 | NonRTO_Midwest_2_MISO_IN | NonRTO_Midwest | MISO_IN | Internal | Summer | B10 | 1262 | 4450 | 255.6 | 40.8 | 48.8 | 8 | 0
2040 | NonRTO_Midwest_2_MISO_IN | NonRTO_Midwest | MISO_IN | Internal | Winter | B16 | 25 | 4450 | 0 | 92.62 | 84.62 | 8 | 0
2040 | NonRTO_Midwest_2_MISO_IN | NonRTO_Midwest | MISO_IN | Internal | Winter | B17 | 100 | 4450 | 0 | 75.5 | 67.5 | 8 | 0
2040 | NonRTO_Midwest_2_MISO_IN | NonRTO_Midwest | MISO_IN | Internal | Winter | B18 | 400 | 4450 | 0 | 67.75 | 60.84 | 8 | 0
2040 | NonRTO_Midwest_2_MISO_IN | NonRTO_Midwest | MISO_IN | Internal | Winter | B19 | 700 | 4450 | 0 | 59.41 | 59.11 | 8 | 0
2040 | NonRTO_Midwest_2_MISO_IN | NonRTO_Midwest | MISO_IN | Internal | Winter | B20 | 935 | 4450 | 0 | 49.96 | 53.53 | 8 | 0
2040 | NonRTO_Midwest_2_TVA_Transmission | NonRTO_Midwest | TVA_Transmission | Internal | Shoulder | B11 | 25 | 2400 | 0 | 92.78 | 87.84 | 8 | 0
2040 | NonRTO_Midwest_2_TVA_Transmission | NonRTO_Midwest | TVA_Transmission | Internal | Shoulder | B12 | 200 | 2400 | 0 | 74.91 | 67.29 | 8 | 0
2040 | NonRTO_Midwest_2_TVA_Transmission | NonRTO_Midwest | TVA_Transmission | Internal | Shoulder | B13 | 600 | 2400 | 0 | 67.66 | 62.13 | 8 | 0
2040 | NonRTO_Midwest_2_TVA_Transmission | NonRTO_Midwest | TVA_Transmission | Internal | Shoulder | B14 | 900 | 2400 | 0 | 55.58 | 61.39 | 8 | 0
2040 | NonRTO_Midwest_2_TVA_Transmission | NonRTO_Midwest | TVA_Transmission | Internal | Shoulder | B15 | 1203 | 2400 | 97.66 | 48.09 | 56.09 | 8 | 0
2040 | NonRTO_Midwest_2_TVA_Transmission | NonRTO_Midwest | TVA_Transmission | Internal | Summer | B1 | 10 | 2400 | 0.02 | 99.62 | 106.63 | 8 | 0
2040 | NonRTO_Midwest_2_TVA_Transmission | NonRTO_Midwest | TVA_Transmission | Internal | Summer | B2 | 25 | 2400 | 0 | 97.9 | 102.95 | 8 | 0
2040 | NonRTO_Midwest_2_TVA_Transmission | NonRTO_Midwest | TVA_Transmission | Internal | Summer | B3 | 75 | 2400 | 0 | 97.9 | 96.44 | 8 | 0
2040 | NonRTO_Midwest_2_TVA_Transmission | NonRTO_Midwest | TVA_Transmission | Internal | Summer | B4 | 100 | 2400 | 0 | 97.9 | 95.99 | 8 | 0
2040 | NonRTO_Midwest_2_TVA_Transmission | NonRTO_Midwest | TVA_Transmission | Internal | Summer | B5 | 200 | 2400 | 0 | 95.53 | 91.52 | 8 | 0
2040 | NonRTO_Midwest_2_TVA_Transmission | NonRTO_Midwest | TVA_Transmission | Internal | Summer | B6 | 300 | 2400 | 0 | 76.07 | 72.08 | 8 | 0
2040 | NonRTO_Midwest_2_TVA_Transmission | NonRTO_Midwest | TVA_Transmission | Internal | Summer | B7 | 400 | 2400 | 0 | 64.9 | 60.32 | 8 | 0
2040 | NonRTO_Midwest_2_TVA_Transmission | NonRTO_Midwest | TVA_Transmission | Internal | Summer | B8 | 500 | 2400 | 0 | 53.96 | 57.66 | 8 | 0
2040 | NonRTO_Midwest_2_TVA_Transmission | NonRTO_Midwest | TVA_Transmission | Internal | Summer | B9 | 800 | 2400 | 0 | 51.21 | 55.49 | 8 | 0
2040 | NonRTO_Midwest_2_TVA_Transmission | NonRTO_Midwest | TVA_Transmission | Internal | Summer | B10 | 1262 | 2400 | 0 | 40.8 | 48.7 | 8 | 0
2040 | NonRTO_Midwest_2_TVA_Transmission | NonRTO_Midwest | TVA_Transmission | Internal | Winter | B16 | 25 | 2400 | 0 | 92.62 | 92.61 | 8 | 0
2040 | NonRTO_Midwest_2_TVA_Transmission | NonRTO_Midwest | TVA_Transmission | Internal | Winter | B17 | 100 | 2400 | 0 | 75.5 | 70.56 | 8 | 0
2040 | NonRTO_Midwest_2_TVA_Transmission | NonRTO_Midwest | TVA_Transmission | Internal | Winter | B18 | 400 | 2400 | 0 | 67.75 | 64.27 | 8 | 0
2040 | NonRTO_Midwest_2_TVA_Transmission | NonRTO_Midwest | TVA_Transmission | Internal | Winter | B19 | 700 | 2400 | 0 | 59.41 | 62.25 | 8 | 0
2040 | NonRTO_Midwest_2_TVA_Transmission | NonRTO_Midwest | TVA_Transmission | Internal | Winter | B20 | 935 | 2400 | 1040.33 | 49.96 | 57.96 | 8 | 0
2040 | NYISO_A-F_2_IESO | NYISO_A-F | IESO | Internal | Shoulder | B11 | 25 | 1600 | 0 | 58.5 | 51.5 | 7 | 0
2040 | NYISO_A-F_2_IESO | NYISO_A-F | IESO | Internal | Shoulder | B12 | 200 | 1600 | 0 | 57.79 | 51.5 | 7 | 0
2040 | NYISO_A-F_2_IESO | NYISO_A-F | IESO | Internal | Shoulder | B13 | 600 | 1600 | 0 | 52.65 | 51.5 | 7 | 0
2040 | NYISO_A-F_2_IESO | NYISO_A-F | IESO | Internal | Shoulder | B14 | 900 | 1600 | 0 | 52.53 | 50.76 | 7 | 0
2040 | NYISO_A-F_2_IESO | NYISO_A-F | IESO | Internal | Shoulder | B15 | 1203 | 1600 | 0 | 51.98 | 50.76 | 7 | 0
2040 | NYISO_A-F_2_IESO | NYISO_A-F | IESO | Internal | Summer | B1 | 10 | 1600 | 0 | 102.21 | 100.63 | 7 | 0
2040 | NYISO_A-F_2_IESO | NYISO_A-F | IESO | Internal | Summer | B2 | 25 | 1600 | 0 | 88.94 | 87.93 | 7 | 0
2040 | NYISO_A-F_2_IESO | NYISO_A-F | IESO | Internal | Summer | B3 | 75 | 1600 | 439.41 | 76.46 | 83.46 | 7 | 0
2040 | NYISO_A-F_2_IESO | NYISO_A-F | IESO | Internal | Summer | B4 | 100 | 1600 | 766.04 | 70.85 | 77.85 | 7 | 0
2040 | NYISO_A-F_2_IESO | NYISO_A-F | IESO | Internal | Summer | B5 | 200 | 1600 | 0 | 68.37 | 71.59 | 7 | 0
2040 | NYISO_A-F_2_IESO | NYISO_A-F | IESO | Internal | Summer | B6 | 300 | 1600 | 0 | 58.07 | 51.07 | 7 | 0
2040 | NYISO_A-F_2_IESO | NYISO_A-F | IESO | Internal | Summer | B7 | 400 | 1600 | 0 | 51.36 | 49.91 | 7 | 0
2040 | NYISO_A-F_2_IESO | NYISO_A-F | IESO | Internal | Summer | B8 | 500 | 1600 | 0 | 51.36 | 46.66 | 7 | 0
2040 | NYISO_A-F_2_IESO | NYISO_A-F | IESO | Internal | Summer | B9 | 800 | 1600 | 0 | 51.36 | 46.66 | 7 | 0
2040 | NYISO_A-F_2_IESO | NYISO_A-F | IESO | Internal | Summer | B10 | 1262 | 1600 | 0 | 51.36 | 46.66 | 7 | 0
2040 | NYISO_A-F_2_IESO | NYISO_A-F | IESO | Internal | Winter | B16 | 25 | 1600 | 0 | 78.6 | 71.6 | 7 | 0
2040 | NYISO_A-F_2_IESO | NYISO_A-F | IESO | Internal | Winter | B17 | 100 | 1600 | 0 | 61.51 | 54.51 | 7 | 0
2040 | NYISO_A-F_2_IESO | NYISO_A-F | IESO | Internal | Winter | B18 | 400 | 1600 | 0 | 60.85 | 53.85 | 7 | 0
2040 | NYISO_A-F_2_IESO | NYISO_A-F | IESO | Internal | Winter | B19 | 700 | 1600 | 0 | 60.85 | 53.85 | 7 | 0
2040 | NYISO_A-F_2_IESO | NYISO_A-F | IESO | Internal | Winter | B20 | 935 | 1600 | 0 | 60.85 | 53.85 | 7 | 0
2040 | NYISO_A-F_2_NEISO | NYISO_A-F | NEISO | Internal | Shoulder | B11 | 25 | 600 | 0 | 58.5 | 48.97 | 3 | 0
2040 | NYISO_A-F_2_NEISO | NYISO_A-F | NEISO | Internal | Shoulder | B12 | 200 | 600 | 0 | 57.79 | 48.97 | 3 | 0
2040 | NYISO_A-F_2_NEISO | NYISO_A-F | NEISO | Internal | Shoulder | B13 | 600 | 600 | 0 | 52.65 | 48.97 | 3 | 0
2040 | NYISO_A-F_2_NEISO | NYISO_A-F | NEISO | Internal | Shoulder | B14 | 900 | 600 | 0 | 52.53 | 48.97 | 3 | 0
2040 | NYISO_A-F_2_NEISO | NYISO_A-F | NEISO | Internal | Shoulder | B15 | 1203 | 600 | 0 | 51.98 | 48.97 | 3 | 0
2040 | NYISO_A-F_2_NEISO | NYISO_A-F | NEISO | Internal | Summer | B1 | 10 | 600 | 0 | 102.21 | 99.23 | 3 | 0
2040 | NYISO_A-F_2_NEISO | NYISO_A-F | NEISO | Internal | Summer | B2 | 25 | 600 | 0 | 88.94 | 85.95 | 3 | 0
2040 | NYISO_A-F_2_NEISO | NYISO_A-F | NEISO | Internal | Summer | B3 | 75 | 600 | 0 | 76.46 | 73.47 | 3 | 0
2040 | NYISO_A-F_2_NEISO | NYISO_A-F | NEISO | Internal | Summer | B4 | 100 | 600 | 0 | 70.85 | 62.63 | 3 | 0
2040 | NYISO_A-F_2_NEISO | NYISO_A-F | NEISO | Internal | Summer | B5 | 200 | 600 | 0 | 68.37 | 60.13 | 3 | 0
2040 | NYISO_A-F_2_NEISO | NYISO_A-F | NEISO | Internal | Summer | B6 | 300 | 600 | 0 | 58.07 | 45.19 | 3 | 0
2040 | NYISO_A-F_2_NEISO | NYISO_A-F | NEISO | Internal | Summer | B7 | 400 | 600 | 0 | 51.36 | 45.19 | 3 | 0
2040 | NYISO_A-F_2_NEISO | NYISO_A-F | NEISO | Internal | Summer | B8 | 500 | 600 | 0 | 51.36 | 45.19 | 3 | 0
2040 | NYISO_A-F_2_NEISO | NYISO_A-F | NEISO | Internal | Summer | B9 | 800 | 600 | 0 | 51.36 | 45.19 | 3 | 0
2040 | NYISO_A-F_2_NEISO | NYISO_A-F | NEISO | Internal | Summer | B10 | 1262 | 600 | 0 | 51.36 | 45.19 | 3 | 0
2040 | NYISO_A-F_2_NEISO | NYISO_A-F | NEISO | Internal | Winter | B16 | 25 | 600 | 0 | 78.6 | 60.59 | 3 | 0
2040 | NYISO_A-F_2_NEISO | NYISO_A-F | NEISO | Internal | Winter | B17 | 100 | 600 | 0 | 61.51 | 60.59 | 3 | 0
2040 | NYISO_A-F_2_NEISO | NYISO_A-F | NEISO | Internal | Winter | B18 | 400 | 600 | 0 | 60.85 | 60.59 | 3 | 0
2040 | NYISO_A-F_2_NEISO | NYISO_A-F | NEISO | Internal | Winter | B19 | 700 | 600 | 0 | 60.85 | 60.59 | 3 | 0
2040 | NYISO_A-F_2_NEISO | NYISO_A-F | NEISO | Internal | Winter | B20 | 935 | 600 | 0 | 60.85 | 60.59 | 3 | 0
2040 | NYISO_A-F_2_NYISO_G-I | NYISO_A-F | NYISO_G-I | Internal | Shoulder | B11 | 25 | 4250 | 2315.47 | 58.5 | 58.51 | 0.01 | 0
2040 | NYISO_A-F_2_NYISO_G-I | NYISO_A-F | NYISO_G-I | Internal | Shoulder | B12 | 200 | 4250 | 1267.53 | 57.79 | 57.81 | 0.01 | 0
2040 | NYISO_A-F_2_NYISO_G-I | NYISO_A-F | NYISO_G-I | Internal | Shoulder | B13 | 600 | 4250 | 1132.43 | 52.65 | 52.66 | 0.01 | 0
2040 | NYISO_A-F_2_NYISO_G-I | NYISO_A-F | NYISO_G-I | Internal | Shoulder | B14 | 900 | 4250 | 941.51 | 52.53 | 52.54 | 0.01 | 0
2040 | NYISO_A-F_2_NYISO_G-I | NYISO_A-F | NYISO_G-I | Internal | Shoulder | B15 | 1203 | 4250 | 0 | 51.98 | 51.97 | 0.01 | 0
2040 | NYISO_A-F_2_NYISO_G-I | NYISO_A-F | NYISO_G-I | Internal | Summer | B1 | 10 | 4250 | 3072.24 | 102.21 | 102.22 | 0.01 | 0
2040 | NYISO_A-F_2_NYISO_G-I | NYISO_A-F | NYISO_G-I | Internal | Summer | B2 | 25 | 4250 | 2227.14 | 88.94 | 88.95 | 0.01 | 0
2040 | NYISO_A-F_2_NYISO_G-I | NYISO_A-F | NYISO_G-I | Internal | Summer | B3 | 75 | 4250 | 897.34 | 76.46 | 76.47 | 0.01 | 0
2040 | NYISO_A-F_2_NYISO_G-I | NYISO_A-F | NYISO_G-I | Internal | Summer | B4 | 100 | 4250 | 1006.44 | 70.85 | 70.87 | 0.01 | 0
2040 | NYISO_A-F_2_NYISO_G-I | NYISO_A-F | NYISO_G-I | Internal | Summer | B5 | 200 | 4250 | 1359.92 | 68.37 | 68.38 | 0.01 | 0
2040 | NYISO_A-F_2_NYISO_G-I | NYISO_A-F | NYISO_G-I | Internal | Summer | B6 | 300 | 4250 | 2088.93 | 58.07 | 58.08 | 0.01 | 0
2040 | NYISO_A-F_2_NYISO_G-I | NYISO_A-F | NYISO_G-I | Internal | Summer | B7 | 400 | 4250 | 1083.36 | 51.36 | 51.37 | 0.01 | 0
2040 | NYISO_A-F_2_NYISO_G-I | NYISO_A-F | NYISO_G-I | Internal | Summer | B8 | 500 | 4250 | 895.16 | 51.36 | 51.37 | 0.01 | 0
2040 | NYISO_A-F_2_NYISO_G-I | NYISO_A-F | NYISO_G-I | Internal | Summer | B9 | 800 | 4250 | 419.57 | 51.36 | 51.37 | 0.01 | 0
2040 | NYISO_A-F_2_NYISO_G-I | NYISO_A-F | NYISO_G-I | Internal | Summer | B10 | 1262 | 4250 | 0 | 51.36 | 48.83 | 0.01 | 0
2040 | NYISO_A-F_2_NYISO_G-I | NYISO_A-F | NYISO_G-I | Internal | Winter | B16 | 25 | 4250 | 3331.28 | 78.6 | 78.61 | 0.01 | 0
2040 | NYISO_A-F_2_NYISO_G-I | NYISO_A-F | NYISO_G-I | Internal | Winter | B17 | 100 | 4250 | 3252.68 | 61.51 | 61.52 | 0.01 | 0
2040 | NYISO_A-F_2_NYISO_G-I | NYISO_A-F | NYISO_G-I | Internal | Winter | B18 | 400 | 4250 | 2995.86 | 60.85 | 60.87 | 0.01 | 0
2040 | NYISO_A-F_2_NYISO_G-I | NYISO_A-F | NYISO_G-I | Internal | Winter | B19 | 700 | 4250 | 2782.41 | 60.85 | 60.86 | 0.01 | 0
2040 | NYISO_A-F_2_NYISO_G-I | NYISO_A-F | NYISO_G-I | Internal | Winter | B20 | 935 | 4250 | 2272.42 | 60.85 | 60.86 | 0.01 | 0
2040 | NYISO_A-F_2_PJM_ROM | NYISO_A-F | PJM_ROM | Internal | Shoulder | B11 | 25 | 1000 | 677.92 | 58.5 | 66.5 | 8 | 0
2040 | NYISO_A-F_2_PJM_ROM | NYISO_A-F | PJM_ROM | Internal | Shoulder | B12 | 200 | 1000 | 0 | 57.79 | 64.91 | 8 | 0
2040 | NYISO_A-F_2_PJM_ROM | NYISO_A-F | PJM_ROM | Internal | Shoulder | B13 | 600 | 1000 | 0 | 52.65 | 57 | 8 | 0
2040 | NYISO_A-F_2_PJM_ROM | NYISO_A-F | PJM_ROM | Internal | Shoulder | B14 | 900 | 1000 | 0 | 52.53 | 56.25 | 8 | 0
2040 | NYISO_A-F_2_PJM_ROM | NYISO_A-F | PJM_ROM | Internal | Shoulder | B15 | 1203 | 1000 | 0 | 51.98 | 51.57 | 8 | 0
2040 | NYISO_A-F_2_PJM_ROM | NYISO_A-F | PJM_ROM | Internal | Summer | B1 | 10 | 1000 | 0.04 | 102.21 | 109.64 | 8 | 0
2040 | NYISO_A-F_2_PJM_ROM | NYISO_A-F | PJM_ROM | Internal | Summer | B2 | 25 | 1000 | 231.43 | 88.94 | 96.94 | 8 | 0
2040 | NYISO_A-F_2_PJM_ROM | NYISO_A-F | PJM_ROM | Internal | Summer | B3 | 75 | 1000 | 1000 | 76.46 | 90.43 | 8 | 5.97
2040 | NYISO_A-F_2_PJM_ROM | NYISO_A-F | PJM_ROM | Internal | Summer | B4 | 100 | 1000 | 1000 | 70.85 | 82.63 | 8 | 3.77
2040 | NYISO_A-F_2_PJM_ROM | NYISO_A-F | PJM_ROM | Internal | Summer | B5 | 200 | 1000 | 1000 | 68.37 | 81.39 | 8 | 5.02
2040 | NYISO_A-F_2_PJM_ROM | NYISO_A-F | PJM_ROM | Internal | Summer | B6 | 300 | 1000 | 504.08 | 58.07 | 66.07 | 8 | 0
2040 | NYISO_A-F_2_PJM_ROM | NYISO_A-F | PJM_ROM | Internal | Summer | B7 | 400 | 1000 | 0 | 51.36 | 54.9 | 8 | 0
2040 | NYISO_A-F_2_PJM_ROM | NYISO_A-F | PJM_ROM | Internal | Summer | B8 | 500 | 1000 | 0 | 51.36 | 51.65 | 8 | 0
2040 | NYISO_A-F_2_PJM_ROM | NYISO_A-F | PJM_ROM | Internal | Summer | B9 | 800 | 1000 | 0 | 51.36 | 49.77 | 8 | 0
2040 | NYISO_A-F_2_PJM_ROM | NYISO_A-F | PJM_ROM | Internal | Summer | B10 | 1262 | 1000 | 0 | 51.36 | 47.77 | 8 | 0
2040 | NYISO_A-F_2_PJM_ROM | NYISO_A-F | PJM_ROM | Internal | Winter | B16 | 25 | 1000 | 567.54 | 78.6 | 86.6 | 8 | 0
2040 | NYISO_A-F_2_PJM_ROM | NYISO_A-F | PJM_ROM | Internal | Winter | B17 | 100 | 1000 | 172.48 | 61.51 | 69.51 | 8 | 0
2040 | NYISO_A-F_2_PJM_ROM | NYISO_A-F | PJM_ROM | Internal | Winter | B18 | 400 | 1000 | 0 | 60.85 | 62.85 | 8 | 0
2040 | NYISO_A-F_2_PJM_ROM | NYISO_A-F | PJM_ROM | Internal | Winter | B19 | 700 | 1000 | 0 | 60.85 | 60.17 | 8 | 0
2040 | NYISO_A-F_2_PJM_ROM | NYISO_A-F | PJM_ROM | Internal | Winter | B20 | 935 | 1000 | 0 | 60.85 | 55.53 | 8 | 0
2040 | NYISO_G-I_2_NEISO | NYISO_G-I | NEISO | Internal | Shoulder | B11 | 25 | 600 | 0 | 58.51 | 48.97 | 3 | 0
2040 | NYISO_G-I_2_NEISO | NYISO_G-I | NEISO | Internal | Shoulder | B12 | 200 | 600 | 0 | 57.81 | 48.97 | 3 | 0
2040 | NYISO_G-I_2_NEISO | NYISO_G-I | NEISO | Internal | Shoulder | B13 | 600 | 600 | 0 | 52.66 | 48.97 | 3 | 0
2040 | NYISO_G-I_2_NEISO | NYISO_G-I | NEISO | Internal | Shoulder | B14 | 900 | 600 | 0 | 52.54 | 48.97 | 3 | 0
2040 | NYISO_G-I_2_NEISO | NYISO_G-I | NEISO | Internal | Shoulder | B15 | 1203 | 600 | 0 | 51.97 | 48.97 | 3 | 0
2040 | NYISO_G-I_2_NEISO | NYISO_G-I | NEISO | Internal | Summer | B1 | 10 | 600 | 0 | 102.22 | 99.23 | 3 | 0
2040 | NYISO_G-I_2_NEISO | NYISO_G-I | NEISO | Internal | Summer | B2 | 25 | 600 | 0 | 88.95 | 85.95 | 3 | 0
2040 | NYISO_G-I_2_NEISO | NYISO_G-I | NEISO | Internal | Summer | B3 | 75 | 600 | 0 | 76.47 | 73.47 | 3 | 0
2040 | NYISO_G-I_2_NEISO | NYISO_G-I | NEISO | Internal | Summer | B4 | 100 | 600 | 0 | 70.87 | 62.63 | 3 | 0
2040 | NYISO_G-I_2_NEISO | NYISO_G-I | NEISO | Internal | Summer | B5 | 200 | 600 | 0 | 68.38 | 60.13 | 3 | 0
2040 | NYISO_G-I_2_NEISO | NYISO_G-I | NEISO | Internal | Summer | B6 | 300 | 600 | 0 | 58.08 | 45.19 | 3 | 0
2040 | NYISO_G-I_2_NEISO | NYISO_G-I | NEISO | Internal | Summer | B7 | 400 | 600 | 0 | 51.37 | 45.19 | 3 | 0
2040 | NYISO_G-I_2_NEISO | NYISO_G-I | NEISO | Internal | Summer | B8 | 500 | 600 | 0 | 51.37 | 45.19 | 3 | 0
2040 | NYISO_G-I_2_NEISO | NYISO_G-I | NEISO | Internal | Summer | B9 | 800 | 600 | 0 | 51.37 | 45.19 | 3 | 0
2040 | NYISO_G-I_2_NEISO | NYISO_G-I | NEISO | Internal | Summer | B10 | 1262 | 600 | 0 | 48.83 | 45.19 | 3 | 0
2040 | NYISO_G-I_2_NEISO | NYISO_G-I | NEISO | Internal | Winter | B16 | 25 | 600 | 0 | 78.61 | 60.59 | 3 | 0
2040 | NYISO_G-I_2_NEISO | NYISO_G-I | NEISO | Internal | Winter | B17 | 100 | 600 | 0 | 61.52 | 60.59 | 3 | 0
2040 | NYISO_G-I_2_NEISO | NYISO_G-I | NEISO | Internal | Winter | B18 | 400 | 600 | 0 | 60.87 | 60.59 | 3 | 0
2040 | NYISO_G-I_2_NEISO | NYISO_G-I | NEISO | Internal | Winter | B19 | 700 | 600 | 0 | 60.86 | 60.59 | 3 | 0
2040 | NYISO_G-I_2_NEISO | NYISO_G-I | NEISO | Internal | Winter | B20 | 935 | 600 | 0 | 60.86 | 60.59 | 3 | 0
2040 | NYISO_G-I_2_NYISO_A-F | NYISO_G-I | NYISO_A-F | Internal | Shoulder | B11 | 25 | 1999 | 0.3 | 58.51 | 58.5 | 0.01 | 0
2040 | NYISO_G-I_2_NYISO_A-F | NYISO_G-I | NYISO_A-F | Internal | Shoulder | B12 | 200 | 1999 | 0.04 | 57.81 | 57.79 | 0.01 | 0
2040 | NYISO_G-I_2_NYISO_A-F | NYISO_G-I | NYISO_A-F | Internal | Shoulder | B13 | 600 | 1999 | 0.01 | 52.66 | 52.65 | 0.01 | 0
2040 | NYISO_G-I_2_NYISO_A-F | NYISO_G-I | NYISO_A-F | Internal | Shoulder | B14 | 900 | 1999 | 0 | 52.54 | 52.53 | 0.01 | 0
2040 | NYISO_G-I_2_NYISO_A-F | NYISO_G-I | NYISO_A-F | Internal | Shoulder | B15 | 1203 | 1999 | 897.58 | 51.97 | 51.98 | 0.01 | 0
2040 | NYISO_G-I_2_NYISO_A-F | NYISO_G-I | NYISO_A-F | Internal | Summer | B1 | 10 | 1999 | 0.72 | 102.22 | 102.21 | 0.01 | 0
2040 | NYISO_G-I_2_NYISO_A-F | NYISO_G-I | NYISO_A-F | Internal | Summer | B2 | 25 | 1999 | 0.31 | 88.95 | 88.94 | 0.01 | 0
2040 | NYISO_G-I_2_NYISO_A-F | NYISO_G-I | NYISO_A-F | Internal | Summer | B3 | 75 | 1999 | 0.11 | 76.47 | 76.46 | 0.01 | 0
2040 | NYISO_G-I_2_NYISO_A-F | NYISO_G-I | NYISO_A-F | Internal | Summer | B4 | 100 | 1999 | 0.08 | 70.87 | 70.85 | 0.01 | 0
2040 | NYISO_G-I_2_NYISO_A-F | NYISO_G-I | NYISO_A-F | Internal | Summer | B5 | 200 | 1999 | 0.04 | 68.38 | 68.37 | 0.01 | 0
2040 | NYISO_G-I_2_NYISO_A-F | NYISO_G-I | NYISO_A-F | Internal | Summer | B6 | 300 | 1999 | 0.03 | 58.08 | 58.07 | 0.01 | 0
2040 | NYISO_G-I_2_NYISO_A-F | NYISO_G-I | NYISO_A-F | Internal | Summer | B7 | 400 | 1999 | 0.02 | 51.37 | 51.36 | 0.01 | 0
2040 | NYISO_G-I_2_NYISO_A-F | NYISO_G-I | NYISO_A-F | Internal | Summer | B8 | 500 | 1999 | 0.02 | 51.37 | 51.36 | 0.01 | 0
2040 | NYISO_G-I_2_NYISO_A-F | NYISO_G-I | NYISO_A-F | Internal | Summer | B9 | 800 | 1999 | 0.01 | 51.37 | 51.36 | 0.01 | 0
2040 | NYISO_G-I_2_NYISO_A-F | NYISO_G-I | NYISO_A-F | Internal | Summer | B10 | 1262 | 1999 | 1999 | 48.83 | 51.36 | 0.01 | 2.52
2040 | NYISO_G-I_2_NYISO_A-F | NYISO_G-I | NYISO_A-F | Internal | Winter | B16 | 25 | 1999 | 0.3 | 78.61 | 78.6 | 0.01 | 0
2040 | NYISO_G-I_2_NYISO_A-F | NYISO_G-I | NYISO_A-F | Internal | Winter | B17 | 100 | 1999 | 0.08 | 61.52 | 61.51 | 0.01 | 0
2040 | NYISO_G-I_2_NYISO_A-F | NYISO_G-I | NYISO_A-F | Internal | Winter | B18 | 400 | 1999 | 0.02 | 60.87 | 60.85 | 0.01 | 0
2040 | NYISO_G-I_2_NYISO_A-F | NYISO_G-I | NYISO_A-F | Internal | Winter | B19 | 700 | 1999 | 0.01 | 60.86 | 60.85 | 0.01 | 0
2040 | NYISO_G-I_2_NYISO_A-F | NYISO_G-I | NYISO_A-F | Internal | Winter | B20 | 935 | 1999 | 0 | 60.86 | 60.85 | 0.01 | 0
2040 | NYISO_G-I_2_NYISO_J-K | NYISO_G-I | NYISO_J-K | Internal | Shoulder | B11 | 25 | 6130 | 6130 | 58.51 | 70.74 | 0.01 | 12.22
2040 | NYISO_G-I_2_NYISO_J-K | NYISO_G-I | NYISO_J-K | Internal | Shoulder | B12 | 200 | 6130 | 6130 | 57.81 | 70.74 | 0.01 | 12.92
2040 | NYISO_G-I_2_NYISO_J-K | NYISO_G-I | NYISO_J-K | Internal | Shoulder | B13 | 600 | 6130 | 6130 | 52.66 | 63.01 | 0.01 | 10.33
2040 | NYISO_G-I_2_NYISO_J-K | NYISO_G-I | NYISO_J-K | Internal | Shoulder | B14 | 900 | 6130 | 6130 | 52.54 | 53.02 | 0.01 | 0.47
2040 | NYISO_G-I_2_NYISO_J-K | NYISO_G-I | NYISO_J-K | Internal | Shoulder | B15 | 1203 | 6130 | 4289.94 | 51.97 | 51.98 | 0.01 | 0
2040 | NYISO_G-I_2_NYISO_J-K | NYISO_G-I | NYISO_J-K | Internal | Summer | B1 | 10 | 6130 | 5876.97 | 102.22 | 102.23 | 0.01 | 0
2040 | NYISO_G-I_2_NYISO_J-K | NYISO_G-I | NYISO_J-K | Internal | Summer | B2 | 25 | 6130 | 5031.33 | 88.95 | 88.96 | 0.01 | 0
2040 | NYISO_G-I_2_NYISO_J-K | NYISO_G-I | NYISO_J-K | Internal | Summer | B3 | 75 | 6130 | 3317.31 | 76.47 | 76.49 | 0.01 | 0
2040 | NYISO_G-I_2_NYISO_J-K | NYISO_G-I | NYISO_J-K | Internal | Summer | B4 | 100 | 6130 | 3931.35 | 70.87 | 70.88 | 0.01 | 0
2040 | NYISO_G-I_2_NYISO_J-K | NYISO_G-I | NYISO_J-K | Internal | Summer | B5 | 200 | 6130 | 4452.49 | 68.38 | 68.39 | 0.01 | 0
2040 | NYISO_G-I_2_NYISO_J-K | NYISO_G-I | NYISO_J-K | Internal | Summer | B6 | 300 | 6130 | 6130 | 58.08 | 65.1 | 0.01 | 7.01
2040 | NYISO_G-I_2_NYISO_J-K | NYISO_G-I | NYISO_J-K | Internal | Summer | B7 | 400 | 6130 | 6130 | 51.37 | 65.1 | 0.01 | 13.71
2040 | NYISO_G-I_2_NYISO_J-K | NYISO_G-I | NYISO_J-K | Internal | Summer | B8 | 500 | 6130 | 6130 | 51.37 | 65.1 | 0.01 | 13.71
2040 | NYISO_G-I_2_NYISO_J-K | NYISO_G-I | NYISO_J-K | Internal | Summer | B9 | 800 | 6130 | 5911.38 | 51.37 | 51.38 | 0.01 | 0
2040 | NYISO_G-I_2_NYISO_J-K | NYISO_G-I | NYISO_J-K | Internal | Summer | B10 | 1262 | 6130 | 4051.11 | 48.83 | 48.84 | 0.01 | 0
2040 | NYISO_G-I_2_NYISO_J-K | NYISO_G-I | NYISO_J-K | Internal | Winter | B16 | 25 | 6130 | 6130 | 78.61 | 90.38 | 0.01 | 11.75
2040 | NYISO_G-I_2_NYISO_J-K | NYISO_G-I | NYISO_J-K | Internal | Winter | B17 | 100 | 6130 | 6130 | 61.52 | 90.38 | 0.01 | 28.84
2040 | NYISO_G-I_2_NYISO_J-K | NYISO_G-I | NYISO_J-K | Internal | Winter | B18 | 400 | 6130 | 6130 | 60.87 | 81.17 | 0.01 | 20.29
2040 | NYISO_G-I_2_NYISO_J-K | NYISO_G-I | NYISO_J-K | Internal | Winter | B19 | 700 | 6130 | 6130 | 60.86 | 67.57 | 0.01 | 6.69
2040 | NYISO_G-I_2_NYISO_J-K | NYISO_G-I | NYISO_J-K | Internal | Winter | B20 | 935 | 6130 | 6130 | 60.86 | 63.48 | 0.01 | 2.6
2040 | NYISO_G-I_2_PJM_E | NYISO_G-I | PJM_E | Internal | Shoulder | B11 | 25 | 1500 | 968.12 | 58.51 | 66.51 | 8 | 0
2040 | NYISO_G-I_2_PJM_E | NYISO_G-I | PJM_E | Internal | Shoulder | B12 | 200 | 1500 | 0 | 57.81 | 64.93 | 8 | 0
2040 | NYISO_G-I_2_PJM_E | NYISO_G-I | PJM_E | Internal | Shoulder | B13 | 600 | 1500 | 0 | 52.66 | 57.01 | 8 | 0
2040 | NYISO_G-I_2_PJM_E | NYISO_G-I | PJM_E | Internal | Shoulder | B14 | 900 | 1500 | 0 | 52.54 | 56.26 | 8 | 0
2040 | NYISO_G-I_2_PJM_E | NYISO_G-I | PJM_E | Internal | Shoulder | B15 | 1203 | 1500 | 0 | 51.97 | 51.58 | 8 | 0
2040 | NYISO_G-I_2_PJM_E | NYISO_G-I | PJM_E | Internal | Summer | B1 | 10 | 1500 | 0.05 | 102.22 | 109.65 | 8 | 0
2040 | NYISO_G-I_2_PJM_E | NYISO_G-I | PJM_E | Internal | Summer | B2 | 25 | 1500 | 306.53 | 88.95 | 96.95 | 8 | 0
2040 | NYISO_G-I_2_PJM_E | NYISO_G-I | PJM_E | Internal | Summer | B3 | 75 | 1500 | 1500 | 76.47 | 90.44 | 8 | 5.97
2040 | NYISO_G-I_2_PJM_E | NYISO_G-I | PJM_E | Internal | Summer | B4 | 100 | 1500 | 1500 | 70.87 | 82.64 | 8 | 3.77
2040 | NYISO_G-I_2_PJM_E | NYISO_G-I | PJM_E | Internal | Summer | B5 | 200 | 1500 | 1500 | 68.38 | 81.4 | 8 | 5.02
2040 | NYISO_G-I_2_PJM_E | NYISO_G-I | PJM_E | Internal | Summer | B6 | 300 | 1500 | 790.65 | 58.08 | 66.08 | 8 | 0
2040 | NYISO_G-I_2_PJM_E | NYISO_G-I | PJM_E | Internal | Summer | B7 | 400 | 1500 | 0 | 51.37 | 54.91 | 8 | 0
2040 | NYISO_G-I_2_PJM_E | NYISO_G-I | PJM_E | Internal | Summer | B8 | 500 | 1500 | 0 | 51.37 | 51.66 | 8 | 0
2040 | NYISO_G-I_2_PJM_E | NYISO_G-I | PJM_E | Internal | Summer | B9 | 800 | 1500 | 0 | 51.37 | 49.78 | 8 | 0
2040 | NYISO_G-I_2_PJM_E | NYISO_G-I | PJM_E | Internal | Summer | B10 | 1262 | 1500 | 0 | 48.83 | 47.78 | 8 | 0
2040 | NYISO_G-I_2_PJM_E | NYISO_G-I | PJM_E | Internal | Winter | B16 | 25 | 1500 | 705.22 | 78.61 | 86.61 | 8 | 0
2040 | NYISO_G-I_2_PJM_E | NYISO_G-I | PJM_E | Internal | Winter | B17 | 100 | 1500 | 172.1 | 61.52 | 69.52 | 8 | 0
2040 | NYISO_G-I_2_PJM_E | NYISO_G-I | PJM_E | Internal | Winter | B18 | 400 | 1500 | 0 | 60.87 | 62.87 | 8 | 0
2040 | NYISO_G-I_2_PJM_E | NYISO_G-I | PJM_E | Internal | Winter | B19 | 700 | 1500 | 0 | 60.86 | 60.19 | 8 | 0
2040 | NYISO_G-I_2_PJM_E | NYISO_G-I | PJM_E | Internal | Winter | B20 | 935 | 1500 | 0 | 60.86 | 55.54 | 8 | 0
2040 | NYISO_J-K_2_NEISO | NYISO_J-K | NEISO | Internal | Shoulder | B11 | 25 | 0.01 | 0 | 70.74 | 48.97 | 3 | 0.66
2040 | NYISO_J-K_2_NEISO | NYISO_J-K | NEISO | Internal | Shoulder | B12 | 200 | 0.01 | 0 | 70.74 | 48.97 | 3 | 0.09
2040 | NYISO_J-K_2_NEISO | NYISO_J-K | NEISO | Internal | Shoulder | B13 | 600 | 0.01 | 0 | 63.01 | 48.97 | 3 | 0.03
2040 | NYISO_J-K_2_NEISO | NYISO_J-K | NEISO | Internal | Shoulder | B14 | 900 | 0.01 | 0 | 53.02 | 48.97 | 3 | 0.02
2040 | NYISO_J-K_2_NEISO | NYISO_J-K | NEISO | Internal | Shoulder | B15 | 1203 | 0.01 | 0 | 51.98 | 48.97 | 3 | 0.02
2040 | NYISO_J-K_2_NEISO | NYISO_J-K | NEISO | Internal | Summer | B1 | 10 | 0.01 | 0 | 102.23 | 99.23 | 3 | 1.51
2040 | NYISO_J-K_2_NEISO | NYISO_J-K | NEISO | Internal | Summer | B2 | 25 | 0.01 | 0 | 88.96 | 85.95 | 3 | 0.67
2040 | NYISO_J-K_2_NEISO | NYISO_J-K | NEISO | Internal | Summer | B3 | 75 | 0.01 | 0 | 76.49 | 73.47 | 3 | 0.26
2040 | NYISO_J-K_2_NEISO | NYISO_J-K | NEISO | Internal | Summer | B4 | 100 | 0.01 | 0 | 70.88 | 62.63 | 3 | 0.19
2040 | NYISO_J-K_2_NEISO | NYISO_J-K | NEISO | Internal | Summer | B5 | 200 | 0.01 | 0 | 68.39 | 60.13 | 3 | 0.1
2040 | NYISO_J-K_2_NEISO | NYISO_J-K | NEISO | Internal | Summer | B6 | 300 | 0.01 | 0 | 65.1 | 45.19 | 3 | 0.06
2040 | NYISO_J-K_2_NEISO | NYISO_J-K | NEISO | Internal | Summer | B7 | 400 | 0.01 | 0 | 65.1 | 45.19 | 3 | 0.05
2040 | NYISO_J-K_2_NEISO | NYISO_J-K | NEISO | Internal | Summer | B8 | 500 | 0.01 | 0 | 65.1 | 45.19 | 3 | 0.04
2040 | NYISO_J-K_2_NEISO | NYISO_J-K | NEISO | Internal | Summer | B9 | 800 | 0.01 | 0 | 51.38 | 45.19 | 3 | 0.03
2040 | NYISO_J-K_2_NEISO | NYISO_J-K | NEISO | Internal | Summer | B10 | 1262 | 0.01 | 0 | 48.84 | 45.19 | 3 | 0.02
2040 | NYISO_J-K_2_NEISO | NYISO_J-K | NEISO | Internal | Winter | B16 | 25 | 0.01 | 0 | 90.38 | 60.59 | 3 | 0.65
2040 | NYISO_J-K_2_NEISO | NYISO_J-K | NEISO | Internal | Winter | B17 | 100 | 0.01 | 0 | 90.38 | 60.59 | 3 | 0.18
2040 | NYISO_J-K_2_NEISO | NYISO_J-K | NEISO | Internal | Winter | B18 | 400 | 0.01 | 0 | 81.17 | 60.59 | 3 | 0.05
2040 | NYISO_J-K_2_NEISO | NYISO_J-K | NEISO | Internal | Winter | B19 | 700 | 0.01 | 0 | 67.57 | 60.59 | 3 | 0.03
2040 | NYISO_J-K_2_NEISO | NYISO_J-K | NEISO | Internal | Winter | B20 | 935 | 0.01 | 0 | 63.48 | 60.59 | 3 | 0.02
2040 | NYISO_J-K_2_NYISO_G-I | NYISO_J-K | NYISO_G-I | Internal | Shoulder | B11 | 25 | 1999 | 0 | 70.74 | 58.51 | 0.01 | 0
2040 | NYISO_J-K_2_NYISO_G-I | NYISO_J-K | NYISO_G-I | Internal | Shoulder | B12 | 200 | 1999 | 0 | 70.74 | 57.81 | 0.01 | 0
2040 | NYISO_J-K_2_NYISO_G-I | NYISO_J-K | NYISO_G-I | Internal | Shoulder | B13 | 600 | 1999 | 0 | 63.01 | 52.66 | 0.01 | 0
2040 | NYISO_J-K_2_NYISO_G-I | NYISO_J-K | NYISO_G-I | Internal | Shoulder | B14 | 900 | 1999 | 0 | 53.02 | 52.54 | 0.01 | 0
2040 | NYISO_J-K_2_NYISO_G-I | NYISO_J-K | NYISO_G-I | Internal | Shoulder | B15 | 1203 | 1999 | 0 | 51.98 | 51.97 | 0.01 | 0
2040 | NYISO_J-K_2_NYISO_G-I | NYISO_J-K | NYISO_G-I | Internal | Summer | B1 | 10 | 1999 | 0.64 | 102.23 | 102.22 | 0.01 | 0
2040 | NYISO_J-K_2_NYISO_G-I | NYISO_J-K | NYISO_G-I | Internal | Summer | B2 | 25 | 1999 | 0.3 | 88.96 | 88.95 | 0.01 | 0
2040 | NYISO_J-K_2_NYISO_G-I | NYISO_J-K | NYISO_G-I | Internal | Summer | B3 | 75 | 1999 | 0.11 | 76.49 | 76.47 | 0.01 | 0
2040 | NYISO_J-K_2_NYISO_G-I | NYISO_J-K | NYISO_G-I | Internal | Summer | B4 | 100 | 1999 | 0.08 | 70.88 | 70.87 | 0.01 | 0
2040 | NYISO_J-K_2_NYISO_G-I | NYISO_J-K | NYISO_G-I | Internal | Summer | B5 | 200 | 1999 | 0.04 | 68.39 | 68.38 | 0.01 | 0
2040 | NYISO_J-K_2_NYISO_G-I | NYISO_J-K | NYISO_G-I | Internal | Summer | B6 | 300 | 1999 | 0 | 65.1 | 58.08 | 0.01 | 0
2040 | NYISO_J-K_2_NYISO_G-I | NYISO_J-K | NYISO_G-I | Internal | Summer | B7 | 400 | 1999 | 0 | 65.1 | 51.37 | 0.01 | 0
2040 | NYISO_J-K_2_NYISO_G-I | NYISO_J-K | NYISO_G-I | Internal | Summer | B8 | 500 | 1999 | 0 | 65.1 | 51.37 | 0.01 | 0
2040 | NYISO_J-K_2_NYISO_G-I | NYISO_J-K | NYISO_G-I | Internal | Summer | B9 | 800 | 1999 | 0 | 51.38 | 51.37 | 0.01 | 0
2040 | NYISO_J-K_2_NYISO_G-I | NYISO_J-K | NYISO_G-I | Internal | Summer | B10 | 1262 | 1999 | 0 | 48.84 | 48.83 | 0.01 | 0
2040 | NYISO_J-K_2_NYISO_G-I | NYISO_J-K | NYISO_G-I | Internal | Winter | B16 | 25 | 1999 | 0 | 90.38 | 78.61 | 0.01 | 0
2040 | NYISO_J-K_2_NYISO_G-I | NYISO_J-K | NYISO_G-I | Internal | Winter | B17 | 100 | 1999 | 0 | 90.38 | 61.52 | 0.01 | 0
2040 | NYISO_J-K_2_NYISO_G-I | NYISO_J-K | NYISO_G-I | Internal | Winter | B18 | 400 | 1999 | 0 | 81.17 | 60.87 | 0.01 | 0
2040 | NYISO_J-K_2_NYISO_G-I | NYISO_J-K | NYISO_G-I | Internal | Winter | B19 | 700 | 1999 | 0 | 67.57 | 60.86 | 0.01 | 0
2040 | NYISO_J-K_2_NYISO_G-I | NYISO_J-K | NYISO_G-I | Internal | Winter | B20 | 935 | 1999 | 0 | 63.48 | 60.86 | 0.01 | 0
2040 | NYISO_J-K_2_PJM_E | NYISO_J-K | PJM_E | Internal | Shoulder | B11 | 25 | 0.01 | 0 | 70.74 | 66.51 | 8 | 0.67
2040 | NYISO_J-K_2_PJM_E | NYISO_J-K | PJM_E | Internal | Shoulder | B12 | 200 | 0.01 | 0 | 70.74 | 64.93 | 8 | 0.1
2040 | NYISO_J-K_2_PJM_E | NYISO_J-K | PJM_E | Internal | Shoulder | B13 | 600 | 0.01 | 0 | 63.01 | 57.01 | 8 | 0.03
2040 | NYISO_J-K_2_PJM_E | NYISO_J-K | PJM_E | Internal | Shoulder | B14 | 900 | 0.01 | 0 | 53.02 | 56.26 | 8 | 0.02
2040 | NYISO_J-K_2_PJM_E | NYISO_J-K | PJM_E | Internal | Shoulder | B15 | 1203 | 0.01 | 0 | 51.98 | 51.58 | 8 | 0.02
2040 | NYISO_J-K_2_PJM_E | NYISO_J-K | PJM_E | Internal | Summer | B1 | 10 | 0.01 | 0 | 102.23 | 109.65 | 8 | 2.51
2040 | NYISO_J-K_2_PJM_E | NYISO_J-K | PJM_E | Internal | Summer | B2 | 25 | 0.01 | 0 | 88.96 | 96.95 | 8 | 1.15
2040 | NYISO_J-K_2_PJM_E | NYISO_J-K | PJM_E | Internal | Summer | B3 | 75 | 0.01 | 0 | 76.49 | 90.44 | 8 | 6.21
2040 | NYISO_J-K_2_PJM_E | NYISO_J-K | PJM_E | Internal | Summer | B4 | 100 | 0.01 | 0 | 70.88 | 82.64 | 8 | 3.96
2040 | NYISO_J-K_2_PJM_E | NYISO_J-K | PJM_E | Internal | Summer | B5 | 200 | 0.01 | 0 | 68.39 | 81.4 | 8 | 5.11
2040 | NYISO_J-K_2_PJM_E | NYISO_J-K | PJM_E | Internal | Summer | B6 | 300 | 0.01 | 0 | 65.1 | 66.08 | 8 | 0.07
2040 | NYISO_J-K_2_PJM_E | NYISO_J-K | PJM_E | Internal | Summer | B7 | 400 | 0.01 | 0 | 65.1 | 54.91 | 8 | 0.05
2040 | NYISO_J-K_2_PJM_E | NYISO_J-K | PJM_E | Internal | Summer | B8 | 500 | 0.01 | 0 | 65.1 | 51.66 | 8 | 0.04
2040 | NYISO_J-K_2_PJM_E | NYISO_J-K | PJM_E | Internal | Summer | B9 | 800 | 0.01 | 0 | 51.38 | 49.78 | 8 | 0.03
2040 | NYISO_J-K_2_PJM_E | NYISO_J-K | PJM_E | Internal | Summer | B10 | 1262 | 0.01 | 0 | 48.84 | 47.78 | 8 | 0.02
2040 | NYISO_J-K_2_PJM_E | NYISO_J-K | PJM_E | Internal | Winter | B16 | 25 | 0.01 | 0 | 90.38 | 86.61 | 8 | 0.67
2040 | NYISO_J-K_2_PJM_E | NYISO_J-K | PJM_E | Internal | Winter | B17 | 100 | 0.01 | 0 | 90.38 | 69.52 | 8 | 0.18
2040 | NYISO_J-K_2_PJM_E | NYISO_J-K | PJM_E | Internal | Winter | B18 | 400 | 0.01 | 0 | 81.17 | 62.87 | 8 | 0.05
2040 | NYISO_J-K_2_PJM_E | NYISO_J-K | PJM_E | Internal | Winter | B19 | 700 | 0.01 | 0 | 67.57 | 60.19 | 8 | 0.03
2040 | NYISO_J-K_2_PJM_E | NYISO_J-K | PJM_E | Internal | Winter | B20 | 935 | 0.01 | 0 | 63.48 | 55.54 | 8 | 0.02
2040 | PJM_E_2_NYISO_G-I | PJM_E | NYISO_G-I | Internal | Shoulder | B11 | 25 | 500 | 0 | 66.51 | 58.51 | 6 | 0
2040 | PJM_E_2_NYISO_G-I | PJM_E | NYISO_G-I | Internal | Shoulder | B12 | 200 | 500 | 0 | 64.93 | 57.81 | 6 | 0
2040 | PJM_E_2_NYISO_G-I | PJM_E | NYISO_G-I | Internal | Shoulder | B13 | 600 | 500 | 0 | 57.01 | 52.66 | 6 | 0
2040 | PJM_E_2_NYISO_G-I | PJM_E | NYISO_G-I | Internal | Shoulder | B14 | 900 | 500 | 0 | 56.26 | 52.54 | 6 | 0
2040 | PJM_E_2_NYISO_G-I | PJM_E | NYISO_G-I | Internal | Shoulder | B15 | 1203 | 500 | 0 | 51.58 | 51.97 | 6 | 0
2040 | PJM_E_2_NYISO_G-I | PJM_E | NYISO_G-I | Internal | Summer | B1 | 10 | 500 | 0 | 109.65 | 102.22 | 6 | 0
2040 | PJM_E_2_NYISO_G-I | PJM_E | NYISO_G-I | Internal | Summer | B2 | 25 | 500 | 0 | 96.95 | 88.95 | 6 | 0
2040 | PJM_E_2_NYISO_G-I | PJM_E | NYISO_G-I | Internal | Summer | B3 | 75 | 500 | 0 | 90.44 | 76.47 | 6 | 0
2040 | PJM_E_2_NYISO_G-I | PJM_E | NYISO_G-I | Internal | Summer | B4 | 100 | 500 | 0 | 82.64 | 70.87 | 6 | 0
2040 | PJM_E_2_NYISO_G-I | PJM_E | NYISO_G-I | Internal | Summer | B5 | 200 | 500 | 0 | 81.4 | 68.38 | 6 | 0
2040 | PJM_E_2_NYISO_G-I | PJM_E | NYISO_G-I | Internal | Summer | B6 | 300 | 500 | 0 | 66.08 | 58.08 | 6 | 0
2040 | PJM_E_2_NYISO_G-I | PJM_E | NYISO_G-I | Internal | Summer | B7 | 400 | 500 | 0 | 54.91 | 51.37 | 6 | 0
2040 | PJM_E_2_NYISO_G-I | PJM_E | NYISO_G-I | Internal | Summer | B8 | 500 | 500 | 0 | 51.66 | 51.37 | 6 | 0
2040 | PJM_E_2_NYISO_G-I | PJM_E | NYISO_G-I | Internal | Summer | B9 | 800 | 500 | 0 | 49.78 | 51.37 | 6 | 0
2040 | PJM_E_2_NYISO_G-I | PJM_E | NYISO_G-I | Internal | Summer | B10 | 1262 | 500 | 0 | 47.78 | 48.83 | 6 | 0
2040 | PJM_E_2_NYISO_G-I | PJM_E | NYISO_G-I | Internal | Winter | B16 | 25 | 500 | 0 | 86.61 | 78.61 | 6 | 0
2040 | PJM_E_2_NYISO_G-I | PJM_E | NYISO_G-I | Internal | Winter | B17 | 100 | 500 | 0 | 69.52 | 61.52 | 6 | 0
2040 | PJM_E_2_NYISO_G-I | PJM_E | NYISO_G-I | Internal | Winter | B18 | 400 | 500 | 0 | 62.87 | 60.87 | 6 | 0
2040 | PJM_E_2_NYISO_G-I | PJM_E | NYISO_G-I | Internal | Winter | B19 | 700 | 500 | 0 | 60.19 | 60.86 | 6 | 0
2040 | PJM_E_2_NYISO_G-I | PJM_E | NYISO_G-I | Internal | Winter | B20 | 935 | 500 | 0 | 55.54 | 60.86 | 6 | 0
2040 | PJM_E_2_NYISO_J-K | PJM_E | NYISO_J-K | Internal | Shoulder | B11 | 25 | 330 | 0 | 66.51 | 70.74 | 6 | 0
2040 | PJM_E_2_NYISO_J-K | PJM_E | NYISO_J-K | Internal | Shoulder | B12 | 200 | 330 | 0 | 64.93 | 70.74 | 6 | 0
2040 | PJM_E_2_NYISO_J-K | PJM_E | NYISO_J-K | Internal | Shoulder | B13 | 600 | 330 | 114.9 | 57.01 | 63.01 | 6 | 0
2040 | PJM_E_2_NYISO_J-K | PJM_E | NYISO_J-K | Internal | Shoulder | B14 | 900 | 330 | 0 | 56.26 | 53.02 | 6 | 0
2040 | PJM_E_2_NYISO_J-K | PJM_E | NYISO_J-K | Internal | Shoulder | B15 | 1203 | 330 | 0 | 51.58 | 51.98 | 6 | 0
2040 | PJM_E_2_NYISO_J-K | PJM_E | NYISO_J-K | Internal | Summer | B1 | 10 | 330 | 0 | 109.65 | 102.23 | 6 | 0
2040 | PJM_E_2_NYISO_J-K | PJM_E | NYISO_J-K | Internal | Summer | B2 | 25 | 330 | 0 | 96.95 | 88.96 | 6 | 0
2040 | PJM_E_2_NYISO_J-K | PJM_E | NYISO_J-K | Internal | Summer | B3 | 75 | 330 | 0 | 90.44 | 76.49 | 6 | 0
2040 | PJM_E_2_NYISO_J-K | PJM_E | NYISO_J-K | Internal | Summer | B4 | 100 | 330 | 0 | 82.64 | 70.88 | 6 | 0
2040 | PJM_E_2_NYISO_J-K | PJM_E | NYISO_J-K | Internal | Summer | B5 | 200 | 330 | 0 | 81.4 | 68.39 | 6 | 0
2040 | PJM_E_2_NYISO_J-K | PJM_E | NYISO_J-K | Internal | Summer | B6 | 300 | 330 | 0 | 66.08 | 65.1 | 6 | 0
2040 | PJM_E_2_NYISO_J-K | PJM_E | NYISO_J-K | Internal | Summer | B7 | 400 | 330 | 330 | 54.91 | 65.1 | 6 | 4.19
2040 | PJM_E_2_NYISO_J-K | PJM_E | NYISO_J-K | Internal | Summer | B8 | 500 | 330 | 330 | 51.66 | 65.1 | 6 | 7.44
2040 | PJM_E_2_NYISO_J-K | PJM_E | NYISO_J-K | Internal | Summer | B9 | 800 | 330 | 0 | 49.78 | 51.38 | 6 | 0
2040 | PJM_E_2_NYISO_J-K | PJM_E | NYISO_J-K | Internal | Summer | B10 | 1262 | 330 | 0 | 47.78 | 48.84 | 6 | 0
2040 | PJM_E_2_NYISO_J-K | PJM_E | NYISO_J-K | Internal | Winter | B16 | 25 | 330 | 0 | 86.61 | 90.38 | 6 | 0
2040 | PJM_E_2_NYISO_J-K | PJM_E | NYISO_J-K | Internal | Winter | B17 | 100 | 330 | 330 | 69.52 | 90.38 | 6 | 14.85
2040 | PJM_E_2_NYISO_J-K | PJM_E | NYISO_J-K | Internal | Winter | B18 | 400 | 330 | 330 | 62.87 | 81.17 | 6 | 12.3
2040 | PJM_E_2_NYISO_J-K | PJM_E | NYISO_J-K | Internal | Winter | B19 | 700 | 330 | 330 | 60.19 | 67.57 | 6 | 1.38
2040 | PJM_E_2_NYISO_J-K | PJM_E | NYISO_J-K | Internal | Winter | B20 | 935 | 330 | 330 | 55.54 | 63.48 | 6 | 1.93
2040 | PJM_E_2_PJM_ROM | PJM_E | PJM_ROM | Internal | Shoulder | B11 | 25 | 8000 | 0.33 | 66.51 | 66.5 | 0.01 | 0
2040 | PJM_E_2_PJM_ROM | PJM_E | PJM_ROM | Internal | Shoulder | B12 | 200 | 8000 | 0.04 | 64.93 | 64.91 | 0.01 | 0
2040 | PJM_E_2_PJM_ROM | PJM_E | PJM_ROM | Internal | Shoulder | B13 | 600 | 8000 | 0.01 | 57.01 | 57 | 0.01 | 0
2040 | PJM_E_2_PJM_ROM | PJM_E | PJM_ROM | Internal | Shoulder | B14 | 900 | 8000 | 0 | 56.26 | 56.25 | 0.01 | 0
2040 | PJM_E_2_PJM_ROM | PJM_E | PJM_ROM | Internal | Shoulder | B15 | 1203 | 8000 | 0 | 51.58 | 51.57 | 0.01 | 0
2040 | PJM_E_2_PJM_ROM | PJM_E | PJM_ROM | Internal | Summer | B1 | 10 | 8000 | 0.51 | 109.65 | 109.64 | 0.01 | 0
2040 | PJM_E_2_PJM_ROM | PJM_E | PJM_ROM | Internal | Summer | B2 | 25 | 8000 | 0.3 | 96.95 | 96.94 | 0.01 | 0
2040 | PJM_E_2_PJM_ROM | PJM_E | PJM_ROM | Internal | Summer | B3 | 75 | 8000 | 0.11 | 90.44 | 90.43 | 0.01 | 0
2040 | PJM_E_2_PJM_ROM | PJM_E | PJM_ROM | Internal | Summer | B4 | 100 | 8000 | 0.09 | 82.64 | 82.63 | 0.01 | 0
2040 | PJM_E_2_PJM_ROM | PJM_E | PJM_ROM | Internal | Summer | B5 | 200 | 8000 | 0.04 | 81.4 | 81.39 | 0.01 | 0
2040 | PJM_E_2_PJM_ROM | PJM_E | PJM_ROM | Internal | Summer | B6 | 300 | 8000 | 0.03 | 66.08 | 66.07 | 0.01 | 0
2040 | PJM_E_2_PJM_ROM | PJM_E | PJM_ROM | Internal | Summer | B7 | 400 | 8000 | 0.02 | 54.91 | 54.9 | 0.01 | 0
2040 | PJM_E_2_PJM_ROM | PJM_E | PJM_ROM | Internal | Summer | B8 | 500 | 8000 | 0.02 | 51.66 | 51.65 | 0.01 | 0
2040 | PJM_E_2_PJM_ROM | PJM_E | PJM_ROM | Internal | Summer | B9 | 800 | 8000 | 0.01 | 49.78 | 49.77 | 0.01 | 0
2040 | PJM_E_2_PJM_ROM | PJM_E | PJM_ROM | Internal | Summer | B10 | 1262 | 8000 | 0 | 47.78 | 47.77 | 0.01 | 0
2040 | PJM_E_2_PJM_ROM | PJM_E | PJM_ROM | Internal | Winter | B16 | 25 | 8000 | 0.31 | 86.61 | 86.6 | 0.01 | 0
2040 | PJM_E_2_PJM_ROM | PJM_E | PJM_ROM | Internal | Winter | B17 | 100 | 8000 | 0.08 | 69.52 | 69.51 | 0.01 | 0
2040 | PJM_E_2_PJM_ROM | PJM_E | PJM_ROM | Internal | Winter | B18 | 400 | 8000 | 0.02 | 62.87 | 62.85 | 0.01 | 0
2040 | PJM_E_2_PJM_ROM | PJM_E | PJM_ROM | Internal | Winter | B19 | 700 | 8000 | 0.01 | 60.19 | 60.17 | 0.01 | 0
2040 | PJM_E_2_PJM_ROM | PJM_E | PJM_ROM | Internal | Winter | B20 | 935 | 8000 | 0 | 55.54 | 55.53 | 0.01 | 0
2040 | PJM_ROR_2_MISO_IN | PJM_ROR | MISO_IN | Internal | Shoulder | B11 | 25 | 909 | 908.42 | 82.77 | 84.78 | 2 | 0.01
2040 | PJM_ROR_2_MISO_IN | PJM_ROR | MISO_IN | Internal | Shoulder | B12 | 200 | 909 | 0.08 | 64.93 | 66.91 | 2 | 0
2040 | PJM_ROR_2_MISO_IN | PJM_ROR | MISO_IN | Internal | Shoulder | B13 | 600 | 909 | 8.86 | 57.66 | 59.66 | 2 | 0
2040 | PJM_ROR_2_MISO_IN | PJM_ROR | MISO_IN | Internal | Shoulder | B14 | 900 | 909 | 0 | 56.26 | 57.74 | 2 | 0
2040 | PJM_ROR_2_MISO_IN | PJM_ROR | MISO_IN | Internal | Shoulder | B15 | 1203 | 909 | 0 | 51.58 | 51.64 | 2 | 0
2040 | PJM_ROR_2_MISO_IN | PJM_ROR | MISO_IN | Internal | Summer | B1 | 10 | 909 | 0 | 109.63 | 107.62 | 2 | 0
2040 | PJM_ROR_2_MISO_IN | PJM_ROR | MISO_IN | Internal | Summer | B2 | 25 | 909 | 0 | 96.93 | 94.94 | 2 | 0
2040 | PJM_ROR_2_MISO_IN | PJM_ROR | MISO_IN | Internal | Summer | B3 | 75 | 909 | 908.77 | 90.44 | 92.45 | 2 | 0.01
2040 | PJM_ROR_2_MISO_IN | PJM_ROR | MISO_IN | Internal | Summer | B4 | 100 | 909 | 118.11 | 89.99 | 91.99 | 2 | 0
2040 | PJM_ROR_2_MISO_IN | PJM_ROR | MISO_IN | Internal | Summer | B5 | 200 | 909 | 908.92 | 85.52 | 87.53 | 2 | 0.01
2040 | PJM_ROR_2_MISO_IN | PJM_ROR | MISO_IN | Internal | Summer | B6 | 300 | 909 | 0.05 | 66.08 | 68.07 | 2 | 0
2040 | PJM_ROR_2_MISO_IN | PJM_ROR | MISO_IN | Internal | Summer | B7 | 400 | 909 | 0.05 | 54.91 | 56.9 | 2 | 0
2040 | PJM_ROR_2_MISO_IN | PJM_ROR | MISO_IN | Internal | Summer | B8 | 500 | 909 | 0.03 | 51.66 | 53.65 | 2 | 0
2040 | PJM_ROR_2_MISO_IN | PJM_ROR | MISO_IN | Internal | Summer | B9 | 800 | 909 | 0 | 49.78 | 51.55 | 2 | 0
2040 | PJM_ROR_2_MISO_IN | PJM_ROR | MISO_IN | Internal | Summer | B10 | 1262 | 909 | 0 | 47.78 | 48.8 | 2 | 0
2040 | PJM_ROR_2_MISO_IN | PJM_ROR | MISO_IN | Internal | Winter | B16 | 25 | 909 | 0 | 86.61 | 84.62 | 2 | 0
2040 | PJM_ROR_2_MISO_IN | PJM_ROR | MISO_IN | Internal | Winter | B17 | 100 | 909 | 0 | 69.5 | 67.5 | 2 | 0
2040 | PJM_ROR_2_MISO_IN | PJM_ROR | MISO_IN | Internal | Winter | B18 | 400 | 909 | 0 | 62.84 | 60.84 | 2 | 0
2040 | PJM_ROR_2_MISO_IN | PJM_ROR | MISO_IN | Internal | Winter | B19 | 700 | 909 | 0 | 60.19 | 59.11 | 2 | 0
2040 | PJM_ROR_2_MISO_IN | PJM_ROR | MISO_IN | Internal | Winter | B20 | 935 | 909 | 0 | 55.54 | 53.53 | 2 | 0
2040 | PJM_ROR_2_MISO_MI | PJM_ROR | MISO_MI | Internal | Shoulder | B11 | 25 | 1305 | 373.06 | 82.77 | 84.77 | 2 | 0
2040 | PJM_ROR_2_MISO_MI | PJM_ROR | MISO_MI | Internal | Shoulder | B12 | 200 | 1305 | 471.81 | 64.93 | 66.93 | 2 | 0
2040 | PJM_ROR_2_MISO_MI | PJM_ROR | MISO_MI | Internal | Shoulder | B13 | 600 | 1305 | 1304.96 | 57.66 | 59.68 | 2 | 0.01
2040 | PJM_ROR_2_MISO_MI | PJM_ROR | MISO_MI | Internal | Shoulder | B14 | 900 | 1305 | 0 | 56.26 | 57.76 | 2 | 0
2040 | PJM_ROR_2_MISO_MI | PJM_ROR | MISO_MI | Internal | Shoulder | B15 | 1203 | 1305 | 0 | 51.58 | 51.66 | 2 | 0
2040 | PJM_ROR_2_MISO_MI | PJM_ROR | MISO_MI | Internal | Summer | B1 | 10 | 1305 | 0 | 109.63 | 107.63 | 2 | 0
2040 | PJM_ROR_2_MISO_MI | PJM_ROR | MISO_MI | Internal | Summer | B2 | 25 | 1305 | 0 | 96.93 | 94.93 | 2 | 0
2040 | PJM_ROR_2_MISO_MI | PJM_ROR | MISO_MI | Internal | Summer | B3 | 75 | 1305 | 118.02 | 90.44 | 92.44 | 2 | 0
2040 | PJM_ROR_2_MISO_MI | PJM_ROR | MISO_MI | Internal | Summer | B4 | 100 | 1305 | 0.15 | 89.99 | 91.98 | 2 | 0
2040 | PJM_ROR_2_MISO_MI | PJM_ROR | MISO_MI | Internal | Summer | B5 | 200 | 1305 | 790.36 | 85.52 | 87.52 | 2 | 0
2040 | PJM_ROR_2_MISO_MI | PJM_ROR | MISO_MI | Internal | Summer | B6 | 300 | 1305 | 0.03 | 66.08 | 68.06 | 2 | 0
2040 | PJM_ROR_2_MISO_MI | PJM_ROR | MISO_MI | Internal | Summer | B7 | 400 | 1305 | 1304.51 | 54.91 | 56.91 | 2 | 0
2040 | PJM_ROR_2_MISO_MI | PJM_ROR | MISO_MI | Internal | Summer | B8 | 500 | 1305 | 1104.7 | 51.66 | 53.66 | 2 | 0
2040 | PJM_ROR_2_MISO_MI | PJM_ROR | MISO_MI | Internal | Summer | B9 | 800 | 1305 | 0 | 49.78 | 51.57 | 2 | 0
2040 | PJM_ROR_2_MISO_MI | PJM_ROR | MISO_MI | Internal | Summer | B10 | 1262 | 1305 | 0 | 47.78 | 48.81 | 2 | 0
2040 | PJM_ROR_2_MISO_MI | PJM_ROR | MISO_MI | Internal | Winter | B16 | 25 | 1305 | 0 | 86.61 | 84.61 | 2 | 0
2040 | PJM_ROR_2_MISO_MI | PJM_ROR | MISO_MI | Internal | Winter | B17 | 100 | 1305 | 0 | 69.5 | 67.51 | 2 | 0
2040 | PJM_ROR_2_MISO_MI | PJM_ROR | MISO_MI | Internal | Winter | B18 | 400 | 1305 | 0 | 62.84 | 60.85 | 2 | 0
2040 | PJM_ROR_2_MISO_MI | PJM_ROR | MISO_MI | Internal | Winter | B19 | 700 | 1305 | 0 | 60.19 | 59.12 | 2 | 0
2040 | PJM_ROR_2_MISO_MI | PJM_ROR | MISO_MI | Internal | Winter | B20 | 935 | 1305 | 0 | 55.54 | 53.54 | 2 | 0
2040 | PJM_ROR_2_MISO_MO-IL | PJM_ROR | MISO_MO-IL | Internal | Shoulder | B11 | 25 | 1111 | 1110.7 | 82.77 | 84.79 | 2 | 0.02
2040 | PJM_ROR_2_MISO_MO-IL | PJM_ROR | MISO_MO-IL | Internal | Shoulder | B12 | 200 | 1111 | 0 | 64.93 | 62.94 | 2 | 0
2040 | PJM_ROR_2_MISO_MO-IL | PJM_ROR | MISO_MO-IL | Internal | Shoulder | B13 | 600 | 1111 | 0.02 | 57.66 | 59.65 | 2 | 0
2040 | PJM_ROR_2_MISO_MO-IL | PJM_ROR | MISO_MO-IL | Internal | Shoulder | B14 | 900 | 1111 | 0 | 56.26 | 57.73 | 2 | 0
2040 | PJM_ROR_2_MISO_MO-IL | PJM_ROR | MISO_MO-IL | Internal | Shoulder | B15 | 1203 | 1111 | 0 | 51.58 | 51.46 | 2 | 0
2040 | PJM_ROR_2_MISO_MO-IL | PJM_ROR | MISO_MO-IL | Internal | Summer | B1 | 10 | 1111 | 0 | 109.63 | 106.63 | 2 | 0
2040 | PJM_ROR_2_MISO_MO-IL | PJM_ROR | MISO_MO-IL | Internal | Summer | B2 | 25 | 1111 | 0 | 96.93 | 94.95 | 2 | 0
2040 | PJM_ROR_2_MISO_MO-IL | PJM_ROR | MISO_MO-IL | Internal | Summer | B3 | 75 | 1111 | 1110.89 | 90.44 | 92.46 | 2 | 0.02
2040 | PJM_ROR_2_MISO_MO-IL | PJM_ROR | MISO_MO-IL | Internal | Summer | B4 | 100 | 1111 | 1110.84 | 89.99 | 92.01 | 2 | 0.01
2040 | PJM_ROR_2_MISO_MO-IL | PJM_ROR | MISO_MO-IL | Internal | Summer | B5 | 200 | 1111 | 1110.96 | 85.52 | 87.54 | 2 | 0.02
2040 | PJM_ROR_2_MISO_MO-IL | PJM_ROR | MISO_MO-IL | Internal | Summer | B6 | 300 | 1111 | 518.01 | 66.08 | 68.08 | 2 | 0
2040 | PJM_ROR_2_MISO_MO-IL | PJM_ROR | MISO_MO-IL | Internal | Summer | B7 | 400 | 1111 | 1110.75 | 54.91 | 56.91 | 2 | 0
2040 | PJM_ROR_2_MISO_MO-IL | PJM_ROR | MISO_MO-IL | Internal | Summer | B8 | 500 | 1111 | 0.02 | 51.66 | 53.64 | 2 | 0
2040 | PJM_ROR_2_MISO_MO-IL | PJM_ROR | MISO_MO-IL | Internal | Summer | B9 | 800 | 1111 | 0 | 49.78 | 51.57 | 2 | 0
2040 | PJM_ROR_2_MISO_MO-IL | PJM_ROR | MISO_MO-IL | Internal | Summer | B10 | 1262 | 1111 | 0 | 47.78 | 45.79 | 2 | 0
2040 | PJM_ROR_2_MISO_MO-IL | PJM_ROR | MISO_MO-IL | Internal | Winter | B16 | 25 | 1111 | 0 | 86.61 | 84.61 | 2 | 0
2040 | PJM_ROR_2_MISO_MO-IL | PJM_ROR | MISO_MO-IL | Internal | Winter | B17 | 100 | 1111 | 0 | 69.5 | 67.17 | 2 | 0
2040 | PJM_ROR_2_MISO_MO-IL | PJM_ROR | MISO_MO-IL | Internal | Winter | B18 | 400 | 1111 | 0 | 62.84 | 60.84 | 2 | 0
2040 | PJM_ROR_2_MISO_MO-IL | PJM_ROR | MISO_MO-IL | Internal | Winter | B19 | 700 | 1111 | 0 | 60.19 | 59.1 | 2 | 0
2040 | PJM_ROR_2_MISO_MO-IL | PJM_ROR | MISO_MO-IL | Internal | Winter | B20 | 935 | 1111 | 0 | 55.54 | 49.96 | 2 | 0
2040 | PJM_ROR_2_MISO_W | PJM_ROR | MISO_W | Internal | Shoulder | B11 | 25 | 709 | 708.43 | 82.77 | 84.78 | 2 | 0.01
2040 | PJM_ROR_2_MISO_W | PJM_ROR | MISO_W | Internal | Shoulder | B12 | 200 | 709 | 0 | 64.93 | 62.93 | 2 | 0
2040 | PJM_ROR_2_MISO_W | PJM_ROR | MISO_W | Internal | Shoulder | B13 | 600 | 709 | 7.87 | 57.66 | 59.66 | 2 | 0
2040 | PJM_ROR_2_MISO_W | PJM_ROR | MISO_W | Internal | Shoulder | B14 | 900 | 709 | 0 | 56.26 | 57.72 | 2 | 0
2040 | PJM_ROR_2_MISO_W | PJM_ROR | MISO_W | Internal | Shoulder | B15 | 1203 | 709 | 0 | 51.58 | 51.47 | 2 | 0
2040 | PJM_ROR_2_MISO_W | PJM_ROR | MISO_W | Internal | Summer | B1 | 10 | 709 | 0 | 109.63 | 102.65 | 2 | 0
2040 | PJM_ROR_2_MISO_W | PJM_ROR | MISO_W | Internal | Summer | B2 | 25 | 709 | 0 | 96.93 | 94.94 | 2 | 0
2040 | PJM_ROR_2_MISO_W | PJM_ROR | MISO_W | Internal | Summer | B3 | 75 | 709 | 709 | 90.44 | 93.54 | 2 | 1.1
2040 | PJM_ROR_2_MISO_W | PJM_ROR | MISO_W | Internal | Summer | B4 | 100 | 709 | 649.17 | 89.99 | 91.99 | 2 | 0
2040 | PJM_ROR_2_MISO_W | PJM_ROR | MISO_W | Internal | Summer | B5 | 200 | 709 | 708.92 | 85.52 | 87.53 | 2 | 0.01
2040 | PJM_ROR_2_MISO_W | PJM_ROR | MISO_W | Internal | Summer | B6 | 300 | 709 | 708.95 | 66.08 | 68.09 | 2 | 0.01
2040 | PJM_ROR_2_MISO_W | PJM_ROR | MISO_W | Internal | Summer | B7 | 400 | 709 | 319.8 | 54.91 | 56.91 | 2 | 0
2040 | PJM_ROR_2_MISO_W | PJM_ROR | MISO_W | Internal | Summer | B8 | 500 | 709 | 0.01 | 51.66 | 53.63 | 2 | 0
2040 | PJM_ROR_2_MISO_W | PJM_ROR | MISO_W | Internal | Summer | B9 | 800 | 709 | 0 | 49.78 | 51.55 | 2 | 0
2040 | PJM_ROR_2_MISO_W | PJM_ROR | MISO_W | Internal | Summer | B10 | 1262 | 709 | 0 | 47.78 | 45.78 | 2 | 0
2040 | PJM_ROR_2_MISO_W | PJM_ROR | MISO_W | Internal | Winter | B16 | 25 | 709 | 0 | 86.61 | 84.6 | 2 | 0
2040 | PJM_ROR_2_MISO_W | PJM_ROR | MISO_W | Internal | Winter | B17 | 100 | 709 | 0 | 69.5 | 67.16 | 2 | 0
2040 | PJM_ROR_2_MISO_W | PJM_ROR | MISO_W | Internal | Winter | B18 | 400 | 709 | 0 | 62.84 | 60.85 | 2 | 0
2040 | PJM_ROR_2_MISO_W | PJM_ROR | MISO_W | Internal | Winter | B19 | 700 | 709 | 0 | 60.19 | 59.13 | 2 | 0
2040 | PJM_ROR_2_MISO_W | PJM_ROR | MISO_W | Internal | Winter | B20 | 935 | 709 | 0 | 55.54 | 49.95 | 2 | 0
2040 | PJM_ROR_2_MISO_WUMS | PJM_ROR | MISO_WUMS | Internal | Shoulder | B11 | 25 | 1467 | 592.61 | 82.77 | 84.77 | 2 | 0
2040 | PJM_ROR_2_MISO_WUMS | PJM_ROR | MISO_WUMS | Internal | Shoulder | B12 | 200 | 1467 | 0 | 64.93 | 62.94 | 2 | 0
2040 | PJM_ROR_2_MISO_WUMS | PJM_ROR | MISO_WUMS | Internal | Shoulder | B13 | 600 | 1467 | 0.02 | 57.66 | 59.65 | 2 | 0
2040 | PJM_ROR_2_MISO_WUMS | PJM_ROR | MISO_WUMS | Internal | Shoulder | B14 | 900 | 1467 | 0 | 56.26 | 57.71 | 2 | 0
2040 | PJM_ROR_2_MISO_WUMS | PJM_ROR | MISO_WUMS | Internal | Shoulder | B15 | 1203 | 1467 | 0 | 51.58 | 51.69 | 2 | 0
2040 | PJM_ROR_2_MISO_WUMS | PJM_ROR | MISO_WUMS | Internal | Summer | B1 | 10 | 1467 | 0 | 109.63 | 87.99 | 2 | 0
2040 | PJM_ROR_2_MISO_WUMS | PJM_ROR | MISO_WUMS | Internal | Summer | B2 | 25 | 1467 | 0 | 96.93 | 87.99 | 2 | 0
2040 | PJM_ROR_2_MISO_WUMS | PJM_ROR | MISO_WUMS | Internal | Summer | B3 | 75 | 1467 | 0 | 90.44 | 87.99 | 2 | 0
2040 | PJM_ROR_2_MISO_WUMS | PJM_ROR | MISO_WUMS | Internal | Summer | B4 | 100 | 1467 | 0 | 89.99 | 87.99 | 2 | 0
2040 | PJM_ROR_2_MISO_WUMS | PJM_ROR | MISO_WUMS | Internal | Summer | B5 | 200 | 1467 | 812.76 | 85.52 | 87.52 | 2 | 0
2040 | PJM_ROR_2_MISO_WUMS | PJM_ROR | MISO_WUMS | Internal | Summer | B6 | 300 | 1467 | 235.03 | 66.08 | 68.08 | 2 | 0
2040 | PJM_ROR_2_MISO_WUMS | PJM_ROR | MISO_WUMS | Internal | Summer | B7 | 400 | 1467 | 0.04 | 54.91 | 56.9 | 2 | 0
2040 | PJM_ROR_2_MISO_WUMS | PJM_ROR | MISO_WUMS | Internal | Summer | B8 | 500 | 1467 | 0.02 | 51.66 | 53.64 | 2 | 0
2040 | PJM_ROR_2_MISO_WUMS | PJM_ROR | MISO_WUMS | Internal | Summer | B9 | 800 | 1467 | 0 | 49.78 | 51.57 | 2 | 0
2040 | PJM_ROR_2_MISO_WUMS | PJM_ROR | MISO_WUMS | Internal | Summer | B10 | 1262 | 1467 | 1107.15 | 47.78 | 49.78 | 2 | 0
2040 | PJM_ROR_2_MISO_WUMS | PJM_ROR | MISO_WUMS | Internal | Winter | B16 | 25 | 1467 | 0 | 86.61 | 84.61 | 2 | 0
2040 | PJM_ROR_2_MISO_WUMS | PJM_ROR | MISO_WUMS | Internal | Winter | B17 | 100 | 1467 | 0 | 69.5 | 67.5 | 2 | 0
2040 | PJM_ROR_2_MISO_WUMS | PJM_ROR | MISO_WUMS | Internal | Winter | B18 | 400 | 1467 | 0 | 62.84 | 60.87 | 2 | 0
2040 | PJM_ROR_2_MISO_WUMS | PJM_ROR | MISO_WUMS | Internal | Winter | B19 | 700 | 1467 | 0 | 60.19 | 59.14 | 2 | 0
2040 | PJM_ROR_2_MISO_WUMS | PJM_ROR | MISO_WUMS | Internal | Winter | B20 | 935 | 1467 | 0 | 55.54 | 55.03 | 2 | 0
2040 | PJM_ROR_2_PJM_ROM | PJM_ROR | PJM_ROM | Internal | Shoulder | B11 | 25 | 8000 | 0 | 82.77 | 66.5 | 0.01 | 0
2040 | PJM_ROR_2_PJM_ROM | PJM_ROR | PJM_ROM | Internal | Shoulder | B12 | 200 | 8000 | 0.04 | 64.93 | 64.91 | 0.01 | 0
2040 | PJM_ROR_2_PJM_ROM | PJM_ROR | PJM_ROM | Internal | Shoulder | B13 | 600 | 8000 | 0 | 57.66 | 57 | 0.01 | 0
2040 | PJM_ROR_2_PJM_ROM | PJM_ROR | PJM_ROM | Internal | Shoulder | B14 | 900 | 8000 | 0 | 56.26 | 56.25 | 0.01 | 0
2040 | PJM_ROR_2_PJM_ROM | PJM_ROR | PJM_ROM | Internal | Shoulder | B15 | 1203 | 8000 | 0 | 51.58 | 51.57 | 0.01 | 0
2040 | PJM_ROR_2_PJM_ROM | PJM_ROR | PJM_ROM | Internal | Summer | B1 | 10 | 8000 | 2796.4 | 109.63 | 109.64 | 0.01 | 0
2040 | PJM_ROR_2_PJM_ROM | PJM_ROR | PJM_ROM | Internal | Summer | B2 | 25 | 8000 | 1048.04 | 96.93 | 96.94 | 0.01 | 0
2040 | PJM_ROR_2_PJM_ROM | PJM_ROR | PJM_ROM | Internal | Summer | B3 | 75 | 8000 | 0.11 | 90.44 | 90.43 | 0.01 | 0
2040 | PJM_ROR_2_PJM_ROM | PJM_ROR | PJM_ROM | Internal | Summer | B4 | 100 | 8000 | 0 | 89.99 | 82.63 | 0.01 | 0
2040 | PJM_ROR_2_PJM_ROM | PJM_ROR | PJM_ROM | Internal | Summer | B5 | 200 | 8000 | 0 | 85.52 | 81.39 | 0.01 | 0
2040 | PJM_ROR_2_PJM_ROM | PJM_ROR | PJM_ROM | Internal | Summer | B6 | 300 | 8000 | 0.03 | 66.08 | 66.07 | 0.01 | 0
2040 | PJM_ROR_2_PJM_ROM | PJM_ROR | PJM_ROM | Internal | Summer | B7 | 400 | 8000 | 0.02 | 54.91 | 54.9 | 0.01 | 0
2040 | PJM_ROR_2_PJM_ROM | PJM_ROR | PJM_ROM | Internal | Summer | B8 | 500 | 8000 | 0.02 | 51.66 | 51.65 | 0.01 | 0
2040 | PJM_ROR_2_PJM_ROM | PJM_ROR | PJM_ROM | Internal | Summer | B9 | 800 | 8000 | 0.01 | 49.78 | 49.77 | 0.01 | 0
2040 | PJM_ROR_2_PJM_ROM | PJM_ROR | PJM_ROM | Internal | Summer | B10 | 1262 | 8000 | 0 | 47.78 | 47.77 | 0.01 | 0
2040 | PJM_ROR_2_PJM_ROM | PJM_ROR | PJM_ROM | Internal | Winter | B16 | 25 | 8000 | 0.33 | 86.61 | 86.6 | 0.01 | 0
2040 | PJM_ROR_2_PJM_ROM | PJM_ROR | PJM_ROM | Internal | Winter | B17 | 100 | 8000 | 452.63 | 69.5 | 69.51 | 0.01 | 0
2040 | PJM_ROR_2_PJM_ROM | PJM_ROR | PJM_ROM | Internal | Winter | B18 | 400 | 8000 | 1735.42 | 62.84 | 62.85 | 0.01 | 0
2040 | PJM_ROR_2_PJM_ROM | PJM_ROR | PJM_ROM | Internal | Winter | B19 | 700 | 8000 | 0.01 | 60.19 | 60.17 | 0.01 | 0
2040 | PJM_ROR_2_PJM_ROM | PJM_ROR | PJM_ROM | Internal | Winter | B20 | 935 | 8000 | 0 | 55.54 | 55.53 | 0.01 | 0
2040 | PJM_ROR_2_TVA_Transmission | PJM_ROR | TVA_Transmission | Internal | Shoulder | B11 | 25 | 2500 | 0 | 82.77 | 87.84 | 6 | 0
2040 | PJM_ROR_2_TVA_Transmission | PJM_ROR | TVA_Transmission | Internal | Shoulder | B12 | 200 | 2500 | 0 | 64.93 | 67.29 | 6 | 0
2040 | PJM_ROR_2_TVA_Transmission | PJM_ROR | TVA_Transmission | Internal | Shoulder | B13 | 600 | 2500 | 0 | 57.66 | 62.13 | 6 | 0
2040 | PJM_ROR_2_TVA_Transmission | PJM_ROR | TVA_Transmission | Internal | Shoulder | B14 | 900 | 2500 | 0 | 56.26 | 61.39 | 6 | 0
2040 | PJM_ROR_2_TVA_Transmission | PJM_ROR | TVA_Transmission | Internal | Shoulder | B15 | 1203 | 2500 | 0 | 51.58 | 56.09 | 6 | 0
2040 | PJM_ROR_2_TVA_Transmission | PJM_ROR | TVA_Transmission | Internal | Summer | B1 | 10 | 2500 | 0 | 109.63 | 106.63 | 6 | 0
2040 | PJM_ROR_2_TVA_Transmission | PJM_ROR | TVA_Transmission | Internal | Summer | B2 | 25 | 2500 | 2499.73 | 96.93 | 102.95 | 6 | 0.02
2040 | PJM_ROR_2_TVA_Transmission | PJM_ROR | TVA_Transmission | Internal | Summer | B3 | 75 | 2500 | 1195.71 | 90.44 | 96.44 | 6 | 0
2040 | PJM_ROR_2_TVA_Transmission | PJM_ROR | TVA_Transmission | Internal | Summer | B4 | 100 | 2500 | 349.88 | 89.99 | 95.99 | 6 | 0
2040 | PJM_ROR_2_TVA_Transmission | PJM_ROR | TVA_Transmission | Internal | Summer | B5 | 200 | 2500 | 489.05 | 85.52 | 91.52 | 6 | 0
2040 | PJM_ROR_2_TVA_Transmission | PJM_ROR | TVA_Transmission | Internal | Summer | B6 | 300 | 2500 | 1815.85 | 66.08 | 72.08 | 6 | 0
2040 | PJM_ROR_2_TVA_Transmission | PJM_ROR | TVA_Transmission | Internal | Summer | B7 | 400 | 2500 | 0 | 54.91 | 60.32 | 6 | 0
2040 | PJM_ROR_2_TVA_Transmission | PJM_ROR | TVA_Transmission | Internal | Summer | B8 | 500 | 2500 | 620.26 | 51.66 | 57.66 | 6 | 0
2040 | PJM_ROR_2_TVA_Transmission | PJM_ROR | TVA_Transmission | Internal | Summer | B9 | 800 | 2500 | 0 | 49.78 | 55.49 | 6 | 0
2040 | PJM_ROR_2_TVA_Transmission | PJM_ROR | TVA_Transmission | Internal | Summer | B10 | 1262 | 2500 | 0 | 47.78 | 48.7 | 6 | 0
2040 | PJM_ROR_2_TVA_Transmission | PJM_ROR | TVA_Transmission | Internal | Winter | B16 | 25 | 2500 | 71.86 | 86.61 | 92.61 | 6 | 0
2040 | PJM_ROR_2_TVA_Transmission | PJM_ROR | TVA_Transmission | Internal | Winter | B17 | 100 | 2500 | 0 | 69.5 | 70.56 | 6 | 0
2040 | PJM_ROR_2_TVA_Transmission | PJM_ROR | TVA_Transmission | Internal | Winter | B18 | 400 | 2500 | 0 | 62.84 | 64.27 | 6 | 0
2040 | PJM_ROR_2_TVA_Transmission | PJM_ROR | TVA_Transmission | Internal | Winter | B19 | 700 | 2500 | 0 | 60.19 | 62.25 | 6 | 0
2040 | PJM_ROR_2_TVA_Transmission | PJM_ROR | TVA_Transmission | Internal | Winter | B20 | 935 | 2500 | 0 | 55.54 | 57.96 | 6 | 0
2040 | PJM_ROR_2_VACAR | PJM_ROR | VACAR | Internal | Shoulder | B11 | 25 | 3000 | 2334.34 | 82.77 | 88.77 | 6 | 0
2040 | PJM_ROR_2_VACAR | PJM_ROR | VACAR | Internal | Shoulder | B12 | 200 | 3000 | 0 | 64.93 | 68.74 | 6 | 0
2040 | PJM_ROR_2_VACAR | PJM_ROR | VACAR | Internal | Shoulder | B13 | 600 | 3000 | 0 | 57.66 | 57.65 | 6 | 0
2040 | PJM_ROR_2_VACAR | PJM_ROR | VACAR | Internal | Shoulder | B14 | 900 | 3000 | 0 | 56.26 | 57.65 | 6 | 0
2040 | PJM_ROR_2_VACAR | PJM_ROR | VACAR | Internal | Shoulder | B15 | 1203 | 3000 | 3000 | 51.58 | 57.65 | 6 | 0.07
2040 | PJM_ROR_2_VACAR | PJM_ROR | VACAR | Internal | Summer | B1 | 10 | 3000 | 1235.75 | 109.63 | 115.63 | 6 | 0
2040 | PJM_ROR_2_VACAR | PJM_ROR | VACAR | Internal | Summer | B2 | 25 | 3000 | 518.41 | 96.93 | 102.93 | 6 | 0
2040 | PJM_ROR_2_VACAR | PJM_ROR | VACAR | Internal | Summer | B3 | 75 | 3000 | 3000 | 90.44 | 99.6 | 6 | 3.16
2040 | PJM_ROR_2_VACAR | PJM_ROR | VACAR | Internal | Summer | B4 | 100 | 3000 | 3000 | 89.99 | 97.15 | 6 | 1.16
2040 | PJM_ROR_2_VACAR | PJM_ROR | VACAR | Internal | Summer | B5 | 200 | 3000 | 3000 | 85.52 | 93.52 | 6 | 2
2040 | PJM_ROR_2_VACAR | PJM_ROR | VACAR | Internal | Summer | B6 | 300 | 3000 | 3000 | 66.08 | 74.08 | 6 | 2
2040 | PJM_ROR_2_VACAR | PJM_ROR | VACAR | Internal | Summer | B7 | 400 | 3000 | 2078.35 | 54.91 | 60.91 | 6 | 0
2040 | PJM_ROR_2_VACAR | PJM_ROR | VACAR | Internal | Summer | B8 | 500 | 3000 | 0 | 51.66 | 55.34 | 6 | 0
2040 | PJM_ROR_2_VACAR | PJM_ROR | VACAR | Internal | Summer | B9 | 800 | 3000 | 0 | 49.78 | 55.34 | 6 | 0
2040 | PJM_ROR_2_VACAR | PJM_ROR | VACAR | Internal | Summer | B10 | 1262 | 3000 | 3000 | 47.78 | 55.34 | 6 | 1.56
2040 | PJM_ROR_2_VACAR | PJM_ROR | VACAR | Internal | Winter | B16 | 25 | 3000 | 3000 | 86.61 | 101.61 | 6 | 9
2040 | PJM_ROR_2_VACAR | PJM_ROR | VACAR | Internal | Winter | B17 | 100 | 3000 | 815.9 | 69.5 | 75.5 | 6 | 0
2040 | PJM_ROR_2_VACAR | PJM_ROR | VACAR | Internal | Winter | B18 | 400 | 3000 | 0 | 62.84 | 63.05 | 6 | 0
2040 | PJM_ROR_2_VACAR | PJM_ROR | VACAR | Internal | Winter | B19 | 700 | 3000 | 0 | 60.19 | 63.05 | 6 | 0
2040 | PJM_ROR_2_VACAR | PJM_ROR | VACAR | Internal | Winter | B20 | 935 | 3000 | 3000 | 55.54 | 63.05 | 6 | 1.5
2040 | PJM_ROM_2_NYISO_A-F | PJM_ROM | NYISO_A-F | Internal | Shoulder | B11 | 25 | 2000 | 0 | 66.5 | 58.5 | 6 | 0
2040 | PJM_ROM_2_NYISO_A-F | PJM_ROM | NYISO_A-F | Internal | Shoulder | B12 | 200 | 2000 | 0 | 64.91 | 57.79 | 6 | 0
2040 | PJM_ROM_2_NYISO_A-F | PJM_ROM | NYISO_A-F | Internal | Shoulder | B13 | 600 | 2000 | 0 | 57 | 52.65 | 6 | 0
2040 | PJM_ROM_2_NYISO_A-F | PJM_ROM | NYISO_A-F | Internal | Shoulder | B14 | 900 | 2000 | 0 | 56.25 | 52.53 | 6 | 0
2040 | PJM_ROM_2_NYISO_A-F | PJM_ROM | NYISO_A-F | Internal | Shoulder | B15 | 1203 | 2000 | 0 | 51.57 | 51.98 | 6 | 0
2040 | PJM_ROM_2_NYISO_A-F | PJM_ROM | NYISO_A-F | Internal | Summer | B1 | 10 | 2000 | 0 | 109.64 | 102.21 | 6 | 0
2040 | PJM_ROM_2_NYISO_A-F | PJM_ROM | NYISO_A-F | Internal | Summer | B2 | 25 | 2000 | 0 | 96.94 | 88.94 | 6 | 0
2040 | PJM_ROM_2_NYISO_A-F | PJM_ROM | NYISO_A-F | Internal | Summer | B3 | 75 | 2000 | 0 | 90.43 | 76.46 | 6 | 0
2040 | PJM_ROM_2_NYISO_A-F | PJM_ROM | NYISO_A-F | Internal | Summer | B4 | 100 | 2000 | 0 | 82.63 | 70.85 | 6 | 0
2040 | PJM_ROM_2_NYISO_A-F | PJM_ROM | NYISO_A-F | Internal | Summer | B5 | 200 | 2000 | 0 | 81.39 | 68.37 | 6 | 0
2040 | PJM_ROM_2_NYISO_A-F | PJM_ROM | NYISO_A-F | Internal | Summer | B6 | 300 | 2000 | 0 | 66.07 | 58.07 | 6 | 0
2040 | PJM_ROM_2_NYISO_A-F | PJM_ROM | NYISO_A-F | Internal | Summer | B7 | 400 | 2000 | 0 | 54.9 | 51.36 | 6 | 0
2040 | PJM_ROM_2_NYISO_A-F | PJM_ROM | NYISO_A-F | Internal | Summer | B8 | 500 | 2000 | 0 | 51.65 | 51.36 | 6 | 0
2040 | PJM_ROM_2_NYISO_A-F | PJM_ROM | NYISO_A-F | Internal | Summer | B9 | 800 | 2000 | 0 | 49.77 | 51.36 | 6 | 0
2040 | PJM_ROM_2_NYISO_A-F | PJM_ROM | NYISO_A-F | Internal | Summer | B10 | 1262 | 2000 | 0 | 47.77 | 51.36 | 6 | 0
2040 | PJM_ROM_2_NYISO_A-F | PJM_ROM | NYISO_A-F | Internal | Winter | B16 | 25 | 2000 | 0 | 86.6 | 78.6 | 6 | 0
2040 | PJM_ROM_2_NYISO_A-F | PJM_ROM | NYISO_A-F | Internal | Winter | B17 | 100 | 2000 | 0 | 69.51 | 61.51 | 6 | 0
2040 | PJM_ROM_2_NYISO_A-F | PJM_ROM | NYISO_A-F | Internal | Winter | B18 | 400 | 2000 | 0 | 62.85 | 60.85 | 6 | 0
2040 | PJM_ROM_2_NYISO_A-F | PJM_ROM | NYISO_A-F | Internal | Winter | B19 | 700 | 2000 | 0 | 60.17 | 60.85 | 6 | 0
2040 | PJM_ROM_2_NYISO_A-F | PJM_ROM | NYISO_A-F | Internal | Winter | B20 | 935 | 2000 | 0 | 55.53 | 60.85 | 6 | 0
2040 | PJM_ROM_2_PJM_E | PJM_ROM | PJM_E | Internal | Shoulder | B11 | 25 | 8000 | 1145.57 | 66.5 | 66.51 | 0.01 | 0
2040 | PJM_ROM_2_PJM_E | PJM_ROM | PJM_E | Internal | Shoulder | B12 | 200 | 8000 | 1507.65 | 64.91 | 64.93 | 0.01 | 0
2040 | PJM_ROM_2_PJM_E | PJM_ROM | PJM_E | Internal | Shoulder | B13 | 600 | 8000 | 1114.67 | 57 | 57.01 | 0.01 | 0
2040 | PJM_ROM_2_PJM_E | PJM_ROM | PJM_E | Internal | Shoulder | B14 | 900 | 8000 | 2643.61 | 56.25 | 56.26 | 0.01 | 0
2040 | PJM_ROM_2_PJM_E | PJM_ROM | PJM_E | Internal | Shoulder | B15 | 1203 | 8000 | 3906.67 | 51.57 | 51.58 | 0.01 | 0
2040 | PJM_ROM_2_PJM_E | PJM_ROM | PJM_E | Internal | Summer | B1 | 10 | 8000 | 7977.69 | 109.64 | 109.65 | 0.01 | 0
2040 | PJM_ROM_2_PJM_E | PJM_ROM | PJM_E | Internal | Summer | B2 | 25 | 8000 | 6737.78 | 96.94 | 96.95 | 0.01 | 0
2040 | PJM_ROM_2_PJM_E | PJM_ROM | PJM_E | Internal | Summer | B3 | 75 | 8000 | 2369.81 | 90.43 | 90.44 | 0.01 | 0
2040 | PJM_ROM_2_PJM_E | PJM_ROM | PJM_E | Internal | Summer | B4 | 100 | 8000 | 157.11 | 82.63 | 82.64 | 0.01 | 0
2040 | PJM_ROM_2_PJM_E | PJM_ROM | PJM_E | Internal | Summer | B5 | 200 | 8000 | 970.64 | 81.39 | 81.4 | 0.01 | 0
2040 | PJM_ROM_2_PJM_E | PJM_ROM | PJM_E | Internal | Summer | B6 | 300 | 8000 | 4573.41 | 66.07 | 66.08 | 0.01 | 0
2040 | PJM_ROM_2_PJM_E | PJM_ROM | PJM_E | Internal | Summer | B7 | 400 | 8000 | 4072.07 | 54.9 | 54.91 | 0.01 | 0
2040 | PJM_ROM_2_PJM_E | PJM_ROM | PJM_E | Internal | Summer | B8 | 500 | 8000 | 5238.26 | 51.65 | 51.66 | 0.01 | 0
2040 | PJM_ROM_2_PJM_E | PJM_ROM | PJM_E | Internal | Summer | B9 | 800 | 8000 | 7183.98 | 49.77 | 49.78 | 0.01 | 0
2040 | PJM_ROM_2_PJM_E | PJM_ROM | PJM_E | Internal | Summer | B10 | 1262 | 8000 | 4542.84 | 47.77 | 47.78 | 0.01 | 0
2040 | PJM_ROM_2_PJM_E | PJM_ROM | PJM_E | Internal | Winter | B16 | 25 | 8000 | 4357.84 | 86.6 | 86.61 | 0.01 | 0
2040 | PJM_ROM_2_PJM_E | PJM_ROM | PJM_E | Internal | Winter | B17 | 100 | 8000 | 5426.46 | 69.51 | 69.52 | 0.01 | 0
2040 | PJM_ROM_2_PJM_E | PJM_ROM | PJM_E | Internal | Winter | B18 | 400 | 8000 | 6773.67 | 62.85 | 62.87 | 0.01 | 0
2040 | PJM_ROM_2_PJM_E | PJM_ROM | PJM_E | Internal | Winter | B19 | 700 | 8000 | 5760.74 | 60.17 | 60.19 | 0.01 | 0
2040 | PJM_ROM_2_PJM_E | PJM_ROM | PJM_E | Internal | Winter | B20 | 935 | 8000 | 5549.39 | 55.53 | 55.54 | 0.01 | 0
2040 | PJM_ROM_2_PJM_ROR | PJM_ROM | PJM_ROR | Internal | Shoulder | B11 | 25 | 8000 | 8000 | 66.5 | 82.77 | 0.01 | 16.26
2040 | PJM_ROM_2_PJM_ROR | PJM_ROM | PJM_ROR | Internal | Shoulder | B12 | 200 | 8000 | 7037.44 | 64.91 | 64.93 | 0.01 | 0
2040 | PJM_ROM_2_PJM_ROR | PJM_ROM | PJM_ROR | Internal | Shoulder | B13 | 600 | 8000 | 8000 | 57 | 57.66 | 0.01 | 0.65
2040 | PJM_ROM_2_PJM_ROR | PJM_ROM | PJM_ROR | Internal | Shoulder | B14 | 900 | 8000 | 6307.97 | 56.25 | 56.26 | 0.01 | 0
2040 | PJM_ROM_2_PJM_ROR | PJM_ROM | PJM_ROR | Internal | Shoulder | B15 | 1203 | 8000 | 5687.98 | 51.57 | 51.58 | 0.01 | 0
2040 | PJM_ROM_2_PJM_ROR | PJM_ROM | PJM_ROR | Internal | Summer | B1 | 10 | 8000 | 0.78 | 109.64 | 109.63 | 0.01 | 0
2040 | PJM_ROM_2_PJM_ROR | PJM_ROM | PJM_ROR | Internal | Summer | B2 | 25 | 8000 | 0.33 | 96.94 | 96.93 | 0.01 | 0
2040 | PJM_ROM_2_PJM_ROR | PJM_ROM | PJM_ROR | Internal | Summer | B3 | 75 | 8000 | 5973.02 | 90.43 | 90.44 | 0.01 | 0
2040 | PJM_ROM_2_PJM_ROR | PJM_ROM | PJM_ROR | Internal | Summer | B4 | 100 | 8000 | 8000 | 82.63 | 89.99 | 0.01 | 7.35
2040 | PJM_ROM_2_PJM_ROR | PJM_ROM | PJM_ROR | Internal | Summer | B5 | 200 | 8000 | 8000 | 81.39 | 85.52 | 0.01 | 4.12
2040 | PJM_ROM_2_PJM_ROR | PJM_ROM | PJM_ROR | Internal | Summer | B6 | 300 | 8000 | 5262.51 | 66.07 | 66.08 | 0.01 | 0
2040 | PJM_ROM_2_PJM_ROR | PJM_ROM | PJM_ROR | Internal | Summer | B7 | 400 | 8000 | 4613.37 | 54.9 | 54.91 | 0.01 | 0
2040 | PJM_ROM_2_PJM_ROR | PJM_ROM | PJM_ROR | Internal | Summer | B8 | 500 | 8000 | 3095.42 | 51.65 | 51.66 | 0.01 | 0
2040 | PJM_ROM_2_PJM_ROR | PJM_ROM | PJM_ROR | Internal | Summer | B9 | 800 | 8000 | 2987.51 | 49.77 | 49.78 | 0.01 | 0
2040 | PJM_ROM_2_PJM_ROR | PJM_ROM | PJM_ROR | Internal | Summer | B10 | 1262 | 8000 | 5561.47 | 47.77 | 47.78 | 0.01 | 0
2040 | PJM_ROM_2_PJM_ROR | PJM_ROM | PJM_ROR | Internal | Winter | B16 | 25 | 8000 | 1676.15 | 86.6 | 86.61 | 0.01 | 0
2040 | PJM_ROM_2_PJM_ROR | PJM_ROM | PJM_ROR | Internal | Winter | B17 | 100 | 8000 | 0.09 | 69.51 | 69.5 | 0.01 | 0
2040 | PJM_ROM_2_PJM_ROR | PJM_ROM | PJM_ROR | Internal | Winter | B18 | 400 | 8000 | 0.02 | 62.85 | 62.84 | 0.01 | 0
2040 | PJM_ROM_2_PJM_ROR | PJM_ROM | PJM_ROR | Internal | Winter | B19 | 700 | 8000 | 118.62 | 60.17 | 60.19 | 0.01 | 0
2040 | PJM_ROM_2_PJM_ROR | PJM_ROM | PJM_ROR | Internal | Winter | B20 | 935 | 8000 | 1277.43 | 55.53 | 55.54 | 0.01 | 0
2040 | SOCO_2_ENT | SOCO | ENT | Internal | Shoulder | B11 | 25 | 2400 | 0 | 95.77 | 87.77 | 10 | 0
2040 | SOCO_2_ENT | SOCO | ENT | Internal | Shoulder | B12 | 200 | 2400 | 0 | 62 | 61.96 | 10 | 0
2040 | SOCO_2_ENT | SOCO | ENT | Internal | Shoulder | B13 | 600 | 2400 | 0 | 61.82 | 61.88 | 10 | 0
2040 | SOCO_2_ENT | SOCO | ENT | Internal | Shoulder | B14 | 900 | 2400 | 0 | 61.82 | 60.66 | 10 | 0
2040 | SOCO_2_ENT | SOCO | ENT | Internal | Shoulder | B15 | 1203 | 2400 | 0 | 61.82 | 59.46 | 10 | 0
2040 | SOCO_2_ENT | SOCO | ENT | Internal | Summer | B1 | 10 | 2400 | 0 | 106.63 | 98.63 | 10 | 0
2040 | SOCO_2_ENT | SOCO | ENT | Internal | Summer | B2 | 25 | 2400 | 0 | 102.52 | 94.95 | 10 | 0
2040 | SOCO_2_ENT | SOCO | ENT | Internal | Summer | B3 | 75 | 2400 | 0 | 102.52 | 94.52 | 10 | 0
2040 | SOCO_2_ENT | SOCO | ENT | Internal | Summer | B4 | 100 | 2400 | 0 | 100.52 | 92.52 | 10 | 0
2040 | SOCO_2_ENT | SOCO | ENT | Internal | Summer | B5 | 200 | 2400 | 0 | 100.52 | 88.11 | 10 | 0
2040 | SOCO_2_ENT | SOCO | ENT | Internal | Summer | B6 | 300 | 2400 | 0 | 81.08 | 76.08 | 10 | 0
2040 | SOCO_2_ENT | SOCO | ENT | Internal | Summer | B7 | 400 | 2400 | 0 | 67.91 | 60 | 10 | 0
2040 | SOCO_2_ENT | SOCO | ENT | Internal | Summer | B8 | 500 | 2400 | 0 | 60.21 | 60 | 10 | 0
2040 | SOCO_2_ENT | SOCO | ENT | Internal | Summer | B9 | 800 | 2400 | 0 | 60.21 | 59.57 | 10 | 0
2040 | SOCO_2_ENT | SOCO | ENT | Internal | Summer | B10 | 1262 | 2400 | 0 | 55.74 | 57.5 | 10 | 0
2040 | SOCO_2_ENT | SOCO | ENT | Internal | Winter | B16 | 25 | 2400 | 0 | 91.61 | 84.61 | 10 | 0
2040 | SOCO_2_ENT | SOCO | ENT | Internal | Winter | B17 | 100 | 2400 | 0 | 65.5 | 66.07 | 10 | 0
2040 | SOCO_2_ENT | SOCO | ENT | Internal | Winter | B18 | 400 | 2400 | 0 | 65.5 | 66.07 | 10 | 0
2040 | SOCO_2_ENT | SOCO | ENT | Internal | Winter | B19 | 700 | 2400 | 0 | 65.5 | 64.68 | 10 | 0
2040 | SOCO_2_ENT | SOCO | ENT | Internal | Winter | B20 | 935 | 2400 | 0 | 59.84 | 57.96 | 10 | 0
2040 | SOCO_2_FRCC | SOCO | FRCC | Internal | Shoulder | B11 | 25 | 3700 | 1637.64 | 95.77 | 105.77 | 10 | 0
2040 | SOCO_2_FRCC | SOCO | FRCC | Internal | Shoulder | B12 | 200 | 3700 | 0 | 62 | 69.82 | 10 | 0
2040 | SOCO_2_FRCC | SOCO | FRCC | Internal | Shoulder | B13 | 600 | 3700 | 0 | 61.82 | 66.91 | 10 | 0
2040 | SOCO_2_FRCC | SOCO | FRCC | Internal | Shoulder | B14 | 900 | 3700 | 0 | 61.82 | 66.91 | 10 | 0
2040 | SOCO_2_FRCC | SOCO | FRCC | Internal | Shoulder | B15 | 1203 | 3700 | 0 | 61.82 | 66.91 | 10 | 0
2040 | SOCO_2_FRCC | SOCO | FRCC | Internal | Summer | B1 | 10 | 3700 | 648.59 | 106.63 | 116.63 | 10 | 0
2040 | SOCO_2_FRCC | SOCO | FRCC | Internal | Summer | B2 | 25 | 3700 | 0 | 102.52 | 107.43 | 10 | 0
2040 | SOCO_2_FRCC | SOCO | FRCC | Internal | Summer | B3 | 75 | 3700 | 0 | 102.52 | 107.43 | 10 | 0
2040 | SOCO_2_FRCC | SOCO | FRCC | Internal | Summer | B4 | 100 | 3700 | 0 | 100.52 | 107.43 | 10 | 0
2040 | SOCO_2_FRCC | SOCO | FRCC | Internal | Summer | B5 | 200 | 3700 | 0 | 100.52 | 105.06 | 10 | 0
2040 | SOCO_2_FRCC | SOCO | FRCC | Internal | Summer | B6 | 300 | 3700 | 2057.17 | 81.08 | 91.08 | 10 | 0
2040 | SOCO_2_FRCC | SOCO | FRCC | Internal | Summer | B7 | 400 | 3700 | 318.97 | 67.91 | 77.91 | 10 | 0
2040 | SOCO_2_FRCC | SOCO | FRCC | Internal | Summer | B8 | 500 | 3700 | 0 | 60.21 | 68.59 | 10 | 0
2040 | SOCO_2_FRCC | SOCO | FRCC | Internal | Summer | B9 | 800 | 3700 | 0 | 60.21 | 65.74 | 10 | 0
2040 | SOCO_2_FRCC | SOCO | FRCC | Internal | Summer | B10 | 1262 | 3700 | 1342.4 | 55.74 | 65.74 | 10 | 0
2040 | SOCO_2_FRCC | SOCO | FRCC | Internal | Winter | B16 | 25 | 3700 | 0 | 91.61 | 99.36 | 10 | 0
2040 | SOCO_2_FRCC | SOCO | FRCC | Internal | Winter | B17 | 100 | 3700 | 0 | 65.5 | 73.02 | 10 | 0
2040 | SOCO_2_FRCC | SOCO | FRCC | Internal | Winter | B18 | 400 | 3700 | 0 | 65.5 | 69.97 | 10 | 0
2040 | SOCO_2_FRCC | SOCO | FRCC | Internal | Winter | B19 | 700 | 3700 | 0 | 65.5 | 69.97 | 10 | 0
2040 | SOCO_2_FRCC | SOCO | FRCC | Internal | Winter | B20 | 935 | 3700 | 0 | 59.84 | 69.33 | 10 | 0
2040 | SOCO_2_TVA_Transmission | SOCO | TVA_Transmission | Internal | Shoulder | B11 | 25 | 2600 | 0 | 95.77 | 87.84 | 10 | 0
2040 | SOCO_2_TVA_Transmission | SOCO | TVA_Transmission | Internal | Shoulder | B12 | 200 | 2600 | 0 | 62 | 67.29 | 10 | 0
2040 | SOCO_2_TVA_Transmission | SOCO | TVA_Transmission | Internal | Shoulder | B13 | 600 | 2600 | 0 | 61.82 | 62.13 | 10 | 0
2040 | SOCO_2_TVA_Transmission | SOCO | TVA_Transmission | Internal | Shoulder | B14 | 900 | 2600 | 0 | 61.82 | 61.39 | 10 | 0
2040 | SOCO_2_TVA_Transmission | SOCO | TVA_Transmission | Internal | Shoulder | B15 | 1203 | 2600 | 0 | 61.82 | 56.09 | 10 | 0
2040 | SOCO_2_TVA_Transmission | SOCO | TVA_Transmission | Internal | Summer | B1 | 10 | 2600 | 0 | 106.63 | 106.63 | 10 | 0
2040 | SOCO_2_TVA_Transmission | SOCO | TVA_Transmission | Internal | Summer | B2 | 25 | 2600 | 0 | 102.52 | 102.95 | 10 | 0
2040 | SOCO_2_TVA_Transmission | SOCO | TVA_Transmission | Internal | Summer | B3 | 75 | 2600 | 0 | 102.52 | 96.44 | 10 | 0
2040 | SOCO_2_TVA_Transmission | SOCO | TVA_Transmission | Internal | Summer | B4 | 100 | 2600 | 0 | 100.52 | 95.99 | 10 | 0
2040 | SOCO_2_TVA_Transmission | SOCO | TVA_Transmission | Internal | Summer | B5 | 200 | 2600 | 0 | 100.52 | 91.52 | 10 | 0
2040 | SOCO_2_TVA_Transmission | SOCO | TVA_Transmission | Internal | Summer | B6 | 300 | 2600 | 0 | 81.08 | 72.08 | 10 | 0
2040 | SOCO_2_TVA_Transmission | SOCO | TVA_Transmission | Internal | Summer | B7 | 400 | 2600 | 0 | 67.91 | 60.32 | 10 | 0
2040 | SOCO_2_TVA_Transmission | SOCO | TVA_Transmission | Internal | Summer | B8 | 500 | 2600 | 0 | 60.21 | 57.66 | 10 | 0
2040 | SOCO_2_TVA_Transmission | SOCO | TVA_Transmission | Internal | Summer | B9 | 800 | 2600 | 0 | 60.21 | 55.49 | 10 | 0
2040 | SOCO_2_TVA_Transmission | SOCO | TVA_Transmission | Internal | Summer | B10 | 1262 | 2600 | 0 | 55.74 | 48.7 | 10 | 0
2040 | SOCO_2_TVA_Transmission | SOCO | TVA_Transmission | Internal | Winter | B16 | 25 | 2600 | 0 | 91.61 | 92.61 | 10 | 0
2040 | SOCO_2_TVA_Transmission | SOCO | TVA_Transmission | Internal | Winter | B17 | 100 | 2600 | 0 | 65.5 | 70.56 | 10 | 0
2040 | SOCO_2_TVA_Transmission | SOCO | TVA_Transmission | Internal | Winter | B18 | 400 | 2600 | 0 | 65.5 | 64.27 | 10 | 0
2040 | SOCO_2_TVA_Transmission | SOCO | TVA_Transmission | Internal | Winter | B19 | 700 | 2600 | 0 | 65.5 | 62.25 | 10 | 0
2040 | SOCO_2_TVA_Transmission | SOCO | TVA_Transmission | Internal | Winter | B20 | 935 | 2600 | 0 | 59.84 | 57.96 | 10 | 0
2040 | SOCO_2_VACAR | SOCO | VACAR | Internal | Shoulder | B11 | 25 | 2000 | 0 | 95.77 | 88.77 | 10 | 0
2040 | SOCO_2_VACAR | SOCO | VACAR | Internal | Shoulder | B12 | 200 | 2000 | 0 | 62 | 68.74 | 10 | 0
2040 | SOCO_2_VACAR | SOCO | VACAR | Internal | Shoulder | B13 | 600 | 2000 | 0 | 61.82 | 57.65 | 10 | 0
2040 | SOCO_2_VACAR | SOCO | VACAR | Internal | Shoulder | B14 | 900 | 2000 | 0 | 61.82 | 57.65 | 10 | 0
2040 | SOCO_2_VACAR | SOCO | VACAR | Internal | Shoulder | B15 | 1203 | 2000 | 0 | 61.82 | 57.65 | 10 | 0
2040 | SOCO_2_VACAR | SOCO | VACAR | Internal | Summer | B1 | 10 | 2000 | 0.02 | 106.63 | 115.63 | 10 | 0
2040 | SOCO_2_VACAR | SOCO | VACAR | Internal | Summer | B2 | 25 | 2000 | 0 | 102.52 | 102.93 | 10 | 0
2040 | SOCO_2_VACAR | SOCO | VACAR | Internal | Summer | B3 | 75 | 2000 | 0 | 102.52 | 99.6 | 10 | 0
2040 | SOCO_2_VACAR | SOCO | VACAR | Internal | Summer | B4 | 100 | 2000 | 0 | 100.52 | 97.15 | 10 | 0
2040 | SOCO_2_VACAR | SOCO | VACAR | Internal | Summer | B5 | 200 | 2000 | 0 | 100.52 | 93.52 | 10 | 0
2040 | SOCO_2_VACAR | SOCO | VACAR | Internal | Summer | B6 | 300 | 2000 | 0 | 81.08 | 74.08 | 10 | 0
2040 | SOCO_2_VACAR | SOCO | VACAR | Internal | Summer | B7 | 400 | 2000 | 0 | 67.91 | 60.91 | 10 | 0
2040 | SOCO_2_VACAR | SOCO | VACAR | Internal | Summer | B8 | 500 | 2000 | 0 | 60.21 | 55.34 | 10 | 0
2040 | SOCO_2_VACAR | SOCO | VACAR | Internal | Summer | B9 | 800 | 2000 | 0 | 60.21 | 55.34 | 10 | 0
2040 | SOCO_2_VACAR | SOCO | VACAR | Internal | Summer | B10 | 1262 | 2000 | 0 | 55.74 | 55.34 | 10 | 0
2040 | SOCO_2_VACAR | SOCO | VACAR | Internal | Winter | B16 | 25 | 2000 | 1081.81 | 91.61 | 101.61 | 10 | 0
2040 | SOCO_2_VACAR | SOCO | VACAR | Internal | Winter | B17 | 100 | 2000 | 986.43 | 65.5 | 75.5 | 10 | 0
2040 | SOCO_2_VACAR | SOCO | VACAR | Internal | Winter | B18 | 400 | 2000 | 0 | 65.5 | 63.05 | 10 | 0
2040 | SOCO_2_VACAR | SOCO | VACAR | Internal | Winter | B19 | 700 | 2000 | 0 | 65.5 | 63.05 | 10 | 0
2040 | SOCO_2_VACAR | SOCO | VACAR | Internal | Winter | B20 | 935 | 2000 | 0 | 59.84 | 63.05 | 10 | 0
2040 | SPP_N_2_ENT | SPP_N | ENT | Internal | Shoulder | B11 | 25 | 1800 | 0 | 91.78 | 87.77 | 5 | 0
2040 | SPP_N_2_ENT | SPP_N | ENT | Internal | Shoulder | B12 | 200 | 1800 | 0 | 62.18 | 61.96 | 5 | 0
2040 | SPP_N_2_ENT | SPP_N | ENT | Internal | Shoulder | B13 | 600 | 1800 | 0 | 59.68 | 61.88 | 5 | 0
2040 | SPP_N_2_ENT | SPP_N | ENT | Internal | Shoulder | B14 | 900 | 1800 | 190.5 | 55.66 | 60.66 | 5 | 0
2040 | SPP_N_2_ENT | SPP_N | ENT | Internal | Shoulder | B15 | 1203 | 1800 | 1800 | 54.37 | 59.46 | 5 | 0.09
2040 | SPP_N_2_ENT | SPP_N | ENT | Internal | Summer | B1 | 10 | 1800 | 0 | 97.66 | 98.63 | 5 | 0
2040 | SPP_N_2_ENT | SPP_N | ENT | Internal | Summer | B2 | 25 | 1800 | 0 | 94.95 | 94.95 | 5 | 0
2040 | SPP_N_2_ENT | SPP_N | ENT | Internal | Summer | B3 | 75 | 1800 | 0 | 94.26 | 94.52 | 5 | 0
2040 | SPP_N_2_ENT | SPP_N | ENT | Internal | Summer | B4 | 100 | 1800 | 0 | 94.26 | 92.52 | 5 | 0
2040 | SPP_N_2_ENT | SPP_N | ENT | Internal | Summer | B5 | 200 | 1800 | 0 | 94.26 | 88.11 | 5 | 0
2040 | SPP_N_2_ENT | SPP_N | ENT | Internal | Summer | B6 | 300 | 1800 | 0 | 75.09 | 76.08 | 5 | 0
2040 | SPP_N_2_ENT | SPP_N | ENT | Internal | Summer | B7 | 400 | 1800 | 0 | 61.17 | 60 | 5 | 0
2040 | SPP_N_2_ENT | SPP_N | ENT | Internal | Summer | B8 | 500 | 1800 | 0 | 57.45 | 60 | 5 | 0
2040 | SPP_N_2_ENT | SPP_N | ENT | Internal | Summer | B9 | 800 | 1800 | 0 | 57.29 | 59.57 | 5 | 0
2040 | SPP_N_2_ENT | SPP_N | ENT | Internal | Summer | B10 | 1262 | 1800 | 1599.54 | 52.5 | 57.5 | 5 | 0
2040 | SPP_N_2_ENT | SPP_N | ENT | Internal | Winter | B16 | 25 | 1800 | 0 | 84.61 | 84.61 | 5 | 0
2040 | SPP_N_2_ENT | SPP_N | ENT | Internal | Winter | B17 | 100 | 1800 | 0 | 65.34 | 66.07 | 5 | 0
2040 | SPP_N_2_ENT | SPP_N | ENT | Internal | Winter | B18 | 400 | 1800 | 25.61 | 61.07 | 66.07 | 5 | 0
2040 | SPP_N_2_ENT | SPP_N | ENT | Internal | Winter | B19 | 700 | 1800 | 950.04 | 59.68 | 64.68 | 5 | 0
2040 | SPP_N_2_ENT | SPP_N | ENT | Internal | Winter | B20 | 935 | 1800 | 1800 | 50.94 | 57.96 | 5 | 2.02
2040 | SPP_N_2_MISO_MO-IL | SPP_N | MISO_MO-IL | Internal | Shoulder | B11 | 25 | 2000 | 0 | 91.78 | 84.79 | 5 | 0
2040 | SPP_N_2_MISO_MO-IL | SPP_N | MISO_MO-IL | Internal | Shoulder | B12 | 200 | 2000 | 0 | 62.18 | 62.94 | 5 | 0
2040 | SPP_N_2_MISO_MO-IL | SPP_N | MISO_MO-IL | Internal | Shoulder | B13 | 600 | 2000 | 0 | 59.68 | 59.65 | 5 | 0
2040 | SPP_N_2_MISO_MO-IL | SPP_N | MISO_MO-IL | Internal | Shoulder | B14 | 900 | 2000 | 0 | 55.66 | 57.73 | 5 | 0
2040 | SPP_N_2_MISO_MO-IL | SPP_N | MISO_MO-IL | Internal | Shoulder | B15 | 1203 | 2000 | 0 | 54.37 | 51.46 | 5 | 0
2040 | SPP_N_2_MISO_MO-IL | SPP_N | MISO_MO-IL | Internal | Summer | B1 | 10 | 2000 | 1999.99 | 97.66 | 106.63 | 5 | 3.97
2040 | SPP_N_2_MISO_MO-IL | SPP_N | MISO_MO-IL | Internal | Summer | B2 | 25 | 2000 | 0 | 94.95 | 94.95 | 5 | 0
2040 | SPP_N_2_MISO_MO-IL | SPP_N | MISO_MO-IL | Internal | Summer | B3 | 75 | 2000 | 0 | 94.26 | 92.46 | 5 | 0
2040 | SPP_N_2_MISO_MO-IL | SPP_N | MISO_MO-IL | Internal | Summer | B4 | 100 | 2000 | 0 | 94.26 | 92.01 | 5 | 0
2040 | SPP_N_2_MISO_MO-IL | SPP_N | MISO_MO-IL | Internal | Summer | B5 | 200 | 2000 | 0 | 94.26 | 87.54 | 5 | 0
2040 | SPP_N_2_MISO_MO-IL | SPP_N | MISO_MO-IL | Internal | Summer | B6 | 300 | 2000 | 0 | 75.09 | 68.08 | 5 | 0
2040 | SPP_N_2_MISO_MO-IL | SPP_N | MISO_MO-IL | Internal | Summer | B7 | 400 | 2000 | 0 | 61.17 | 56.91 | 5 | 0
2040 | SPP_N_2_MISO_MO-IL | SPP_N | MISO_MO-IL | Internal | Summer | B8 | 500 | 2000 | 0 | 57.45 | 53.64 | 5 | 0
2040 | SPP_N_2_MISO_MO-IL | SPP_N | MISO_MO-IL | Internal | Summer | B9 | 800 | 2000 | 0 | 57.29 | 51.57 | 5 | 0
2040 | SPP_N_2_MISO_MO-IL | SPP_N | MISO_MO-IL | Internal | Summer | B10 | 1262 | 2000 | 0 | 52.5 | 45.79 | 5 | 0
2040 | SPP_N_2_MISO_MO-IL | SPP_N | MISO_MO-IL | Internal | Winter | B16 | 25 | 2000 | 0 | 84.61 | 84.61 | 5 | 0
2040 | SPP_N_2_MISO_MO-IL | SPP_N | MISO_MO-IL | Internal | Winter | B17 | 100 | 2000 | 0 | 65.34 | 67.17 | 5 | 0
2040 | SPP_N_2_MISO_MO-IL | SPP_N | MISO_MO-IL | Internal | Winter | B18 | 400 | 2000 | 0 | 61.07 | 60.84 | 5 | 0
2040 | SPP_N_2_MISO_MO-IL | SPP_N | MISO_MO-IL | Internal | Winter | B19 | 700 | 2000 | 0 | 59.68 | 59.1 | 5 | 0
2040 | SPP_N_2_MISO_MO-IL | SPP_N | MISO_MO-IL | Internal | Winter | B20 | 935 | 2000 | 0 | 50.94 | 49.96 | 5 | 0
2040 | SPP_N_2_MISO_W | SPP_N | MISO_W | Internal | Shoulder | B11 | 25 | 750 | 0 | 91.78 | 84.78 | 5 | 0
2040 | SPP_N_2_MISO_W | SPP_N | MISO_W | Internal | Shoulder | B12 | 200 | 750 | 0 | 62.18 | 62.93 | 5 | 0
2040 | SPP_N_2_MISO_W | SPP_N | MISO_W | Internal | Shoulder | B13 | 600 | 750 | 0 | 59.68 | 59.66 | 5 | 0
2040 | SPP_N_2_MISO_W | SPP_N | MISO_W | Internal | Shoulder | B14 | 900 | 750 | 0 | 55.66 | 57.72 | 5 | 0
2040 | SPP_N_2_MISO_W | SPP_N | MISO_W | Internal | Shoulder | B15 | 1203 | 750 | 0 | 54.37 | 51.47 | 5 | 0
2040 | SPP_N_2_MISO_W | SPP_N | MISO_W | Internal | Summer | B1 | 10 | 750 | 1.48 | 97.66 | 102.65 | 5 | 0
2040 | SPP_N_2_MISO_W | SPP_N | MISO_W | Internal | Summer | B2 | 25 | 750 | 0 | 94.95 | 94.94 | 5 | 0
2040 | SPP_N_2_MISO_W | SPP_N | MISO_W | Internal | Summer | B3 | 75 | 750 | 0 | 94.26 | 93.54 | 5 | 0
2040 | SPP_N_2_MISO_W | SPP_N | MISO_W | Internal | Summer | B4 | 100 | 750 | 0 | 94.26 | 91.99 | 5 | 0
2040 | SPP_N_2_MISO_W | SPP_N | MISO_W | Internal | Summer | B5 | 200 | 750 | 0 | 94.26 | 87.53 | 5 | 0
2040 | SPP_N_2_MISO_W | SPP_N | MISO_W | Internal | Summer | B6 | 300 | 750 | 0 | 75.09 | 68.09 | 5 | 0
2040 | SPP_N_2_MISO_W | SPP_N | MISO_W | Internal | Summer | B7 | 400 | 750 | 0 | 61.17 | 56.91 | 5 | 0
2040 | SPP_N_2_MISO_W | SPP_N | MISO_W | Internal | Summer | B8 | 500 | 750 | 0 | 57.45 | 53.63 | 5 | 0
2040 | SPP_N_2_MISO_W | SPP_N | MISO_W | Internal | Summer | B9 | 800 | 750 | 0 | 57.29 | 51.55 | 5 | 0
2040 | SPP_N_2_MISO_W | SPP_N | MISO_W | Internal | Summer | B10 | 1262 | 750 | 0 | 52.5 | 45.78 | 5 | 0
2040 | SPP_N_2_MISO_W | SPP_N | MISO_W | Internal | Winter | B16 | 25 | 750 | 0 | 84.61 | 84.6 | 5 | 0
2040 | SPP_N_2_MISO_W | SPP_N | MISO_W | Internal | Winter | B17 | 100 | 750 | 0 | 65.34 | 67.16 | 5 | 0
2040 | SPP_N_2_MISO_W | SPP_N | MISO_W | Internal | Winter | B18 | 400 | 750 | 0 | 61.07 | 60.85 | 5 | 0
2040 | SPP_N_2_MISO_W | SPP_N | MISO_W | Internal | Winter | B19 | 700 | 750 | 0 | 59.68 | 59.13 | 5 | 0
2040 | SPP_N_2_MISO_W | SPP_N | MISO_W | Internal | Winter | B20 | 935 | 750 | 0 | 50.94 | 49.95 | 5 | 0
2040 | SPP_N_2_NE | SPP_N | NE | Internal | Shoulder | B11 | 25 | 330 | 0 | 91.78 | 84.78 | 0.01 | 0
2040 | SPP_N_2_NE | SPP_N | NE | Internal | Shoulder | B12 | 200 | 330 | 0.04 | 62.18 | 62.17 | 0.01 | 0
2040 | SPP_N_2_NE | SPP_N | NE | Internal | Shoulder | B13 | 600 | 330 | 0.01 | 59.68 | 59.66 | 0.01 | 0
2040 | SPP_N_2_NE | SPP_N | NE | Internal | Shoulder | B14 | 900 | 330 | 0 | 55.66 | 55.65 | 0.01 | 0
2040 | SPP_N_2_NE | SPP_N | NE | Internal | Shoulder | B15 | 1203 | 330 | 0 | 54.37 | 49.42 | 0.01 | 0
2040 | SPP_N_2_NE | SPP_N | NE | Internal | Summer | B1 | 10 | 330 | 0.69 | 97.66 | 97.65 | 0.01 | 0
2040 | SPP_N_2_NE | SPP_N | NE | Internal | Summer | B2 | 25 | 330 | 0.28 | 94.95 | 94.94 | 0.01 | 0
2040 | SPP_N_2_NE | SPP_N | NE | Internal | Summer | B3 | 75 | 330 | 0.1 | 94.26 | 94.25 | 0.01 | 0
2040 | SPP_N_2_NE | SPP_N | NE | Internal | Summer | B4 | 100 | 330 | 0.07 | 94.26 | 94.25 | 0.01 | 0
2040 | SPP_N_2_NE | SPP_N | NE | Internal | Summer | B5 | 200 | 330 | 0 | 94.26 | 90.43 | 0.01 | 0
2040 | SPP_N_2_NE | SPP_N | NE | Internal | Summer | B6 | 300 | 330 | 0 | 75.09 | 70.42 | 0.01 | 0
2040 | SPP_N_2_NE | SPP_N | NE | Internal | Summer | B7 | 400 | 330 | 0.02 | 61.17 | 61.16 | 0.01 | 0
2040 | SPP_N_2_NE | SPP_N | NE | Internal | Summer | B8 | 500 | 330 | 0 | 57.45 | 53.63 | 0.01 | 0
2040 | SPP_N_2_NE | SPP_N | NE | Internal | Summer | B9 | 800 | 330 | 0 | 57.29 | 51.55 | 0.01 | 0
2040 | SPP_N_2_NE | SPP_N | NE | Internal | Summer | B10 | 1262 | 330 | 0 | 52.5 | 40.78 | 0.01 | 0
2040 | SPP_N_2_NE | SPP_N | NE | Internal | Winter | B16 | 25 | 330 | 0.27 | 84.61 | 84.6 | 0.01 | 0
2040 | SPP_N_2_NE | SPP_N | NE | Internal | Winter | B17 | 100 | 330 | 0.08 | 65.34 | 65.33 | 0.01 | 0
2040 | SPP_N_2_NE | SPP_N | NE | Internal | Winter | B18 | 400 | 330 | 0.02 | 61.07 | 61.06 | 0.01 | 0
2040 | SPP_N_2_NE | SPP_N | NE | Internal | Winter | B19 | 700 | 330 | 0.01 | 59.68 | 59.67 | 0.01 | 0
2040 | SPP_N_2_NE | SPP_N | NE | Internal | Winter | B20 | 935 | 330 | 0 | 50.94 | 46.1 | 0.01 | 0
2040 | SPP_N_2_SPP_S | SPP_N | SPP_S | Internal | Shoulder | B11 | 25 | 4000 | 0 | 91.78 | 82.77 | 0.01 | 0
2040 | SPP_N_2_SPP_S | SPP_N | SPP_S | Internal | Shoulder | B12 | 200 | 4000 | 0 | 62.18 | 59.39 | 0.01 | 0
2040 | SPP_N_2_SPP_S | SPP_N | SPP_S | Internal | Shoulder | B13 | 600 | 4000 | 0 | 59.68 | 59.25 | 0.01 | 0
2040 | SPP_N_2_SPP_S | SPP_N | SPP_S | Internal | Shoulder | B14 | 900 | 4000 | 0 | 55.66 | 55.65 | 0.01 | 0
2040 | SPP_N_2_SPP_S | SPP_N | SPP_S | Internal | Shoulder | B15 | 1203 | 4000 | 0 | 54.37 | 54.25 | 0.01 | 0
2040 | SPP_N_2_SPP_S | SPP_N | SPP_S | Internal | Summer | B1 | 10 | 4000 | 0 | 97.66 | 83.11 | 0.01 | 0
2040 | SPP_N_2_SPP_S | SPP_N | SPP_S | Internal | Summer | B2 | 25 | 4000 | 0 | 94.95 | 83.82 | 0.01 | 0
2040 | SPP_N_2_SPP_S | SPP_N | SPP_S | Internal | Summer | B3 | 75 | 4000 | 0 | 94.26 | 89.52 | 0.01 | 0
2040 | SPP_N_2_SPP_S | SPP_N | SPP_S | Internal | Summer | B4 | 100 | 4000 | 0 | 94.26 | 83.11 | 0.01 | 0
2040 | SPP_N_2_SPP_S | SPP_N | SPP_S | Internal | Summer | B5 | 200 | 4000 | 0 | 94.26 | 83.11 | 0.01 | 0
2040 | SPP_N_2_SPP_S | SPP_N | SPP_S | Internal | Summer | B6 | 300 | 4000 | 713.19 | 75.09 | 75.1 | 0.01 | 0
2040 | SPP_N_2_SPP_S | SPP_N | SPP_S | Internal | Summer | B7 | 400 | 4000 | 0.02 | 61.17 | 61.16 | 0.01 | 0
2040 | SPP_N_2_SPP_S | SPP_N | SPP_S | Internal | Summer | B8 | 500 | 4000 | 0.02 | 57.45 | 57.43 | 0.01 | 0
2040 | SPP_N_2_SPP_S | SPP_N | SPP_S | Internal | Summer | B9 | 800 | 4000 | 1531.1 | 57.29 | 57.3 | 0.01 | 0
2040 | SPP_N_2_SPP_S | SPP_N | SPP_S | Internal | Summer | B10 | 1262 | 4000 | 560.33 | 52.5 | 52.52 | 0.01 | 0
2040 | SPP_N_2_SPP_S | SPP_N | SPP_S | Internal | Winter | B16 | 25 | 4000 | 0 | 84.61 | 63.42 | 0.01 | 0
2040 | SPP_N_2_SPP_S | SPP_N | SPP_S | Internal | Winter | B17 | 100 | 4000 | 0 | 65.34 | 63.27 | 0.01 | 0
2040 | SPP_N_2_SPP_S | SPP_N | SPP_S | Internal | Winter | B18 | 400 | 4000 | 236.56 | 61.07 | 61.09 | 0.01 | 0
2040 | SPP_N_2_SPP_S | SPP_N | SPP_S | Internal | Winter | B19 | 700 | 4000 | 0.01 | 59.68 | 59.67 | 0.01 | 0
2040 | SPP_N_2_SPP_S | SPP_N | SPP_S | Internal | Winter | B20 | 935 | 4000 | 390.93 | 50.94 | 50.95 | 0.01 | 0
2040 | SPP_S_2_ENT | SPP_S | ENT | Internal | Shoulder | B11 | 25 | 850 | 432.46 | 82.77 | 87.77 | 5 | 0
2040 | SPP_S_2_ENT | SPP_S | ENT | Internal | Shoulder | B12 | 200 | 850 | 0 | 59.39 | 61.96 | 5 | 0
2040 | SPP_S_2_ENT | SPP_S | ENT | Internal | Shoulder | B13 | 600 | 850 | 0 | 59.25 | 61.88 | 5 | 0
2040 | SPP_S_2_ENT | SPP_S | ENT | Internal | Shoulder | B14 | 900 | 850 | 849.98 | 55.65 | 60.66 | 5 | 0.01
2040 | SPP_S_2_ENT | SPP_S | ENT | Internal | Shoulder | B15 | 1203 | 850 | 850 | 54.25 | 59.46 | 5 | 0.21
2040 | SPP_S_2_ENT | SPP_S | ENT | Internal | Summer | B1 | 10 | 850 | 850 | 83.11 | 98.63 | 5 | 10.52
2040 | SPP_S_2_ENT | SPP_S | ENT | Internal | Summer | B2 | 25 | 850 | 850 | 83.82 | 94.95 | 5 | 6.14
2040 | SPP_S_2_ENT | SPP_S | ENT | Internal | Summer | B3 | 75 | 850 | 216.38 | 89.52 | 94.52 | 5 | 0
2040 | SPP_S_2_ENT | SPP_S | ENT | Internal | Summer | B4 | 100 | 850 | 850 | 83.11 | 92.52 | 5 | 4.4
2040 | SPP_S_2_ENT | SPP_S | ENT | Internal | Summer | B5 | 200 | 850 | 749.47 | 83.11 | 88.11 | 5 | 0
2040 | SPP_S_2_ENT | SPP_S | ENT | Internal | Summer | B6 | 300 | 850 | 0 | 75.1 | 76.08 | 5 | 0
2040 | SPP_S_2_ENT | SPP_S | ENT | Internal | Summer | B7 | 400 | 850 | 0 | 61.16 | 60 | 5 | 0
2040 | SPP_S_2_ENT | SPP_S | ENT | Internal | Summer | B8 | 500 | 850 | 0 | 57.43 | 60 | 5 | 0
2040 | SPP_S_2_ENT | SPP_S | ENT | Internal | Summer | B9 | 800 | 850 | 0 | 57.3 | 59.57 | 5 | 0
2040 | SPP_S_2_ENT | SPP_S | ENT | Internal | Summer | B10 | 1262 | 850 | 0.01 | 52.52 | 57.5 | 5 | 0
2040 | SPP_S_2_ENT | SPP_S | ENT | Internal | Winter | B16 | 25 | 850 | 850 | 63.42 | 84.61 | 5 | 16.19
2040 | SPP_S_2_ENT | SPP_S | ENT | Internal | Winter | B17 | 100 | 850 | 0 | 63.27 | 66.07 | 5 | 0
2040 | SPP_S_2_ENT | SPP_S | ENT | Internal | Winter | B18 | 400 | 850 | 0.03 | 61.09 | 66.07 | 5 | 0
2040 | SPP_S_2_ENT | SPP_S | ENT | Internal | Winter | B19 | 700 | 850 | 849.98 | 59.67 | 64.68 | 5 | 0.01
2040 | SPP_S_2_ENT | SPP_S | ENT | Internal | Winter | B20 | 935 | 850 | 850 | 50.95 | 57.96 | 5 | 2.01
2040 | SPP_S_2_SPP_N | SPP_S | SPP_N | Internal | Shoulder | B11 | 25 | 640 | 640 | 82.77 | 91.78 | 0.01 | 9
2040 | SPP_S_2_SPP_N | SPP_S | SPP_N | Internal | Shoulder | B12 | 200 | 640 | 640 | 59.39 | 62.18 | 0.01 | 2.78
2040 | SPP_S_2_SPP_N | SPP_S | SPP_N | Internal | Shoulder | B13 | 600 | 640 | 640 | 59.25 | 59.68 | 0.01 | 0.41
2040 | SPP_S_2_SPP_N | SPP_S | SPP_N | Internal | Shoulder | B14 | 900 | 640 | 12.23 | 55.65 | 55.66 | 0.01 | 0
2040 | SPP_S_2_SPP_N | SPP_S | SPP_N | Internal | Shoulder | B15 | 1203 | 640 | 640 | 54.25 | 54.37 | 0.01 | 0.1
2040 | SPP_S_2_SPP_N | SPP_S | SPP_N | Internal | Summer | B1 | 10 | 640 | 640 | 83.11 | 97.66 | 0.01 | 14.53
2040 | SPP_S_2_SPP_N | SPP_S | SPP_N | Internal | Summer | B2 | 25 | 640 | 640 | 83.82 | 94.95 | 0.01 | 11.12
2040 | SPP_S_2_SPP_N | SPP_S | SPP_N | Internal | Summer | B3 | 75 | 640 | 640 | 89.52 | 94.26 | 0.01 | 4.73
2040 | SPP_S_2_SPP_N | SPP_S | SPP_N | Internal | Summer | B4 | 100 | 640 | 640 | 83.11 | 94.26 | 0.01 | 11.14
2040 | SPP_S_2_SPP_N | SPP_S | SPP_N | Internal | Summer | B5 | 200 | 640 | 640 | 83.11 | 94.26 | 0.01 | 11.14
2040 | SPP_S_2_SPP_N | SPP_S | SPP_N | Internal | Summer | B6 | 300 | 640 | 0.03 | 75.1 | 75.09 | 0.01 | 0
2040 | SPP_S_2_SPP_N | SPP_S | SPP_N | Internal | Summer | B7 | 400 | 640 | 536.74 | 61.16 | 61.17 | 0.01 | 0
2040 | SPP_S_2_SPP_N | SPP_S | SPP_N | Internal | Summer | B8 | 500 | 640 | 385.56 | 57.43 | 57.45 | 0.01 | 0
2040 | SPP_S_2_SPP_N | SPP_S | SPP_N | Internal | Summer | B9 | 800 | 640 | 0.01 | 57.3 | 57.29 | 0.01 | 0
2040 | SPP_S_2_SPP_N | SPP_S | SPP_N | Internal | Summer | B10 | 1262 | 640 | 0 | 52.52 | 52.5 | 0.01 | 0
2040 | SPP_S_2_SPP_N | SPP_S | SPP_N | Internal | Winter | B16 | 25 | 640 | 640 | 63.42 | 84.61 | 0.01 | 21.18
2040 | SPP_S_2_SPP_N | SPP_S | SPP_N | Internal | Winter | B17 | 100 | 640 | 640 | 63.27 | 65.34 | 0.01 | 2.05
2040 | SPP_S_2_SPP_N | SPP_S | SPP_N | Internal | Winter | B18 | 400 | 640 | 0.02 | 61.09 | 61.07 | 0.01 | 0
2040 | SPP_S_2_SPP_N | SPP_S | SPP_N | Internal | Winter | B19 | 700 | 640 | 369.57 | 59.67 | 59.68 | 0.01 | 0
2040 | SPP_S_2_SPP_N | SPP_S | SPP_N | Internal | Winter | B20 | 935 | 640 | 0 | 50.95 | 50.94 | 0.01 | 0
2040 | TVA_2_ENT | TVA | ENT | Internal | Shoulder | B11 | 25 | 500 | 500 | 77.17 | 87.77 | 9 | 1.59
2040 | TVA_2_ENT | TVA | ENT | Internal | Shoulder | B12 | 200 | 500 | 0 | 60.87 | 61.96 | 9 | 0
2040 | TVA_2_ENT | TVA | ENT | Internal | Shoulder | B13 | 600 | 500 | 0 | 60.87 | 61.88 | 9 | 0
2040 | TVA_2_ENT | TVA | ENT | Internal | Shoulder | B14 | 900 | 500 | 0 | 60.87 | 60.66 | 9 | 0
2040 | TVA_2_ENT | TVA | ENT | Internal | Shoulder | B15 | 1203 | 500 | 0 | 56.1 | 59.46 | 9 | 0
2040 | TVA_2_ENT | TVA | ENT | Internal | Summer | B1 | 10 | 500 | 0 | 105.68 | 98.63 | 9 | 0
2040 | TVA_2_ENT | TVA | ENT | Internal | Summer | B2 | 25 | 500 | 0 | 102.96 | 94.95 | 9 | 0
2040 | TVA_2_ENT | TVA | ENT | Internal | Summer | B3 | 75 | 500 | 0 | 96.45 | 94.52 | 9 | 0
2040 | TVA_2_ENT | TVA | ENT | Internal | Summer | B4 | 100 | 500 | 0 | 96.01 | 92.52 | 9 | 0
2040 | TVA_2_ENT | TVA | ENT | Internal | Summer | B5 | 200 | 500 | 0 | 91.53 | 88.11 | 9 | 0
2040 | TVA_2_ENT | TVA | ENT | Internal | Summer | B6 | 300 | 500 | 499.98 | 67.05 | 76.08 | 9 | 0.03
2040 | TVA_2_ENT | TVA | ENT | Internal | Summer | B7 | 400 | 500 | 0 | 59.33 | 60 | 9 | 0
2040 | TVA_2_ENT | TVA | ENT | Internal | Summer | B8 | 500 | 500 | 0 | 57.67 | 60 | 9 | 0
2040 | TVA_2_ENT | TVA | ENT | Internal | Summer | B9 | 800 | 500 | 0 | 55.2 | 59.57 | 9 | 0
2040 | TVA_2_ENT | TVA | ENT | Internal | Summer | B10 | 1262 | 500 | 456.57 | 48.5 | 57.5 | 9 | 0
2040 | TVA_2_ENT | TVA | ENT | Internal | Winter | B16 | 25 | 500 | 0 | 82.61 | 84.61 | 9 | 0
2040 | TVA_2_ENT | TVA | ENT | Internal | Winter | B17 | 100 | 500 | 0 | 66.5 | 66.07 | 9 | 0
2040 | TVA_2_ENT | TVA | ENT | Internal | Winter | B18 | 400 | 500 | 0 | 58.75 | 66.07 | 9 | 0
2040 | TVA_2_ENT | TVA | ENT | Internal | Winter | B19 | 700 | 500 | 0 | 58.75 | 64.68 | 9 | 0
2040 | TVA_2_ENT | TVA | ENT | Internal | Winter | B20 | 935 | 500 | 0 | 57.97 | 57.96 | 9 | 0
2040 | TVA_2_MISO_MO-IL | TVA | MISO_MO-IL | Internal | Shoulder | B11 | 25 | 50 | 0 | 77.17 | 84.79 | 9 | 0
2040 | TVA_2_MISO_MO-IL | TVA | MISO_MO-IL | Internal | Shoulder | B12 | 200 | 50 | 0 | 60.87 | 62.94 | 9 | 0
2040 | TVA_2_MISO_MO-IL | TVA | MISO_MO-IL | Internal | Shoulder | B13 | 600 | 50 | 0 | 60.87 | 59.65 | 9 | 0
2040 | TVA_2_MISO_MO-IL | TVA | MISO_MO-IL | Internal | Shoulder | B14 | 900 | 50 | 0 | 60.87 | 57.73 | 9 | 0
2040 | TVA_2_MISO_MO-IL | TVA | MISO_MO-IL | Internal | Shoulder | B15 | 1203 | 50 | 0 | 56.1 | 51.46 | 9 | 0
2040 | TVA_2_MISO_MO-IL | TVA | MISO_MO-IL | Internal | Summer | B1 | 10 | 50 | 0 | 105.68 | 106.63 | 9 | 0
2040 | TVA_2_MISO_MO-IL | TVA | MISO_MO-IL | Internal | Summer | B2 | 25 | 50 | 0 | 102.96 | 94.95 | 9 | 0
2040 | TVA_2_MISO_MO-IL | TVA | MISO_MO-IL | Internal | Summer | B3 | 75 | 50 | 0 | 96.45 | 92.46 | 9 | 0
2040 | TVA_2_MISO_MO-IL | TVA | MISO_MO-IL | Internal | Summer | B4 | 100 | 50 | 0 | 96.01 | 92.01 | 9 | 0
2040 | TVA_2_MISO_MO-IL | TVA | MISO_MO-IL | Internal | Summer | B5 | 200 | 50 | 0 | 91.53 | 87.54 | 9 | 0
2040 | TVA_2_MISO_MO-IL | TVA | MISO_MO-IL | Internal | Summer | B6 | 300 | 50 | 0 | 67.05 | 68.08 | 9 | 0
2040 | TVA_2_MISO_MO-IL | TVA | MISO_MO-IL | Internal | Summer | B7 | 400 | 50 | 0 | 59.33 | 56.91 | 9 | 0
2040 | TVA_2_MISO_MO-IL | TVA | MISO_MO-IL | Internal | Summer | B8 | 500 | 50 | 0 | 57.67 | 53.64 | 9 | 0
2040 | TVA_2_MISO_MO-IL | TVA | MISO_MO-IL | Internal | Summer | B9 | 800 | 50 | 0 | 55.2 | 51.57 | 9 | 0
2040 | TVA_2_MISO_MO-IL | TVA | MISO_MO-IL | Internal | Summer | B10 | 1262 | 50 | 0 | 48.5 | 45.79 | 9 | 0
2040 | TVA_2_MISO_MO-IL | TVA | MISO_MO-IL | Internal | Winter | B16 | 25 | 50 | 0 | 82.61 | 84.61 | 9 | 0
2040 | TVA_2_MISO_MO-IL | TVA | MISO_MO-IL | Internal | Winter | B17 | 100 | 50 | 0 | 66.5 | 67.17 | 9 | 0
2040 | TVA_2_MISO_MO-IL | TVA | MISO_MO-IL | Internal | Winter | B18 | 400 | 50 | 0 | 58.75 | 60.84 | 9 | 0
2040 | TVA_2_MISO_MO-IL | TVA | MISO_MO-IL | Internal | Winter | B19 | 700 | 50 | 0 | 58.75 | 59.1 | 9 | 0
2040 | TVA_2_MISO_MO-IL | TVA | MISO_MO-IL | Internal | Winter | B20 | 935 | 50 | 0 | 57.97 | 49.96 | 9 | 0
2040 | TVA_2_NonRTO_Midwest | TVA | NonRTO_Midwest | Internal | Shoulder | B11 | 25 | 100 | 100 | 77.17 | 92.78 | 9 | 6.6
2040 | TVA_2_NonRTO_Midwest | TVA | NonRTO_Midwest | Internal | Shoulder | B12 | 200 | 100 | 100 | 60.87 | 74.91 | 9 | 5.04
2040 | TVA_2_NonRTO_Midwest | TVA | NonRTO_Midwest | Internal | Shoulder | B13 | 600 | 100 | 0 | 60.87 | 67.66 | 9 | 0
2040 | TVA_2_NonRTO_Midwest | TVA | NonRTO_Midwest | Internal | Shoulder | B14 | 900 | 100 | 0 | 60.87 | 55.58 | 9 | 0
2040 | TVA_2_NonRTO_Midwest | TVA | NonRTO_Midwest | Internal | Shoulder | B15 | 1203 | 100 | 0 | 56.1 | 48.09 | 9 | 0
2040 | TVA_2_NonRTO_Midwest | TVA | NonRTO_Midwest | Internal | Summer | B1 | 10 | 100 | 0 | 105.68 | 99.62 | 9 | 0
2040 | TVA_2_NonRTO_Midwest | TVA | NonRTO_Midwest | Internal | Summer | B2 | 25 | 100 | 0 | 102.96 | 97.9 | 9 | 0
2040 | TVA_2_NonRTO_Midwest | TVA | NonRTO_Midwest | Internal | Summer | B3 | 75 | 100 | 0 | 96.45 | 97.9 | 9 | 0
2040 | TVA_2_NonRTO_Midwest | TVA | NonRTO_Midwest | Internal | Summer | B4 | 100 | 100 | 0 | 96.01 | 97.9 | 9 | 0
2040 | TVA_2_NonRTO_Midwest | TVA | NonRTO_Midwest | Internal | Summer | B5 | 200 | 100 | 0 | 91.53 | 95.53 | 9 | 0
2040 | TVA_2_NonRTO_Midwest | TVA | NonRTO_Midwest | Internal | Summer | B6 | 300 | 100 | 99.98 | 67.05 | 76.07 | 9 | 0.02
2040 | TVA_2_NonRTO_Midwest | TVA | NonRTO_Midwest | Internal | Summer | B7 | 400 | 100 | 0 | 59.33 | 64.9 | 9 | 0
2040 | TVA_2_NonRTO_Midwest | TVA | NonRTO_Midwest | Internal | Summer | B8 | 500 | 100 | 0 | 57.67 | 53.96 | 9 | 0
2040 | TVA_2_NonRTO_Midwest | TVA | NonRTO_Midwest | Internal | Summer | B9 | 800 | 100 | 0 | 55.2 | 51.21 | 9 | 0
2040 | TVA_2_NonRTO_Midwest | TVA | NonRTO_Midwest | Internal | Summer | B10 | 1262 | 100 | 0 | 48.5 | 40.8 | 9 | 0
2040 | TVA_2_NonRTO_Midwest | TVA | NonRTO_Midwest | Internal | Winter | B16 | 25 | 100 | 99.99 | 82.61 | 92.62 | 9 | 1.01
2040 | TVA_2_NonRTO_Midwest | TVA | NonRTO_Midwest | Internal | Winter | B17 | 100 | 100 | 5.46 | 66.5 | 75.5 | 9 | 0
2040 | TVA_2_NonRTO_Midwest | TVA | NonRTO_Midwest | Internal | Winter | B18 | 400 | 100 | 92.8 | 58.75 | 67.75 | 9 | 0
2040 | TVA_2_NonRTO_Midwest | TVA | NonRTO_Midwest | Internal | Winter | B19 | 700 | 100 | 0 | 58.75 | 59.41 | 9 | 0
2040 | TVA_2_NonRTO_Midwest | TVA | NonRTO_Midwest | Internal | Winter | B20 | 935 | 100 | 0 | 57.97 | 49.96 | 9 | 0
2040 | TVA_2_PJM_ROR | TVA | PJM_ROR | Internal | Shoulder | B11 | 25 | 500 | 0 | 77.17 | 82.77 | 9 | 0
2040 | TVA_2_PJM_ROR | TVA | PJM_ROR | Internal | Shoulder | B12 | 200 | 500 | 0 | 60.87 | 64.93 | 9 | 0
2040 | TVA_2_PJM_ROR | TVA | PJM_ROR | Internal | Shoulder | B13 | 600 | 500 | 0 | 60.87 | 57.66 | 9 | 0
2040 | TVA_2_PJM_ROR | TVA | PJM_ROR | Internal | Shoulder | B14 | 900 | 500 | 0 | 60.87 | 56.26 | 9 | 0
2040 | TVA_2_PJM_ROR | TVA | PJM_ROR | Internal | Shoulder | B15 | 1203 | 500 | 0 | 56.1 | 51.58 | 9 | 0
2040 | TVA_2_PJM_ROR | TVA | PJM_ROR | Internal | Summer | B1 | 10 | 500 | 0 | 105.68 | 109.63 | 9 | 0
2040 | TVA_2_PJM_ROR | TVA | PJM_ROR | Internal | Summer | B2 | 25 | 500 | 0 | 102.96 | 96.93 | 9 | 0
2040 | TVA_2_PJM_ROR | TVA | PJM_ROR | Internal | Summer | B3 | 75 | 500 | 0 | 96.45 | 90.44 | 9 | 0
2040 | TVA_2_PJM_ROR | TVA | PJM_ROR | Internal | Summer | B4 | 100 | 500 | 0 | 96.01 | 89.99 | 9 | 0
2040 | TVA_2_PJM_ROR | TVA | PJM_ROR | Internal | Summer | B5 | 200 | 500 | 0 | 91.53 | 85.52 | 9 | 0
2040 | TVA_2_PJM_ROR | TVA | PJM_ROR | Internal | Summer | B6 | 300 | 500 | 0 | 67.05 | 66.08 | 9 | 0
2040 | TVA_2_PJM_ROR | TVA | PJM_ROR | Internal | Summer | B7 | 400 | 500 | 0 | 59.33 | 54.91 | 9 | 0
2040 | TVA_2_PJM_ROR | TVA | PJM_ROR | Internal | Summer | B8 | 500 | 500 | 0 | 57.67 | 51.66 | 9 | 0
2040 | TVA_2_PJM_ROR | TVA | PJM_ROR | Internal | Summer | B9 | 800 | 500 | 0 | 55.2 | 49.78 | 9 | 0
2040 | TVA_2_PJM_ROR | TVA | PJM_ROR | Internal | Summer | B10 | 1262 | 500 | 0 | 48.5 | 47.78 | 9 | 0
2040 | TVA_2_PJM_ROR | TVA | PJM_ROR | Internal | Winter | B16 | 25 | 500 | 0 | 82.61 | 86.61 | 9 | 0
2040 | TVA_2_PJM_ROR | TVA | PJM_ROR | Internal | Winter | B17 | 100 | 500 | 0 | 66.5 | 69.5 | 9 | 0
2040 | TVA_2_PJM_ROR | TVA | PJM_ROR | Internal | Winter | B18 | 400 | 500 | 0 | 58.75 | 62.84 | 9 | 0
2040 | TVA_2_PJM_ROR | TVA | PJM_ROR | Internal | Winter | B19 | 700 | 500 | 0 | 58.75 | 60.19 | 9 | 0
2040 | TVA_2_PJM_ROR | TVA | PJM_ROR | Internal | Winter | B20 | 935 | 500 | 0 | 57.97 | 55.54 | 9 | 0
2040 | TVA_2_SOCO | TVA | SOCO | Internal | Shoulder | B11 | 25 | 500 | 500 | 77.17 | 95.77 | 9 | 9.59
2040 | TVA_2_SOCO | TVA | SOCO | Internal | Shoulder | B12 | 200 | 500 | 0 | 60.87 | 62 | 9 | 0
2040 | TVA_2_SOCO | TVA | SOCO | Internal | Shoulder | B13 | 600 | 500 | 0 | 60.87 | 61.82 | 9 | 0
2040 | TVA_2_SOCO | TVA | SOCO | Internal | Shoulder | B14 | 900 | 500 | 0 | 60.87 | 61.82 | 9 | 0
2040 | TVA_2_SOCO | TVA | SOCO | Internal | Shoulder | B15 | 1203 | 500 | 0 | 56.1 | 61.82 | 9 | 0
2040 | TVA_2_SOCO | TVA | SOCO | Internal | Summer | B1 | 10 | 500 | 0 | 105.68 | 106.63 | 9 | 0
2040 | TVA_2_SOCO | TVA | SOCO | Internal | Summer | B2 | 25 | 500 | 0 | 102.96 | 102.52 | 9 | 0
2040 | TVA_2_SOCO | TVA | SOCO | Internal | Summer | B3 | 75 | 500 | 0 | 96.45 | 102.52 | 9 | 0
2040 | TVA_2_SOCO | TVA | SOCO | Internal | Summer | B4 | 100 | 500 | 0 | 96.01 | 100.52 | 9 | 0
2040 | TVA_2_SOCO | TVA | SOCO | Internal | Summer | B5 | 200 | 500 | 0.07 | 91.53 | 100.52 | 9 | 0
2040 | TVA_2_SOCO | TVA | SOCO | Internal | Summer | B6 | 300 | 500 | 500 | 67.05 | 81.08 | 9 | 5.03
2040 | TVA_2_SOCO | TVA | SOCO | Internal | Summer | B7 | 400 | 500 | 0 | 59.33 | 67.91 | 9 | 0
2040 | TVA_2_SOCO | TVA | SOCO | Internal | Summer | B8 | 500 | 500 | 0 | 57.67 | 60.21 | 9 | 0
2040 | TVA_2_SOCO | TVA | SOCO | Internal | Summer | B9 | 800 | 500 | 0 | 55.2 | 60.21 | 9 | 0
2040 | TVA_2_SOCO | TVA | SOCO | Internal | Summer | B10 | 1262 | 500 | 0 | 48.5 | 55.74 | 9 | 0
2040 | TVA_2_SOCO | TVA | SOCO | Internal | Winter | B16 | 25 | 500 | 298.59 | 82.61 | 91.61 | 9 | 0
2040 | TVA_2_SOCO | TVA | SOCO | Internal | Winter | B17 | 100 | 500 | 0 | 66.5 | 65.5 | 9 | 0
2040 | TVA_2_SOCO | TVA | SOCO | Internal | Winter | B18 | 400 | 500 | 0 | 58.75 | 65.5 | 9 | 0
2040 | TVA_2_SOCO | TVA | SOCO | Internal | Winter | B19 | 700 | 500 | 0 | 58.75 | 65.5 | 9 | 0
2040 | TVA_2_SOCO | TVA | SOCO | Internal | Winter | B20 | 935 | 500 | 0 | 57.97 | 59.84 | 9 | 0
2040 | TVA_2_VACAR | TVA | VACAR | Internal | Shoulder | B11 | 25 | 150 | 150 | 77.17 | 88.77 | 9 | 2.59
2040 | TVA_2_VACAR | TVA | VACAR | Internal | Shoulder | B12 | 200 | 150 | 0 | 60.87 | 68.74 | 9 | 0
2040 | TVA_2_VACAR | TVA | VACAR | Internal | Shoulder | B13 | 600 | 150 | 0 | 60.87 | 57.65 | 9 | 0
2040 | TVA_2_VACAR | TVA | VACAR | Internal | Shoulder | B14 | 900 | 150 | 0 | 60.87 | 57.65 | 9 | 0
2040 | TVA_2_VACAR | TVA | VACAR | Internal | Shoulder | B15 | 1203 | 150 | 0 | 56.1 | 57.65 | 9 | 0
2040 | TVA_2_VACAR | TVA | VACAR | Internal | Summer | B1 | 10 | 150 | 149.98 | 105.68 | 115.63 | 9 | 0.95
2040 | TVA_2_VACAR | TVA | VACAR | Internal | Summer | B2 | 25 | 150 | 0 | 102.96 | 102.93 | 9 | 0
2040 | TVA_2_VACAR | TVA | VACAR | Internal | Summer | B3 | 75 | 150 | 0 | 96.45 | 99.6 | 9 | 0
2040 | TVA_2_VACAR | TVA | VACAR | Internal | Summer | B4 | 100 | 150 | 0 | 96.01 | 97.15 | 9 | 0
2040 | TVA_2_VACAR | TVA | VACAR | Internal | Summer | B5 | 200 | 150 | 0 | 91.53 | 93.52 | 9 | 0
2040 | TVA_2_VACAR | TVA | VACAR | Internal | Summer | B6 | 300 | 150 | 0 | 67.05 | 74.08 | 9 | 0
2040 | TVA_2_VACAR | TVA | VACAR | Internal | Summer | B7 | 400 | 150 | 0 | 59.33 | 60.91 | 9 | 0
2040 | TVA_2_VACAR | TVA | VACAR | Internal | Summer | B8 | 500 | 150 | 0 | 57.67 | 55.34 | 9 | 0
2040 | TVA_2_VACAR | TVA | VACAR | Internal | Summer | B9 | 800 | 150 | 0 | 55.2 | 55.34 | 9 | 0
2040 | TVA_2_VACAR | TVA | VACAR | Internal | Summer | B10 | 1262 | 150 | 0 | 48.5 | 55.34 | 9 | 0
2040 | TVA_2_VACAR | TVA | VACAR | Internal | Winter | B16 | 25 | 150 | 150 | 82.61 | 101.61 | 9 | 10
2040 | TVA_2_VACAR | TVA | VACAR | Internal | Winter | B17 | 100 | 150 | 5.81 | 66.5 | 75.5 | 9 | 0
2040 | TVA_2_VACAR | TVA | VACAR | Internal | Winter | B18 | 400 | 150 | 0 | 58.75 | 63.05 | 9 | 0
2040 | TVA_2_VACAR | TVA | VACAR | Internal | Winter | B19 | 700 | 150 | 0 | 58.75 | 63.05 | 9 | 0
2040 | TVA_2_VACAR | TVA | VACAR | Internal | Winter | B20 | 935 | 150 | 0 | 57.97 | 63.05 | 9 | 0
2040 | TVA_Transmission_2_ENT | TVA_Transmission | ENT | Internal | Shoulder | B11 | 25 | 3000 | 0 | 87.84 | 87.77 | 9 | 0
2040 | TVA_Transmission_2_ENT | TVA_Transmission | ENT | Internal | Shoulder | B12 | 200 | 3000 | 0 | 67.29 | 61.96 | 9 | 0
2040 | TVA_Transmission_2_ENT | TVA_Transmission | ENT | Internal | Shoulder | B13 | 600 | 3000 | 0 | 62.13 | 61.88 | 9 | 0
2040 | TVA_Transmission_2_ENT | TVA_Transmission | ENT | Internal | Shoulder | B14 | 900 | 3000 | 0 | 61.39 | 60.66 | 9 | 0
2040 | TVA_Transmission_2_ENT | TVA_Transmission | ENT | Internal | Shoulder | B15 | 1203 | 3000 | 0 | 56.09 | 59.46 | 9 | 0
2040 | TVA_Transmission_2_ENT | TVA_Transmission | ENT | Internal | Summer | B1 | 10 | 3000 | 0 | 106.63 | 98.63 | 9 | 0
2040 | TVA_Transmission_2_ENT | TVA_Transmission | ENT | Internal | Summer | B2 | 25 | 3000 | 0 | 102.95 | 94.95 | 9 | 0
2040 | TVA_Transmission_2_ENT | TVA_Transmission | ENT | Internal | Summer | B3 | 75 | 3000 | 0 | 96.44 | 94.52 | 9 | 0
2040 | TVA_Transmission_2_ENT | TVA_Transmission | ENT | Internal | Summer | B4 | 100 | 3000 | 0 | 95.99 | 92.52 | 9 | 0
2040 | TVA_Transmission_2_ENT | TVA_Transmission | ENT | Internal | Summer | B5 | 200 | 3000 | 0 | 91.52 | 88.11 | 9 | 0
2040 | TVA_Transmission_2_ENT | TVA_Transmission | ENT | Internal | Summer | B6 | 300 | 3000 | 0 | 72.08 | 76.08 | 9 | 0
2040 | TVA_Transmission_2_ENT | TVA_Transmission | ENT | Internal | Summer | B7 | 400 | 3000 | 0 | 60.32 | 60 | 9 | 0
2040 | TVA_Transmission_2_ENT | TVA_Transmission | ENT | Internal | Summer | B8 | 500 | 3000 | 0 | 57.66 | 60 | 9 | 0
2040 | TVA_Transmission_2_ENT | TVA_Transmission | ENT | Internal | Summer | B9 | 800 | 3000 | 0 | 55.49 | 59.57 | 9 | 0
2040 | TVA_Transmission_2_ENT | TVA_Transmission | ENT | Internal | Summer | B10 | 1262 | 3000 | 0 | 48.7 | 57.5 | 9 | 0
2040 | TVA_Transmission_2_ENT | TVA_Transmission | ENT | Internal | Winter | B16 | 25 | 3000 | 0 | 92.61 | 84.61 | 9 | 0
2040 | TVA_Transmission_2_ENT | TVA_Transmission | ENT | Internal | Winter | B17 | 100 | 3000 | 0 | 70.56 | 66.07 | 9 | 0
2040 | TVA_Transmission_2_ENT | TVA_Transmission | ENT | Internal | Winter | B18 | 400 | 3000 | 0 | 64.27 | 66.07 | 9 | 0
2040 | TVA_Transmission_2_ENT | TVA_Transmission | ENT | Internal | Winter | B19 | 700 | 3000 | 0 | 62.25 | 64.68 | 9 | 0
2040 | TVA_Transmission_2_ENT | TVA_Transmission | ENT | Internal | Winter | B20 | 935 | 3000 | 0 | 57.96 | 57.96 | 9 | 0
2040 | TVA_Transmission_2_MISO_MO-IL | TVA_Transmission | MISO_MO-IL | Internal | Shoulder | B11 | 25 | 4000 | 0 | 87.84 | 84.79 | 9 | 0
2040 | TVA_Transmission_2_MISO_MO-IL | TVA_Transmission | MISO_MO-IL | Internal | Shoulder | B12 | 200 | 4000 | 0 | 67.29 | 62.94 | 9 | 0
2040 | TVA_Transmission_2_MISO_MO-IL | TVA_Transmission | MISO_MO-IL | Internal | Shoulder | B13 | 600 | 4000 | 0 | 62.13 | 59.65 | 9 | 0
2040 | TVA_Transmission_2_MISO_MO-IL | TVA_Transmission | MISO_MO-IL | Internal | Shoulder | B14 | 900 | 4000 | 0 | 61.39 | 57.73 | 9 | 0
2040 | TVA_Transmission_2_MISO_MO-IL | TVA_Transmission | MISO_MO-IL | Internal | Shoulder | B15 | 1203 | 4000 | 0 | 56.09 | 51.46 | 9 | 0
2040 | TVA_Transmission_2_MISO_MO-IL | TVA_Transmission | MISO_MO-IL | Internal | Summer | B1 | 10 | 4000 | 0 | 106.63 | 106.63 | 9 | 0
2040 | TVA_Transmission_2_MISO_MO-IL | TVA_Transmission | MISO_MO-IL | Internal | Summer | B2 | 25 | 4000 | 0 | 102.95 | 94.95 | 9 | 0
2040 | TVA_Transmission_2_MISO_MO-IL | TVA_Transmission | MISO_MO-IL | Internal | Summer | B3 | 75 | 4000 | 0 | 96.44 | 92.46 | 9 | 0
2040 | TVA_Transmission_2_MISO_MO-IL | TVA_Transmission | MISO_MO-IL | Internal | Summer | B4 | 100 | 4000 | 0 | 95.99 | 92.01 | 9 | 0
2040 | TVA_Transmission_2_MISO_MO-IL | TVA_Transmission | MISO_MO-IL | Internal | Summer | B5 | 200 | 4000 | 0 | 91.52 | 87.54 | 9 | 0
2040 | TVA_Transmission_2_MISO_MO-IL | TVA_Transmission | MISO_MO-IL | Internal | Summer | B6 | 300 | 4000 | 0 | 72.08 | 68.08 | 9 | 0
2040 | TVA_Transmission_2_MISO_MO-IL | TVA_Transmission | MISO_MO-IL | Internal | Summer | B7 | 400 | 4000 | 0 | 60.32 | 56.91 | 9 | 0
2040 | TVA_Transmission_2_MISO_MO-IL | TVA_Transmission | MISO_MO-IL | Internal | Summer | B8 | 500 | 4000 | 0 | 57.66 | 53.64 | 9 | 0
2040 | TVA_Transmission_2_MISO_MO-IL | TVA_Transmission | MISO_MO-IL | Internal | Summer | B9 | 800 | 4000 | 0 | 55.49 | 51.57 | 9 | 0
2040 | TVA_Transmission_2_MISO_MO-IL | TVA_Transmission | MISO_MO-IL | Internal | Summer | B10 | 1262 | 4000 | 0 | 48.7 | 45.79 | 9 | 0
2040 | TVA_Transmission_2_MISO_MO-IL | TVA_Transmission | MISO_MO-IL | Internal | Winter | B16 | 25 | 4000 | 0 | 92.61 | 84.61 | 9 | 0
2040 | TVA_Transmission_2_MISO_MO-IL | TVA_Transmission | MISO_MO-IL | Internal | Winter | B17 | 100 | 4000 | 0 | 70.56 | 67.17 | 9 | 0
2040 | TVA_Transmission_2_MISO_MO-IL | TVA_Transmission | MISO_MO-IL | Internal | Winter | B18 | 400 | 4000 | 0 | 64.27 | 60.84 | 9 | 0
2040 | TVA_Transmission_2_MISO_MO-IL | TVA_Transmission | MISO_MO-IL | Internal | Winter | B19 | 700 | 4000 | 0 | 62.25 | 59.1 | 9 | 0
2040 | TVA_Transmission_2_MISO_MO-IL | TVA_Transmission | MISO_MO-IL | Internal | Winter | B20 | 935 | 4000 | 0 | 57.96 | 49.96 | 9 | 0
2040 | TVA_Transmission_2_NonRTO_Midwest | TVA_Transmission | NonRTO_Midwest | Internal | Shoulder | B11 | 25 | 700 | 0 | 87.84 | 92.78 | 9 | 0
2040 | TVA_Transmission_2_NonRTO_Midwest | TVA_Transmission | NonRTO_Midwest | Internal | Shoulder | B12 | 200 | 700 | 0 | 67.29 | 74.91 | 9 | 0
2040 | TVA_Transmission_2_NonRTO_Midwest | TVA_Transmission | NonRTO_Midwest | Internal | Shoulder | B13 | 600 | 700 | 0 | 62.13 | 67.66 | 9 | 0
2040 | TVA_Transmission_2_NonRTO_Midwest | TVA_Transmission | NonRTO_Midwest | Internal | Shoulder | B14 | 900 | 700 | 0 | 61.39 | 55.58 | 9 | 0
2040 | TVA_Transmission_2_NonRTO_Midwest | TVA_Transmission | NonRTO_Midwest | Internal | Shoulder | B15 | 1203 | 700 | 0 | 56.09 | 48.09 | 9 | 0
2040 | TVA_Transmission_2_NonRTO_Midwest | TVA_Transmission | NonRTO_Midwest | Internal | Summer | B1 | 10 | 700 | 0 | 106.63 | 99.62 | 9 | 0
2040 | TVA_Transmission_2_NonRTO_Midwest | TVA_Transmission | NonRTO_Midwest | Internal | Summer | B2 | 25 | 700 | 0 | 102.95 | 97.9 | 9 | 0
2040 | TVA_Transmission_2_NonRTO_Midwest | TVA_Transmission | NonRTO_Midwest | Internal | Summer | B3 | 75 | 700 | 0 | 96.44 | 97.9 | 9 | 0
2040 | TVA_Transmission_2_NonRTO_Midwest | TVA_Transmission | NonRTO_Midwest | Internal | Summer | B4 | 100 | 700 | 0 | 95.99 | 97.9 | 9 | 0
2040 | TVA_Transmission_2_NonRTO_Midwest | TVA_Transmission | NonRTO_Midwest | Internal | Summer | B5 | 200 | 700 | 0 | 91.52 | 95.53 | 9 | 0
2040 | TVA_Transmission_2_NonRTO_Midwest | TVA_Transmission | NonRTO_Midwest | Internal | Summer | B6 | 300 | 700 | 0 | 72.08 | 76.07 | 9 | 0
2040 | TVA_Transmission_2_NonRTO_Midwest | TVA_Transmission | NonRTO_Midwest | Internal | Summer | B7 | 400 | 700 | 0 | 60.32 | 64.9 | 9 | 0
2040 | TVA_Transmission_2_NonRTO_Midwest | TVA_Transmission | NonRTO_Midwest | Internal | Summer | B8 | 500 | 700 | 0 | 57.66 | 53.96 | 9 | 0
2040 | TVA_Transmission_2_NonRTO_Midwest | TVA_Transmission | NonRTO_Midwest | Internal | Summer | B9 | 800 | 700 | 0 | 55.49 | 51.21 | 9 | 0
2040 | TVA_Transmission_2_NonRTO_Midwest | TVA_Transmission | NonRTO_Midwest | Internal | Summer | B10 | 1262 | 700 | 0 | 48.7 | 40.8 | 9 | 0
2040 | TVA_Transmission_2_NonRTO_Midwest | TVA_Transmission | NonRTO_Midwest | Internal | Winter | B16 | 25 | 700 | 0 | 92.61 | 92.62 | 9 | 0
2040 | TVA_Transmission_2_NonRTO_Midwest | TVA_Transmission | NonRTO_Midwest | Internal | Winter | B17 | 100 | 700 | 0 | 70.56 | 75.5 | 9 | 0
2040 | TVA_Transmission_2_NonRTO_Midwest | TVA_Transmission | NonRTO_Midwest | Internal | Winter | B18 | 400 | 700 | 0 | 64.27 | 67.75 | 9 | 0
2040 | TVA_Transmission_2_NonRTO_Midwest | TVA_Transmission | NonRTO_Midwest | Internal | Winter | B19 | 700 | 700 | 0 | 62.25 | 59.41 | 9 | 0
2040 | TVA_Transmission_2_NonRTO_Midwest | TVA_Transmission | NonRTO_Midwest | Internal | Winter | B20 | 935 | 700 | 0 | 57.96 | 49.96 | 9 | 0
2040 | TVA_Transmission_2_PJM_ROR | TVA_Transmission | PJM_ROR | Internal | Shoulder | B11 | 25 | 2000 | 0 | 87.84 | 82.77 | 9 | 0
2040 | TVA_Transmission_2_PJM_ROR | TVA_Transmission | PJM_ROR | Internal | Shoulder | B12 | 200 | 2000 | 0 | 67.29 | 64.93 | 9 | 0
2040 | TVA_Transmission_2_PJM_ROR | TVA_Transmission | PJM_ROR | Internal | Shoulder | B13 | 600 | 2000 | 0 | 62.13 | 57.66 | 9 | 0
2040 | TVA_Transmission_2_PJM_ROR | TVA_Transmission | PJM_ROR | Internal | Shoulder | B14 | 900 | 2000 | 0 | 61.39 | 56.26 | 9 | 0
2040 | TVA_Transmission_2_PJM_ROR | TVA_Transmission | PJM_ROR | Internal | Shoulder | B15 | 1203 | 2000 | 0 | 56.09 | 51.58 | 9 | 0
2040 | TVA_Transmission_2_PJM_ROR | TVA_Transmission | PJM_ROR | Internal | Summer | B1 | 10 | 2000 | 0 | 106.63 | 109.63 | 9 | 0
2040 | TVA_Transmission_2_PJM_ROR | TVA_Transmission | PJM_ROR | Internal | Summer | B2 | 25 | 2000 | 0 | 102.95 | 96.93 | 9 | 0
2040 | TVA_Transmission_2_PJM_ROR | TVA_Transmission | PJM_ROR | Internal | Summer | B3 | 75 | 2000 | 0 | 96.44 | 90.44 | 9 | 0
2040 | TVA_Transmission_2_PJM_ROR | TVA_Transmission | PJM_ROR | Internal | Summer | B4 | 100 | 2000 | 0 | 95.99 | 89.99 | 9 | 0
2040 | TVA_Transmission_2_PJM_ROR | TVA_Transmission | PJM_ROR | Internal | Summer | B5 | 200 | 2000 | 0 | 91.52 | 85.52 | 9 | 0
2040 | TVA_Transmission_2_PJM_ROR | TVA_Transmission | PJM_ROR | Internal | Summer | B6 | 300 | 2000 | 0 | 72.08 | 66.08 | 9 | 0
2040 | TVA_Transmission_2_PJM_ROR | TVA_Transmission | PJM_ROR | Internal | Summer | B7 | 400 | 2000 | 0 | 60.32 | 54.91 | 9 | 0
2040 | TVA_Transmission_2_PJM_ROR | TVA_Transmission | PJM_ROR | Internal | Summer | B8 | 500 | 2000 | 0 | 57.66 | 51.66 | 9 | 0
2040 | TVA_Transmission_2_PJM_ROR | TVA_Transmission | PJM_ROR | Internal | Summer | B9 | 800 | 2000 | 0 | 55.49 | 49.78 | 9 | 0
2040 | TVA_Transmission_2_PJM_ROR | TVA_Transmission | PJM_ROR | Internal | Summer | B10 | 1262 | 2000 | 0 | 48.7 | 47.78 | 9 | 0
2040 | TVA_Transmission_2_PJM_ROR | TVA_Transmission | PJM_ROR | Internal | Winter | B16 | 25 | 2000 | 0 | 92.61 | 86.61 | 9 | 0
2040 | TVA_Transmission_2_PJM_ROR | TVA_Transmission | PJM_ROR | Internal | Winter | B17 | 100 | 2000 | 0 | 70.56 | 69.5 | 9 | 0
2040 | TVA_Transmission_2_PJM_ROR | TVA_Transmission | PJM_ROR | Internal | Winter | B18 | 400 | 2000 | 0 | 64.27 | 62.84 | 9 | 0
2040 | TVA_Transmission_2_PJM_ROR | TVA_Transmission | PJM_ROR | Internal | Winter | B19 | 700 | 2000 | 0 | 62.25 | 60.19 | 9 | 0
2040 | TVA_Transmission_2_PJM_ROR | TVA_Transmission | PJM_ROR | Internal | Winter | B20 | 935 | 2000 | 0 | 57.96 | 55.54 | 9 | 0
2040 | TVA_Transmission_2_SOCO | TVA_Transmission | SOCO | Internal | Shoulder | B11 | 25 | 3200 | 0 | 87.84 | 95.77 | 9 | 0
2040 | TVA_Transmission_2_SOCO | TVA_Transmission | SOCO | Internal | Shoulder | B12 | 200 | 3200 | 0 | 67.29 | 62 | 9 | 0
2040 | TVA_Transmission_2_SOCO | TVA_Transmission | SOCO | Internal | Shoulder | B13 | 600 | 3200 | 0 | 62.13 | 61.82 | 9 | 0
2040 | TVA_Transmission_2_SOCO | TVA_Transmission | SOCO | Internal | Shoulder | B14 | 900 | 3200 | 0 | 61.39 | 61.82 | 9 | 0
2040 | TVA_Transmission_2_SOCO | TVA_Transmission | SOCO | Internal | Shoulder | B15 | 1203 | 3200 | 0 | 56.09 | 61.82 | 9 | 0
2040 | TVA_Transmission_2_SOCO | TVA_Transmission | SOCO | Internal | Summer | B1 | 10 | 3200 | 0 | 106.63 | 106.63 | 9 | 0
2040 | TVA_Transmission_2_SOCO | TVA_Transmission | SOCO | Internal | Summer | B2 | 25 | 3200 | 0 | 102.95 | 102.52 | 9 | 0
2040 | TVA_Transmission_2_SOCO | TVA_Transmission | SOCO | Internal | Summer | B3 | 75 | 3200 | 0 | 96.44 | 102.52 | 9 | 0
2040 | TVA_Transmission_2_SOCO | TVA_Transmission | SOCO | Internal | Summer | B4 | 100 | 3200 | 0 | 95.99 | 100.52 | 9 | 0
2040 | TVA_Transmission_2_SOCO | TVA_Transmission | SOCO | Internal | Summer | B5 | 200 | 3200 | 36.29 | 91.52 | 100.52 | 9 | 0
2040 | TVA_Transmission_2_SOCO | TVA_Transmission | SOCO | Internal | Summer | B6 | 300 | 3200 | 1815.85 | 72.08 | 81.08 | 9 | 0
2040 | TVA_Transmission_2_SOCO | TVA_Transmission | SOCO | Internal | Summer | B7 | 400 | 3200 | 0 | 60.32 | 67.91 | 9 | 0
2040 | TVA_Transmission_2_SOCO | TVA_Transmission | SOCO | Internal | Summer | B8 | 500 | 3200 | 0 | 57.66 | 60.21 | 9 | 0
2040 | TVA_Transmission_2_SOCO | TVA_Transmission | SOCO | Internal | Summer | B9 | 800 | 3200 | 0 | 55.49 | 60.21 | 9 | 0
2040 | TVA_Transmission_2_SOCO | TVA_Transmission | SOCO | Internal | Summer | B10 | 1262 | 3200 | 0 | 48.7 | 55.74 | 9 | 0
2040 | TVA_Transmission_2_SOCO | TVA_Transmission | SOCO | Internal | Winter | B16 | 25 | 3200 | 0 | 92.61 | 91.61 | 9 | 0
2040 | TVA_Transmission_2_SOCO | TVA_Transmission | SOCO | Internal | Winter | B17 | 100 | 3200 | 0 | 70.56 | 65.5 | 9 | 0
2040 | TVA_Transmission_2_SOCO | TVA_Transmission | SOCO | Internal | Winter | B18 | 400 | 3200 | 0 | 64.27 | 65.5 | 9 | 0
2040 | TVA_Transmission_2_SOCO | TVA_Transmission | SOCO | Internal | Winter | B19 | 700 | 3200 | 0 | 62.25 | 65.5 | 9 | 0
2040 | TVA_Transmission_2_SOCO | TVA_Transmission | SOCO | Internal | Winter | B20 | 935 | 3200 | 0 | 57.96 | 59.84 | 9 | 0
2040 | TVA_Transmission_2_TVA | TVA_Transmission | TVA | Internal | Shoulder | B11 | 25 | 99999 | 0 | 87.84 | 77.17 | 0.01 | 0
2040 | TVA_Transmission_2_TVA | TVA_Transmission | TVA | Internal | Shoulder | B12 | 200 | 99999 | 0 | 67.29 | 60.87 | 0.01 | 0
2040 | TVA_Transmission_2_TVA | TVA_Transmission | TVA | Internal | Shoulder | B13 | 600 | 99999 | 0 | 62.13 | 60.87 | 0.01 | 0
2040 | TVA_Transmission_2_TVA | TVA_Transmission | TVA | Internal | Shoulder | B14 | 900 | 99999 | 0 | 61.39 | 60.87 | 0.01 | 0
2040 | TVA_Transmission_2_TVA | TVA_Transmission | TVA | Internal | Shoulder | B15 | 1203 | 99999 | 97.66 | 56.09 | 56.1 | 0.01 | 0
2040 | TVA_Transmission_2_TVA | TVA_Transmission | TVA | Internal | Summer | B1 | 10 | 99999 | 0.02 | 106.63 | 105.68 | 0.01 | 0
2040 | TVA_Transmission_2_TVA | TVA_Transmission | TVA | Internal | Summer | B2 | 25 | 99999 | 3026.17 | 102.95 | 102.96 | 0.01 | 0
2040 | TVA_Transmission_2_TVA | TVA_Transmission | TVA | Internal | Summer | B3 | 75 | 99999 | 1195.71 | 96.44 | 96.45 | 0.01 | 0
2040 | TVA_Transmission_2_TVA | TVA_Transmission | TVA | Internal | Summer | B4 | 100 | 99999 | 349.88 | 95.99 | 96.01 | 0.01 | 0
2040 | TVA_Transmission_2_TVA | TVA_Transmission | TVA | Internal | Summer | B5 | 200 | 99999 | 452.76 | 91.52 | 91.53 | 0.01 | 0
2040 | TVA_Transmission_2_TVA | TVA_Transmission | TVA | Internal | Summer | B6 | 300 | 99999 | 0 | 72.08 | 67.05 | 0.01 | 0
2040 | TVA_Transmission_2_TVA | TVA_Transmission | TVA | Internal | Summer | B7 | 400 | 99999 | 0 | 60.32 | 59.33 | 0.01 | 0
2040 | TVA_Transmission_2_TVA | TVA_Transmission | TVA | Internal | Summer | B8 | 500 | 99999 | 620.26 | 57.66 | 57.67 | 0.01 | 0
2040 | TVA_Transmission_2_TVA | TVA_Transmission | TVA | Internal | Summer | B9 | 800 | 99999 | 0 | 55.49 | 55.2 | 0.01 | 0
2040 | TVA_Transmission_2_TVA | TVA_Transmission | TVA | Internal | Summer | B10 | 1262 | 99999 | 0 | 48.7 | 48.5 | 0.01 | 0
2040 | TVA_Transmission_2_TVA | TVA_Transmission | TVA | Internal | Winter | B16 | 25 | 99999 | 0 | 92.61 | 82.61 | 0.01 | 0
2040 | TVA_Transmission_2_TVA | TVA_Transmission | TVA | Internal | Winter | B17 | 100 | 99999 | 0 | 70.56 | 66.5 | 0.01 | 0
2040 | TVA_Transmission_2_TVA | TVA_Transmission | TVA | Internal | Winter | B18 | 400 | 99999 | 0 | 64.27 | 58.75 | 0.01 | 0
2040 | TVA_Transmission_2_TVA | TVA_Transmission | TVA | Internal | Winter | B19 | 700 | 99999 | 0 | 62.25 | 58.75 | 0.01 | 0
2040 | TVA_Transmission_2_TVA | TVA_Transmission | TVA | Internal | Winter | B20 | 935 | 99999 | 1215.04 | 57.96 | 57.97 | 0.01 | 0
2040 | TVA_Transmission_2_VACAR | TVA_Transmission | VACAR | Internal | Shoulder | B11 | 25 | 900 | 0 | 87.84 | 88.77 | 9 | 0
2040 | TVA_Transmission_2_VACAR | TVA_Transmission | VACAR | Internal | Shoulder | B12 | 200 | 900 | 0 | 67.29 | 68.74 | 9 | 0
2040 | TVA_Transmission_2_VACAR | TVA_Transmission | VACAR | Internal | Shoulder | B13 | 600 | 900 | 0 | 62.13 | 57.65 | 9 | 0
2040 | TVA_Transmission_2_VACAR | TVA_Transmission | VACAR | Internal | Shoulder | B14 | 900 | 900 | 0 | 61.39 | 57.65 | 9 | 0
2040 | TVA_Transmission_2_VACAR | TVA_Transmission | VACAR | Internal | Shoulder | B15 | 1203 | 900 | 0 | 56.09 | 57.65 | 9 | 0
2040 | TVA_Transmission_2_VACAR | TVA_Transmission | VACAR | Internal | Summer | B1 | 10 | 900 | 422.5 | 106.63 | 115.63 | 9 | 0
2040 | TVA_Transmission_2_VACAR | TVA_Transmission | VACAR | Internal | Summer | B2 | 25 | 900 | 0 | 102.95 | 102.93 | 9 | 0
2040 | TVA_Transmission_2_VACAR | TVA_Transmission | VACAR | Internal | Summer | B3 | 75 | 900 | 0 | 96.44 | 99.6 | 9 | 0
2040 | TVA_Transmission_2_VACAR | TVA_Transmission | VACAR | Internal | Summer | B4 | 100 | 900 | 0 | 95.99 | 97.15 | 9 | 0
2040 | TVA_Transmission_2_VACAR | TVA_Transmission | VACAR | Internal | Summer | B5 | 200 | 900 | 0 | 91.52 | 93.52 | 9 | 0
2040 | TVA_Transmission_2_VACAR | TVA_Transmission | VACAR | Internal | Summer | B6 | 300 | 900 | 0 | 72.08 | 74.08 | 9 | 0
2040 | TVA_Transmission_2_VACAR | TVA_Transmission | VACAR | Internal | Summer | B7 | 400 | 900 | 0 | 60.32 | 60.91 | 9 | 0
2040 | TVA_Transmission_2_VACAR | TVA_Transmission | VACAR | Internal | Summer | B8 | 500 | 900 | 0 | 57.66 | 55.34 | 9 | 0
2040 | TVA_Transmission_2_VACAR | TVA_Transmission | VACAR | Internal | Summer | B9 | 800 | 900 | 0 | 55.49 | 55.34 | 9 | 0
2040 | TVA_Transmission_2_VACAR | TVA_Transmission | VACAR | Internal | Summer | B10 | 1262 | 900 | 0 | 48.7 | 55.34 | 9 | 0
2040 | TVA_Transmission_2_VACAR | TVA_Transmission | VACAR | Internal | Winter | B16 | 25 | 900 | 555.55 | 92.61 | 101.61 | 9 | 0
2040 | TVA_Transmission_2_VACAR | TVA_Transmission | VACAR | Internal | Winter | B17 | 100 | 900 | 0 | 70.56 | 75.5 | 9 | 0
2040 | TVA_Transmission_2_VACAR | TVA_Transmission | VACAR | Internal | Winter | B18 | 400 | 900 | 0 | 64.27 | 63.05 | 9 | 0
2040 | TVA_Transmission_2_VACAR | TVA_Transmission | VACAR | Internal | Winter | B19 | 700 | 900 | 0 | 62.25 | 63.05 | 9 | 0
2040 | TVA_Transmission_2_VACAR | TVA_Transmission | VACAR | Internal | Winter | B20 | 935 | 900 | 0 | 57.96 | 63.05 | 9 | 0
2040 | VACAR_2_PJM_ROR | VACAR | PJM_ROR | Internal | Shoulder | B11 | 25 | 2000 | 0 | 88.77 | 82.77 | 7 | 0
2040 | VACAR_2_PJM_ROR | VACAR | PJM_ROR | Internal | Shoulder | B12 | 200 | 2000 | 0 | 68.74 | 64.93 | 7 | 0
2040 | VACAR_2_PJM_ROR | VACAR | PJM_ROR | Internal | Shoulder | B13 | 600 | 2000 | 0 | 57.65 | 57.66 | 7 | 0
2040 | VACAR_2_PJM_ROR | VACAR | PJM_ROR | Internal | Shoulder | B14 | 900 | 2000 | 0 | 57.65 | 56.26 | 7 | 0
2040 | VACAR_2_PJM_ROR | VACAR | PJM_ROR | Internal | Shoulder | B15 | 1203 | 2000 | 0 | 57.65 | 51.58 | 7 | 0
2040 | VACAR_2_PJM_ROR | VACAR | PJM_ROR | Internal | Summer | B1 | 10 | 2000 | 0 | 115.63 | 109.63 | 7 | 0
2040 | VACAR_2_PJM_ROR | VACAR | PJM_ROR | Internal | Summer | B2 | 25 | 2000 | 0 | 102.93 | 96.93 | 7 | 0
2040 | VACAR_2_PJM_ROR | VACAR | PJM_ROR | Internal | Summer | B3 | 75 | 2000 | 0 | 99.6 | 90.44 | 7 | 0
2040 | VACAR_2_PJM_ROR | VACAR | PJM_ROR | Internal | Summer | B4 | 100 | 2000 | 0 | 97.15 | 89.99 | 7 | 0
2040 | VACAR_2_PJM_ROR | VACAR | PJM_ROR | Internal | Summer | B5 | 200 | 2000 | 0 | 93.52 | 85.52 | 7 | 0
2040 | VACAR_2_PJM_ROR | VACAR | PJM_ROR | Internal | Summer | B6 | 300 | 2000 | 0 | 74.08 | 66.08 | 7 | 0
2040 | VACAR_2_PJM_ROR | VACAR | PJM_ROR | Internal | Summer | B7 | 400 | 2000 | 0 | 60.91 | 54.91 | 7 | 0
2040 | VACAR_2_PJM_ROR | VACAR | PJM_ROR | Internal | Summer | B8 | 500 | 2000 | 0 | 55.34 | 51.66 | 7 | 0
2040 | VACAR_2_PJM_ROR | VACAR | PJM_ROR | Internal | Summer | B9 | 800 | 2000 | 0 | 55.34 | 49.78 | 7 | 0
2040 | VACAR_2_PJM_ROR | VACAR | PJM_ROR | Internal | Summer | B10 | 1262 | 2000 | 0 | 55.34 | 47.78 | 7 | 0
2040 | VACAR_2_PJM_ROR | VACAR | PJM_ROR | Internal | Winter | B16 | 25 | 2000 | 0 | 101.61 | 86.61 | 7 | 0
2040 | VACAR_2_PJM_ROR | VACAR | PJM_ROR | Internal | Winter | B17 | 100 | 2000 | 0 | 75.5 | 69.5 | 7 | 0
2040 | VACAR_2_PJM_ROR | VACAR | PJM_ROR | Internal | Winter | B18 | 400 | 2000 | 0 | 63.05 | 62.84 | 7 | 0
2040 | VACAR_2_PJM_ROR | VACAR | PJM_ROR | Internal | Winter | B19 | 700 | 2000 | 0 | 63.05 | 60.19 | 7 | 0
2040 | VACAR_2_PJM_ROR | VACAR | PJM_ROR | Internal | Winter | B20 | 935 | 2000 | 0 | 63.05 | 55.54 | 7 | 0
2040 | VACAR_2_SOCO | VACAR | SOCO | Internal | Shoulder | B11 | 25 | 3000 | 2895.27 | 88.77 | 95.77 | 7 | 0
2040 | VACAR_2_SOCO | VACAR | SOCO | Internal | Shoulder | B12 | 200 | 3000 | 0 | 68.74 | 62 | 7 | 0
2040 | VACAR_2_SOCO | VACAR | SOCO | Internal | Shoulder | B13 | 600 | 3000 | 0 | 57.65 | 61.82 | 7 | 0
2040 | VACAR_2_SOCO | VACAR | SOCO | Internal | Shoulder | B14 | 900 | 3000 | 0 | 57.65 | 61.82 | 7 | 0
2040 | VACAR_2_SOCO | VACAR | SOCO | Internal | Shoulder | B15 | 1203 | 3000 | 0 | 57.65 | 61.82 | 7 | 0
2040 | VACAR_2_SOCO | VACAR | SOCO | Internal | Summer | B1 | 10 | 3000 | 0 | 115.63 | 106.63 | 7 | 0
2040 | VACAR_2_SOCO | VACAR | SOCO | Internal | Summer | B2 | 25 | 3000 | 0 | 102.93 | 102.52 | 7 | 0
2040 | VACAR_2_SOCO | VACAR | SOCO | Internal | Summer | B3 | 75 | 3000 | 0 | 99.6 | 102.52 | 7 | 0
2040 | VACAR_2_SOCO | VACAR | SOCO | Internal | Summer | B4 | 100 | 3000 | 0 | 97.15 | 100.52 | 7 | 0
2040 | VACAR_2_SOCO | VACAR | SOCO | Internal | Summer | B5 | 200 | 3000 | 353.57 | 93.52 | 100.52 | 7 | 0
2040 | VACAR_2_SOCO | VACAR | SOCO | Internal | Summer | B6 | 300 | 3000 | 450.27 | 74.08 | 81.08 | 7 | 0
2040 | VACAR_2_SOCO | VACAR | SOCO | Internal | Summer | B7 | 400 | 3000 | 1403.38 | 60.91 | 67.91 | 7 | 0
2040 | VACAR_2_SOCO | VACAR | SOCO | Internal | Summer | B8 | 500 | 3000 | 0 | 55.34 | 60.21 | 7 | 0
2040 | VACAR_2_SOCO | VACAR | SOCO | Internal | Summer | B9 | 800 | 3000 | 0 | 55.34 | 60.21 | 7 | 0
2040 | VACAR_2_SOCO | VACAR | SOCO | Internal | Summer | B10 | 1262 | 3000 | 0 | 55.34 | 55.74 | 7 | 0
2040 | VACAR_2_SOCO | VACAR | SOCO | Internal | Winter | B16 | 25 | 3000 | 0 | 101.61 | 91.61 | 7 | 0
2040 | VACAR_2_SOCO | VACAR | SOCO | Internal | Winter | B17 | 100 | 3000 | 0 | 75.5 | 65.5 | 7 | 0
2040 | VACAR_2_SOCO | VACAR | SOCO | Internal | Winter | B18 | 400 | 3000 | 0 | 63.05 | 65.5 | 7 | 0
2040 | VACAR_2_SOCO | VACAR | SOCO | Internal | Winter | B19 | 700 | 3000 | 0 | 63.05 | 65.5 | 7 | 0
2040 | VACAR_2_SOCO | VACAR | SOCO | Internal | Winter | B20 | 935 | 3000 | 0 | 63.05 | 59.84 | 7 | 0
2040 | VACAR_2_TVA_Transmission | VACAR | TVA_Transmission | Internal | Shoulder | B11 | 25 | 900 | 0 | 88.77 | 87.84 | 7 | 0
2040 | VACAR_2_TVA_Transmission | VACAR | TVA_Transmission | Internal | Shoulder | B12 | 200 | 900 | 0 | 68.74 | 67.29 | 7 | 0
2040 | VACAR_2_TVA_Transmission | VACAR | TVA_Transmission | Internal | Shoulder | B13 | 600 | 900 | 0 | 57.65 | 62.13 | 7 | 0
2040 | VACAR_2_TVA_Transmission | VACAR | TVA_Transmission | Internal | Shoulder | B14 | 900 | 900 | 0 | 57.65 | 61.39 | 7 | 0
2040 | VACAR_2_TVA_Transmission | VACAR | TVA_Transmission | Internal | Shoulder | B15 | 1203 | 900 | 0 | 57.65 | 56.09 | 7 | 0
2040 | VACAR_2_TVA_Transmission | VACAR | TVA_Transmission | Internal | Summer | B1 | 10 | 900 | 0 | 115.63 | 106.63 | 7 | 0
2040 | VACAR_2_TVA_Transmission | VACAR | TVA_Transmission | Internal | Summer | B2 | 25 | 900 | 0 | 102.93 | 102.95 | 7 | 0
2040 | VACAR_2_TVA_Transmission | VACAR | TVA_Transmission | Internal | Summer | B3 | 75 | 900 | 0 | 99.6 | 96.44 | 7 | 0
2040 | VACAR_2_TVA_Transmission | VACAR | TVA_Transmission | Internal | Summer | B4 | 100 | 900 | 0 | 97.15 | 95.99 | 7 | 0
2040 | VACAR_2_TVA_Transmission | VACAR | TVA_Transmission | Internal | Summer | B5 | 200 | 900 | 0 | 93.52 | 91.52 | 7 | 0
2040 | VACAR_2_TVA_Transmission | VACAR | TVA_Transmission | Internal | Summer | B6 | 300 | 900 | 0 | 74.08 | 72.08 | 7 | 0
2040 | VACAR_2_TVA_Transmission | VACAR | TVA_Transmission | Internal | Summer | B7 | 400 | 900 | 0 | 60.91 | 60.32 | 7 | 0
2040 | VACAR_2_TVA_Transmission | VACAR | TVA_Transmission | Internal | Summer | B8 | 500 | 900 | 0 | 55.34 | 57.66 | 7 | 0
2040 | VACAR_2_TVA_Transmission | VACAR | TVA_Transmission | Internal | Summer | B9 | 800 | 900 | 0 | 55.34 | 55.49 | 7 | 0
2040 | VACAR_2_TVA_Transmission | VACAR | TVA_Transmission | Internal | Summer | B10 | 1262 | 900 | 0 | 55.34 | 48.7 | 7 | 0
2040 | VACAR_2_TVA_Transmission | VACAR | TVA_Transmission | Internal | Winter | B16 | 25 | 900 | 0 | 101.61 | 92.61 | 7 | 0
2040 | VACAR_2_TVA_Transmission | VACAR | TVA_Transmission | Internal | Winter | B17 | 100 | 900 | 0 | 75.5 | 70.56 | 7 | 0
2040 | VACAR_2_TVA_Transmission | VACAR | TVA_Transmission | Internal | Winter | B18 | 400 | 900 | 0 | 63.05 | 64.27 | 7 | 0
2040 | VACAR_2_TVA_Transmission | VACAR | TVA_Transmission | Internal | Winter | B19 | 700 | 900 | 0 | 63.05 | 62.25 | 7 | 0
2040 | VACAR_2_TVA_Transmission | VACAR | TVA_Transmission | Internal | Winter | B20 | 935 | 900 | 0 | 63.05 | 57.96 | 7 | 0
2015 | AZ_NM_SNV_Coal_2_SPP_S | AZ_NM_SNV_Coal | SPP_S | External | Shoulder | B11 | 25 | 400 | 400 | 37.03 | 52.2 | 8.17 | 7.01
2015 | AZ_NM_SNV_Coal_2_SPP_S | AZ_NM_SNV_Coal | SPP_S | External | Shoulder | B12 | 200 | 400 | 0 | 37.02 | 37.99 | 8.17 | 0
2015 | AZ_NM_SNV_Coal_2_SPP_S | AZ_NM_SNV_Coal | SPP_S | External | Shoulder | B13 | 600 | 400 | 0 | 37 | 37.04 | 8.17 | 0
2015 | AZ_NM_SNV_Coal_2_SPP_S | AZ_NM_SNV_Coal | SPP_S | External | Shoulder | B14 | 900 | 400 | 0 | 37 | 36.35 | 8.17 | 0
2015 | AZ_NM_SNV_Coal_2_SPP_S | AZ_NM_SNV_Coal | SPP_S | External | Shoulder | B15 | 1203 | 400 | 0 | 37 | 36.27 | 8.17 | 0
2015 | AZ_NM_SNV_Coal_2_SPP_S | AZ_NM_SNV_Coal | SPP_S | External | Summer | B1 | 10 | 400 | 0 | 54.72 | 58.75 | 8.17 | 0
2015 | AZ_NM_SNV_Coal_2_SPP_S | AZ_NM_SNV_Coal | SPP_S | External | Summer | B2 | 25 | 400 | 0 | 54.72 | 58.75 | 8.17 | 0
2015 | AZ_NM_SNV_Coal_2_SPP_S | AZ_NM_SNV_Coal | SPP_S | External | Summer | B3 | 75 | 400 | 0 | 54.72 | 50.82 | 8.17 | 0
2015 | AZ_NM_SNV_Coal_2_SPP_S | AZ_NM_SNV_Coal | SPP_S | External | Summer | B4 | 100 | 400 | 0 | 53.13 | 50.82 | 8.17 | 0
2015 | AZ_NM_SNV_Coal_2_SPP_S | AZ_NM_SNV_Coal | SPP_S | External | Summer | B5 | 200 | 400 | 0 | 45.03 | 50.41 | 8.17 | 0
2015 | AZ_NM_SNV_Coal_2_SPP_S | AZ_NM_SNV_Coal | SPP_S | External | Summer | B6 | 300 | 400 | 0 | 39.53 | 46.89 | 8.17 | 0
2015 | AZ_NM_SNV_Coal_2_SPP_S | AZ_NM_SNV_Coal | SPP_S | External | Summer | B7 | 400 | 400 | 0 | 37.03 | 40.22 | 8.17 | 0
2015 | AZ_NM_SNV_Coal_2_SPP_S | AZ_NM_SNV_Coal | SPP_S | External | Summer | B8 | 500 | 400 | 0 | 37.03 | 36.35 | 8.17 | 0
2015 | AZ_NM_SNV_Coal_2_SPP_S | AZ_NM_SNV_Coal | SPP_S | External | Summer | B9 | 800 | 400 | 0 | 37.02 | 35.13 | 8.17 | 0
2015 | AZ_NM_SNV_Coal_2_SPP_S | AZ_NM_SNV_Coal | SPP_S | External | Summer | B10 | 1262 | 400 | 0 | 36.03 | 35.05 | 8.17 | 0
2015 | AZ_NM_SNV_Coal_2_SPP_S | AZ_NM_SNV_Coal | SPP_S | External | Winter | B16 | 25 | 400 | 0 | 39.31 | 44.5 | 8.17 | 0
2015 | AZ_NM_SNV_Coal_2_SPP_S | AZ_NM_SNV_Coal | SPP_S | External | Winter | B17 | 100 | 400 | 0 | 39.3 | 38.73 | 8.17 | 0
2015 | AZ_NM_SNV_Coal_2_SPP_S | AZ_NM_SNV_Coal | SPP_S | External | Winter | B18 | 400 | 400 | 0 | 39.3 | 38.64 | 8.17 | 0
2015 | AZ_NM_SNV_Coal_2_SPP_S | AZ_NM_SNV_Coal | SPP_S | External | Winter | B19 | 700 | 400 | 0 | 39.3 | 38.64 | 8.17 | 0
2015 | AZ_NM_SNV_Coal_2_SPP_S | AZ_NM_SNV_Coal | SPP_S | External | Winter | B20 | 935 | 400 | 0 | 39.29 | 34.75 | 8.17 | 0
2015 | ERCOT_2_SPP_S | ERCOT | SPP_S | External | Shoulder | B11 | 25 | 800 | 0 | 52.82 | 52.2 | 8 | 0
2015 | ERCOT_2_SPP_S | ERCOT | SPP_S | External | Shoulder | B12 | 200 | 800 | 0 | 39.52 | 37.99 | 8 | 0
2015 | ERCOT_2_SPP_S | ERCOT | SPP_S | External | Shoulder | B13 | 600 | 800 | 0 | 37.08 | 37.04 | 8 | 0
2015 | ERCOT_2_SPP_S | ERCOT | SPP_S | External | Shoulder | B14 | 900 | 800 | 0 | 36.29 | 36.35 | 8 | 0
2015 | ERCOT_2_SPP_S | ERCOT | SPP_S | External | Shoulder | B15 | 1203 | 800 | 0 | 36.29 | 36.27 | 8 | 0
2015 | ERCOT_2_SPP_S | ERCOT | SPP_S | External | Summer | B1 | 10 | 800 | 0 | 51.3 | 58.75 | 8 | 0
2015 | ERCOT_2_SPP_S | ERCOT | SPP_S | External | Summer | B2 | 25 | 800 | 0 | 51.3 | 58.75 | 8 | 0
2015 | ERCOT_2_SPP_S | ERCOT | SPP_S | External | Summer | B3 | 75 | 800 | 0 | 51.3 | 50.82 | 8 | 0
2015 | ERCOT_2_SPP_S | ERCOT | SPP_S | External | Summer | B4 | 100 | 800 | 0 | 51.3 | 50.82 | 8 | 0
2015 | ERCOT_2_SPP_S | ERCOT | SPP_S | External | Summer | B5 | 200 | 800 | 0 | 51.3 | 50.41 | 8 | 0
2015 | ERCOT_2_SPP_S | ERCOT | SPP_S | External | Summer | B6 | 300 | 800 | 0 | 51.3 | 46.89 | 8 | 0
2015 | ERCOT_2_SPP_S | ERCOT | SPP_S | External | Summer | B7 | 400 | 800 | 0 | 39.99 | 40.22 | 8 | 0
2015 | ERCOT_2_SPP_S | ERCOT | SPP_S | External | Summer | B8 | 500 | 800 | 0 | 38.4 | 36.35 | 8 | 0
2015 | ERCOT_2_SPP_S | ERCOT | SPP_S | External | Summer | B9 | 800 | 800 | 0 | 36.01 | 35.13 | 8 | 0
2015 | ERCOT_2_SPP_S | ERCOT | SPP_S | External | Summer | B10 | 1262 | 800 | 0 | 35.27 | 35.05 | 8 | 0
2015 | ERCOT_2_SPP_S | ERCOT | SPP_S | External | Winter | B16 | 25 | 800 | 0 | 43.8 | 44.5 | 8 | 0
2015 | ERCOT_2_SPP_S | ERCOT | SPP_S | External | Winter | B17 | 100 | 800 | 0 | 41.28 | 38.73 | 8 | 0
2015 | ERCOT_2_SPP_S | ERCOT | SPP_S | External | Winter | B18 | 400 | 800 | 0 | 38.61 | 38.64 | 8 | 0
2015 | ERCOT_2_SPP_S | ERCOT | SPP_S | External | Winter | B19 | 700 | 800 | 0 | 38.39 | 38.64 | 8 | 0
2015 | ERCOT_2_SPP_S | ERCOT | SPP_S | External | Winter | B20 | 935 | 800 | 0 | 38.39 | 34.75 | 8 | 0
2015 | MAPP_US_2_RMPA | MAPP_US | RMPA | External | Shoulder | B11 | 25 | 200 | 0 | 40.69 | 38.16 | 8 | 0
2015 | MAPP_US_2_RMPA | MAPP_US | RMPA | External | Shoulder | B12 | 200 | 200 | 0 | 32.38 | 38.16 | 8 | 0
2015 | MAPP_US_2_RMPA | MAPP_US | RMPA | External | Shoulder | B13 | 600 | 200 | 0 | 30.21 | 38.16 | 8 | 0
2015 | MAPP_US_2_RMPA | MAPP_US | RMPA | External | Shoulder | B14 | 900 | 200 | 200 | 29.33 | 38.16 | 8 | 0.83
2015 | MAPP_US_2_RMPA | MAPP_US | RMPA | External | Shoulder | B15 | 1203 | 200 | 200 | 29.1 | 38.16 | 8 | 1.06
2015 | MAPP_US_2_RMPA | MAPP_US | RMPA | External | Summer | B1 | 10 | 200 | 0 | 52.35 | 57.71 | 8 | 0
2015 | MAPP_US_2_RMPA | MAPP_US | RMPA | External | Summer | B2 | 25 | 200 | 0 | 50.36 | 57.71 | 8 | 0
2015 | MAPP_US_2_RMPA | MAPP_US | RMPA | External | Summer | B3 | 75 | 200 | 0 | 50.36 | 57.71 | 8 | 0
2015 | MAPP_US_2_RMPA | MAPP_US | RMPA | External | Summer | B4 | 100 | 200 | 0 | 49.95 | 50.58 | 8 | 0
2015 | MAPP_US_2_RMPA | MAPP_US | RMPA | External | Summer | B5 | 200 | 200 | 0 | 45.81 | 44.82 | 8 | 0
2015 | MAPP_US_2_RMPA | MAPP_US | RMPA | External | Summer | B6 | 300 | 200 | 0 | 32.88 | 36.71 | 8 | 0
2015 | MAPP_US_2_RMPA | MAPP_US | RMPA | External | Summer | B7 | 400 | 200 | 0 | 28.91 | 36.71 | 8 | 0
2015 | MAPP_US_2_RMPA | MAPP_US | RMPA | External | Summer | B8 | 500 | 200 | 200 | 27 | 36.71 | 8 | 1.71
2015 | MAPP_US_2_RMPA | MAPP_US | RMPA | External | Summer | B9 | 800 | 200 | 200 | 27 | 36.71 | 8 | 1.71
2015 | MAPP_US_2_RMPA | MAPP_US | RMPA | External | Summer | B10 | 1262 | 200 | 200 | 26.06 | 36.71 | 8 | 2.66
2015 | MAPP_US_2_RMPA | MAPP_US | RMPA | External | Winter | B16 | 25 | 200 | 0 | 40.52 | 47.45 | 8 | 0
2015 | MAPP_US_2_RMPA | MAPP_US | RMPA | External | Winter | B17 | 100 | 200 | 0 | 33.84 | 40.91 | 8 | 0
2015 | MAPP_US_2_RMPA | MAPP_US | RMPA | External | Winter | B18 | 400 | 200 | 200 | 31.62 | 40.91 | 8 | 1.29
2015 | MAPP_US_2_RMPA | MAPP_US | RMPA | External | Winter | B19 | 700 | 200 | 200 | 31.62 | 40.91 | 8 | 1.29
2015 | MAPP_US_2_RMPA | MAPP_US | RMPA | External | Winter | B20 | 935 | 200 | 0 | 26.76 | 34.38 | 8 | 0
2015 | NE_2_RMPA | NE | RMPA | External | Shoulder | B11 | 25 | 310 | 0 | 47.69 | 38.16 | 5 | 0
2015 | NE_2_RMPA | NE | RMPA | External | Shoulder | B12 | 200 | 310 | 0 | 37.99 | 38.16 | 5 | 0
2015 | NE_2_RMPA | NE | RMPA | External | Shoulder | B13 | 600 | 310 | 0 | 37.02 | 38.16 | 5 | 0
2015 | NE_2_RMPA | NE | RMPA | External | Shoulder | B14 | 900 | 310 | 0 | 36.33 | 38.16 | 5 | 0
2015 | NE_2_RMPA | NE | RMPA | External | Shoulder | B15 | 1203 | 310 | 0 | 36.1 | 38.16 | 5 | 0
2015 | NE_2_RMPA | NE | RMPA | External | Summer | B1 | 10 | 310 | 0 | 58.75 | 57.71 | 5 | 0
2015 | NE_2_RMPA | NE | RMPA | External | Summer | B2 | 25 | 310 | 0 | 57.36 | 57.71 | 5 | 0
2015 | NE_2_RMPA | NE | RMPA | External | Summer | B3 | 75 | 310 | 0 | 57.36 | 57.71 | 5 | 0
2015 | NE_2_RMPA | NE | RMPA | External | Summer | B4 | 100 | 310 | 0 | 56.95 | 50.58 | 5 | 0
2015 | NE_2_RMPA | NE | RMPA | External | Summer | B5 | 200 | 310 | 0 | 52.81 | 44.82 | 5 | 0
2015 | NE_2_RMPA | NE | RMPA | External | Summer | B6 | 300 | 310 | 0 | 39.88 | 36.71 | 5 | 0
2015 | NE_2_RMPA | NE | RMPA | External | Summer | B7 | 400 | 310 | 0 | 35.91 | 36.71 | 5 | 0
2015 | NE_2_RMPA | NE | RMPA | External | Summer | B8 | 500 | 310 | 0 | 34 | 36.71 | 5 | 0
2015 | NE_2_RMPA | NE | RMPA | External | Summer | B9 | 800 | 310 | 0 | 34 | 36.71 | 5 | 0
2015 | NE_2_RMPA | NE | RMPA | External | Summer | B10 | 1262 | 310 | 0 | 32.67 | 36.71 | 5 | 0
2015 | NE_2_RMPA | NE | RMPA | External | Winter | B16 | 25 | 310 | 0 | 44.48 | 47.45 | 5 | 0
2015 | NE_2_RMPA | NE | RMPA | External | Winter | B17 | 100 | 310 | 0 | 38.71 | 40.91 | 5 | 0
2015 | NE_2_RMPA | NE | RMPA | External | Winter | B18 | 400 | 310 | 0 | 38.62 | 40.91 | 5 | 0
2015 | NE_2_RMPA | NE | RMPA | External | Winter | B19 | 700 | 310 | 0 | 38.62 | 40.91 | 5 | 0
2015 | NE_2_RMPA | NE | RMPA | External | Winter | B20 | 935 | 310 | 0 | 33.76 | 34.38 | 5 | 0
2015 | NWPP_Coal_2_MAPP_US | NWPP_Coal | MAPP_US | External | Shoulder | B11 | 25 | 150 | 0 | 37 | 40.69 | 8 | 0
2015 | NWPP_Coal_2_MAPP_US | NWPP_Coal | MAPP_US | External | Shoulder | B12 | 200 | 150 | 0 | 37 | 32.38 | 8 | 0
2015 | NWPP_Coal_2_MAPP_US | NWPP_Coal | MAPP_US | External | Shoulder | B13 | 600 | 150 | 0 | 37 | 30.21 | 8 | 0
2015 | NWPP_Coal_2_MAPP_US | NWPP_Coal | MAPP_US | External | Shoulder | B14 | 900 | 150 | 0 | 37 | 29.33 | 8 | 0
2015 | NWPP_Coal_2_MAPP_US | NWPP_Coal | MAPP_US | External | Shoulder | B15 | 1203 | 150 | 0 | 37 | 29.1 | 8 | 0
2015 | NWPP_Coal_2_MAPP_US | NWPP_Coal | MAPP_US | External | Summer | B1 | 10 | 150 | 150 | 37 | 52.35 | 8 | 7.35
2015 | NWPP_Coal_2_MAPP_US | NWPP_Coal | MAPP_US | External | Summer | B2 | 25 | 150 | 150 | 37 | 50.36 | 8 | 5.35
2015 | NWPP_Coal_2_MAPP_US | NWPP_Coal | MAPP_US | External | Summer | B3 | 75 | 150 | 150 | 37 | 50.36 | 8 | 5.35
2015 | NWPP_Coal_2_MAPP_US | NWPP_Coal | MAPP_US | External | Summer | B4 | 100 | 150 | 150 | 37 | 49.95 | 8 | 4.94
2015 | NWPP_Coal_2_MAPP_US | NWPP_Coal | MAPP_US | External | Summer | B5 | 200 | 150 | 150 | 37 | 45.81 | 8 | 0.8
2015 | NWPP_Coal_2_MAPP_US | NWPP_Coal | MAPP_US | External | Summer | B6 | 300 | 150 | 0 | 37 | 32.88 | 8 | 0
2015 | NWPP_Coal_2_MAPP_US | NWPP_Coal | MAPP_US | External | Summer | B7 | 400 | 150 | 0 | 37 | 28.91 | 8 | 0
2015 | NWPP_Coal_2_MAPP_US | NWPP_Coal | MAPP_US | External | Summer | B8 | 500 | 150 | 0 | 37 | 27 | 8 | 0
2015 | NWPP_Coal_2_MAPP_US | NWPP_Coal | MAPP_US | External | Summer | B9 | 800 | 150 | 0 | 37 | 27 | 8 | 0
2015 | NWPP_Coal_2_MAPP_US | NWPP_Coal | MAPP_US | External | Summer | B10 | 1262 | 150 | 0 | 37 | 26.06 | 8 | 0
2015 | NWPP_Coal_2_MAPP_US | NWPP_Coal | MAPP_US | External | Winter | B16 | 25 | 150 | 0 | 39.29 | 40.52 | 8 | 0
2015 | NWPP_Coal_2_MAPP_US | NWPP_Coal | MAPP_US | External | Winter | B17 | 100 | 150 | 0 | 39.29 | 33.84 | 8 | 0
2015 | NWPP_Coal_2_MAPP_US | NWPP_Coal | MAPP_US | External | Winter | B18 | 400 | 150 | 0 | 39.29 | 31.62 | 8 | 0
2015 | NWPP_Coal_2_MAPP_US | NWPP_Coal | MAPP_US | External | Winter | B19 | 700 | 150 | 0 | 39.29 | 31.62 | 8 | 0
2015 | NWPP_Coal_2_MAPP_US | NWPP_Coal | MAPP_US | External | Winter | B20 | 935 | 150 | 0 | 39.29 | 26.76 | 8 | 0
2015 | RMPA_2_MAPP_US | RMPA | MAPP_US | External | Shoulder | B11 | 25 | 200 | 0 | 38.16 | 40.69 | 8 | 0
2015 | RMPA_2_MAPP_US | RMPA | MAPP_US | External | Shoulder | B12 | 200 | 200 | 0 | 38.16 | 32.38 | 8 | 0
2015 | RMPA_2_MAPP_US | RMPA | MAPP_US | External | Shoulder | B13 | 600 | 200 | 0 | 38.16 | 30.21 | 8 | 0
2015 | RMPA_2_MAPP_US | RMPA | MAPP_US | External | Shoulder | B14 | 900 | 200 | 0 | 38.16 | 29.33 | 8 | 0
2015 | RMPA_2_MAPP_US | RMPA | MAPP_US | External | Shoulder | B15 | 1203 | 200 | 0 | 38.16 | 29.1 | 8 | 0
2015 | RMPA_2_MAPP_US | RMPA | MAPP_US | External | Summer | B1 | 10 | 200 | 0 | 57.71 | 52.35 | 8 | 0
2015 | RMPA_2_MAPP_US | RMPA | MAPP_US | External | Summer | B2 | 25 | 200 | 0 | 57.71 | 50.36 | 8 | 0
2015 | RMPA_2_MAPP_US | RMPA | MAPP_US | External | Summer | B3 | 75 | 200 | 0 | 57.71 | 50.36 | 8 | 0
2015 | RMPA_2_MAPP_US | RMPA | MAPP_US | External | Summer | B4 | 100 | 200 | 0 | 50.58 | 49.95 | 8 | 0
2015 | RMPA_2_MAPP_US | RMPA | MAPP_US | External | Summer | B5 | 200 | 200 | 0 | 44.82 | 45.81 | 8 | 0
2015 | RMPA_2_MAPP_US | RMPA | MAPP_US | External | Summer | B6 | 300 | 200 | 0 | 36.71 | 32.88 | 8 | 0
2015 | RMPA_2_MAPP_US | RMPA | MAPP_US | External | Summer | B7 | 400 | 200 | 0 | 36.71 | 28.91 | 8 | 0
2015 | RMPA_2_MAPP_US | RMPA | MAPP_US | External | Summer | B8 | 500 | 200 | 0 | 36.71 | 27 | 8 | 0
2015 | RMPA_2_MAPP_US | RMPA | MAPP_US | External | Summer | B9 | 800 | 200 | 0 | 36.71 | 27 | 8 | 0
2015 | RMPA_2_MAPP_US | RMPA | MAPP_US | External | Summer | B10 | 1262 | 200 | 0 | 36.71 | 26.06 | 8 | 0
2015 | RMPA_2_MAPP_US | RMPA | MAPP_US | External | Winter | B16 | 25 | 200 | 0 | 47.45 | 40.52 | 8 | 0
2015 | RMPA_2_MAPP_US | RMPA | MAPP_US | External | Winter | B17 | 100 | 200 | 0 | 40.91 | 33.84 | 8 | 0
2015 | RMPA_2_MAPP_US | RMPA | MAPP_US | External | Winter | B18 | 400 | 200 | 0 | 40.91 | 31.62 | 8 | 0
2015 | RMPA_2_MAPP_US | RMPA | MAPP_US | External | Winter | B19 | 700 | 200 | 0 | 40.91 | 31.62 | 8 | 0
2015 | RMPA_2_MAPP_US | RMPA | MAPP_US | External | Winter | B20 | 935 | 200 | 0 | 34.38 | 26.76 | 8 | 0
2015 | RMPA_2_NE | RMPA | NE | External | Shoulder | B11 | 25 | 310 | 310 | 38.16 | 47.69 | 8 | 1.53
2015 | RMPA_2_NE | RMPA | NE | External | Shoulder | B12 | 200 | 310 | 0 | 38.16 | 37.99 | 8 | 0
2015 | RMPA_2_NE | RMPA | NE | External | Shoulder | B13 | 600 | 310 | 0 | 38.16 | 37.02 | 8 | 0
2015 | RMPA_2_NE | RMPA | NE | External | Shoulder | B14 | 900 | 310 | 0 | 38.16 | 36.33 | 8 | 0
2015 | RMPA_2_NE | RMPA | NE | External | Shoulder | B15 | 1203 | 310 | 0 | 38.16 | 36.1 | 8 | 0
2015 | RMPA_2_NE | RMPA | NE | External | Summer | B1 | 10 | 310 | 0 | 57.71 | 58.75 | 8 | 0
2015 | RMPA_2_NE | RMPA | NE | External | Summer | B2 | 25 | 310 | 0 | 57.71 | 57.36 | 8 | 0
2015 | RMPA_2_NE | RMPA | NE | External | Summer | B3 | 75 | 310 | 0 | 57.71 | 57.36 | 8 | 0
2015 | RMPA_2_NE | RMPA | NE | External | Summer | B4 | 100 | 310 | 0 | 50.58 | 56.95 | 8 | 0
2015 | RMPA_2_NE | RMPA | NE | External | Summer | B5 | 200 | 310 | 0.02 | 44.82 | 52.81 | 8 | 0
2015 | RMPA_2_NE | RMPA | NE | External | Summer | B6 | 300 | 310 | 0 | 36.71 | 39.88 | 8 | 0
2015 | RMPA_2_NE | RMPA | NE | External | Summer | B7 | 400 | 310 | 0 | 36.71 | 35.91 | 8 | 0
2015 | RMPA_2_NE | RMPA | NE | External | Summer | B8 | 500 | 310 | 0 | 36.71 | 34 | 8 | 0
2015 | RMPA_2_NE | RMPA | NE | External | Summer | B9 | 800 | 310 | 0 | 36.71 | 34 | 8 | 0
2015 | RMPA_2_NE | RMPA | NE | External | Summer | B10 | 1262 | 310 | 0 | 36.71 | 32.67 | 8 | 0
2015 | RMPA_2_NE | RMPA | NE | External | Winter | B16 | 25 | 310 | 0 | 47.45 | 44.48 | 8 | 0
2015 | RMPA_2_NE | RMPA | NE | External | Winter | B17 | 100 | 310 | 0 | 40.91 | 38.71 | 8 | 0
2015 | RMPA_2_NE | RMPA | NE | External | Winter | B18 | 400 | 310 | 0 | 40.91 | 38.62 | 8 | 0
2015 | RMPA_2_NE | RMPA | NE | External | Winter | B19 | 700 | 310 | 0 | 40.91 | 38.62 | 8 | 0
2015 | RMPA_2_NE | RMPA | NE | External | Winter | B20 | 935 | 310 | 0 | 34.38 | 33.76 | 8 | 0
2015 | RMPA_2_SPP_N | RMPA | SPP_N | External | Shoulder | B11 | 25 | 210 | 210 | 38.16 | 54.69 | 8 | 8.53
2015 | RMPA_2_SPP_N | RMPA | SPP_N | External | Shoulder | B12 | 200 | 210 | 0 | 38.16 | 38 | 8 | 0
2015 | RMPA_2_SPP_N | RMPA | SPP_N | External | Shoulder | B13 | 600 | 210 | 0 | 38.16 | 37.03 | 8 | 0
2015 | RMPA_2_SPP_N | RMPA | SPP_N | External | Shoulder | B14 | 900 | 210 | 0 | 38.16 | 36.34 | 8 | 0
2015 | RMPA_2_SPP_N | RMPA | SPP_N | External | Shoulder | B15 | 1203 | 210 | 0 | 38.16 | 36.26 | 8 | 0
2015 | RMPA_2_SPP_N | RMPA | SPP_N | External | Summer | B1 | 10 | 210 | 0 | 57.71 | 58.76 | 8 | 0
2015 | RMPA_2_SPP_N | RMPA | SPP_N | External | Summer | B2 | 25 | 210 | 0 | 57.71 | 58.76 | 8 | 0
2015 | RMPA_2_SPP_N | RMPA | SPP_N | External | Summer | B3 | 75 | 210 | 0 | 57.71 | 58.76 | 8 | 0
2015 | RMPA_2_SPP_N | RMPA | SPP_N | External | Summer | B4 | 100 | 210 | 0 | 50.58 | 56.96 | 8 | 0
2015 | RMPA_2_SPP_N | RMPA | SPP_N | External | Summer | B5 | 200 | 210 | 24.55 | 44.82 | 52.82 | 8 | 0
2015 | RMPA_2_SPP_N | RMPA | SPP_N | External | Summer | B6 | 300 | 210 | 210 | 36.71 | 46.88 | 8 | 2.17
2015 | RMPA_2_SPP_N | RMPA | SPP_N | External | Summer | B7 | 400 | 210 | 0 | 36.71 | 40.2 | 8 | 0
2015 | RMPA_2_SPP_N | RMPA | SPP_N | External | Summer | B8 | 500 | 210 | 0 | 36.71 | 36.34 | 8 | 0
2015 | RMPA_2_SPP_N | RMPA | SPP_N | External | Summer | B9 | 800 | 210 | 0 | 36.71 | 35.12 | 8 | 0
2015 | RMPA_2_SPP_N | RMPA | SPP_N | External | Summer | B10 | 1262 | 210 | 0 | 36.71 | 34.55 | 8 | 0
2015 | RMPA_2_SPP_N | RMPA | SPP_N | External | Winter | B16 | 25 | 210 | 0 | 47.45 | 44.49 | 8 | 0
2015 | RMPA_2_SPP_N | RMPA | SPP_N | External | Winter | B17 | 100 | 210 | 0 | 40.91 | 38.72 | 8 | 0
2015 | RMPA_2_SPP_N | RMPA | SPP_N | External | Winter | B18 | 400 | 210 | 0 | 40.91 | 38.63 | 8 | 0
2015 | RMPA_2_SPP_N | RMPA | SPP_N | External | Winter | B19 | 700 | 210 | 0 | 40.91 | 38.63 | 8 | 0
2015 | RMPA_2_SPP_N | RMPA | SPP_N | External | Winter | B20 | 935 | 210 | 0 | 34.38 | 34.74 | 8 | 0
2015 | SPP_N_2_RMPA | SPP_N | RMPA | External | Shoulder | B11 | 25 | 210 | 0 | 54.69 | 38.16 | 5 | 0
2015 | SPP_N_2_RMPA | SPP_N | RMPA | External | Shoulder | B12 | 200 | 210 | 0 | 38 | 38.16 | 5 | 0
2015 | SPP_N_2_RMPA | SPP_N | RMPA | External | Shoulder | B13 | 600 | 210 | 0 | 37.03 | 38.16 | 5 | 0
2015 | SPP_N_2_RMPA | SPP_N | RMPA | External | Shoulder | B14 | 900 | 210 | 0 | 36.34 | 38.16 | 5 | 0
2015 | SPP_N_2_RMPA | SPP_N | RMPA | External | Shoulder | B15 | 1203 | 210 | 0 | 36.26 | 38.16 | 5 | 0
2015 | SPP_N_2_RMPA | SPP_N | RMPA | External | Summer | B1 | 10 | 210 | 0 | 58.76 | 57.71 | 5 | 0
2015 | SPP_N_2_RMPA | SPP_N | RMPA | External | Summer | B2 | 25 | 210 | 0 | 58.76 | 57.71 | 5 | 0
2015 | SPP_N_2_RMPA | SPP_N | RMPA | External | Summer | B3 | 75 | 210 | 0 | 58.76 | 57.71 | 5 | 0
2015 | SPP_N_2_RMPA | SPP_N | RMPA | External | Summer | B4 | 100 | 210 | 0 | 56.96 | 50.58 | 5 | 0
2015 | SPP_N_2_RMPA | SPP_N | RMPA | External | Summer | B5 | 200 | 210 | 0 | 52.82 | 44.82 | 5 | 0
2015 | SPP_N_2_RMPA | SPP_N | RMPA | External | Summer | B6 | 300 | 210 | 0 | 46.88 | 36.71 | 5 | 0
2015 | SPP_N_2_RMPA | SPP_N | RMPA | External | Summer | B7 | 400 | 210 | 0 | 40.2 | 36.71 | 5 | 0
2015 | SPP_N_2_RMPA | SPP_N | RMPA | External | Summer | B8 | 500 | 210 | 0 | 36.34 | 36.71 | 5 | 0
2015 | SPP_N_2_RMPA | SPP_N | RMPA | External | Summer | B9 | 800 | 210 | 0 | 35.12 | 36.71 | 5 | 0
2015 | SPP_N_2_RMPA | SPP_N | RMPA | External | Summer | B10 | 1262 | 210 | 0 | 34.55 | 36.71 | 5 | 0
2015 | SPP_N_2_RMPA | SPP_N | RMPA | External | Winter | B16 | 25 | 210 | 0 | 44.49 | 47.45 | 5 | 0
2015 | SPP_N_2_RMPA | SPP_N | RMPA | External | Winter | B17 | 100 | 210 | 0 | 38.72 | 40.91 | 5 | 0
2015 | SPP_N_2_RMPA | SPP_N | RMPA | External | Winter | B18 | 400 | 210 | 0 | 38.63 | 40.91 | 5 | 0
2015 | SPP_N_2_RMPA | SPP_N | RMPA | External | Winter | B19 | 700 | 210 | 0 | 38.63 | 40.91 | 5 | 0
2015 | SPP_N_2_RMPA | SPP_N | RMPA | External | Winter | B20 | 935 | 210 | 0 | 34.74 | 34.38 | 5 | 0
2015 | SPP_S_2_ERCOT | SPP_S | ERCOT | External | Shoulder | B11 | 25 | 800 | 0 | 52.2 | 52.82 | 5 | 0
2015 | SPP_S_2_ERCOT | SPP_S | ERCOT | External | Shoulder | B12 | 200 | 800 | 0 | 37.99 | 39.52 | 5 | 0
2015 | SPP_S_2_ERCOT | SPP_S | ERCOT | External | Shoulder | B13 | 600 | 800 | 0 | 37.04 | 37.08 | 5 | 0
2015 | SPP_S_2_ERCOT | SPP_S | ERCOT | External | Shoulder | B14 | 900 | 800 | 0 | 36.35 | 36.29 | 5 | 0
2015 | SPP_S_2_ERCOT | SPP_S | ERCOT | External | Shoulder | B15 | 1203 | 800 | 0 | 36.27 | 36.29 | 5 | 0
2015 | SPP_S_2_ERCOT | SPP_S | ERCOT | External | Summer | B1 | 10 | 800 | 0 | 58.75 | 51.3 | 5 | 0
2015 | SPP_S_2_ERCOT | SPP_S | ERCOT | External | Summer | B2 | 25 | 800 | 0 | 58.75 | 51.3 | 5 | 0
2015 | SPP_S_2_ERCOT | SPP_S | ERCOT | External | Summer | B3 | 75 | 800 | 0 | 50.82 | 51.3 | 5 | 0
2015 | SPP_S_2_ERCOT | SPP_S | ERCOT | External | Summer | B4 | 100 | 800 | 0 | 50.82 | 51.3 | 5 | 0
2015 | SPP_S_2_ERCOT | SPP_S | ERCOT | External | Summer | B5 | 200 | 800 | 0 | 50.41 | 51.3 | 5 | 0
2015 | SPP_S_2_ERCOT | SPP_S | ERCOT | External | Summer | B6 | 300 | 800 | 0 | 46.89 | 51.3 | 5 | 0
2015 | SPP_S_2_ERCOT | SPP_S | ERCOT | External | Summer | B7 | 400 | 800 | 0 | 40.22 | 39.99 | 5 | 0
2015 | SPP_S_2_ERCOT | SPP_S | ERCOT | External | Summer | B8 | 500 | 800 | 0 | 36.35 | 38.4 | 5 | 0
2015 | SPP_S_2_ERCOT | SPP_S | ERCOT | External | Summer | B9 | 800 | 800 | 0 | 35.13 | 36.01 | 5 | 0
2015 | SPP_S_2_ERCOT | SPP_S | ERCOT | External | Summer | B10 | 1262 | 800 | 0 | 35.05 | 35.27 | 5 | 0
2015 | SPP_S_2_ERCOT | SPP_S | ERCOT | External | Winter | B16 | 25 | 800 | 0 | 44.5 | 43.8 | 5 | 0
2015 | SPP_S_2_ERCOT | SPP_S | ERCOT | External | Winter | B17 | 100 | 800 | 0 | 38.73 | 41.28 | 5 | 0
2015 | SPP_S_2_ERCOT | SPP_S | ERCOT | External | Winter | B18 | 400 | 800 | 0 | 38.64 | 38.61 | 5 | 0
2015 | SPP_S_2_ERCOT | SPP_S | ERCOT | External | Winter | B19 | 700 | 800 | 0 | 38.64 | 38.39 | 5 | 0
2015 | SPP_S_2_ERCOT | SPP_S | ERCOT | External | Winter | B20 | 935 | 800 | 0 | 34.75 | 38.39 | 5 | 0
2020 | AZ_NM_SNV_Coal_2_SPP_S | AZ_NM_SNV_Coal | SPP_S | External | Shoulder | B11 | 25 | 400 | 400 | 44.75 | 57.84 | 8.17 | 4.93
2020 | AZ_NM_SNV_Coal_2_SPP_S | AZ_NM_SNV_Coal | SPP_S | External | Shoulder | B12 | 200 | 400 | 0 | 44.74 | 42.02 | 8.17 | 0
2020 | AZ_NM_SNV_Coal_2_SPP_S | AZ_NM_SNV_Coal | SPP_S | External | Shoulder | B13 | 600 | 400 | 0 | 44.72 | 40.2 | 8.17 | 0
2020 | AZ_NM_SNV_Coal_2_SPP_S | AZ_NM_SNV_Coal | SPP_S | External | Shoulder | B14 | 900 | 400 | 0 | 44.72 | 40.2 | 8.17 | 0
2020 | AZ_NM_SNV_Coal_2_SPP_S | AZ_NM_SNV_Coal | SPP_S | External | Shoulder | B15 | 1203 | 400 | 0 | 41.53 | 40.11 | 8.17 | 0
2020 | AZ_NM_SNV_Coal_2_SPP_S | AZ_NM_SNV_Coal | SPP_S | External | Summer | B1 | 10 | 400 | 0 | 65.8 | 63.21 | 8.17 | 0
2020 | AZ_NM_SNV_Coal_2_SPP_S | AZ_NM_SNV_Coal | SPP_S | External | Summer | B2 | 25 | 400 | 0 | 65.8 | 64.56 | 8.17 | 0
2020 | AZ_NM_SNV_Coal_2_SPP_S | AZ_NM_SNV_Coal | SPP_S | External | Summer | B3 | 75 | 400 | 0 | 65.8 | 56.69 | 8.17 | 0
2020 | AZ_NM_SNV_Coal_2_SPP_S | AZ_NM_SNV_Coal | SPP_S | External | Summer | B4 | 100 | 400 | 0 | 61.81 | 56.69 | 8.17 | 0
2020 | AZ_NM_SNV_Coal_2_SPP_S | AZ_NM_SNV_Coal | SPP_S | External | Summer | B5 | 200 | 400 | 0 | 52.78 | 55.88 | 8.17 | 0
2020 | AZ_NM_SNV_Coal_2_SPP_S | AZ_NM_SNV_Coal | SPP_S | External | Summer | B6 | 300 | 400 | 0 | 44.64 | 52.23 | 8.17 | 0
2020 | AZ_NM_SNV_Coal_2_SPP_S | AZ_NM_SNV_Coal | SPP_S | External | Summer | B7 | 400 | 400 | 0 | 44.64 | 42.41 | 8.17 | 0
2020 | AZ_NM_SNV_Coal_2_SPP_S | AZ_NM_SNV_Coal | SPP_S | External | Summer | B8 | 500 | 400 | 0 | 44.62 | 40.22 | 8.17 | 0
2020 | AZ_NM_SNV_Coal_2_SPP_S | AZ_NM_SNV_Coal | SPP_S | External | Summer | B9 | 800 | 400 | 0 | 44.61 | 38.86 | 8.17 | 0
2020 | AZ_NM_SNV_Coal_2_SPP_S | AZ_NM_SNV_Coal | SPP_S | External | Summer | B10 | 1262 | 400 | 0 | 42.54 | 38.77 | 8.17 | 0
2020 | AZ_NM_SNV_Coal_2_SPP_S | AZ_NM_SNV_Coal | SPP_S | External | Winter | B16 | 25 | 400 | 0 | 47.32 | 52.14 | 8.17 | 0
2020 | AZ_NM_SNV_Coal_2_SPP_S | AZ_NM_SNV_Coal | SPP_S | External | Winter | B17 | 100 | 400 | 0 | 47.3 | 42.84 | 8.17 | 0
2020 | AZ_NM_SNV_Coal_2_SPP_S | AZ_NM_SNV_Coal | SPP_S | External | Winter | B18 | 400 | 400 | 0 | 47.29 | 42.75 | 8.17 | 0
2020 | AZ_NM_SNV_Coal_2_SPP_S | AZ_NM_SNV_Coal | SPP_S | External | Winter | B19 | 700 | 400 | 0 | 47.29 | 42.41 | 8.17 | 0
2020 | AZ_NM_SNV_Coal_2_SPP_S | AZ_NM_SNV_Coal | SPP_S | External | Winter | B20 | 935 | 400 | 0 | 44.43 | 39.42 | 8.17 | 0
2020 | ERCOT_2_SPP_S | ERCOT | SPP_S | External | Shoulder | B11 | 25 | 800 | 0 | 58.4 | 57.84 | 8 | 0
2020 | ERCOT_2_SPP_S | ERCOT | SPP_S | External | Shoulder | B12 | 200 | 800 | 0 | 43.63 | 42.02 | 8 | 0
2020 | ERCOT_2_SPP_S | ERCOT | SPP_S | External | Shoulder | B13 | 600 | 800 | 0 | 40.04 | 40.2 | 8 | 0
2020 | ERCOT_2_SPP_S | ERCOT | SPP_S | External | Shoulder | B14 | 900 | 800 | 0 | 40.04 | 40.2 | 8 | 0
2020 | ERCOT_2_SPP_S | ERCOT | SPP_S | External | Shoulder | B15 | 1203 | 800 | 0 | 40.04 | 40.11 | 8 | 0
2020 | ERCOT_2_SPP_S | ERCOT | SPP_S | External | Summer | B1 | 10 | 800 | 0 | 67.49 | 63.21 | 8 | 0
2020 | ERCOT_2_SPP_S | ERCOT | SPP_S | External | Summer | B2 | 25 | 800 | 0 | 64.82 | 64.56 | 8 | 0
2020 | ERCOT_2_SPP_S | ERCOT | SPP_S | External | Summer | B3 | 75 | 800 | 0 | 56.77 | 56.69 | 8 | 0
2020 | ERCOT_2_SPP_S | ERCOT | SPP_S | External | Summer | B4 | 100 | 800 | 0 | 56.77 | 56.69 | 8 | 0
2020 | ERCOT_2_SPP_S | ERCOT | SPP_S | External | Summer | B5 | 200 | 800 | 0 | 56.77 | 55.88 | 8 | 0
2020 | ERCOT_2_SPP_S | ERCOT | SPP_S | External | Summer | B6 | 300 | 800 | 0 | 56.77 | 52.23 | 8 | 0
2020 | ERCOT_2_SPP_S | ERCOT | SPP_S | External | Summer | B7 | 400 | 800 | 0 | 47.41 | 42.41 | 8 | 0
2020 | ERCOT_2_SPP_S | ERCOT | SPP_S | External | Summer | B8 | 500 | 800 | 0 | 42.4 | 40.22 | 8 | 0
2020 | ERCOT_2_SPP_S | ERCOT | SPP_S | External | Summer | B9 | 800 | 800 | 0 | 38.95 | 38.86 | 8 | 0
2020 | ERCOT_2_SPP_S | ERCOT | SPP_S | External | Summer | B10 | 1262 | 800 | 0 | 38.95 | 38.77 | 8 | 0
2020 | ERCOT_2_SPP_S | ERCOT | SPP_S | External | Winter | B16 | 25 | 800 | 0 | 55.36 | 52.14 | 8 | 0
2020 | ERCOT_2_SPP_S | ERCOT | SPP_S | External | Winter | B17 | 100 | 800 | 0 | 42.4 | 42.84 | 8 | 0
2020 | ERCOT_2_SPP_S | ERCOT | SPP_S | External | Winter | B18 | 400 | 800 | 0 | 42.4 | 42.75 | 8 | 0
2020 | ERCOT_2_SPP_S | ERCOT | SPP_S | External | Winter | B19 | 700 | 800 | 0 | 42.4 | 42.41 | 8 | 0
2020 | ERCOT_2_SPP_S | ERCOT | SPP_S | External | Winter | B20 | 935 | 800 | 0 | 42.4 | 39.42 | 8 | 0
2020 | MAPP_US_2_RMPA | MAPP_US | RMPA | External | Shoulder | B11 | 25 | 200 | 0 | 48.08 | 47.08 | 8 | 0
2020 | MAPP_US_2_RMPA | MAPP_US | RMPA | External | Shoulder | B12 | 200 | 200 | 200 | 35.36 | 43.61 | 8 | 0.25
2020 | MAPP_US_2_RMPA | MAPP_US | RMPA | External | Shoulder | B13 | 600 | 200 | 200 | 33.17 | 43.61 | 8 | 2.44
2020 | MAPP_US_2_RMPA | MAPP_US | RMPA | External | Shoulder | B14 | 900 | 200 | 200 | 33.17 | 43.61 | 8 | 2.44
2020 | MAPP_US_2_RMPA | MAPP_US | RMPA | External | Shoulder | B15 | 1203 | 200 | 200 | 33.09 | 43.61 | 8 | 2.53
2020 | MAPP_US_2_RMPA | MAPP_US | RMPA | External | Summer | B1 | 10 | 200 | 0 | 58.04 | 65.22 | 8 | 0
2020 | MAPP_US_2_RMPA | MAPP_US | RMPA | External | Summer | B2 | 25 | 200 | 0.01 | 57.47 | 65.22 | 8 | 0
2020 | MAPP_US_2_RMPA | MAPP_US | RMPA | External | Summer | B3 | 75 | 200 | 0 | 57.47 | 65.22 | 8 | 0
2020 | MAPP_US_2_RMPA | MAPP_US | RMPA | External | Summer | B4 | 100 | 200 | 0 | 57.14 | 57.53 | 8 | 0
2020 | MAPP_US_2_RMPA | MAPP_US | RMPA | External | Summer | B5 | 200 | 200 | 0 | 53.08 | 52.78 | 8 | 0
2020 | MAPP_US_2_RMPA | MAPP_US | RMPA | External | Summer | B6 | 300 | 200 | 0 | 45.21 | 44.22 | 8 | 0
2020 | MAPP_US_2_RMPA | MAPP_US | RMPA | External | Summer | B7 | 400 | 200 | 200 | 33.43 | 41.93 | 8 | 0.51
2020 | MAPP_US_2_RMPA | MAPP_US | RMPA | External | Summer | B8 | 500 | 200 | 200 | 29.93 | 41.93 | 8 | 4
2020 | MAPP_US_2_RMPA | MAPP_US | RMPA | External | Summer | B9 | 800 | 200 | 200 | 29.93 | 41.93 | 8 | 4
2020 | MAPP_US_2_RMPA | MAPP_US | RMPA | External | Summer | B10 | 1262 | 200 | 200 | 27.09 | 41.37 | 8 | 6.28
2020 | MAPP_US_2_RMPA | MAPP_US | RMPA | External | Winter | B16 | 25 | 200 | 200 | 43.16 | 55.16 | 8 | 4
2020 | MAPP_US_2_RMPA | MAPP_US | RMPA | External | Winter | B17 | 100 | 200 | 200 | 36.33 | 46.79 | 8 | 2.46
2020 | MAPP_US_2_RMPA | MAPP_US | RMPA | External | Winter | B18 | 400 | 200 | 200 | 35.38 | 46.79 | 8 | 3.4
2020 | MAPP_US_2_RMPA | MAPP_US | RMPA | External | Winter | B19 | 700 | 200 | 200 | 35.38 | 46.79 | 8 | 3.4
2020 | MAPP_US_2_RMPA | MAPP_US | RMPA | External | Winter | B20 | 935 | 200 | 200 | 30.53 | 39.3 | 8 | 0.77
2020 | NE_2_RMPA | NE | RMPA | External | Shoulder | B11 | 25 | 310 | 0 | 55.08 | 47.08 | 5 | 0
2020 | NE_2_RMPA | NE | RMPA | External | Shoulder | B12 | 200 | 310 | 0 | 42.02 | 43.61 | 5 | 0
2020 | NE_2_RMPA | NE | RMPA | External | Shoulder | B13 | 600 | 310 | 0 | 40.17 | 43.61 | 5 | 0
2020 | NE_2_RMPA | NE | RMPA | External | Shoulder | B14 | 900 | 310 | 0 | 40.17 | 43.61 | 5 | 0
2020 | NE_2_RMPA | NE | RMPA | External | Shoulder | B15 | 1203 | 310 | 0 | 40.09 | 43.61 | 5 | 0
2020 | NE_2_RMPA | NE | RMPA | External | Summer | B1 | 10 | 310 | 0 | 65.04 | 65.22 | 5 | 0
2020 | NE_2_RMPA | NE | RMPA | External | Summer | B2 | 25 | 310 | 0 | 64.47 | 65.22 | 5 | 0
2020 | NE_2_RMPA | NE | RMPA | External | Summer | B3 | 75 | 310 | 0 | 64.47 | 65.22 | 5 | 0
2020 | NE_2_RMPA | NE | RMPA | External | Summer | B4 | 100 | 310 | 0 | 64.14 | 57.53 | 5 | 0
2020 | NE_2_RMPA | NE | RMPA | External | Summer | B5 | 200 | 310 | 0 | 60.08 | 52.78 | 5 | 0
2020 | NE_2_RMPA | NE | RMPA | External | Summer | B6 | 300 | 310 | 0 | 52.21 | 44.22 | 5 | 0
2020 | NE_2_RMPA | NE | RMPA | External | Summer | B7 | 400 | 310 | 0 | 40.43 | 41.93 | 5 | 0
2020 | NE_2_RMPA | NE | RMPA | External | Summer | B8 | 500 | 310 | 291.25 | 36.93 | 41.93 | 5 | 0
2020 | NE_2_RMPA | NE | RMPA | External | Summer | B9 | 800 | 310 | 298.68 | 36.93 | 41.93 | 5 | 0
2020 | NE_2_RMPA | NE | RMPA | External | Summer | B10 | 1262 | 310 | 310 | 34.09 | 41.37 | 5 | 2.28
2020 | NE_2_RMPA | NE | RMPA | External | Winter | B16 | 25 | 310 | 201.87 | 50.16 | 55.16 | 5 | 0
2020 | NE_2_RMPA | NE | RMPA | External | Winter | B17 | 100 | 310 | 0 | 42.82 | 46.79 | 5 | 0
2020 | NE_2_RMPA | NE | RMPA | External | Winter | B18 | 400 | 310 | 0 | 42.38 | 46.79 | 5 | 0
2020 | NE_2_RMPA | NE | RMPA | External | Winter | B19 | 700 | 310 | 0 | 42.38 | 46.79 | 5 | 0
2020 | NE_2_RMPA | NE | RMPA | External | Winter | B20 | 935 | 310 | 0 | 37.53 | 39.3 | 5 | 0
2020 | NWPP_Coal_2_MAPP_US | NWPP_Coal | MAPP_US | External | Shoulder | B11 | 25 | 150 | 0 | 44.72 | 48.08 | 8 | 0
2020 | NWPP_Coal_2_MAPP_US | NWPP_Coal | MAPP_US | External | Shoulder | B12 | 200 | 150 | 0 | 44.72 | 35.36 | 8 | 0
2020 | NWPP_Coal_2_MAPP_US | NWPP_Coal | MAPP_US | External | Shoulder | B13 | 600 | 150 | 0 | 44.72 | 33.17 | 8 | 0
2020 | NWPP_Coal_2_MAPP_US | NWPP_Coal | MAPP_US | External | Shoulder | B14 | 900 | 150 | 0 | 44.72 | 33.17 | 8 | 0
2020 | NWPP_Coal_2_MAPP_US | NWPP_Coal | MAPP_US | External | Shoulder | B15 | 1203 | 150 | 0 | 44.72 | 33.09 | 8 | 0
2020 | NWPP_Coal_2_MAPP_US | NWPP_Coal | MAPP_US | External | Summer | B1 | 10 | 150 | 0 | 56.46 | 58.04 | 8 | 0
2020 | NWPP_Coal_2_MAPP_US | NWPP_Coal | MAPP_US | External | Summer | B2 | 25 | 150 | 0 | 56.46 | 57.47 | 8 | 0
2020 | NWPP_Coal_2_MAPP_US | NWPP_Coal | MAPP_US | External | Summer | B3 | 75 | 150 | 150 | 44.61 | 57.47 | 8 | 4.86
2020 | NWPP_Coal_2_MAPP_US | NWPP_Coal | MAPP_US | External | Summer | B4 | 100 | 150 | 150 | 44.61 | 57.14 | 8 | 4.53
2020 | NWPP_Coal_2_MAPP_US | NWPP_Coal | MAPP_US | External | Summer | B5 | 200 | 150 | 150 | 44.61 | 53.08 | 8 | 0.47
2020 | NWPP_Coal_2_MAPP_US | NWPP_Coal | MAPP_US | External | Summer | B6 | 300 | 150 | 0 | 44.61 | 45.21 | 8 | 0
2020 | NWPP_Coal_2_MAPP_US | NWPP_Coal | MAPP_US | External | Summer | B7 | 400 | 150 | 0 | 44.61 | 33.43 | 8 | 0
2020 | NWPP_Coal_2_MAPP_US | NWPP_Coal | MAPP_US | External | Summer | B8 | 500 | 150 | 0 | 44.61 | 29.93 | 8 | 0
2020 | NWPP_Coal_2_MAPP_US | NWPP_Coal | MAPP_US | External | Summer | B9 | 800 | 150 | 0 | 44.61 | 29.93 | 8 | 0
2020 | NWPP_Coal_2_MAPP_US | NWPP_Coal | MAPP_US | External | Summer | B10 | 1262 | 150 | 0 | 44.61 | 27.09 | 8 | 0
2020 | NWPP_Coal_2_MAPP_US | NWPP_Coal | MAPP_US | External | Winter | B16 | 25 | 150 | 0 | 47.29 | 43.16 | 8 | 0
2020 | NWPP_Coal_2_MAPP_US | NWPP_Coal | MAPP_US | External | Winter | B17 | 100 | 150 | 0 | 47.29 | 36.33 | 8 | 0
2020 | NWPP_Coal_2_MAPP_US | NWPP_Coal | MAPP_US | External | Winter | B18 | 400 | 150 | 0 | 47.29 | 35.38 | 8 | 0
2020 | NWPP_Coal_2_MAPP_US | NWPP_Coal | MAPP_US | External | Winter | B19 | 700 | 150 | 0 | 47.29 | 35.38 | 8 | 0
2020 | NWPP_Coal_2_MAPP_US | NWPP_Coal | MAPP_US | External | Winter | B20 | 935 | 150 | 0 | 47.29 | 30.53 | 8 | 0
2020 | RMPA_2_MAPP_US | RMPA | MAPP_US | External | Shoulder | B11 | 25 | 200 | 0 | 47.08 | 48.08 | 8 | 0
2020 | RMPA_2_MAPP_US | RMPA | MAPP_US | External | Shoulder | B12 | 200 | 200 | 0 | 43.61 | 35.36 | 8 | 0
2020 | RMPA_2_MAPP_US | RMPA | MAPP_US | External | Shoulder | B13 | 600 | 200 | 0 | 43.61 | 33.17 | 8 | 0
2020 | RMPA_2_MAPP_US | RMPA | MAPP_US | External | Shoulder | B14 | 900 | 200 | 0 | 43.61 | 33.17 | 8 | 0
2020 | RMPA_2_MAPP_US | RMPA | MAPP_US | External | Shoulder | B15 | 1203 | 200 | 0 | 43.61 | 33.09 | 8 | 0
2020 | RMPA_2_MAPP_US | RMPA | MAPP_US | External | Summer | B1 | 10 | 200 | 0 | 65.22 | 58.04 | 8 | 0
2020 | RMPA_2_MAPP_US | RMPA | MAPP_US | External | Summer | B2 | 25 | 200 | 0 | 65.22 | 57.47 | 8 | 0
2020 | RMPA_2_MAPP_US | RMPA | MAPP_US | External | Summer | B3 | 75 | 200 | 0 | 65.22 | 57.47 | 8 | 0
2020 | RMPA_2_MAPP_US | RMPA | MAPP_US | External | Summer | B4 | 100 | 200 | 0 | 57.53 | 57.14 | 8 | 0
2020 | RMPA_2_MAPP_US | RMPA | MAPP_US | External | Summer | B5 | 200 | 200 | 0 | 52.78 | 53.08 | 8 | 0
2020 | RMPA_2_MAPP_US | RMPA | MAPP_US | External | Summer | B6 | 300 | 200 | 0 | 44.22 | 45.21 | 8 | 0
2020 | RMPA_2_MAPP_US | RMPA | MAPP_US | External | Summer | B7 | 400 | 200 | 0 | 41.93 | 33.43 | 8 | 0
2020 | RMPA_2_MAPP_US | RMPA | MAPP_US | External | Summer | B8 | 500 | 200 | 0 | 41.93 | 29.93 | 8 | 0
2020 | RMPA_2_MAPP_US | RMPA | MAPP_US | External | Summer | B9 | 800 | 200 | 0 | 41.93 | 29.93 | 8 | 0
2020 | RMPA_2_MAPP_US | RMPA | MAPP_US | External | Summer | B10 | 1262 | 200 | 0 | 41.37 | 27.09 | 8 | 0
2020 | RMPA_2_MAPP_US | RMPA | MAPP_US | External | Winter | B16 | 25 | 200 | 0 | 55.16 | 43.16 | 8 | 0
2020 | RMPA_2_MAPP_US | RMPA | MAPP_US | External | Winter | B17 | 100 | 200 | 0 | 46.79 | 36.33 | 8 | 0
2020 | RMPA_2_MAPP_US | RMPA | MAPP_US | External | Winter | B18 | 400 | 200 | 0 | 46.79 | 35.38 | 8 | 0
2020 | RMPA_2_MAPP_US | RMPA | MAPP_US | External | Winter | B19 | 700 | 200 | 0 | 46.79 | 35.38 | 8 | 0
2020 | RMPA_2_MAPP_US | RMPA | MAPP_US | External | Winter | B20 | 935 | 200 | 0 | 39.3 | 30.53 | 8 | 0
2020 | RMPA_2_NE | RMPA | NE | External | Shoulder | B11 | 25 | 310 | 278.84 | 47.08 | 55.08 | 8 | 0
2020 | RMPA_2_NE | RMPA | NE | External | Shoulder | B12 | 200 | 310 | 0 | 43.61 | 42.02 | 8 | 0
2020 | RMPA_2_NE | RMPA | NE | External | Shoulder | B13 | 600 | 310 | 0 | 43.61 | 40.17 | 8 | 0
2020 | RMPA_2_NE | RMPA | NE | External | Shoulder | B14 | 900 | 310 | 0 | 43.61 | 40.17 | 8 | 0
2020 | RMPA_2_NE | RMPA | NE | External | Shoulder | B15 | 1203 | 310 | 0 | 43.61 | 40.09 | 8 | 0
2020 | RMPA_2_NE | RMPA | NE | External | Summer | B1 | 10 | 310 | 0 | 65.22 | 65.04 | 8 | 0
2020 | RMPA_2_NE | RMPA | NE | External | Summer | B2 | 25 | 310 | 0 | 65.22 | 64.47 | 8 | 0
2020 | RMPA_2_NE | RMPA | NE | External | Summer | B3 | 75 | 310 | 0 | 65.22 | 64.47 | 8 | 0
2020 | RMPA_2_NE | RMPA | NE | External | Summer | B4 | 100 | 310 | 0 | 57.53 | 64.14 | 8 | 0
2020 | RMPA_2_NE | RMPA | NE | External | Summer | B5 | 200 | 310 | 0 | 52.78 | 60.08 | 8 | 0
2020 | RMPA_2_NE | RMPA | NE | External | Summer | B6 | 300 | 310 | 0.02 | 44.22 | 52.21 | 8 | 0
2020 | RMPA_2_NE | RMPA | NE | External | Summer | B7 | 400 | 310 | 0 | 41.93 | 40.43 | 8 | 0
2020 | RMPA_2_NE | RMPA | NE | External | Summer | B8 | 500 | 310 | 0 | 41.93 | 36.93 | 8 | 0
2020 | RMPA_2_NE | RMPA | NE | External | Summer | B9 | 800 | 310 | 0 | 41.93 | 36.93 | 8 | 0
2020 | RMPA_2_NE | RMPA | NE | External | Summer | B10 | 1262 | 310 | 0 | 41.37 | 34.09 | 8 | 0
2020 | RMPA_2_NE | RMPA | NE | External | Winter | B16 | 25 | 310 | 0 | 55.16 | 50.16 | 8 | 0
2020 | RMPA_2_NE | RMPA | NE | External | Winter | B17 | 100 | 310 | 0 | 46.79 | 42.82 | 8 | 0
2020 | RMPA_2_NE | RMPA | NE | External | Winter | B18 | 400 | 310 | 0 | 46.79 | 42.38 | 8 | 0
2020 | RMPA_2_NE | RMPA | NE | External | Winter | B19 | 700 | 310 | 0 | 46.79 | 42.38 | 8 | 0
2020 | RMPA_2_NE | RMPA | NE | External | Winter | B20 | 935 | 310 | 0 | 39.3 | 37.53 | 8 | 0
2020 | RMPA_2_SPP_N | RMPA | SPP_N | External | Shoulder | B11 | 25 | 210 | 210 | 47.08 | 62.08 | 8 | 7
2020 | RMPA_2_SPP_N | RMPA | SPP_N | External | Shoulder | B12 | 200 | 210 | 0 | 43.61 | 42.03 | 8 | 0
2020 | RMPA_2_SPP_N | RMPA | SPP_N | External | Shoulder | B13 | 600 | 210 | 0 | 43.61 | 40.19 | 8 | 0
2020 | RMPA_2_SPP_N | RMPA | SPP_N | External | Shoulder | B14 | 900 | 210 | 0 | 43.61 | 40.19 | 8 | 0
2020 | RMPA_2_SPP_N | RMPA | SPP_N | External | Shoulder | B15 | 1203 | 210 | 0 | 43.61 | 40.1 | 8 | 0
2020 | RMPA_2_SPP_N | RMPA | SPP_N | External | Summer | B1 | 10 | 210 | 0 | 65.22 | 66.03 | 8 | 0
2020 | RMPA_2_SPP_N | RMPA | SPP_N | External | Summer | B2 | 25 | 210 | 0 | 65.22 | 66.03 | 8 | 0
2020 | RMPA_2_SPP_N | RMPA | SPP_N | External | Summer | B3 | 75 | 210 | 0 | 65.22 | 66.03 | 8 | 0
2020 | RMPA_2_SPP_N | RMPA | SPP_N | External | Summer | B4 | 100 | 210 | 0 | 57.53 | 64.16 | 8 | 0
2020 | RMPA_2_SPP_N | RMPA | SPP_N | External | Summer | B5 | 200 | 210 | 0 | 52.78 | 60.09 | 8 | 0
2020 | RMPA_2_SPP_N | RMPA | SPP_N | External | Summer | B6 | 300 | 210 | 180.19 | 44.22 | 52.22 | 8 | 0
2020 | RMPA_2_SPP_N | RMPA | SPP_N | External | Summer | B7 | 400 | 210 | 0 | 41.93 | 42.39 | 8 | 0
2020 | RMPA_2_SPP_N | RMPA | SPP_N | External | Summer | B8 | 500 | 210 | 0 | 41.93 | 40.2 | 8 | 0
2020 | RMPA_2_SPP_N | RMPA | SPP_N | External | Summer | B9 | 800 | 210 | 0 | 41.93 | 38.85 | 8 | 0
2020 | RMPA_2_SPP_N | RMPA | SPP_N | External | Summer | B10 | 1262 | 210 | 0 | 41.37 | 36.37 | 8 | 0
2020 | RMPA_2_SPP_N | RMPA | SPP_N | External | Winter | B16 | 25 | 210 | 0 | 55.16 | 52.15 | 8 | 0
2020 | RMPA_2_SPP_N | RMPA | SPP_N | External | Winter | B17 | 100 | 210 | 0 | 46.79 | 42.83 | 8 | 0
2020 | RMPA_2_SPP_N | RMPA | SPP_N | External | Winter | B18 | 400 | 210 | 0 | 46.79 | 42.74 | 8 | 0
2020 | RMPA_2_SPP_N | RMPA | SPP_N | External | Winter | B19 | 700 | 210 | 0 | 46.79 | 42.39 | 8 | 0
2020 | RMPA_2_SPP_N | RMPA | SPP_N | External | Winter | B20 | 935 | 210 | 0 | 39.3 | 39.41 | 8 | 0
2020 | SPP_N_2_RMPA | SPP_N | RMPA | External | Shoulder | B11 | 25 | 210 | 0 | 62.08 | 47.08 | 5 | 0
2020 | SPP_N_2_RMPA | SPP_N | RMPA | External | Shoulder | B12 | 200 | 210 | 0 | 42.03 | 43.61 | 5 | 0
2020 | SPP_N_2_RMPA | SPP_N | RMPA | External | Shoulder | B13 | 600 | 210 | 0 | 40.19 | 43.61 | 5 | 0
2020 | SPP_N_2_RMPA | SPP_N | RMPA | External | Shoulder | B14 | 900 | 210 | 0 | 40.19 | 43.61 | 5 | 0
2020 | SPP_N_2_RMPA | SPP_N | RMPA | External | Shoulder | B15 | 1203 | 210 | 0 | 40.1 | 43.61 | 5 | 0
2020 | SPP_N_2_RMPA | SPP_N | RMPA | External | Summer | B1 | 10 | 210 | 0 | 66.03 | 65.22 | 5 | 0
2020 | SPP_N_2_RMPA | SPP_N | RMPA | External | Summer | B2 | 25 | 210 | 0 | 66.03 | 65.22 | 5 | 0
2020 | SPP_N_2_RMPA | SPP_N | RMPA | External | Summer | B3 | 75 | 210 | 0 | 66.03 | 65.22 | 5 | 0
2020 | SPP_N_2_RMPA | SPP_N | RMPA | External | Summer | B4 | 100 | 210 | 0 | 64.16 | 57.53 | 5 | 0
2020 | SPP_N_2_RMPA | SPP_N | RMPA | External | Summer | B5 | 200 | 210 | 0 | 60.09 | 52.78 | 5 | 0
2020 | SPP_N_2_RMPA | SPP_N | RMPA | External | Summer | B6 | 300 | 210 | 0 | 52.22 | 44.22 | 5 | 0
2020 | SPP_N_2_RMPA | SPP_N | RMPA | External | Summer | B7 | 400 | 210 | 0 | 42.39 | 41.93 | 5 | 0
2020 | SPP_N_2_RMPA | SPP_N | RMPA | External | Summer | B8 | 500 | 210 | 0 | 40.2 | 41.93 | 5 | 0
2020 | SPP_N_2_RMPA | SPP_N | RMPA | External | Summer | B9 | 800 | 210 | 0 | 38.85 | 41.93 | 5 | 0
2020 | SPP_N_2_RMPA | SPP_N | RMPA | External | Summer | B10 | 1262 | 210 | 79.82 | 36.37 | 41.37 | 5 | 0
2020 | SPP_N_2_RMPA | SPP_N | RMPA | External | Winter | B16 | 25 | 210 | 0 | 52.15 | 55.16 | 5 | 0
2020 | SPP_N_2_RMPA | SPP_N | RMPA | External | Winter | B17 | 100 | 210 | 0 | 42.83 | 46.79 | 5 | 0
2020 | SPP_N_2_RMPA | SPP_N | RMPA | External | Winter | B18 | 400 | 210 | 0 | 42.74 | 46.79 | 5 | 0
2020 | SPP_N_2_RMPA | SPP_N | RMPA | External | Winter | B19 | 700 | 210 | 0 | 42.39 | 46.79 | 5 | 0
2020 | SPP_N_2_RMPA | SPP_N | RMPA | External | Winter | B20 | 935 | 210 | 0 | 39.41 | 39.3 | 5 | 0
2020 | SPP_S_2_ERCOT | SPP_S | ERCOT | External | Shoulder | B11 | 25 | 800 | 0 | 57.84 | 58.4 | 5 | 0
2020 | SPP_S_2_ERCOT | SPP_S | ERCOT | External | Shoulder | B12 | 200 | 800 | 0 | 42.02 | 43.63 | 5 | 0
2020 | SPP_S_2_ERCOT | SPP_S | ERCOT | External | Shoulder | B13 | 600 | 800 | 0 | 40.2 | 40.04 | 5 | 0
2020 | SPP_S_2_ERCOT | SPP_S | ERCOT | External | Shoulder | B14 | 900 | 800 | 0 | 40.2 | 40.04 | 5 | 0
2020 | SPP_S_2_ERCOT | SPP_S | ERCOT | External | Shoulder | B15 | 1203 | 800 | 0 | 40.11 | 40.04 | 5 | 0
2020 | SPP_S_2_ERCOT | SPP_S | ERCOT | External | Summer | B1 | 10 | 800 | 0.01 | 63.21 | 67.49 | 5 | 0
2020 | SPP_S_2_ERCOT | SPP_S | ERCOT | External | Summer | B2 | 25 | 800 | 0 | 64.56 | 64.82 | 5 | 0
2020 | SPP_S_2_ERCOT | SPP_S | ERCOT | External | Summer | B3 | 75 | 800 | 0 | 56.69 | 56.77 | 5 | 0
2020 | SPP_S_2_ERCOT | SPP_S | ERCOT | External | Summer | B4 | 100 | 800 | 0 | 56.69 | 56.77 | 5 | 0
2020 | SPP_S_2_ERCOT | SPP_S | ERCOT | External | Summer | B5 | 200 | 800 | 0 | 55.88 | 56.77 | 5 | 0
2020 | SPP_S_2_ERCOT | SPP_S | ERCOT | External | Summer | B6 | 300 | 800 | 0 | 52.23 | 56.77 | 5 | 0
2020 | SPP_S_2_ERCOT | SPP_S | ERCOT | External | Summer | B7 | 400 | 800 | 572.62 | 42.41 | 47.41 | 5 | 0
2020 | SPP_S_2_ERCOT | SPP_S | ERCOT | External | Summer | B8 | 500 | 800 | 0 | 40.22 | 42.4 | 5 | 0
2020 | SPP_S_2_ERCOT | SPP_S | ERCOT | External | Summer | B9 | 800 | 800 | 0 | 38.86 | 38.95 | 5 | 0
2020 | SPP_S_2_ERCOT | SPP_S | ERCOT | External | Summer | B10 | 1262 | 800 | 0 | 38.77 | 38.95 | 5 | 0
2020 | SPP_S_2_ERCOT | SPP_S | ERCOT | External | Winter | B16 | 25 | 800 | 0 | 52.14 | 55.36 | 5 | 0
2020 | SPP_S_2_ERCOT | SPP_S | ERCOT | External | Winter | B17 | 100 | 800 | 0 | 42.84 | 42.4 | 5 | 0
2020 | SPP_S_2_ERCOT | SPP_S | ERCOT | External | Winter | B18 | 400 | 800 | 0 | 42.75 | 42.4 | 5 | 0
2020 | SPP_S_2_ERCOT | SPP_S | ERCOT | External | Winter | B19 | 700 | 800 | 0 | 42.41 | 42.4 | 5 | 0
2020 | SPP_S_2_ERCOT | SPP_S | ERCOT | External | Winter | B20 | 935 | 800 | 0 | 39.42 | 42.4 | 5 | 0
2025 | AZ_NM_SNV_Coal_2_SPP_S | AZ_NM_SNV_Coal | SPP_S | External | Shoulder | B11 | 25 | 400 | 400 | 54.36 | 64.7 | 8.17 | 2.18
2025 | AZ_NM_SNV_Coal_2_SPP_S | AZ_NM_SNV_Coal | SPP_S | External | Shoulder | B12 | 200 | 400 | 0 | 52.63 | 48.47 | 8.17 | 0
2025 | AZ_NM_SNV_Coal_2_SPP_S | AZ_NM_SNV_Coal | SPP_S | External | Shoulder | B13 | 600 | 400 | 0 | 52.63 | 45.19 | 8.17 | 0
2025 | AZ_NM_SNV_Coal_2_SPP_S | AZ_NM_SNV_Coal | SPP_S | External | Shoulder | B14 | 900 | 400 | 0 | 52.63 | 44.88 | 8.17 | 0
2025 | AZ_NM_SNV_Coal_2_SPP_S | AZ_NM_SNV_Coal | SPP_S | External | Shoulder | B15 | 1203 | 400 | 0 | 46.41 | 44.78 | 8.17 | 0
2025 | AZ_NM_SNV_Coal_2_SPP_S | AZ_NM_SNV_Coal | SPP_S | External | Summer | B1 | 10 | 400 | 0 | 76.88 | 72.25 | 8.17 | 0
2025 | AZ_NM_SNV_Coal_2_SPP_S | AZ_NM_SNV_Coal | SPP_S | External | Summer | B2 | 25 | 400 | 0 | 76.88 | 72.25 | 8.17 | 0
2025 | AZ_NM_SNV_Coal_2_SPP_S | AZ_NM_SNV_Coal | SPP_S | External | Summer | B3 | 75 | 400 | 0 | 74.08 | 72.25 | 8.17 | 0
2025 | AZ_NM_SNV_Coal_2_SPP_S | AZ_NM_SNV_Coal | SPP_S | External | Summer | B4 | 100 | 400 | 0 | 71.8 | 71.31 | 8.17 | 0
2025 | AZ_NM_SNV_Coal_2_SPP_S | AZ_NM_SNV_Coal | SPP_S | External | Summer | B5 | 200 | 400 | 0 | 63.64 | 62.49 | 8.17 | 0
2025 | AZ_NM_SNV_Coal_2_SPP_S | AZ_NM_SNV_Coal | SPP_S | External | Summer | B6 | 300 | 400 | 0 | 56.13 | 61.21 | 8.17 | 0
2025 | AZ_NM_SNV_Coal_2_SPP_S | AZ_NM_SNV_Coal | SPP_S | External | Summer | B7 | 400 | 400 | 0 | 55.5 | 50.22 | 8.17 | 0
2025 | AZ_NM_SNV_Coal_2_SPP_S | AZ_NM_SNV_Coal | SPP_S | External | Summer | B8 | 500 | 400 | 0 | 55.48 | 44.89 | 8.17 | 0
2025 | AZ_NM_SNV_Coal_2_SPP_S | AZ_NM_SNV_Coal | SPP_S | External | Summer | B9 | 800 | 400 | 0 | 55.47 | 43.37 | 8.17 | 0
2025 | AZ_NM_SNV_Coal_2_SPP_S | AZ_NM_SNV_Coal | SPP_S | External | Summer | B10 | 1262 | 400 | 0 | 47.51 | 43.27 | 8.17 | 0
2025 | AZ_NM_SNV_Coal_2_SPP_S | AZ_NM_SNV_Coal | SPP_S | External | Winter | B16 | 25 | 400 | 0 | 56.95 | 64.26 | 8.17 | 0
2025 | AZ_NM_SNV_Coal_2_SPP_S | AZ_NM_SNV_Coal | SPP_S | External | Winter | B17 | 100 | 400 | 0 | 55.67 | 48.56 | 8.17 | 0
2025 | AZ_NM_SNV_Coal_2_SPP_S | AZ_NM_SNV_Coal | SPP_S | External | Winter | B18 | 400 | 400 | 0 | 55.48 | 47.83 | 8.17 | 0
2025 | AZ_NM_SNV_Coal_2_SPP_S | AZ_NM_SNV_Coal | SPP_S | External | Winter | B19 | 700 | 400 | 0 | 55.48 | 47.73 | 8.17 | 0
2025 | AZ_NM_SNV_Coal_2_SPP_S | AZ_NM_SNV_Coal | SPP_S | External | Winter | B20 | 935 | 400 | 0 | 49.65 | 43.35 | 8.17 | 0
2025 | ERCOT_2_SPP_S | ERCOT | SPP_S | External | Shoulder | B11 | 25 | 800 | 0 | 65.35 | 64.7 | 8 | 0
2025 | ERCOT_2_SPP_S | ERCOT | SPP_S | External | Shoulder | B12 | 200 | 800 | 0 | 53.67 | 48.47 | 8 | 0
2025 | ERCOT_2_SPP_S | ERCOT | SPP_S | External | Shoulder | B13 | 600 | 800 | 0 | 44.71 | 45.19 | 8 | 0
2025 | ERCOT_2_SPP_S | ERCOT | SPP_S | External | Shoulder | B14 | 900 | 800 | 0 | 44.71 | 44.88 | 8 | 0
2025 | ERCOT_2_SPP_S | ERCOT | SPP_S | External | Shoulder | B15 | 1203 | 800 | 0 | 44.71 | 44.78 | 8 | 0
2025 | ERCOT_2_SPP_S | ERCOT | SPP_S | External | Summer | B1 | 10 | 800 | 0 | 74.84 | 72.25 | 8 | 0
2025 | ERCOT_2_SPP_S | ERCOT | SPP_S | External | Summer | B2 | 25 | 800 | 0 | 74.84 | 72.25 | 8 | 0
2025 | ERCOT_2_SPP_S | ERCOT | SPP_S | External | Summer | B3 | 75 | 800 | 0 | 71.64 | 72.25 | 8 | 0
2025 | ERCOT_2_SPP_S | ERCOT | SPP_S | External | Summer | B4 | 100 | 800 | 0 | 63.53 | 71.31 | 8 | 0
2025 | ERCOT_2_SPP_S | ERCOT | SPP_S | External | Summer | B5 | 200 | 800 | 0 | 63.53 | 62.49 | 8 | 0
2025 | ERCOT_2_SPP_S | ERCOT | SPP_S | External | Summer | B6 | 300 | 800 | 0 | 63.53 | 61.21 | 8 | 0
2025 | ERCOT_2_SPP_S | ERCOT | SPP_S | External | Summer | B7 | 400 | 800 | 0 | 63.53 | 50.22 | 8 | 0
2025 | ERCOT_2_SPP_S | ERCOT | SPP_S | External | Summer | B8 | 500 | 800 | 0 | 47.41 | 44.89 | 8 | 0
2025 | ERCOT_2_SPP_S | ERCOT | SPP_S | External | Summer | B9 | 800 | 800 | 0 | 43.49 | 43.37 | 8 | 0
2025 | ERCOT_2_SPP_S | ERCOT | SPP_S | External | Summer | B10 | 1262 | 800 | 0 | 43.49 | 43.27 | 8 | 0
2025 | ERCOT_2_SPP_S | ERCOT | SPP_S | External | Winter | B16 | 25 | 800 | 0 | 69.26 | 64.26 | 8 | 0
2025 | ERCOT_2_SPP_S | ERCOT | SPP_S | External | Winter | B17 | 100 | 800 | 0 | 51.63 | 48.56 | 8 | 0
2025 | ERCOT_2_SPP_S | ERCOT | SPP_S | External | Winter | B18 | 400 | 800 | 0 | 47.34 | 47.83 | 8 | 0
2025 | ERCOT_2_SPP_S | ERCOT | SPP_S | External | Winter | B19 | 700 | 800 | 0 | 47.34 | 47.73 | 8 | 0
2025 | ERCOT_2_SPP_S | ERCOT | SPP_S | External | Winter | B20 | 935 | 800 | 0 | 47.34 | 43.35 | 8 | 0
2025 | MAPP_US_2_RMPA | MAPP_US | RMPA | External | Shoulder | B11 | 25 | 200 | 0 | 56.14 | 48.96 | 8 | 0
2025 | MAPP_US_2_RMPA | MAPP_US | RMPA | External | Shoulder | B12 | 200 | 200 | 0 | 42.74 | 46.59 | 8 | 0
2025 | MAPP_US_2_RMPA | MAPP_US | RMPA | External | Shoulder | B13 | 600 | 200 | 179.85 | 38.19 | 46.19 | 8 | 0
2025 | MAPP_US_2_RMPA | MAPP_US | RMPA | External | Shoulder | B14 | 900 | 200 | 200 | 37.88 | 46.19 | 8 | 0.31
2025 | MAPP_US_2_RMPA | MAPP_US | RMPA | External | Shoulder | B15 | 1203 | 200 | 58.69 | 37.76 | 45.76 | 8 | 0
2025 | MAPP_US_2_RMPA | MAPP_US | RMPA | External | Summer | B1 | 10 | 200 | 0 | 66.58 | 72.57 | 8 | 0
2025 | MAPP_US_2_RMPA | MAPP_US | RMPA | External | Summer | B2 | 25 | 200 | 0 | 66.58 | 68.71 | 8 | 0
2025 | MAPP_US_2_RMPA | MAPP_US | RMPA | External | Summer | B3 | 75 | 200 | 0 | 65.42 | 65.92 | 8 | 0
2025 | MAPP_US_2_RMPA | MAPP_US | RMPA | External | Summer | B4 | 100 | 200 | 0 | 65.42 | 63.64 | 8 | 0
2025 | MAPP_US_2_RMPA | MAPP_US | RMPA | External | Summer | B5 | 200 | 200 | 0 | 61.59 | 55.36 | 8 | 0
2025 | MAPP_US_2_RMPA | MAPP_US | RMPA | External | Summer | B6 | 300 | 200 | 0 | 54.19 | 47.31 | 8 | 0
2025 | MAPP_US_2_RMPA | MAPP_US | RMPA | External | Summer | B7 | 400 | 200 | 0 | 42.14 | 47.04 | 8 | 0
2025 | MAPP_US_2_RMPA | MAPP_US | RMPA | External | Summer | B8 | 500 | 200 | 200 | 35.15 | 47.04 | 8 | 3.89
2025 | MAPP_US_2_RMPA | MAPP_US | RMPA | External | Summer | B9 | 800 | 200 | 200 | 35.15 | 47.04 | 8 | 3.89
2025 | MAPP_US_2_RMPA | MAPP_US | RMPA | External | Summer | B10 | 1262 | 200 | 200 | 28.55 | 39.74 | 8 | 3.19
2025 | MAPP_US_2_RMPA | MAPP_US | RMPA | External | Winter | B16 | 25 | 200 | 0 | 55.48 | 52.57 | 8 | 0
2025 | MAPP_US_2_RMPA | MAPP_US | RMPA | External | Winter | B17 | 100 | 200 | 200 | 43.88 | 52.57 | 8 | 0.7
2025 | MAPP_US_2_RMPA | MAPP_US | RMPA | External | Winter | B18 | 400 | 200 | 200 | 40.7 | 52.47 | 8 | 3.77
2025 | MAPP_US_2_RMPA | MAPP_US | RMPA | External | Winter | B19 | 700 | 200 | 200 | 40.7 | 52.47 | 8 | 3.77
2025 | MAPP_US_2_RMPA | MAPP_US | RMPA | External | Winter | B20 | 935 | 200 | 0 | 34.85 | 37.65 | 8 | 0
2025 | NE_2_RMPA | NE | RMPA | External | Shoulder | B11 | 25 | 310 | 0 | 63.14 | 48.96 | 5 | 0
2025 | NE_2_RMPA | NE | RMPA | External | Shoulder | B12 | 200 | 310 | 0 | 49.74 | 46.59 | 5 | 0
2025 | NE_2_RMPA | NE | RMPA | External | Shoulder | B13 | 600 | 310 | 0 | 45.19 | 46.19 | 5 | 0
2025 | NE_2_RMPA | NE | RMPA | External | Shoulder | B14 | 900 | 310 | 0 | 44.88 | 46.19 | 5 | 0
2025 | NE_2_RMPA | NE | RMPA | External | Shoulder | B15 | 1203 | 310 | 0 | 44.76 | 45.76 | 5 | 0
2025 | NE_2_RMPA | NE | RMPA | External | Summer | B1 | 10 | 310 | 0 | 73.58 | 72.57 | 5 | 0
2025 | NE_2_RMPA | NE | RMPA | External | Summer | B2 | 25 | 310 | 0 | 73.58 | 68.71 | 5 | 0
2025 | NE_2_RMPA | NE | RMPA | External | Summer | B3 | 75 | 310 | 0 | 72.42 | 65.92 | 5 | 0
2025 | NE_2_RMPA | NE | RMPA | External | Summer | B4 | 100 | 310 | 0 | 72.42 | 63.64 | 5 | 0
2025 | NE_2_RMPA | NE | RMPA | External | Summer | B5 | 200 | 310 | 0 | 68.59 | 55.36 | 5 | 0
2025 | NE_2_RMPA | NE | RMPA | External | Summer | B6 | 300 | 310 | 0 | 61.19 | 47.31 | 5 | 0
2025 | NE_2_RMPA | NE | RMPA | External | Summer | B7 | 400 | 310 | 0 | 49.14 | 47.04 | 5 | 0
2025 | NE_2_RMPA | NE | RMPA | External | Summer | B8 | 500 | 310 | 0 | 42.15 | 47.04 | 5 | 0
2025 | NE_2_RMPA | NE | RMPA | External | Summer | B9 | 800 | 310 | 0 | 42.15 | 47.04 | 5 | 0
2025 | NE_2_RMPA | NE | RMPA | External | Summer | B10 | 1262 | 310 | 0 | 35.55 | 39.74 | 5 | 0
2025 | NE_2_RMPA | NE | RMPA | External | Winter | B16 | 25 | 310 | 0 | 62.48 | 52.57 | 5 | 0
2025 | NE_2_RMPA | NE | RMPA | External | Winter | B17 | 100 | 310 | 0 | 48.54 | 52.57 | 5 | 0
2025 | NE_2_RMPA | NE | RMPA | External | Winter | B18 | 400 | 310 | 0 | 47.7 | 52.47 | 5 | 0
2025 | NE_2_RMPA | NE | RMPA | External | Winter | B19 | 700 | 310 | 0 | 47.7 | 52.47 | 5 | 0
2025 | NE_2_RMPA | NE | RMPA | External | Winter | B20 | 935 | 310 | 0 | 41.85 | 37.65 | 5 | 0
2025 | NWPP_Coal_2_MAPP_US | NWPP_Coal | MAPP_US | External | Shoulder | B11 | 25 | 150 | 0 | 54.35 | 56.14 | 8 | 0
2025 | NWPP_Coal_2_MAPP_US | NWPP_Coal | MAPP_US | External | Shoulder | B12 | 200 | 150 | 0 | 54.35 | 42.74 | 8 | 0
2025 | NWPP_Coal_2_MAPP_US | NWPP_Coal | MAPP_US | External | Shoulder | B13 | 600 | 150 | 0 | 54.35 | 38.19 | 8 | 0
2025 | NWPP_Coal_2_MAPP_US | NWPP_Coal | MAPP_US | External | Shoulder | B14 | 900 | 150 | 0 | 54.35 | 37.88 | 8 | 0
2025 | NWPP_Coal_2_MAPP_US | NWPP_Coal | MAPP_US | External | Shoulder | B15 | 1203 | 150 | 0 | 54.35 | 37.76 | 8 | 0
2025 | NWPP_Coal_2_MAPP_US | NWPP_Coal | MAPP_US | External | Summer | B1 | 10 | 150 | 0 | 59.59 | 66.58 | 8 | 0
2025 | NWPP_Coal_2_MAPP_US | NWPP_Coal | MAPP_US | External | Summer | B2 | 25 | 150 | 0 | 59.59 | 66.58 | 8 | 0
2025 | NWPP_Coal_2_MAPP_US | NWPP_Coal | MAPP_US | External | Summer | B3 | 75 | 150 | 150 | 55.47 | 65.42 | 8 | 1.94
2025 | NWPP_Coal_2_MAPP_US | NWPP_Coal | MAPP_US | External | Summer | B4 | 100 | 150 | 150 | 55.47 | 65.42 | 8 | 1.94
2025 | NWPP_Coal_2_MAPP_US | NWPP_Coal | MAPP_US | External | Summer | B5 | 200 | 150 | 0 | 55.47 | 61.59 | 8 | 0
2025 | NWPP_Coal_2_MAPP_US | NWPP_Coal | MAPP_US | External | Summer | B6 | 300 | 150 | 0 | 55.47 | 54.19 | 8 | 0
2025 | NWPP_Coal_2_MAPP_US | NWPP_Coal | MAPP_US | External | Summer | B7 | 400 | 150 | 0 | 55.47 | 42.14 | 8 | 0
2025 | NWPP_Coal_2_MAPP_US | NWPP_Coal | MAPP_US | External | Summer | B8 | 500 | 150 | 0 | 55.47 | 35.15 | 8 | 0
2025 | NWPP_Coal_2_MAPP_US | NWPP_Coal | MAPP_US | External | Summer | B9 | 800 | 150 | 0 | 55.47 | 35.15 | 8 | 0
2025 | NWPP_Coal_2_MAPP_US | NWPP_Coal | MAPP_US | External | Summer | B10 | 1262 | 150 | 0 | 55.47 | 28.55 | 8 | 0
2025 | NWPP_Coal_2_MAPP_US | NWPP_Coal | MAPP_US | External | Winter | B16 | 25 | 150 | 0 | 57.82 | 55.48 | 8 | 0
2025 | NWPP_Coal_2_MAPP_US | NWPP_Coal | MAPP_US | External | Winter | B17 | 100 | 150 | 0 | 57.82 | 43.88 | 8 | 0
2025 | NWPP_Coal_2_MAPP_US | NWPP_Coal | MAPP_US | External | Winter | B18 | 400 | 150 | 0 | 57.82 | 40.7 | 8 | 0
2025 | NWPP_Coal_2_MAPP_US | NWPP_Coal | MAPP_US | External | Winter | B19 | 700 | 150 | 0 | 57.82 | 40.7 | 8 | 0
2025 | NWPP_Coal_2_MAPP_US | NWPP_Coal | MAPP_US | External | Winter | B20 | 935 | 150 | 0 | 57.82 | 34.85 | 8 | 0
2025 | RMPA_2_MAPP_US | RMPA | MAPP_US | External | Shoulder | B11 | 25 | 200 | 0 | 48.96 | 56.14 | 8 | 0
2025 | RMPA_2_MAPP_US | RMPA | MAPP_US | External | Shoulder | B12 | 200 | 200 | 0 | 46.59 | 42.74 | 8 | 0
2025 | RMPA_2_MAPP_US | RMPA | MAPP_US | External | Shoulder | B13 | 600 | 200 | 0 | 46.19 | 38.19 | 8 | 0
2025 | RMPA_2_MAPP_US | RMPA | MAPP_US | External | Shoulder | B14 | 900 | 200 | 0 | 46.19 | 37.88 | 8 | 0
2025 | RMPA_2_MAPP_US | RMPA | MAPP_US | External | Shoulder | B15 | 1203 | 200 | 0 | 45.76 | 37.76 | 8 | 0
2025 | RMPA_2_MAPP_US | RMPA | MAPP_US | External | Summer | B1 | 10 | 200 | 0 | 72.57 | 66.58 | 8 | 0
2025 | RMPA_2_MAPP_US | RMPA | MAPP_US | External | Summer | B2 | 25 | 200 | 0 | 68.71 | 66.58 | 8 | 0
2025 | RMPA_2_MAPP_US | RMPA | MAPP_US | External | Summer | B3 | 75 | 200 | 0 | 65.92 | 65.42 | 8 | 0
2025 | RMPA_2_MAPP_US | RMPA | MAPP_US | External | Summer | B4 | 100 | 200 | 0 | 63.64 | 65.42 | 8 | 0
2025 | RMPA_2_MAPP_US | RMPA | MAPP_US | External | Summer | B5 | 200 | 200 | 0 | 55.36 | 61.59 | 8 | 0
2025 | RMPA_2_MAPP_US | RMPA | MAPP_US | External | Summer | B6 | 300 | 200 | 0 | 47.31 | 54.19 | 8 | 0
2025 | RMPA_2_MAPP_US | RMPA | MAPP_US | External | Summer | B7 | 400 | 200 | 0 | 47.04 | 42.14 | 8 | 0
2025 | RMPA_2_MAPP_US | RMPA | MAPP_US | External | Summer | B8 | 500 | 200 | 0 | 47.04 | 35.15 | 8 | 0
2025 | RMPA_2_MAPP_US | RMPA | MAPP_US | External | Summer | B9 | 800 | 200 | 0 | 47.04 | 35.15 | 8 | 0
2025 | RMPA_2_MAPP_US | RMPA | MAPP_US | External | Summer | B10 | 1262 | 200 | 0 | 39.74 | 28.55 | 8 | 0
2025 | RMPA_2_MAPP_US | RMPA | MAPP_US | External | Winter | B16 | 25 | 200 | 0 | 52.57 | 55.48 | 8 | 0
2025 | RMPA_2_MAPP_US | RMPA | MAPP_US | External | Winter | B17 | 100 | 200 | 0 | 52.57 | 43.88 | 8 | 0
2025 | RMPA_2_MAPP_US | RMPA | MAPP_US | External | Winter | B18 | 400 | 200 | 0 | 52.47 | 40.7 | 8 | 0
2025 | RMPA_2_MAPP_US | RMPA | MAPP_US | External | Winter | B19 | 700 | 200 | 0 | 52.47 | 40.7 | 8 | 0
2025 | RMPA_2_MAPP_US | RMPA | MAPP_US | External | Winter | B20 | 935 | 200 | 0 | 37.65 | 34.85 | 8 | 0
2025 | RMPA_2_NE | RMPA | NE | External | Shoulder | B11 | 25 | 310 | 310 | 48.96 | 63.14 | 8 | 6.18
2025 | RMPA_2_NE | RMPA | NE | External | Shoulder | B12 | 200 | 310 | 0 | 46.59 | 49.74 | 8 | 0
2025 | RMPA_2_NE | RMPA | NE | External | Shoulder | B13 | 600 | 310 | 0 | 46.19 | 45.19 | 8 | 0
2025 | RMPA_2_NE | RMPA | NE | External | Shoulder | B14 | 900 | 310 | 0 | 46.19 | 44.88 | 8 | 0
2025 | RMPA_2_NE | RMPA | NE | External | Shoulder | B15 | 1203 | 310 | 0 | 45.76 | 44.76 | 8 | 0
2025 | RMPA_2_NE | RMPA | NE | External | Summer | B1 | 10 | 310 | 0 | 72.57 | 73.58 | 8 | 0
2025 | RMPA_2_NE | RMPA | NE | External | Summer | B2 | 25 | 310 | 0 | 68.71 | 73.58 | 8 | 0
2025 | RMPA_2_NE | RMPA | NE | External | Summer | B3 | 75 | 310 | 0 | 65.92 | 72.42 | 8 | 0
2025 | RMPA_2_NE | RMPA | NE | External | Summer | B4 | 100 | 310 | 310 | 63.64 | 72.42 | 8 | 0.78
2025 | RMPA_2_NE | RMPA | NE | External | Summer | B5 | 200 | 310 | 310 | 55.36 | 68.59 | 8 | 5.23
2025 | RMPA_2_NE | RMPA | NE | External | Summer | B6 | 300 | 310 | 310 | 47.31 | 61.19 | 8 | 5.88
2025 | RMPA_2_NE | RMPA | NE | External | Summer | B7 | 400 | 310 | 0 | 47.04 | 49.14 | 8 | 0
2025 | RMPA_2_NE | RMPA | NE | External | Summer | B8 | 500 | 310 | 0 | 47.04 | 42.15 | 8 | 0
2025 | RMPA_2_NE | RMPA | NE | External | Summer | B9 | 800 | 310 | 0 | 47.04 | 42.15 | 8 | 0
2025 | RMPA_2_NE | RMPA | NE | External | Summer | B10 | 1262 | 310 | 0 | 39.74 | 35.55 | 8 | 0
2025 | RMPA_2_NE | RMPA | NE | External | Winter | B16 | 25 | 310 | 310 | 52.57 | 62.48 | 8 | 1.9
2025 | RMPA_2_NE | RMPA | NE | External | Winter | B17 | 100 | 310 | 0 | 52.57 | 48.54 | 8 | 0
2025 | RMPA_2_NE | RMPA | NE | External | Winter | B18 | 400 | 310 | 0 | 52.47 | 47.7 | 8 | 0
2025 | RMPA_2_NE | RMPA | NE | External | Winter | B19 | 700 | 310 | 0 | 52.47 | 47.7 | 8 | 0
2025 | RMPA_2_NE | RMPA | NE | External | Winter | B20 | 935 | 310 | 0 | 37.65 | 41.85 | 8 | 0
2025 | RMPA_2_SPP_N | RMPA | SPP_N | External | Shoulder | B11 | 25 | 210 | 210 | 48.96 | 70.09 | 8 | 13.13
2025 | RMPA_2_SPP_N | RMPA | SPP_N | External | Shoulder | B12 | 200 | 210 | 0 | 46.59 | 49.75 | 8 | 0
2025 | RMPA_2_SPP_N | RMPA | SPP_N | External | Shoulder | B13 | 600 | 210 | 0 | 46.19 | 45.2 | 8 | 0
2025 | RMPA_2_SPP_N | RMPA | SPP_N | External | Shoulder | B14 | 900 | 210 | 0 | 46.19 | 44.89 | 8 | 0
2025 | RMPA_2_SPP_N | RMPA | SPP_N | External | Shoulder | B15 | 1203 | 210 | 0 | 45.76 | 44.77 | 8 | 0
2025 | RMPA_2_SPP_N | RMPA | SPP_N | External | Summer | B1 | 10 | 210 | 0 | 72.57 | 73.59 | 8 | 0
2025 | RMPA_2_SPP_N | RMPA | SPP_N | External | Summer | B2 | 25 | 210 | 0 | 68.71 | 73.59 | 8 | 0
2025 | RMPA_2_SPP_N | RMPA | SPP_N | External | Summer | B3 | 75 | 210 | 0 | 65.92 | 73.59 | 8 | 0
2025 | RMPA_2_SPP_N | RMPA | SPP_N | External | Summer | B4 | 100 | 210 | 210 | 63.64 | 73.59 | 8 | 1.96
2025 | RMPA_2_SPP_N | RMPA | SPP_N | External | Summer | B5 | 200 | 210 | 210 | 55.36 | 68.61 | 8 | 5.25
2025 | RMPA_2_SPP_N | RMPA | SPP_N | External | Summer | B6 | 300 | 210 | 210 | 47.31 | 61.2 | 8 | 5.9
2025 | RMPA_2_SPP_N | RMPA | SPP_N | External | Summer | B7 | 400 | 210 | 0 | 47.04 | 50.21 | 8 | 0
2025 | RMPA_2_SPP_N | RMPA | SPP_N | External | Summer | B8 | 500 | 210 | 0 | 47.04 | 44.88 | 8 | 0
2025 | RMPA_2_SPP_N | RMPA | SPP_N | External | Summer | B9 | 800 | 210 | 0 | 47.04 | 43.36 | 8 | 0
2025 | RMPA_2_SPP_N | RMPA | SPP_N | External | Summer | B10 | 1262 | 210 | 0 | 39.74 | 42.55 | 8 | 0
2025 | RMPA_2_SPP_N | RMPA | SPP_N | External | Winter | B16 | 25 | 210 | 210 | 52.57 | 64.26 | 8 | 3.69
2025 | RMPA_2_SPP_N | RMPA | SPP_N | External | Winter | B17 | 100 | 210 | 0 | 52.57 | 48.55 | 8 | 0
2025 | RMPA_2_SPP_N | RMPA | SPP_N | External | Winter | B18 | 400 | 210 | 0 | 52.47 | 47.82 | 8 | 0
2025 | RMPA_2_SPP_N | RMPA | SPP_N | External | Winter | B19 | 700 | 210 | 0 | 52.47 | 47.71 | 8 | 0
2025 | RMPA_2_SPP_N | RMPA | SPP_N | External | Winter | B20 | 935 | 210 | 0 | 37.65 | 43.33 | 8 | 0
2025 | SPP_N_2_RMPA | SPP_N | RMPA | External | Shoulder | B11 | 25 | 210 | 0 | 70.09 | 48.96 | 5 | 0
2025 | SPP_N_2_RMPA | SPP_N | RMPA | External | Shoulder | B12 | 200 | 210 | 0 | 49.75 | 46.59 | 5 | 0
2025 | SPP_N_2_RMPA | SPP_N | RMPA | External | Shoulder | B13 | 600 | 210 | 0 | 45.2 | 46.19 | 5 | 0
2025 | SPP_N_2_RMPA | SPP_N | RMPA | External | Shoulder | B14 | 900 | 210 | 0 | 44.89 | 46.19 | 5 | 0
2025 | SPP_N_2_RMPA | SPP_N | RMPA | External | Shoulder | B15 | 1203 | 210 | 0 | 44.77 | 45.76 | 5 | 0
2025 | SPP_N_2_RMPA | SPP_N | RMPA | External | Summer | B1 | 10 | 210 | 0 | 73.59 | 72.57 | 5 | 0
2025 | SPP_N_2_RMPA | SPP_N | RMPA | External | Summer | B2 | 25 | 210 | 0 | 73.59 | 68.71 | 5 | 0
2025 | SPP_N_2_RMPA | SPP_N | RMPA | External | Summer | B3 | 75 | 210 | 0 | 73.59 | 65.92 | 5 | 0
2025 | SPP_N_2_RMPA | SPP_N | RMPA | External | Summer | B4 | 100 | 210 | 0 | 73.59 | 63.64 | 5 | 0
2025 | SPP_N_2_RMPA | SPP_N | RMPA | External | Summer | B5 | 200 | 210 | 0 | 68.61 | 55.36 | 5 | 0
2025 | SPP_N_2_RMPA | SPP_N | RMPA | External | Summer | B6 | 300 | 210 | 0 | 61.2 | 47.31 | 5 | 0
2025 | SPP_N_2_RMPA | SPP_N | RMPA | External | Summer | B7 | 400 | 210 | 0 | 50.21 | 47.04 | 5 | 0
2025 | SPP_N_2_RMPA | SPP_N | RMPA | External | Summer | B8 | 500 | 210 | 0 | 44.88 | 47.04 | 5 | 0
2025 | SPP_N_2_RMPA | SPP_N | RMPA | External | Summer | B9 | 800 | 210 | 0 | 43.36 | 47.04 | 5 | 0
2025 | SPP_N_2_RMPA | SPP_N | RMPA | External | Summer | B10 | 1262 | 210 | 0 | 42.55 | 39.74 | 5 | 0
2025 | SPP_N_2_RMPA | SPP_N | RMPA | External | Winter | B16 | 25 | 210 | 0 | 64.26 | 52.57 | 5 | 0
2025 | SPP_N_2_RMPA | SPP_N | RMPA | External | Winter | B17 | 100 | 210 | 0 | 48.55 | 52.57 | 5 | 0
2025 | SPP_N_2_RMPA | SPP_N | RMPA | External | Winter | B18 | 400 | 210 | 0 | 47.82 | 52.47 | 5 | 0
2025 | SPP_N_2_RMPA | SPP_N | RMPA | External | Winter | B19 | 700 | 210 | 0 | 47.71 | 52.47 | 5 | 0
2025 | SPP_N_2_RMPA | SPP_N | RMPA | External | Winter | B20 | 935 | 210 | 0 | 43.33 | 37.65 | 5 | 0
2025 | SPP_S_2_ERCOT | SPP_S | ERCOT | External | Shoulder | B11 | 25 | 800 | 0 | 64.7 | 65.35 | 5 | 0
2025 | SPP_S_2_ERCOT | SPP_S | ERCOT | External | Shoulder | B12 | 200 | 800 | 800 | 48.47 | 53.67 | 5 | 0.2
2025 | SPP_S_2_ERCOT | SPP_S | ERCOT | External | Shoulder | B13 | 600 | 800 | 0 | 45.19 | 44.71 | 5 | 0
2025 | SPP_S_2_ERCOT | SPP_S | ERCOT | External | Shoulder | B14 | 900 | 800 | 0 | 44.88 | 44.71 | 5 | 0
2025 | SPP_S_2_ERCOT | SPP_S | ERCOT | External | Shoulder | B15 | 1203 | 800 | 0 | 44.78 | 44.71 | 5 | 0
2025 | SPP_S_2_ERCOT | SPP_S | ERCOT | External | Summer | B1 | 10 | 800 | 0 | 72.25 | 74.84 | 5 | 0
2025 | SPP_S_2_ERCOT | SPP_S | ERCOT | External | Summer | B2 | 25 | 800 | 0 | 72.25 | 74.84 | 5 | 0
2025 | SPP_S_2_ERCOT | SPP_S | ERCOT | External | Summer | B3 | 75 | 800 | 0 | 72.25 | 71.64 | 5 | 0
2025 | SPP_S_2_ERCOT | SPP_S | ERCOT | External | Summer | B4 | 100 | 800 | 0 | 71.31 | 63.53 | 5 | 0
2025 | SPP_S_2_ERCOT | SPP_S | ERCOT | External | Summer | B5 | 200 | 800 | 0 | 62.49 | 63.53 | 5 | 0
2025 | SPP_S_2_ERCOT | SPP_S | ERCOT | External | Summer | B6 | 300 | 800 | 0 | 61.21 | 63.53 | 5 | 0
2025 | SPP_S_2_ERCOT | SPP_S | ERCOT | External | Summer | B7 | 400 | 800 | 800 | 50.22 | 63.53 | 5 | 8.31
2025 | SPP_S_2_ERCOT | SPP_S | ERCOT | External | Summer | B8 | 500 | 800 | 0 | 44.89 | 47.41 | 5 | 0
2025 | SPP_S_2_ERCOT | SPP_S | ERCOT | External | Summer | B9 | 800 | 800 | 0 | 43.37 | 43.49 | 5 | 0
2025 | SPP_S_2_ERCOT | SPP_S | ERCOT | External | Summer | B10 | 1262 | 800 | 0 | 43.27 | 43.49 | 5 | 0
2025 | SPP_S_2_ERCOT | SPP_S | ERCOT | External | Winter | B16 | 25 | 800 | 598.07 | 64.26 | 69.26 | 5 | 0
2025 | SPP_S_2_ERCOT | SPP_S | ERCOT | External | Winter | B17 | 100 | 800 | 0 | 48.56 | 51.63 | 5 | 0
2025 | SPP_S_2_ERCOT | SPP_S | ERCOT | External | Winter | B18 | 400 | 800 | 0 | 47.83 | 47.34 | 5 | 0
2025 | SPP_S_2_ERCOT | SPP_S | ERCOT | External | Winter | B19 | 700 | 800 | 0 | 47.73 | 47.34 | 5 | 0
2025 | SPP_S_2_ERCOT | SPP_S | ERCOT | External | Winter | B20 | 935 | 800 | 0 | 43.35 | 47.34 | 5 | 0
2030 | AZ_NM_SNV_Coal_2_SPP_S | AZ_NM_SNV_Coal | SPP_S | External | Shoulder | B11 | 25 | 400 | 400 | 59.91 | 69.41 | 8.17 | 1.33
2030 | AZ_NM_SNV_Coal_2_SPP_S | AZ_NM_SNV_Coal | SPP_S | External | Shoulder | B12 | 200 | 400 | 0 | 58.66 | 50.29 | 8.17 | 0
2030 | AZ_NM_SNV_Coal_2_SPP_S | AZ_NM_SNV_Coal | SPP_S | External | Shoulder | B13 | 600 | 400 | 0 | 58.65 | 48.09 | 8.17 | 0
2030 | AZ_NM_SNV_Coal_2_SPP_S | AZ_NM_SNV_Coal | SPP_S | External | Shoulder | B14 | 900 | 400 | 0 | 58.65 | 48.09 | 8.17 | 0
2030 | AZ_NM_SNV_Coal_2_SPP_S | AZ_NM_SNV_Coal | SPP_S | External | Shoulder | B15 | 1203 | 400 | 0 | 50.6 | 47.98 | 8.17 | 0
2030 | AZ_NM_SNV_Coal_2_SPP_S | AZ_NM_SNV_Coal | SPP_S | External | Summer | B1 | 10 | 400 | 0 | 87.3 | 77.07 | 8.17 | 0
2030 | AZ_NM_SNV_Coal_2_SPP_S | AZ_NM_SNV_Coal | SPP_S | External | Summer | B2 | 25 | 400 | 0 | 87.3 | 77.07 | 8.17 | 0
2030 | AZ_NM_SNV_Coal_2_SPP_S | AZ_NM_SNV_Coal | SPP_S | External | Summer | B3 | 75 | 400 | 0 | 87.3 | 75.95 | 8.17 | 0
2030 | AZ_NM_SNV_Coal_2_SPP_S | AZ_NM_SNV_Coal | SPP_S | External | Summer | B4 | 100 | 400 | 0 | 80.34 | 69.07 | 8.17 | 0
2030 | AZ_NM_SNV_Coal_2_SPP_S | AZ_NM_SNV_Coal | SPP_S | External | Summer | B5 | 200 | 400 | 0 | 74.16 | 67.02 | 8.17 | 0
2030 | AZ_NM_SNV_Coal_2_SPP_S | AZ_NM_SNV_Coal | SPP_S | External | Summer | B6 | 300 | 400 | 0 | 63.93 | 65.25 | 8.17 | 0
2030 | AZ_NM_SNV_Coal_2_SPP_S | AZ_NM_SNV_Coal | SPP_S | External | Summer | B7 | 400 | 400 | 0 | 58.66 | 54.33 | 8.17 | 0
2030 | AZ_NM_SNV_Coal_2_SPP_S | AZ_NM_SNV_Coal | SPP_S | External | Summer | B8 | 500 | 400 | 0 | 58.66 | 47.73 | 8.17 | 0
2030 | AZ_NM_SNV_Coal_2_SPP_S | AZ_NM_SNV_Coal | SPP_S | External | Summer | B9 | 800 | 400 | 0 | 58.64 | 46.46 | 8.17 | 0
2030 | AZ_NM_SNV_Coal_2_SPP_S | AZ_NM_SNV_Coal | SPP_S | External | Summer | B10 | 1262 | 400 | 0 | 51.8 | 43.39 | 8.17 | 0
2030 | AZ_NM_SNV_Coal_2_SPP_S | AZ_NM_SNV_Coal | SPP_S | External | Winter | B16 | 25 | 400 | 0 | 62.58 | 67.76 | 8.17 | 0
2030 | AZ_NM_SNV_Coal_2_SPP_S | AZ_NM_SNV_Coal | SPP_S | External | Winter | B17 | 100 | 400 | 0 | 62.56 | 52.32 | 8.17 | 0
2030 | AZ_NM_SNV_Coal_2_SPP_S | AZ_NM_SNV_Coal | SPP_S | External | Winter | B18 | 400 | 400 | 0 | 62.55 | 51.3 | 8.17 | 0
2030 | AZ_NM_SNV_Coal_2_SPP_S | AZ_NM_SNV_Coal | SPP_S | External | Winter | B19 | 700 | 400 | 0 | 62.55 | 51.18 | 8.17 | 0
2030 | AZ_NM_SNV_Coal_2_SPP_S | AZ_NM_SNV_Coal | SPP_S | External | Winter | B20 | 935 | 400 | 0 | 54.12 | 47.05 | 8.17 | 0
2030 | ERCOT_2_SPP_S | ERCOT | SPP_S | External | Shoulder | B11 | 25 | 800 | 0 | 70.04 | 69.41 | 8 | 0
2030 | ERCOT_2_SPP_S | ERCOT | SPP_S | External | Shoulder | B12 | 200 | 800 | 0 | 56.53 | 50.29 | 8 | 0
2030 | ERCOT_2_SPP_S | ERCOT | SPP_S | External | Shoulder | B13 | 600 | 800 | 0 | 47.87 | 48.09 | 8 | 0
2030 | ERCOT_2_SPP_S | ERCOT | SPP_S | External | Shoulder | B14 | 900 | 800 | 0 | 47.87 | 48.09 | 8 | 0
2030 | ERCOT_2_SPP_S | ERCOT | SPP_S | External | Shoulder | B15 | 1203 | 800 | 0 | 47.87 | 47.98 | 8 | 0
2030 | ERCOT_2_SPP_S | ERCOT | SPP_S | External | Summer | B1 | 10 | 800 | 0 | 79.8 | 77.07 | 8 | 0
2030 | ERCOT_2_SPP_S | ERCOT | SPP_S | External | Summer | B2 | 25 | 800 | 0 | 79.8 | 77.07 | 8 | 0
2030 | ERCOT_2_SPP_S | ERCOT | SPP_S | External | Summer | B3 | 75 | 800 | 0 | 73.5 | 75.95 | 8 | 0
2030 | ERCOT_2_SPP_S | ERCOT | SPP_S | External | Summer | B4 | 100 | 800 | 0 | 68.1 | 69.07 | 8 | 0
2030 | ERCOT_2_SPP_S | ERCOT | SPP_S | External | Summer | B5 | 200 | 800 | 0 | 68.1 | 67.02 | 8 | 0
2030 | ERCOT_2_SPP_S | ERCOT | SPP_S | External | Summer | B6 | 300 | 800 | 0 | 68.1 | 65.25 | 8 | 0
2030 | ERCOT_2_SPP_S | ERCOT | SPP_S | External | Summer | B7 | 400 | 800 | 0 | 68.1 | 54.33 | 8 | 0
2030 | ERCOT_2_SPP_S | ERCOT | SPP_S | External | Summer | B8 | 500 | 800 | 0 | 50.77 | 47.73 | 8 | 0
2030 | ERCOT_2_SPP_S | ERCOT | SPP_S | External | Summer | B9 | 800 | 800 | 0 | 46.56 | 46.46 | 8 | 0
2030 | ERCOT_2_SPP_S | ERCOT | SPP_S | External | Summer | B10 | 1262 | 800 | 0 | 46.56 | 43.39 | 8 | 0
2030 | ERCOT_2_SPP_S | ERCOT | SPP_S | External | Winter | B16 | 25 | 800 | 0 | 73.5 | 67.76 | 8 | 0
2030 | ERCOT_2_SPP_S | ERCOT | SPP_S | External | Winter | B17 | 100 | 800 | 0 | 55.33 | 52.32 | 8 | 0
2030 | ERCOT_2_SPP_S | ERCOT | SPP_S | External | Winter | B18 | 400 | 800 | 0 | 50.72 | 51.3 | 8 | 0
2030 | ERCOT_2_SPP_S | ERCOT | SPP_S | External | Winter | B19 | 700 | 800 | 0 | 50.72 | 51.18 | 8 | 0
2030 | ERCOT_2_SPP_S | ERCOT | SPP_S | External | Winter | B20 | 935 | 800 | 0 | 50.72 | 47.05 | 8 | 0
2030 | MAPP_US_2_RMPA | MAPP_US | RMPA | External | Shoulder | B11 | 25 | 200 | 0 | 65.79 | 53.4 | 8 | 0
2030 | MAPP_US_2_RMPA | MAPP_US | RMPA | External | Shoulder | B12 | 200 | 200 | 0 | 46.43 | 53.4 | 8 | 0
2030 | MAPP_US_2_RMPA | MAPP_US | RMPA | External | Shoulder | B13 | 600 | 200 | 200 | 42.37 | 53.4 | 8 | 3.03
2030 | MAPP_US_2_RMPA | MAPP_US | RMPA | External | Shoulder | B14 | 900 | 200 | 200 | 42.37 | 53.4 | 8 | 3.03
2030 | MAPP_US_2_RMPA | MAPP_US | RMPA | External | Shoulder | B15 | 1203 | 200 | 200 | 40.96 | 52.44 | 8 | 3.48
2030 | MAPP_US_2_RMPA | MAPP_US | RMPA | External | Summer | B1 | 10 | 200 | 0 | 84.49 | 78.67 | 8 | 0
2030 | MAPP_US_2_RMPA | MAPP_US | RMPA | External | Summer | B2 | 25 | 200 | 0 | 71.44 | 78.67 | 8 | 0
2030 | MAPP_US_2_RMPA | MAPP_US | RMPA | External | Summer | B3 | 75 | 200 | 0 | 72.03 | 78.67 | 8 | 0
2030 | MAPP_US_2_RMPA | MAPP_US | RMPA | External | Summer | B4 | 100 | 200 | 0 | 71.44 | 72.17 | 8 | 0
2030 | MAPP_US_2_RMPA | MAPP_US | RMPA | External | Summer | B5 | 200 | 200 | 0 | 67.79 | 66.8 | 8 | 0
2030 | MAPP_US_2_RMPA | MAPP_US | RMPA | External | Summer | B6 | 300 | 200 | 0 | 58.23 | 57.23 | 8 | 0
2030 | MAPP_US_2_RMPA | MAPP_US | RMPA | External | Summer | B7 | 400 | 200 | 0 | 45.85 | 51.28 | 8 | 0
2030 | MAPP_US_2_RMPA | MAPP_US | RMPA | External | Summer | B8 | 500 | 200 | 200 | 39.28 | 51.28 | 8 | 4
2030 | MAPP_US_2_RMPA | MAPP_US | RMPA | External | Summer | B9 | 800 | 200 | 200 | 39.28 | 51.28 | 8 | 4
2030 | MAPP_US_2_RMPA | MAPP_US | RMPA | External | Summer | B10 | 1262 | 200 | 200 | 31.37 | 48.37 | 8 | 9.01
2030 | MAPP_US_2_RMPA | MAPP_US | RMPA | External | Winter | B16 | 25 | 200 | 200 | 60.95 | 70.72 | 8 | 1.76
2030 | MAPP_US_2_RMPA | MAPP_US | RMPA | External | Winter | B17 | 100 | 200 | 200 | 48.16 | 57.33 | 8 | 1.17
2030 | MAPP_US_2_RMPA | MAPP_US | RMPA | External | Winter | B18 | 400 | 200 | 200 | 44.28 | 57.33 | 8 | 5.05
2030 | MAPP_US_2_RMPA | MAPP_US | RMPA | External | Winter | B19 | 700 | 200 | 200 | 44.28 | 57.33 | 8 | 5.05
2030 | MAPP_US_2_RMPA | MAPP_US | RMPA | External | Winter | B20 | 935 | 200 | 0 | 39.06 | 46.97 | 8 | 0
2030 | NE_2_RMPA | NE | RMPA | External | Shoulder | B11 | 25 | 310 | 0 | 72.79 | 53.4 | 5 | 0
2030 | NE_2_RMPA | NE | RMPA | External | Shoulder | B12 | 200 | 310 | 0 | 53.43 | 53.4 | 5 | 0
2030 | NE_2_RMPA | NE | RMPA | External | Shoulder | B13 | 600 | 310 | 0 | 49.37 | 53.4 | 5 | 0
2030 | NE_2_RMPA | NE | RMPA | External | Shoulder | B14 | 900 | 310 | 0 | 49.23 | 53.4 | 5 | 0
2030 | NE_2_RMPA | NE | RMPA | External | Shoulder | B15 | 1203 | 310 | 0 | 47.96 | 52.44 | 5 | 0
2030 | NE_2_RMPA | NE | RMPA | External | Summer | B1 | 10 | 310 | 0 | 86.49 | 78.67 | 5 | 0
2030 | NE_2_RMPA | NE | RMPA | External | Summer | B2 | 25 | 310 | 0 | 78.44 | 78.67 | 5 | 0
2030 | NE_2_RMPA | NE | RMPA | External | Summer | B3 | 75 | 310 | 0 | 79.03 | 78.67 | 5 | 0
2030 | NE_2_RMPA | NE | RMPA | External | Summer | B4 | 100 | 310 | 0 | 78.44 | 72.17 | 5 | 0
2030 | NE_2_RMPA | NE | RMPA | External | Summer | B5 | 200 | 310 | 0 | 74.79 | 66.8 | 5 | 0
2030 | NE_2_RMPA | NE | RMPA | External | Summer | B6 | 300 | 310 | 0 | 65.23 | 57.23 | 5 | 0
2030 | NE_2_RMPA | NE | RMPA | External | Summer | B7 | 400 | 310 | 0 | 52.85 | 51.28 | 5 | 0
2030 | NE_2_RMPA | NE | RMPA | External | Summer | B8 | 500 | 310 | 55.31 | 46.28 | 51.28 | 5 | 0
2030 | NE_2_RMPA | NE | RMPA | External | Summer | B9 | 800 | 310 | 2.35 | 46.28 | 51.28 | 5 | 0
2030 | NE_2_RMPA | NE | RMPA | External | Summer | B10 | 1262 | 310 | 310 | 38.37 | 48.37 | 5 | 5.01
2030 | NE_2_RMPA | NE | RMPA | External | Winter | B16 | 25 | 310 | 0 | 67.95 | 70.72 | 5 | 0
2030 | NE_2_RMPA | NE | RMPA | External | Winter | B17 | 100 | 310 | 309.91 | 52.32 | 57.33 | 5 | 0.01
2030 | NE_2_RMPA | NE | RMPA | External | Winter | B18 | 400 | 310 | 310 | 51.28 | 57.33 | 5 | 1.05
2030 | NE_2_RMPA | NE | RMPA | External | Winter | B19 | 700 | 310 | 310 | 51.16 | 57.33 | 5 | 1.17
2030 | NE_2_RMPA | NE | RMPA | External | Winter | B20 | 935 | 310 | 0 | 46.06 | 46.97 | 5 | 0
2030 | NWPP_Coal_2_MAPP_US | NWPP_Coal | MAPP_US | External | Shoulder | B11 | 25 | 150 | 0 | 58.64 | 65.79 | 8 | 0
2030 | NWPP_Coal_2_MAPP_US | NWPP_Coal | MAPP_US | External | Shoulder | B12 | 200 | 150 | 0 | 58.64 | 46.43 | 8 | 0
2030 | NWPP_Coal_2_MAPP_US | NWPP_Coal | MAPP_US | External | Shoulder | B13 | 600 | 150 | 0 | 58.64 | 42.37 | 8 | 0
2030 | NWPP_Coal_2_MAPP_US | NWPP_Coal | MAPP_US | External | Shoulder | B14 | 900 | 150 | 0 | 58.64 | 42.37 | 8 | 0
2030 | NWPP_Coal_2_MAPP_US | NWPP_Coal | MAPP_US | External | Shoulder | B15 | 1203 | 150 | 0 | 58.64 | 40.96 | 8 | 0
2030 | NWPP_Coal_2_MAPP_US | NWPP_Coal | MAPP_US | External | Summer | B1 | 10 | 150 | 150 | 58.64 | 84.49 | 8 | 17.86
2030 | NWPP_Coal_2_MAPP_US | NWPP_Coal | MAPP_US | External | Summer | B2 | 25 | 150 | 150 | 58.64 | 71.44 | 8 | 4.8
2030 | NWPP_Coal_2_MAPP_US | NWPP_Coal | MAPP_US | External | Summer | B3 | 75 | 150 | 150 | 58.64 | 72.03 | 8 | 5.4
2030 | NWPP_Coal_2_MAPP_US | NWPP_Coal | MAPP_US | External | Summer | B4 | 100 | 150 | 150 | 58.64 | 71.44 | 8 | 4.8
2030 | NWPP_Coal_2_MAPP_US | NWPP_Coal | MAPP_US | External | Summer | B5 | 200 | 150 | 150 | 58.64 | 67.79 | 8 | 1.15
2030 | NWPP_Coal_2_MAPP_US | NWPP_Coal | MAPP_US | External | Summer | B6 | 300 | 150 | 0 | 58.64 | 58.23 | 8 | 0
2030 | NWPP_Coal_2_MAPP_US | NWPP_Coal | MAPP_US | External | Summer | B7 | 400 | 150 | 0 | 58.64 | 45.85 | 8 | 0
2030 | NWPP_Coal_2_MAPP_US | NWPP_Coal | MAPP_US | External | Summer | B8 | 500 | 150 | 0 | 58.64 | 39.28 | 8 | 0
2030 | NWPP_Coal_2_MAPP_US | NWPP_Coal | MAPP_US | External | Summer | B9 | 800 | 150 | 0 | 58.64 | 39.28 | 8 | 0
2030 | NWPP_Coal_2_MAPP_US | NWPP_Coal | MAPP_US | External | Summer | B10 | 1262 | 150 | 0 | 58.64 | 31.37 | 8 | 0
2030 | NWPP_Coal_2_MAPP_US | NWPP_Coal | MAPP_US | External | Winter | B16 | 25 | 150 | 0 | 62.55 | 60.95 | 8 | 0
2030 | NWPP_Coal_2_MAPP_US | NWPP_Coal | MAPP_US | External | Winter | B17 | 100 | 150 | 0 | 62.55 | 48.16 | 8 | 0
2030 | NWPP_Coal_2_MAPP_US | NWPP_Coal | MAPP_US | External | Winter | B18 | 400 | 150 | 0 | 62.55 | 44.28 | 8 | 0
2030 | NWPP_Coal_2_MAPP_US | NWPP_Coal | MAPP_US | External | Winter | B19 | 700 | 150 | 0 | 62.55 | 44.28 | 8 | 0
2030 | NWPP_Coal_2_MAPP_US | NWPP_Coal | MAPP_US | External | Winter | B20 | 935 | 150 | 0 | 62.55 | 39.06 | 8 | 0
2030 | RMPA_2_MAPP_US | RMPA | MAPP_US | External | Shoulder | B11 | 25 | 200 | 200 | 53.4 | 65.79 | 8 | 4.39
2030 | RMPA_2_MAPP_US | RMPA | MAPP_US | External | Shoulder | B12 | 200 | 200 | 0 | 53.4 | 46.43 | 8 | 0
2030 | RMPA_2_MAPP_US | RMPA | MAPP_US | External | Shoulder | B13 | 600 | 200 | 0 | 53.4 | 42.37 | 8 | 0
2030 | RMPA_2_MAPP_US | RMPA | MAPP_US | External | Shoulder | B14 | 900 | 200 | 0 | 53.4 | 42.37 | 8 | 0
2030 | RMPA_2_MAPP_US | RMPA | MAPP_US | External | Shoulder | B15 | 1203 | 200 | 0 | 52.44 | 40.96 | 8 | 0
2030 | RMPA_2_MAPP_US | RMPA | MAPP_US | External | Summer | B1 | 10 | 200 | 0 | 78.67 | 84.49 | 8 | 0
2030 | RMPA_2_MAPP_US | RMPA | MAPP_US | External | Summer | B2 | 25 | 200 | 0 | 78.67 | 71.44 | 8 | 0
2030 | RMPA_2_MAPP_US | RMPA | MAPP_US | External | Summer | B3 | 75 | 200 | 0 | 78.67 | 72.03 | 8 | 0
2030 | RMPA_2_MAPP_US | RMPA | MAPP_US | External | Summer | B4 | 100 | 200 | 0 | 72.17 | 71.44 | 8 | 0
2030 | RMPA_2_MAPP_US | RMPA | MAPP_US | External | Summer | B5 | 200 | 200 | 0 | 66.8 | 67.79 | 8 | 0
2030 | RMPA_2_MAPP_US | RMPA | MAPP_US | External | Summer | B6 | 300 | 200 | 0 | 57.23 | 58.23 | 8 | 0
2030 | RMPA_2_MAPP_US | RMPA | MAPP_US | External | Summer | B7 | 400 | 200 | 0 | 51.28 | 45.85 | 8 | 0
2030 | RMPA_2_MAPP_US | RMPA | MAPP_US | External | Summer | B8 | 500 | 200 | 0 | 51.28 | 39.28 | 8 | 0
2030 | RMPA_2_MAPP_US | RMPA | MAPP_US | External | Summer | B9 | 800 | 200 | 0 | 51.28 | 39.28 | 8 | 0
2030 | RMPA_2_MAPP_US | RMPA | MAPP_US | External | Summer | B10 | 1262 | 200 | 0 | 48.37 | 31.37 | 8 | 0
2030 | RMPA_2_MAPP_US | RMPA | MAPP_US | External | Winter | B16 | 25 | 200 | 0 | 70.72 | 60.95 | 8 | 0
2030 | RMPA_2_MAPP_US | RMPA | MAPP_US | External | Winter | B17 | 100 | 200 | 0 | 57.33 | 48.16 | 8 | 0
2030 | RMPA_2_MAPP_US | RMPA | MAPP_US | External | Winter | B18 | 400 | 200 | 0 | 57.33 | 44.28 | 8 | 0
2030 | RMPA_2_MAPP_US | RMPA | MAPP_US | External | Winter | B19 | 700 | 200 | 0 | 57.33 | 44.28 | 8 | 0
2030 | RMPA_2_MAPP_US | RMPA | MAPP_US | External | Winter | B20 | 935 | 200 | 0 | 46.97 | 39.06 | 8 | 0
2030 | RMPA_2_NE | RMPA | NE | External | Shoulder | B11 | 25 | 310 | 310 | 53.4 | 72.79 | 8 | 11.39
2030 | RMPA_2_NE | RMPA | NE | External | Shoulder | B12 | 200 | 310 | 0 | 53.4 | 53.43 | 8 | 0
2030 | RMPA_2_NE | RMPA | NE | External | Shoulder | B13 | 600 | 310 | 0 | 53.4 | 49.37 | 8 | 0
2030 | RMPA_2_NE | RMPA | NE | External | Shoulder | B14 | 900 | 310 | 0 | 53.4 | 49.23 | 8 | 0
2030 | RMPA_2_NE | RMPA | NE | External | Shoulder | B15 | 1203 | 310 | 0 | 52.44 | 47.96 | 8 | 0
2030 | RMPA_2_NE | RMPA | NE | External | Summer | B1 | 10 | 310 | 0.05 | 78.67 | 86.49 | 8 | 0
2030 | RMPA_2_NE | RMPA | NE | External | Summer | B2 | 25 | 310 | 0 | 78.67 | 78.44 | 8 | 0
2030 | RMPA_2_NE | RMPA | NE | External | Summer | B3 | 75 | 310 | 0 | 78.67 | 79.03 | 8 | 0
2030 | RMPA_2_NE | RMPA | NE | External | Summer | B4 | 100 | 310 | 0 | 72.17 | 78.44 | 8 | 0
2030 | RMPA_2_NE | RMPA | NE | External | Summer | B5 | 200 | 310 | 0.06 | 66.8 | 74.79 | 8 | 0
2030 | RMPA_2_NE | RMPA | NE | External | Summer | B6 | 300 | 310 | 251.19 | 57.23 | 65.23 | 8 | 0
2030 | RMPA_2_NE | RMPA | NE | External | Summer | B7 | 400 | 310 | 0 | 51.28 | 52.85 | 8 | 0
2030 | RMPA_2_NE | RMPA | NE | External | Summer | B8 | 500 | 310 | 0 | 51.28 | 46.28 | 8 | 0
2030 | RMPA_2_NE | RMPA | NE | External | Summer | B9 | 800 | 310 | 0 | 51.28 | 46.28 | 8 | 0
2030 | RMPA_2_NE | RMPA | NE | External | Summer | B10 | 1262 | 310 | 0 | 48.37 | 38.37 | 8 | 0
2030 | RMPA_2_NE | RMPA | NE | External | Winter | B16 | 25 | 310 | 0 | 70.72 | 67.95 | 8 | 0
2030 | RMPA_2_NE | RMPA | NE | External | Winter | B17 | 100 | 310 | 0 | 57.33 | 52.32 | 8 | 0
2030 | RMPA_2_NE | RMPA | NE | External | Winter | B18 | 400 | 310 | 0 | 57.33 | 51.28 | 8 | 0
2030 | RMPA_2_NE | RMPA | NE | External | Winter | B19 | 700 | 310 | 0 | 57.33 | 51.16 | 8 | 0
2030 | RMPA_2_NE | RMPA | NE | External | Winter | B20 | 935 | 310 | 0 | 46.97 | 46.06 | 8 | 0
2030 | RMPA_2_SPP_N | RMPA | SPP_N | External | Shoulder | B11 | 25 | 210 | 210 | 53.4 | 76.07 | 8 | 14.67
2030 | RMPA_2_SPP_N | RMPA | SPP_N | External | Shoulder | B12 | 200 | 210 | 0 | 53.4 | 53.44 | 8 | 0
2030 | RMPA_2_SPP_N | RMPA | SPP_N | External | Shoulder | B13 | 600 | 210 | 0 | 53.4 | 49.38 | 8 | 0
2030 | RMPA_2_SPP_N | RMPA | SPP_N | External | Shoulder | B14 | 900 | 210 | 0 | 53.4 | 49.24 | 8 | 0
2030 | RMPA_2_SPP_N | RMPA | SPP_N | External | Shoulder | B15 | 1203 | 210 | 0 | 52.44 | 47.97 | 8 | 0
2030 | RMPA_2_SPP_N | RMPA | SPP_N | External | Summer | B1 | 10 | 210 | 0.06 | 78.67 | 86.51 | 8 | 0
2030 | RMPA_2_SPP_N | RMPA | SPP_N | External | Summer | B2 | 25 | 210 | 0 | 78.67 | 79.41 | 8 | 0
2030 | RMPA_2_SPP_N | RMPA | SPP_N | External | Summer | B3 | 75 | 210 | 0 | 78.67 | 79.41 | 8 | 0
2030 | RMPA_2_SPP_N | RMPA | SPP_N | External | Summer | B4 | 100 | 210 | 0 | 72.17 | 79.41 | 8 | 0
2030 | RMPA_2_SPP_N | RMPA | SPP_N | External | Summer | B5 | 200 | 210 | 187.76 | 66.8 | 74.8 | 8 | 0
2030 | RMPA_2_SPP_N | RMPA | SPP_N | External | Summer | B6 | 300 | 210 | 209.97 | 57.23 | 65.24 | 8 | 0.01
2030 | RMPA_2_SPP_N | RMPA | SPP_N | External | Summer | B7 | 400 | 210 | 0 | 51.28 | 54.32 | 8 | 0
2030 | RMPA_2_SPP_N | RMPA | SPP_N | External | Summer | B8 | 500 | 210 | 0 | 51.28 | 47.72 | 8 | 0
2030 | RMPA_2_SPP_N | RMPA | SPP_N | External | Summer | B9 | 800 | 210 | 0 | 51.28 | 46.45 | 8 | 0
2030 | RMPA_2_SPP_N | RMPA | SPP_N | External | Summer | B10 | 1262 | 210 | 0 | 48.37 | 43.37 | 8 | 0
2030 | RMPA_2_SPP_N | RMPA | SPP_N | External | Winter | B16 | 25 | 210 | 0 | 70.72 | 67.97 | 8 | 0
2030 | RMPA_2_SPP_N | RMPA | SPP_N | External | Winter | B17 | 100 | 210 | 0 | 57.33 | 52.33 | 8 | 0
2030 | RMPA_2_SPP_N | RMPA | SPP_N | External | Winter | B18 | 400 | 210 | 0 | 57.33 | 51.29 | 8 | 0
2030 | RMPA_2_SPP_N | RMPA | SPP_N | External | Winter | B19 | 700 | 210 | 0 | 57.33 | 51.17 | 8 | 0
2030 | RMPA_2_SPP_N | RMPA | SPP_N | External | Winter | B20 | 935 | 210 | 0 | 46.97 | 47.03 | 8 | 0
2030 | SPP_N_2_RMPA | SPP_N | RMPA | External | Shoulder | B11 | 25 | 210 | 0 | 76.07 | 53.4 | 5 | 0
2030 | SPP_N_2_RMPA | SPP_N | RMPA | External | Shoulder | B12 | 200 | 210 | 0 | 53.44 | 53.4 | 5 | 0
2030 | SPP_N_2_RMPA | SPP_N | RMPA | External | Shoulder | B13 | 600 | 210 | 0 | 49.38 | 53.4 | 5 | 0
2030 | SPP_N_2_RMPA | SPP_N | RMPA | External | Shoulder | B14 | 900 | 210 | 0 | 49.24 | 53.4 | 5 | 0
2030 | SPP_N_2_RMPA | SPP_N | RMPA | External | Shoulder | B15 | 1203 | 210 | 0 | 47.97 | 52.44 | 5 | 0
2030 | SPP_N_2_RMPA | SPP_N | RMPA | External | Summer | B1 | 10 | 210 | 0 | 86.51 | 78.67 | 5 | 0
2030 | SPP_N_2_RMPA | SPP_N | RMPA | External | Summer | B2 | 25 | 210 | 0 | 79.41 | 78.67 | 5 | 0
2030 | SPP_N_2_RMPA | SPP_N | RMPA | External | Summer | B3 | 75 | 210 | 0 | 79.41 | 78.67 | 5 | 0
2030 | SPP_N_2_RMPA | SPP_N | RMPA | External | Summer | B4 | 100 | 210 | 0 | 79.41 | 72.17 | 5 | 0
2030 | SPP_N_2_RMPA | SPP_N | RMPA | External | Summer | B5 | 200 | 210 | 0 | 74.8 | 66.8 | 5 | 0
2030 | SPP_N_2_RMPA | SPP_N | RMPA | External | Summer | B6 | 300 | 210 | 0 | 65.24 | 57.23 | 5 | 0
2030 | SPP_N_2_RMPA | SPP_N | RMPA | External | Summer | B7 | 400 | 210 | 0 | 54.32 | 51.28 | 5 | 0
2030 | SPP_N_2_RMPA | SPP_N | RMPA | External | Summer | B8 | 500 | 210 | 0 | 47.72 | 51.28 | 5 | 0
2030 | SPP_N_2_RMPA | SPP_N | RMPA | External | Summer | B9 | 800 | 210 | 0 | 46.45 | 51.28 | 5 | 0
2030 | SPP_N_2_RMPA | SPP_N | RMPA | External | Summer | B10 | 1262 | 210 | 35.07 | 43.37 | 48.37 | 5 | 0
2030 | SPP_N_2_RMPA | SPP_N | RMPA | External | Winter | B16 | 25 | 210 | 0 | 67.97 | 70.72 | 5 | 0
2030 | SPP_N_2_RMPA | SPP_N | RMPA | External | Winter | B17 | 100 | 210 | 89.34 | 52.33 | 57.33 | 5 | 0
2030 | SPP_N_2_RMPA | SPP_N | RMPA | External | Winter | B18 | 400 | 210 | 210 | 51.29 | 57.33 | 5 | 1.04
2030 | SPP_N_2_RMPA | SPP_N | RMPA | External | Winter | B19 | 700 | 210 | 210 | 51.17 | 57.33 | 5 | 1.16
2030 | SPP_N_2_RMPA | SPP_N | RMPA | External | Winter | B20 | 935 | 210 | 0 | 47.03 | 46.97 | 5 | 0
2030 | SPP_S_2_ERCOT | SPP_S | ERCOT | External | Shoulder | B11 | 25 | 800 | 0 | 69.41 | 70.04 | 5 | 0
2030 | SPP_S_2_ERCOT | SPP_S | ERCOT | External | Shoulder | B12 | 200 | 800 | 800 | 50.29 | 56.53 | 5 | 1.24
2030 | SPP_S_2_ERCOT | SPP_S | ERCOT | External | Shoulder | B13 | 600 | 800 | 0 | 48.09 | 47.87 | 5 | 0
2030 | SPP_S_2_ERCOT | SPP_S | ERCOT | External | Shoulder | B14 | 900 | 800 | 0 | 48.09 | 47.87 | 5 | 0
2030 | SPP_S_2_ERCOT | SPP_S | ERCOT | External | Shoulder | B15 | 1203 | 800 | 0 | 47.98 | 47.87 | 5 | 0
2030 | SPP_S_2_ERCOT | SPP_S | ERCOT | External | Summer | B1 | 10 | 800 | 0 | 77.07 | 79.8 | 5 | 0
2030 | SPP_S_2_ERCOT | SPP_S | ERCOT | External | Summer | B2 | 25 | 800 | 0 | 77.07 | 79.8 | 5 | 0
2030 | SPP_S_2_ERCOT | SPP_S | ERCOT | External | Summer | B3 | 75 | 800 | 0 | 75.95 | 73.5 | 5 | 0
2030 | SPP_S_2_ERCOT | SPP_S | ERCOT | External | Summer | B4 | 100 | 800 | 0 | 69.07 | 68.1 | 5 | 0
2030 | SPP_S_2_ERCOT | SPP_S | ERCOT | External | Summer | B5 | 200 | 800 | 0 | 67.02 | 68.1 | 5 | 0
2030 | SPP_S_2_ERCOT | SPP_S | ERCOT | External | Summer | B6 | 300 | 800 | 0 | 65.25 | 68.1 | 5 | 0
2030 | SPP_S_2_ERCOT | SPP_S | ERCOT | External | Summer | B7 | 400 | 800 | 800 | 54.33 | 68.1 | 5 | 8.77
2030 | SPP_S_2_ERCOT | SPP_S | ERCOT | External | Summer | B8 | 500 | 800 | 0 | 47.73 | 50.77 | 5 | 0
2030 | SPP_S_2_ERCOT | SPP_S | ERCOT | External | Summer | B9 | 800 | 800 | 0 | 46.46 | 46.56 | 5 | 0
2030 | SPP_S_2_ERCOT | SPP_S | ERCOT | External | Summer | B10 | 1262 | 800 | 0 | 43.39 | 46.56 | 5 | 0
2030 | SPP_S_2_ERCOT | SPP_S | ERCOT | External | Winter | B16 | 25 | 800 | 799.99 | 67.76 | 73.5 | 5 | 0.74
2030 | SPP_S_2_ERCOT | SPP_S | ERCOT | External | Winter | B17 | 100 | 800 | 0 | 52.32 | 55.33 | 5 | 0
2030 | SPP_S_2_ERCOT | SPP_S | ERCOT | External | Winter | B18 | 400 | 800 | 0 | 51.3 | 50.72 | 5 | 0
2030 | SPP_S_2_ERCOT | SPP_S | ERCOT | External | Winter | B19 | 700 | 800 | 0 | 51.18 | 50.72 | 5 | 0
2030 | SPP_S_2_ERCOT | SPP_S | ERCOT | External | Winter | B20 | 935 | 800 | 0 | 47.05 | 50.72 | 5 | 0
2035 | AZ_NM_SNV_Coal_2_SPP_S | AZ_NM_SNV_Coal | SPP_S | External | Shoulder | B11 | 25 | 400 | 0 | 69.84 | 77.37 | 8.17 | 0
2035 | AZ_NM_SNV_Coal_2_SPP_S | AZ_NM_SNV_Coal | SPP_S | External | Shoulder | B12 | 200 | 400 | 0 | 64.27 | 53.52 | 8.17 | 0
2035 | AZ_NM_SNV_Coal_2_SPP_S | AZ_NM_SNV_Coal | SPP_S | External | Shoulder | B13 | 600 | 400 | 0 | 64.25 | 53.52 | 8.17 | 0
2035 | AZ_NM_SNV_Coal_2_SPP_S | AZ_NM_SNV_Coal | SPP_S | External | Shoulder | B14 | 900 | 400 | 0 | 64.25 | 53.4 | 8.17 | 0
2035 | AZ_NM_SNV_Coal_2_SPP_S | AZ_NM_SNV_Coal | SPP_S | External | Shoulder | B15 | 1203 | 400 | 0 | 55.82 | 49.28 | 8.17 | 0
2035 | AZ_NM_SNV_Coal_2_SPP_S | AZ_NM_SNV_Coal | SPP_S | External | Summer | B1 | 10 | 400 | 0 | 101.54 | 74.74 | 8.17 | 0
2035 | AZ_NM_SNV_Coal_2_SPP_S | AZ_NM_SNV_Coal | SPP_S | External | Summer | B2 | 25 | 400 | 0 | 101.54 | 83.33 | 8.17 | 0
2035 | AZ_NM_SNV_Coal_2_SPP_S | AZ_NM_SNV_Coal | SPP_S | External | Summer | B3 | 75 | 400 | 0 | 101.54 | 79.69 | 8.17 | 0
2035 | AZ_NM_SNV_Coal_2_SPP_S | AZ_NM_SNV_Coal | SPP_S | External | Summer | B4 | 100 | 400 | 0 | 90.77 | 74.74 | 8.17 | 0
2035 | AZ_NM_SNV_Coal_2_SPP_S | AZ_NM_SNV_Coal | SPP_S | External | Summer | B5 | 200 | 400 | 0 | 79.86 | 74.74 | 8.17 | 0
2035 | AZ_NM_SNV_Coal_2_SPP_S | AZ_NM_SNV_Coal | SPP_S | External | Summer | B6 | 300 | 400 | 0 | 72.4 | 71.56 | 8.17 | 0
2035 | AZ_NM_SNV_Coal_2_SPP_S | AZ_NM_SNV_Coal | SPP_S | External | Summer | B7 | 400 | 400 | 0 | 68.36 | 55.89 | 8.17 | 0
2035 | AZ_NM_SNV_Coal_2_SPP_S | AZ_NM_SNV_Coal | SPP_S | External | Summer | B8 | 500 | 400 | 0 | 68.33 | 51.73 | 8.17 | 0
2035 | AZ_NM_SNV_Coal_2_SPP_S | AZ_NM_SNV_Coal | SPP_S | External | Summer | B9 | 800 | 400 | 0 | 68.13 | 51.61 | 8.17 | 0
2035 | AZ_NM_SNV_Coal_2_SPP_S | AZ_NM_SNV_Coal | SPP_S | External | Summer | B10 | 1262 | 400 | 0 | 56.07 | 47.43 | 8.17 | 0
2035 | AZ_NM_SNV_Coal_2_SPP_S | AZ_NM_SNV_Coal | SPP_S | External | Winter | B16 | 25 | 400 | 0 | 73.32 | 59.76 | 8.17 | 0
2035 | AZ_NM_SNV_Coal_2_SPP_S | AZ_NM_SNV_Coal | SPP_S | External | Winter | B17 | 100 | 400 | 0 | 68.66 | 57 | 8.17 | 0
2035 | AZ_NM_SNV_Coal_2_SPP_S | AZ_NM_SNV_Coal | SPP_S | External | Winter | B18 | 400 | 400 | 0 | 68.65 | 57 | 8.17 | 0
2035 | AZ_NM_SNV_Coal_2_SPP_S | AZ_NM_SNV_Coal | SPP_S | External | Winter | B19 | 700 | 400 | 0 | 68.65 | 53.58 | 8.17 | 0
2035 | AZ_NM_SNV_Coal_2_SPP_S | AZ_NM_SNV_Coal | SPP_S | External | Winter | B20 | 935 | 400 | 0 | 59.92 | 51.47 | 8.17 | 0
2035 | ERCOT_2_SPP_S | ERCOT | SPP_S | External | Shoulder | B11 | 25 | 800 | 0 | 78.16 | 77.37 | 8 | 0
2035 | ERCOT_2_SPP_S | ERCOT | SPP_S | External | Shoulder | B12 | 200 | 800 | 0 | 58.52 | 53.52 | 8 | 0
2035 | ERCOT_2_SPP_S | ERCOT | SPP_S | External | Shoulder | B13 | 600 | 800 | 0 | 53.32 | 53.52 | 8 | 0
2035 | ERCOT_2_SPP_S | ERCOT | SPP_S | External | Shoulder | B14 | 900 | 800 | 0 | 53.32 | 53.4 | 8 | 0
2035 | ERCOT_2_SPP_S | ERCOT | SPP_S | External | Shoulder | B15 | 1203 | 800 | 0 | 53.32 | 49.28 | 8 | 0
2035 | ERCOT_2_SPP_S | ERCOT | SPP_S | External | Summer | B1 | 10 | 800 | 0 | 88.33 | 74.74 | 8 | 0
2035 | ERCOT_2_SPP_S | ERCOT | SPP_S | External | Summer | B2 | 25 | 800 | 0 | 88.33 | 83.33 | 8 | 0
2035 | ERCOT_2_SPP_S | ERCOT | SPP_S | External | Summer | B3 | 75 | 800 | 0 | 75.93 | 79.69 | 8 | 0
2035 | ERCOT_2_SPP_S | ERCOT | SPP_S | External | Summer | B4 | 100 | 800 | 0 | 75.93 | 74.74 | 8 | 0
2035 | ERCOT_2_SPP_S | ERCOT | SPP_S | External | Summer | B5 | 200 | 800 | 0 | 75.93 | 74.74 | 8 | 0
2035 | ERCOT_2_SPP_S | ERCOT | SPP_S | External | Summer | B6 | 300 | 800 | 0 | 75.93 | 71.56 | 8 | 0
2035 | ERCOT_2_SPP_S | ERCOT | SPP_S | External | Summer | B7 | 400 | 800 | 0 | 75.93 | 55.89 | 8 | 0
2035 | ERCOT_2_SPP_S | ERCOT | SPP_S | External | Summer | B8 | 500 | 800 | 0 | 56.54 | 51.73 | 8 | 0
2035 | ERCOT_2_SPP_S | ERCOT | SPP_S | External | Summer | B9 | 800 | 800 | 0 | 51.83 | 51.61 | 8 | 0
2035 | ERCOT_2_SPP_S | ERCOT | SPP_S | External | Summer | B10 | 1262 | 800 | 0 | 51.83 | 47.43 | 8 | 0
2035 | ERCOT_2_SPP_S | ERCOT | SPP_S | External | Winter | B16 | 25 | 800 | 0 | 64.76 | 59.76 | 8 | 0
2035 | ERCOT_2_SPP_S | ERCOT | SPP_S | External | Winter | B17 | 100 | 800 | 0 | 59.41 | 57 | 8 | 0
2035 | ERCOT_2_SPP_S | ERCOT | SPP_S | External | Winter | B18 | 400 | 800 | 0 | 56.47 | 57 | 8 | 0
2035 | ERCOT_2_SPP_S | ERCOT | SPP_S | External | Winter | B19 | 700 | 800 | 0 | 56.47 | 53.58 | 8 | 0
2035 | ERCOT_2_SPP_S | ERCOT | SPP_S | External | Winter | B20 | 935 | 800 | 0 | 56.47 | 51.47 | 8 | 0
2035 | MAPP_US_2_RMPA | MAPP_US | RMPA | External | Shoulder | B11 | 25 | 200 | 0 | 78.15 | 59.27 | 8 | 0
2035 | MAPP_US_2_RMPA | MAPP_US | RMPA | External | Shoulder | B12 | 200 | 200 | 0 | 55.15 | 59.27 | 8 | 0
2035 | MAPP_US_2_RMPA | MAPP_US | RMPA | External | Shoulder | B13 | 600 | 200 | 200 | 48.17 | 58.01 | 8 | 1.84
2035 | MAPP_US_2_RMPA | MAPP_US | RMPA | External | Shoulder | B14 | 900 | 200 | 200 | 48.17 | 58.01 | 8 | 1.84
2035 | MAPP_US_2_RMPA | MAPP_US | RMPA | External | Shoulder | B15 | 1203 | 200 | 31.05 | 46.26 | 54.26 | 8 | 0
2035 | MAPP_US_2_RMPA | MAPP_US | RMPA | External | Summer | B1 | 10 | 200 | 0 | 89.89 | 86.76 | 8 | 0
2035 | MAPP_US_2_RMPA | MAPP_US | RMPA | External | Summer | B2 | 25 | 200 | 0 | 81.31 | 86.76 | 8 | 0
2035 | MAPP_US_2_RMPA | MAPP_US | RMPA | External | Summer | B3 | 75 | 200 | 0 | 81.31 | 86.76 | 8 | 0
2035 | MAPP_US_2_RMPA | MAPP_US | RMPA | External | Summer | B4 | 100 | 200 | 0 | 79.13 | 78.14 | 8 | 0
2035 | MAPP_US_2_RMPA | MAPP_US | RMPA | External | Summer | B5 | 200 | 200 | 0 | 77.55 | 71.69 | 8 | 0
2035 | MAPP_US_2_RMPA | MAPP_US | RMPA | External | Summer | B6 | 300 | 200 | 0 | 64.56 | 63.56 | 8 | 0
2035 | MAPP_US_2_RMPA | MAPP_US | RMPA | External | Summer | B7 | 400 | 200 | 199.95 | 48.89 | 56.9 | 8 | 0.01
2035 | MAPP_US_2_RMPA | MAPP_US | RMPA | External | Summer | B8 | 500 | 200 | 200 | 44.59 | 56.9 | 8 | 4.31
2035 | MAPP_US_2_RMPA | MAPP_US | RMPA | External | Summer | B9 | 800 | 200 | 200 | 44.59 | 56.59 | 8 | 4
2035 | MAPP_US_2_RMPA | MAPP_US | RMPA | External | Summer | B10 | 1262 | 200 | 200 | 37.58 | 47.91 | 8 | 2.33
2035 | MAPP_US_2_RMPA | MAPP_US | RMPA | External | Winter | B16 | 25 | 200 | 0 | 70.17 | 69.32 | 8 | 0
2035 | MAPP_US_2_RMPA | MAPP_US | RMPA | External | Winter | B17 | 100 | 200 | 200 | 55 | 63.7 | 8 | 0.7
2035 | MAPP_US_2_RMPA | MAPP_US | RMPA | External | Winter | B18 | 400 | 200 | 200 | 51.57 | 61.98 | 8 | 2.41
2035 | MAPP_US_2_RMPA | MAPP_US | RMPA | External | Winter | B19 | 700 | 200 | 200 | 51.57 | 60.48 | 8 | 0.91
2035 | MAPP_US_2_RMPA | MAPP_US | RMPA | External | Winter | B20 | 935 | 200 | 0 | 42.73 | 50.21 | 8 | 0
2035 | NE_2_RMPA | NE | RMPA | External | Shoulder | B11 | 25 | 310 | 0 | 85.15 | 59.27 | 5 | 0
2035 | NE_2_RMPA | NE | RMPA | External | Shoulder | B12 | 200 | 310 | 0 | 58.15 | 59.27 | 5 | 0
2035 | NE_2_RMPA | NE | RMPA | External | Shoulder | B13 | 600 | 310 | 0 | 55.17 | 58.01 | 5 | 0
2035 | NE_2_RMPA | NE | RMPA | External | Shoulder | B14 | 900 | 310 | 0 | 53.4 | 58.01 | 5 | 0
2035 | NE_2_RMPA | NE | RMPA | External | Shoulder | B15 | 1203 | 310 | 188.83 | 49.26 | 54.26 | 5 | 0
2035 | NE_2_RMPA | NE | RMPA | External | Summer | B1 | 10 | 310 | 0 | 91.89 | 86.76 | 5 | 0
2035 | NE_2_RMPA | NE | RMPA | External | Summer | B2 | 25 | 310 | 0 | 88.31 | 86.76 | 5 | 0
2035 | NE_2_RMPA | NE | RMPA | External | Summer | B3 | 75 | 310 | 0 | 88.31 | 86.76 | 5 | 0
2035 | NE_2_RMPA | NE | RMPA | External | Summer | B4 | 100 | 310 | 0 | 86.13 | 78.14 | 5 | 0
2035 | NE_2_RMPA | NE | RMPA | External | Summer | B5 | 200 | 310 | 0 | 84.55 | 71.69 | 5 | 0
2035 | NE_2_RMPA | NE | RMPA | External | Summer | B6 | 300 | 310 | 0 | 71.56 | 63.56 | 5 | 0
2035 | NE_2_RMPA | NE | RMPA | External | Summer | B7 | 400 | 310 | 0 | 55.89 | 56.9 | 5 | 0
2035 | NE_2_RMPA | NE | RMPA | External | Summer | B8 | 500 | 310 | 310 | 51.59 | 56.9 | 5 | 0.31
2035 | NE_2_RMPA | NE | RMPA | External | Summer | B9 | 800 | 310 | 115.03 | 51.59 | 56.59 | 5 | 0
2035 | NE_2_RMPA | NE | RMPA | External | Summer | B10 | 1262 | 310 | 0 | 44.58 | 47.91 | 5 | 0
2035 | NE_2_RMPA | NE | RMPA | External | Winter | B16 | 25 | 310 | 0 | 72.17 | 69.32 | 5 | 0
2035 | NE_2_RMPA | NE | RMPA | External | Winter | B17 | 100 | 310 | 310 | 57 | 63.7 | 5 | 1.7
2035 | NE_2_RMPA | NE | RMPA | External | Winter | B18 | 400 | 310 | 130.34 | 56.98 | 61.98 | 5 | 0
2035 | NE_2_RMPA | NE | RMPA | External | Winter | B19 | 700 | 310 | 310 | 53.57 | 60.48 | 5 | 1.91
2035 | NE_2_RMPA | NE | RMPA | External | Winter | B20 | 935 | 310 | 0 | 49.73 | 50.21 | 5 | 0
2035 | NWPP_Coal_2_MAPP_US | NWPP_Coal | MAPP_US | External | Shoulder | B11 | 25 | 150 | 150 | 64.24 | 78.15 | 8 | 5.91
2035 | NWPP_Coal_2_MAPP_US | NWPP_Coal | MAPP_US | External | Shoulder | B12 | 200 | 150 | 0 | 64.24 | 55.15 | 8 | 0
2035 | NWPP_Coal_2_MAPP_US | NWPP_Coal | MAPP_US | External | Shoulder | B13 | 600 | 150 | 0 | 64.24 | 48.17 | 8 | 0
2035 | NWPP_Coal_2_MAPP_US | NWPP_Coal | MAPP_US | External | Shoulder | B14 | 900 | 150 | 0 | 64.24 | 48.17 | 8 | 0
2035 | NWPP_Coal_2_MAPP_US | NWPP_Coal | MAPP_US | External | Shoulder | B15 | 1203 | 150 | 0 | 64.24 | 46.26 | 8 | 0
2035 | NWPP_Coal_2_MAPP_US | NWPP_Coal | MAPP_US | External | Summer | B1 | 10 | 150 | 150 | 64.24 | 89.89 | 8 | 17.65
2035 | NWPP_Coal_2_MAPP_US | NWPP_Coal | MAPP_US | External | Summer | B2 | 25 | 150 | 150 | 64.24 | 81.31 | 8 | 9.07
2035 | NWPP_Coal_2_MAPP_US | NWPP_Coal | MAPP_US | External | Summer | B3 | 75 | 150 | 150 | 64.24 | 81.31 | 8 | 9.07
2035 | NWPP_Coal_2_MAPP_US | NWPP_Coal | MAPP_US | External | Summer | B4 | 100 | 150 | 150 | 64.24 | 79.13 | 8 | 6.89
2035 | NWPP_Coal_2_MAPP_US | NWPP_Coal | MAPP_US | External | Summer | B5 | 200 | 150 | 150 | 64.24 | 77.55 | 8 | 5.31
2035 | NWPP_Coal_2_MAPP_US | NWPP_Coal | MAPP_US | External | Summer | B6 | 300 | 150 | 0 | 64.24 | 64.56 | 8 | 0
2035 | NWPP_Coal_2_MAPP_US | NWPP_Coal | MAPP_US | External | Summer | B7 | 400 | 150 | 0 | 64.24 | 48.89 | 8 | 0
2035 | NWPP_Coal_2_MAPP_US | NWPP_Coal | MAPP_US | External | Summer | B8 | 500 | 150 | 0 | 64.24 | 44.59 | 8 | 0
2035 | NWPP_Coal_2_MAPP_US | NWPP_Coal | MAPP_US | External | Summer | B9 | 800 | 150 | 0 | 64.24 | 44.59 | 8 | 0
2035 | NWPP_Coal_2_MAPP_US | NWPP_Coal | MAPP_US | External | Summer | B10 | 1262 | 150 | 0 | 64.24 | 37.58 | 8 | 0
2035 | NWPP_Coal_2_MAPP_US | NWPP_Coal | MAPP_US | External | Winter | B16 | 25 | 150 | 0 | 73.29 | 70.17 | 8 | 0
2035 | NWPP_Coal_2_MAPP_US | NWPP_Coal | MAPP_US | External | Winter | B17 | 100 | 150 | 0 | 68.65 | 55 | 8 | 0
2035 | NWPP_Coal_2_MAPP_US | NWPP_Coal | MAPP_US | External | Winter | B18 | 400 | 150 | 0 | 68.65 | 51.57 | 8 | 0
2035 | NWPP_Coal_2_MAPP_US | NWPP_Coal | MAPP_US | External | Winter | B19 | 700 | 150 | 0 | 68.65 | 51.57 | 8 | 0
2035 | NWPP_Coal_2_MAPP_US | NWPP_Coal | MAPP_US | External | Winter | B20 | 935 | 150 | 0 | 68.65 | 42.73 | 8 | 0
2035 | RMPA_2_MAPP_US | RMPA | MAPP_US | External | Shoulder | B11 | 25 | 200 | 200 | 59.27 | 78.15 | 8 | 10.88
2035 | RMPA_2_MAPP_US | RMPA | MAPP_US | External | Shoulder | B12 | 200 | 200 | 0 | 59.27 | 55.15 | 8 | 0
2035 | RMPA_2_MAPP_US | RMPA | MAPP_US | External | Shoulder | B13 | 600 | 200 | 0 | 58.01 | 48.17 | 8 | 0
2035 | RMPA_2_MAPP_US | RMPA | MAPP_US | External | Shoulder | B14 | 900 | 200 | 0 | 58.01 | 48.17 | 8 | 0
2035 | RMPA_2_MAPP_US | RMPA | MAPP_US | External | Shoulder | B15 | 1203 | 200 | 0 | 54.26 | 46.26 | 8 | 0
2035 | RMPA_2_MAPP_US | RMPA | MAPP_US | External | Summer | B1 | 10 | 200 | 0 | 86.76 | 89.89 | 8 | 0
2035 | RMPA_2_MAPP_US | RMPA | MAPP_US | External | Summer | B2 | 25 | 200 | 0 | 86.76 | 81.31 | 8 | 0
2035 | RMPA_2_MAPP_US | RMPA | MAPP_US | External | Summer | B3 | 75 | 200 | 0 | 86.76 | 81.31 | 8 | 0
2035 | RMPA_2_MAPP_US | RMPA | MAPP_US | External | Summer | B4 | 100 | 200 | 0 | 78.14 | 79.13 | 8 | 0
2035 | RMPA_2_MAPP_US | RMPA | MAPP_US | External | Summer | B5 | 200 | 200 | 0 | 71.69 | 77.55 | 8 | 0
2035 | RMPA_2_MAPP_US | RMPA | MAPP_US | External | Summer | B6 | 300 | 200 | 0 | 63.56 | 64.56 | 8 | 0
2035 | RMPA_2_MAPP_US | RMPA | MAPP_US | External | Summer | B7 | 400 | 200 | 0 | 56.9 | 48.89 | 8 | 0
2035 | RMPA_2_MAPP_US | RMPA | MAPP_US | External | Summer | B8 | 500 | 200 | 0 | 56.9 | 44.59 | 8 | 0
2035 | RMPA_2_MAPP_US | RMPA | MAPP_US | External | Summer | B9 | 800 | 200 | 0 | 56.59 | 44.59 | 8 | 0
2035 | RMPA_2_MAPP_US | RMPA | MAPP_US | External | Summer | B10 | 1262 | 200 | 0 | 47.91 | 37.58 | 8 | 0
2035 | RMPA_2_MAPP_US | RMPA | MAPP_US | External | Winter | B16 | 25 | 200 | 0 | 69.32 | 70.17 | 8 | 0
2035 | RMPA_2_MAPP_US | RMPA | MAPP_US | External | Winter | B17 | 100 | 200 | 0 | 63.7 | 55 | 8 | 0
2035 | RMPA_2_MAPP_US | RMPA | MAPP_US | External | Winter | B18 | 400 | 200 | 0 | 61.98 | 51.57 | 8 | 0
2035 | RMPA_2_MAPP_US | RMPA | MAPP_US | External | Winter | B19 | 700 | 200 | 0 | 60.48 | 51.57 | 8 | 0
2035 | RMPA_2_MAPP_US | RMPA | MAPP_US | External | Winter | B20 | 935 | 200 | 0 | 50.21 | 42.73 | 8 | 0
2035 | RMPA_2_NE | RMPA | NE | External | Shoulder | B11 | 25 | 310 | 310 | 59.27 | 85.15 | 8 | 17.88
2035 | RMPA_2_NE | RMPA | NE | External | Shoulder | B12 | 200 | 310 | 0 | 59.27 | 58.15 | 8 | 0
2035 | RMPA_2_NE | RMPA | NE | External | Shoulder | B13 | 600 | 310 | 0 | 58.01 | 55.17 | 8 | 0
2035 | RMPA_2_NE | RMPA | NE | External | Shoulder | B14 | 900 | 310 | 0 | 58.01 | 53.4 | 8 | 0
2035 | RMPA_2_NE | RMPA | NE | External | Shoulder | B15 | 1203 | 310 | 0 | 54.26 | 49.26 | 8 | 0
2035 | RMPA_2_NE | RMPA | NE | External | Summer | B1 | 10 | 310 | 0 | 86.76 | 91.89 | 8 | 0
2035 | RMPA_2_NE | RMPA | NE | External | Summer | B2 | 25 | 310 | 0 | 86.76 | 88.31 | 8 | 0
2035 | RMPA_2_NE | RMPA | NE | External | Summer | B3 | 75 | 310 | 0 | 86.76 | 88.31 | 8 | 0
2035 | RMPA_2_NE | RMPA | NE | External | Summer | B4 | 100 | 310 | 0.11 | 78.14 | 86.13 | 8 | 0
2035 | RMPA_2_NE | RMPA | NE | External | Summer | B5 | 200 | 310 | 310 | 71.69 | 84.55 | 8 | 4.86
2035 | RMPA_2_NE | RMPA | NE | External | Summer | B6 | 300 | 310 | 19.88 | 63.56 | 71.56 | 8 | 0
2035 | RMPA_2_NE | RMPA | NE | External | Summer | B7 | 400 | 310 | 0 | 56.9 | 55.89 | 8 | 0
2035 | RMPA_2_NE | RMPA | NE | External | Summer | B8 | 500 | 310 | 0 | 56.9 | 51.59 | 8 | 0
2035 | RMPA_2_NE | RMPA | NE | External | Summer | B9 | 800 | 310 | 0 | 56.59 | 51.59 | 8 | 0
2035 | RMPA_2_NE | RMPA | NE | External | Summer | B10 | 1262 | 310 | 0 | 47.91 | 44.58 | 8 | 0
2035 | RMPA_2_NE | RMPA | NE | External | Winter | B16 | 25 | 310 | 0 | 69.32 | 72.17 | 8 | 0
2035 | RMPA_2_NE | RMPA | NE | External | Winter | B17 | 100 | 310 | 0 | 63.7 | 57 | 8 | 0
2035 | RMPA_2_NE | RMPA | NE | External | Winter | B18 | 400 | 310 | 0 | 61.98 | 56.98 | 8 | 0
2035 | RMPA_2_NE | RMPA | NE | External | Winter | B19 | 700 | 310 | 0 | 60.48 | 53.57 | 8 | 0
2035 | RMPA_2_NE | RMPA | NE | External | Winter | B20 | 935 | 310 | 0 | 50.21 | 49.73 | 8 | 0
2035 | RMPA_2_SPP_N | RMPA | SPP_N | External | Shoulder | B11 | 25 | 210 | 210 | 59.27 | 85.16 | 8 | 17.9
2035 | RMPA_2_SPP_N | RMPA | SPP_N | External | Shoulder | B12 | 200 | 210 | 0 | 59.27 | 58.17 | 8 | 0
2035 | RMPA_2_SPP_N | RMPA | SPP_N | External | Shoulder | B13 | 600 | 210 | 0 | 58.01 | 55.18 | 8 | 0
2035 | RMPA_2_SPP_N | RMPA | SPP_N | External | Shoulder | B14 | 900 | 210 | 0 | 58.01 | 53.41 | 8 | 0
2035 | RMPA_2_SPP_N | RMPA | SPP_N | External | Shoulder | B15 | 1203 | 210 | 0 | 54.26 | 49.27 | 8 | 0
2035 | RMPA_2_SPP_N | RMPA | SPP_N | External | Summer | B1 | 10 | 210 | 0 | 86.76 | 91.89 | 8 | 0
2035 | RMPA_2_SPP_N | RMPA | SPP_N | External | Summer | B2 | 25 | 210 | 0 | 86.76 | 88.32 | 8 | 0
2035 | RMPA_2_SPP_N | RMPA | SPP_N | External | Summer | B3 | 75 | 210 | 0 | 86.76 | 88.32 | 8 | 0
2035 | RMPA_2_SPP_N | RMPA | SPP_N | External | Summer | B4 | 100 | 210 | 117.08 | 78.14 | 86.14 | 8 | 0
2035 | RMPA_2_SPP_N | RMPA | SPP_N | External | Summer | B5 | 200 | 210 | 210 | 71.69 | 84.56 | 8 | 4.87
2035 | RMPA_2_SPP_N | RMPA | SPP_N | External | Summer | B6 | 300 | 210 | 209.96 | 63.56 | 71.57 | 8 | 0.01
2035 | RMPA_2_SPP_N | RMPA | SPP_N | External | Summer | B7 | 400 | 210 | 0 | 56.9 | 55.91 | 8 | 0
2035 | RMPA_2_SPP_N | RMPA | SPP_N | External | Summer | B8 | 500 | 210 | 0 | 56.9 | 51.71 | 8 | 0
2035 | RMPA_2_SPP_N | RMPA | SPP_N | External | Summer | B9 | 800 | 210 | 0 | 56.59 | 51.6 | 8 | 0
2035 | RMPA_2_SPP_N | RMPA | SPP_N | External | Summer | B10 | 1262 | 210 | 0 | 47.91 | 47.41 | 8 | 0
2035 | RMPA_2_SPP_N | RMPA | SPP_N | External | Winter | B16 | 25 | 210 | 0 | 69.32 | 72.19 | 8 | 0
2035 | RMPA_2_SPP_N | RMPA | SPP_N | External | Winter | B17 | 100 | 210 | 0 | 63.7 | 57.01 | 8 | 0
2035 | RMPA_2_SPP_N | RMPA | SPP_N | External | Winter | B18 | 400 | 210 | 0 | 61.98 | 56.99 | 8 | 0
2035 | RMPA_2_SPP_N | RMPA | SPP_N | External | Winter | B19 | 700 | 210 | 0 | 60.48 | 53.58 | 8 | 0
2035 | RMPA_2_SPP_N | RMPA | SPP_N | External | Winter | B20 | 935 | 210 | 0 | 50.21 | 51.45 | 8 | 0
2035 | SPP_N_2_RMPA | SPP_N | RMPA | External | Shoulder | B11 | 25 | 210 | 0 | 85.16 | 59.27 | 5 | 0
2035 | SPP_N_2_RMPA | SPP_N | RMPA | External | Shoulder | B12 | 200 | 210 | 0 | 58.17 | 59.27 | 5 | 0
2035 | SPP_N_2_RMPA | SPP_N | RMPA | External | Shoulder | B13 | 600 | 210 | 0 | 55.18 | 58.01 | 5 | 0
2035 | SPP_N_2_RMPA | SPP_N | RMPA | External | Shoulder | B14 | 900 | 210 | 0 | 53.41 | 58.01 | 5 | 0
2035 | SPP_N_2_RMPA | SPP_N | RMPA | External | Shoulder | B15 | 1203 | 210 | 0.01 | 49.27 | 54.26 | 5 | 0
2035 | SPP_N_2_RMPA | SPP_N | RMPA | External | Summer | B1 | 10 | 210 | 0 | 91.89 | 86.76 | 5 | 0
2035 | SPP_N_2_RMPA | SPP_N | RMPA | External | Summer | B2 | 25 | 210 | 0 | 88.32 | 86.76 | 5 | 0
2035 | SPP_N_2_RMPA | SPP_N | RMPA | External | Summer | B3 | 75 | 210 | 0 | 88.32 | 86.76 | 5 | 0
2035 | SPP_N_2_RMPA | SPP_N | RMPA | External | Summer | B4 | 100 | 210 | 0 | 86.14 | 78.14 | 5 | 0
2035 | SPP_N_2_RMPA | SPP_N | RMPA | External | Summer | B5 | 200 | 210 | 0 | 84.56 | 71.69 | 5 | 0
2035 | SPP_N_2_RMPA | SPP_N | RMPA | External | Summer | B6 | 300 | 210 | 0 | 71.57 | 63.56 | 5 | 0
2035 | SPP_N_2_RMPA | SPP_N | RMPA | External | Summer | B7 | 400 | 210 | 0 | 55.91 | 56.9 | 5 | 0
2035 | SPP_N_2_RMPA | SPP_N | RMPA | External | Summer | B8 | 500 | 210 | 210 | 51.71 | 56.9 | 5 | 0.19
2035 | SPP_N_2_RMPA | SPP_N | RMPA | External | Summer | B9 | 800 | 210 | 0.01 | 51.6 | 56.59 | 5 | 0
2035 | SPP_N_2_RMPA | SPP_N | RMPA | External | Summer | B10 | 1262 | 210 | 0 | 47.41 | 47.91 | 5 | 0
2035 | SPP_N_2_RMPA | SPP_N | RMPA | External | Winter | B16 | 25 | 210 | 0 | 72.19 | 69.32 | 5 | 0
2035 | SPP_N_2_RMPA | SPP_N | RMPA | External | Winter | B17 | 100 | 210 | 210 | 57.01 | 63.7 | 5 | 1.69
2035 | SPP_N_2_RMPA | SPP_N | RMPA | External | Winter | B18 | 400 | 210 | 0.03 | 56.99 | 61.98 | 5 | 0
2035 | SPP_N_2_RMPA | SPP_N | RMPA | External | Winter | B19 | 700 | 210 | 210 | 53.58 | 60.48 | 5 | 1.9
2035 | SPP_N_2_RMPA | SPP_N | RMPA | External | Winter | B20 | 935 | 210 | 0 | 51.45 | 50.21 | 5 | 0
2035 | SPP_S_2_ERCOT | SPP_S | ERCOT | External | Shoulder | B11 | 25 | 800 | 0 | 77.37 | 78.16 | 5 | 0
2035 | SPP_S_2_ERCOT | SPP_S | ERCOT | External | Shoulder | B12 | 200 | 800 | 411.36 | 53.52 | 58.52 | 5 | 0
2035 | SPP_S_2_ERCOT | SPP_S | ERCOT | External | Shoulder | B13 | 600 | 800 | 0 | 53.52 | 53.32 | 5 | 0
2035 | SPP_S_2_ERCOT | SPP_S | ERCOT | External | Shoulder | B14 | 900 | 800 | 0 | 53.4 | 53.32 | 5 | 0
2035 | SPP_S_2_ERCOT | SPP_S | ERCOT | External | Shoulder | B15 | 1203 | 800 | 0 | 49.28 | 53.32 | 5 | 0
2035 | SPP_S_2_ERCOT | SPP_S | ERCOT | External | Summer | B1 | 10 | 800 | 800 | 74.74 | 88.33 | 5 | 8.58
2035 | SPP_S_2_ERCOT | SPP_S | ERCOT | External | Summer | B2 | 25 | 800 | 348.43 | 83.33 | 88.33 | 5 | 0
2035 | SPP_S_2_ERCOT | SPP_S | ERCOT | External | Summer | B3 | 75 | 800 | 0 | 79.69 | 75.93 | 5 | 0
2035 | SPP_S_2_ERCOT | SPP_S | ERCOT | External | Summer | B4 | 100 | 800 | 0 | 74.74 | 75.93 | 5 | 0
2035 | SPP_S_2_ERCOT | SPP_S | ERCOT | External | Summer | B5 | 200 | 800 | 0 | 74.74 | 75.93 | 5 | 0
2035 | SPP_S_2_ERCOT | SPP_S | ERCOT | External | Summer | B6 | 300 | 800 | 0 | 71.56 | 75.93 | 5 | 0
2035 | SPP_S_2_ERCOT | SPP_S | ERCOT | External | Summer | B7 | 400 | 800 | 800 | 55.89 | 75.93 | 5 | 15.04
2035 | SPP_S_2_ERCOT | SPP_S | ERCOT | External | Summer | B8 | 500 | 800 | 0 | 51.73 | 56.54 | 5 | 0
2035 | SPP_S_2_ERCOT | SPP_S | ERCOT | External | Summer | B9 | 800 | 800 | 0 | 51.61 | 51.83 | 5 | 0
2035 | SPP_S_2_ERCOT | SPP_S | ERCOT | External | Summer | B10 | 1262 | 800 | 0 | 47.43 | 51.83 | 5 | 0
2035 | SPP_S_2_ERCOT | SPP_S | ERCOT | External | Winter | B16 | 25 | 800 | 763.57 | 59.76 | 64.76 | 5 | 0
2035 | SPP_S_2_ERCOT | SPP_S | ERCOT | External | Winter | B17 | 100 | 800 | 0 | 57 | 59.41 | 5 | 0
2035 | SPP_S_2_ERCOT | SPP_S | ERCOT | External | Winter | B18 | 400 | 800 | 0 | 57 | 56.47 | 5 | 0
2035 | SPP_S_2_ERCOT | SPP_S | ERCOT | External | Winter | B19 | 700 | 800 | 0 | 53.58 | 56.47 | 5 | 0
2035 | SPP_S_2_ERCOT | SPP_S | ERCOT | External | Winter | B20 | 935 | 800 | 774.68 | 51.47 | 56.47 | 5 | 0
2040 | AZ_NM_SNV_Coal_2_SPP_S | AZ_NM_SNV_Coal | SPP_S | External | Shoulder | B11 | 25 | 400 | 0 | 78.33 | 82.77 | 8.17 | 0
2040 | AZ_NM_SNV_Coal_2_SPP_S | AZ_NM_SNV_Coal | SPP_S | External | Shoulder | B12 | 200 | 400 | 0 | 70.17 | 59.39 | 8.17 | 0
2040 | AZ_NM_SNV_Coal_2_SPP_S | AZ_NM_SNV_Coal | SPP_S | External | Shoulder | B13 | 600 | 400 | 0 | 70.16 | 59.25 | 8.17 | 0
2040 | AZ_NM_SNV_Coal_2_SPP_S | AZ_NM_SNV_Coal | SPP_S | External | Shoulder | B14 | 900 | 400 | 0 | 65.98 | 55.65 | 8.17 | 0
2040 | AZ_NM_SNV_Coal_2_SPP_S | AZ_NM_SNV_Coal | SPP_S | External | Shoulder | B15 | 1203 | 400 | 0 | 61.35 | 54.25 | 8.17 | 0
2040 | AZ_NM_SNV_Coal_2_SPP_S | AZ_NM_SNV_Coal | SPP_S | External | Summer | B1 | 10 | 400 | 0 | 126.85 | 83.11 | 8.17 | 0
2040 | AZ_NM_SNV_Coal_2_SPP_S | AZ_NM_SNV_Coal | SPP_S | External | Summer | B2 | 25 | 400 | 0 | 117.69 | 83.82 | 8.17 | 0
2040 | AZ_NM_SNV_Coal_2_SPP_S | AZ_NM_SNV_Coal | SPP_S | External | Summer | B3 | 75 | 400 | 0 | 117.69 | 89.52 | 8.17 | 0
2040 | AZ_NM_SNV_Coal_2_SPP_S | AZ_NM_SNV_Coal | SPP_S | External | Summer | B4 | 100 | 400 | 0 | 117.69 | 83.11 | 8.17 | 0
2040 | AZ_NM_SNV_Coal_2_SPP_S | AZ_NM_SNV_Coal | SPP_S | External | Summer | B5 | 200 | 400 | 0 | 86.7 | 83.11 | 8.17 | 0
2040 | AZ_NM_SNV_Coal_2_SPP_S | AZ_NM_SNV_Coal | SPP_S | External | Summer | B6 | 300 | 400 | 0 | 81.19 | 75.1 | 8.17 | 0
2040 | AZ_NM_SNV_Coal_2_SPP_S | AZ_NM_SNV_Coal | SPP_S | External | Summer | B7 | 400 | 400 | 0 | 79.45 | 61.16 | 8.17 | 0
2040 | AZ_NM_SNV_Coal_2_SPP_S | AZ_NM_SNV_Coal | SPP_S | External | Summer | B8 | 500 | 400 | 0 | 79.25 | 57.43 | 8.17 | 0
2040 | AZ_NM_SNV_Coal_2_SPP_S | AZ_NM_SNV_Coal | SPP_S | External | Summer | B9 | 800 | 400 | 0 | 78.33 | 57.3 | 8.17 | 0
2040 | AZ_NM_SNV_Coal_2_SPP_S | AZ_NM_SNV_Coal | SPP_S | External | Summer | B10 | 1262 | 400 | 0 | 59.12 | 52.52 | 8.17 | 0
2040 | AZ_NM_SNV_Coal_2_SPP_S | AZ_NM_SNV_Coal | SPP_S | External | Winter | B16 | 25 | 400 | 0 | 85 | 63.42 | 8.17 | 0
2040 | AZ_NM_SNV_Coal_2_SPP_S | AZ_NM_SNV_Coal | SPP_S | External | Winter | B17 | 100 | 400 | 0 | 75.23 | 63.27 | 8.17 | 0
2040 | AZ_NM_SNV_Coal_2_SPP_S | AZ_NM_SNV_Coal | SPP_S | External | Winter | B18 | 400 | 400 | 0 | 73.82 | 61.09 | 8.17 | 0
2040 | AZ_NM_SNV_Coal_2_SPP_S | AZ_NM_SNV_Coal | SPP_S | External | Winter | B19 | 700 | 400 | 0 | 70.34 | 59.67 | 8.17 | 0
2040 | AZ_NM_SNV_Coal_2_SPP_S | AZ_NM_SNV_Coal | SPP_S | External | Winter | B20 | 935 | 400 | 0 | 66.04 | 50.95 | 8.17 | 0
2040 | ERCOT_2_SPP_S | ERCOT | SPP_S | External | Shoulder | B11 | 25 | 800 | 0 | 86.87 | 82.77 | 8 | 0
2040 | ERCOT_2_SPP_S | ERCOT | SPP_S | External | Shoulder | B12 | 200 | 800 | 0 | 64.6 | 59.39 | 8 | 0
2040 | ERCOT_2_SPP_S | ERCOT | SPP_S | External | Shoulder | B13 | 600 | 800 | 0 | 59.18 | 59.25 | 8 | 0
2040 | ERCOT_2_SPP_S | ERCOT | SPP_S | External | Shoulder | B14 | 900 | 800 | 0 | 59.18 | 55.65 | 8 | 0
2040 | ERCOT_2_SPP_S | ERCOT | SPP_S | External | Shoulder | B15 | 1203 | 800 | 0 | 59.18 | 54.25 | 8 | 0
2040 | ERCOT_2_SPP_S | ERCOT | SPP_S | External | Summer | B1 | 10 | 800 | 0 | 97.53 | 83.11 | 8 | 0
2040 | ERCOT_2_SPP_S | ERCOT | SPP_S | External | Summer | B2 | 25 | 800 | 0 | 97.53 | 83.82 | 8 | 0
2040 | ERCOT_2_SPP_S | ERCOT | SPP_S | External | Summer | B3 | 75 | 800 | 0 | 84.4 | 89.52 | 8 | 0
2040 | ERCOT_2_SPP_S | ERCOT | SPP_S | External | Summer | B4 | 100 | 800 | 0 | 84.4 | 83.11 | 8 | 0
2040 | ERCOT_2_SPP_S | ERCOT | SPP_S | External | Summer | B5 | 200 | 800 | 0 | 84.4 | 83.11 | 8 | 0
2040 | ERCOT_2_SPP_S | ERCOT | SPP_S | External | Summer | B6 | 300 | 800 | 0 | 84.4 | 75.1 | 8 | 0
2040 | ERCOT_2_SPP_S | ERCOT | SPP_S | External | Summer | B7 | 400 | 800 | 0 | 66.16 | 61.16 | 8 | 0
2040 | ERCOT_2_SPP_S | ERCOT | SPP_S | External | Summer | B8 | 500 | 800 | 0 | 57.52 | 57.43 | 8 | 0
2040 | ERCOT_2_SPP_S | ERCOT | SPP_S | External | Summer | B9 | 800 | 800 | 0 | 57.52 | 57.3 | 8 | 0
2040 | ERCOT_2_SPP_S | ERCOT | SPP_S | External | Summer | B10 | 1262 | 800 | 0 | 57.52 | 52.52 | 8 | 0
2040 | ERCOT_2_SPP_S | ERCOT | SPP_S | External | Winter | B16 | 25 | 800 | 0 | 83.36 | 63.42 | 8 | 0
2040 | ERCOT_2_SPP_S | ERCOT | SPP_S | External | Winter | B17 | 100 | 800 | 0 | 68.27 | 63.27 | 8 | 0
2040 | ERCOT_2_SPP_S | ERCOT | SPP_S | External | Winter | B18 | 400 | 800 | 0 | 62.65 | 61.09 | 8 | 0
2040 | ERCOT_2_SPP_S | ERCOT | SPP_S | External | Winter | B19 | 700 | 800 | 0 | 62.65 | 59.67 | 8 | 0
2040 | ERCOT_2_SPP_S | ERCOT | SPP_S | External | Winter | B20 | 935 | 800 | 0 | 57.29 | 50.95 | 8 | 0
2040 | MAPP_US_2_RMPA | MAPP_US | RMPA | External | Shoulder | B11 | 25 | 200 | 0 | 77.78 | 65.38 | 8 | 0
2040 | MAPP_US_2_RMPA | MAPP_US | RMPA | External | Shoulder | B12 | 200 | 200 | 53.7 | 55.93 | 63.93 | 8 | 0
2040 | MAPP_US_2_RMPA | MAPP_US | RMPA | External | Shoulder | B13 | 600 | 200 | 200 | 52.66 | 62 | 8 | 1.33
2040 | MAPP_US_2_RMPA | MAPP_US | RMPA | External | Shoulder | B14 | 900 | 200 | 64.3 | 52.66 | 60.66 | 8 | 0
2040 | MAPP_US_2_RMPA | MAPP_US | RMPA | External | Shoulder | B15 | 1203 | 200 | 15.84 | 45.18 | 53.18 | 8 | 0
2040 | MAPP_US_2_RMPA | MAPP_US | RMPA | External | Summer | B1 | 10 | 200 | 0 | 95.65 | 95.17 | 8 | 0
2040 | MAPP_US_2_RMPA | MAPP_US | RMPA | External | Summer | B2 | 25 | 200 | 0 | 87.94 | 95.17 | 8 | 0
2040 | MAPP_US_2_RMPA | MAPP_US | RMPA | External | Summer | B3 | 75 | 200 | 0.03 | 87.25 | 95.17 | 8 | 0
2040 | MAPP_US_2_RMPA | MAPP_US | RMPA | External | Summer | B4 | 100 | 200 | 0 | 87.25 | 86.25 | 8 | 0
2040 | MAPP_US_2_RMPA | MAPP_US | RMPA | External | Summer | B5 | 200 | 200 | 0 | 83.43 | 78.33 | 8 | 0
2040 | MAPP_US_2_RMPA | MAPP_US | RMPA | External | Summer | B6 | 300 | 200 | 0 | 63.42 | 62.75 | 8 | 0
2040 | MAPP_US_2_RMPA | MAPP_US | RMPA | External | Summer | B7 | 400 | 200 | 200 | 54.16 | 62.75 | 8 | 0.58
2040 | MAPP_US_2_RMPA | MAPP_US | RMPA | External | Summer | B8 | 500 | 200 | 200 | 46.63 | 62.75 | 8 | 8.12
2040 | MAPP_US_2_RMPA | MAPP_US | RMPA | External | Summer | B9 | 800 | 200 | 200 | 44.55 | 57.01 | 8 | 4.46
2040 | MAPP_US_2_RMPA | MAPP_US | RMPA | External | Summer | B10 | 1262 | 200 | 0 | 38.78 | 45.78 | 8 | 0
2040 | MAPP_US_2_RMPA | MAPP_US | RMPA | External | Winter | B16 | 25 | 200 | 0 | 77.6 | 76.83 | 8 | 0
2040 | MAPP_US_2_RMPA | MAPP_US | RMPA | External | Winter | B17 | 100 | 200 | 200 | 60.16 | 70.34 | 8 | 2.18
2040 | MAPP_US_2_RMPA | MAPP_US | RMPA | External | Winter | B18 | 400 | 200 | 200 | 55.38 | 65.65 | 8 | 2.28
2040 | MAPP_US_2_RMPA | MAPP_US | RMPA | External | Winter | B19 | 700 | 200 | 200 | 55.38 | 65.65 | 8 | 2.28
2040 | MAPP_US_2_RMPA | MAPP_US | RMPA | External | Winter | B20 | 935 | 200 | 0 | 42.95 | 47.46 | 8 | 0
2040 | NE_2_RMPA | NE | RMPA | External | Shoulder | B11 | 25 | 310 | 0 | 84.78 | 65.38 | 5 | 0
2040 | NE_2_RMPA | NE | RMPA | External | Shoulder | B12 | 200 | 310 | 0 | 62.17 | 63.93 | 5 | 0
2040 | NE_2_RMPA | NE | RMPA | External | Shoulder | B13 | 600 | 310 | 0 | 59.66 | 62 | 5 | 0
2040 | NE_2_RMPA | NE | RMPA | External | Shoulder | B14 | 900 | 310 | 309.98 | 55.65 | 60.66 | 5 | 0.01
2040 | NE_2_RMPA | NE | RMPA | External | Shoulder | B15 | 1203 | 310 | 0 | 49.42 | 53.18 | 5 | 0
2040 | NE_2_RMPA | NE | RMPA | External | Summer | B1 | 10 | 310 | 0 | 97.65 | 95.17 | 5 | 0
2040 | NE_2_RMPA | NE | RMPA | External | Summer | B2 | 25 | 310 | 0 | 94.94 | 95.17 | 5 | 0
2040 | NE_2_RMPA | NE | RMPA | External | Summer | B3 | 75 | 310 | 0 | 94.25 | 95.17 | 5 | 0
2040 | NE_2_RMPA | NE | RMPA | External | Summer | B4 | 100 | 310 | 0 | 94.25 | 86.25 | 5 | 0
2040 | NE_2_RMPA | NE | RMPA | External | Summer | B5 | 200 | 310 | 0 | 90.43 | 78.33 | 5 | 0
2040 | NE_2_RMPA | NE | RMPA | External | Summer | B6 | 300 | 310 | 0 | 70.42 | 62.75 | 5 | 0
2040 | NE_2_RMPA | NE | RMPA | External | Summer | B7 | 400 | 310 | 0 | 61.16 | 62.75 | 5 | 0
2040 | NE_2_RMPA | NE | RMPA | External | Summer | B8 | 500 | 310 | 310 | 53.63 | 62.75 | 5 | 4.12
2040 | NE_2_RMPA | NE | RMPA | External | Summer | B9 | 800 | 310 | 310 | 51.55 | 57.01 | 5 | 0.46
2040 | NE_2_RMPA | NE | RMPA | External | Summer | B10 | 1262 | 310 | 280.08 | 40.78 | 45.78 | 5 | 0
2040 | NE_2_RMPA | NE | RMPA | External | Winter | B16 | 25 | 310 | 0 | 84.6 | 76.83 | 5 | 0
2040 | NE_2_RMPA | NE | RMPA | External | Winter | B17 | 100 | 310 | 309.86 | 65.33 | 70.34 | 5 | 0.01
2040 | NE_2_RMPA | NE | RMPA | External | Winter | B18 | 400 | 310 | 0 | 61.06 | 65.65 | 5 | 0
2040 | NE_2_RMPA | NE | RMPA | External | Winter | B19 | 700 | 310 | 310 | 59.67 | 65.65 | 5 | 0.99
2040 | NE_2_RMPA | NE | RMPA | External | Winter | B20 | 935 | 310 | 0 | 46.1 | 47.46 | 5 | 0
2040 | NWPP_Coal_2_MAPP_US | NWPP_Coal | MAPP_US | External | Shoulder | B11 | 25 | 150 | 0.02 | 70.16 | 77.78 | 8 | 0
2040 | NWPP_Coal_2_MAPP_US | NWPP_Coal | MAPP_US | External | Shoulder | B12 | 200 | 150 | 0 | 70.16 | 55.93 | 8 | 0
2040 | NWPP_Coal_2_MAPP_US | NWPP_Coal | MAPP_US | External | Shoulder | B13 | 600 | 150 | 0 | 70.16 | 52.66 | 8 | 0
2040 | NWPP_Coal_2_MAPP_US | NWPP_Coal | MAPP_US | External | Shoulder | B14 | 900 | 150 | 0 | 70.16 | 52.66 | 8 | 0
2040 | NWPP_Coal_2_MAPP_US | NWPP_Coal | MAPP_US | External | Shoulder | B15 | 1203 | 150 | 0 | 70.16 | 45.18 | 8 | 0
2040 | NWPP_Coal_2_MAPP_US | NWPP_Coal | MAPP_US | External | Summer | B1 | 10 | 150 | 150 | 70.16 | 95.65 | 8 | 17.49
2040 | NWPP_Coal_2_MAPP_US | NWPP_Coal | MAPP_US | External | Summer | B2 | 25 | 150 | 150 | 70.16 | 87.94 | 8 | 9.78
2040 | NWPP_Coal_2_MAPP_US | NWPP_Coal | MAPP_US | External | Summer | B3 | 75 | 150 | 150 | 70.16 | 87.25 | 8 | 9.09
2040 | NWPP_Coal_2_MAPP_US | NWPP_Coal | MAPP_US | External | Summer | B4 | 100 | 150 | 150 | 70.16 | 87.25 | 8 | 9.09
2040 | NWPP_Coal_2_MAPP_US | NWPP_Coal | MAPP_US | External | Summer | B5 | 200 | 150 | 150 | 70.16 | 83.43 | 8 | 5.27
2040 | NWPP_Coal_2_MAPP_US | NWPP_Coal | MAPP_US | External | Summer | B6 | 300 | 150 | 0 | 70.16 | 63.42 | 8 | 0
2040 | NWPP_Coal_2_MAPP_US | NWPP_Coal | MAPP_US | External | Summer | B7 | 400 | 150 | 0 | 70.16 | 54.16 | 8 | 0
2040 | NWPP_Coal_2_MAPP_US | NWPP_Coal | MAPP_US | External | Summer | B8 | 500 | 150 | 0 | 70.16 | 46.63 | 8 | 0
2040 | NWPP_Coal_2_MAPP_US | NWPP_Coal | MAPP_US | External | Summer | B9 | 800 | 150 | 0 | 70.16 | 44.55 | 8 | 0
2040 | NWPP_Coal_2_MAPP_US | NWPP_Coal | MAPP_US | External | Summer | B10 | 1262 | 150 | 0 | 70.16 | 38.78 | 8 | 0
2040 | NWPP_Coal_2_MAPP_US | NWPP_Coal | MAPP_US | External | Winter | B16 | 25 | 150 | 0 | 76.83 | 77.6 | 8 | 0
2040 | NWPP_Coal_2_MAPP_US | NWPP_Coal | MAPP_US | External | Winter | B17 | 100 | 150 | 0 | 75.22 | 60.16 | 8 | 0
2040 | NWPP_Coal_2_MAPP_US | NWPP_Coal | MAPP_US | External | Winter | B18 | 400 | 150 | 0 | 75.22 | 55.38 | 8 | 0
2040 | NWPP_Coal_2_MAPP_US | NWPP_Coal | MAPP_US | External | Winter | B19 | 700 | 150 | 0 | 75.22 | 55.38 | 8 | 0
2040 | NWPP_Coal_2_MAPP_US | NWPP_Coal | MAPP_US | External | Winter | B20 | 935 | 150 | 0 | 75.22 | 42.95 | 8 | 0
2040 | RMPA_2_MAPP_US | RMPA | MAPP_US | External | Shoulder | B11 | 25 | 200 | 200 | 65.38 | 77.78 | 8 | 4.4
2040 | RMPA_2_MAPP_US | RMPA | MAPP_US | External | Shoulder | B12 | 200 | 200 | 0 | 63.93 | 55.93 | 8 | 0
2040 | RMPA_2_MAPP_US | RMPA | MAPP_US | External | Shoulder | B13 | 600 | 200 | 0 | 62 | 52.66 | 8 | 0
2040 | RMPA_2_MAPP_US | RMPA | MAPP_US | External | Shoulder | B14 | 900 | 200 | 0 | 60.66 | 52.66 | 8 | 0
2040 | RMPA_2_MAPP_US | RMPA | MAPP_US | External | Shoulder | B15 | 1203 | 200 | 0 | 53.18 | 45.18 | 8 | 0
2040 | RMPA_2_MAPP_US | RMPA | MAPP_US | External | Summer | B1 | 10 | 200 | 0 | 95.17 | 95.65 | 8 | 0
2040 | RMPA_2_MAPP_US | RMPA | MAPP_US | External | Summer | B2 | 25 | 200 | 0 | 95.17 | 87.94 | 8 | 0
2040 | RMPA_2_MAPP_US | RMPA | MAPP_US | External | Summer | B3 | 75 | 200 | 0 | 95.17 | 87.25 | 8 | 0
2040 | RMPA_2_MAPP_US | RMPA | MAPP_US | External | Summer | B4 | 100 | 200 | 0 | 86.25 | 87.25 | 8 | 0
2040 | RMPA_2_MAPP_US | RMPA | MAPP_US | External | Summer | B5 | 200 | 200 | 0 | 78.33 | 83.43 | 8 | 0
2040 | RMPA_2_MAPP_US | RMPA | MAPP_US | External | Summer | B6 | 300 | 200 | 0 | 62.75 | 63.42 | 8 | 0
2040 | RMPA_2_MAPP_US | RMPA | MAPP_US | External | Summer | B7 | 400 | 200 | 0 | 62.75 | 54.16 | 8 | 0
2040 | RMPA_2_MAPP_US | RMPA | MAPP_US | External | Summer | B8 | 500 | 200 | 0 | 62.75 | 46.63 | 8 | 0
2040 | RMPA_2_MAPP_US | RMPA | MAPP_US | External | Summer | B9 | 800 | 200 | 0 | 57.01 | 44.55 | 8 | 0
2040 | RMPA_2_MAPP_US | RMPA | MAPP_US | External | Summer | B10 | 1262 | 200 | 0 | 45.78 | 38.78 | 8 | 0
2040 | RMPA_2_MAPP_US | RMPA | MAPP_US | External | Winter | B16 | 25 | 200 | 0 | 76.83 | 77.6 | 8 | 0
2040 | RMPA_2_MAPP_US | RMPA | MAPP_US | External | Winter | B17 | 100 | 200 | 0 | 70.34 | 60.16 | 8 | 0
2040 | RMPA_2_MAPP_US | RMPA | MAPP_US | External | Winter | B18 | 400 | 200 | 0 | 65.65 | 55.38 | 8 | 0
2040 | RMPA_2_MAPP_US | RMPA | MAPP_US | External | Winter | B19 | 700 | 200 | 0 | 65.65 | 55.38 | 8 | 0
2040 | RMPA_2_MAPP_US | RMPA | MAPP_US | External | Winter | B20 | 935 | 200 | 0 | 47.46 | 42.95 | 8 | 0
2040 | RMPA_2_NE | RMPA | NE | External | Shoulder | B11 | 25 | 310 | 310 | 65.38 | 84.78 | 8 | 11.4
2040 | RMPA_2_NE | RMPA | NE | External | Shoulder | B12 | 200 | 310 | 0 | 63.93 | 62.17 | 8 | 0
2040 | RMPA_2_NE | RMPA | NE | External | Shoulder | B13 | 600 | 310 | 0 | 62 | 59.66 | 8 | 0
2040 | RMPA_2_NE | RMPA | NE | External | Shoulder | B14 | 900 | 310 | 0 | 60.66 | 55.65 | 8 | 0
2040 | RMPA_2_NE | RMPA | NE | External | Shoulder | B15 | 1203 | 310 | 0 | 53.18 | 49.42 | 8 | 0
2040 | RMPA_2_NE | RMPA | NE | External | Summer | B1 | 10 | 310 | 0 | 95.17 | 97.65 | 8 | 0
2040 | RMPA_2_NE | RMPA | NE | External | Summer | B2 | 25 | 310 | 0 | 95.17 | 94.94 | 8 | 0
2040 | RMPA_2_NE | RMPA | NE | External | Summer | B3 | 75 | 310 | 0 | 95.17 | 94.25 | 8 | 0
2040 | RMPA_2_NE | RMPA | NE | External | Summer | B4 | 100 | 310 | 53.82 | 86.25 | 94.25 | 8 | 0
2040 | RMPA_2_NE | RMPA | NE | External | Summer | B5 | 200 | 310 | 310 | 78.33 | 90.43 | 8 | 4.1
2040 | RMPA_2_NE | RMPA | NE | External | Summer | B6 | 300 | 310 | 0 | 62.75 | 70.42 | 8 | 0
2040 | RMPA_2_NE | RMPA | NE | External | Summer | B7 | 400 | 310 | 0 | 62.75 | 61.16 | 8 | 0
2040 | RMPA_2_NE | RMPA | NE | External | Summer | B8 | 500 | 310 | 0 | 62.75 | 53.63 | 8 | 0
2040 | RMPA_2_NE | RMPA | NE | External | Summer | B9 | 800 | 310 | 0 | 57.01 | 51.55 | 8 | 0
2040 | RMPA_2_NE | RMPA | NE | External | Summer | B10 | 1262 | 310 | 0 | 45.78 | 40.78 | 8 | 0
2040 | RMPA_2_NE | RMPA | NE | External | Winter | B16 | 25 | 310 | 0.03 | 76.83 | 84.6 | 8 | 0
2040 | RMPA_2_NE | RMPA | NE | External | Winter | B17 | 100 | 310 | 0 | 70.34 | 65.33 | 8 | 0
2040 | RMPA_2_NE | RMPA | NE | External | Winter | B18 | 400 | 310 | 0 | 65.65 | 61.06 | 8 | 0
2040 | RMPA_2_NE | RMPA | NE | External | Winter | B19 | 700 | 310 | 0 | 65.65 | 59.67 | 8 | 0
2040 | RMPA_2_NE | RMPA | NE | External | Winter | B20 | 935 | 310 | 0 | 47.46 | 46.1 | 8 | 0
2040 | RMPA_2_SPP_N | RMPA | SPP_N | External | Shoulder | B11 | 25 | 210 | 210 | 65.38 | 91.78 | 8 | 18.4
2040 | RMPA_2_SPP_N | RMPA | SPP_N | External | Shoulder | B12 | 200 | 210 | 0 | 63.93 | 62.18 | 8 | 0
2040 | RMPA_2_SPP_N | RMPA | SPP_N | External | Shoulder | B13 | 600 | 210 | 0 | 62 | 59.68 | 8 | 0
2040 | RMPA_2_SPP_N | RMPA | SPP_N | External | Shoulder | B14 | 900 | 210 | 0 | 60.66 | 55.66 | 8 | 0
2040 | RMPA_2_SPP_N | RMPA | SPP_N | External | Shoulder | B15 | 1203 | 210 | 0 | 53.18 | 54.37 | 8 | 0
2040 | RMPA_2_SPP_N | RMPA | SPP_N | External | Summer | B1 | 10 | 210 | 0 | 95.17 | 97.66 | 8 | 0
2040 | RMPA_2_SPP_N | RMPA | SPP_N | External | Summer | B2 | 25 | 210 | 0 | 95.17 | 94.95 | 8 | 0
2040 | RMPA_2_SPP_N | RMPA | SPP_N | External | Summer | B3 | 75 | 210 | 0 | 95.17 | 94.26 | 8 | 0
2040 | RMPA_2_SPP_N | RMPA | SPP_N | External | Summer | B4 | 100 | 210 | 209.85 | 86.25 | 94.26 | 8 | 0.01
2040 | RMPA_2_SPP_N | RMPA | SPP_N | External | Summer | B5 | 200 | 210 | 210 | 78.33 | 94.26 | 8 | 7.94
2040 | RMPA_2_SPP_N | RMPA | SPP_N | External | Summer | B6 | 300 | 210 | 210 | 62.75 | 75.09 | 8 | 4.34
2040 | RMPA_2_SPP_N | RMPA | SPP_N | External | Summer | B7 | 400 | 210 | 0 | 62.75 | 61.17 | 8 | 0
2040 | RMPA_2_SPP_N | RMPA | SPP_N | External | Summer | B8 | 500 | 210 | 0 | 62.75 | 57.45 | 8 | 0
2040 | RMPA_2_SPP_N | RMPA | SPP_N | External | Summer | B9 | 800 | 210 | 0 | 57.01 | 57.29 | 8 | 0
2040 | RMPA_2_SPP_N | RMPA | SPP_N | External | Summer | B10 | 1262 | 210 | 0 | 45.78 | 52.5 | 8 | 0
2040 | RMPA_2_SPP_N | RMPA | SPP_N | External | Winter | B16 | 25 | 210 | 0.03 | 76.83 | 84.61 | 8 | 0
2040 | RMPA_2_SPP_N | RMPA | SPP_N | External | Winter | B17 | 100 | 210 | 0 | 70.34 | 65.34 | 8 | 0
2040 | RMPA_2_SPP_N | RMPA | SPP_N | External | Winter | B18 | 400 | 210 | 0 | 65.65 | 61.07 | 8 | 0
2040 | RMPA_2_SPP_N | RMPA | SPP_N | External | Winter | B19 | 700 | 210 | 0 | 65.65 | 59.68 | 8 | 0
2040 | RMPA_2_SPP_N | RMPA | SPP_N | External | Winter | B20 | 935 | 210 | 0 | 47.46 | 50.94 | 8 | 0
2040 | SPP_N_2_RMPA | SPP_N | RMPA | External | Shoulder | B11 | 25 | 210 | 0 | 91.78 | 65.38 | 5 | 0
2040 | SPP_N_2_RMPA | SPP_N | RMPA | External | Shoulder | B12 | 200 | 210 | 0 | 62.18 | 63.93 | 5 | 0
2040 | SPP_N_2_RMPA | SPP_N | RMPA | External | Shoulder | B13 | 600 | 210 | 0 | 59.68 | 62 | 5 | 0
2040 | SPP_N_2_RMPA | SPP_N | RMPA | External | Shoulder | B14 | 900 | 210 | 89.05 | 55.66 | 60.66 | 5 | 0
2040 | SPP_N_2_RMPA | SPP_N | RMPA | External | Shoulder | B15 | 1203 | 210 | 0 | 54.37 | 53.18 | 5 | 0
2040 | SPP_N_2_RMPA | SPP_N | RMPA | External | Summer | B1 | 10 | 210 | 0 | 97.66 | 95.17 | 5 | 0
2040 | SPP_N_2_RMPA | SPP_N | RMPA | External | Summer | B2 | 25 | 210 | 0 | 94.95 | 95.17 | 5 | 0
2040 | SPP_N_2_RMPA | SPP_N | RMPA | External | Summer | B3 | 75 | 210 | 0 | 94.26 | 95.17 | 5 | 0
2040 | SPP_N_2_RMPA | SPP_N | RMPA | External | Summer | B4 | 100 | 210 | 0 | 94.26 | 86.25 | 5 | 0
2040 | SPP_N_2_RMPA | SPP_N | RMPA | External | Summer | B5 | 200 | 210 | 0 | 94.26 | 78.33 | 5 | 0
2040 | SPP_N_2_RMPA | SPP_N | RMPA | External | Summer | B6 | 300 | 210 | 0 | 75.09 | 62.75 | 5 | 0
2040 | SPP_N_2_RMPA | SPP_N | RMPA | External | Summer | B7 | 400 | 210 | 0 | 61.17 | 62.75 | 5 | 0
2040 | SPP_N_2_RMPA | SPP_N | RMPA | External | Summer | B8 | 500 | 210 | 210 | 57.45 | 62.75 | 5 | 0.3
2040 | SPP_N_2_RMPA | SPP_N | RMPA | External | Summer | B9 | 800 | 210 | 0 | 57.29 | 57.01 | 5 | 0
2040 | SPP_N_2_RMPA | SPP_N | RMPA | External | Summer | B10 | 1262 | 210 | 0 | 52.5 | 45.78 | 5 | 0
2040 | SPP_N_2_RMPA | SPP_N | RMPA | External | Winter | B16 | 25 | 210 | 0 | 84.61 | 76.83 | 5 | 0
2040 | SPP_N_2_RMPA | SPP_N | RMPA | External | Winter | B17 | 100 | 210 | 78.71 | 65.34 | 70.34 | 5 | 0
2040 | SPP_N_2_RMPA | SPP_N | RMPA | External | Winter | B18 | 400 | 210 | 0 | 61.07 | 65.65 | 5 | 0
2040 | SPP_N_2_RMPA | SPP_N | RMPA | External | Winter | B19 | 700 | 210 | 210 | 59.68 | 65.65 | 5 | 0.97
2040 | SPP_N_2_RMPA | SPP_N | RMPA | External | Winter | B20 | 935 | 210 | 0 | 50.94 | 47.46 | 5 | 0
2040 | SPP_S_2_ERCOT | SPP_S | ERCOT | External | Shoulder | B11 | 25 | 800 | 0 | 82.77 | 86.87 | 5 | 0
2040 | SPP_S_2_ERCOT | SPP_S | ERCOT | External | Shoulder | B12 | 200 | 800 | 800 | 59.39 | 64.6 | 5 | 0.21
2040 | SPP_S_2_ERCOT | SPP_S | ERCOT | External | Shoulder | B13 | 600 | 800 | 0 | 59.25 | 59.18 | 5 | 0
2040 | SPP_S_2_ERCOT | SPP_S | ERCOT | External | Shoulder | B14 | 900 | 800 | 0 | 55.65 | 59.18 | 5 | 0
2040 | SPP_S_2_ERCOT | SPP_S | ERCOT | External | Shoulder | B15 | 1203 | 800 | 0 | 54.25 | 59.18 | 5 | 0
2040 | SPP_S_2_ERCOT | SPP_S | ERCOT | External | Summer | B1 | 10 | 800 | 800 | 83.11 | 97.53 | 5 | 9.42
2040 | SPP_S_2_ERCOT | SPP_S | ERCOT | External | Summer | B2 | 25 | 800 | 800 | 83.82 | 97.53 | 5 | 8.72
2040 | SPP_S_2_ERCOT | SPP_S | ERCOT | External | Summer | B3 | 75 | 800 | 0 | 89.52 | 84.4 | 5 | 0
2040 | SPP_S_2_ERCOT | SPP_S | ERCOT | External | Summer | B4 | 100 | 800 | 0 | 83.11 | 84.4 | 5 | 0
2040 | SPP_S_2_ERCOT | SPP_S | ERCOT | External | Summer | B5 | 200 | 800 | 0 | 83.11 | 84.4 | 5 | 0
2040 | SPP_S_2_ERCOT | SPP_S | ERCOT | External | Summer | B6 | 300 | 800 | 800 | 75.1 | 84.4 | 5 | 4.29
2040 | SPP_S_2_ERCOT | SPP_S | ERCOT | External | Summer | B7 | 400 | 800 | 116.86 | 61.16 | 66.16 | 5 | 0
2040 | SPP_S_2_ERCOT | SPP_S | ERCOT | External | Summer | B8 | 500 | 800 | 0 | 57.43 | 57.52 | 5 | 0
2040 | SPP_S_2_ERCOT | SPP_S | ERCOT | External | Summer | B9 | 800 | 800 | 0 | 57.3 | 57.52 | 5 | 0
2040 | SPP_S_2_ERCOT | SPP_S | ERCOT | External | Summer | B10 | 1262 | 800 | 696.37 | 52.52 | 57.52 | 5 | 0
2040 | SPP_S_2_ERCOT | SPP_S | ERCOT | External | Winter | B16 | 25 | 800 | 800 | 63.42 | 83.36 | 5 | 14.95
2040 | SPP_S_2_ERCOT | SPP_S | ERCOT | External | Winter | B17 | 100 | 800 | 389.54 | 63.27 | 68.27 | 5 | 0
2040 | SPP_S_2_ERCOT | SPP_S | ERCOT | External | Winter | B18 | 400 | 800 | 0 | 61.09 | 62.65 | 5 | 0
2040 | SPP_S_2_ERCOT | SPP_S | ERCOT | External | Winter | B19 | 700 | 800 | 0 | 59.67 | 62.65 | 5 | 0
2040 | SPP_S_2_ERCOT | SPP_S | ERCOT | External | Winter | B20 | 935 | 800 | 800 | 50.95 | 57.29 | 5 | 1.34