## Title
Future 1 BAU, Sensitivity 13: Reduced EE/DR and RPS Requirements
"The results presented herein use modeling assumptions developed by EIPC, EIPC stakeholders and CRA for purposes of EIPC capacity expansion modeling. As such, these results do not necessarily reflect the opinions or views of CRA or any individual EIPC stakeholder."

## Build Summary
EI New Build Summary
EI New Builds by Type
|  | Additions |  |  | Retirements
| 2010 | 2015 | 2020 | 2030 | 2015 | 2020 | 2030 | Total
Coal | 271.9155 | 8.4766 | 0 | 0 | 58.3533 | 17.2243 | 0 | 204.8145
Nuclear | 99.849 | 2.7406 | 4.53 | 0 | 0 | 0.6145 | 1.4882 | 105.0169
CC | 132.682 | 30.4993 | 27.0218 | 43.2294 | 4.1113 | 0 | 0 | 229.3212
CT | 120.329 | 4.8457 | 12.8667 | 23.6619 | 0.70745 | 0 | 0 | 160.9958
Steam Oil/Gas | 74.547 | 0 | 0 | 0 | 31.2125 | 0 | 0 | 43.3345
Hydro | 44.6048 | 0 | 0 | 0 | 0 | 0 | 0 | 44.6048
On-Shore Wind | 18.707 | 22.1949 | 5.2322 | 7.6465 | 0 | 0 | 0 | 53.7807
Off-Shore Wind | 0 | 0.469 | 0 | 1.1 | 0 | 0 | 0 | 1.569
Other Renewable | 3.613 | 2.3484 | 1.4872 | 3.5022 | 0 | 0 | 0 | 10.9507
New HQ/Maritimes | 0 | 0 | 0 | 0 | 0 | 0 | 0 | 0
Other | 17.054 | 0 | 0 | 0 | 0 | 0 | 0 | 17.054
Total w/o DR | 783.3012 | 71.5744 | 51.138 | 79.1399 | 94.3846 | 17.8388 | 1.4882 | 871.442
DR | 33.1 | -9.394 | 6.8998 | 1.4907 | 0 | 0 | 0 | 32.0966
Total w/DR | 816.4013 | 62.1805 | 58.0378 | 80.6307 | 94.3846 | 17.8388 | 1.4882 | 903.5387
EI New Builds by Region
| EI Cumulative New Builds |  |  |  | EI Cumulative New CCs |  |  |  | EI Cumulative New On-Shore Wind |  |  |  | EI Cumulative Coal Retirements
| 2015 | 2020 | 2030 |  |  | 2015 | 2020 | 2030 |  | 2015 | 2020 | 2030 |  | 2015 | 2020 | 2030
ENT | 890.01 | 2576.47 | 4501.83 |  | ENT | 0.01 | 1686.47 | 3504.43 | ENT | 0 | 0 | 0 | ENT | 892.9 | 892.9 | 892.9
FRCC | 4226.23 | 10622.77 | 20728.23 |  | FRCC | 1516.9 | 7913.44 | 17820.9 | FRCC | 0 | 0 | 0 | FRCC | 466 | 1335 | 1335
IESO | 5144.99 | 5144.99 | 5144.99 |  | IESO | 1263 | 1263 | 1263 | IESO | 2105.9 | 2105.9 | 2105.9 | IESO | 6416 | 6416 | 6416
MAPP_CA | 1304.96 | 1973.63 | 2842.54 |  | MAPP_CA | 1002.56 | 1671.23 | 2540.13 | MAPP_CA | 302.4 | 302.4 | 302.4 | MAPP_CA | 1009.4 | 1009.4 | 1009.4
MAPP_US | 729.6 | 729.6 | 1951.85 |  | MAPP_US | 0 | 0 | 0 | MAPP_US | 421.3 | 421.3 | 1223.76 | MAPP_US | 756.78 | 885.67 | 885.67
MISO_IN | 618 | 3355.24 | 7169.3 |  | MISO_IN | 0 | 2737.24 | 6471.17 | MISO_IN | 0 | 0 | 0 | MISO_IN | 929.9 | 1360.89 | 1360.89
MISO_MI | 2000 | 2000 | 2160.26 |  | MISO_MI | 0 | 0 | 0.01 | MISO_MI | 2000 | 2000 | 2000 | MISO_MI | 1854.9 | 3568.48 | 3568.48
MISO_MO-IL | 2090 | 2090 | 2313.33 |  | MISO_MO-IL | 0 | 0 | 0 | MISO_MO-IL | 300 | 300 | 300 | MISO_MO-IL | 821.7 | 2219.45 | 2219.45
MISO_W | 2894.83 | 2894.83 | 5295.62 |  | MISO_W | 0 | 0 | 0 | MISO_W | 2800.5 | 2800.5 | 5129.61 | MISO_W | 894.66 | 2579.86 | 2579.86
MISO_WUMS | 1818.9 | 12683.29 | 20883.8 |  | MISO_WUMS | 0 | 3083.72 | 3510.49 | MISO_WUMS | 968.9 | 968.9 | 968.9 | MISO_WUMS | 1857.1 | 3484.99 | 3484.99
NE | 434.1 | 434.1 | 505.78 |  | NE | 0 | 0 | 0.01 | NE | 202 | 202 | 202 | NE | 0 | 0 | 0
NEISO | 3384.16 | 4877.51 | 8546.79 |  | NEISO | 2049.5 | 2049.5 | 2049.5 | NEISO | 231.2 | 1654.81 | 4617.62 | NEISO | 2250.13 | 2570.13 | 2570.13
NonRTO_Midwest | 153.97 | 1080.14 | 1867.23 |  | NonRTO_Midwest | 0 | 482.95 | 762.71 | NonRTO_Midwest | 0 | 0 | 0 | NonRTO_Midwest | 1099.7 | 1099.7 | 1099.7
NYISO_A-F | 3289.7 | 3999.5 | 4067.43 |  | NYISO_A-F | 639 | 639 | 639 | NYISO_A-F | 2476.3 | 3186.1 | 3186.1 | NYISO_A-F | 2251.9 | 2251.9 | 2251.9
NYISO_G-I | 0 | 60 | 2054.69 |  | NYISO_G-I | 0 | 0 | 1920.36 | NYISO_G-I | 0 | 60 | 60 | NYISO_G-I | 368.2 | 368.2 | 368.2
NYISO_J-K | 1207.4 | 1207.4 | 4265.28 |  | NYISO_J-K | 1175.4 | 1175.4 | 1175.4 | NYISO_J-K | 0 | 0 | 0 | NYISO_J-K | 0 | 0 | 0
PJM_E | 5940.05 | 6072.95 | 7172.95 |  | PJM_E | 4634.3 | 4634.3 | 4634.3 | PJM_E | 1150 | 1150 | 1150 | PJM_E | 2804 | 3371.99 | 3371.99
PJM_ROM | 2243.99 | 3349.21 | 5056.97 |  | PJM_ROM | 1678.5 | 1678.5 | 1678.5 | PJM_ROM | 479.8 | 479.8 | 1230.01 | PJM_ROM | 7396.75 | 7396.75 | 7396.75
PJM_ROR | 14076.1 | 17614.11 | 34080.41 |  | PJM_ROR | 3077 | 6542.69 | 19585.68 | PJM_ROR | 8325.7 | 8325.7 | 8517.4 | PJM_ROR | 10059.06 | 15132 | 15132
SOCO | 5151.9 | 7538.9 | 12221.76 |  | SOCO | 5026.9 | 5213.9 | 9789.36 | SOCO | 0 | 0 | 0 | SOCO | 8591.8 | 8591.8 | 8591.8
SPP_N | 465.04 | 2047.5 | 5531.63 |  | SPP_N | 0 | 1582.46 | 1959.24 | SPP_N | 0 | 0 | 0 | SPP_N | 0 | 43.16 | 43.16
SPP_S | 1830.99 | 4618.7 | 6683.6 |  | SPP_S | 0 | 2337.71 | 4307.53 | SPP_S | 430 | 580 | 580 | SPP_S | 1586 | 1586 | 1586
TVA | 3115.89 | 8414.05 | 12068.3 |  | TVA | 1418 | 3125.82 | 5091.28 | TVA | 0 | 0 | 0 | TVA | 2829.09 | 4017.98 | 4017.98
VACAR | 8563.59 | 17327.51 | 24737.76 |  | VACAR | 7018.23 | 9703.73 | 12047.44 | VACAR | 0.9 | 2889.74 | 3500 | VACAR | 3217.39 | 5395.37 | 5395.37
| 71574.4 | 122712.4 | 201852.33 |  |  | 30499.3 | 57521.06 | 100750.44 |  | 22194.9 | 27427.15 | 35073.7 |  | 58353.36 | 75577.62 | 75577.62

## Generation
#1 | Total Generation (GWh)
Total Generation by Reporting Type: Entergy
ReportingType | 2015 | 2020 | 2025 | 2030 | 2035 | 2040
BM | 0 | 0 | 0 | 0 | 0 | 0
CC | 67290.82 | 90347.69 | 84534.25 | 88303.23 | 99383.11 | 99292.96
CSP | 0 | 0 | 0 | 0 | 0 | 0
CT | 0 | 0 | 0 | 0 | 0 | 0
Coal | 60721.88 | 47992.1 | 58080.28 | 60276.31 | 60276.31 | 60276.32
Geo | 0 | 0 | 0 | 0 | 0 | 0
H | 153 | 153 | 153 | 153 | 153 | 153
LFG | 63.07 | 63.07 | 636.95 | 909.81 | 909.81 | 909.81
Nuc | 42234.08 | 42234.08 | 42234.08 | 42234.08 | 35675.42 | 27909.39
PS | 25.66 | 25.66 | 30.69 | 25.67 | 25.67 | 24.19
PV | 0 | 0 | 0 | 0 | 0 | 0
PeakG | 0 | 0 | 2.46 | 0 | 0 | 0
PeakO | 0 | 0 | 0 | 0 | 0 | 0
ST | 0 | 0 | 0 | 0 | 0 | 0
STOG | 1575.38 | 1616.92 | 1742.57 | 1599.54 | 1735.52 | 1496.62
STWD | 0 | 0 | 0 | 0 | 0 | 29.12
WT | 315.27 | 315.27 | 315.27 | 315.27 | 315.27 | 315.28
IGCC | 0 | 0 | 0 | 0 | 0 | 0
DemandResponse | 0 | 0 | 0 | 0 | 0 | 0
IGCC-CCS | 0 | 0 | 0 | 0 | 0 | 0
WT_off | 0 | 0 | 0 | 0 | 0 | 0
PseudoUnit | 0 | 0 | 0 | 0 | 0 | 0
FixedInterchange | 0 | 0 | 0 | 0 | 0 | 0
Total Generation by Reporting Type: FRCC
ReportingType | 2015 | 2020 | 2025 | 2030 | 2035 | 2040
BM | 0 | 0 | 0 | 0 | 0 | 0
CC | 153124.97 | 180572.02 | 194902.69 | 218222.11 | 250082.65 | 285170.77
CSP | 0 | 0 | 0 | 0 | 0 | 0
CT | 522.36 | 644.32 | 474.98 | 152.87 | 91.55 | 62.36
Coal | 54329.97 | 51914.94 | 57914.24 | 58864.57 | 60270.37 | 60270.38
Geo | 0 | 0 | 0 | 0 | 0 | 0
H | 27.85 | 27.85 | 27.85 | 27.85 | 27.85 | 27.85
LFG | 3831.62 | 3831.62 | 5392.66 | 5392.66 | 5392.66 | 5392.66
Nuc | 32180.57 | 32180.57 | 32180.57 | 32180.57 | 19598.11 | 6535.31
PS | 0 | 0 | 0 | 0 | 0 | 0
PV | 134.03 | 134.03 | 134.03 | 134.03 | 134.03 | 134.03
PeakG | 284.93 | 128.3 | 105.76 | 48.71 | 34.85 | 31.15
PeakO | 0 | 0 | 0 | 0 | 0 | 0
ST | 0 | 0 | 0 | 0 | 0 | 0
STOG | 4780.15 | 3577.49 | 3396.9 | 2246.42 | 1763.83 | 1430.42
STWD | 0 | 19.3 | 78.75 | 130.46 | 131.92 | 131.4
WT | 0 | 0 | 0 | 0 | 0 | 0
IGCC | 0 | 0 | 0 | 0 | 0 | 0
DemandResponse | 0 | 0 | 0 | 0 | 0 | 0
IGCC-CCS | 0 | 0 | 0 | 0 | 0 | 0
WT_off | 0 | 0 | 0 | 0 | 0 | 0
PseudoUnit | 0 | 0 | 0 | 0 | 0 | 0
FixedInterchange | 0 | 0 | 0 | 0 | 0 | 0
Total Generation by Reporting Type: MAPP_US
ReportingType | 2015 | 2020 | 2025 | 2030 | 2035 | 2040
BM | 0 | 0 | 0 | 0 | 0 | 0
CC | 202.17 | 236.05 | 210.46 | 363.14 | 275.95 | 204.78
CSP | 0 | 0 | 0 | 0 | 0 | 0
CT | 0 | 0 | 0 | 0 | 0 | 0
Coal | 19844.09 | 19723.86 | 19820.49 | 19820.5 | 19914.3 | 20829.19
Geo | 354.6 | 354.6 | 354.6 | 354.6 | 354.6 | 354.6
H | 10150.02 | 10150.02 | 10150.02 | 10150.02 | 10150.02 | 10150.02
LFG | 15.77 | 15.77 | 580.79 | 580.79 | 580.79 | 580.79
Nuc | 0 | 0 | 0 | 0 | 0 | 0
PS | 0 | 0 | 0 | 0 | 0 | 0
PV | 0 | 0 | 0 | 0 | 0 | 0
PeakG | 23.1 | 68.2 | 68.21 | 132.12 | 181.2 | 89.2
PeakO | 0 | 0 | 0 | 0 | 0 | 0
ST | 0 | 0 | 0 | 0 | 0 | 0
STOG | 0 | 0 | 0 | 0 | 0 | 0
STWD | 0 | 0 | 0 | 0 | 0 | 0
WT | 5908.78 | 5908.78 | 8383.48 | 8715.59 | 9060.84 | 9419.76
IGCC | 0 | 0 | 0 | 0 | 0 | 0
DemandResponse | 0 | 0 | 0 | 0 | 0 | 0
IGCC-CCS | 0 | 0 | 0 | 0 | 0 | 0
WT_off | 0 | 0 | 0 | 0 | 0 | 0
PseudoUnit | 0 | 0 | 0 | 0 | 0 | 0
FixedInterchange | 0 | 0 | 0 | 0 | 0 | 0
Total Generation by Reporting Type: MISO_IN
ReportingType | 2015 | 2020 | 2025 | 2030 | 2035 | 2040
BM | 0 | 0 | 0 | 0 | 0 | 0
CC | 4340.03 | 27735.02 | 31837.89 | 44814.95 | 55496.97 | 53548.04
CSP | 0 | 0 | 0 | 0 | 0 | 0
CT | 0 | 0 | 0 | 0 | 0 | 0
Coal | 84000.89 | 86825.57 | 92347.87 | 94355.58 | 97021.4 | 98667.81
Geo | 0 | 0 | 0 | 0 | 0 | 0
H | 417.2 | 417.2 | 417.2 | 417.2 | 417.2 | 417.2
LFG | 291.71 | 291.71 | 291.71 | 923.41 | 923.41 | 923.41
Nuc | 0 | 0 | 0 | 0 | 0 | 0.02
PS | 0 | 0 | 0 | 0 | 0 | 0
PV | 0 | 0 | 0 | 0 | 0 | 0
PeakG | 0 | 7.15 | 25.81 | 25.81 | 25.82 | 90.34
PeakO | 0 | 0 | 0 | 0 | 0 | 0
ST | 0 | 0 | 0 | 0 | 0 | 0
STOG | 28.64 | 54.68 | 54.68 | 54.68 | 54.68 | 74.65
STWD | 0 | 0 | 0 | 0 | 0 | 0
WT | 1553.06 | 1553.06 | 1553.06 | 1553.06 | 1553.06 | 1553.06
IGCC | 4427.31 | 4427.31 | 4427.31 | 4427.31 | 4427.31 | 4427.31
DemandResponse | 0 | 0 | 0 | 0 | 0 | 0
IGCC-CCS | 0 | 0 | 0 | 0 | 0 | 0
WT_off | 0 | 0 | 0 | 0 | 0 | 0
PseudoUnit | 0 | 0 | 0 | 0 | 0 | 0
FixedInterchange | 0 | 0 | 0 | 0 | 0 | 0
Total Generation by Reporting Type: MISO_MI
ReportingType | 2015 | 2020 | 2025 | 2030 | 2035 | 2040
BM | 0 | 0 | 0 | 0 | 0 | 0
CC | 13779.52 | 14746.77 | 13024.15 | 9154.01 | 9755.68 | 7772.19
CSP | 0 | 0 | 0 | 0 | 0 | 0
CT | 0 | 0 | 0 | 0 | 0 | 0
Coal | 55977.59 | 46091.95 | 49906.69 | 52071.17 | 53079.77 | 53332.35
Geo | 0 | 0 | 0 | 0 | 0 | 0
H | 410 | 410 | 410 | 410 | 410 | 410
LFG | 1285.09 | 1285.09 | 1285.09 | 2548.5 | 2548.5 | 2548.5
Nuc | 14714.16 | 14714.16 | 14714.16 | 14714.16 | 8654.01 | 8654.01
PS | 393.12 | 830.17 | 1354.77 | 1234.24 | 1422.72 | 1154.2
PV | 0 | 0 | 0 | 0 | 0 | 0
PeakG | 0 | 53.74 | 70.18 | 50.28 | 83.12 | 36.84
PeakO | 0 | 0 | 0 | 0 | 0 | 0
ST | 0 | 0 | 0 | 0 | 0 | 0
STOG | 224.43 | 478.69 | 540.49 | 540.49 | 431.59 | 540.49
STWD | 0 | 0 | 0 | 0 | 34.47 | 66.26
WT | 5161.16 | 5161.16 | 5161.16 | 5161.16 | 5161.16 | 5161.16
IGCC | 0 | 0 | 0 | 0 | 0 | 0
DemandResponse | 0 | 0 | 0 | 0 | 0 | 0
IGCC-CCS | 0 | 0 | 0 | 0 | 0 | 0
WT_off | 0 | 0 | 0 | 0 | 0 | 0
PseudoUnit | 0 | 0 | 0 | 0 | 0 | 0
FixedInterchange | 0 | 0 | 0 | 0 | 0 | 0
Total Generation by Reporting Type: MISO_MO-IL
ReportingType | 2015 | 2020 | 2025 | 2030 | 2035 | 2040
BM | 0 | 0 | 0 | 0 | 0 | 0
CC | 2445.38 | 4746.49 | 2791.51 | 2445.37 | 2445.36 | 1856.33
CSP | 0 | 0 | 0 | 0 | 0 | 0
CT | 0 | 0 | 0 | 0 | 0 | 0
Coal | 100477.94 | 82060.66 | 91133.79 | 96386.87 | 99512.22 | 99512.23
Geo | 0 | 0 | 0 | 0 | 0 | 0
H | 1317.1 | 1317.1 | 1317.1 | 1317.1 | 1317.1 | 1317.1
LFG | 141.91 | 141.91 | 1902.67 | 1902.67 | 1902.67 | 1902.67
Nuc | 17393.71 | 17393.71 | 17393.71 | 17393.71 | 17393.71 | 17393.71
PS | 191.4 | 202.14 | 334.4 | 334.4 | 334.4 | 334.4
PV | 0 | 0 | 0 | 0 | 0 | 0
PeakG | 93.75 | 236.11 | 352.62 | 353.82 | 385.83 | 481
PeakO | 0 | 0 | 0 | 0 | 0 | 0
ST | 0 | 0 | 0 | 0 | 0 | 0
STOG | 57.9 | 98.96 | 82.23 | 57.9 | 18.43 | 57.9
STWD | 0 | 0 | 0 | 0 | 0 | 0
WT | 2075.16 | 2075.16 | 2075.16 | 2075.16 | 2075.16 | 2075.16
IGCC | 0 | 0 | 0 | 0 | 0 | 0
DemandResponse | 0 | 0 | 0 | 0 | 0 | 0
IGCC-CCS | 0 | 0 | 0 | 0 | 0 | 0
WT_off | 0 | 0 | 0 | 0 | 0 | 0
PseudoUnit | 0 | 0 | 0 | 0 | 0 | 0
FixedInterchange | 0 | 0 | 0 | 0 | 0 | 0
Total Generation by Reporting Type: MISO_W
ReportingType | 2015 | 2020 | 2025 | 2030 | 2035 | 2040
BM | 0 | 0 | 0 | 0 | 0 | 0
CC | 10026.62 | 12198.12 | 7669.05 | 6492.62 | 6074.92 | 2851.94
CSP | 0 | 0 | 0 | 0 | 0 | 0
CT | 0 | 0 | 0 | 0 | 0 | 0
Coal | 92139.36 | 81334.76 | 83441.8 | 84048.44 | 107146.01 | 146241.81
Geo | 0 | 0 | 0 | 0 | 0 | 0
H | 1643.74 | 1643.74 | 1643.74 | 1643.74 | 1643.74 | 1643.74
LFG | 1616.22 | 1616.22 | 2181.24 | 2181.24 | 2181.24 | 2181.24
Nuc | 18393.35 | 18393.35 | 18393.35 | 18393.35 | 0.78 | 0.78
PS | 0 | 0 | 0 | 0 | 0 | 0
PV | 0 | 0 | 0 | 0 | 0 | 0
PeakG | 201.93 | 321.14 | 366.94 | 554.39 | 725.93 | 161.94
PeakO | 0 | 0 | 0 | 0 | 0 | 0
ST | 0 | 0 | 0 | 0 | 0 | 0
STOG | 14.27 | 16.04 | 4.84 | 3.07 | 1.97 | 0.17
STWD | 0 | 0 | 122.54 | 126.41 | 163.13 | 127.24
WT | 27590.66 | 27590.66 | 32450.08 | 35278.85 | 36632.51 | 38096.31
IGCC | 0 | 0 | 0 | 0 | 0 | 0
DemandResponse | 0 | 0 | 0 | 0 | 0 | 0
IGCC-CCS | 0 | 0 | 0 | 0 | 0 | 0
WT_off | 0 | 0 | 0 | 0 | 0 | 0
PseudoUnit | 0 | 0 | 0 | 0 | 0 | 0
FixedInterchange | 0 | 0 | 0 | 0 | 0 | 0
Total Generation by Reporting Type: MISO_WUMS
ReportingType | 2015 | 2020 | 2025 | 2030 | 2035 | 2040
BM | 0 | 0 | 0 | 0 | 0 | 0
CC | 16277.42 | 39218.24 | 36759.19 | 34003.34 | 46447.37 | 41401.96
CSP | 0 | 0 | 0 | 0 | 0 | 0
CT | 0 | 196.31 | 380.03 | 393.6 | 392.05 | 731.43
Coal | 27577.85 | 24054.16 | 28154.15 | 32678.62 | 34365.02 | 34419.21
Geo | 0 | 0 | 0 | 0 | 0 | 0
H | 1018.41 | 1018.41 | 1018.41 | 1018.41 | 1018.41 | 1018.41
LFG | 559.76 | 559.76 | 2320.52 | 2320.52 | 2320.52 | 2320.52
Nuc | 14153.33 | 14153.33 | 14153.33 | 14153.33 | 0.78 | 0.78
PS | 0 | 0 | 0 | 0 | 0 | 0
PV | 0 | 0 | 0 | 0 | 0 | 0
PeakG | 26.97 | 0 | 0 | 0 | 0 | 0
PeakO | 0 | 0 | 0 | 0 | 0 | 0
ST | 0 | 0 | 0 | 0 | 0 | 0
STOG | 2.33 | 0 | 0 | 0 | 0 | 0
STWD | 0 | 0 | 0 | 0 | 0 | 38.74
WT | 4109.61 | 4109.61 | 4109.61 | 4109.61 | 4109.61 | 4109.61
IGCC | 0 | 0 | 0 | 0 | 0 | 0
DemandResponse | 0 | 0 | 0 | 0 | 0 | 0
IGCC-CCS | 0 | 0 | 0 | 0 | 0 | 0
WT_off | 0 | 0 | 0 | 0 | 0 | 0
PseudoUnit | 0 | 0 | 0 | 0 | 0 | 0
FixedInterchange | 0 | 0 | 0 | 0 | 0 | 0
Total Generation by Reporting Type: Nebraska
ReportingType | 2015 | 2020 | 2025 | 2030 | 2035 | 2040
BM | 0 | 0 | 0 | 0 | 0 | 0
CC | 478.49 | 454.74 | 454.75 | 454.76 | 357.31 | 253.04
CSP | 0 | 0 | 0 | 0 | 0 | 0
CT | 0 | 0 | 0 | 0 | 0 | 0
Coal | 30719.51 | 30424.37 | 30424.37 | 30424.37 | 45817.84 | 52172.43
Geo | 0 | 0 | 0 | 0 | 0 | 0
H | 591 | 591 | 591 | 591 | 591 | 591
LFG | 47.3 | 47.3 | 47.31 | 612.32 | 612.32 | 612.32
Nuc | 9752.32 | 9752.32 | 9752.32 | 9752.32 | 1.56 | 1.56
PS | 0 | 0 | 0 | 0 | 0 | 0
PV | 0 | 0 | 0 | 0 | 0 | 0
PeakG | 60.68 | 54.86 | 59.65 | 16.03 | 6.31 | 0
PeakO | 0 | 0 | 0 | 0 | 0 | 0
ST | 0 | 0 | 0 | 0 | 0 | 0
STOG | 44.18 | 52.91 | 52.91 | 52.91 | 10.22 | 0
STWD | 0 | 0 | 0 | 0 | 0 | 0
WT | 1220.72 | 1220.72 | 1220.72 | 1220.72 | 1220.72 | 1220.72
IGCC | 0 | 0 | 0 | 0 | 0 | 0
DemandResponse | 0 | 0 | 0 | 0 | 0 | 0
IGCC-CCS | 0 | 0 | 0 | 0 | 0 | 0
WT_off | 0 | 0 | 0 | 0 | 0 | 0
PseudoUnit | 0 | 0 | 0 | 0 | 0 | 0
FixedInterchange | 0 | 0 | 0 | 0 | 0 | 0
Total Generation by Reporting Type: NEISO
ReportingType | 2015 | 2020 | 2025 | 2030 | 2035 | 2040
BM | 1882.96 | 1882.96 | 527.9 | 25.58 | 465.74 | 442.55
CC | 49757.39 | 45549.92 | 46727.17 | 49642.79 | 59563.94 | 66406.42
CSP | 0 | 0 | 0 | 0 | 0 | 0
CT | 0 | 3.12 | 3.12 | 0.76 | 58.48 | 105.6
Coal | 32.28 | 0 | 0.01 | 0.01 | 0.01 | 0.01
Geo | 0 | 0 | 0 | 0 | 0 | 0
H | 12289.94 | 12289.94 | 12289.94 | 12289.94 | 12289.94 | 12289.94
LFG | 4582.65 | 5132.48 | 5132.48 | 5132.48 | 5132.48 | 5132.48
Nuc | 36181.73 | 36181.73 | 36181.73 | 36181.73 | 26141.23 | 19310.53
PS | 58.59 | 169.57 | 182.13 | 184.14 | 268.26 | 366.5
PV | 5.26 | 5.26 | 5.26 | 5.26 | 5.26 | 5.26
PeakG | 7.71 | 28.3 | 32.3 | 32.3 | 102.38 | 96.2
PeakO | 0 | 0 | 0 | 0 | 0 | 0
ST | 0 | 0 | 0 | 0 | 0 | 0
STOG | 0 | 0 | 0 | 0 | 0 | 0
STWD | 1784.93 | 1224.14 | 79.31 | 18.64 | 82.8 | 110.62
WT | 1283.3 | 5490.84 | 10943.65 | 14247.54 | 15617.99 | 15617.99
IGCC | 0 | 0 | 0 | 0 | 0 | 0
DemandResponse | 0 | 0 | 0 | 0 | 0 | 0
IGCC-CCS | 0 | 0 | 0 | 0 | 0 | 0
WT_off | 1870.13 | 1870.13 | 1870.13 | 1870.13 | 0 | 0
PseudoUnit | 0 | 0 | 0 | 0 | 0 | 0
FixedInterchange | 0 | 0 | 0 | 0 | 0 | 0
Total Generation by Reporting Type: NonRTO_Midwest
ReportingType | 2015 | 2020 | 2025 | 2030 | 2035 | 2040
BM | 0 | 0 | 0 | 0 | 0 | 0
CC | 0 | 2202.74 | 2509.06 | 2505.5 | 3096.01 | 3994
CSP | 0 | 0 | 0 | 0 | 0 | 0
CT | 15.82 | 117.14 | 129.3 | 185.23 | 220.18 | 415.92
Coal | 61188.93 | 63360.53 | 64602.56 | 65811.11 | 68117.87 | 69445.36
Geo | 0 | 0 | 0 | 0 | 0 | 0
H | 457.8 | 457.8 | 457.8 | 457.8 | 457.8 | 457.8
LFG | 110.38 | 110.38 | 110.38 | 1373.79 | 1373.79 | 1373.79
Nuc | 0 | 0 | 0 | 0 | 0 | 0.04
PS | 0 | 0 | 0 | 0 | 0 | 0
PV | 0 | 0 | 0 | 0 | 0 | 0
PeakG | 113.12 | 164.56 | 165.46 | 143.62 | 138.61 | 205.02
PeakO | 0 | 0 | 0 | 0 | 0 | 0
ST | 0 | 0 | 0 | 0 | 0 | 0
STOG | 0 | 0 | 0 | 0 | 0 | 0
STWD | 0 | 0 | 0 | 0 | 0 | 0
WT | 151.43 | 151.43 | 151.43 | 151.43 | 151.43 | 151.43
IGCC | 0 | 0 | 0 | 0 | 0 | 0
DemandResponse | 0 | 0 | 0 | 0 | 0 | 0
IGCC-CCS | 0 | 0 | 0 | 0 | 0 | 0
WT_off | 0 | 0 | 0 | 0 | 0 | 0
PseudoUnit | 0 | 0 | 0 | 0 | 0 | 0
FixedInterchange | 0 | 0 | 0 | 0 | 0 | 0
Total Generation by Reporting Type: NYISO_A-F
ReportingType | 2015 | 2020 | 2025 | 2030 | 2035 | 2040
BM | 0 | 0 | 0 | 0 | 0 | 0
CC | 7346.16 | 10339.9 | 13537.83 | 14367.3 | 15683.9 | 16238.16
CSP | 0 | 0 | 0 | 0 | 0 | 0
CT | 0 | 0 | 0 | 0 | 0 | 0
Coal | 0.01 | 0.01 | 0.02 | 0.02 | 0.02 | 0.02
Geo | 0 | 0 | 0 | 0 | 0 | 0
H | 27149.99 | 27149.99 | 27149.99 | 27149.99 | 27149.99 | 27149.99
LFG | 1359.2 | 1359.2 | 1359.2 | 1894.79 | 1894.79 | 1894.79
Nuc | 26211.3 | 26211.3 | 26211.3 | 21372.53 | 16850.79 | 10212.67
PS | 10.89 | 50.46 | 144.07 | 130.48 | 155.32 | 155.32
PV | 0 | 0 | 0 | 0 | 0 | 0
PeakG | 0 | 0 | 1.88 | 0 | 6.58 | 6.58
PeakO | 0 | 0 | 0 | 0 | 0 | 0
ST | 0 | 0 | 0 | 0 | 0 | 0
STOG | 0 | 0 | 0 | 0 | 0 | 0
STWD | 0 | 0 | 0 | 0 | 0 | 0
WT | 10101.82 | 11933.66 | 11933.66 | 11933.66 | 11933.66 | 11933.66
IGCC | 0 | 0 | 0 | 0 | 0 | 0
DemandResponse | 0 | 0 | 0 | 0 | 0 | 0
IGCC-CCS | 0 | 0 | 0 | 0 | 0 | 0
WT_off | 0 | 0 | 0 | 0 | 0 | 0
PseudoUnit | 0 | 0 | 0 | 0 | 0 | 0
FixedInterchange | 0 | 0 | 0 | 0 | 0 | 0
Total Generation by Reporting Type: NYISO_G-I
ReportingType | 2015 | 2020 | 2025 | 2030 | 2035 | 2040
BM | 0 | 0 | 0 | 0 | 0 | 0
CC | 6974.33 | 8714.6 | 14900.16 | 22629.62 | 47595.72 | 65808.83
CSP | 0 | 0 | 0 | 0 | 0 | 0
CT | 0 | 0 | 0 | 0 | 0 | 0
Coal | 0 | 0 | 0 | 0 | 0 | 0
Geo | 0 | 0 | 0 | 0 | 0 | 0
H | 266.56 | 266.56 | 266.56 | 266.56 | 266.56 | 266.56
LFG | 504.58 | 504.58 | 504.58 | 1090.62 | 1090.62 | 1090.62
Nuc | 15929.31 | 15929.31 | 15929.31 | 15929.31 | 7987.24 | 3.12
PS | 0 | 0 | 0 | 0 | 0 | 0
PV | 0 | 0 | 0 | 0 | 0 | 0
PeakG | 0 | 0.01 | 0.01 | 0 | 0.03 | 0.03
PeakO | 0 | 0 | 0 | 0 | 0 | 0
ST | 0 | 0 | 0 | 0 | 0 | 0
STOG | 13.23 | 70.99 | 70.99 | 70.99 | 70.99 | 131.69
STWD | 0 | 0 | 0 | 0 | 0 | 0
WT | 0 | 178.23 | 178.23 | 178.23 | 178.23 | 178.23
IGCC | 0 | 0 | 0 | 0 | 0 | 0
DemandResponse | 0 | 0 | 0 | 0 | 0 | 0
IGCC-CCS | 0 | 0 | 0 | 0 | 0 | 0
WT_off | 0 | 0 | 0 | 0 | 0 | 0
PseudoUnit | 0 | 0 | 0 | 0 | 0 | 0
FixedInterchange | 0 | 0 | 0 | 0 | 0 | 0
Total Generation by Reporting Type: NYISO_J-K
ReportingType | 2015 | 2020 | 2025 | 2030 | 2035 | 2040
BM | 0 | 0 | 0 | 0 | 0 | 0
CC | 25408.76 | 31551.26 | 31779.09 | 31359.8 | 32479.64 | 34394.56
CSP | 0 | 0 | 0 | 0 | 0 | 0
CT | 0 | 0 | 18 | 56.59 | 97.54 | 122.5
Coal | 0 | 0 | 0 | 0 | 0 | 0
Geo | 0 | 0 | 0 | 0 | 0 | 0
H | 0 | 0 | 0 | 0 | 0 | 0
LFG | 977.62 | 977.62 | 977.62 | 1563.66 | 1563.66 | 1563.66
Nuc | 0 | 0 | 0 | 0 | 0 | 0
PS | 0 | 0 | 0 | 0 | 0 | 0
PV | 53.26 | 53.26 | 53.26 | 53.26 | 0 | 0
PeakG | 5.46 | 53.24 | 65.81 | 167.31 | 299.79 | 319.41
PeakO | 0 | 0 | 0 | 0 | 0 | 0
ST | 0 | 0 | 0 | 0 | 0 | 0
STOG | 1222.63 | 2541.68 | 2695.27 | 3119.58 | 4479.28 | 5062.11
STWD | 0 | 0 | 0 | 0 | 0 | 0
WT | 0 | 0 | 0 | 0 | 0 | 0
IGCC | 0 | 0 | 0 | 0 | 0 | 0
DemandResponse | 0 | 0 | 0 | 0 | 0 | 0
IGCC-CCS | 0 | 0 | 0 | 0 | 0 | 0
WT_off | 0 | 0 | 0 | 0 | 0 | 0
PseudoUnit | 0 | 0 | 0 | 0 | 0 | 0
FixedInterchange | 0 | 0 | 0 | 0 | 0 | 0
Total Generation by Reporting Type: PJM_E
ReportingType | 2015 | 2020 | 2025 | 2030 | 2035 | 2040
BM | 0 | 223.98 | 166.94 | 223.98 | 223.98 | 223.98
CC | 25525.51 | 42016.19 | 37398.55 | 30943.15 | 49381.16 | 53699.11
CSP | 0 | 0 | 0 | 0 | 0 | 0
CT | 0 | 0.24 | 0.86 | 0.86 | 869 | 434.95
Coal | 399.62 | 311.88 | 628.96 | 1159.18 | 2191.37 | 2496.92
Geo | 0 | 0 | 0 | 0 | 0 | 0
H | 1839.27 | 1839.28 | 1839.27 | 1839.27 | 1839.27 | 1839.27
LFG | 3714.15 | 4761.94 | 4761.94 | 4761.94 | 4761.94 | 4761.94
Nuc | 66287.73 | 61501.14 | 61501.14 | 61501.14 | 44177.54 | 35032.79
PS | 84 | 184 | 184 | 184 | 184.03 | 174
PV | 102.4 | 102.4 | 102.4 | 102.4 | 102.4 | 102.4
PeakG | 0 | 51.79 | 252.23 | 252.23 | 481.53 | 256.67
PeakO | 0 | 0 | 0 | 0 | 0 | 0
ST | 0 | 0 | 0 | 0 | 0 | 0
STOG | 85.43 | 440.08 | 512.56 | 512.56 | 724.38 | 601.19
STWD | 0 | 0 | 0 | 0 | 0 | 0
WT | 2143.36 | 2143.36 | 2143.36 | 2143.36 | 2143.36 | 2143.36
IGCC | 0 | 0 | 0 | 0 | 0 | 0
DemandResponse | 0 | 0 | 0 | 0 | 0 | 0
IGCC-CCS | 0 | 0 | 0 | 0 | 0 | 0
WT_off | 0 | 0 | 3990.53 | 3990.53 | 3990.53 | 3990.53
PseudoUnit | 0 | 0 | 0 | 0 | 0 | 0
FixedInterchange | 0 | 0 | 0 | 0 | 0 | 0
Total Generation by Reporting Type: PJM_ROM
ReportingType | 2015 | 2020 | 2025 | 2030 | 2035 | 2040
BM | 0 | 134.39 | 100.17 | 134.39 | 134.39 | 134.39
CC | 16242.55 | 22064.54 | 21858.1 | 20204.9 | 59093.94 | 163652.69
CSP | 0 | 0 | 0 | 0 | 0 | 0
CT | 0 | 0.15 | 1.64 | 1.64 | 3.14 | 1.64
Coal | 53057.49 | 59744.25 | 62774 | 66733.31 | 67500.52 | 67500.52
Geo | 0 | 0 | 0 | 0 | 0 | 0
H | 3645.46 | 3645.46 | 3645.46 | 3645.46 | 3645.46 | 3645.46
LFG | 2813.8 | 4903.85 | 4903.85 | 4903.85 | 4903.85 | 4903.85
Nuc | 39227.38 | 39227.38 | 39227.38 | 39227.38 | 25736.15 | 18733.49
PS | 317.73 | 695.98 | 695.98 | 695.98 | 696.04 | 658.16
PV | 11.03 | 1482.9 | 2775.56 | 3160.53 | 3271.36 | 3385.94
PeakG | 0 | 13.86 | 13.86 | 11.92 | 152.46 | 48.51
PeakO | 0 | 0 | 0 | 0 | 0 | 0
ST | 0 | 0 | 0 | 0 | 0 | 0
STOG | 362.26 | 691.59 | 1250.87 | 1350.24 | 1439.31 | 1432.38
STWD | 0 | 490.56 | 360.65 | 490.56 | 490.56 | 490.56
WT | 3032.09 | 3032.09 | 4628.26 | 4910.77 | 5876.34 | 7362.16
IGCC | 0 | 0 | 0 | 0 | 0 | 0
DemandResponse | 0 | 0 | 0 | 0 | 0 | 0
IGCC-CCS | 0 | 0 | 0 | 0 | 0 | 0
WT_off | 0 | 0 | 0 | 0 | 0 | 0
PseudoUnit | 0 | 0 | 0 | 0 | 0 | 0
FixedInterchange | 0 | 0 | 0 | 0 | 0 | 0
Total Generation by Reporting Type: PJM_ROR
ReportingType | 2015 | 2020 | 2025 | 2030 | 2035 | 2040
BM | 0 | 161.29 | 161.29 | 410.52 | 913.49 | 819.41
CC | 68405.02 | 89579.45 | 109009.42 | 154570.38 | 182163.92 | 144484.03
CSP | 0 | 0 | 0 | 0 | 0 | 0
CT | 2.98 | 2.98 | 2.98 | 289.68 | 411.31 | 785.24
Coal | 364430.53 | 316131.42 | 330216.86 | 336577.91 | 342245.88 | 345359.9
Geo | 0 | 0 | 0 | 0 | 0 | 0
H | 4602.26 | 4602.26 | 4602.26 | 4602.26 | 4602.26 | 4602.26
LFG | 4252.63 | 4822.77 | 8302.71 | 8302.71 | 8302.71 | 8302.71
Nuc | 156083.84 | 156083.84 | 156083.84 | 149330.43 | 116030.78 | 77993.94
PS | 1340.24 | 1417.26 | 1574 | 1417.26 | 1987.6 | 1417.26
PV | 63.07 | 63.07 | 63.07 | 63.07 | 63.07 | 63.07
PeakG | 1086.8 | 972.15 | 811.21 | 596.87 | 408.82 | 541.8
PeakO | 0 | 0 | 0 | 0 | 0 | 0
ST | 0 | 0 | 0 | 0 | 0 | 0
STOG | 765.86 | 798.51 | 815.03 | 814.76 | 847.2 | 798.51
STWD | 0 | 608.66 | 148.7 | 1145.21 | 1359.55 | 1359.55
WT | 28147.97 | 28147.97 | 28147.97 | 28682.04 | 28682.04 | 28682.04
IGCC | 0 | 0 | 0 | 0 | 0 | 0
DemandResponse | 0 | 0 | 0 | 0 | 0 | 0
IGCC-CCS | 0 | 0 | 0 | 0 | 0 | 0
WT_off | 0 | 0 | 0 | 0 | 0 | 0
PseudoUnit | 0 | 0 | 0 | 0 | 0 | 0
FixedInterchange | 0 | 0 | 0 | 0 | 0 | 0
Total Generation by Reporting Type: SOCO
ReportingType | 2015 | 2020 | 2025 | 2030 | 2035 | 2040
BM | 0 | 0 | 20.79 | 22.06 | 22.94 | 38.26
CC | 119179.07 | 121365.48 | 109336.63 | 119740.58 | 111742.34 | 103234.88
CSP | 0 | 0 | 0 | 0 | 0 | 0
CT | 0 | 0 | 0 | 0 | 0 | 0
Coal | 97282.33 | 99293.74 | 121378.66 | 125208.39 | 146960.5 | 189733.25
Geo | 0 | 0 | 0 | 0 | 0 | 0
H | 10893.11 | 10893.11 | 10893.11 | 10893.11 | 10893.11 | 10893.11
LFG | 291.71 | 291.71 | 1138.45 | 1138.45 | 1138.45 | 1138.45
Nuc | 45497.84 | 62634.5 | 62634.5 | 62634.5 | 62634.5 | 42031.17
PS | 770.5 | 1272.61 | 1273 | 1273 | 1070.72 | 836.93
PV | 0 | 0 | 0 | 0 | 0 | 0
PeakG | 441.75 | 922.52 | 1193.93 | 972.38 | 721.75 | 650.6
PeakO | 0 | 0 | 0 | 0 | 0 | 0
ST | 0 | 0 | 0 | 0 | 0 | 0
STOG | 0 | 0 | 0 | 0 | 0 | 0
STWD | 0 | 0 | 0 | 0 | 246.49 | 261.52
WT | 0 | 0 | 0 | 0 | 0 | 0
IGCC | 0 | 0 | 0 | 0 | 0 | 0
DemandResponse | 0 | 0 | 0 | 0 | 0 | 0
IGCC-CCS | 0 | 0 | 0 | 0 | 0 | 0
WT_off | 0 | 0 | 0 | 0 | 0 | 0
PseudoUnit | 0 | 0 | 0 | 0 | 0 | 0
FixedInterchange | 0 | 0 | 0 | 0 | 0 | 0
Total Generation by Reporting Type: SPP_N
ReportingType | 2015 | 2020 | 2025 | 2030 | 2035 | 2040
BM | 0 | 0 | 0 | 0 | 0 | 0
CC | 9002.63 | 16761.26 | 14800.26 | 18022.8 | 11274.64 | 8652.74
CSP | 0 | 0 | 0 | 0 | 0 | 0
CT | 0 | 0 | 0 | 359.21 | 644.59 | 485.19
Coal | 61836.51 | 60927.74 | 61297.18 | 61356.5 | 61356.5 | 67506.13
Geo | 0 | 0 | 0 | 0 | 0 | 0
H | 60 | 60 | 60 | 60 | 60 | 60
LFG | 55.19 | 55.19 | 804.17 | 804.17 | 804.17 | 804.17
Nuc | 9035.69 | 9035.69 | 9035.69 | 9035.69 | 9035.69 | 9035.69
PS | 0 | 0 | 0 | 0 | 0 | 0
PV | 0 | 0 | 0 | 0 | 0 | 0
PeakG | 42.84 | 61.66 | 140.51 | 0 | 0 | 0
PeakO | 0 | 0 | 0 | 0 | 0 | 0
ST | 0 | 0 | 0 | 0 | 0 | 0
STOG | 325.71 | 541.61 | 551.29 | 674.68 | 674.67 | 635.9
STWD | 0 | 0 | 0 | 0 | 0 | 0
WT | 4213.48 | 4213.48 | 4213.48 | 4213.48 | 5675.64 | 5675.64
IGCC | 0 | 0 | 0 | 0 | 0 | 0
DemandResponse | 0 | 0 | 0 | 0 | 0 | 0
IGCC-CCS | 0 | 0 | 0 | 0 | 0 | 0
WT_off | 0 | 0 | 0 | 0 | 0 | 0
PseudoUnit | 0 | 0 | 0 | 0 | 0 | 0
FixedInterchange | 0 | 0 | 0 | 0 | 0 | 0
Total Generation by Reporting Type: SPP_S
ReportingType | 2015 | 2020 | 2025 | 2030 | 2035 | 2040
BM | 0 | 0 | 0 | 0 | 0 | 0
CC | 44521.21 | 70492.39 | 68257.34 | 74162.95 | 50355.07 | 33758.23
CSP | 0 | 0 | 0 | 0 | 0 | 0
CT | 0 | 0 | 3.36 | 53.05 | 0 | 0
Coal | 85573.93 | 75075.39 | 88588.08 | 91770.49 | 91770.49 | 91770.5
Geo | 0 | 0 | 0 | 0 | 0 | 0
H | 10050.79 | 10050.79 | 10050.79 | 10050.79 | 10050.79 | 10050.79
LFG | 149.8 | 149.8 | 898.77 | 898.78 | 898.78 | 898.78
Nuc | 0 | 0 | 0 | 0 | 0 | 0
PS | 194.01 | 327.81 | 338.96 | 338.96 | 327.81 | 319.95
PV | 0 | 0 | 0 | 0 | 0 | 0
PeakG | 0 | 0 | 0 | 3.23 | 0 | 0
PeakO | 0 | 0 | 0 | 0 | 0 | 0
ST | 0 | 0 | 0 | 0 | 0 | 0
STOG | 2512.06 | 2446.55 | 2544.24 | 3160.31 | 1676.98 | 867.35
STWD | 0 | 0 | 0 | 0 | 0 | 0
WT | 9404.55 | 9921.85 | 9921.85 | 9921.85 | 50927.27 | 82784.36
IGCC | 0 | 0 | 0 | 0 | 0 | 0
DemandResponse | 0 | 0 | 0 | 0 | 0 | 0
IGCC-CCS | 0 | 0 | 0 | 0 | 0 | 0
WT_off | 0 | 0 | 0 | 0 | 0 | 0
PseudoUnit | 0 | 0 | 0 | 0 | 0 | 0
FixedInterchange | 0 | 0 | 0 | 0 | 0 | 0
Total Generation by Reporting Type: TVA
ReportingType | 2015 | 2020 | 2025 | 2030 | 2035 | 2040
BM | 0 | 0 | 0 | 0 | 0 | 0
CC | 15989.54 | 32311.41 | 34901.7 | 40128.99 | 36212.42 | 32663.68
CSP | 0 | 0 | 0 | 0 | 0 | 0
CT | 0 | 334.68 | 305.66 | 412.2 | 360.19 | 492.58
Coal | 89830.37 | 78721.57 | 81626.36 | 82350.4 | 110641.04 | 129667.91
Geo | 0 | 0 | 0 | 0 | 0 | 0
H | 17444.81 | 17444.81 | 17444.81 | 17444.81 | 17444.81 | 17444.81
LFG | 102.49 | 102.49 | 949.23 | 949.23 | 949.23 | 949.23
Nuc | 65391.09 | 65391.09 | 65391.09 | 65391.09 | 45821.54 | 35861.5
PS | 671.93 | 761.8 | 772.29 | 759.79 | 797.88 | 779.48
PV | 0 | 0 | 0 | 0 | 0 | 0
PeakG | 0 | 0 | 0 | 0 | 0 | 0
PeakO | 0 | 0 | 0 | 0 | 0 | 0
ST | 0 | 0 | 0 | 0 | 0 | 0
STOG | 0 | 0 | 0 | 0 | 0 | 0
STWD | 0 | 0 | 0 | 0.05 | 1.06 | 1.85
WT | 73.94 | 73.94 | 73.94 | 73.94 | 73.94 | 73.94
IGCC | 0 | 0 | 0 | 0 | 0 | 0
DemandResponse | 0 | 0 | 0 | 0 | 0 | 0
IGCC-CCS | 0 | 0 | 0 | 0 | 0 | 0
WT_off | 0 | 0 | 0 | 0 | 0 | 0
PseudoUnit | 0 | 0 | 0 | 0 | 0 | 0
FixedInterchange | 0 | 0 | 0 | 0 | 0 | 0
Total Generation by Reporting Type: TVA_Transmission
ReportingType | 2015 | 2020 | 2025 | 2030 | 2035 | 2040
BM | 0 | 0 | 0 | 0 | 0 | 0
CC | 0 | 0 | 0 | 0 | 0 | 0
CSP | 0 | 0 | 0 | 0 | 0 | 0
CT | 0 | 0 | 0 | 0 | 0 | 0
Coal | 0 | 0 | 0 | 0 | 0 | 0
Geo | 0 | 0 | 0 | 0 | 0 | 0
H | 0 | 0 | 0 | 0 | 0 | 0
LFG | 0 | 0 | 0 | 0 | 0 | 0
Nuc | 0 | 0 | 0 | 0 | 0 | 0
PS | 0 | 0 | 0 | 0 | 0 | 0
PV | 0 | 0 | 0 | 0 | 0 | 0
PeakG | 0 | 0 | 0 | 0 | 0 | 0
PeakO | 0 | 0 | 0 | 0 | 0 | 0
ST | 0 | 0 | 0 | 0 | 0 | 0
STOG | 0 | 0 | 0 | 0 | 0 | 0
STWD | 0 | 0 | 0 | 0 | 0 | 0
WT | 0 | 0 | 0 | 0 | 0 | 0
IGCC | 0 | 0 | 0 | 0 | 0 | 0
DemandResponse | 0 | 0 | 0 | 0 | 0 | 0
IGCC-CCS | 0 | 0 | 0 | 0 | 0 | 0
WT_off | 0 | 0 | 0 | 0 | 0 | 0
PseudoUnit | 0 | 0 | 0 | 0 | 0 | 0
FixedInterchange | 0 | 0 | 0 | 0 | 0 | 0
Total Generation by Reporting Type: VACAR
ReportingType | 2015 | 2020 | 2025 | 2030 | 2035 | 2040
BM | 6.84 | 6.84 | 267.31 | 859.02 | 1193.08 | 1855.23
CC | 62529.38 | 76062.82 | 65341.29 | 66023.48 | 97500.77 | 130074.31
CSP | 0 | 0 | 0 | 0 | 0 | 0
CT | 52.13 | 115.56 | 363.72 | 690.91 | 758.93 | 798.12
Coal | 76407.31 | 73901.86 | 95291.59 | 105542.27 | 113978.17 | 115229.28
Geo | 0 | 0 | 0 | 0 | 0 | 0
H | 4325 | 4325 | 4325 | 4325 | 4325 | 4325
LFG | 499.37 | 1343.43 | 1343.43 | 1343.43 | 1343.43 | 1343.43
Nuc | 89032.75 | 107182.03 | 107182.03 | 107182.03 | 81882.09 | 67409.4
PS | 581.92 | 1110.02 | 1203.36 | 1203.3 | 1203.36 | 1203.36
PV | 42.05 | 42.05 | 42.05 | 42.05 | 42.05 | 42.05
PeakG | 60.79 | 69.52 | 95.41 | 57.79 | 54.23 | 48.94
PeakO | 0 | 0 | 0 | 0 | 0 | 0
ST | 0 | 0 | 0 | 0 | 0 | 0
STOG | 0 | 0 | 0 | 0 | 0 | 0
STWD | 1969.25 | 114.23 | 1244.67 | 1447.77 | 1969.25 | 1969.25
WT | 2.34 | 6548.86 | 7866.99 | 7866.99 | 7866.99 | 7866.99
IGCC | 0 | 0 | 0 | 0 | 0 | 0
DemandResponse | 0 | 0 | 0 | 0 | 0 | 0
IGCC-CCS | 0 | 0 | 0 | 0 | 0 | 0
WT_off | 3.46 | 3.46 | 3.46 | 3.46 | 3.46 | 3.46
PseudoUnit | 0 | 0 | 0 | 0 | 0 | 0
FixedInterchange | 0 | 0 | 0 | 0 | 0 | 0
Total Generation by Reporting Type: IESO
ReportingType | 2015 | 2020 | 2025 | 2030 | 2035 | 2040
BM | 0 | 0 | 0 | 0 | 0 | 0
CC | 947.94 | 1530.25 | 2049.17 | 4119.97 | 11773.35 | 31655.62
CSP | 0 | 0 | 0 | 0 | 0 | 0
CT | 0 | 0 | 0 | 0 | 84.62 | 110.07
Coal | 0 | 0 | 0 | 0 | 0 | 0
Geo | 0 | 0 | 0 | 0 | 0 | 0
H | 46189.03 | 46189.03 | 46189.03 | 46189.03 | 46189.03 | 46189.03
LFG | 926.37 | 926.37 | 926.37 | 926.37 | 930.31 | 930.31
Nuc | 101402.3 | 101402.3 | 101402.3 | 101402.3 | 93379.23 | 81383.57
PS | 25.83 | 13.45 | 13.53 | 20.74 | 25.83 | 50.43
PV | 78.84 | 78.84 | 78.84 | 78.84 | 78.84 | 78.84
PeakG | 0 | 0 | 0 | 0 | 1.1 | 4.3
PeakO | 0 | 0 | 0 | 0 | 0 | 0
ST | 0 | 0 | 0 | 0 | 0 | 0
STOG | 0 | 0 | 0 | 0 | 0 | 0
STWD | 0 | 0 | 0 | 0 | 0 | 0
WT | 8479.75 | 8479.75 | 8479.75 | 8479.75 | 3205.67 | 3205.67
IGCC | 0 | 0 | 0 | 0 | 0 | 0
DemandResponse | 0 | 0 | 0 | 0 | 0 | 0
IGCC-CCS | 0 | 0 | 0 | 0 | 0 | 0
WT_off | 0 | 0 | 0 | 0 | 0 | 0
PseudoUnit | 0 | 0 | 0 | 0 | 0 | 0
FixedInterchange | 0 | 0 | 0 | 0 | 0 | 0
Total Generation by Reporting Type: MAPP_CA
ReportingType | 2015 | 2020 | 2025 | 2030 | 2035 | 2040
BM | 0 | 0 | 0 | 0 | 0 | 0
CC | 9933.8 | 15435.1 | 16235.54 | 20835.72 | 21127.81 | 19839.56
CSP | 0 | 0 | 0 | 0 | 0 | 0
CT | 0 | 0 | 0 | 0 | 2.3 | 9.88
Coal | 100.96 | 158.46 | 363.75 | 2011.94 | 3780.67 | 4365.65
Geo | 0 | 0 | 0 | 0 | 0 | 0
H | 41520.42 | 41520.42 | 41520.42 | 41520.42 | 41520.42 | 41520.42
LFG | 0 | 0 | 0 | 0 | 0 | 0
Nuc | 0 | 0 | 0 | 0 | 0 | 0.01
PS | 0 | 0 | 0 | 0 | 0 | 0
PV | 0 | 0 | 0 | 0 | 0 | 0
PeakG | 0 | 0 | 0 | 0 | 0 | 0
PeakO | 0 | 0 | 0 | 0 | 0 | 0
ST | 0 | 0 | 0 | 0 | 0 | 0
STOG | 0 | 0 | 0 | 0 | 0 | 0
STWD | 0 | 0 | 0 | 0 | 0 | 0
WT | 1446.06 | 1446.06 | 1446.06 | 1446.06 | 1446.06 | 1446.06
IGCC | 0 | 0 | 0 | 0 | 0 | 0
DemandResponse | 0 | 0 | 0 | 0 | 0 | 0
IGCC-CCS | 0 | 0 | 0 | 0 | 0 | 0
WT_off | 0 | 0 | 0 | 0 | 0 | 0
PseudoUnit | 0 | 0 | 0 | 0 | 0 | 0
FixedInterchange | 0 | 0 | 0 | 0 | 0 | 0
Total Generation by Reporting Type: AZ_NM_SNV_Coal
ReportingType | 2015 | 2020 | 2025 | 2030 | 2035 | 2040
BM | 0 | 0 | 0 | 0 | 0 | 0
CC | 0 | 0 | 0 | 0 | 0 | 0
CSP | 0 | 0 | 0 | 0 | 0 | 0
CT | 0 | 0 | 0 | 0 | 0 | 0
Coal | 71885.43 | 77472.95 | 77472.96 | 77472.96 | 77472.97 | 128622.13
Geo | 0 | 0 | 0 | 0 | 0 | 0
H | 0 | 0 | 0 | 0 | 0 | 0
LFG | 0 | 0 | 0 | 0 | 0 | 0
Nuc | 0 | 0 | 0 | 0 | 0 | 0
PS | 0 | 0 | 0 | 0 | 0 | 0
PV | 0 | 0 | 0 | 0 | 0 | 0
PeakG | 0 | 0 | 0 | 0 | 0 | 0
PeakO | 0 | 0 | 0 | 0 | 0 | 0
ST | 0 | 0 | 0 | 0 | 0 | 0
STOG | 0 | 0 | 0 | 0 | 0 | 0
STWD | 0 | 0 | 0 | 0 | 0 | 0
WT | 0 | 0 | 0 | 0 | 0 | 0
IGCC | 0 | 0 | 0 | 0 | 0 | 0
DemandResponse | 0 | 0 | 0 | 0 | 0 | 0
IGCC-CCS | 0 | 0 | 0 | 0 | 0 | 0
WT_off | 0 | 0 | 0 | 0 | 0 | 0
PseudoUnit | 0 | 0 | 0 | 0 | 0 | 0
FixedInterchange | 0 | 0 | 0 | 0 | 0 | 0
Total Generation by Reporting Type: AZ_NM_SNV_Gas
ReportingType | 2015 | 2020 | 2025 | 2030 | 2035 | 2040
BM | 0 | 0 | 0 | 0 | 0 | 0
CC | 105141.76 | 119278.61 | 129676.41 | 157147.63 | 181390.43 | 166143.14
CSP | 0 | 0 | 0 | 0 | 0 | 0
CT | 0 | 0 | 75.62 | 144.37 | 0 | 0
Coal | 0 | 0 | 0 | 0 | 0 | 0
Geo | 0 | 0 | 0 | 0 | 0 | 0
H | 0 | 0 | 0 | 0 | 0 | 0
LFG | 0 | 0 | 0 | 0 | 0 | 0
Nuc | 0 | 0 | 0 | 0 | 0 | 0
PS | 0 | 0 | 0 | 0 | 0 | 0
PV | 0 | 0 | 0 | 0 | 0 | 0
PeakG | 0 | 0 | 253.92 | 496.36 | 615.45 | 141
PeakO | 0 | 0 | 0 | 0 | 0 | 0
ST | 0 | 0 | 0 | 0 | 0 | 0
STOG | 0 | 0 | 0 | 0 | 0 | 0
STWD | 0 | 0 | 0 | 0 | 0 | 0
WT | 0 | 0 | 0 | 0 | 0 | 0
IGCC | 0 | 0 | 0 | 0 | 0 | 0
DemandResponse | 0 | 0 | 0 | 0 | 0 | 0
IGCC-CCS | 0 | 0 | 0 | 0 | 0 | 0
WT_off | 0 | 0 | 0 | 0 | 0 | 0
PseudoUnit | 0 | 0 | 0 | 0 | 0 | 0
FixedInterchange | 0 | 0 | 0 | 0 | 0 | 0
Total Generation by Reporting Type: AZ_NM_SNV_NucRenew
ReportingType | 2015 | 2020 | 2025 | 2030 | 2035 | 2040
BM | 0 | 0 | 0 | 0 | 0 | 0
CC | 0 | 0 | 0 | 0 | 0 | 0
CSP | 0 | 0 | 0 | 0 | 0 | 0
CT | 0 | 0 | 0 | 0 | 0 | 0
Coal | 0 | 0 | 0 | 0 | 0 | 0
Geo | 0 | 0 | 12066.9 | 12066.9 | 12066.9 | 12066.9
H | 8952 | 8952 | 8952 | 8952 | 8952 | 8952
LFG | 55.19 | 533.48 | 533.48 | 533.48 | 533.48 | 533.48
Nuc | 30183.89 | 30183.89 | 30183.89 | 30183.89 | 30183.89 | 30183.89
PS | 45.36 | 28.17 | 45.36 | 88.56 | 88.56 | 153.36
PV | 365.63 | 365.63 | 365.63 | 365.63 | 365.63 | 365.63
PeakG | 0 | 0 | 0 | 0 | 0 | 0
PeakO | 0 | 0 | 0 | 0 | 0 | 0
ST | 981.12 | 2682.02 | 3731.02 | 4056.44 | 4056.44 | 4056.45
STOG | 0 | 0 | 0 | 0 | 0 | 0
STWD | 182.21 | 182.21 | 16.62 | 152.64 | 152.65 | 152.68
WT | 1407.73 | 34023.82 | 34023.82 | 35103.02 | 35103.03 | 35103.03
IGCC | 0 | 0 | 0 | 0 | 0 | 0
DemandResponse | 0 | 0 | 0 | 0 | 0 | 0
IGCC-CCS | 0 | 0 | 0 | 0 | 0 | 0
WT_off | 0 | 0 | 0 | 0 | 0 | 0
PseudoUnit | 0 | 0 | 0 | 0 | 0 | 0
FixedInterchange | 0 | 0 | 0 | 0 | 0 | 0
Total Generation by Reporting Type: ERCOT
ReportingType | 2015 | 2020 | 2025 | 2030 | 2035 | 2040
BM | 0 | 0 | 1.34 | 0 | 98.27 | 98.27
CC | 168176.13 | 184002.16 | 176605.13 | 195062.61 | 209069.64 | 222698.23
CSP | 0 | 0 | 0 | 0 | 0 | 0
CT | 0 | 0 | 2.34 | 0 | 0 | 0
Coal | 104749.63 | 119533.39 | 141005.36 | 141005.36 | 141005.37 | 141005.37
Geo | 0 | 0 | 0 | 0 | 0 | 0
H | 607.38 | 607.38 | 607.38 | 607.38 | 607.38 | 607.38
LFG | 591.3 | 591.3 | 3382.23 | 3382.24 | 3382.24 | 3382.24
Nuc | 39655.79 | 39655.79 | 39655.79 | 39655.79 | 39655.79 | 39655.79
PS | 0 | 0 | 0 | 0 | 0 | 0
PV | 30.84 | 30.84 | 30.84 | 30.84 | 2.63 | 2.63
PeakG | 0 | 0 | 6.65 | 0 | 0 | 0
PeakO | 0 | 0 | 0 | 0 | 0 | 0
ST | 0 | 0 | 0 | 0 | 0 | 0
STOG | 5261.31 | 5461.24 | 6297.91 | 5132.27 | 4669.37 | 4047.9
STWD | 0 | 0 | 0 | 0 | 0 | 0
WT | 27080.39 | 27080.39 | 27080.39 | 27080.39 | 27080.39 | 27080.39
IGCC | 0 | 0 | 0 | 0 | 0 | 0
DemandResponse | 0 | 0 | 0 | 0 | 0 | 0
IGCC-CCS | 0 | 0 | 0 | 0 | 0 | 0
WT_off | 0 | 0 | 0 | 0 | 0 | 0
PseudoUnit | 0 | 0 | 0 | 0 | 0 | 0
FixedInterchange | 0 | 0 | 0 | 0 | 0 | 0
Total Generation by Reporting Type: NP15
ReportingType | 2015 | 2020 | 2025 | 2030 | 2035 | 2040
BM | 0 | 0 | 0 | 0 | 0 | 0
CC | 39881.53 | 31368.2 | 27533.95 | 18230.06 | 15420.98 | 10887.13
CSP | 0 | 0 | 0 | 0 | 0 | 0
CT | 0 | 0 | 0 | 0 | 0 | 9.36
Coal | 213.44 | 0 | 0 | 0 | 0 | 0
Geo | 9050.48 | 9050.48 | 14043.68 | 14043.68 | 14043.68 | 14043.68
H | 24182 | 24182 | 24182 | 24182 | 24182 | 24182
LFG | 670.14 | 5124.6 | 5124.6 | 5124.6 | 5124.6 | 5124.6
Nuc | 17915.6 | 17915.6 | 17915.6 | 17915.6 | 17915.6 | 17915.6
PS | 4.5 | 8.08 | 25.73 | 76.66 | 411.43 | 473.97
PV | 153.52 | 153.52 | 153.52 | 153.52 | 153.52 | 153.52
PeakG | 0 | 0 | 0 | 0 | 8.96 | 27.53
PeakO | 0 | 0 | 0 | 0 | 0 | 0
ST | 99.08 | 99.08 | 99.08 | 99.08 | 99.08 | 99.08
STOG | 160.89 | 174.07 | 269.62 | 364.11 | 294.12 | 524.89
STWD | 3097.54 | 3097.54 | 13.92 | 1809.27 | 1824.58 | 2023.4
WT | 3102.31 | 11679.16 | 11679.16 | 11679.16 | 11679.16 | 11679.16
IGCC | 0 | 0 | 0 | 0 | 0 | 0
DemandResponse | 0 | 0 | 0 | 0 | 0 | 0
IGCC-CCS | 0 | 0 | 0 | 0 | 0 | 0
WT_off | 0 | 0 | 0 | 0 | 0 | 0
PseudoUnit | 0 | 0 | 0 | 0 | 0 | 0
FixedInterchange | 0 | 0 | 0 | 0 | 0 | 0
Total Generation by Reporting Type: NWPP_Coal
ReportingType | 2015 | 2020 | 2025 | 2030 | 2035 | 2040
BM | 0 | 0 | 0 | 0 | 0 | 0
CC | 0 | 0 | 0 | 0 | 0 | 0
CSP | 0 | 0 | 0 | 0 | 0 | 0
CT | 0 | 0 | 0 | 0 | 0 | 0
Coal | 96393.35 | 96276.89 | 96276.89 | 96276.9 | 96276.9 | 96276.9
Geo | 0 | 0 | 0 | 0 | 0 | 0
H | 0 | 0 | 0 | 0 | 0 | 0
LFG | 0 | 0 | 0 | 0 | 0 | 0
Nuc | 0 | 0 | 0 | 0 | 0 | 0
PS | 0 | 0 | 0 | 0 | 0 | 0
PV | 0 | 0 | 0 | 0 | 0 | 0
PeakG | 0 | 0 | 0 | 0 | 0 | 0
PeakO | 0 | 0 | 0 | 0 | 0 | 0
ST | 0 | 0 | 0 | 0 | 0 | 0
STOG | 0 | 0 | 0 | 0 | 0 | 0
STWD | 0 | 0 | 0 | 0 | 0 | 0
WT | 0 | 0 | 0 | 0 | 0 | 0
IGCC | 0 | 0 | 0 | 0 | 0 | 0
DemandResponse | 0 | 0 | 0 | 0 | 0 | 0
IGCC-CCS | 0 | 0 | 0 | 0 | 0 | 0
WT_off | 0 | 0 | 0 | 0 | 0 | 0
PseudoUnit | 0 | 0 | 0 | 0 | 0 | 0
FixedInterchange | 0 | 0 | 0 | 0 | 0 | 0
Total Generation by Reporting Type: NWPP_Gas
ReportingType | 2015 | 2020 | 2025 | 2030 | 2035 | 2040
BM | 0 | 0 | 0 | 0 | 0 | 0
CC | 50575.36 | 50575.37 | 68020.23 | 95437.71 | 119587.72 | 135975.19
CSP | 0 | 0 | 0 | 0 | 0 | 0
CT | 0 | 0 | 0 | 0 | 0 | 0
Coal | 0 | 0 | 0 | 0 | 0 | 7206.29
Geo | 0 | 0 | 0 | 0 | 0 | 0
H | 0 | 0 | 0 | 0 | 0 | 0
LFG | 0 | 0 | 0 | 0 | 0 | 0
Nuc | 0 | 0 | 0 | 0 | 0 | 0
PS | 0 | 0 | 0 | 0 | 0 | 0
PV | 0 | 0 | 0 | 0 | 0 | 0
PeakG | 0 | 0 | 0 | 0 | 0 | 0
PeakO | 0 | 0 | 0 | 0 | 0 | 0
ST | 0 | 0 | 0 | 0 | 0 | 0
STOG | 0 | 0 | 0 | 0 | 0 | 0
STWD | 0 | 0 | 0 | 0 | 0 | 0
WT | 0 | 0 | 0 | 0 | 0 | 0
IGCC | 0 | 0 | 0 | 0 | 0 | 0
DemandResponse | 0 | 0 | 0 | 0 | 0 | 0
IGCC-CCS | 0 | 0 | 0 | 0 | 0 | 0
WT_off | 0 | 0 | 0 | 0 | 0 | 0
PseudoUnit | 0 | 0 | 0 | 0 | 0 | 0
FixedInterchange | 0 | 0 | 0 | 0 | 0 | 0
Total Generation by Reporting Type: NWPP_NucRenew
ReportingType | 2015 | 2020 | 2025 | 2030 | 2035 | 2040
BM | 0 | 1.05 | 0 | 243.02 | 243.02 | 243.02
CC | 0 | 0 | 0 | 0 | 0 | 0
CSP | 0 | 0 | 0 | 0 | 0 | 0
CT | 0 | 0 | 0 | 0 | 0 | 0
Coal | 0 | 0 | 0 | 0 | 0 | 0
Geo | 3280.13 | 3280.13 | 6891.88 | 6891.88 | 6891.88 | 6891.88
H | 133486 | 133486 | 133486 | 133486 | 133486 | 133486
LFG | 1013.09 | 1765.89 | 2940.73 | 2940.73 | 2940.73 | 2940.73
Nuc | 8809.8 | 8809.8 | 8809.8 | 8809.8 | 8809.8 | 8809.8
PS | 0 | 0 | 0 | 0 | 0 | 0
PV | 7.88 | 7.88 | 7.88 | 7.88 | 7.88 | 7.88
PeakG | 0 | 0 | 0 | 0 | 0 | 0
PeakO | 0 | 0 | 0 | 0 | 0 | 0
ST | 0 | 0 | 0 | 0 | 0 | 0
STOG | 0 | 0 | 0 | 0 | 0 | 0
STWD | 0 | 0 | 0 | 1201.54 | 1201.54 | 1201.54
WT | 15874.4 | 15874.4 | 15874.4 | 15874.4 | 15874.4 | 15874.4
IGCC | 0 | 0 | 0 | 0 | 0 | 0
DemandResponse | 0 | 0 | 0 | 0 | 0 | 0
IGCC-CCS | 0 | 0 | 0 | 0 | 0 | 0
WT_off | 0 | 0 | 0 | 0 | 0 | 0
PseudoUnit | 0 | 0 | 0 | 0 | 0 | 0
FixedInterchange | 0 | 0 | 0 | 0 | 0 | 0
Total Generation by Reporting Type: RMPA
ReportingType | 2015 | 2020 | 2025 | 2030 | 2035 | 2040
BM | 0 | 0 | 0 | 0 | 0 | 0
CC | 7497.3 | 6967.4 | 2711.57 | 2248.15 | 2275.02 | 1242.85
CSP | 0 | 0 | 0 | 0 | 0 | 0
CT | 0 | 0 | 0 | 0 | 0 | 0
Coal | 55435.07 | 55869.43 | 53169.02 | 61767.3 | 70676.3 | 80317.22
Geo | 0 | 5201.25 | 21387.54 | 21387.54 | 21387.54 | 21387.54
H | 4353 | 4353 | 4353 | 4353 | 4353 | 4353
LFG | 58.34 | 286.45 | 286.45 | 286.45 | 286.45 | 286.45
Nuc | 0 | 0 | 0 | 0 | 0 | 0
PS | 64.82 | 76.01 | 135.23 | 211.49 | 404.19 | 969.95
PV | 54.93 | 54.93 | 54.93 | 54.93 | 54.93 | 54.93
PeakG | 14.78 | 15.61 | 4.15 | 7.63 | 6.91 | 4.77
PeakO | 0 | 0 | 0 | 0 | 0 | 0
ST | 9.83 | 1261.68 | 1357.69 | 1460.83 | 1460.83 | 1460.83
STOG | 0 | 0 | 0 | 0 | 0 | 0
STWD | 0 | 0 | 0 | 0 | 0 | 0
WT | 6354.34 | 6354.34 | 6354.34 | 6354.34 | 6354.34 | 6354.34
IGCC | 0 | 0 | 0 | 0 | 0 | 0
DemandResponse | 0 | 0 | 0 | 0 | 0 | 0
IGCC-CCS | 0 | 0 | 0 | 0 | 0 | 0
WT_off | 0 | 0 | 0 | 0 | 0 | 0
PseudoUnit | 0 | 0 | 0 | 0 | 0 | 0
FixedInterchange | 0 | 0 | 0 | 0 | 0 | 0
Total Generation by Reporting Type: SP15
ReportingType | 2015 | 2020 | 2025 | 2030 | 2035 | 2040
BM | 44.8 | 44.8 | 1.16 | 39.65 | 32.67 | 32.35
CC | 44242.04 | 18688.97 | 17998.9 | 17584.04 | 14515.49 | 10162.59
CSP | 0 | 0 | 0 | 0 | 0 | 0
CT | 0 | 0 | 0 | 0 | 0 | 0
Coal | 761.6 | 761.6 | 761.6 | 467.51 | 0 | 0
Geo | 7774.15 | 19841.05 | 19841.05 | 19841.05 | 19841.05 | 19841.05
H | 5920 | 5920 | 5920 | 5920 | 5920 | 5920
LFG | 1759.71 | 6141.64 | 6141.64 | 6141.64 | 6141.64 | 6141.64
Nuc | 17526.13 | 17526.13 | 17526.13 | 17526.13 | 17526.13 | 17526.13
PS | 188.73 | 158.4 | 302.4 | 302.4 | 590.4 | 684.64
PV | 331.57 | 331.57 | 331.57 | 331.57 | 323.25 | 323.25
PeakG | 0 | 0 | 0 | 0 | 0 | 0
PeakO | 0 | 0 | 0 | 0 | 0 | 0
ST | 1569.79 | 1569.79 | 1569.79 | 1569.79 | 1569.79 | 1569.79
STOG | 223.73 | 211.04 | 64.24 | 160.9 | 399.37 | 534.87
STWD | 833.95 | 833.95 | 20.65 | 512.64 | 512.64 | 314.15
WT | 5740.26 | 5740.26 | 5740.26 | 5740.26 | 5740.26 | 5740.26
IGCC | 0 | 0 | 0 | 0 | 0 | 0
DemandResponse | 0 | 0 | 0 | 0 | 0 | 0
IGCC-CCS | 0 | 0 | 0 | 0 | 0 | 0
WT_off | 0 | 0 | 0 | 0 | 0 | 0
PseudoUnit | 0 | 0 | 0 | 0 | 0 | 0
FixedInterchange | 0 | 0 | 0 | 0 | 0 | 0
Total Generation by Reporting Type: ALB
ReportingType | 2015 | 2020 | 2025 | 2030 | 2035 | 2040
BM | 0 | 0 | 0 | 0 | 0 | 0
CC | 16755.73 | 24159.85 | 28127.96 | 35026.89 | 41181.77 | 47775.99
CSP | 0 | 0 | 0 | 0 | 0 | 0
CT | 0 | 0 | 0 | 0 | 0 | 0
Coal | 46350.59 | 46350.59 | 46350.59 | 46350.59 | 46350.59 | 46350.59
Geo | 0 | 0 | 0 | 0 | 0 | 0
H | 1979.87 | 1979.87 | 1979.87 | 1979.87 | 1979.87 | 1979.87
LFG | 78.84 | 78.84 | 78.84 | 78.84 | 78.84 | 78.84
Nuc | 0 | 0 | 0 | 0 | 0 | 0
PS | 0 | 0 | 0 | 0 | 0 | 0
PV | 0 | 0 | 0 | 0 | 0 | 0
PeakG | 0 | 0 | 0 | 0 | 0 | 0
PeakO | 0 | 0 | 0 | 0 | 0 | 0
ST | 0 | 0 | 0 | 0 | 0 | 0
STOG | 0 | 0 | 0 | 0 | 0 | 0
STWD | 0 | 0 | 0 | 0 | 0 | 0
WT | 1553.84 | 1553.84 | 1553.84 | 1553.84 | 1553.84 | 1553.84
IGCC | 0 | 0 | 0 | 0 | 0 | 0
DemandResponse | 0 | 0 | 0 | 0 | 0 | 0
IGCC-CCS | 0 | 0 | 0 | 0 | 0 | 0
WT_off | 0 | 0 | 0 | 0 | 0 | 0
PseudoUnit | 0 | 0 | 0 | 0 | 0 | 0
FixedInterchange | 0 | 0 | 0 | 0 | 0 | 0
Total Generation by Reporting Type: BC
ReportingType | 2015 | 2020 | 2025 | 2030 | 2035 | 2040
BM | 0 | 0 | 0 | 0 | 0 | 0
CC | 8802.69 | 14139.75 | 19652.88 | 25611.07 | 31281.15 | 32336.32
CSP | 0 | 0 | 0 | 0 | 0 | 0
CT | 0 | 0 | 0 | 0 | 0 | 0
Coal | 0 | 0 | 0 | 0 | 0 | 0
Geo | 0 | 0 | 0 | 0 | 0 | 0
H | 54411.22 | 54411.22 | 54411.22 | 54411.22 | 54411.22 | 54411.22
LFG | 189.22 | 189.22 | 189.22 | 189.22 | 189.22 | 189.22
Nuc | 0 | 0 | 0 | 0 | 0 | 0
PS | 0 | 0 | 0 | 0 | 0 | 0
PV | 0 | 0 | 0 | 0 | 0 | 0
PeakG | 0 | 0 | 0 | 0 | 0 | 0
PeakO | 0 | 0 | 0 | 0 | 0 | 0
ST | 0 | 0 | 0 | 0 | 0 | 0
STOG | 657.62 | 0 | 0 | 0 | 0 | 0
STWD | 0 | 0 | 0 | 0 | 0 | 0
WT | 568.82 | 568.82 | 568.82 | 568.82 | 568.82 | 568.82
IGCC | 0 | 0 | 0 | 0 | 0 | 0
DemandResponse | 0 | 0 | 0 | 0 | 0 | 0
IGCC-CCS | 0 | 0 | 0 | 0 | 0 | 0
WT_off | 0 | 0 | 0 | 0 | 0 | 0
PseudoUnit | 0 | 0 | 0 | 0 | 0 | 0
FixedInterchange | 0 | 0 | 0 | 0 | 0 | 0
Total Generation by Reporting Type: HQ_IESO
ReportingType | 2015 | 2020 | 2025 | 2030 | 2035 | 2040
BM | 0 | 0 | 0 | 0 | 0 | 0
CC | 0 | 0 | 0 | 0 | 0 | 0
CSP | 0 | 0 | 0 | 0 | 0 | 0
CT | 0 | 0 | 0 | 0 | 0 | 0
Coal | 0 | 0 | 0 | 0 | 0 | 0
Geo | 0 | 0 | 0 | 0 | 0 | 0
H | 0 | 0 | 0 | 0 | 0 | 0
LFG | 0 | 0 | 0 | 0 | 0 | 0
Nuc | 0 | 0 | 0 | 0 | 0 | 0
PS | 0 | 0 | 0 | 0 | 0 | 0
PV | 0 | 0 | 0 | 0 | 0 | 0
PeakG | 0 | 0 | 0 | 0 | 0 | 0
PeakO | 0 | 0 | 0 | 0 | 0 | 0
ST | 0 | 0 | 0 | 0 | 0 | 0
STOG | 0 | 0 | 0 | 0 | 0 | 0
STWD | 0 | 0 | 0 | 0 | 0 | 0
WT | 0 | 0 | 0 | 0 | 0 | 0
IGCC | 0 | 0 | 0 | 0 | 0 | 0
DemandResponse | 0 | 0 | 0 | 0 | 0 | 0
IGCC-CCS | 0 | 0 | 0 | 0 | 0 | 0
WT_off | 0 | 0 | 0 | 0 | 0 | 0
PseudoUnit | 0 | 0 | 0 | 0 | 0 | 0
FixedInterchange | 2336 | 2336 | 2336 | 2336 | 2336 | 2336
Total Generation by Reporting Type: HQ_NEISO
ReportingType | 2015 | 2020 | 2025 | 2030 | 2035 | 2040
BM | 0 | 0 | 0 | 0 | 0 | 0
CC | 0 | 0 | 0 | 0 | 0 | 0
CSP | 0 | 0 | 0 | 0 | 0 | 0
CT | 0 | 0 | 0 | 0 | 0 | 0
Coal | 0 | 0 | 0 | 0 | 0 | 0
Geo | 0 | 0 | 0 | 0 | 0 | 0
H | 0 | 0 | 0 | 0 | 0 | 0
LFG | 0 | 0 | 0 | 0 | 0 | 0
Nuc | 0 | 0 | 0 | 0 | 0 | 0
PS | 0 | 0 | 0 | 0 | 0 | 0
PV | 0 | 0 | 0 | 0 | 0 | 0
PeakG | 0 | 0 | 0 | 0 | 0 | 0
PeakO | 0 | 0 | 0 | 0 | 0 | 0
ST | 0 | 0 | 0 | 0 | 0 | 0
STOG | 0 | 0 | 0 | 0 | 0 | 0
STWD | 0 | 0 | 0 | 0 | 0 | 0
WT | 0 | 0 | 0 | 0 | 0 | 0
IGCC | 0 | 0 | 0 | 0 | 0 | 0
DemandResponse | 0 | 0 | 0 | 0 | 0 | 0
IGCC-CCS | 0 | 0 | 0 | 0 | 0 | 0
WT_off | 0 | 0 | 0 | 0 | 0 | 0
PseudoUnit | 0 | 0 | 0 | 0 | 0 | 0
FixedInterchange | 19184.4 | 19184.4 | 19184.4 | 19184.4 | 19184.4 | 19184.4
Total Generation by Reporting Type: HQ_NY
ReportingType | 2015 | 2020 | 2025 | 2030 | 2035 | 2040
BM | 0 | 0 | 0 | 0 | 0 | 0
CC | 0 | 0 | 0 | 0 | 0 | 0
CSP | 0 | 0 | 0 | 0 | 0 | 0
CT | 0 | 0 | 0 | 0 | 0 | 0
Coal | 0 | 0 | 0 | 0 | 0 | 0
Geo | 0 | 0 | 0 | 0 | 0 | 0
H | 0 | 0 | 0 | 0 | 0 | 0
LFG | 0 | 0 | 0 | 0 | 0 | 0
Nuc | 0 | 0 | 0 | 0 | 0 | 0
PS | 0 | 0 | 0 | 0 | 0 | 0
PV | 0 | 0 | 0 | 0 | 0 | 0
PeakG | 0 | 0 | 0 | 0 | 0 | 0
PeakO | 0 | 0 | 0 | 0 | 0 | 0
ST | 0 | 0 | 0 | 0 | 0 | 0
STOG | 0 | 0 | 0 | 0 | 0 | 0
STWD | 0 | 0 | 0 | 0 | 0 | 0
WT | 0 | 0 | 0 | 0 | 0 | 0
IGCC | 0 | 0 | 0 | 0 | 0 | 0
DemandResponse | 0 | 0 | 0 | 0 | 0 | 0
IGCC-CCS | 0 | 0 | 0 | 0 | 0 | 0
WT_off | 0 | 0 | 0 | 0 | 0 | 0
PseudoUnit | 0 | 0 | 0 | 0 | 0 | 0
FixedInterchange | 5840 | 5840 | 5840 | 5840 | 5840 | 5840
Total Generation by Reporting Type: MARITIMES
ReportingType | 2015 | 2020 | 2025 | 2030 | 2035 | 2040
BM | 0 | 0 | 0 | 0 | 0 | 0
CC | 0 | 0 | 0 | 0 | 0 | 0
CSP | 0 | 0 | 0 | 0 | 0 | 0
CT | 0 | 0 | 0 | 0 | 0 | 0
Coal | 0 | 0 | 0 | 0 | 0 | 0
Geo | 0 | 0 | 0 | 0 | 0 | 0
H | 0 | 0 | 0 | 0 | 0 | 0
LFG | 0 | 0 | 0 | 0 | 0 | 0
Nuc | 0 | 0 | 0 | 0 | 0 | 0
PS | 0 | 0 | 0 | 0 | 0 | 0
PV | 0 | 0 | 0 | 0 | 0 | 0
PeakG | 0 | 0 | 0 | 0 | 0 | 0
PeakO | 0 | 0 | 0 | 0 | 0 | 0
ST | 0 | 0 | 0 | 0 | 0 | 0
STOG | 0 | 0 | 0 | 0 | 0 | 0
STWD | 0 | 0 | 0 | 0 | 0 | 0
WT | 0 | 0 | 0 | 0 | 0 | 0
IGCC | 0 | 0 | 0 | 0 | 0 | 0
DemandResponse | 0 | 0 | 0 | 0 | 0 | 0
IGCC-CCS | 0 | 0 | 0 | 0 | 0 | 0
WT_off | 0 | 0 | 0 | 0 | 0 | 0
PseudoUnit | 0 | 0 | 0 | 0 | 0 | 0
FixedInterchange | 8760 | 8760 | 8760 | 8760 | 8760 | 8760
Total Generation by Reporting Type: All
ReportingType | 2015 | 2020 | 2025 | 2030 | 2035 | 2040
BM | 1934.6 | 2455.31 | 1246.9 | 1958.23 | 3327.59 | 3887.46
CC | 1170801.27 | 1405412.76 | 1431152.27 | 1619859.62 | 1874086.15 | 2028130.28
CSP | 0 | 0 | 0 | 0 | 0 | 0
CT | 593.29 | 1414.51 | 1761.61 | 2740.97 | 3993.9 | 4564.85
Coal | 1791718.46 | 1694314.08 | 1833028.14 | 1890788.58 | 2017728.44 | 2208575.7
Geo | 20459.37 | 37727.52 | 74585.65 | 74585.65 | 74585.65 | 74585.65
H | 430354.22 | 430354.22 | 430354.22 | 430354.22 | 430354.22 | 430354.22
LFG | 32608.23 | 48005.68 | 65429.32 | 71133.39 | 71137.33 | 71137.33
Nuc | 913193.71 | 943693.07 | 943693.07 | 932100.9 | 725092.39 | 571594.71
PS | 4969.24 | 7331.59 | 8609.91 | 8481.06 | 9994.22 | 9756.09
PV | 1434.3 | 2906.18 | 4198.83 | 4583.81 | 4604.84 | 4719.42
PeakG | 2464.62 | 3222.72 | 4088.96 | 3922.81 | 4441.67 | 3241.82
PeakO | 0 | 0 | 0 | 0 | 0 | 0
ST | 2659.82 | 5612.57 | 6757.58 | 7186.14 | 7186.14 | 7186.15
STOG | 18318.01 | 19273.04 | 20946.64 | 19915.42 | 19291.91 | 18237.04
STWD | 7867.88 | 6570.6 | 2085.82 | 7035.18 | 8170.64 | 8277.88
WT | 178096.59 | 232570.97 | 248272.22 | 256632.75 | 297861.19 | 333026.83
IGCC | 4427.31 | 4427.31 | 4427.31 | 4427.31 | 4427.33 | 4427.33
DemandResponse | 0 | 0 | 0 | 0 | 0 | 0
IGCC-CCS | 0 | 0 | 0 | 0 | 0 | 0
WT_off | 1873.58 | 1873.58 | 5864.11 | 5864.11 | 3993.98 | 3993.98
PseudoUnit | 0 | 0 | 0 | 0 | 0 | 0
FixedInterchange | 36120.4 | 36120.4 | 36120.4 | 36120.4 | 36120.4 | 36120.4
Total Generation by Reporting Type: EI_US
ReportingType | 2015 | 2020 | 2025 | 2030 | 2035 | 2040
BM | 1889.8 | 2409.47 | 1244.41 | 1675.56 | 2953.63 | 3513.82
CC | 718846.98 | 939267.11 | 942540.54 | 1048555.78 | 1226462.77 | 1349413.66
CSP | 0 | 0 | 0 | 0 | 0 | 0
CT | 593.28 | 1414.51 | 1683.65 | 2596.59 | 3906.98 | 4435.53
Coal | 1415828.41 | 1297890.75 | 1417627.96 | 1465436.02 | 1582165.63 | 1704431.55
Geo | 354.6 | 354.6 | 354.6 | 354.6 | 354.6 | 354.6
H | 108753.3 | 108753.3 | 108753.3 | 108753.3 | 108753.3 | 108753.3
LFG | 27266.03 | 32367.89 | 45825.75 | 51529.82 | 51529.82 | 51529.82
Nuc | 697700.18 | 728199.54 | 728199.54 | 716607.37 | 517621.93 | 376119.91
PS | 4639.99 | 7047.48 | 8087.66 | 7781.21 | 8473.81 | 7423.75
PV | 411.1 | 1882.97 | 3175.63 | 3560.6 | 3618.16 | 3732.75
PeakG | 2449.83 | 3207.11 | 3824.25 | 3418.82 | 3809.25 | 3064.23
PeakO | 0 | 0 | 0 | 0 | 0 | 0
ST | 0 | 0 | 0 | 0 | 0 | 0
STOG | 12014.46 | 13426.69 | 14314.88 | 14258.14 | 13929.05 | 13129.38
STWD | 3754.18 | 2456.9 | 2034.63 | 3359.09 | 4479.22 | 4586.12
WT | 106488.69 | 119770.12 | 135471.38 | 142752.7 | 189255.22 | 224420.86
IGCC | 4427.31 | 4427.31 | 4427.31 | 4427.31 | 4427.32 | 4427.33
DemandResponse | 0 | 0 | 0 | 0 | 0 | 0
IGCC-CCS | 0 | 0 | 0 | 0 | 0 | 0
WT_off | 1873.58 | 1873.58 | 5864.11 | 5864.11 | 3993.98 | 3993.98
PseudoUnit | 0 | 0 | 0 | 0 | 0 | 0
FixedInterchange | 33784.4 | 33784.4 | 33784.4 | 33784.4 | 33784.4 | 33784.4
Total Generation by Reporting Type: EI_Canada
ReportingType | 2015 | 2020 | 2025 | 2030 | 2035 | 2040
BM | 0 | 0 | 0 | 0 | 0 | 0
CC | 10881.74 | 16965.34 | 18284.71 | 24955.7 | 32901.17 | 51495.18
CSP | 0 | 0 | 0 | 0 | 0 | 0
CT | 0 | 0 | 0 | 0 | 86.92 | 119.95
Coal | 100.96 | 158.46 | 363.75 | 2011.94 | 3780.67 | 4365.65
Geo | 0 | 0 | 0 | 0 | 0 | 0
H | 87709.45 | 87709.45 | 87709.45 | 87709.45 | 87709.45 | 87709.45
LFG | 926.37 | 926.37 | 926.37 | 926.37 | 930.31 | 930.31
Nuc | 101402.3 | 101402.3 | 101402.3 | 101402.3 | 93379.23 | 81383.58
PS | 25.83 | 13.45 | 13.53 | 20.74 | 25.83 | 50.43
PV | 78.84 | 78.84 | 78.84 | 78.84 | 78.84 | 78.84
PeakG | 0 | 0 | 0 | 0 | 1.1 | 4.3
PeakO | 0 | 0 | 0 | 0 | 0 | 0
ST | 0 | 0 | 0 | 0 | 0 | 0
STOG | 0 | 0 | 0 | 0 | 0 | 0
STWD | 0 | 0 | 0 | 0 | 0 | 0
WT | 9925.81 | 9925.81 | 9925.81 | 9925.81 | 4651.73 | 4651.73
IGCC | 0 | 0 | 0 | 0 | 0 | 0
DemandResponse | 0 | 0 | 0 | 0 | 0 | 0
IGCC-CCS | 0 | 0 | 0 | 0 | 0 | 0
WT_off | 0 | 0 | 0 | 0 | 0 | 0
PseudoUnit | 0 | 0 | 0 | 0 | 0 | 0
FixedInterchange | 2336 | 2336 | 2336 | 2336 | 2336 | 2336
Total Generation by Reporting Type: EI
ReportingType | 2015 | 2020 | 2025 | 2030 | 2035 | 2040
BM | 1889.8 | 2409.47 | 1244.41 | 1675.56 | 2953.63 | 3513.82
CC | 729728.73 | 956232.45 | 960825.25 | 1073511.48 | 1259363.94 | 1400908.84
CSP | 0 | 0 | 0 | 0 | 0 | 0
CT | 593.29 | 1414.51 | 1683.65 | 2596.59 | 3993.9 | 4555.48
Coal | 1415929.36 | 1298049.22 | 1417991.71 | 1467447.96 | 1585946.3 | 1708797.2
Geo | 354.6 | 354.6 | 354.6 | 354.6 | 354.6 | 354.6
H | 196462.75 | 196462.75 | 196462.75 | 196462.75 | 196462.75 | 196462.75
LFG | 28192.4 | 33294.26 | 46752.12 | 52456.19 | 52460.14 | 52460.14
Nuc | 799102.48 | 829601.84 | 829601.84 | 818009.67 | 611001.16 | 457503.49
PS | 4665.82 | 7060.94 | 8101.19 | 7801.95 | 8499.64 | 7474.18
PV | 489.94 | 1961.81 | 3254.47 | 3639.44 | 3697 | 3811.59
PeakG | 2449.83 | 3207.11 | 3824.25 | 3418.82 | 3810.35 | 3068.53
PeakO | 0 | 0 | 0 | 0 | 0 | 0
ST | 0 | 0 | 0 | 0 | 0 | 0
STOG | 12014.46 | 13426.69 | 14314.88 | 14258.14 | 13929.05 | 13129.38
STWD | 3754.18 | 2456.9 | 2034.63 | 3359.09 | 4479.22 | 4586.12
WT | 116414.5 | 129695.93 | 145397.19 | 152678.51 | 193906.95 | 229072.58
IGCC | 4427.31 | 4427.31 | 4427.31 | 4427.31 | 4427.32 | 4427.33
DemandResponse | 0 | 0 | 0 | 0 | 0 | 0
IGCC-CCS | 0 | 0 | 0 | 0 | 0 | 0
WT_off | 1873.58 | 1873.58 | 5864.11 | 5864.11 | 3993.98 | 3993.98
PseudoUnit | 0 | 0 | 0 | 0 | 0 | 0
FixedInterchange | 36120.4 | 36120.4 | 36120.4 | 36120.4 | 36120.4 | 36120.4
Total Generation by Reporting Type: Outside_EI
ReportingType | 2015 | 2020 | 2025 | 2030 | 2035 | 2040
BM | 44.8 | 45.85 | 2.5 | 282.67 | 373.96 | 373.64
CC | 441072.54 | 449180.31 | 470327.03 | 546348.15 | 614722.21 | 627221.45
CSP | 0 | 0 | 0 | 0 | 0 | 0
CT | 0 | 0 | 77.96 | 144.37 | 0 | 9.37
Coal | 375789.09 | 396264.86 | 415036.42 | 423340.62 | 431782.14 | 499778.5
Geo | 20104.76 | 37372.91 | 74231.05 | 74231.05 | 74231.05 | 74231.05
H | 233891.47 | 233891.47 | 233891.47 | 233891.47 | 233891.47 | 233891.47
LFG | 4415.83 | 14711.41 | 18677.19 | 18677.2 | 18677.2 | 18677.2
Nuc | 114091.22 | 114091.22 | 114091.22 | 114091.22 | 114091.23 | 114091.23
PS | 303.42 | 270.65 | 508.72 | 679.11 | 1494.58 | 2281.91
PV | 944.36 | 944.36 | 944.36 | 944.36 | 907.84 | 907.84
PeakG | 14.78 | 15.61 | 264.72 | 504 | 631.32 | 173.3
PeakO | 0 | 0 | 0 | 0 | 0 | 0
ST | 2659.82 | 5612.57 | 6757.58 | 7186.14 | 7186.14 | 7186.15
STOG | 6303.55 | 5846.34 | 6631.76 | 5657.28 | 5362.86 | 5107.66
STWD | 4113.7 | 4113.7 | 51.19 | 3676.09 | 3691.42 | 3691.76
WT | 61682.09 | 102875.04 | 102875.04 | 103954.24 | 103954.24 | 103954.24
IGCC | 0 | 0 | 0 | 0 | 0 | 0
DemandResponse | 0 | 0 | 0 | 0 | 0 | 0
IGCC-CCS | 0 | 0 | 0 | 0 | 0 | 0
WT_off | 0 | 0 | 0 | 0 | 0 | 0
PseudoUnit | 0 | 0 | 0 | 0 | 0 | 0
FixedInterchange | 0 | 0 | 0 | 0 | 0 | 0
#2 | Energy Demand (TWh)
Energy Demand by Pool & Region:
Pool/Region | 2015 | 2020 | 2025 | 2030 | 2035 | 2040
ENT | 171.13 | 181.55 | 187.02 | 192.66 | 197.82 | 203.12
FRCC | 252.12 | 274.04 | 295.01 | 317.54 | 337.72 | 359.19
MAPP_US | 30.63 | 32.26 | 33.53 | 34.86 | 36.24 | 37.68
MISO_IN | 102.51 | 109.33 | 114.08 | 119.02 | 122.69 | 126.48
MISO_MI | 98.97 | 104.26 | 109.77 | 115.55 | 120.18 | 125.01
MISO_MO-IL | 100.6 | 106.15 | 111.71 | 117.54 | 122.44 | 127.55
MISO_W | 144.02 | 151.85 | 159.52 | 167.56 | 174.2 | 181.1
MISO_WUMS | 70.26 | 75.13 | 78.59 | 82.2 | 84.94 | 87.78
NE | 32.19 | 34.65 | 36.02 | 37.45 | 38.93 | 40.47
NEISO | 131.2 | 132.97 | 134.39 | 135.98 | 136 | 136.02
NonRTO_Midwest | 62.65 | 67.4 | 69.07 | 70.78 | 72.53 | 74.32
NYISO_A-F | 61.98 | 66.01 | 68.54 | 71.15 | 72.99 | 74.87
NYISO_G-I | 18.84 | 20.27 | 21.41 | 22.6 | 23.58 | 24.6
NYISO_J-K | 71.11 | 77.8 | 82.28 | 87 | 90.89 | 94.96
PJM_E | 133.33 | 127.4 | 133.34 | 139.52 | 144.26 | 149.16
PJM_ROM | 149.25 | 159.46 | 166.88 | 174.63 | 180.56 | 186.69
PJM_ROR | 554.11 | 552.4 | 576.4 | 601.36 | 619.92 | 639.06
SOCO | 272.24 | 296.47 | 308.67 | 321.38 | 334.6 | 348.38
SPP_N | 78.31 | 84.71 | 88.63 | 92.74 | 97.03 | 101.53
SPP_S | 174.53 | 186.22 | 194.6 | 203.33 | 209.92 | 216.72
TVA | 188.39 | 194.08 | 201.31 | 208.77 | 213.94 | 219.23
TVA_Transmission | 0 | 0 | 0 | 0 | 0 | 0
VACAR | 254.02 | 277.23 | 293.03 | 309.72 | 324.88 | 340.77
IESO | 141.12 | 138.65 | 143.35 | 148.22 | 153.25 | 158.46
MAPP_CA | 53.52 | 57.41 | 59.69 | 62.05 | 64.51 | 67.06
AZ_NM_SNV_Coal | 135.58 | 150.58 | 162.65 | 175.84 | 187.52 | 200.13
AZ_NM_SNV_Gas | 0 | 0 | 0 | 0 | 0 | 0
AZ_NM_SNV_NucRenew | 0 | 0 | 0 | 0 | 0 | 0
ERCOT | 346.25 | 376.96 | 394.94 | 411.94 | 425.58 | 439.6
NP15 | 116.23 | 122.69 | 129.67 | 138.7 | 145.91 | 153.35
NWPP_Coal | 265.59 | 282.8 | 297.76 | 316.03 | 331.54 | 347.41
NWPP_Gas | 0 | 0 | 0 | 0 | 0 | 0
NWPP_NucRenew | 0 | 0 | 0 | 0 | 0 | 0
RMPA | 75.08 | 81.52 | 87.47 | 93.85 | 99.95 | 106.45
SP15 | 191.84 | 207.32 | 219.11 | 234.38 | 246.56 | 259.14
ALB | 68.94 | 73.93 | 79.28 | 85.01 | 91.16 | 97.76
BC | 66.74 | 70.01 | 73.44 | 77.03 | 80.81 | 84.77
HQ_IESO | 0 | 0 | 0 | 0 | 0 | 0
HQ_NEISO | 0 | 0 | 0 | 0 | 0 | 0
HQ_NY | 0 | 0 | 0 | 0 | 0 | 0
MARITIMES | 0 | 0 | 0 | 0 | 0 | 0
All | 4613.27 | 4873.51 | 5111.14 | 5366.38 | 5583.07 | 5808.81
EI_US | 3152.37 | 3311.64 | 3463.79 | 3623.32 | 3756.27 | 3894.68
EI_Canada | 194.64 | 196.06 | 203.04 | 210.27 | 217.76 | 225.52
EI | 3347.02 | 3507.69 | 3666.83 | 3833.59 | 3974.03 | 4120.2
Outside_EI | 1266.25 | 1365.82 | 1444.31 | 1532.79 | 1609.04 | 1688.61
#3 | Generation Minus Energy (TWh)
Generation Minus Energy by Pool & Region:
Pool/Region | 2015 | 2020 | 2025 | 2030 | 2035 | 2040
ENT | 1.25 | 1.2 | 0.71 | 1.16 | 0.66 | -12.71
FRCC | -2.91 | -1.01 | -0.4 | -0.14 | -0.19 | 0
MAPP_US | 5.87 | 4.2 | 6.03 | 5.25 | 4.27 | 3.95
MISO_IN | -7.45 | 11.98 | 16.88 | 27.55 | 37.23 | 33.22
MISO_MI | -7.02 | -20.49 | -23.3 | -29.66 | -38.6 | -45.33
MISO_MO-IL | 23.6 | 2.12 | 5.68 | 4.72 | 2.94 | -2.62
MISO_W | 7.61 | -8.74 | -13.25 | -18.84 | -19.63 | 10.2
MISO_WUMS | -6.54 | 8.18 | 8.31 | 6.48 | 3.71 | -3.74
NE | 10.72 | 7.95 | 6.58 | 5.68 | 9.69 | 14.38
NEISO | -21.46 | -23.14 | -20.42 | -16.35 | -16.27 | -16.14
NonRTO_Midwest | -0.61 | -0.83 | -0.94 | -0.15 | 1.03 | 1.72
NYISO_A-F | 10.2 | 11.03 | 11.8 | 5.7 | 0.69 | -7.27
NYISO_G-I | 4.85 | 5.39 | 10.44 | 17.56 | 33.61 | 42.88
NYISO_J-K | -43.44 | -42.62 | -46.69 | -50.68 | -51.97 | -53.5
PJM_E | -33.15 | -13.83 | -19.85 | -31.91 | -33.19 | -43.4
PJM_ROM | -30.54 | -23.33 | -24.65 | -29.16 | -7.61 | 85.26
PJM_ROR | 75.07 | 50.99 | 63.54 | 85.44 | 68.09 | -23.85
SOCO | 2.11 | 0.21 | -0.8 | 0.51 | 0.83 | 0.44
SPP_N | 6.27 | 6.95 | 2.27 | 1.79 | -7.51 | -8.67
SPP_S | -22.13 | -17.75 | -14 | -12.97 | -3.91 | 3.73
TVA | 1.12 | 1.06 | 0.16 | -1.26 | -1.64 | -1.3
TVA_Transmission | 0 | 0 | 0 | 0 | 0 | 0
VACAR | -18.51 | -6.4 | -8.46 | -13.13 | -12.75 | -8.6
IESO | 16.93 | 19.97 | 15.79 | 13 | 2.42 | 5.15
MAPP_CA | -0.52 | 1.15 | -0.12 | 3.76 | 3.37 | 0.12
AZ_NM_SNV_Coal | -63.69 | -73.11 | -85.18 | -98.37 | -110.04 | -71.51
AZ_NM_SNV_Gas | 105.14 | 119.28 | 130.01 | 157.79 | 182.01 | 166.28
AZ_NM_SNV_NucRenew | 42.17 | 76.95 | 89.92 | 91.5 | 91.5 | 91.57
ERCOT | -0.1 | 0 | -0.26 | 0.01 | -0.01 | -1.02
NP15 | -17.7 | -19.84 | -28.63 | -45.02 | -54.75 | -66.21
NWPP_Coal | -169.19 | -186.52 | -201.48 | -219.76 | -235.26 | -251.13
NWPP_Gas | 50.58 | 50.58 | 68.02 | 95.44 | 119.59 | 143.18
NWPP_NucRenew | 162.47 | 163.23 | 168.01 | 169.46 | 169.46 | 169.46
RMPA | -1.24 | -1.08 | 2.35 | 4.28 | 7.31 | 9.98
SP15 | -104.92 | -129.55 | -142.9 | -158.24 | -173.45 | -190.35
ALB | -2.22 | 0.19 | -1.19 | -0.02 | -0.02 | -0.02
BC | -2.11 | -0.7 | 1.38 | 3.75 | 5.64 | 2.74
HQ_IESO | 2.34 | 2.34 | 2.34 | 2.34 | 2.34 | 2.34
HQ_NEISO | 19.18 | 19.18 | 19.18 | 19.18 | 19.18 | 19.18
HQ_NY | 5.84 | 5.84 | 5.84 | 5.84 | 5.84 | 5.84
MARITIMES | 8.76 | 8.76 | 8.76 | 8.76 | 8.76 | 8.76
All | 6.63 | 9.78 | 11.48 | 11.31 | 13.33 | 13.01
EI_US | -11.3 | -13.1 | -6.58 | -8.61 | 3.25 | 2.43
EI_Canada | 18.74 | 23.46 | 18 | 19.1 | 8.12 | 7.61
EI | 7.45 | 10.36 | 11.42 | 10.49 | 11.37 | 10.04
Outside_EI | -0.82 | -0.58 | 0.06 | 0.82 | 1.96 | 2.97
#4 | Fuel Use (TBtu)
Total Fuel Consumption by Reporting Type: Entergy
ReportingType | 2015 | 2020 | 2025 | 2030 | 2035 | 2040
BM | 0 | 0 | 0 | 0 | 0 | 0
CC | 489.09 | 647.52 | 602.4 | 619.17 | 687.27 | 673.72
CSP | 0 | 0 | 0 | 0 | 0 | 0
CT | 0 | 0 | 0 | 0 | 0 | 0
Coal | 609.58 | 484.59 | 588.95 | 612.4 | 612.4 | 612.4
Geo | 0 | 0 | 0 | 0 | 0 | 0
H | 0 | 0 | 0 | 0 | 0 | 0
LFG | 0 | 0 | 7.83 | 11.56 | 11.56 | 11.56
Nuc | 464.87 | 464.87 | 464.87 | 464.87 | 392.68 | 307.2
PS | 0 | 0 | 0 | 0 | 0 | 0
PV | 0 | 0 | 0 | 0 | 0 | 0
PeakG | 0 | 0 | 0.03 | 0 | 0 | 0
PeakO | 0 | 0 | 0 | 0 | 0 | 0
ST | 0 | 0 | 0 | 0 | 0 | 0
STOG | 16.96 | 17.4 | 18.76 | 17.22 | 18.68 | 16.11
STWD | 0 | 0 | 0 | 0 | 0 | 0.38
WT | 0 | 0 | 0 | 0 | 0 | 0
IGCC | 0 | 0 | 0 | 0 | 0 | 0
DemandResponse | 0 | 0 | 0 | 0 | 0 | 0
IGCC-CCS | 0 | 0 | 0 | 0 | 0 | 0
WT_off | 0 | 0 | 0 | 0 | 0 | 0
PseudoUnit | 0 | 0 | 0 | 0 | 0 | 0
FixedInterchange | 0 | 0 | 0 | 0 | 0 | 0
Total Fuel Consumption by Reporting Type: FRCC
ReportingType | 2015 | 2020 | 2025 | 2030 | 2035 | 2040
BM | 0 | 0 | 0 | 0 | 0 | 0
CC | 1101.59 | 1258.25 | 1336.86 | 1468.8 | 1661.58 | 1880.78
CSP | 0 | 0 | 0 | 0 | 0 | 0
CT | 5.65 | 6.97 | 5.13 | 1.65 | 0.99 | 0.67
Coal | 575.04 | 554.56 | 615.76 | 626.37 | 642.17 | 642.17
Geo | 0 | 0 | 0 | 0 | 0 | 0
H | 0 | 0 | 0 | 0 | 0 | 0
LFG | 0 | 0 | 21.31 | 21.31 | 21.31 | 21.31
Nuc | 352.09 | 352.09 | 352.09 | 352.09 | 214.42 | 71.5
PS | 0 | 0 | 0 | 0 | 0 | 0
PV | 0 | 0 | 0 | 0 | 0 | 0
PeakG | 3.21 | 1.44 | 1.19 | 0.55 | 0.39 | 0.35
PeakO | 0 | 0 | 0 | 0 | 0 | 0
ST | 0 | 0 | 0 | 0 | 0 | 0
STOG | 49.35 | 36.93 | 35.07 | 23.19 | 18.21 | 14.77
STWD | 0 | 0.22 | 0.89 | 1.47 | 1.49 | 1.49
WT | 0 | 0 | 0 | 0 | 0 | 0
IGCC | 0 | 0 | 0 | 0 | 0 | 0
DemandResponse | 0 | 0 | 0 | 0 | 0 | 0
IGCC-CCS | 0 | 0 | 0 | 0 | 0 | 0
WT_off | 0 | 0 | 0 | 0 | 0 | 0
PseudoUnit | 0 | 0 | 0 | 0 | 0 | 0
FixedInterchange | 0 | 0 | 0 | 0 | 0 | 0
Total Fuel Consumption by Reporting Type: MAPP_US
ReportingType | 2015 | 2020 | 2025 | 2030 | 2035 | 2040
BM | 0 | 0 | 0 | 0 | 0 | 0
CC | 1.46 | 1.7 | 1.52 | 2.62 | 1.99 | 1.48
CSP | 0 | 0 | 0 | 0 | 0 | 0
CT | 0 | 0 | 0 | 0 | 0 | 0
Coal | 208.68 | 208.06 | 209.08 | 209.08 | 210.08 | 218.5
Geo | 0 | 0 | 0 | 0 | 0 | 0
H | 0 | 0 | 0 | 0 | 0 | 0
LFG | 0 | 0 | 7.71 | 7.71 | 7.71 | 7.71
Nuc | 0 | 0 | 0 | 0 | 0 | 0
PS | 0 | 0 | 0 | 0 | 0 | 0
PV | 0 | 0 | 0 | 0 | 0 | 0
PeakG | 0.23 | 0.68 | 0.68 | 1.31 | 1.8 | 0.89
PeakO | 0 | 0 | 0 | 0 | 0 | 0
ST | 0 | 0 | 0 | 0 | 0 | 0
STOG | 0 | 0 | 0 | 0 | 0 | 0
STWD | 0 | 0 | 0 | 0 | 0 | 0
WT | 0.01 | 0.01 | 0.01 | 0.01 | 0.01 | 0.01
IGCC | 0 | 0 | 0 | 0 | 0 | 0
DemandResponse | 0 | 0 | 0 | 0 | 0 | 0
IGCC-CCS | 0 | 0 | 0 | 0 | 0 | 0
WT_off | 0 | 0 | 0 | 0 | 0 | 0
PseudoUnit | 0 | 0 | 0 | 0 | 0 | 0
FixedInterchange | 0 | 0 | 0 | 0 | 0 | 0
Total Fuel Consumption by Reporting Type: MISO_IN
ReportingType | 2015 | 2020 | 2025 | 2030 | 2035 | 2040
BM | 0 | 0 | 0 | 0 | 0 | 0
CC | 31.52 | 183.86 | 208.33 | 291.77 | 360.56 | 347.16
CSP | 0 | 0 | 0 | 0 | 0 | 0
CT | 0 | 0 | 0 | 0 | 0 | 0
Coal | 850.64 | 887.06 | 945.57 | 968.16 | 997.38 | 1018.1
Geo | 0 | 0 | 0 | 0 | 0 | 0
H | 0 | 0 | 0 | 0 | 0 | 0
LFG | 0 | 0 | 0 | 8.62 | 8.62 | 8.62
Nuc | 0 | 0 | 0 | 0 | 0 | 0
PS | 0 | 0 | 0 | 0 | 0 | 0
PV | 0 | 0 | 0 | 0 | 0 | 0
PeakG | 0 | 0.09 | 0.31 | 0.31 | 0.31 | 1.07
PeakO | 0 | 0 | 0 | 0 | 0 | 0
ST | 0 | 0 | 0 | 0 | 0 | 0
STOG | 0.34 | 0.65 | 0.65 | 0.65 | 0.65 | 0.88
STWD | 0 | 0 | 0 | 0 | 0 | 0
WT | 0 | 0 | 0 | 0 | 0 | 0
IGCC | 40.45 | 40.45 | 40.45 | 40.45 | 40.45 | 40.45
DemandResponse | 0 | 0 | 0 | 0 | 0 | 0
IGCC-CCS | 0 | 0 | 0 | 0 | 0 | 0
WT_off | 0 | 0 | 0 | 0 | 0 | 0
PseudoUnit | 0 | 0 | 0 | 0 | 0 | 0
FixedInterchange | 0 | 0 | 0 | 0 | 0 | 0
Total Fuel Consumption by Reporting Type: MISO_MI
ReportingType | 2015 | 2020 | 2025 | 2030 | 2035 | 2040
BM | 0 | 0 | 0 | 0 | 0 | 0
CC | 102.15 | 109.83 | 97.35 | 69.1 | 73.91 | 58.46
CSP | 0 | 0 | 0 | 0 | 0 | 0
CT | 0 | 0 | 0 | 0 | 0 | 0
Coal | 562.58 | 467.59 | 507.58 | 529.89 | 540.35 | 542.88
Geo | 0 | 0 | 0 | 0 | 0 | 0
H | 0 | 0 | 0 | 0 | 0 | 0
LFG | 0 | 0 | 0 | 17.24 | 17.24 | 17.24
Nuc | 174.19 | 174.19 | 174.19 | 174.19 | 102.45 | 102.45
PS | 0 | 0 | 0 | 0 | 0 | 0
PV | 0 | 0 | 0 | 0 | 0 | 0
PeakG | 0 | 0.63 | 0.83 | 0.59 | 0.98 | 0.43
PeakO | 0 | 0 | 0 | 0 | 0 | 0
ST | 0 | 0 | 0 | 0 | 0 | 0
STOG | 2.68 | 5.71 | 6.45 | 6.45 | 5.15 | 6.45
STWD | 0 | 0 | 0 | 0 | 0.4 | 0.78
WT | 0.01 | 0.01 | 0.01 | 0.01 | 0.01 | 0.01
IGCC | 0 | 0 | 0 | 0 | 0 | 0
DemandResponse | 0 | 0 | 0 | 0 | 0 | 0
IGCC-CCS | 0 | 0 | 0 | 0 | 0 | 0
WT_off | 0 | 0 | 0 | 0 | 0 | 0
PseudoUnit | 0 | 0 | 0 | 0 | 0 | 0
FixedInterchange | 0 | 0 | 0 | 0 | 0 | 0
Total Fuel Consumption by Reporting Type: MISO_MO-IL
ReportingType | 2015 | 2020 | 2025 | 2030 | 2035 | 2040
BM | 0 | 0 | 0 | 0 | 0 | 0
CC | 17.81 | 34.58 | 20.32 | 17.81 | 17.81 | 13.57
CSP | 0 | 0 | 0 | 0 | 0 | 0
CT | 0 | 0 | 0 | 0 | 0 | 0
Coal | 1012.88 | 827.8 | 922.19 | 977.63 | 1010 | 1010
Geo | 0 | 0 | 0 | 0 | 0 | 0
H | 0 | 0 | 0 | 0 | 0 | 0
LFG | 0 | 0 | 24.03 | 24.03 | 24.03 | 24.03
Nuc | 178.81 | 178.81 | 178.81 | 178.81 | 178.81 | 178.81
PS | 0 | 0 | 0 | 0 | 0 | 0
PV | 0 | 0 | 0 | 0 | 0 | 0
PeakG | 1.05 | 2.66 | 3.97 | 3.98 | 4.34 | 5.41
PeakO | 0 | 0 | 0 | 0 | 0 | 0
ST | 0 | 0 | 0 | 0 | 0 | 0
STOG | 0.7 | 1.2 | 1 | 0.7 | 0.22 | 0.7
STWD | 0 | 0 | 0 | 0 | 0 | 0
WT | 0 | 0 | 0 | 0 | 0 | 0
IGCC | 0 | 0 | 0 | 0 | 0 | 0
DemandResponse | 0 | 0 | 0 | 0 | 0 | 0
IGCC-CCS | 0 | 0 | 0 | 0 | 0 | 0
WT_off | 0 | 0 | 0 | 0 | 0 | 0
PseudoUnit | 0 | 0 | 0 | 0 | 0 | 0
FixedInterchange | 0 | 0 | 0 | 0 | 0 | 0
Total Fuel Consumption by Reporting Type: MISO_W
ReportingType | 2015 | 2020 | 2025 | 2030 | 2035 | 2040
BM | 0 | 0 | 0 | 0 | 0 | 0
CC | 72.41 | 88.04 | 55.4 | 46.93 | 43.93 | 20.66
CSP | 0 | 0 | 0 | 0 | 0 | 0
CT | 0 | 0 | 0 | 0 | 0 | 0
Coal | 966.22 | 844.22 | 868.06 | 875.1 | 1088.38 | 1448.06
Geo | 0 | 0 | 0 | 0 | 0 | 0
H | 0 | 0 | 0 | 0 | 0 | 0
LFG | 0 | 0 | 7.71 | 7.71 | 7.71 | 7.71
Nuc | 190.11 | 190.11 | 190.11 | 190.11 | 0.01 | 0.01
PS | 0 | 0 | 0 | 0 | 0 | 0
PV | 0 | 0 | 0 | 0 | 0 | 0
PeakG | 2.26 | 3.59 | 4.1 | 6.21 | 8.14 | 1.81
PeakO | 0 | 0 | 0 | 0 | 0 | 0
ST | 0 | 0 | 0 | 0 | 0 | 0
STOG | 0.18 | 0.2 | 0.06 | 0.04 | 0.02 | 0
STWD | 0 | 0 | 1.39 | 1.44 | 1.85 | 1.45
WT | 0.03 | 0.03 | 0.03 | 0.04 | 0.04 | 0.04
IGCC | 0 | 0 | 0 | 0 | 0 | 0
DemandResponse | 0 | 0 | 0 | 0 | 0 | 0
IGCC-CCS | 0 | 0 | 0 | 0 | 0 | 0
WT_off | 0 | 0 | 0 | 0 | 0 | 0
PseudoUnit | 0 | 0 | 0 | 0 | 0 | 0
FixedInterchange | 0 | 0 | 0 | 0 | 0 | 0
Total Fuel Consumption by Reporting Type: MISO_WUMS
ReportingType | 2015 | 2020 | 2025 | 2030 | 2035 | 2040
BM | 0 | 0 | 0 | 0 | 0 | 0
CC | 117.34 | 264.4 | 246.31 | 225.82 | 306.47 | 273.15
CSP | 0 | 0 | 0 | 0 | 0 | 0
CT | 0 | 2.12 | 4.11 | 4.25 | 4.24 | 7.91
Coal | 282.03 | 250.89 | 291.04 | 334.52 | 351.01 | 351.57
Geo | 0 | 0 | 0 | 0 | 0 | 0
H | 0 | 0 | 0 | 0 | 0 | 0
LFG | 0 | 0 | 24.03 | 24.03 | 24.03 | 24.03
Nuc | 150.68 | 150.68 | 150.68 | 150.68 | 0.01 | 0.01
PS | 0 | 0 | 0 | 0 | 0 | 0
PV | 0 | 0 | 0 | 0 | 0 | 0
PeakG | 0.32 | 0 | 0 | 0 | 0 | 0
PeakO | 0 | 0 | 0 | 0 | 0 | 0
ST | 0 | 0 | 0 | 0 | 0 | 0
STOG | 0.03 | 0 | 0 | 0 | 0 | 0
STWD | 0 | 0 | 0 | 0 | 0 | 0.51
WT | 0 | 0 | 0 | 0 | 0 | 0
IGCC | 0 | 0 | 0 | 0 | 0 | 0
DemandResponse | 0 | 0 | 0 | 0 | 0 | 0
IGCC-CCS | 0 | 0 | 0 | 0 | 0 | 0
WT_off | 0 | 0 | 0 | 0 | 0 | 0
PseudoUnit | 0 | 0 | 0 | 0 | 0 | 0
FixedInterchange | 0 | 0 | 0 | 0 | 0 | 0
Total Fuel Consumption by Reporting Type: Nebraska
ReportingType | 2015 | 2020 | 2025 | 2030 | 2035 | 2040
BM | 0 | 0 | 0 | 0 | 0 | 0
CC | 3.74 | 3.56 | 3.56 | 3.56 | 2.79 | 1.98
CSP | 0 | 0 | 0 | 0 | 0 | 0
CT | 0 | 0 | 0 | 0 | 0 | 0
Coal | 332.69 | 332.38 | 332.38 | 332.38 | 474 | 532.46
Geo | 0 | 0 | 0 | 0 | 0 | 0
H | 0 | 0 | 0 | 0 | 0 | 0
LFG | 0 | 0 | 0 | 7.71 | 7.71 | 7.71
Nuc | 104.28 | 104.28 | 104.28 | 104.28 | 0.02 | 0.02
PS | 0 | 0 | 0 | 0 | 0 | 0
PV | 0 | 0 | 0 | 0 | 0 | 0
PeakG | 0.7 | 0.63 | 0.69 | 0.18 | 0.07 | 0
PeakO | 0 | 0 | 0 | 0 | 0 | 0
ST | 0 | 0 | 0 | 0 | 0 | 0
STOG | 0.54 | 0.64 | 0.64 | 0.64 | 0.12 | 0
STWD | 0 | 0 | 0 | 0 | 0 | 0
WT | 0 | 0 | 0 | 0 | 0 | 0
IGCC | 0 | 0 | 0 | 0 | 0 | 0
DemandResponse | 0 | 0 | 0 | 0 | 0 | 0
IGCC-CCS | 0 | 0 | 0 | 0 | 0 | 0
WT_off | 0 | 0 | 0 | 0 | 0 | 0
PseudoUnit | 0 | 0 | 0 | 0 | 0 | 0
FixedInterchange | 0 | 0 | 0 | 0 | 0 | 0
Total Fuel Consumption by Reporting Type: NEISO
ReportingType | 2015 | 2020 | 2025 | 2030 | 2035 | 2040
BM | 24.48 | 24.48 | 6.86 | 0.33 | 6.05 | 5.75
CC | 346.26 | 316.03 | 324.52 | 345.5 | 417.08 | 466.43
CSP | 0 | 0 | 0 | 0 | 0 | 0
CT | 0 | 0.03 | 0.03 | 0.01 | 0.63 | 1.14
Coal | 0.36 | 0 | 0 | 0 | 0 | 0
Geo | 0 | 0 | 0 | 0 | 0 | 0
H | 0 | 0 | 0 | 0 | 0 | 0
LFG | 5.3 | 12.81 | 12.81 | 12.81 | 12.81 | 12.81
Nuc | 365.51 | 365.51 | 365.51 | 365.51 | 264.08 | 195.08
PS | 0 | 0 | 0 | 0 | 0 | 0
PV | 0 | 0 | 0 | 0 | 0 | 0
PeakG | 0.08 | 0.29 | 0.33 | 0.33 | 1.06 | 0.99
PeakO | 0 | 0 | 0 | 0 | 0 | 0
ST | 0 | 0 | 0 | 0 | 0 | 0
STOG | 0 | 0 | 0 | 0 | 0 | 0
STWD | 21.01 | 14.53 | 0.89 | 0.22 | 0.92 | 1.26
WT | 0 | 0.01 | 0.01 | 0.01 | 0.02 | 0.02
IGCC | 0 | 0 | 0 | 0 | 0 | 0
DemandResponse | 0 | 0 | 0 | 0 | 0 | 0
IGCC-CCS | 0 | 0 | 0 | 0 | 0 | 0
WT_off | 0 | 0 | 0 | 0 | 0 | 0
PseudoUnit | 0 | 0 | 0 | 0 | 0 | 0
FixedInterchange | 0 | 0 | 0 | 0 | 0 | 0
Total Fuel Consumption by Reporting Type: NonRTO_Midwest
ReportingType | 2015 | 2020 | 2025 | 2030 | 2035 | 2040
BM | 0 | 0 | 0 | 0 | 0 | 0
CC | 0 | 14.16 | 16.13 | 16.11 | 19.91 | 25.68
CSP | 0 | 0 | 0 | 0 | 0 | 0
CT | 0.17 | 1.27 | 1.4 | 2 | 2.38 | 4.5
Coal | 610.98 | 631.2 | 643.72 | 656.06 | 679.37 | 693.41
Geo | 0 | 0 | 0 | 0 | 0 | 0
H | 0 | 0 | 0 | 0 | 0 | 0
LFG | 0 | 0 | 0 | 17.24 | 17.24 | 17.24
Nuc | 0 | 0 | 0 | 0 | 0 | 0
PS | 0 | 0 | 0 | 0 | 0 | 0
PV | 0 | 0 | 0 | 0 | 0 | 0
PeakG | 1.29 | 1.88 | 1.89 | 1.64 | 1.58 | 2.34
PeakO | 0 | 0 | 0 | 0 | 0 | 0
ST | 0 | 0 | 0 | 0 | 0 | 0
STOG | 0 | 0 | 0 | 0 | 0 | 0
STWD | 0 | 0 | 0 | 0 | 0 | 0
WT | 0 | 0 | 0 | 0 | 0 | 0
IGCC | 0 | 0 | 0 | 0 | 0 | 0
DemandResponse | 0 | 0 | 0 | 0 | 0 | 0
IGCC-CCS | 0 | 0 | 0 | 0 | 0 | 0
WT_off | 0 | 0 | 0 | 0 | 0 | 0
PseudoUnit | 0 | 0 | 0 | 0 | 0 | 0
FixedInterchange | 0 | 0 | 0 | 0 | 0 | 0
Total Fuel Consumption by Reporting Type: NYISO_A-F
ReportingType | 2015 | 2020 | 2025 | 2030 | 2035 | 2040
BM | 0 | 0 | 0 | 0 | 0 | 0
CC | 49.66 | 71.5 | 94.88 | 101.19 | 112.49 | 116.48
CSP | 0 | 0 | 0 | 0 | 0 | 0
CT | 0 | 0 | 0 | 0 | 0 | 0
Coal | 0 | 0 | 0 | 0 | 0 | 0
Geo | 0 | 0 | 0 | 0 | 0 | 0
H | 0 | 0 | 0 | 0 | 0 | 0
LFG | 0.69 | 0.69 | 0.69 | 8 | 8 | 8
Nuc | 270.5 | 270.5 | 270.5 | 220.56 | 173.9 | 105.39
PS | 0 | 0 | 0 | 0 | 0 | 0
PV | 0 | 0 | 0 | 0 | 0 | 0
PeakG | 0 | 0 | 0.02 | 0 | 0.07 | 0.07
PeakO | 0 | 0 | 0 | 0 | 0 | 0
ST | 0 | 0 | 0 | 0 | 0 | 0
STOG | 0 | 0 | 0 | 0 | 0 | 0
STWD | 0 | 0 | 0 | 0 | 0 | 0
WT | 0.01 | 0.01 | 0.01 | 0.01 | 0.01 | 0.01
IGCC | 0 | 0 | 0 | 0 | 0 | 0
DemandResponse | 0 | 0 | 0 | 0 | 0 | 0
IGCC-CCS | 0 | 0 | 0 | 0 | 0 | 0
WT_off | 0 | 0 | 0 | 0 | 0 | 0
PseudoUnit | 0 | 0 | 0 | 0 | 0 | 0
FixedInterchange | 0 | 0 | 0 | 0 | 0 | 0
Total Fuel Consumption by Reporting Type: NYISO_G-I
ReportingType | 2015 | 2020 | 2025 | 2030 | 2035 | 2040
BM | 0 | 0 | 0 | 0 | 0 | 0
CC | 50.2 | 62.73 | 102.17 | 151.63 | 312.72 | 429.83
CSP | 0 | 0 | 0 | 0 | 0 | 0
CT | 0 | 0 | 0 | 0 | 0 | 0
Coal | 0 | 0 | 0 | 0 | 0 | 0
Geo | 0 | 0 | 0 | 0 | 0 | 0
H | 0 | 0 | 0 | 0 | 0 | 0
LFG | 0 | 0 | 0 | 8 | 8 | 8
Nuc | 162.83 | 162.83 | 162.83 | 162.83 | 81.65 | 0.03
PS | 0 | 0 | 0 | 0 | 0 | 0
PV | 0 | 0 | 0 | 0 | 0 | 0
PeakG | 0 | 0 | 0 | 0 | 0 | 0
PeakO | 0 | 0 | 0 | 0 | 0 | 0
ST | 0 | 0 | 0 | 0 | 0 | 0
STOG | 0.14 | 0.76 | 0.76 | 0.76 | 0.76 | 1.41
STWD | 0 | 0 | 0 | 0 | 0 | 0
WT | 0 | 0 | 0 | 0 | 0 | 0
IGCC | 0 | 0 | 0 | 0 | 0 | 0
DemandResponse | 0 | 0 | 0 | 0 | 0 | 0
IGCC-CCS | 0 | 0 | 0 | 0 | 0 | 0
WT_off | 0 | 0 | 0 | 0 | 0 | 0
PseudoUnit | 0 | 0 | 0 | 0 | 0 | 0
FixedInterchange | 0 | 0 | 0 | 0 | 0 | 0
Total Fuel Consumption by Reporting Type: NYISO_J-K
ReportingType | 2015 | 2020 | 2025 | 2030 | 2035 | 2040
BM | 0 | 0 | 0 | 0 | 0 | 0
CC | 176.82 | 223.58 | 225.33 | 221.97 | 230.45 | 241.81
CSP | 0 | 0 | 0 | 0 | 0 | 0
CT | 0 | 0 | 0.19 | 0.61 | 1.05 | 1.32
Coal | 0 | 0 | 0 | 0 | 0 | 0
Geo | 0 | 0 | 0 | 0 | 0 | 0
H | 0 | 0 | 0 | 0 | 0 | 0
LFG | 0 | 0 | 0 | 8 | 8 | 8
Nuc | 0 | 0 | 0 | 0 | 0 | 0
PS | 0 | 0 | 0 | 0 | 0 | 0
PV | 0 | 0 | 0 | 0 | 0 | 0
PeakG | 0.05 | 0.53 | 0.65 | 1.66 | 2.98 | 3.17
PeakO | 0 | 0 | 0 | 0 | 0 | 0
ST | 0 | 0 | 0 | 0 | 0 | 0
STOG | 12.67 | 26.34 | 27.93 | 32.33 | 46.42 | 52.46
STWD | 0 | 0 | 0 | 0 | 0 | 0
WT | 0 | 0 | 0 | 0 | 0 | 0
IGCC | 0 | 0 | 0 | 0 | 0 | 0
DemandResponse | 0 | 0 | 0 | 0 | 0 | 0
IGCC-CCS | 0 | 0 | 0 | 0 | 0 | 0
WT_off | 0 | 0 | 0 | 0 | 0 | 0
PseudoUnit | 0 | 0 | 0 | 0 | 0 | 0
FixedInterchange | 0 | 0 | 0 | 0 | 0 | 0
Total Fuel Consumption by Reporting Type: PJM_E
ReportingType | 2015 | 2020 | 2025 | 2030 | 2035 | 2040
BM | 0 | 2.91 | 2.17 | 2.91 | 2.91 | 2.91
CC | 170.78 | 284.54 | 255.17 | 210.43 | 337.52 | 367.56
CSP | 0 | 0 | 0 | 0 | 0 | 0
CT | 0 | 0 | 0.01 | 0.01 | 9.39 | 4.7
Coal | 4.01 | 3.03 | 6.14 | 11.4 | 21.69 | 24.74
Geo | 0 | 0 | 0 | 0 | 0 | 0
H | 0 | 0 | 0 | 0 | 0 | 0
LFG | 0.98 | 15.28 | 15.28 | 15.28 | 15.28 | 15.28
Nuc | 702.72 | 651.97 | 651.97 | 651.97 | 468.33 | 371.38
PS | 0 | 0 | 0 | 0 | 0 | 0
PV | 0 | 0 | 0 | 0 | 0 | 0
PeakG | 0 | 0.56 | 2.74 | 2.74 | 5.23 | 2.79
PeakO | 0 | 0 | 0 | 0 | 0 | 0
ST | 0 | 0 | 0 | 0 | 0 | 0
STOG | 0.96 | 4.94 | 5.76 | 5.76 | 8.14 | 6.75
STWD | 0 | 0 | 0 | 0 | 0 | 0
WT | 0 | 0 | 0 | 0 | 0 | 0
IGCC | 0 | 0 | 0 | 0 | 0 | 0
DemandResponse | 0 | 0 | 0 | 0 | 0 | 0
IGCC-CCS | 0 | 0 | 0 | 0 | 0 | 0
WT_off | 0 | 0 | 0 | 0 | 0 | 0
PseudoUnit | 0 | 0 | 0 | 0 | 0 | 0
FixedInterchange | 0 | 0 | 0 | 0 | 0 | 0
Total Fuel Consumption by Reporting Type: PJM_ROM
ReportingType | 2015 | 2020 | 2025 | 2030 | 2035 | 2040
BM | 0 | 1.75 | 1.3 | 1.75 | 1.75 | 1.75
CC | 109.92 | 150.82 | 149.34 | 138.85 | 389.96 | 1064.25
CSP | 0 | 0 | 0 | 0 | 0 | 0
CT | 0 | 0 | 0.02 | 0.02 | 0.03 | 0.02
Coal | 512.66 | 579.24 | 608.47 | 647.04 | 654.41 | 654.41
Geo | 0 | 0 | 0 | 0 | 0 | 0
H | 0 | 0 | 0 | 0 | 0 | 0
LFG | 2.04 | 30.56 | 30.56 | 30.56 | 30.56 | 30.56
Nuc | 420.79 | 420.79 | 420.79 | 420.79 | 276.07 | 200.95
PS | 0 | 0 | 0 | 0 | 0 | 0
PV | 0 | 0 | 0 | 0 | 0 | 0
PeakG | 0 | 0.16 | 0.16 | 0.14 | 1.74 | 0.55
PeakO | 0 | 0 | 0 | 0 | 0 | 0
ST | 0 | 0 | 0 | 0 | 0 | 0
STOG | 3.84 | 7.33 | 13.25 | 14.3 | 15.25 | 15.17
STWD | 0 | 5.38 | 3.95 | 5.38 | 5.38 | 5.38
WT | 0 | 0 | 0 | 0 | 0.01 | 0.01
IGCC | 0 | 0 | 0 | 0 | 0 | 0
DemandResponse | 0 | 0 | 0 | 0 | 0 | 0
IGCC-CCS | 0 | 0 | 0 | 0 | 0 | 0
WT_off | 0 | 0 | 0 | 0 | 0 | 0
PseudoUnit | 0 | 0 | 0 | 0 | 0 | 0
FixedInterchange | 0 | 0 | 0 | 0 | 0 | 0
Total Fuel Consumption by Reporting Type: PJM_ROR
ReportingType | 2015 | 2020 | 2025 | 2030 | 2035 | 2040
BM | 0 | 2.1 | 2.1 | 5.34 | 11.88 | 10.65
CC | 482.45 | 613.83 | 729.01 | 1015.65 | 1194.67 | 944.69
CSP | 0 | 0 | 0 | 0 | 0 | 0
CT | 0.03 | 0.03 | 0.03 | 3.13 | 4.45 | 8.49
Coal | 3604.13 | 3120.26 | 3268.7 | 3335.73 | 3393.71 | 3425.56
Geo | 0 | 0 | 0 | 0 | 0 | 0
H | 0 | 0 | 0 | 0 | 0 | 0
LFG | 6.18 | 13.96 | 61.46 | 61.46 | 61.46 | 61.46
Nuc | 1644.81 | 1644.81 | 1644.81 | 1573.64 | 1222.73 | 821.9
PS | 0 | 0 | 0 | 0 | 0 | 0
PV | 0 | 0 | 0 | 0 | 0 | 0
PeakG | 12.38 | 11.08 | 9.24 | 6.8 | 4.66 | 6.17
PeakO | 0 | 0 | 0 | 0 | 0 | 0
ST | 0 | 0 | 0 | 0 | 0 | 0
STOG | 8.02 | 8.36 | 8.54 | 8.53 | 8.87 | 8.36
STWD | 0 | 7.12 | 1.74 | 13.4 | 15.91 | 15.91
WT | 0.03 | 0.03 | 0.03 | 0.03 | 0.03 | 0.03
IGCC | 0 | 0 | 0 | 0 | 0 | 0
DemandResponse | 0 | 0 | 0 | 0 | 0 | 0
IGCC-CCS | 0 | 0 | 0 | 0 | 0 | 0
WT_off | 0 | 0 | 0 | 0 | 0 | 0
PseudoUnit | 0 | 0 | 0 | 0 | 0 | 0
FixedInterchange | 0 | 0 | 0 | 0 | 0 | 0
Total Fuel Consumption by Reporting Type: SOCO
ReportingType | 2015 | 2020 | 2025 | 2030 | 2035 | 2040
BM | 0 | 0 | 0.27 | 0.29 | 0.3 | 0.5
CC | 829.75 | 844.34 | 751.25 | 805.36 | 750.23 | 691.73
CSP | 0 | 0 | 0 | 0 | 0 | 0
CT | 0 | 0 | 0 | 0 | 0 | 0
Coal | 992.05 | 1013.18 | 1237.25 | 1276.56 | 1476.9 | 1870.41
Geo | 0 | 0 | 0 | 0 | 0 | 0
H | 0 | 0 | 0 | 0 | 0 | 0
LFG | 0 | 0 | 11.56 | 11.56 | 11.56 | 11.56
Nuc | 494.38 | 673.18 | 673.18 | 673.18 | 673.18 | 449.31
PS | 0 | 0 | 0 | 0 | 0 | 0
PV | 0 | 0 | 0 | 0 | 0 | 0
PeakG | 5.07 | 10.59 | 13.71 | 11.16 | 8.28 | 7.46
PeakO | 0 | 0 | 0 | 0 | 0 | 0
ST | 0 | 0 | 0 | 0 | 0 | 0
STOG | 0 | 0 | 0 | 0 | 0 | 0
STWD | 0 | 0 | 0 | 0 | 3.17 | 3.36
WT | 0 | 0 | 0 | 0 | 0 | 0
IGCC | 0 | 0 | 0 | 0 | 0 | 0
DemandResponse | 0 | 0 | 0 | 0 | 0 | 0
IGCC-CCS | 0 | 0 | 0 | 0 | 0 | 0
WT_off | 0 | 0 | 0 | 0 | 0 | 0
PseudoUnit | 0 | 0 | 0 | 0 | 0 | 0
FixedInterchange | 0 | 0 | 0 | 0 | 0 | 0
Total Fuel Consumption by Reporting Type: SPP_N
ReportingType | 2015 | 2020 | 2025 | 2030 | 2035 | 2040
BM | 0 | 0 | 0 | 0 | 0 | 0
CC | 66.14 | 112.07 | 97.67 | 118.69 | 74.58 | 57.03
CSP | 0 | 0 | 0 | 0 | 0 | 0
CT | 0 | 0 | 0 | 3.88 | 6.97 | 5.24
Coal | 647.03 | 638.55 | 642.6 | 643.25 | 643.25 | 699.83
Geo | 0 | 0 | 0 | 0 | 0 | 0
H | 0 | 0 | 0 | 0 | 0 | 0
LFG | 0 | 0 | 10.22 | 10.22 | 10.22 | 10.22
Nuc | 93.19 | 93.19 | 93.19 | 93.19 | 93.19 | 93.19
PS | 0 | 0 | 0 | 0 | 0 | 0
PV | 0 | 0 | 0 | 0 | 0 | 0
PeakG | 0.49 | 0.71 | 1.61 | 0 | 0 | 0
PeakO | 0 | 0 | 0 | 0 | 0 | 0
ST | 0 | 0 | 0 | 0 | 0 | 0
STOG | 3.73 | 6.2 | 6.31 | 7.72 | 7.72 | 7.28
STWD | 0 | 0 | 0 | 0 | 0 | 0
WT | 0 | 0 | 0 | 0 | 0.01 | 0.01
IGCC | 0 | 0 | 0 | 0 | 0 | 0
DemandResponse | 0 | 0 | 0 | 0 | 0 | 0
IGCC-CCS | 0 | 0 | 0 | 0 | 0 | 0
WT_off | 0 | 0 | 0 | 0 | 0 | 0
PseudoUnit | 0 | 0 | 0 | 0 | 0 | 0
FixedInterchange | 0 | 0 | 0 | 0 | 0 | 0
Total Fuel Consumption by Reporting Type: SPP_S
ReportingType | 2015 | 2020 | 2025 | 2030 | 2035 | 2040
BM | 0 | 0 | 0 | 0 | 0 | 0
CC | 323.42 | 496.74 | 471.99 | 511.6 | 342.79 | 229.46
CSP | 0 | 0 | 0 | 0 | 0 | 0
CT | 0 | 0 | 0.04 | 0.57 | 0 | 0
Coal | 865.57 | 766.23 | 908.18 | 940.98 | 940.98 | 940.98
Geo | 0 | 0 | 0 | 0 | 0 | 0
H | 0 | 0 | 0 | 0 | 0 | 0
LFG | 0 | 0 | 10.22 | 10.22 | 10.22 | 10.22
Nuc | 0 | 0 | 0 | 0 | 0 | 0
PS | 0 | 0 | 0 | 0 | 0 | 0
PV | 0 | 0 | 0 | 0 | 0 | 0
PeakG | 0 | 0 | 0 | 0.04 | 0 | 0
PeakO | 0 | 0 | 0 | 0 | 0 | 0
ST | 0 | 0 | 0 | 0 | 0 | 0
STOG | 26.61 | 25.92 | 26.96 | 33.49 | 17.75 | 9.17
STWD | 0 | 0 | 0 | 0 | 0 | 0
WT | 0.01 | 0.01 | 0.01 | 0.01 | 0.05 | 0.08
IGCC | 0 | 0 | 0 | 0 | 0 | 0
DemandResponse | 0 | 0 | 0 | 0 | 0 | 0
IGCC-CCS | 0 | 0 | 0 | 0 | 0 | 0
WT_off | 0 | 0 | 0 | 0 | 0 | 0
PseudoUnit | 0 | 0 | 0 | 0 | 0 | 0
FixedInterchange | 0 | 0 | 0 | 0 | 0 | 0
Total Fuel Consumption by Reporting Type: TVA
ReportingType | 2015 | 2020 | 2025 | 2030 | 2035 | 2040
BM | 0 | 0 | 0 | 0 | 0 | 0
CC | 109.11 | 217.35 | 230.06 | 264.54 | 238.27 | 214.78
CSP | 0 | 0 | 0 | 0 | 0 | 0
CT | 0 | 3.62 | 3.3 | 4.46 | 3.89 | 5.32
Coal | 914.85 | 806.93 | 835.23 | 842.3 | 1102.57 | 1277.62
Geo | 0 | 0 | 0 | 0 | 0 | 0
H | 0 | 0 | 0 | 0 | 0 | 0
LFG | 0 | 0 | 11.56 | 11.56 | 11.56 | 11.56
Nuc | 676.63 | 676.63 | 676.63 | 676.63 | 474.42 | 371.5
PS | 0 | 0 | 0 | 0 | 0 | 0
PV | 0 | 0 | 0 | 0 | 0 | 0
PeakG | 0 | 0 | 0 | 0 | 0 | 0
PeakO | 0 | 0 | 0 | 0 | 0 | 0
ST | 0 | 0 | 0 | 0 | 0 | 0
STOG | 0 | 0 | 0 | 0 | 0 | 0
STWD | 0 | 0 | 0 | 0 | 0.01 | 0.02
WT | 0 | 0 | 0 | 0 | 0 | 0
IGCC | 0 | 0 | 0 | 0 | 0 | 0
DemandResponse | 0 | 0 | 0 | 0 | 0 | 0
IGCC-CCS | 0 | 0 | 0 | 0 | 0 | 0
WT_off | 0 | 0 | 0 | 0 | 0 | 0
PseudoUnit | 0 | 0 | 0 | 0 | 0 | 0
FixedInterchange | 0 | 0 | 0 | 0 | 0 | 0
Total Fuel Consumption by Reporting Type: TVA_Transmission
ReportingType | 2015 | 2020 | 2025 | 2030 | 2035 | 2040
BM | 0 | 0 | 0 | 0 | 0 | 0
CC | 0 | 0 | 0 | 0 | 0 | 0
CSP | 0 | 0 | 0 | 0 | 0 | 0
CT | 0 | 0 | 0 | 0 | 0 | 0
Coal | 0 | 0 | 0 | 0 | 0 | 0
Geo | 0 | 0 | 0 | 0 | 0 | 0
H | 0 | 0 | 0 | 0 | 0 | 0
LFG | 0 | 0 | 0 | 0 | 0 | 0
Nuc | 0 | 0 | 0 | 0 | 0 | 0
PS | 0 | 0 | 0 | 0 | 0 | 0
PV | 0 | 0 | 0 | 0 | 0 | 0
PeakG | 0 | 0 | 0 | 0 | 0 | 0
PeakO | 0 | 0 | 0 | 0 | 0 | 0
ST | 0 | 0 | 0 | 0 | 0 | 0
STOG | 0 | 0 | 0 | 0 | 0 | 0
STWD | 0 | 0 | 0 | 0 | 0 | 0
WT | 0 | 0 | 0 | 0 | 0 | 0
IGCC | 0 | 0 | 0 | 0 | 0 | 0
DemandResponse | 0 | 0 | 0 | 0 | 0 | 0
IGCC-CCS | 0 | 0 | 0 | 0 | 0 | 0
WT_off | 0 | 0 | 0 | 0 | 0 | 0
PseudoUnit | 0 | 0 | 0 | 0 | 0 | 0
FixedInterchange | 0 | 0 | 0 | 0 | 0 | 0
Total Fuel Consumption by Reporting Type: VACAR
ReportingType | 2015 | 2020 | 2025 | 2030 | 2035 | 2040
BM | 0.09 | 0.09 | 3.48 | 11.17 | 15.51 | 24.12
CC | 411.66 | 496.08 | 424.33 | 428.35 | 630.73 | 839.66
CSP | 0 | 0 | 0 | 0 | 0 | 0
CT | 0.56 | 1.25 | 3.93 | 7.47 | 8.2 | 8.63
Coal | 758.35 | 727.61 | 945.16 | 1050.95 | 1140.69 | 1154.35
Geo | 0 | 0 | 0 | 0 | 0 | 0
H | 0 | 0 | 0 | 0 | 0 | 0
LFG | 0.04 | 11.56 | 11.56 | 11.56 | 11.56 | 11.56
Nuc | 910.72 | 1100.09 | 1100.09 | 1100.09 | 841.29 | 693.25
PS | 0 | 0 | 0 | 0 | 0 | 0
PV | 0 | 0 | 0 | 0 | 0 | 0
PeakG | 0.69 | 0.79 | 1.08 | 0.65 | 0.61 | 0.55
PeakO | 0 | 0 | 0 | 0 | 0 | 0
ST | 0 | 0 | 0 | 0 | 0 | 0
STOG | 0 | 0 | 0 | 0 | 0 | 0
STWD | 24.47 | 1.42 | 15.46 | 17.99 | 24.47 | 24.47
WT | 0 | 0.01 | 0.01 | 0.01 | 0.01 | 0.01
IGCC | 0 | 0 | 0 | 0 | 0 | 0
DemandResponse | 0 | 0 | 0 | 0 | 0 | 0
IGCC-CCS | 0 | 0 | 0 | 0 | 0 | 0
WT_off | 0 | 0 | 0 | 0 | 0 | 0
PseudoUnit | 0 | 0 | 0 | 0 | 0 | 0
FixedInterchange | 0 | 0 | 0 | 0 | 0 | 0
Total Fuel Consumption by Reporting Type: IESO
ReportingType | 2015 | 2020 | 2025 | 2030 | 2035 | 2040
BM | 0 | 0 | 0 | 0 | 0 | 0
CC | 6.44 | 10.34 | 14.03 | 27.44 | 78.06 | 207.46
CSP | 0 | 0 | 0 | 0 | 0 | 0
CT | 0 | 0 | 0 | 0 | 0.91 | 1.19
Coal | 0 | 0 | 0 | 0 | 0 | 0
Geo | 0 | 0 | 0 | 0 | 0 | 0
H | 0 | 0 | 0 | 0 | 0 | 0
LFG | 1.56 | 1.56 | 1.56 | 1.56 | 1.61 | 1.61
Nuc | 1064.72 | 1064.72 | 1064.72 | 1064.72 | 980.48 | 854.53
PS | 0 | 0 | 0 | 0 | 0 | 0
PV | 0 | 0 | 0 | 0 | 0 | 0
PeakG | 0 | 0 | 0 | 0 | 0.01 | 0.05
PeakO | 0 | 0 | 0 | 0 | 0 | 0
ST | 0 | 0 | 0 | 0 | 0 | 0
STOG | 0 | 0 | 0 | 0 | 0 | 0
STWD | 0 | 0 | 0 | 0 | 0 | 0
WT | 0.01 | 0.01 | 0.01 | 0.01 | 0 | 0
IGCC | 0 | 0 | 0 | 0 | 0 | 0
DemandResponse | 0 | 0 | 0 | 0 | 0 | 0
IGCC-CCS | 0 | 0 | 0 | 0 | 0 | 0
WT_off | 0 | 0 | 0 | 0 | 0 | 0
PseudoUnit | 0 | 0 | 0 | 0 | 0 | 0
FixedInterchange | 0 | 0 | 0 | 0 | 0 | 0
Total Fuel Consumption by Reporting Type: MAPP_CA
ReportingType | 2015 | 2020 | 2025 | 2030 | 2035 | 2040
BM | 0 | 0 | 0 | 0 | 0 | 0
CC | 66.01 | 101.58 | 105.49 | 135.28 | 137.18 | 128.3
CSP | 0 | 0 | 0 | 0 | 0 | 0
CT | 0 | 0 | 0 | 0 | 0.02 | 0.11
Coal | 1.01 | 1.58 | 3.64 | 20.12 | 37.81 | 43.66
Geo | 0 | 0 | 0 | 0 | 0 | 0
H | 0 | 0 | 0 | 0 | 0 | 0
LFG | 0 | 0 | 0 | 0 | 0 | 0
Nuc | 0 | 0 | 0 | 0 | 0 | 0
PS | 0 | 0 | 0 | 0 | 0 | 0
PV | 0 | 0 | 0 | 0 | 0 | 0
PeakG | 0 | 0 | 0 | 0 | 0 | 0
PeakO | 0 | 0 | 0 | 0 | 0 | 0
ST | 0 | 0 | 0 | 0 | 0 | 0
STOG | 0 | 0 | 0 | 0 | 0 | 0
STWD | 0 | 0 | 0 | 0 | 0 | 0
WT | 0 | 0 | 0 | 0 | 0 | 0
IGCC | 0 | 0 | 0 | 0 | 0 | 0
DemandResponse | 0 | 0 | 0 | 0 | 0 | 0
IGCC-CCS | 0 | 0 | 0 | 0 | 0 | 0
WT_off | 0 | 0 | 0 | 0 | 0 | 0
PseudoUnit | 0 | 0 | 0 | 0 | 0 | 0
FixedInterchange | 0 | 0 | 0 | 0 | 0 | 0
Total Fuel Consumption by Reporting Type: AZ_NM_SNV_Coal
ReportingType | 2015 | 2020 | 2025 | 2030 | 2035 | 2040
BM | 0 | 0 | 0 | 0 | 0 | 0
CC | 0 | 0 | 0 | 0 | 0 | 0
CSP | 0 | 0 | 0 | 0 | 0 | 0
CT | 0 | 0 | 0 | 0 | 0 | 0
Coal | 719.41 | 775.36 | 775.36 | 775.36 | 775.36 | 1245.93
Geo | 0 | 0 | 0 | 0 | 0 | 0
H | 0 | 0 | 0 | 0 | 0 | 0
LFG | 0 | 0 | 0 | 0 | 0 | 0
Nuc | 0 | 0 | 0 | 0 | 0 | 0
PS | 0 | 0 | 0 | 0 | 0 | 0
PV | 0 | 0 | 0 | 0 | 0 | 0
PeakG | 0 | 0 | 0 | 0 | 0 | 0
PeakO | 0 | 0 | 0 | 0 | 0 | 0
ST | 0 | 0 | 0 | 0 | 0 | 0
STOG | 0 | 0 | 0 | 0 | 0 | 0
STWD | 0 | 0 | 0 | 0 | 0 | 0
WT | 0 | 0 | 0 | 0 | 0 | 0
IGCC | 0 | 0 | 0 | 0 | 0 | 0
DemandResponse | 0 | 0 | 0 | 0 | 0 | 0
IGCC-CCS | 0 | 0 | 0 | 0 | 0 | 0
WT_off | 0 | 0 | 0 | 0 | 0 | 0
PseudoUnit | 0 | 0 | 0 | 0 | 0 | 0
FixedInterchange | 0 | 0 | 0 | 0 | 0 | 0
Total Fuel Consumption by Reporting Type: AZ_NM_SNV_Gas
ReportingType | 2015 | 2020 | 2025 | 2030 | 2035 | 2040
BM | 0 | 0 | 0 | 0 | 0 | 0
CC | 755.55 | 849.81 | 919.59 | 1095.21 | 1248.01 | 1135.8
CSP | 0 | 0 | 0 | 0 | 0 | 0
CT | 0 | 0 | 0.82 | 1.56 | 0 | 0
Coal | 0 | 0 | 0 | 0 | 0 | 0
Geo | 0 | 0 | 0 | 0 | 0 | 0
H | 0 | 0 | 0 | 0 | 0 | 0
LFG | 0 | 0 | 0 | 0 | 0 | 0
Nuc | 0 | 0 | 0 | 0 | 0 | 0
PS | 0 | 0 | 0 | 0 | 0 | 0
PV | 0 | 0 | 0 | 0 | 0 | 0
PeakG | 0 | 0 | 2.84 | 5.56 | 6.89 | 1.58
PeakO | 0 | 0 | 0 | 0 | 0 | 0
ST | 0 | 0 | 0 | 0 | 0 | 0
STOG | 0 | 0 | 0 | 0 | 0 | 0
STWD | 0 | 0 | 0 | 0 | 0 | 0
WT | 0 | 0 | 0 | 0 | 0 | 0
IGCC | 0 | 0 | 0 | 0 | 0 | 0
DemandResponse | 0 | 0 | 0 | 0 | 0 | 0
IGCC-CCS | 0 | 0 | 0 | 0 | 0 | 0
WT_off | 0 | 0 | 0 | 0 | 0 | 0
PseudoUnit | 0 | 0 | 0 | 0 | 0 | 0
FixedInterchange | 0 | 0 | 0 | 0 | 0 | 0
Total Fuel Consumption by Reporting Type: AZ_NM_SNV_NucRenew
ReportingType | 2015 | 2020 | 2025 | 2030 | 2035 | 2040
BM | 0 | 0 | 0 | 0 | 0 | 0
CC | 0 | 0 | 0 | 0 | 0 | 0
CSP | 0 | 0 | 0 | 0 | 0 | 0
CT | 0 | 0 | 0 | 0 | 0 | 0
Coal | 0 | 0 | 0 | 0 | 0 | 0
Geo | 0 | 0 | 0.01 | 0.01 | 0.01 | 0.01
H | 0 | 0 | 0 | 0 | 0 | 0
LFG | 0 | 6.53 | 6.53 | 6.53 | 6.53 | 6.53
Nuc | 317.72 | 317.72 | 317.72 | 317.72 | 317.72 | 317.72
PS | 0 | 0 | 0 | 0 | 0 | 0
PV | 0 | 0 | 0 | 0 | 0 | 0
PeakG | 0 | 0 | 0 | 0 | 0 | 0
PeakO | 0 | 0 | 0 | 0 | 0 | 0
ST | 0 | 0 | 0 | 0 | 0 | 0
STOG | 0 | 0 | 0 | 0 | 0 | 0
STWD | 1.77 | 1.77 | 0.16 | 1.48 | 1.48 | 1.48
WT | 0 | 0.03 | 0.03 | 0.04 | 0.04 | 0.04
IGCC | 0 | 0 | 0 | 0 | 0 | 0
DemandResponse | 0 | 0 | 0 | 0 | 0 | 0
IGCC-CCS | 0 | 0 | 0 | 0 | 0 | 0
WT_off | 0 | 0 | 0 | 0 | 0 | 0
PseudoUnit | 0 | 0 | 0 | 0 | 0 | 0
FixedInterchange | 0 | 0 | 0 | 0 | 0 | 0
Total Fuel Consumption by Reporting Type: ERCOT
ReportingType | 2015 | 2020 | 2025 | 2030 | 2035 | 2040
BM | 0 | 0 | 0.02 | 0 | 1.28 | 1.28
CC | 1207.47 | 1287.23 | 1223.61 | 1326.69 | 1410 | 1492.38
CSP | 0 | 0 | 0 | 0 | 0 | 0
CT | 0 | 0 | 0.03 | 0 | 0 | 0
Coal | 1066.45 | 1233.52 | 1481.07 | 1481.07 | 1481.07 | 1481.07
Geo | 0 | 0 | 0 | 0 | 0 | 0
H | 0 | 0 | 0 | 0 | 0 | 0
LFG | 0 | 0 | 38.09 | 38.09 | 38.09 | 38.09
Nuc | 422.69 | 422.69 | 422.69 | 422.69 | 422.69 | 422.69
PS | 0 | 0 | 0 | 0 | 0 | 0
PV | 0 | 0 | 0 | 0 | 0 | 0
PeakG | 0 | 0 | 0.08 | 0 | 0 | 0
PeakO | 0 | 0 | 0 | 0 | 0 | 0
ST | 0 | 0 | 0 | 0 | 0 | 0
STOG | 56.32 | 58.46 | 67.41 | 54.94 | 49.98 | 43.33
STWD | 0 | 0 | 0 | 0 | 0 | 0
WT | 0.03 | 0.03 | 0.03 | 0.03 | 0.03 | 0.03
IGCC | 0 | 0 | 0 | 0 | 0 | 0
DemandResponse | 0 | 0 | 0 | 0 | 0 | 0
IGCC-CCS | 0 | 0 | 0 | 0 | 0 | 0
WT_off | 0 | 0 | 0 | 0 | 0 | 0
PseudoUnit | 0 | 0 | 0 | 0 | 0 | 0
FixedInterchange | 0 | 0 | 0 | 0 | 0 | 0
Total Fuel Consumption by Reporting Type: NP15
ReportingType | 2015 | 2020 | 2025 | 2030 | 2035 | 2040
BM | 0 | 0 | 0 | 0 | 0 | 0
CC | 281.78 | 220.51 | 193.1 | 126.37 | 106.29 | 75.96
CSP | 0 | 0 | 0 | 0 | 0 | 0
CT | 0 | 0 | 0 | 0 | 0 | 0.1
Coal | 2.5 | 0 | 0 | 0 | 0 | 0
Geo | 0.01 | 0.01 | 0.01 | 0.01 | 0.01 | 0.01
H | 0 | 0 | 0 | 0 | 0 | 0
LFG | 0 | 60.8 | 60.8 | 60.8 | 60.8 | 60.8
Nuc | 187.74 | 187.74 | 187.74 | 187.74 | 187.74 | 187.74
PS | 0 | 0 | 0 | 0 | 0 | 0
PV | 0 | 0 | 0 | 0 | 0 | 0
PeakG | 0 | 0 | 0 | 0 | 0.1 | 0.29
PeakO | 0 | 0 | 0 | 0 | 0 | 0
ST | 0 | 0 | 0 | 0 | 0 | 0
STOG | 1.59 | 1.72 | 2.66 | 3.59 | 2.9 | 5.18
STWD | 37.44 | 37.44 | 0.17 | 21.87 | 22.06 | 24.46
WT | 0 | 0.01 | 0.01 | 0.01 | 0.01 | 0.01
IGCC | 0 | 0 | 0 | 0 | 0 | 0
DemandResponse | 0 | 0 | 0 | 0 | 0 | 0
IGCC-CCS | 0 | 0 | 0 | 0 | 0 | 0
WT_off | 0 | 0 | 0 | 0 | 0 | 0
PseudoUnit | 0 | 0 | 0 | 0 | 0 | 0
FixedInterchange | 0 | 0 | 0 | 0 | 0 | 0
Total Fuel Consumption by Reporting Type: NWPP_Coal
ReportingType | 2015 | 2020 | 2025 | 2030 | 2035 | 2040
BM | 0 | 0 | 0 | 0 | 0 | 0
CC | 0 | 0 | 0 | 0 | 0 | 0
CSP | 0 | 0 | 0 | 0 | 0 | 0
CT | 0 | 0 | 0 | 0 | 0 | 0
Coal | 1023.19 | 1023.1 | 1023.1 | 1023.1 | 1023.1 | 1023.1
Geo | 0 | 0 | 0 | 0 | 0 | 0
H | 0 | 0 | 0 | 0 | 0 | 0
LFG | 0 | 0 | 0 | 0 | 0 | 0
Nuc | 0 | 0 | 0 | 0 | 0 | 0
PS | 0 | 0 | 0 | 0 | 0 | 0
PV | 0 | 0 | 0 | 0 | 0 | 0
PeakG | 0 | 0 | 0 | 0 | 0 | 0
PeakO | 0 | 0 | 0 | 0 | 0 | 0
ST | 0 | 0 | 0 | 0 | 0 | 0
STOG | 0 | 0 | 0 | 0 | 0 | 0
STWD | 0 | 0 | 0 | 0 | 0 | 0
WT | 0 | 0 | 0 | 0 | 0 | 0
IGCC | 0 | 0 | 0 | 0 | 0 | 0
DemandResponse | 0 | 0 | 0 | 0 | 0 | 0
IGCC-CCS | 0 | 0 | 0 | 0 | 0 | 0
WT_off | 0 | 0 | 0 | 0 | 0 | 0
PseudoUnit | 0 | 0 | 0 | 0 | 0 | 0
FixedInterchange | 0 | 0 | 0 | 0 | 0 | 0
Total Fuel Consumption by Reporting Type: NWPP_Gas
ReportingType | 2015 | 2020 | 2025 | 2030 | 2035 | 2040
BM | 0 | 0 | 0 | 0 | 0 | 0
CC | 362.19 | 362.19 | 474.36 | 650.65 | 805.94 | 911.31
CSP | 0 | 0 | 0 | 0 | 0 | 0
CT | 0 | 0 | 0 | 0 | 0 | 0
Coal | 0 | 0 | 0 | 0 | 0 | 66.3
Geo | 0 | 0 | 0 | 0 | 0 | 0
H | 0 | 0 | 0 | 0 | 0 | 0
LFG | 0 | 0 | 0 | 0 | 0 | 0
Nuc | 0 | 0 | 0 | 0 | 0 | 0
PS | 0 | 0 | 0 | 0 | 0 | 0
PV | 0 | 0 | 0 | 0 | 0 | 0
PeakG | 0 | 0 | 0 | 0 | 0 | 0
PeakO | 0 | 0 | 0 | 0 | 0 | 0
ST | 0 | 0 | 0 | 0 | 0 | 0
STOG | 0 | 0 | 0 | 0 | 0 | 0
STWD | 0 | 0 | 0 | 0 | 0 | 0
WT | 0 | 0 | 0 | 0 | 0 | 0
IGCC | 0 | 0 | 0 | 0 | 0 | 0
DemandResponse | 0 | 0 | 0 | 0 | 0 | 0
IGCC-CCS | 0 | 0 | 0 | 0 | 0 | 0
WT_off | 0 | 0 | 0 | 0 | 0 | 0
PseudoUnit | 0 | 0 | 0 | 0 | 0 | 0
FixedInterchange | 0 | 0 | 0 | 0 | 0 | 0
Total Fuel Consumption by Reporting Type: NWPP_NucRenew
ReportingType | 2015 | 2020 | 2025 | 2030 | 2035 | 2040
BM | 0 | 0.01 | 0 | 3.16 | 3.16 | 3.16
CC | 0 | 0 | 0 | 0 | 0 | 0
CSP | 0 | 0 | 0 | 0 | 0 | 0
CT | 0 | 0 | 0 | 0 | 0 | 0
Coal | 0 | 0 | 0 | 0 | 0 | 0
Geo | 0 | 0 | 0.01 | 0.01 | 0.01 | 0.01
H | 0 | 0 | 0 | 0 | 0 | 0
LFG | 2.74 | 13.02 | 29.05 | 29.05 | 29.05 | 29.05
Nuc | 88.66 | 88.66 | 88.66 | 88.66 | 88.66 | 88.66
PS | 0 | 0 | 0 | 0 | 0 | 0
PV | 0 | 0 | 0 | 0 | 0 | 0
PeakG | 0 | 0 | 0 | 0 | 0 | 0
PeakO | 0 | 0 | 0 | 0 | 0 | 0
ST | 0 | 0 | 0 | 0 | 0 | 0
STOG | 0 | 0 | 0 | 0 | 0 | 0
STWD | 0 | 0 | 0 | 14.11 | 14.11 | 14.11
WT | 0.02 | 0.02 | 0.02 | 0.02 | 0.02 | 0.02
IGCC | 0 | 0 | 0 | 0 | 0 | 0
DemandResponse | 0 | 0 | 0 | 0 | 0 | 0
IGCC-CCS | 0 | 0 | 0 | 0 | 0 | 0
WT_off | 0 | 0 | 0 | 0 | 0 | 0
PseudoUnit | 0 | 0 | 0 | 0 | 0 | 0
FixedInterchange | 0 | 0 | 0 | 0 | 0 | 0
Total Fuel Consumption by Reporting Type: RMPA
ReportingType | 2015 | 2020 | 2025 | 2030 | 2035 | 2040
BM | 0 | 0 | 0 | 0 | 0 | 0
CC | 56.81 | 52.79 | 20.55 | 17.03 | 17.24 | 9.42
CSP | 0 | 0 | 0 | 0 | 0 | 0
CT | 0 | 0 | 0 | 0 | 0 | 0
Coal | 577.93 | 581.42 | 554.06 | 633.27 | 714.4 | 802.44
Geo | 0 | 0.01 | 0.02 | 0.02 | 0.02 | 0.02
H | 0 | 0 | 0 | 0 | 0 | 0
LFG | 0.15 | 3.26 | 3.26 | 3.26 | 3.26 | 3.26
Nuc | 0 | 0 | 0 | 0 | 0 | 0
PS | 0 | 0 | 0 | 0 | 0 | 0
PV | 0 | 0 | 0 | 0 | 0 | 0
PeakG | 0.16 | 0.17 | 0.05 | 0.08 | 0.08 | 0.05
PeakO | 0 | 0 | 0 | 0 | 0 | 0
ST | 0 | 0 | 0 | 0 | 0 | 0
STOG | 0 | 0 | 0 | 0 | 0 | 0
STWD | 0 | 0 | 0 | 0 | 0 | 0
WT | 0.01 | 0.01 | 0.01 | 0.01 | 0.01 | 0.01
IGCC | 0 | 0 | 0 | 0 | 0 | 0
DemandResponse | 0 | 0 | 0 | 0 | 0 | 0
IGCC-CCS | 0 | 0 | 0 | 0 | 0 | 0
WT_off | 0 | 0 | 0 | 0 | 0 | 0
PseudoUnit | 0 | 0 | 0 | 0 | 0 | 0
FixedInterchange | 0 | 0 | 0 | 0 | 0 | 0
Total Fuel Consumption by Reporting Type: SP15
ReportingType | 2015 | 2020 | 2025 | 2030 | 2035 | 2040
BM | 0.58 | 0.58 | 0.02 | 0.52 | 0.42 | 0.42
CC | 317.17 | 132.94 | 128.54 | 126.25 | 104.14 | 73.5
CSP | 0 | 0 | 0 | 0 | 0 | 0
CT | 0 | 0 | 0 | 0 | 0 | 0
Coal | 8.42 | 8.42 | 8.42 | 5.17 | 0 | 0
Geo | 0.01 | 0.02 | 0.02 | 0.02 | 0.02 | 0.02
H | 0 | 0 | 0 | 0 | 0 | 0
LFG | 0.99 | 60.8 | 60.8 | 60.8 | 60.8 | 60.8
Nuc | 173.28 | 173.28 | 173.28 | 173.28 | 173.28 | 173.28
PS | 0 | 0 | 0 | 0 | 0 | 0
PV | 0 | 0 | 0 | 0 | 0 | 0
PeakG | 0 | 0 | 0 | 0 | 0 | 0
PeakO | 0 | 0 | 0 | 0 | 0 | 0
ST | 0 | 0 | 0 | 0 | 0 | 0
STOG | 2.34 | 2.21 | 0.67 | 1.68 | 4.17 | 5.59
STWD | 9.59 | 9.59 | 0.24 | 5.9 | 5.9 | 3.61
WT | 0.01 | 0.01 | 0.01 | 0.01 | 0.01 | 0.01
IGCC | 0 | 0 | 0 | 0 | 0 | 0
DemandResponse | 0 | 0 | 0 | 0 | 0 | 0
IGCC-CCS | 0 | 0 | 0 | 0 | 0 | 0
WT_off | 0 | 0 | 0 | 0 | 0 | 0
PseudoUnit | 0 | 0 | 0 | 0 | 0 | 0
FixedInterchange | 0 | 0 | 0 | 0 | 0 | 0
Total Fuel Consumption by Reporting Type: ALB
ReportingType | 2015 | 2020 | 2025 | 2030 | 2035 | 2040
BM | 0 | 0 | 0 | 0 | 0 | 0
CC | 128.85 | 175.95 | 201.32 | 243.45 | 278.87 | 318.73
CSP | 0 | 0 | 0 | 0 | 0 | 0
CT | 0 | 0 | 0 | 0 | 0 | 0
Coal | 470.15 | 470.15 | 470.15 | 470.15 | 470.15 | 470.15
Geo | 0 | 0 | 0 | 0 | 0 | 0
H | 0 | 0 | 0 | 0 | 0 | 0
LFG | 0 | 0 | 0 | 0 | 0 | 0
Nuc | 0 | 0 | 0 | 0 | 0 | 0
PS | 0 | 0 | 0 | 0 | 0 | 0
PV | 0 | 0 | 0 | 0 | 0 | 0
PeakG | 0 | 0 | 0 | 0 | 0 | 0
PeakO | 0 | 0 | 0 | 0 | 0 | 0
ST | 0 | 0 | 0 | 0 | 0 | 0
STOG | 0 | 0 | 0 | 0 | 0 | 0
STWD | 0 | 0 | 0 | 0 | 0 | 0
WT | 0 | 0 | 0 | 0 | 0 | 0
IGCC | 0 | 0 | 0 | 0 | 0 | 0
DemandResponse | 0 | 0 | 0 | 0 | 0 | 0
IGCC-CCS | 0 | 0 | 0 | 0 | 0 | 0
WT_off | 0 | 0 | 0 | 0 | 0 | 0
PseudoUnit | 0 | 0 | 0 | 0 | 0 | 0
FixedInterchange | 0 | 0 | 0 | 0 | 0 | 0
Total Fuel Consumption by Reporting Type: BC
ReportingType | 2015 | 2020 | 2025 | 2030 | 2035 | 2040
BM | 0 | 0 | 0 | 0 | 0 | 0
CC | 57.8 | 92.12 | 127.57 | 165.88 | 201.96 | 208.11
CSP | 0 | 0 | 0 | 0 | 0 | 0
CT | 0 | 0 | 0 | 0 | 0 | 0
Coal | 0 | 0 | 0 | 0 | 0 | 0
Geo | 0 | 0 | 0 | 0 | 0 | 0
H | 0 | 0 | 0 | 0 | 0 | 0
LFG | 0 | 0 | 0 | 0 | 0 | 0
Nuc | 0 | 0 | 0 | 0 | 0 | 0
PS | 0 | 0 | 0 | 0 | 0 | 0
PV | 0 | 0 | 0 | 0 | 0 | 0
PeakG | 0 | 0 | 0 | 0 | 0 | 0
PeakO | 0 | 0 | 0 | 0 | 0 | 0
ST | 0 | 0 | 0 | 0 | 0 | 0
STOG | 6.39 | 0 | 0 | 0 | 0 | 0
STWD | 0 | 0 | 0 | 0 | 0 | 0
WT | 0 | 0 | 0 | 0 | 0 | 0
IGCC | 0 | 0 | 0 | 0 | 0 | 0
DemandResponse | 0 | 0 | 0 | 0 | 0 | 0
IGCC-CCS | 0 | 0 | 0 | 0 | 0 | 0
WT_off | 0 | 0 | 0 | 0 | 0 | 0
PseudoUnit | 0 | 0 | 0 | 0 | 0 | 0
FixedInterchange | 0 | 0 | 0 | 0 | 0 | 0
Total Fuel Consumption by Reporting Type: HQ_IESO
ReportingType | 2015 | 2020 | 2025 | 2030 | 2035 | 2040
BM | 0 | 0 | 0 | 0 | 0 | 0
CC | 0 | 0 | 0 | 0 | 0 | 0
CSP | 0 | 0 | 0 | 0 | 0 | 0
CT | 0 | 0 | 0 | 0 | 0 | 0
Coal | 0 | 0 | 0 | 0 | 0 | 0
Geo | 0 | 0 | 0 | 0 | 0 | 0
H | 0 | 0 | 0 | 0 | 0 | 0
LFG | 0 | 0 | 0 | 0 | 0 | 0
Nuc | 0 | 0 | 0 | 0 | 0 | 0
PS | 0 | 0 | 0 | 0 | 0 | 0
PV | 0 | 0 | 0 | 0 | 0 | 0
PeakG | 0 | 0 | 0 | 0 | 0 | 0
PeakO | 0 | 0 | 0 | 0 | 0 | 0
ST | 0 | 0 | 0 | 0 | 0 | 0
STOG | 0 | 0 | 0 | 0 | 0 | 0
STWD | 0 | 0 | 0 | 0 | 0 | 0
WT | 0 | 0 | 0 | 0 | 0 | 0
IGCC | 0 | 0 | 0 | 0 | 0 | 0
DemandResponse | 0 | 0 | 0 | 0 | 0 | 0
IGCC-CCS | 0 | 0 | 0 | 0 | 0 | 0
WT_off | 0 | 0 | 0 | 0 | 0 | 0
PseudoUnit | 0 | 0 | 0 | 0 | 0 | 0
FixedInterchange | 0 | 0 | 0 | 0 | 0 | 0
Total Fuel Consumption by Reporting Type: HQ_NEISO
ReportingType | 2015 | 2020 | 2025 | 2030 | 2035 | 2040
BM | 0 | 0 | 0 | 0 | 0 | 0
CC | 0 | 0 | 0 | 0 | 0 | 0
CSP | 0 | 0 | 0 | 0 | 0 | 0
CT | 0 | 0 | 0 | 0 | 0 | 0
Coal | 0 | 0 | 0 | 0 | 0 | 0
Geo | 0 | 0 | 0 | 0 | 0 | 0
H | 0 | 0 | 0 | 0 | 0 | 0
LFG | 0 | 0 | 0 | 0 | 0 | 0
Nuc | 0 | 0 | 0 | 0 | 0 | 0
PS | 0 | 0 | 0 | 0 | 0 | 0
PV | 0 | 0 | 0 | 0 | 0 | 0
PeakG | 0 | 0 | 0 | 0 | 0 | 0
PeakO | 0 | 0 | 0 | 0 | 0 | 0
ST | 0 | 0 | 0 | 0 | 0 | 0
STOG | 0 | 0 | 0 | 0 | 0 | 0
STWD | 0 | 0 | 0 | 0 | 0 | 0
WT | 0 | 0 | 0 | 0 | 0 | 0
IGCC | 0 | 0 | 0 | 0 | 0 | 0
DemandResponse | 0 | 0 | 0 | 0 | 0 | 0
IGCC-CCS | 0 | 0 | 0 | 0 | 0 | 0
WT_off | 0 | 0 | 0 | 0 | 0 | 0
PseudoUnit | 0 | 0 | 0 | 0 | 0 | 0
FixedInterchange | 0.02 | 0.02 | 0.02 | 0.02 | 0.02 | 0.02
Total Fuel Consumption by Reporting Type: HQ_NY
ReportingType | 2015 | 2020 | 2025 | 2030 | 2035 | 2040
BM | 0 | 0 | 0 | 0 | 0 | 0
CC | 0 | 0 | 0 | 0 | 0 | 0
CSP | 0 | 0 | 0 | 0 | 0 | 0
CT | 0 | 0 | 0 | 0 | 0 | 0
Coal | 0 | 0 | 0 | 0 | 0 | 0
Geo | 0 | 0 | 0 | 0 | 0 | 0
H | 0 | 0 | 0 | 0 | 0 | 0
LFG | 0 | 0 | 0 | 0 | 0 | 0
Nuc | 0 | 0 | 0 | 0 | 0 | 0
PS | 0 | 0 | 0 | 0 | 0 | 0
PV | 0 | 0 | 0 | 0 | 0 | 0
PeakG | 0 | 0 | 0 | 0 | 0 | 0
PeakO | 0 | 0 | 0 | 0 | 0 | 0
ST | 0 | 0 | 0 | 0 | 0 | 0
STOG | 0 | 0 | 0 | 0 | 0 | 0
STWD | 0 | 0 | 0 | 0 | 0 | 0
WT | 0 | 0 | 0 | 0 | 0 | 0
IGCC | 0 | 0 | 0 | 0 | 0 | 0
DemandResponse | 0 | 0 | 0 | 0 | 0 | 0
IGCC-CCS | 0 | 0 | 0 | 0 | 0 | 0
WT_off | 0 | 0 | 0 | 0 | 0 | 0
PseudoUnit | 0 | 0 | 0 | 0 | 0 | 0
FixedInterchange | 0.01 | 0.01 | 0.01 | 0.01 | 0.01 | 0.01
Total Fuel Consumption by Reporting Type: MARITIMES
ReportingType | 2015 | 2020 | 2025 | 2030 | 2035 | 2040
BM | 0 | 0 | 0 | 0 | 0 | 0
CC | 0 | 0 | 0 | 0 | 0 | 0
CSP | 0 | 0 | 0 | 0 | 0 | 0
CT | 0 | 0 | 0 | 0 | 0 | 0
Coal | 0 | 0 | 0 | 0 | 0 | 0
Geo | 0 | 0 | 0 | 0 | 0 | 0
H | 0 | 0 | 0 | 0 | 0 | 0
LFG | 0 | 0 | 0 | 0 | 0 | 0
Nuc | 0 | 0 | 0 | 0 | 0 | 0
PS | 0 | 0 | 0 | 0 | 0 | 0
PV | 0 | 0 | 0 | 0 | 0 | 0
PeakG | 0 | 0 | 0 | 0 | 0 | 0
PeakO | 0 | 0 | 0 | 0 | 0 | 0
ST | 0 | 0 | 0 | 0 | 0 | 0
STOG | 0 | 0 | 0 | 0 | 0 | 0
STWD | 0 | 0 | 0 | 0 | 0 | 0
WT | 0 | 0 | 0 | 0 | 0 | 0
IGCC | 0 | 0 | 0 | 0 | 0 | 0
DemandResponse | 0 | 0 | 0 | 0 | 0 | 0
IGCC-CCS | 0 | 0 | 0 | 0 | 0 | 0
WT_off | 0 | 0 | 0 | 0 | 0 | 0
PseudoUnit | 0 | 0 | 0 | 0 | 0 | 0
FixedInterchange | 0.01 | 0.01 | 0.01 | 0.01 | 0.01 | 0.01
Total Fuel Consumption by Reporting Type: All
ReportingType | 2015 | 2020 | 2025 | 2030 | 2035 | 2040
BM | 25.15 | 31.92 | 16.21 | 25.46 | 43.26 | 50.54
CC | 8303.32 | 9780.96 | 9852.04 | 10989.71 | 12595.39 | 13521.3
CSP | 0 | 0 | 0 | 0 | 0 | 0
CT | 6.41 | 15.29 | 19.04 | 29.63 | 43.17 | 49.35
Coal | 18179.38 | 17236.91 | 18691.86 | 19278.03 | 20481.22 | 22250.09
Geo | 0.02 | 0.04 | 0.07 | 0.07 | 0.07 | 0.07
H | 0 | 0 | 0 | 0 | 0 | 0
LFG | 20.69 | 230.83 | 468.63 | 546.48 | 546.54 | 546.54
Nuc | 9611.91 | 9929.34 | 9929.34 | 9808.23 | 7627.79 | 6006.6
PS | 0 | 0 | 0 | 0 | 0 | 0
PV | 0 | 0 | 0 | 0 | 0 | 0
PeakG | 27.98 | 36.47 | 46.19 | 43.94 | 49.32 | 36.05
PeakO | 0 | 0 | 0 | 0 | 0 | 0
ST | 0 | 0.01 | 0.01 | 0.01 | 0.01 | 0.01
STOG | 193.37 | 204.96 | 222.87 | 211.99 | 205.02 | 193.62
STWD | 94.28 | 77.47 | 24.89 | 83.26 | 97.15 | 98.66
WT | 0.18 | 0.23 | 0.25 | 0.26 | 0.3 | 0.33
IGCC | 40.45 | 40.45 | 40.45 | 40.45 | 40.45 | 40.45
DemandResponse | 0 | 0 | 0 | 0 | 0 | 0
IGCC-CCS | 0 | 0 | 0 | 0 | 0 | 0
WT_off | 0 | 0 | 0.01 | 0.01 | 0 | 0
PseudoUnit | 0 | 0 | 0 | 0 | 0 | 0
FixedInterchange | 0.04 | 0.04 | 0.04 | 0.04 | 0.04 | 0.04
Total Fuel Consumption by Reporting Type: EI_US
ReportingType | 2015 | 2020 | 2025 | 2030 | 2035 | 2040
BM | 24.57 | 31.32 | 16.18 | 21.78 | 38.4 | 45.68
CC | 5063.26 | 6495.52 | 6443.89 | 7075.45 | 8207.7 | 8960.34
CSP | 0 | 0 | 0 | 0 | 0 | 0
CT | 6.41 | 15.29 | 18.2 | 28.07 | 42.23 | 47.95
Coal | 14310.34 | 13143.36 | 14376.07 | 14869.79 | 15979.33 | 17117.44
Geo | 0 | 0 | 0 | 0 | 0 | 0
H | 0 | 0 | 0 | 0 | 0 | 0
LFG | 15.24 | 84.87 | 268.54 | 346.39 | 346.39 | 346.39
Nuc | 7357.09 | 7674.53 | 7674.53 | 7553.42 | 5457.23 | 3961.98
PS | 0 | 0 | 0 | 0 | 0 | 0
PV | 0 | 0 | 0 | 0 | 0 | 0
PeakG | 27.82 | 36.3 | 43.22 | 38.3 | 42.25 | 34.07
PeakO | 0 | 0 | 0 | 0 | 0 | 0
ST | 0 | 0 | 0 | 0 | 0 | 0
STOG | 126.74 | 142.58 | 152.12 | 151.78 | 147.96 | 139.52
STWD | 45.48 | 28.67 | 24.33 | 39.9 | 53.61 | 54.99
WT | 0.11 | 0.12 | 0.14 | 0.14 | 0.19 | 0.22
IGCC | 40.45 | 40.45 | 40.45 | 40.45 | 40.45 | 40.45
DemandResponse | 0 | 0 | 0 | 0 | 0 | 0
IGCC-CCS | 0 | 0 | 0 | 0 | 0 | 0
WT_off | 0 | 0 | 0.01 | 0.01 | 0 | 0
PseudoUnit | 0 | 0 | 0 | 0 | 0 | 0
FixedInterchange | 0.03 | 0.03 | 0.03 | 0.03 | 0.03 | 0.03
Total Fuel Consumption by Reporting Type: EI_Canada
ReportingType | 2015 | 2020 | 2025 | 2030 | 2035 | 2040
BM | 0 | 0 | 0 | 0 | 0 | 0
CC | 72.45 | 111.92 | 119.52 | 162.72 | 215.24 | 335.76
CSP | 0 | 0 | 0 | 0 | 0 | 0
CT | 0 | 0 | 0 | 0 | 0.94 | 1.3
Coal | 1.01 | 1.58 | 3.64 | 20.12 | 37.81 | 43.66
Geo | 0 | 0 | 0 | 0 | 0 | 0
H | 0 | 0 | 0 | 0 | 0 | 0
LFG | 1.56 | 1.56 | 1.56 | 1.56 | 1.61 | 1.61
Nuc | 1064.72 | 1064.72 | 1064.72 | 1064.72 | 980.48 | 854.53
PS | 0 | 0 | 0 | 0 | 0 | 0
PV | 0 | 0 | 0 | 0 | 0 | 0
PeakG | 0 | 0 | 0 | 0 | 0.01 | 0.05
PeakO | 0 | 0 | 0 | 0 | 0 | 0
ST | 0 | 0 | 0 | 0 | 0 | 0
STOG | 0 | 0 | 0 | 0 | 0 | 0
STWD | 0 | 0 | 0 | 0 | 0 | 0
WT | 0.01 | 0.01 | 0.01 | 0.01 | 0 | 0
IGCC | 0 | 0 | 0 | 0 | 0 | 0
DemandResponse | 0 | 0 | 0 | 0 | 0 | 0
IGCC-CCS | 0 | 0 | 0 | 0 | 0 | 0
WT_off | 0 | 0 | 0 | 0 | 0 | 0
PseudoUnit | 0 | 0 | 0 | 0 | 0 | 0
FixedInterchange | 0 | 0 | 0 | 0 | 0 | 0
Total Fuel Consumption by Reporting Type: EI
ReportingType | 2015 | 2020 | 2025 | 2030 | 2035 | 2040
BM | 24.57 | 31.32 | 16.18 | 21.78 | 38.4 | 45.68
CC | 5135.71 | 6607.44 | 6563.41 | 7238.18 | 8422.95 | 9296.1
CSP | 0 | 0 | 0 | 0 | 0 | 0
CT | 6.41 | 15.29 | 18.2 | 28.07 | 43.17 | 49.24
Coal | 14311.35 | 13144.95 | 14379.7 | 14889.91 | 16017.14 | 17161.1
Geo | 0 | 0 | 0 | 0 | 0 | 0
H | 0 | 0 | 0 | 0 | 0 | 0
LFG | 16.8 | 86.43 | 270.11 | 347.95 | 348.01 | 348.01
Nuc | 8421.82 | 8739.25 | 8739.25 | 8618.15 | 6437.71 | 4816.51
PS | 0 | 0 | 0 | 0 | 0 | 0
PV | 0 | 0 | 0 | 0 | 0 | 0
PeakG | 27.82 | 36.3 | 43.22 | 38.3 | 42.26 | 34.12
PeakO | 0 | 0 | 0 | 0 | 0 | 0
ST | 0 | 0 | 0 | 0 | 0 | 0
STOG | 126.74 | 142.58 | 152.12 | 151.78 | 147.96 | 139.52
STWD | 45.48 | 28.67 | 24.33 | 39.9 | 53.61 | 54.99
WT | 0.12 | 0.13 | 0.15 | 0.15 | 0.19 | 0.23
IGCC | 40.45 | 40.45 | 40.45 | 40.45 | 40.45 | 40.45
DemandResponse | 0 | 0 | 0 | 0 | 0 | 0
IGCC-CCS | 0 | 0 | 0 | 0 | 0 | 0
WT_off | 0 | 0 | 0.01 | 0.01 | 0 | 0
PseudoUnit | 0 | 0 | 0 | 0 | 0 | 0
FixedInterchange | 0.04 | 0.04 | 0.04 | 0.04 | 0.04 | 0.04
Total Fuel Consumption by Reporting Type: Outside_EI
ReportingType | 2015 | 2020 | 2025 | 2030 | 2035 | 2040
BM | 0.58 | 0.6 | 0.03 | 3.67 | 4.86 | 4.86
CC | 3167.61 | 3173.52 | 3288.63 | 3751.53 | 4172.45 | 4225.21
CSP | 0 | 0 | 0 | 0 | 0 | 0
CT | 0 | 0 | 0.84 | 1.56 | 0 | 0.1
Coal | 3868.03 | 4091.97 | 4312.16 | 4388.12 | 4464.08 | 5089
Geo | 0.02 | 0.04 | 0.07 | 0.07 | 0.07 | 0.07
H | 0 | 0 | 0 | 0 | 0 | 0
LFG | 3.89 | 144.4 | 198.53 | 198.53 | 198.53 | 198.53
Nuc | 1190.09 | 1190.09 | 1190.09 | 1190.09 | 1190.09 | 1190.09
PS | 0 | 0 | 0 | 0 | 0 | 0
PV | 0 | 0 | 0 | 0 | 0 | 0
PeakG | 0.16 | 0.17 | 2.97 | 5.64 | 7.06 | 1.92
PeakO | 0 | 0 | 0 | 0 | 0 | 0
ST | 0 | 0.01 | 0.01 | 0.01 | 0.01 | 0.01
STOG | 66.63 | 62.38 | 70.75 | 60.21 | 57.06 | 54.1
STWD | 48.8 | 48.8 | 0.57 | 43.36 | 43.55 | 43.67
WT | 0.06 | 0.1 | 0.1 | 0.1 | 0.1 | 0.1
IGCC | 0 | 0 | 0 | 0 | 0 | 0
DemandResponse | 0 | 0 | 0 | 0 | 0 | 0
IGCC-CCS | 0 | 0 | 0 | 0 | 0 | 0
WT_off | 0 | 0 | 0 | 0 | 0 | 0
PseudoUnit | 0 | 0 | 0 | 0 | 0 | 0
FixedInterchange | 0 | 0 | 0 | 0 | 0 | 0
#5 | Annual Emmission Levels
SO2 Emissions (MMshortTons): Entergy
ReportingType | 2015 | 2020 | 2025 | 2030 | 2035 | 2040
BM | 0 | 0 | 0 | 0 | 0 | 0
CC | 0 | 0 | 0 | 0 | 0 | 0
CSP | 0 | 0 | 0 | 0 | 0 | 0
CT | 0 | 0 | 0 | 0 | 0 | 0
Coal | 0.32 | 0.06 | 0.15 | 0.17 | 0.24 | 0.24
Geo | 0 | 0 | 0 | 0 | 0 | 0
H | 0 | 0 | 0 | 0 | 0 | 0
LFG | 0 | 0 | 0 | 0 | 0 | 0
Nuc | 0 | 0 | 0 | 0 | 0 | 0
PS | 0 | 0 | 0 | 0 | 0 | 0
PV | 0 | 0 | 0 | 0 | 0 | 0
PeakG | 0 | 0 | 0 | 0 | 0 | 0
PeakO | 0 | 0 | 0 | 0 | 0 | 0
ST | 0 | 0 | 0 | 0 | 0 | 0
STOG | 0 | 0 | 0 | 0 | 0 | 0
STWD | 0 | 0 | 0 | 0 | 0 | 0
WT | 0 | 0 | 0 | 0 | 0 | 0
IGCC | 0 | 0 | 0 | 0 | 0 | 0
DemandResponse | 0 | 0 | 0 | 0 | 0 | 0
IGCC-CCS | 0 | 0 | 0 | 0 | 0 | 0
WT_off | 0 | 0 | 0 | 0 | 0 | 0
PseudoUnit | 0 | 0 | 0 | 0 | 0 | 0
FixedInterchange | 0 | 0 | 0 | 0 | 0 | 0
SO2 Emissions (MMshortTons): FRCC
ReportingType | 2015 | 2020 | 2025 | 2030 | 2035 | 2040
BM | 0 | 0 | 0 | 0 | 0 | 0
CC | 0 | 0 | 0 | 0 | 0 | 0
CSP | 0 | 0 | 0 | 0 | 0 | 0
CT | 0 | 0 | 0 | 0 | 0 | 0
Coal | 0.07 | 0.02 | 0.03 | 0.03 | 0.04 | 0.04
Geo | 0 | 0 | 0 | 0 | 0 | 0
H | 0 | 0 | 0 | 0 | 0 | 0
LFG | 0 | 0 | 0 | 0 | 0 | 0
Nuc | 0 | 0 | 0 | 0 | 0 | 0
PS | 0 | 0 | 0 | 0 | 0 | 0
PV | 0 | 0 | 0 | 0 | 0 | 0
PeakG | 0 | 0 | 0 | 0 | 0 | 0
PeakO | 0 | 0 | 0 | 0 | 0 | 0
ST | 0 | 0 | 0 | 0 | 0 | 0
STOG | 0 | 0 | 0 | 0 | 0 | 0
STWD | 0 | 0 | 0 | 0 | 0 | 0
WT | 0 | 0 | 0 | 0 | 0 | 0
IGCC | 0 | 0 | 0 | 0 | 0 | 0
DemandResponse | 0 | 0 | 0 | 0 | 0 | 0
IGCC-CCS | 0 | 0 | 0 | 0 | 0 | 0
WT_off | 0 | 0 | 0 | 0 | 0 | 0
PseudoUnit | 0 | 0 | 0 | 0 | 0 | 0
FixedInterchange | 0 | 0 | 0 | 0 | 0 | 0
SO2 Emissions (MMshortTons): MAPP_US
ReportingType | 2015 | 2020 | 2025 | 2030 | 2035 | 2040
BM | 0 | 0 | 0 | 0 | 0 | 0
CC | 0 | 0 | 0 | 0 | 0 | 0
CSP | 0 | 0 | 0 | 0 | 0 | 0
CT | 0 | 0 | 0 | 0 | 0 | 0
Coal | 0.03 | 0.01 | 0.02 | 0.02 | 0.02 | 0.02
Geo | 0 | 0 | 0 | 0 | 0 | 0
H | 0 | 0 | 0 | 0 | 0 | 0
LFG | 0 | 0 | 0 | 0 | 0 | 0
Nuc | 0 | 0 | 0 | 0 | 0 | 0
PS | 0 | 0 | 0 | 0 | 0 | 0
PV | 0 | 0 | 0 | 0 | 0 | 0
PeakG | 0 | 0 | 0 | 0 | 0 | 0
PeakO | 0 | 0 | 0 | 0 | 0 | 0
ST | 0 | 0 | 0 | 0 | 0 | 0
STOG | 0 | 0 | 0 | 0 | 0 | 0
STWD | 0 | 0 | 0 | 0 | 0 | 0
WT | 0 | 0 | 0 | 0 | 0 | 0
IGCC | 0 | 0 | 0 | 0 | 0 | 0
DemandResponse | 0 | 0 | 0 | 0 | 0 | 0
IGCC-CCS | 0 | 0 | 0 | 0 | 0 | 0
WT_off | 0 | 0 | 0 | 0 | 0 | 0
PseudoUnit | 0 | 0 | 0 | 0 | 0 | 0
FixedInterchange | 0 | 0 | 0 | 0 | 0 | 0
SO2 Emissions (MMshortTons): MISO_IN
ReportingType | 2015 | 2020 | 2025 | 2030 | 2035 | 2040
BM | 0 | 0 | 0 | 0 | 0 | 0
CC | 0 | 0 | 0 | 0 | 0 | 0
CSP | 0 | 0 | 0 | 0 | 0 | 0
CT | 0 | 0 | 0 | 0 | 0 | 0
Coal | 0.26 | 0.13 | 0.15 | 0.15 | 0.16 | 0.17
Geo | 0 | 0 | 0 | 0 | 0 | 0
H | 0 | 0 | 0 | 0 | 0 | 0
LFG | 0 | 0 | 0 | 0 | 0 | 0
Nuc | 0 | 0 | 0 | 0 | 0 | 0
PS | 0 | 0 | 0 | 0 | 0 | 0
PV | 0 | 0 | 0 | 0 | 0 | 0
PeakG | 0 | 0 | 0 | 0 | 0 | 0
PeakO | 0 | 0 | 0 | 0 | 0 | 0
ST | 0 | 0 | 0 | 0 | 0 | 0
STOG | 0 | 0 | 0 | 0 | 0 | 0
STWD | 0 | 0 | 0 | 0 | 0 | 0
WT | 0 | 0 | 0 | 0 | 0 | 0
IGCC | 0 | 0 | 0 | 0 | 0 | 0
DemandResponse | 0 | 0 | 0 | 0 | 0 | 0
IGCC-CCS | 0 | 0 | 0 | 0 | 0 | 0
WT_off | 0 | 0 | 0 | 0 | 0 | 0
PseudoUnit | 0 | 0 | 0 | 0 | 0 | 0
FixedInterchange | 0 | 0 | 0 | 0 | 0 | 0
SO2 Emissions (MMshortTons): MISO_MI
ReportingType | 2015 | 2020 | 2025 | 2030 | 2035 | 2040
BM | 0 | 0 | 0 | 0 | 0 | 0
CC | 0 | 0 | 0 | 0 | 0 | 0
CSP | 0 | 0 | 0 | 0 | 0 | 0
CT | 0 | 0 | 0 | 0 | 0 | 0
Coal | 0.25 | 0.02 | 0.03 | 0.04 | 0.06 | 0.06
Geo | 0 | 0 | 0 | 0 | 0 | 0
H | 0 | 0 | 0 | 0 | 0 | 0
LFG | 0 | 0 | 0 | 0 | 0 | 0
Nuc | 0 | 0 | 0 | 0 | 0 | 0
PS | 0 | 0 | 0 | 0 | 0 | 0
PV | 0 | 0 | 0 | 0 | 0 | 0
PeakG | 0 | 0 | 0 | 0 | 0 | 0
PeakO | 0 | 0 | 0 | 0 | 0 | 0
ST | 0 | 0 | 0 | 0 | 0 | 0
STOG | 0 | 0 | 0 | 0 | 0 | 0
STWD | 0 | 0 | 0 | 0 | 0 | 0
WT | 0 | 0 | 0 | 0 | 0 | 0
IGCC | 0 | 0 | 0 | 0 | 0 | 0
DemandResponse | 0 | 0 | 0 | 0 | 0 | 0
IGCC-CCS | 0 | 0 | 0 | 0 | 0 | 0
WT_off | 0 | 0 | 0 | 0 | 0 | 0
PseudoUnit | 0 | 0 | 0 | 0 | 0 | 0
FixedInterchange | 0 | 0 | 0 | 0 | 0 | 0
SO2 Emissions (MMshortTons): MISO_MO-IL
ReportingType | 2015 | 2020 | 2025 | 2030 | 2035 | 2040
BM | 0 | 0 | 0 | 0 | 0 | 0
CC | 0 | 0 | 0 | 0 | 0 | 0
CSP | 0 | 0 | 0 | 0 | 0 | 0
CT | 0 | 0 | 0 | 0 | 0 | 0
Coal | 0.47 | 0.13 | 0.19 | 0.26 | 0.29 | 0.29
Geo | 0 | 0 | 0 | 0 | 0 | 0
H | 0 | 0 | 0 | 0 | 0 | 0
LFG | 0 | 0 | 0 | 0 | 0 | 0
Nuc | 0 | 0 | 0 | 0 | 0 | 0
PS | 0 | 0 | 0 | 0 | 0 | 0
PV | 0 | 0 | 0 | 0 | 0 | 0
PeakG | 0 | 0 | 0 | 0 | 0 | 0
PeakO | 0 | 0 | 0 | 0 | 0 | 0
ST | 0 | 0 | 0 | 0 | 0 | 0
STOG | 0 | 0 | 0 | 0 | 0 | 0
STWD | 0 | 0 | 0 | 0 | 0 | 0
WT | 0 | 0 | 0 | 0 | 0 | 0
IGCC | 0 | 0 | 0 | 0 | 0 | 0
DemandResponse | 0 | 0 | 0 | 0 | 0 | 0
IGCC-CCS | 0 | 0 | 0 | 0 | 0 | 0
WT_off | 0 | 0 | 0 | 0 | 0 | 0
PseudoUnit | 0 | 0 | 0 | 0 | 0 | 0
FixedInterchange | 0 | 0 | 0 | 0 | 0 | 0
SO2 Emissions (MMshortTons): MISO_W
ReportingType | 2015 | 2020 | 2025 | 2030 | 2035 | 2040
BM | 0 | 0 | 0 | 0 | 0 | 0
CC | 0 | 0 | 0 | 0 | 0 | 0
CSP | 0 | 0 | 0 | 0 | 0 | 0
CT | 0 | 0 | 0 | 0 | 0 | 0
Coal | 0.26 | 0.06 | 0.06 | 0.06 | 0.06 | 0.07
Geo | 0 | 0 | 0 | 0 | 0 | 0
H | 0 | 0 | 0 | 0 | 0 | 0
LFG | 0 | 0 | 0 | 0 | 0 | 0
Nuc | 0 | 0 | 0 | 0 | 0 | 0
PS | 0 | 0 | 0 | 0 | 0 | 0
PV | 0 | 0 | 0 | 0 | 0 | 0
PeakG | 0 | 0 | 0 | 0 | 0 | 0
PeakO | 0 | 0 | 0 | 0 | 0 | 0
ST | 0 | 0 | 0 | 0 | 0 | 0
STOG | 0 | 0 | 0 | 0 | 0 | 0
STWD | 0 | 0 | 0 | 0 | 0 | 0
WT | 0 | 0 | 0 | 0 | 0 | 0
IGCC | 0 | 0 | 0 | 0 | 0 | 0
DemandResponse | 0 | 0 | 0 | 0 | 0 | 0
IGCC-CCS | 0 | 0 | 0 | 0 | 0 | 0
WT_off | 0 | 0 | 0 | 0 | 0 | 0
PseudoUnit | 0 | 0 | 0 | 0 | 0 | 0
FixedInterchange | 0 | 0 | 0 | 0 | 0 | 0
SO2 Emissions (MMshortTons): MISO_WUMS
ReportingType | 2015 | 2020 | 2025 | 2030 | 2035 | 2040
BM | 0 | 0 | 0 | 0 | 0 | 0
CC | 0 | 0 | 0 | 0 | 0 | 0
CSP | 0 | 0 | 0 | 0 | 0 | 0
CT | 0 | 0 | 0 | 0 | 0 | 0
Coal | 0.06 | 0.01 | 0.01 | 0.01 | 0.01 | 0.02
Geo | 0 | 0 | 0 | 0 | 0 | 0
H | 0 | 0 | 0 | 0 | 0 | 0
LFG | 0 | 0 | 0 | 0 | 0 | 0
Nuc | 0 | 0 | 0 | 0 | 0 | 0
PS | 0 | 0 | 0 | 0 | 0 | 0
PV | 0 | 0 | 0 | 0 | 0 | 0
PeakG | 0 | 0 | 0 | 0 | 0 | 0
PeakO | 0 | 0 | 0 | 0 | 0 | 0
ST | 0 | 0 | 0 | 0 | 0 | 0
STOG | 0 | 0 | 0 | 0 | 0 | 0
STWD | 0 | 0 | 0 | 0 | 0 | 0
WT | 0 | 0 | 0 | 0 | 0 | 0
IGCC | 0 | 0 | 0 | 0 | 0 | 0
DemandResponse | 0 | 0 | 0 | 0 | 0 | 0
IGCC-CCS | 0 | 0 | 0 | 0 | 0 | 0
WT_off | 0 | 0 | 0 | 0 | 0 | 0
PseudoUnit | 0 | 0 | 0 | 0 | 0 | 0
FixedInterchange | 0 | 0 | 0 | 0 | 0 | 0
SO2 Emissions (MMshortTons): Nebraska
ReportingType | 2015 | 2020 | 2025 | 2030 | 2035 | 2040
BM | 0 | 0 | 0 | 0 | 0 | 0
CC | 0 | 0 | 0 | 0 | 0 | 0
CSP | 0 | 0 | 0 | 0 | 0 | 0
CT | 0 | 0 | 0 | 0 | 0 | 0
Coal | 0.1 | 0.02 | 0.02 | 0.02 | 0.02 | 0.02
Geo | 0 | 0 | 0 | 0 | 0 | 0
H | 0 | 0 | 0 | 0 | 0 | 0
LFG | 0 | 0 | 0 | 0 | 0 | 0
Nuc | 0 | 0 | 0 | 0 | 0 | 0
PS | 0 | 0 | 0 | 0 | 0 | 0
PV | 0 | 0 | 0 | 0 | 0 | 0
PeakG | 0 | 0 | 0 | 0 | 0 | 0
PeakO | 0 | 0 | 0 | 0 | 0 | 0
ST | 0 | 0 | 0 | 0 | 0 | 0
STOG | 0 | 0 | 0 | 0 | 0 | 0
STWD | 0 | 0 | 0 | 0 | 0 | 0
WT | 0 | 0 | 0 | 0 | 0 | 0
IGCC | 0 | 0 | 0 | 0 | 0 | 0
DemandResponse | 0 | 0 | 0 | 0 | 0 | 0
IGCC-CCS | 0 | 0 | 0 | 0 | 0 | 0
WT_off | 0 | 0 | 0 | 0 | 0 | 0
PseudoUnit | 0 | 0 | 0 | 0 | 0 | 0
FixedInterchange | 0 | 0 | 0 | 0 | 0 | 0
SO2 Emissions (MMshortTons): NEISO
ReportingType | 2015 | 2020 | 2025 | 2030 | 2035 | 2040
BM | 0 | 0 | 0 | 0 | 0 | 0
CC | 0 | 0 | 0 | 0 | 0 | 0
CSP | 0 | 0 | 0 | 0 | 0 | 0
CT | 0 | 0 | 0 | 0 | 0 | 0
Coal | 0 | 0 | 0 | 0 | 0 | 0
Geo | 0 | 0 | 0 | 0 | 0 | 0
H | 0 | 0 | 0 | 0 | 0 | 0
LFG | 0 | 0 | 0 | 0 | 0 | 0
Nuc | 0 | 0 | 0 | 0 | 0 | 0
PS | 0 | 0 | 0 | 0 | 0 | 0
PV | 0 | 0 | 0 | 0 | 0 | 0
PeakG | 0 | 0 | 0 | 0 | 0 | 0
PeakO | 0 | 0 | 0 | 0 | 0 | 0
ST | 0 | 0 | 0 | 0 | 0 | 0
STOG | 0 | 0 | 0 | 0 | 0 | 0
STWD | 0 | 0 | 0 | 0 | 0 | 0
WT | 0 | 0 | 0 | 0 | 0 | 0
IGCC | 0 | 0 | 0 | 0 | 0 | 0
DemandResponse | 0 | 0 | 0 | 0 | 0 | 0
IGCC-CCS | 0 | 0 | 0 | 0 | 0 | 0
WT_off | 0 | 0 | 0 | 0 | 0 | 0
PseudoUnit | 0 | 0 | 0 | 0 | 0 | 0
FixedInterchange | 0 | 0 | 0 | 0 | 0 | 0
SO2 Emissions (MMshortTons): NonRTO_Midwest
ReportingType | 2015 | 2020 | 2025 | 2030 | 2035 | 2040
BM | 0 | 0 | 0 | 0 | 0 | 0
CC | 0 | 0 | 0 | 0 | 0 | 0
CSP | 0 | 0 | 0 | 0 | 0 | 0
CT | 0 | 0 | 0 | 0 | 0 | 0
Coal | 0.15 | 0.09 | 0.09 | 0.1 | 0.11 | 0.13
Geo | 0 | 0 | 0 | 0 | 0 | 0
H | 0 | 0 | 0 | 0 | 0 | 0
LFG | 0 | 0 | 0 | 0 | 0 | 0
Nuc | 0 | 0 | 0 | 0 | 0 | 0
PS | 0 | 0 | 0 | 0 | 0 | 0
PV | 0 | 0 | 0 | 0 | 0 | 0
PeakG | 0 | 0 | 0 | 0 | 0 | 0
PeakO | 0 | 0 | 0 | 0 | 0 | 0
ST | 0 | 0 | 0 | 0 | 0 | 0
STOG | 0 | 0 | 0 | 0 | 0 | 0
STWD | 0 | 0 | 0 | 0 | 0 | 0
WT | 0 | 0 | 0 | 0 | 0 | 0
IGCC | 0 | 0 | 0 | 0 | 0 | 0
DemandResponse | 0 | 0 | 0 | 0 | 0 | 0
IGCC-CCS | 0 | 0 | 0 | 0 | 0 | 0
WT_off | 0 | 0 | 0 | 0 | 0 | 0
PseudoUnit | 0 | 0 | 0 | 0 | 0 | 0
FixedInterchange | 0 | 0 | 0 | 0 | 0 | 0
SO2 Emissions (MMshortTons): NYISO_A-F
ReportingType | 2015 | 2020 | 2025 | 2030 | 2035 | 2040
BM | 0 | 0 | 0 | 0 | 0 | 0
CC | 0 | 0 | 0 | 0 | 0 | 0
CSP | 0 | 0 | 0 | 0 | 0 | 0
CT | 0 | 0 | 0 | 0 | 0 | 0
Coal | 0 | 0 | 0 | 0 | 0 | 0
Geo | 0 | 0 | 0 | 0 | 0 | 0
H | 0 | 0 | 0 | 0 | 0 | 0
LFG | 0 | 0 | 0 | 0 | 0 | 0
Nuc | 0 | 0 | 0 | 0 | 0 | 0
PS | 0 | 0 | 0 | 0 | 0 | 0
PV | 0 | 0 | 0 | 0 | 0 | 0
PeakG | 0 | 0 | 0 | 0 | 0 | 0
PeakO | 0 | 0 | 0 | 0 | 0 | 0
ST | 0 | 0 | 0 | 0 | 0 | 0
STOG | 0 | 0 | 0 | 0 | 0 | 0
STWD | 0 | 0 | 0 | 0 | 0 | 0
WT | 0 | 0 | 0 | 0 | 0 | 0
IGCC | 0 | 0 | 0 | 0 | 0 | 0
DemandResponse | 0 | 0 | 0 | 0 | 0 | 0
IGCC-CCS | 0 | 0 | 0 | 0 | 0 | 0
WT_off | 0 | 0 | 0 | 0 | 0 | 0
PseudoUnit | 0 | 0 | 0 | 0 | 0 | 0
FixedInterchange | 0 | 0 | 0 | 0 | 0 | 0
SO2 Emissions (MMshortTons): NYISO_G-I
ReportingType | 2015 | 2020 | 2025 | 2030 | 2035 | 2040
BM | 0 | 0 | 0 | 0 | 0 | 0
CC | 0 | 0 | 0 | 0 | 0 | 0
CSP | 0 | 0 | 0 | 0 | 0 | 0
CT | 0 | 0 | 0 | 0 | 0 | 0
Coal | 0 | 0 | 0 | 0 | 0 | 0
Geo | 0 | 0 | 0 | 0 | 0 | 0
H | 0 | 0 | 0 | 0 | 0 | 0
LFG | 0 | 0 | 0 | 0 | 0 | 0
Nuc | 0 | 0 | 0 | 0 | 0 | 0
PS | 0 | 0 | 0 | 0 | 0 | 0
PV | 0 | 0 | 0 | 0 | 0 | 0
PeakG | 0 | 0 | 0 | 0 | 0 | 0
PeakO | 0 | 0 | 0 | 0 | 0 | 0
ST | 0 | 0 | 0 | 0 | 0 | 0
STOG | 0 | 0 | 0 | 0 | 0 | 0
STWD | 0 | 0 | 0 | 0 | 0 | 0
WT | 0 | 0 | 0 | 0 | 0 | 0
IGCC | 0 | 0 | 0 | 0 | 0 | 0
DemandResponse | 0 | 0 | 0 | 0 | 0 | 0
IGCC-CCS | 0 | 0 | 0 | 0 | 0 | 0
WT_off | 0 | 0 | 0 | 0 | 0 | 0
PseudoUnit | 0 | 0 | 0 | 0 | 0 | 0
FixedInterchange | 0 | 0 | 0 | 0 | 0 | 0
SO2 Emissions (MMshortTons): NYISO_J-K
ReportingType | 2015 | 2020 | 2025 | 2030 | 2035 | 2040
BM | 0 | 0 | 0 | 0 | 0 | 0
CC | 0 | 0 | 0 | 0 | 0 | 0
CSP | 0 | 0 | 0 | 0 | 0 | 0
CT | 0 | 0 | 0 | 0 | 0 | 0
Coal | 0 | 0 | 0 | 0 | 0 | 0
Geo | 0 | 0 | 0 | 0 | 0 | 0
H | 0 | 0 | 0 | 0 | 0 | 0
LFG | 0 | 0 | 0 | 0 | 0 | 0
Nuc | 0 | 0 | 0 | 0 | 0 | 0
PS | 0 | 0 | 0 | 0 | 0 | 0
PV | 0 | 0 | 0 | 0 | 0 | 0
PeakG | 0 | 0 | 0 | 0 | 0 | 0
PeakO | 0 | 0 | 0 | 0 | 0 | 0
ST | 0 | 0 | 0 | 0 | 0 | 0
STOG | 0 | 0 | 0 | 0 | 0 | 0
STWD | 0 | 0 | 0 | 0 | 0 | 0
WT | 0 | 0 | 0 | 0 | 0 | 0
IGCC | 0 | 0 | 0 | 0 | 0 | 0
DemandResponse | 0 | 0 | 0 | 0 | 0 | 0
IGCC-CCS | 0 | 0 | 0 | 0 | 0 | 0
WT_off | 0 | 0 | 0 | 0 | 0 | 0
PseudoUnit | 0 | 0 | 0 | 0 | 0 | 0
FixedInterchange | 0 | 0 | 0 | 0 | 0 | 0
SO2 Emissions (MMshortTons): PJM_E
ReportingType | 2015 | 2020 | 2025 | 2030 | 2035 | 2040
BM | 0 | 0 | 0 | 0 | 0 | 0
CC | 0 | 0 | 0 | 0 | 0 | 0
CSP | 0 | 0 | 0 | 0 | 0 | 0
CT | 0 | 0 | 0 | 0 | 0 | 0
Coal | 0 | 0 | 0 | 0 | 0 | 0
Geo | 0 | 0 | 0 | 0 | 0 | 0
H | 0 | 0 | 0 | 0 | 0 | 0
LFG | 0 | 0 | 0 | 0 | 0 | 0
Nuc | 0 | 0 | 0 | 0 | 0 | 0
PS | 0 | 0 | 0 | 0 | 0 | 0
PV | 0 | 0 | 0 | 0 | 0 | 0
PeakG | 0 | 0 | 0 | 0 | 0 | 0
PeakO | 0 | 0 | 0 | 0 | 0 | 0
ST | 0 | 0 | 0 | 0 | 0 | 0
STOG | 0 | 0 | 0 | 0 | 0 | 0
STWD | 0 | 0 | 0 | 0 | 0 | 0
WT | 0 | 0 | 0 | 0 | 0 | 0
IGCC | 0 | 0 | 0 | 0 | 0 | 0
DemandResponse | 0 | 0 | 0 | 0 | 0 | 0
IGCC-CCS | 0 | 0 | 0 | 0 | 0 | 0
WT_off | 0 | 0 | 0 | 0 | 0 | 0
PseudoUnit | 0 | 0 | 0 | 0 | 0 | 0
FixedInterchange | 0 | 0 | 0 | 0 | 0 | 0
SO2 Emissions (MMshortTons): PJM_ROM
ReportingType | 2015 | 2020 | 2025 | 2030 | 2035 | 2040
BM | 0 | 0 | 0 | 0 | 0 | 0
CC | 0 | 0 | 0 | 0 | 0 | 0
CSP | 0 | 0 | 0 | 0 | 0 | 0
CT | 0 | 0 | 0 | 0 | 0 | 0
Coal | 0.14 | 0.05 | 0.06 | 0.07 | 0.06 | 0.06
Geo | 0 | 0 | 0 | 0 | 0 | 0
H | 0 | 0 | 0 | 0 | 0 | 0
LFG | 0 | 0 | 0 | 0 | 0 | 0
Nuc | 0 | 0 | 0 | 0 | 0 | 0
PS | 0 | 0 | 0 | 0 | 0 | 0
PV | 0 | 0 | 0 | 0 | 0 | 0
PeakG | 0 | 0 | 0 | 0 | 0 | 0
PeakO | 0 | 0 | 0 | 0 | 0 | 0
ST | 0 | 0 | 0 | 0 | 0 | 0
STOG | 0 | 0 | 0 | 0 | 0 | 0
STWD | 0 | 0 | 0 | 0 | 0 | 0
WT | 0 | 0 | 0 | 0 | 0 | 0
IGCC | 0 | 0 | 0 | 0 | 0 | 0
DemandResponse | 0 | 0 | 0 | 0 | 0 | 0
IGCC-CCS | 0 | 0 | 0 | 0 | 0 | 0
WT_off | 0 | 0 | 0 | 0 | 0 | 0
PseudoUnit | 0 | 0 | 0 | 0 | 0 | 0
FixedInterchange | 0 | 0 | 0 | 0 | 0 | 0
SO2 Emissions (MMshortTons): PJM_ROR
ReportingType | 2015 | 2020 | 2025 | 2030 | 2035 | 2040
BM | 0 | 0 | 0 | 0 | 0 | 0
CC | 0 | 0 | 0 | 0 | 0 | 0
CSP | 0 | 0 | 0 | 0 | 0 | 0
CT | 0 | 0 | 0 | 0 | 0 | 0
Coal | 1.5 | 0.47 | 0.53 | 0.56 | 0.51 | 0.54
Geo | 0 | 0 | 0 | 0 | 0 | 0
H | 0 | 0 | 0 | 0 | 0 | 0
LFG | 0 | 0 | 0 | 0 | 0 | 0
Nuc | 0 | 0 | 0 | 0 | 0 | 0
PS | 0 | 0 | 0 | 0 | 0 | 0
PV | 0 | 0 | 0 | 0 | 0 | 0
PeakG | 0 | 0 | 0 | 0 | 0 | 0
PeakO | 0 | 0 | 0 | 0 | 0 | 0
ST | 0 | 0 | 0 | 0 | 0 | 0
STOG | 0 | 0 | 0 | 0 | 0 | 0
STWD | 0 | 0 | 0 | 0 | 0 | 0
WT | 0 | 0 | 0 | 0 | 0 | 0
IGCC | 0 | 0 | 0 | 0 | 0 | 0
DemandResponse | 0 | 0 | 0 | 0 | 0 | 0
IGCC-CCS | 0 | 0 | 0 | 0 | 0 | 0
WT_off | 0 | 0 | 0 | 0 | 0 | 0
PseudoUnit | 0 | 0 | 0 | 0 | 0 | 0
FixedInterchange | 0 | 0 | 0 | 0 | 0 | 0
SO2 Emissions (MMshortTons): SOCO
ReportingType | 2015 | 2020 | 2025 | 2030 | 2035 | 2040
BM | 0 | 0 | 0 | 0 | 0 | 0
CC | 0 | 0 | 0 | 0 | 0 | 0
CSP | 0 | 0 | 0 | 0 | 0 | 0
CT | 0 | 0 | 0 | 0 | 0 | 0
Coal | 0.31 | 0.17 | 0.22 | 0.21 | 0.12 | 0.12
Geo | 0 | 0 | 0 | 0 | 0 | 0
H | 0 | 0 | 0 | 0 | 0 | 0
LFG | 0 | 0 | 0 | 0 | 0 | 0
Nuc | 0 | 0 | 0 | 0 | 0 | 0
PS | 0 | 0 | 0 | 0 | 0 | 0
PV | 0 | 0 | 0 | 0 | 0 | 0
PeakG | 0 | 0 | 0 | 0 | 0 | 0
PeakO | 0 | 0 | 0 | 0 | 0 | 0
ST | 0 | 0 | 0 | 0 | 0 | 0
STOG | 0 | 0 | 0 | 0 | 0 | 0
STWD | 0 | 0 | 0 | 0 | 0 | 0
WT | 0 | 0 | 0 | 0 | 0 | 0
IGCC | 0 | 0 | 0 | 0 | 0 | 0
DemandResponse | 0 | 0 | 0 | 0 | 0 | 0
IGCC-CCS | 0 | 0 | 0 | 0 | 0 | 0
WT_off | 0 | 0 | 0 | 0 | 0 | 0
PseudoUnit | 0 | 0 | 0 | 0 | 0 | 0
FixedInterchange | 0 | 0 | 0 | 0 | 0 | 0
SO2 Emissions (MMshortTons): SPP_N
ReportingType | 2015 | 2020 | 2025 | 2030 | 2035 | 2040
BM | 0 | 0 | 0 | 0 | 0 | 0
CC | 0 | 0 | 0 | 0 | 0 | 0
CSP | 0 | 0 | 0 | 0 | 0 | 0
CT | 0 | 0 | 0 | 0 | 0 | 0
Coal | 0.08 | 0.04 | 0.04 | 0.04 | 0.04 | 0.04
Geo | 0 | 0 | 0 | 0 | 0 | 0
H | 0 | 0 | 0 | 0 | 0 | 0
LFG | 0 | 0 | 0 | 0 | 0 | 0
Nuc | 0 | 0 | 0 | 0 | 0 | 0
PS | 0 | 0 | 0 | 0 | 0 | 0
PV | 0 | 0 | 0 | 0 | 0 | 0
PeakG | 0 | 0 | 0 | 0 | 0 | 0
PeakO | 0 | 0 | 0 | 0 | 0 | 0
ST | 0 | 0 | 0 | 0 | 0 | 0
STOG | 0 | 0 | 0 | 0 | 0 | 0
STWD | 0 | 0 | 0 | 0 | 0 | 0
WT | 0 | 0 | 0 | 0 | 0 | 0
IGCC | 0 | 0 | 0 | 0 | 0 | 0
DemandResponse | 0 | 0 | 0 | 0 | 0 | 0
IGCC-CCS | 0 | 0 | 0 | 0 | 0 | 0
WT_off | 0 | 0 | 0 | 0 | 0 | 0
PseudoUnit | 0 | 0 | 0 | 0 | 0 | 0
FixedInterchange | 0 | 0 | 0 | 0 | 0 | 0
SO2 Emissions (MMshortTons): SPP_S
ReportingType | 2015 | 2020 | 2025 | 2030 | 2035 | 2040
BM | 0 | 0 | 0 | 0 | 0 | 0
CC | 0 | 0 | 0 | 0 | 0 | 0
CSP | 0 | 0 | 0 | 0 | 0 | 0
CT | 0 | 0 | 0 | 0 | 0 | 0
Coal | 0.29 | 0.09 | 0.13 | 0.15 | 0.15 | 0.15
Geo | 0 | 0 | 0 | 0 | 0 | 0
H | 0 | 0 | 0 | 0 | 0 | 0
LFG | 0 | 0 | 0 | 0 | 0 | 0
Nuc | 0 | 0 | 0 | 0 | 0 | 0
PS | 0 | 0 | 0 | 0 | 0 | 0
PV | 0 | 0 | 0 | 0 | 0 | 0
PeakG | 0 | 0 | 0 | 0 | 0 | 0
PeakO | 0 | 0 | 0 | 0 | 0 | 0
ST | 0 | 0 | 0 | 0 | 0 | 0
STOG | 0 | 0 | 0 | 0 | 0 | 0
STWD | 0 | 0 | 0 | 0 | 0 | 0
WT | 0 | 0 | 0 | 0 | 0 | 0
IGCC | 0 | 0 | 0 | 0 | 0 | 0
DemandResponse | 0 | 0 | 0 | 0 | 0 | 0
IGCC-CCS | 0 | 0 | 0 | 0 | 0 | 0
WT_off | 0 | 0 | 0 | 0 | 0 | 0
PseudoUnit | 0 | 0 | 0 | 0 | 0 | 0
FixedInterchange | 0 | 0 | 0 | 0 | 0 | 0
SO2 Emissions (MMshortTons): TVA
ReportingType | 2015 | 2020 | 2025 | 2030 | 2035 | 2040
BM | 0 | 0 | 0 | 0 | 0 | 0
CC | 0 | 0 | 0 | 0 | 0 | 0
CSP | 0 | 0 | 0 | 0 | 0 | 0
CT | 0 | 0 | 0 | 0 | 0 | 0
Coal | 0.29 | 0.25 | 0.28 | 0.27 | 0.28 | 0.3
Geo | 0 | 0 | 0 | 0 | 0 | 0
H | 0 | 0 | 0 | 0 | 0 | 0
LFG | 0 | 0 | 0 | 0 | 0 | 0
Nuc | 0 | 0 | 0 | 0 | 0 | 0
PS | 0 | 0 | 0 | 0 | 0 | 0
PV | 0 | 0 | 0 | 0 | 0 | 0
PeakG | 0 | 0 | 0 | 0 | 0 | 0
PeakO | 0 | 0 | 0 | 0 | 0 | 0
ST | 0 | 0 | 0 | 0 | 0 | 0
STOG | 0 | 0 | 0 | 0 | 0 | 0
STWD | 0 | 0 | 0 | 0 | 0 | 0
WT | 0 | 0 | 0 | 0 | 0 | 0
IGCC | 0 | 0 | 0 | 0 | 0 | 0
DemandResponse | 0 | 0 | 0 | 0 | 0 | 0
IGCC-CCS | 0 | 0 | 0 | 0 | 0 | 0
WT_off | 0 | 0 | 0 | 0 | 0 | 0
PseudoUnit | 0 | 0 | 0 | 0 | 0 | 0
FixedInterchange | 0 | 0 | 0 | 0 | 0 | 0
SO2 Emissions (MMshortTons): TVA_Transmission
ReportingType | 2015 | 2020 | 2025 | 2030 | 2035 | 2040
BM | 0 | 0 | 0 | 0 | 0 | 0
CC | 0 | 0 | 0 | 0 | 0 | 0
CSP | 0 | 0 | 0 | 0 | 0 | 0
CT | 0 | 0 | 0 | 0 | 0 | 0
Coal | 0 | 0 | 0 | 0 | 0 | 0
Geo | 0 | 0 | 0 | 0 | 0 | 0
H | 0 | 0 | 0 | 0 | 0 | 0
LFG | 0 | 0 | 0 | 0 | 0 | 0
Nuc | 0 | 0 | 0 | 0 | 0 | 0
PS | 0 | 0 | 0 | 0 | 0 | 0
PV | 0 | 0 | 0 | 0 | 0 | 0
PeakG | 0 | 0 | 0 | 0 | 0 | 0
PeakO | 0 | 0 | 0 | 0 | 0 | 0
ST | 0 | 0 | 0 | 0 | 0 | 0
STOG | 0 | 0 | 0 | 0 | 0 | 0
STWD | 0 | 0 | 0 | 0 | 0 | 0
WT | 0 | 0 | 0 | 0 | 0 | 0
IGCC | 0 | 0 | 0 | 0 | 0 | 0
DemandResponse | 0 | 0 | 0 | 0 | 0 | 0
IGCC-CCS | 0 | 0 | 0 | 0 | 0 | 0
WT_off | 0 | 0 | 0 | 0 | 0 | 0
PseudoUnit | 0 | 0 | 0 | 0 | 0 | 0
FixedInterchange | 0 | 0 | 0 | 0 | 0 | 0
SO2 Emissions (MMshortTons): VACAR
ReportingType | 2015 | 2020 | 2025 | 2030 | 2035 | 2040
BM | 0 | 0 | 0 | 0 | 0 | 0
CC | 0 | 0 | 0 | 0 | 0 | 0
CSP | 0 | 0 | 0 | 0 | 0 | 0
CT | 0 | 0 | 0 | 0 | 0 | 0
Coal | 0.14 | 0.04 | 0.06 | 0.07 | 0.08 | 0.08
Geo | 0 | 0 | 0 | 0 | 0 | 0
H | 0 | 0 | 0 | 0 | 0 | 0
LFG | 0 | 0 | 0 | 0 | 0 | 0
Nuc | 0 | 0 | 0 | 0 | 0 | 0
PS | 0 | 0 | 0 | 0 | 0 | 0
PV | 0 | 0 | 0 | 0 | 0 | 0
PeakG | 0 | 0 | 0 | 0 | 0 | 0
PeakO | 0 | 0 | 0 | 0 | 0 | 0
ST | 0 | 0 | 0 | 0 | 0 | 0
STOG | 0 | 0 | 0 | 0 | 0 | 0
STWD | 0 | 0 | 0 | 0 | 0 | 0
WT | 0 | 0 | 0 | 0 | 0 | 0
IGCC | 0 | 0 | 0 | 0 | 0 | 0
DemandResponse | 0 | 0 | 0 | 0 | 0 | 0
IGCC-CCS | 0 | 0 | 0 | 0 | 0 | 0
WT_off | 0 | 0 | 0 | 0 | 0 | 0
PseudoUnit | 0 | 0 | 0 | 0 | 0 | 0
FixedInterchange | 0 | 0 | 0 | 0 | 0 | 0
SO2 Emissions (MMshortTons): IESO
ReportingType | 2015 | 2020 | 2025 | 2030 | 2035 | 2040
BM | 0 | 0 | 0 | 0 | 0 | 0
CC | 0 | 0 | 0 | 0 | 0 | 0
CSP | 0 | 0 | 0 | 0 | 0 | 0
CT | 0 | 0 | 0 | 0 | 0 | 0
Coal | 0 | 0 | 0 | 0 | 0 | 0
Geo | 0 | 0 | 0 | 0 | 0 | 0
H | 0 | 0 | 0 | 0 | 0 | 0
LFG | 0 | 0 | 0 | 0 | 0 | 0
Nuc | 0 | 0 | 0 | 0 | 0 | 0
PS | 0 | 0 | 0 | 0 | 0 | 0
PV | 0 | 0 | 0 | 0 | 0 | 0
PeakG | 0 | 0 | 0 | 0 | 0 | 0
PeakO | 0 | 0 | 0 | 0 | 0 | 0
ST | 0 | 0 | 0 | 0 | 0 | 0
STOG | 0 | 0 | 0 | 0 | 0 | 0
STWD | 0 | 0 | 0 | 0 | 0 | 0
WT | 0 | 0 | 0 | 0 | 0 | 0
IGCC | 0 | 0 | 0 | 0 | 0 | 0
DemandResponse | 0 | 0 | 0 | 0 | 0 | 0
IGCC-CCS | 0 | 0 | 0 | 0 | 0 | 0
WT_off | 0 | 0 | 0 | 0 | 0 | 0
PseudoUnit | 0 | 0 | 0 | 0 | 0 | 0
FixedInterchange | 0 | 0 | 0 | 0 | 0 | 0
SO2 Emissions (MMshortTons): MAPP_CA
ReportingType | 2015 | 2020 | 2025 | 2030 | 2035 | 2040
BM | 0 | 0 | 0 | 0 | 0 | 0
CC | 0 | 0 | 0 | 0 | 0 | 0
CSP | 0 | 0 | 0 | 0 | 0 | 0
CT | 0 | 0 | 0 | 0 | 0 | 0
Coal | 0 | 0 | 0.01 | 0.04 | 0.08 | 0.09
Geo | 0 | 0 | 0 | 0 | 0 | 0
H | 0 | 0 | 0 | 0 | 0 | 0
LFG | 0 | 0 | 0 | 0 | 0 | 0
Nuc | 0 | 0 | 0 | 0 | 0 | 0
PS | 0 | 0 | 0 | 0 | 0 | 0
PV | 0 | 0 | 0 | 0 | 0 | 0
PeakG | 0 | 0 | 0 | 0 | 0 | 0
PeakO | 0 | 0 | 0 | 0 | 0 | 0
ST | 0 | 0 | 0 | 0 | 0 | 0
STOG | 0 | 0 | 0 | 0 | 0 | 0
STWD | 0 | 0 | 0 | 0 | 0 | 0
WT | 0 | 0 | 0 | 0 | 0 | 0
IGCC | 0 | 0 | 0 | 0 | 0 | 0
DemandResponse | 0 | 0 | 0 | 0 | 0 | 0
IGCC-CCS | 0 | 0 | 0 | 0 | 0 | 0
WT_off | 0 | 0 | 0 | 0 | 0 | 0
PseudoUnit | 0 | 0 | 0 | 0 | 0 | 0
FixedInterchange | 0 | 0 | 0 | 0 | 0 | 0
SO2 Emissions (MMshortTons): AZ_NM_SNV_Coal
ReportingType | 2015 | 2020 | 2025 | 2030 | 2035 | 2040
BM | 0 | 0 | 0 | 0 | 0 | 0
CC | 0 | 0 | 0 | 0 | 0 | 0
CSP | 0 | 0 | 0 | 0 | 0 | 0
CT | 0 | 0 | 0 | 0 | 0 | 0
Coal | 0.03 | 0.02 | 0.02 | 0.02 | 0.02 | 0.03
Geo | 0 | 0 | 0 | 0 | 0 | 0
H | 0 | 0 | 0 | 0 | 0 | 0
LFG | 0 | 0 | 0 | 0 | 0 | 0
Nuc | 0 | 0 | 0 | 0 | 0 | 0
PS | 0 | 0 | 0 | 0 | 0 | 0
PV | 0 | 0 | 0 | 0 | 0 | 0
PeakG | 0 | 0 | 0 | 0 | 0 | 0
PeakO | 0 | 0 | 0 | 0 | 0 | 0
ST | 0 | 0 | 0 | 0 | 0 | 0
STOG | 0 | 0 | 0 | 0 | 0 | 0
STWD | 0 | 0 | 0 | 0 | 0 | 0
WT | 0 | 0 | 0 | 0 | 0 | 0
IGCC | 0 | 0 | 0 | 0 | 0 | 0
DemandResponse | 0 | 0 | 0 | 0 | 0 | 0
IGCC-CCS | 0 | 0 | 0 | 0 | 0 | 0
WT_off | 0 | 0 | 0 | 0 | 0 | 0
PseudoUnit | 0 | 0 | 0 | 0 | 0 | 0
FixedInterchange | 0 | 0 | 0 | 0 | 0 | 0
SO2 Emissions (MMshortTons): AZ_NM_SNV_Gas
ReportingType | 2015 | 2020 | 2025 | 2030 | 2035 | 2040
BM | 0 | 0 | 0 | 0 | 0 | 0
CC | 0 | 0 | 0 | 0 | 0 | 0
CSP | 0 | 0 | 0 | 0 | 0 | 0
CT | 0 | 0 | 0 | 0 | 0 | 0
Coal | 0 | 0 | 0 | 0 | 0 | 0
Geo | 0 | 0 | 0 | 0 | 0 | 0
H | 0 | 0 | 0 | 0 | 0 | 0
LFG | 0 | 0 | 0 | 0 | 0 | 0
Nuc | 0 | 0 | 0 | 0 | 0 | 0
PS | 0 | 0 | 0 | 0 | 0 | 0
PV | 0 | 0 | 0 | 0 | 0 | 0
PeakG | 0 | 0 | 0 | 0 | 0 | 0
PeakO | 0 | 0 | 0 | 0 | 0 | 0
ST | 0 | 0 | 0 | 0 | 0 | 0
STOG | 0 | 0 | 0 | 0 | 0 | 0
STWD | 0 | 0 | 0 | 0 | 0 | 0
WT | 0 | 0 | 0 | 0 | 0 | 0
IGCC | 0 | 0 | 0 | 0 | 0 | 0
DemandResponse | 0 | 0 | 0 | 0 | 0 | 0
IGCC-CCS | 0 | 0 | 0 | 0 | 0 | 0
WT_off | 0 | 0 | 0 | 0 | 0 | 0
PseudoUnit | 0 | 0 | 0 | 0 | 0 | 0
FixedInterchange | 0 | 0 | 0 | 0 | 0 | 0
SO2 Emissions (MMshortTons): AZ_NM_SNV_NucRenew
ReportingType | 2015 | 2020 | 2025 | 2030 | 2035 | 2040
BM | 0 | 0 | 0 | 0 | 0 | 0
CC | 0 | 0 | 0 | 0 | 0 | 0
CSP | 0 | 0 | 0 | 0 | 0 | 0
CT | 0 | 0 | 0 | 0 | 0 | 0
Coal | 0 | 0 | 0 | 0 | 0 | 0
Geo | 0 | 0 | 0 | 0 | 0 | 0
H | 0 | 0 | 0 | 0 | 0 | 0
LFG | 0 | 0 | 0 | 0 | 0 | 0
Nuc | 0 | 0 | 0 | 0 | 0 | 0
PS | 0 | 0 | 0 | 0 | 0 | 0
PV | 0 | 0 | 0 | 0 | 0 | 0
PeakG | 0 | 0 | 0 | 0 | 0 | 0
PeakO | 0 | 0 | 0 | 0 | 0 | 0
ST | 0 | 0 | 0 | 0 | 0 | 0
STOG | 0 | 0 | 0 | 0 | 0 | 0
STWD | 0 | 0 | 0 | 0 | 0 | 0
WT | 0 | 0 | 0 | 0 | 0 | 0
IGCC | 0 | 0 | 0 | 0 | 0 | 0
DemandResponse | 0 | 0 | 0 | 0 | 0 | 0
IGCC-CCS | 0 | 0 | 0 | 0 | 0 | 0
WT_off | 0 | 0 | 0 | 0 | 0 | 0
PseudoUnit | 0 | 0 | 0 | 0 | 0 | 0
FixedInterchange | 0 | 0 | 0 | 0 | 0 | 0
SO2 Emissions (MMshortTons): ERCOT
ReportingType | 2015 | 2020 | 2025 | 2030 | 2035 | 2040
BM | 0 | 0 | 0 | 0 | 0 | 0
CC | 0 | 0 | 0 | 0 | 0 | 0
CSP | 0 | 0 | 0 | 0 | 0 | 0
CT | 0 | 0 | 0 | 0 | 0 | 0
Coal | 0.2 | 0.07 | 0.09 | 0.09 | 0.09 | 0.09
Geo | 0 | 0 | 0 | 0 | 0 | 0
H | 0 | 0 | 0 | 0 | 0 | 0
LFG | 0 | 0 | 0 | 0 | 0 | 0
Nuc | 0 | 0 | 0 | 0 | 0 | 0
PS | 0 | 0 | 0 | 0 | 0 | 0
PV | 0 | 0 | 0 | 0 | 0 | 0
PeakG | 0 | 0 | 0 | 0 | 0 | 0
PeakO | 0 | 0 | 0 | 0 | 0 | 0
ST | 0 | 0 | 0 | 0 | 0 | 0
STOG | 0 | 0 | 0 | 0 | 0 | 0
STWD | 0 | 0 | 0 | 0 | 0 | 0
WT | 0 | 0 | 0 | 0 | 0 | 0
IGCC | 0 | 0 | 0 | 0 | 0 | 0
DemandResponse | 0 | 0 | 0 | 0 | 0 | 0
IGCC-CCS | 0 | 0 | 0 | 0 | 0 | 0
WT_off | 0 | 0 | 0 | 0 | 0 | 0
PseudoUnit | 0 | 0 | 0 | 0 | 0 | 0
FixedInterchange | 0 | 0 | 0 | 0 | 0 | 0
SO2 Emissions (MMshortTons): NP15
ReportingType | 2015 | 2020 | 2025 | 2030 | 2035 | 2040
BM | 0 | 0 | 0 | 0 | 0 | 0
CC | 0 | 0 | 0 | 0 | 0 | 0
CSP | 0 | 0 | 0 | 0 | 0 | 0
CT | 0 | 0 | 0 | 0 | 0 | 0
Coal | 0 | 0 | 0 | 0 | 0 | 0
Geo | 0 | 0 | 0 | 0 | 0 | 0
H | 0 | 0 | 0 | 0 | 0 | 0
LFG | 0 | 0 | 0 | 0 | 0 | 0
Nuc | 0 | 0 | 0 | 0 | 0 | 0
PS | 0 | 0 | 0 | 0 | 0 | 0
PV | 0 | 0 | 0 | 0 | 0 | 0
PeakG | 0 | 0 | 0 | 0 | 0 | 0
PeakO | 0 | 0 | 0 | 0 | 0 | 0
ST | 0 | 0 | 0 | 0 | 0 | 0
STOG | 0 | 0 | 0 | 0 | 0 | 0
STWD | 0 | 0 | 0 | 0 | 0 | 0
WT | 0 | 0 | 0 | 0 | 0 | 0
IGCC | 0 | 0 | 0 | 0 | 0 | 0
DemandResponse | 0 | 0 | 0 | 0 | 0 | 0
IGCC-CCS | 0 | 0 | 0 | 0 | 0 | 0
WT_off | 0 | 0 | 0 | 0 | 0 | 0
PseudoUnit | 0 | 0 | 0 | 0 | 0 | 0
FixedInterchange | 0 | 0 | 0 | 0 | 0 | 0
SO2 Emissions (MMshortTons): NWPP_Coal
ReportingType | 2015 | 2020 | 2025 | 2030 | 2035 | 2040
BM | 0 | 0 | 0 | 0 | 0 | 0
CC | 0 | 0 | 0 | 0 | 0 | 0
CSP | 0 | 0 | 0 | 0 | 0 | 0
CT | 0 | 0 | 0 | 0 | 0 | 0
Coal | 0.09 | 0.05 | 0.05 | 0.05 | 0.05 | 0.05
Geo | 0 | 0 | 0 | 0 | 0 | 0
H | 0 | 0 | 0 | 0 | 0 | 0
LFG | 0 | 0 | 0 | 0 | 0 | 0
Nuc | 0 | 0 | 0 | 0 | 0 | 0
PS | 0 | 0 | 0 | 0 | 0 | 0
PV | 0 | 0 | 0 | 0 | 0 | 0
PeakG | 0 | 0 | 0 | 0 | 0 | 0
PeakO | 0 | 0 | 0 | 0 | 0 | 0
ST | 0 | 0 | 0 | 0 | 0 | 0
STOG | 0 | 0 | 0 | 0 | 0 | 0
STWD | 0 | 0 | 0 | 0 | 0 | 0
WT | 0 | 0 | 0 | 0 | 0 | 0
IGCC | 0 | 0 | 0 | 0 | 0 | 0
DemandResponse | 0 | 0 | 0 | 0 | 0 | 0
IGCC-CCS | 0 | 0 | 0 | 0 | 0 | 0
WT_off | 0 | 0 | 0 | 0 | 0 | 0
PseudoUnit | 0 | 0 | 0 | 0 | 0 | 0
FixedInterchange | 0 | 0 | 0 | 0 | 0 | 0
SO2 Emissions (MMshortTons): NWPP_Gas
ReportingType | 2015 | 2020 | 2025 | 2030 | 2035 | 2040
BM | 0 | 0 | 0 | 0 | 0 | 0
CC | 0 | 0 | 0 | 0 | 0 | 0
CSP | 0 | 0 | 0 | 0 | 0 | 0
CT | 0 | 0 | 0 | 0 | 0 | 0
Coal | 0 | 0 | 0 | 0 | 0 | 0
Geo | 0 | 0 | 0 | 0 | 0 | 0
H | 0 | 0 | 0 | 0 | 0 | 0
LFG | 0 | 0 | 0 | 0 | 0 | 0
Nuc | 0 | 0 | 0 | 0 | 0 | 0
PS | 0 | 0 | 0 | 0 | 0 | 0
PV | 0 | 0 | 0 | 0 | 0 | 0
PeakG | 0 | 0 | 0 | 0 | 0 | 0
PeakO | 0 | 0 | 0 | 0 | 0 | 0
ST | 0 | 0 | 0 | 0 | 0 | 0
STOG | 0 | 0 | 0 | 0 | 0 | 0
STWD | 0 | 0 | 0 | 0 | 0 | 0
WT | 0 | 0 | 0 | 0 | 0 | 0
IGCC | 0 | 0 | 0 | 0 | 0 | 0
DemandResponse | 0 | 0 | 0 | 0 | 0 | 0
IGCC-CCS | 0 | 0 | 0 | 0 | 0 | 0
WT_off | 0 | 0 | 0 | 0 | 0 | 0
PseudoUnit | 0 | 0 | 0 | 0 | 0 | 0
FixedInterchange | 0 | 0 | 0 | 0 | 0 | 0
SO2 Emissions (MMshortTons): NWPP_NucRenew
ReportingType | 2015 | 2020 | 2025 | 2030 | 2035 | 2040
BM | 0 | 0 | 0 | 0 | 0 | 0
CC | 0 | 0 | 0 | 0 | 0 | 0
CSP | 0 | 0 | 0 | 0 | 0 | 0
CT | 0 | 0 | 0 | 0 | 0 | 0
Coal | 0 | 0 | 0 | 0 | 0 | 0
Geo | 0 | 0 | 0 | 0 | 0 | 0
H | 0 | 0 | 0 | 0 | 0 | 0
LFG | 0 | 0 | 0 | 0 | 0 | 0
Nuc | 0 | 0 | 0 | 0 | 0 | 0
PS | 0 | 0 | 0 | 0 | 0 | 0
PV | 0 | 0 | 0 | 0 | 0 | 0
PeakG | 0 | 0 | 0 | 0 | 0 | 0
PeakO | 0 | 0 | 0 | 0 | 0 | 0
ST | 0 | 0 | 0 | 0 | 0 | 0
STOG | 0 | 0 | 0 | 0 | 0 | 0
STWD | 0 | 0 | 0 | 0 | 0 | 0
WT | 0 | 0 | 0 | 0 | 0 | 0
IGCC | 0 | 0 | 0 | 0 | 0 | 0
DemandResponse | 0 | 0 | 0 | 0 | 0 | 0
IGCC-CCS | 0 | 0 | 0 | 0 | 0 | 0
WT_off | 0 | 0 | 0 | 0 | 0 | 0
PseudoUnit | 0 | 0 | 0 | 0 | 0 | 0
FixedInterchange | 0 | 0 | 0 | 0 | 0 | 0
SO2 Emissions (MMshortTons): RMPA
ReportingType | 2015 | 2020 | 2025 | 2030 | 2035 | 2040
BM | 0 | 0 | 0 | 0 | 0 | 0
CC | 0 | 0 | 0 | 0 | 0 | 0
CSP | 0 | 0 | 0 | 0 | 0 | 0
CT | 0 | 0 | 0 | 0 | 0 | 0
Coal | 0.06 | 0.03 | 0.03 | 0.03 | 0.03 | 0.03
Geo | 0 | 0 | 0 | 0 | 0 | 0
H | 0 | 0 | 0 | 0 | 0 | 0
LFG | 0 | 0 | 0 | 0 | 0 | 0
Nuc | 0 | 0 | 0 | 0 | 0 | 0
PS | 0 | 0 | 0 | 0 | 0 | 0
PV | 0 | 0 | 0 | 0 | 0 | 0
PeakG | 0 | 0 | 0 | 0 | 0 | 0
PeakO | 0 | 0 | 0 | 0 | 0 | 0
ST | 0 | 0 | 0 | 0 | 0 | 0
STOG | 0 | 0 | 0 | 0 | 0 | 0
STWD | 0 | 0 | 0 | 0 | 0 | 0
WT | 0 | 0 | 0 | 0 | 0 | 0
IGCC | 0 | 0 | 0 | 0 | 0 | 0
DemandResponse | 0 | 0 | 0 | 0 | 0 | 0
IGCC-CCS | 0 | 0 | 0 | 0 | 0 | 0
WT_off | 0 | 0 | 0 | 0 | 0 | 0
PseudoUnit | 0 | 0 | 0 | 0 | 0 | 0
FixedInterchange | 0 | 0 | 0 | 0 | 0 | 0
SO2 Emissions (MMshortTons): SP15
ReportingType | 2015 | 2020 | 2025 | 2030 | 2035 | 2040
BM | 0 | 0 | 0 | 0 | 0 | 0
CC | 0 | 0 | 0 | 0 | 0 | 0
CSP | 0 | 0 | 0 | 0 | 0 | 0
CT | 0 | 0 | 0 | 0 | 0 | 0
Coal | 0 | 0 | 0 | 0 | 0 | 0
Geo | 0 | 0 | 0 | 0 | 0 | 0
H | 0 | 0 | 0 | 0 | 0 | 0
LFG | 0 | 0 | 0 | 0 | 0 | 0
Nuc | 0 | 0 | 0 | 0 | 0 | 0
PS | 0 | 0 | 0 | 0 | 0 | 0
PV | 0 | 0 | 0 | 0 | 0 | 0
PeakG | 0 | 0 | 0 | 0 | 0 | 0
PeakO | 0 | 0 | 0 | 0 | 0 | 0
ST | 0 | 0 | 0 | 0 | 0 | 0
STOG | 0 | 0 | 0 | 0 | 0 | 0
STWD | 0 | 0 | 0 | 0 | 0 | 0
WT | 0 | 0 | 0 | 0 | 0 | 0
IGCC | 0 | 0 | 0 | 0 | 0 | 0
DemandResponse | 0 | 0 | 0 | 0 | 0 | 0
IGCC-CCS | 0 | 0 | 0 | 0 | 0 | 0
WT_off | 0 | 0 | 0 | 0 | 0 | 0
PseudoUnit | 0 | 0 | 0 | 0 | 0 | 0
FixedInterchange | 0 | 0 | 0 | 0 | 0 | 0
SO2 Emissions (MMshortTons): ALB
ReportingType | 2015 | 2020 | 2025 | 2030 | 2035 | 2040
BM | 0 | 0 | 0 | 0 | 0 | 0
CC | 0 | 0 | 0 | 0 | 0 | 0
CSP | 0 | 0 | 0 | 0 | 0 | 0
CT | 0 | 0 | 0 | 0 | 0 | 0
Coal | 0.17 | 0.14 | 0.14 | 0.14 | 0.14 | 0.14
Geo | 0 | 0 | 0 | 0 | 0 | 0
H | 0 | 0 | 0 | 0 | 0 | 0
LFG | 0 | 0 | 0 | 0 | 0 | 0
Nuc | 0 | 0 | 0 | 0 | 0 | 0
PS | 0 | 0 | 0 | 0 | 0 | 0
PV | 0 | 0 | 0 | 0 | 0 | 0
PeakG | 0 | 0 | 0 | 0 | 0 | 0
PeakO | 0 | 0 | 0 | 0 | 0 | 0
ST | 0 | 0 | 0 | 0 | 0 | 0
STOG | 0 | 0 | 0 | 0 | 0 | 0
STWD | 0 | 0 | 0 | 0 | 0 | 0
WT | 0 | 0 | 0 | 0 | 0 | 0
IGCC | 0 | 0 | 0 | 0 | 0 | 0
DemandResponse | 0 | 0 | 0 | 0 | 0 | 0
IGCC-CCS | 0 | 0 | 0 | 0 | 0 | 0
WT_off | 0 | 0 | 0 | 0 | 0 | 0
PseudoUnit | 0 | 0 | 0 | 0 | 0 | 0
FixedInterchange | 0 | 0 | 0 | 0 | 0 | 0
SO2 Emissions (MMshortTons): BC
ReportingType | 2015 | 2020 | 2025 | 2030 | 2035 | 2040
BM | 0 | 0 | 0 | 0 | 0 | 0
CC | 0 | 0 | 0 | 0 | 0 | 0
CSP | 0 | 0 | 0 | 0 | 0 | 0
CT | 0 | 0 | 0 | 0 | 0 | 0
Coal | 0 | 0 | 0 | 0 | 0 | 0
Geo | 0 | 0 | 0 | 0 | 0 | 0
H | 0 | 0 | 0 | 0 | 0 | 0
LFG | 0 | 0 | 0 | 0 | 0 | 0
Nuc | 0 | 0 | 0 | 0 | 0 | 0
PS | 0 | 0 | 0 | 0 | 0 | 0
PV | 0 | 0 | 0 | 0 | 0 | 0
PeakG | 0 | 0 | 0 | 0 | 0 | 0
PeakO | 0 | 0 | 0 | 0 | 0 | 0
ST | 0 | 0 | 0 | 0 | 0 | 0
STOG | 0 | 0 | 0 | 0 | 0 | 0
STWD | 0 | 0 | 0 | 0 | 0 | 0
WT | 0 | 0 | 0 | 0 | 0 | 0
IGCC | 0 | 0 | 0 | 0 | 0 | 0
DemandResponse | 0 | 0 | 0 | 0 | 0 | 0
IGCC-CCS | 0 | 0 | 0 | 0 | 0 | 0
WT_off | 0 | 0 | 0 | 0 | 0 | 0
PseudoUnit | 0 | 0 | 0 | 0 | 0 | 0
FixedInterchange | 0 | 0 | 0 | 0 | 0 | 0
SO2 Emissions (MMshortTons): HQ_IESO
ReportingType | 2015 | 2020 | 2025 | 2030 | 2035 | 2040
BM | 0 | 0 | 0 | 0 | 0 | 0
CC | 0 | 0 | 0 | 0 | 0 | 0
CSP | 0 | 0 | 0 | 0 | 0 | 0
CT | 0 | 0 | 0 | 0 | 0 | 0
Coal | 0 | 0 | 0 | 0 | 0 | 0
Geo | 0 | 0 | 0 | 0 | 0 | 0
H | 0 | 0 | 0 | 0 | 0 | 0
LFG | 0 | 0 | 0 | 0 | 0 | 0
Nuc | 0 | 0 | 0 | 0 | 0 | 0
PS | 0 | 0 | 0 | 0 | 0 | 0
PV | 0 | 0 | 0 | 0 | 0 | 0
PeakG | 0 | 0 | 0 | 0 | 0 | 0
PeakO | 0 | 0 | 0 | 0 | 0 | 0
ST | 0 | 0 | 0 | 0 | 0 | 0
STOG | 0 | 0 | 0 | 0 | 0 | 0
STWD | 0 | 0 | 0 | 0 | 0 | 0
WT | 0 | 0 | 0 | 0 | 0 | 0
IGCC | 0 | 0 | 0 | 0 | 0 | 0
DemandResponse | 0 | 0 | 0 | 0 | 0 | 0
IGCC-CCS | 0 | 0 | 0 | 0 | 0 | 0
WT_off | 0 | 0 | 0 | 0 | 0 | 0
PseudoUnit | 0 | 0 | 0 | 0 | 0 | 0
FixedInterchange | 0 | 0 | 0 | 0 | 0 | 0
SO2 Emissions (MMshortTons): HQ_NEISO
ReportingType | 2015 | 2020 | 2025 | 2030 | 2035 | 2040
BM | 0 | 0 | 0 | 0 | 0 | 0
CC | 0 | 0 | 0 | 0 | 0 | 0
CSP | 0 | 0 | 0 | 0 | 0 | 0
CT | 0 | 0 | 0 | 0 | 0 | 0
Coal | 0 | 0 | 0 | 0 | 0 | 0
Geo | 0 | 0 | 0 | 0 | 0 | 0
H | 0 | 0 | 0 | 0 | 0 | 0
LFG | 0 | 0 | 0 | 0 | 0 | 0
Nuc | 0 | 0 | 0 | 0 | 0 | 0
PS | 0 | 0 | 0 | 0 | 0 | 0
PV | 0 | 0 | 0 | 0 | 0 | 0
PeakG | 0 | 0 | 0 | 0 | 0 | 0
PeakO | 0 | 0 | 0 | 0 | 0 | 0
ST | 0 | 0 | 0 | 0 | 0 | 0
STOG | 0 | 0 | 0 | 0 | 0 | 0
STWD | 0 | 0 | 0 | 0 | 0 | 0
WT | 0 | 0 | 0 | 0 | 0 | 0
IGCC | 0 | 0 | 0 | 0 | 0 | 0
DemandResponse | 0 | 0 | 0 | 0 | 0 | 0
IGCC-CCS | 0 | 0 | 0 | 0 | 0 | 0
WT_off | 0 | 0 | 0 | 0 | 0 | 0
PseudoUnit | 0 | 0 | 0 | 0 | 0 | 0
FixedInterchange | 0 | 0 | 0 | 0 | 0 | 0
SO2 Emissions (MMshortTons): HQ_NY
ReportingType | 2015 | 2020 | 2025 | 2030 | 2035 | 2040
BM | 0 | 0 | 0 | 0 | 0 | 0
CC | 0 | 0 | 0 | 0 | 0 | 0
CSP | 0 | 0 | 0 | 0 | 0 | 0
CT | 0 | 0 | 0 | 0 | 0 | 0
Coal | 0 | 0 | 0 | 0 | 0 | 0
Geo | 0 | 0 | 0 | 0 | 0 | 0
H | 0 | 0 | 0 | 0 | 0 | 0
LFG | 0 | 0 | 0 | 0 | 0 | 0
Nuc | 0 | 0 | 0 | 0 | 0 | 0
PS | 0 | 0 | 0 | 0 | 0 | 0
PV | 0 | 0 | 0 | 0 | 0 | 0
PeakG | 0 | 0 | 0 | 0 | 0 | 0
PeakO | 0 | 0 | 0 | 0 | 0 | 0
ST | 0 | 0 | 0 | 0 | 0 | 0
STOG | 0 | 0 | 0 | 0 | 0 | 0
STWD | 0 | 0 | 0 | 0 | 0 | 0
WT | 0 | 0 | 0 | 0 | 0 | 0
IGCC | 0 | 0 | 0 | 0 | 0 | 0
DemandResponse | 0 | 0 | 0 | 0 | 0 | 0
IGCC-CCS | 0 | 0 | 0 | 0 | 0 | 0
WT_off | 0 | 0 | 0 | 0 | 0 | 0
PseudoUnit | 0 | 0 | 0 | 0 | 0 | 0
FixedInterchange | 0 | 0 | 0 | 0 | 0 | 0
SO2 Emissions (MMshortTons): MARITIMES
ReportingType | 2015 | 2020 | 2025 | 2030 | 2035 | 2040
BM | 0 | 0 | 0 | 0 | 0 | 0
CC | 0 | 0 | 0 | 0 | 0 | 0
CSP | 0 | 0 | 0 | 0 | 0 | 0
CT | 0 | 0 | 0 | 0 | 0 | 0
Coal | 0 | 0 | 0 | 0 | 0 | 0
Geo | 0 | 0 | 0 | 0 | 0 | 0
H | 0 | 0 | 0 | 0 | 0 | 0
LFG | 0 | 0 | 0 | 0 | 0 | 0
Nuc | 0 | 0 | 0 | 0 | 0 | 0
PS | 0 | 0 | 0 | 0 | 0 | 0
PV | 0 | 0 | 0 | 0 | 0 | 0
PeakG | 0 | 0 | 0 | 0 | 0 | 0
PeakO | 0 | 0 | 0 | 0 | 0 | 0
ST | 0 | 0 | 0 | 0 | 0 | 0
STOG | 0 | 0 | 0 | 0 | 0 | 0
STWD | 0 | 0 | 0 | 0 | 0 | 0
WT | 0 | 0 | 0 | 0 | 0 | 0
IGCC | 0 | 0 | 0 | 0 | 0 | 0
DemandResponse | 0 | 0 | 0 | 0 | 0 | 0
IGCC-CCS | 0 | 0 | 0 | 0 | 0 | 0
WT_off | 0 | 0 | 0 | 0 | 0 | 0
PseudoUnit | 0 | 0 | 0 | 0 | 0 | 0
FixedInterchange | 0 | 0 | 0 | 0 | 0 | 0
SO2 Emissions (MMshortTons): All
ReportingType | 2015 | 2020 | 2025 | 2030 | 2035 | 2040
BM | 0 | 0 | 0 | 0 | 0 | 0
CC | 0 | 0 | 0 | 0 | 0 | 0
CSP | 0 | 0 | 0 | 0 | 0 | 0
CT | 0 | 0 | 0 | 0 | 0 | 0
Coal | 5.26 | 1.98 | 2.4 | 2.59 | 2.66 | 2.77
Geo | 0 | 0 | 0 | 0 | 0 | 0
H | 0 | 0 | 0 | 0 | 0 | 0
LFG | 0 | 0 | 0 | 0 | 0 | 0
Nuc | 0 | 0 | 0 | 0 | 0 | 0
PS | 0 | 0 | 0 | 0 | 0 | 0
PV | 0 | 0 | 0 | 0 | 0 | 0
PeakG | 0 | 0 | 0 | 0 | 0 | 0
PeakO | 0 | 0 | 0 | 0 | 0 | 0
ST | 0 | 0 | 0 | 0 | 0 | 0
STOG | 0 | 0 | 0 | 0 | 0 | 0
STWD | 0 | 0 | 0 | 0 | 0 | 0
WT | 0 | 0 | 0 | 0 | 0 | 0
IGCC | 0 | 0 | 0 | 0 | 0 | 0
DemandResponse | 0 | 0 | 0 | 0 | 0 | 0
IGCC-CCS | 0 | 0 | 0 | 0 | 0 | 0
WT_off | 0 | 0 | 0 | 0 | 0 | 0
PseudoUnit | 0 | 0 | 0 | 0 | 0 | 0
FixedInterchange | 0 | 0 | 0 | 0 | 0 | 0
SO2 Emissions (MMshortTons): EI_US
ReportingType | 2015 | 2020 | 2025 | 2030 | 2035 | 2040
BM | 0 | 0 | 0 | 0 | 0 | 0
CC | 0 | 0 | 0 | 0 | 0 | 0
CSP | 0 | 0 | 0 | 0 | 0 | 0
CT | 0 | 0 | 0 | 0 | 0 | 0
Coal | 4.72 | 1.67 | 2.06 | 2.22 | 2.25 | 2.34
Geo | 0 | 0 | 0 | 0 | 0 | 0
H | 0 | 0 | 0 | 0 | 0 | 0
LFG | 0 | 0 | 0 | 0 | 0 | 0
Nuc | 0 | 0 | 0 | 0 | 0 | 0
PS | 0 | 0 | 0 | 0 | 0 | 0
PV | 0 | 0 | 0 | 0 | 0 | 0
PeakG | 0 | 0 | 0 | 0 | 0 | 0
PeakO | 0 | 0 | 0 | 0 | 0 | 0
ST | 0 | 0 | 0 | 0 | 0 | 0
STOG | 0 | 0 | 0 | 0 | 0 | 0
STWD | 0 | 0 | 0 | 0 | 0 | 0
WT | 0 | 0 | 0 | 0 | 0 | 0
IGCC | 0 | 0 | 0 | 0 | 0 | 0
DemandResponse | 0 | 0 | 0 | 0 | 0 | 0
IGCC-CCS | 0 | 0 | 0 | 0 | 0 | 0
WT_off | 0 | 0 | 0 | 0 | 0 | 0
PseudoUnit | 0 | 0 | 0 | 0 | 0 | 0
FixedInterchange | 0 | 0 | 0 | 0 | 0 | 0
SO2 Emissions (MMshortTons): EI_Canada
ReportingType | 2015 | 2020 | 2025 | 2030 | 2035 | 2040
BM | 0 | 0 | 0 | 0 | 0 | 0
CC | 0 | 0 | 0 | 0 | 0 | 0
CSP | 0 | 0 | 0 | 0 | 0 | 0
CT | 0 | 0 | 0 | 0 | 0 | 0
Coal | 0 | 0 | 0.01 | 0.04 | 0.08 | 0.09
Geo | 0 | 0 | 0 | 0 | 0 | 0
H | 0 | 0 | 0 | 0 | 0 | 0
LFG | 0 | 0 | 0 | 0 | 0 | 0
Nuc | 0 | 0 | 0 | 0 | 0 | 0
PS | 0 | 0 | 0 | 0 | 0 | 0
PV | 0 | 0 | 0 | 0 | 0 | 0
PeakG | 0 | 0 | 0 | 0 | 0 | 0
PeakO | 0 | 0 | 0 | 0 | 0 | 0
ST | 0 | 0 | 0 | 0 | 0 | 0
STOG | 0 | 0 | 0 | 0 | 0 | 0
STWD | 0 | 0 | 0 | 0 | 0 | 0
WT | 0 | 0 | 0 | 0 | 0 | 0
IGCC | 0 | 0 | 0 | 0 | 0 | 0
DemandResponse | 0 | 0 | 0 | 0 | 0 | 0
IGCC-CCS | 0 | 0 | 0 | 0 | 0 | 0
WT_off | 0 | 0 | 0 | 0 | 0 | 0
PseudoUnit | 0 | 0 | 0 | 0 | 0 | 0
FixedInterchange | 0 | 0 | 0 | 0 | 0 | 0
SO2 Emissions (MMshortTons): EI
ReportingType | 2015 | 2020 | 2025 | 2030 | 2035 | 2040
BM | 0 | 0 | 0 | 0 | 0 | 0
CC | 0 | 0 | 0 | 0 | 0 | 0
CSP | 0 | 0 | 0 | 0 | 0 | 0
CT | 0 | 0 | 0 | 0 | 0 | 0
Coal | 4.72 | 1.67 | 2.07 | 2.26 | 2.33 | 2.43
Geo | 0 | 0 | 0 | 0 | 0 | 0
H | 0 | 0 | 0 | 0 | 0 | 0
LFG | 0 | 0 | 0 | 0 | 0 | 0
Nuc | 0 | 0 | 0 | 0 | 0 | 0
PS | 0 | 0 | 0 | 0 | 0 | 0
PV | 0 | 0 | 0 | 0 | 0 | 0
PeakG | 0 | 0 | 0 | 0 | 0 | 0
PeakO | 0 | 0 | 0 | 0 | 0 | 0
ST | 0 | 0 | 0 | 0 | 0 | 0
STOG | 0 | 0 | 0 | 0 | 0 | 0
STWD | 0 | 0 | 0 | 0 | 0 | 0
WT | 0 | 0 | 0 | 0 | 0 | 0
IGCC | 0 | 0 | 0 | 0 | 0 | 0
DemandResponse | 0 | 0 | 0 | 0 | 0 | 0
IGCC-CCS | 0 | 0 | 0 | 0 | 0 | 0
WT_off | 0 | 0 | 0 | 0 | 0 | 0
PseudoUnit | 0 | 0 | 0 | 0 | 0 | 0
FixedInterchange | 0 | 0 | 0 | 0 | 0 | 0
SO2 Emissions (MMshortTons): Outside_EI
ReportingType | 2015 | 2020 | 2025 | 2030 | 2035 | 2040
BM | 0 | 0 | 0 | 0 | 0 | 0
CC | 0 | 0 | 0 | 0 | 0 | 0
CSP | 0 | 0 | 0 | 0 | 0 | 0
CT | 0 | 0 | 0 | 0 | 0 | 0
Coal | 0.54 | 0.31 | 0.33 | 0.33 | 0.33 | 0.34
Geo | 0 | 0 | 0 | 0 | 0 | 0
H | 0 | 0 | 0 | 0 | 0 | 0
LFG | 0 | 0 | 0 | 0 | 0 | 0
Nuc | 0 | 0 | 0 | 0 | 0 | 0
PS | 0 | 0 | 0 | 0 | 0 | 0
PV | 0 | 0 | 0 | 0 | 0 | 0
PeakG | 0 | 0 | 0 | 0 | 0 | 0
PeakO | 0 | 0 | 0 | 0 | 0 | 0
ST | 0 | 0 | 0 | 0 | 0 | 0
STOG | 0 | 0 | 0 | 0 | 0 | 0
STWD | 0 | 0 | 0 | 0 | 0 | 0
WT | 0 | 0 | 0 | 0 | 0 | 0
IGCC | 0 | 0 | 0 | 0 | 0 | 0
DemandResponse | 0 | 0 | 0 | 0 | 0 | 0
IGCC-CCS | 0 | 0 | 0 | 0 | 0 | 0
WT_off | 0 | 0 | 0 | 0 | 0 | 0
PseudoUnit | 0 | 0 | 0 | 0 | 0 | 0
FixedInterchange | 0 | 0 | 0 | 0 | 0 | 0
NOx Emissions (MMshortTons): Entergy
ReportingType | 2015 | 2020 | 2025 | 2030 | 2035 | 2040
BM | 0 | 0 | 0 | 0 | 0 | 0
CC | 0 | 0.01 | 0.01 | 0.01 | 0.01 | 0.01
CSP | 0 | 0 | 0 | 0 | 0 | 0
CT | 0 | 0 | 0 | 0 | 0 | 0
Coal | 0.05 | 0.04 | 0.05 | 0.05 | 0.05 | 0.05
Geo | 0 | 0 | 0 | 0 | 0 | 0
H | 0 | 0 | 0 | 0 | 0 | 0
LFG | 0 | 0 | 0 | 0 | 0 | 0
Nuc | 0 | 0 | 0 | 0 | 0 | 0
PS | 0 | 0 | 0 | 0 | 0 | 0
PV | 0 | 0 | 0 | 0 | 0 | 0
PeakG | 0 | 0 | 0 | 0 | 0 | 0
PeakO | 0 | 0 | 0 | 0 | 0 | 0
ST | 0 | 0 | 0 | 0 | 0 | 0
STOG | 0 | 0 | 0 | 0 | 0 | 0
STWD | 0 | 0 | 0 | 0 | 0 | 0
WT | 0 | 0 | 0 | 0 | 0 | 0
IGCC | 0 | 0 | 0 | 0 | 0 | 0
DemandResponse | 0 | 0 | 0 | 0 | 0 | 0
IGCC-CCS | 0 | 0 | 0 | 0 | 0 | 0
WT_off | 0 | 0 | 0 | 0 | 0 | 0
PseudoUnit | 0 | 0 | 0 | 0 | 0 | 0
FixedInterchange | 0 | 0 | 0 | 0 | 0 | 0
NOx Emissions (MMshortTons): FRCC
ReportingType | 2015 | 2020 | 2025 | 2030 | 2035 | 2040
BM | 0 | 0 | 0 | 0 | 0 | 0
CC | 0.01 | 0.01 | 0.01 | 0.01 | 0.02 | 0.02
CSP | 0 | 0 | 0 | 0 | 0 | 0
CT | 0 | 0 | 0 | 0 | 0 | 0
Coal | 0.04 | 0.03 | 0.04 | 0.04 | 0.04 | 0.04
Geo | 0 | 0 | 0 | 0 | 0 | 0
H | 0 | 0 | 0 | 0 | 0 | 0
LFG | 0 | 0 | 0 | 0 | 0 | 0
Nuc | 0 | 0 | 0 | 0 | 0 | 0
PS | 0 | 0 | 0 | 0 | 0 | 0
PV | 0 | 0 | 0 | 0 | 0 | 0
PeakG | 0 | 0 | 0 | 0 | 0 | 0
PeakO | 0 | 0 | 0 | 0 | 0 | 0
ST | 0 | 0 | 0 | 0 | 0 | 0
STOG | 0 | 0 | 0 | 0 | 0 | 0
STWD | 0 | 0 | 0 | 0 | 0 | 0
WT | 0 | 0 | 0 | 0 | 0 | 0
IGCC | 0 | 0 | 0 | 0 | 0 | 0
DemandResponse | 0 | 0 | 0 | 0 | 0 | 0
IGCC-CCS | 0 | 0 | 0 | 0 | 0 | 0
WT_off | 0 | 0 | 0 | 0 | 0 | 0
PseudoUnit | 0 | 0 | 0 | 0 | 0 | 0
FixedInterchange | 0 | 0 | 0 | 0 | 0 | 0
NOx Emissions (MMshortTons): MAPP_US
ReportingType | 2015 | 2020 | 2025 | 2030 | 2035 | 2040
BM | 0 | 0 | 0 | 0 | 0 | 0
CC | 0 | 0 | 0 | 0 | 0 | 0
CSP | 0 | 0 | 0 | 0 | 0 | 0
CT | 0 | 0 | 0 | 0 | 0 | 0
Coal | 0.04 | 0.04 | 0.04 | 0.04 | 0.04 | 0.04
Geo | 0 | 0 | 0 | 0 | 0 | 0
H | 0 | 0 | 0 | 0 | 0 | 0
LFG | 0 | 0 | 0 | 0 | 0 | 0
Nuc | 0 | 0 | 0 | 0 | 0 | 0
PS | 0 | 0 | 0 | 0 | 0 | 0
PV | 0 | 0 | 0 | 0 | 0 | 0
PeakG | 0 | 0 | 0 | 0 | 0 | 0
PeakO | 0 | 0 | 0 | 0 | 0 | 0
ST | 0 | 0 | 0 | 0 | 0 | 0
STOG | 0 | 0 | 0 | 0 | 0 | 0
STWD | 0 | 0 | 0 | 0 | 0 | 0
WT | 0 | 0 | 0 | 0 | 0 | 0
IGCC | 0 | 0 | 0 | 0 | 0 | 0
DemandResponse | 0 | 0 | 0 | 0 | 0 | 0
IGCC-CCS | 0 | 0 | 0 | 0 | 0 | 0
WT_off | 0 | 0 | 0 | 0 | 0 | 0
PseudoUnit | 0 | 0 | 0 | 0 | 0 | 0
FixedInterchange | 0 | 0 | 0 | 0 | 0 | 0
NOx Emissions (MMshortTons): MISO_IN
ReportingType | 2015 | 2020 | 2025 | 2030 | 2035 | 2040
BM | 0 | 0 | 0 | 0 | 0 | 0
CC | 0 | 0 | 0 | 0 | 0 | 0
CSP | 0 | 0 | 0 | 0 | 0 | 0
CT | 0 | 0 | 0 | 0 | 0 | 0
Coal | 0.07 | 0.07 | 0.07 | 0.07 | 0.08 | 0.08
Geo | 0 | 0 | 0 | 0 | 0 | 0
H | 0 | 0 | 0 | 0 | 0 | 0
LFG | 0 | 0 | 0 | 0 | 0 | 0
Nuc | 0 | 0 | 0 | 0 | 0 | 0
PS | 0 | 0 | 0 | 0 | 0 | 0
PV | 0 | 0 | 0 | 0 | 0 | 0
PeakG | 0 | 0 | 0 | 0 | 0 | 0
PeakO | 0 | 0 | 0 | 0 | 0 | 0
ST | 0 | 0 | 0 | 0 | 0 | 0
STOG | 0 | 0 | 0 | 0 | 0 | 0
STWD | 0 | 0 | 0 | 0 | 0 | 0
WT | 0 | 0 | 0 | 0 | 0 | 0
IGCC | 0 | 0 | 0 | 0 | 0 | 0
DemandResponse | 0 | 0 | 0 | 0 | 0 | 0
IGCC-CCS | 0 | 0 | 0 | 0 | 0 | 0
WT_off | 0 | 0 | 0 | 0 | 0 | 0
PseudoUnit | 0 | 0 | 0 | 0 | 0 | 0
FixedInterchange | 0 | 0 | 0 | 0 | 0 | 0
NOx Emissions (MMshortTons): MISO_MI
ReportingType | 2015 | 2020 | 2025 | 2030 | 2035 | 2040
BM | 0 | 0 | 0 | 0 | 0 | 0
CC | 0 | 0 | 0 | 0 | 0 | 0
CSP | 0 | 0 | 0 | 0 | 0 | 0
CT | 0 | 0 | 0 | 0 | 0 | 0
Coal | 0.06 | 0.05 | 0.05 | 0.06 | 0.06 | 0.06
Geo | 0 | 0 | 0 | 0 | 0 | 0
H | 0 | 0 | 0 | 0 | 0 | 0
LFG | 0 | 0 | 0 | 0 | 0 | 0
Nuc | 0 | 0 | 0 | 0 | 0 | 0
PS | 0 | 0 | 0 | 0 | 0 | 0
PV | 0 | 0 | 0 | 0 | 0 | 0
PeakG | 0 | 0 | 0 | 0 | 0 | 0
PeakO | 0 | 0 | 0 | 0 | 0 | 0
ST | 0 | 0 | 0 | 0 | 0 | 0
STOG | 0 | 0 | 0 | 0 | 0 | 0
STWD | 0 | 0 | 0 | 0 | 0 | 0
WT | 0 | 0 | 0 | 0 | 0 | 0
IGCC | 0 | 0 | 0 | 0 | 0 | 0
DemandResponse | 0 | 0 | 0 | 0 | 0 | 0
IGCC-CCS | 0 | 0 | 0 | 0 | 0 | 0
WT_off | 0 | 0 | 0 | 0 | 0 | 0
PseudoUnit | 0 | 0 | 0 | 0 | 0 | 0
FixedInterchange | 0 | 0 | 0 | 0 | 0 | 0
NOx Emissions (MMshortTons): MISO_MO-IL
ReportingType | 2015 | 2020 | 2025 | 2030 | 2035 | 2040
BM | 0 | 0 | 0 | 0 | 0 | 0
CC | 0 | 0 | 0 | 0 | 0 | 0
CSP | 0 | 0 | 0 | 0 | 0 | 0
CT | 0 | 0 | 0 | 0 | 0 | 0
Coal | 0.05 | 0.04 | 0.05 | 0.05 | 0.05 | 0.05
Geo | 0 | 0 | 0 | 0 | 0 | 0
H | 0 | 0 | 0 | 0 | 0 | 0
LFG | 0 | 0 | 0 | 0 | 0 | 0
Nuc | 0 | 0 | 0 | 0 | 0 | 0
PS | 0 | 0 | 0 | 0 | 0 | 0
PV | 0 | 0 | 0 | 0 | 0 | 0
PeakG | 0 | 0 | 0 | 0 | 0 | 0
PeakO | 0 | 0 | 0 | 0 | 0 | 0
ST | 0 | 0 | 0 | 0 | 0 | 0
STOG | 0 | 0 | 0 | 0 | 0 | 0
STWD | 0 | 0 | 0 | 0 | 0 | 0
WT | 0 | 0 | 0 | 0 | 0 | 0
IGCC | 0 | 0 | 0 | 0 | 0 | 0
DemandResponse | 0 | 0 | 0 | 0 | 0 | 0
IGCC-CCS | 0 | 0 | 0 | 0 | 0 | 0
WT_off | 0 | 0 | 0 | 0 | 0 | 0
PseudoUnit | 0 | 0 | 0 | 0 | 0 | 0
FixedInterchange | 0 | 0 | 0 | 0 | 0 | 0
NOx Emissions (MMshortTons): MISO_W
ReportingType | 2015 | 2020 | 2025 | 2030 | 2035 | 2040
BM | 0 | 0 | 0 | 0 | 0 | 0
CC | 0 | 0 | 0 | 0 | 0 | 0
CSP | 0 | 0 | 0 | 0 | 0 | 0
CT | 0 | 0 | 0 | 0 | 0 | 0
Coal | 0.1 | 0.09 | 0.1 | 0.1 | 0.1 | 0.11
Geo | 0 | 0 | 0 | 0 | 0 | 0
H | 0 | 0 | 0 | 0 | 0 | 0
LFG | 0 | 0 | 0 | 0 | 0 | 0
Nuc | 0 | 0 | 0 | 0 | 0 | 0
PS | 0 | 0 | 0 | 0 | 0 | 0
PV | 0 | 0 | 0 | 0 | 0 | 0
PeakG | 0 | 0 | 0 | 0 | 0 | 0
PeakO | 0 | 0 | 0 | 0 | 0 | 0
ST | 0 | 0 | 0 | 0 | 0 | 0
STOG | 0 | 0 | 0 | 0 | 0 | 0
STWD | 0 | 0 | 0 | 0 | 0 | 0
WT | 0 | 0 | 0 | 0 | 0 | 0
IGCC | 0 | 0 | 0 | 0 | 0 | 0
DemandResponse | 0 | 0 | 0 | 0 | 0 | 0
IGCC-CCS | 0 | 0 | 0 | 0 | 0 | 0
WT_off | 0 | 0 | 0 | 0 | 0 | 0
PseudoUnit | 0 | 0 | 0 | 0 | 0 | 0
FixedInterchange | 0 | 0 | 0 | 0 | 0 | 0
NOx Emissions (MMshortTons): MISO_WUMS
ReportingType | 2015 | 2020 | 2025 | 2030 | 2035 | 2040
BM | 0 | 0 | 0 | 0 | 0 | 0
CC | 0 | 0 | 0 | 0 | 0 | 0
CSP | 0 | 0 | 0 | 0 | 0 | 0
CT | 0 | 0 | 0 | 0 | 0 | 0
Coal | 0.01 | 0.01 | 0.01 | 0.01 | 0.01 | 0.01
Geo | 0 | 0 | 0 | 0 | 0 | 0
H | 0 | 0 | 0 | 0 | 0 | 0
LFG | 0 | 0 | 0 | 0 | 0 | 0
Nuc | 0 | 0 | 0 | 0 | 0 | 0
PS | 0 | 0 | 0 | 0 | 0 | 0
PV | 0 | 0 | 0 | 0 | 0 | 0
PeakG | 0 | 0 | 0 | 0 | 0 | 0
PeakO | 0 | 0 | 0 | 0 | 0 | 0
ST | 0 | 0 | 0 | 0 | 0 | 0
STOG | 0 | 0 | 0 | 0 | 0 | 0
STWD | 0 | 0 | 0 | 0 | 0 | 0
WT | 0 | 0 | 0 | 0 | 0 | 0
IGCC | 0 | 0 | 0 | 0 | 0 | 0
DemandResponse | 0 | 0 | 0 | 0 | 0 | 0
IGCC-CCS | 0 | 0 | 0 | 0 | 0 | 0
WT_off | 0 | 0 | 0 | 0 | 0 | 0
PseudoUnit | 0 | 0 | 0 | 0 | 0 | 0
FixedInterchange | 0 | 0 | 0 | 0 | 0 | 0
NOx Emissions (MMshortTons): Nebraska
ReportingType | 2015 | 2020 | 2025 | 2030 | 2035 | 2040
BM | 0 | 0 | 0 | 0 | 0 | 0
CC | 0 | 0 | 0 | 0 | 0 | 0
CSP | 0 | 0 | 0 | 0 | 0 | 0
CT | 0 | 0 | 0 | 0 | 0 | 0
Coal | 0.04 | 0.04 | 0.04 | 0.04 | 0.05 | 0.05
Geo | 0 | 0 | 0 | 0 | 0 | 0
H | 0 | 0 | 0 | 0 | 0 | 0
LFG | 0 | 0 | 0 | 0 | 0 | 0
Nuc | 0 | 0 | 0 | 0 | 0 | 0
PS | 0 | 0 | 0 | 0 | 0 | 0
PV | 0 | 0 | 0 | 0 | 0 | 0
PeakG | 0 | 0 | 0 | 0 | 0 | 0
PeakO | 0 | 0 | 0 | 0 | 0 | 0
ST | 0 | 0 | 0 | 0 | 0 | 0
STOG | 0 | 0 | 0 | 0 | 0 | 0
STWD | 0 | 0 | 0 | 0 | 0 | 0
WT | 0 | 0 | 0 | 0 | 0 | 0
IGCC | 0 | 0 | 0 | 0 | 0 | 0
DemandResponse | 0 | 0 | 0 | 0 | 0 | 0
IGCC-CCS | 0 | 0 | 0 | 0 | 0 | 0
WT_off | 0 | 0 | 0 | 0 | 0 | 0
PseudoUnit | 0 | 0 | 0 | 0 | 0 | 0
FixedInterchange | 0 | 0 | 0 | 0 | 0 | 0
NOx Emissions (MMshortTons): NEISO
ReportingType | 2015 | 2020 | 2025 | 2030 | 2035 | 2040
BM | 0 | 0 | 0 | 0 | 0 | 0
CC | 0 | 0 | 0 | 0 | 0 | 0
CSP | 0 | 0 | 0 | 0 | 0 | 0
CT | 0 | 0 | 0 | 0 | 0 | 0
Coal | 0 | 0 | 0 | 0 | 0 | 0
Geo | 0 | 0 | 0 | 0 | 0 | 0
H | 0 | 0 | 0 | 0 | 0 | 0
LFG | 0 | 0 | 0 | 0 | 0 | 0
Nuc | 0 | 0 | 0 | 0 | 0 | 0
PS | 0 | 0 | 0 | 0 | 0 | 0
PV | 0 | 0 | 0 | 0 | 0 | 0
PeakG | 0 | 0 | 0 | 0 | 0 | 0
PeakO | 0 | 0 | 0 | 0 | 0 | 0
ST | 0 | 0 | 0 | 0 | 0 | 0
STOG | 0 | 0 | 0 | 0 | 0 | 0
STWD | 0 | 0 | 0 | 0 | 0 | 0
WT | 0 | 0 | 0 | 0 | 0 | 0
IGCC | 0 | 0 | 0 | 0 | 0 | 0
DemandResponse | 0 | 0 | 0 | 0 | 0 | 0
IGCC-CCS | 0 | 0 | 0 | 0 | 0 | 0
WT_off | 0 | 0 | 0 | 0 | 0 | 0
PseudoUnit | 0 | 0 | 0 | 0 | 0 | 0
FixedInterchange | 0 | 0 | 0 | 0 | 0 | 0
NOx Emissions (MMshortTons): NonRTO_Midwest
ReportingType | 2015 | 2020 | 2025 | 2030 | 2035 | 2040
BM | 0 | 0 | 0 | 0 | 0 | 0
CC | 0 | 0 | 0 | 0 | 0 | 0
CSP | 0 | 0 | 0 | 0 | 0 | 0
CT | 0 | 0 | 0 | 0 | 0 | 0
Coal | 0.05 | 0.05 | 0.05 | 0.05 | 0.05 | 0.05
Geo | 0 | 0 | 0 | 0 | 0 | 0
H | 0 | 0 | 0 | 0 | 0 | 0
LFG | 0 | 0 | 0 | 0 | 0 | 0
Nuc | 0 | 0 | 0 | 0 | 0 | 0
PS | 0 | 0 | 0 | 0 | 0 | 0
PV | 0 | 0 | 0 | 0 | 0 | 0
PeakG | 0 | 0 | 0 | 0 | 0 | 0
PeakO | 0 | 0 | 0 | 0 | 0 | 0
ST | 0 | 0 | 0 | 0 | 0 | 0
STOG | 0 | 0 | 0 | 0 | 0 | 0
STWD | 0 | 0 | 0 | 0 | 0 | 0
WT | 0 | 0 | 0 | 0 | 0 | 0
IGCC | 0 | 0 | 0 | 0 | 0 | 0
DemandResponse | 0 | 0 | 0 | 0 | 0 | 0
IGCC-CCS | 0 | 0 | 0 | 0 | 0 | 0
WT_off | 0 | 0 | 0 | 0 | 0 | 0
PseudoUnit | 0 | 0 | 0 | 0 | 0 | 0
FixedInterchange | 0 | 0 | 0 | 0 | 0 | 0
NOx Emissions (MMshortTons): NYISO_A-F
ReportingType | 2015 | 2020 | 2025 | 2030 | 2035 | 2040
BM | 0 | 0 | 0 | 0 | 0 | 0
CC | 0 | 0 | 0 | 0 | 0 | 0
CSP | 0 | 0 | 0 | 0 | 0 | 0
CT | 0 | 0 | 0 | 0 | 0 | 0
Coal | 0 | 0 | 0 | 0 | 0 | 0
Geo | 0 | 0 | 0 | 0 | 0 | 0
H | 0 | 0 | 0 | 0 | 0 | 0
LFG | 0 | 0 | 0 | 0 | 0 | 0
Nuc | 0 | 0 | 0 | 0 | 0 | 0
PS | 0 | 0 | 0 | 0 | 0 | 0
PV | 0 | 0 | 0 | 0 | 0 | 0
PeakG | 0 | 0 | 0 | 0 | 0 | 0
PeakO | 0 | 0 | 0 | 0 | 0 | 0
ST | 0 | 0 | 0 | 0 | 0 | 0
STOG | 0 | 0 | 0 | 0 | 0 | 0
STWD | 0 | 0 | 0 | 0 | 0 | 0
WT | 0 | 0 | 0 | 0 | 0 | 0
IGCC | 0 | 0 | 0 | 0 | 0 | 0
DemandResponse | 0 | 0 | 0 | 0 | 0 | 0
IGCC-CCS | 0 | 0 | 0 | 0 | 0 | 0
WT_off | 0 | 0 | 0 | 0 | 0 | 0
PseudoUnit | 0 | 0 | 0 | 0 | 0 | 0
FixedInterchange | 0 | 0 | 0 | 0 | 0 | 0
NOx Emissions (MMshortTons): NYISO_G-I
ReportingType | 2015 | 2020 | 2025 | 2030 | 2035 | 2040
BM | 0 | 0 | 0 | 0 | 0 | 0
CC | 0 | 0 | 0 | 0 | 0 | 0
CSP | 0 | 0 | 0 | 0 | 0 | 0
CT | 0 | 0 | 0 | 0 | 0 | 0
Coal | 0 | 0 | 0 | 0 | 0 | 0
Geo | 0 | 0 | 0 | 0 | 0 | 0
H | 0 | 0 | 0 | 0 | 0 | 0
LFG | 0 | 0 | 0 | 0 | 0 | 0
Nuc | 0 | 0 | 0 | 0 | 0 | 0
PS | 0 | 0 | 0 | 0 | 0 | 0
PV | 0 | 0 | 0 | 0 | 0 | 0
PeakG | 0 | 0 | 0 | 0 | 0 | 0
PeakO | 0 | 0 | 0 | 0 | 0 | 0
ST | 0 | 0 | 0 | 0 | 0 | 0
STOG | 0 | 0 | 0 | 0 | 0 | 0
STWD | 0 | 0 | 0 | 0 | 0 | 0
WT | 0 | 0 | 0 | 0 | 0 | 0
IGCC | 0 | 0 | 0 | 0 | 0 | 0
DemandResponse | 0 | 0 | 0 | 0 | 0 | 0
IGCC-CCS | 0 | 0 | 0 | 0 | 0 | 0
WT_off | 0 | 0 | 0 | 0 | 0 | 0
PseudoUnit | 0 | 0 | 0 | 0 | 0 | 0
FixedInterchange | 0 | 0 | 0 | 0 | 0 | 0
NOx Emissions (MMshortTons): NYISO_J-K
ReportingType | 2015 | 2020 | 2025 | 2030 | 2035 | 2040
BM | 0 | 0 | 0 | 0 | 0 | 0
CC | 0 | 0 | 0 | 0 | 0 | 0
CSP | 0 | 0 | 0 | 0 | 0 | 0
CT | 0 | 0 | 0 | 0 | 0 | 0
Coal | 0 | 0 | 0 | 0 | 0 | 0
Geo | 0 | 0 | 0 | 0 | 0 | 0
H | 0 | 0 | 0 | 0 | 0 | 0
LFG | 0 | 0 | 0 | 0 | 0 | 0
Nuc | 0 | 0 | 0 | 0 | 0 | 0
PS | 0 | 0 | 0 | 0 | 0 | 0
PV | 0 | 0 | 0 | 0 | 0 | 0
PeakG | 0 | 0 | 0 | 0 | 0 | 0
PeakO | 0 | 0 | 0 | 0 | 0 | 0
ST | 0 | 0 | 0 | 0 | 0 | 0
STOG | 0 | 0 | 0 | 0 | 0 | 0
STWD | 0 | 0 | 0 | 0 | 0 | 0
WT | 0 | 0 | 0 | 0 | 0 | 0
IGCC | 0 | 0 | 0 | 0 | 0 | 0
DemandResponse | 0 | 0 | 0 | 0 | 0 | 0
IGCC-CCS | 0 | 0 | 0 | 0 | 0 | 0
WT_off | 0 | 0 | 0 | 0 | 0 | 0
PseudoUnit | 0 | 0 | 0 | 0 | 0 | 0
FixedInterchange | 0 | 0 | 0 | 0 | 0 | 0
NOx Emissions (MMshortTons): PJM_E
ReportingType | 2015 | 2020 | 2025 | 2030 | 2035 | 2040
BM | 0 | 0 | 0 | 0 | 0 | 0
CC | 0 | 0 | 0 | 0 | 0 | 0
CSP | 0 | 0 | 0 | 0 | 0 | 0
CT | 0 | 0 | 0 | 0 | 0 | 0
Coal | 0 | 0 | 0 | 0 | 0 | 0
Geo | 0 | 0 | 0 | 0 | 0 | 0
H | 0 | 0 | 0 | 0 | 0 | 0
LFG | 0 | 0 | 0 | 0 | 0 | 0
Nuc | 0 | 0 | 0 | 0 | 0 | 0
PS | 0 | 0 | 0 | 0 | 0 | 0
PV | 0 | 0 | 0 | 0 | 0 | 0
PeakG | 0 | 0 | 0 | 0 | 0 | 0
PeakO | 0 | 0 | 0 | 0 | 0 | 0
ST | 0 | 0 | 0 | 0 | 0 | 0
STOG | 0 | 0 | 0 | 0 | 0 | 0
STWD | 0 | 0 | 0 | 0 | 0 | 0
WT | 0 | 0 | 0 | 0 | 0 | 0
IGCC | 0 | 0 | 0 | 0 | 0 | 0
DemandResponse | 0 | 0 | 0 | 0 | 0 | 0
IGCC-CCS | 0 | 0 | 0 | 0 | 0 | 0
WT_off | 0 | 0 | 0 | 0 | 0 | 0
PseudoUnit | 0 | 0 | 0 | 0 | 0 | 0
FixedInterchange | 0 | 0 | 0 | 0 | 0 | 0
NOx Emissions (MMshortTons): PJM_ROM
ReportingType | 2015 | 2020 | 2025 | 2030 | 2035 | 2040
BM | 0 | 0 | 0 | 0 | 0 | 0
CC | 0 | 0 | 0 | 0 | 0 | 0.01
CSP | 0 | 0 | 0 | 0 | 0 | 0
CT | 0 | 0 | 0 | 0 | 0 | 0
Coal | 0.04 | 0.04 | 0.04 | 0.04 | 0.04 | 0.04
Geo | 0 | 0 | 0 | 0 | 0 | 0
H | 0 | 0 | 0 | 0 | 0 | 0
LFG | 0 | 0 | 0 | 0 | 0 | 0
Nuc | 0 | 0 | 0 | 0 | 0 | 0
PS | 0 | 0 | 0 | 0 | 0 | 0
PV | 0 | 0 | 0 | 0 | 0 | 0
PeakG | 0 | 0 | 0 | 0 | 0 | 0
PeakO | 0 | 0 | 0 | 0 | 0 | 0
ST | 0 | 0 | 0 | 0 | 0 | 0
STOG | 0 | 0 | 0 | 0 | 0 | 0
STWD | 0 | 0 | 0 | 0 | 0 | 0
WT | 0 | 0 | 0 | 0 | 0 | 0
IGCC | 0 | 0 | 0 | 0 | 0 | 0
DemandResponse | 0 | 0 | 0 | 0 | 0 | 0
IGCC-CCS | 0 | 0 | 0 | 0 | 0 | 0
WT_off | 0 | 0 | 0 | 0 | 0 | 0
PseudoUnit | 0 | 0 | 0 | 0 | 0 | 0
FixedInterchange | 0 | 0 | 0 | 0 | 0 | 0
NOx Emissions (MMshortTons): PJM_ROR
ReportingType | 2015 | 2020 | 2025 | 2030 | 2035 | 2040
BM | 0 | 0 | 0 | 0 | 0 | 0
CC | 0 | 0.01 | 0.01 | 0.01 | 0.01 | 0.01
CSP | 0 | 0 | 0 | 0 | 0 | 0
CT | 0 | 0 | 0 | 0 | 0 | 0
Coal | 0.3 | 0.24 | 0.26 | 0.27 | 0.28 | 0.28
Geo | 0 | 0 | 0 | 0 | 0 | 0
H | 0 | 0 | 0 | 0 | 0 | 0
LFG | 0 | 0 | 0 | 0 | 0 | 0
Nuc | 0 | 0 | 0 | 0 | 0 | 0
PS | 0 | 0 | 0 | 0 | 0 | 0
PV | 0 | 0 | 0 | 0 | 0 | 0
PeakG | 0 | 0 | 0 | 0 | 0 | 0
PeakO | 0 | 0 | 0 | 0 | 0 | 0
ST | 0 | 0 | 0 | 0 | 0 | 0
STOG | 0 | 0 | 0 | 0 | 0 | 0
STWD | 0 | 0 | 0 | 0 | 0 | 0
WT | 0 | 0 | 0 | 0 | 0 | 0
IGCC | 0 | 0 | 0 | 0 | 0 | 0
DemandResponse | 0 | 0 | 0 | 0 | 0 | 0
IGCC-CCS | 0 | 0 | 0 | 0 | 0 | 0
WT_off | 0 | 0 | 0 | 0 | 0 | 0
PseudoUnit | 0 | 0 | 0 | 0 | 0 | 0
FixedInterchange | 0 | 0 | 0 | 0 | 0 | 0
NOx Emissions (MMshortTons): SOCO
ReportingType | 2015 | 2020 | 2025 | 2030 | 2035 | 2040
BM | 0 | 0 | 0 | 0 | 0 | 0
CC | 0.01 | 0.01 | 0.01 | 0.01 | 0.01 | 0.01
CSP | 0 | 0 | 0 | 0 | 0 | 0
CT | 0 | 0 | 0 | 0 | 0 | 0
Coal | 0.06 | 0.06 | 0.07 | 0.07 | 0.08 | 0.09
Geo | 0 | 0 | 0 | 0 | 0 | 0
H | 0 | 0 | 0 | 0 | 0 | 0
LFG | 0 | 0 | 0 | 0 | 0 | 0
Nuc | 0 | 0 | 0 | 0 | 0 | 0
PS | 0 | 0 | 0 | 0 | 0 | 0
PV | 0 | 0 | 0 | 0 | 0 | 0
PeakG | 0 | 0 | 0 | 0 | 0 | 0
PeakO | 0 | 0 | 0 | 0 | 0 | 0
ST | 0 | 0 | 0 | 0 | 0 | 0
STOG | 0 | 0 | 0 | 0 | 0 | 0
STWD | 0 | 0 | 0 | 0 | 0 | 0
WT | 0 | 0 | 0 | 0 | 0 | 0
IGCC | 0 | 0 | 0 | 0 | 0 | 0
DemandResponse | 0 | 0 | 0 | 0 | 0 | 0
IGCC-CCS | 0 | 0 | 0 | 0 | 0 | 0
WT_off | 0 | 0 | 0 | 0 | 0 | 0
PseudoUnit | 0 | 0 | 0 | 0 | 0 | 0
FixedInterchange | 0 | 0 | 0 | 0 | 0 | 0
NOx Emissions (MMshortTons): SPP_N
ReportingType | 2015 | 2020 | 2025 | 2030 | 2035 | 2040
BM | 0 | 0 | 0 | 0 | 0 | 0
CC | 0 | 0 | 0 | 0 | 0 | 0
CSP | 0 | 0 | 0 | 0 | 0 | 0
CT | 0 | 0 | 0 | 0 | 0 | 0
Coal | 0.07 | 0.07 | 0.07 | 0.07 | 0.07 | 0.07
Geo | 0 | 0 | 0 | 0 | 0 | 0
H | 0 | 0 | 0 | 0 | 0 | 0
LFG | 0 | 0 | 0 | 0 | 0 | 0
Nuc | 0 | 0 | 0 | 0 | 0 | 0
PS | 0 | 0 | 0 | 0 | 0 | 0
PV | 0 | 0 | 0 | 0 | 0 | 0
PeakG | 0 | 0 | 0 | 0 | 0 | 0
PeakO | 0 | 0 | 0 | 0 | 0 | 0
ST | 0 | 0 | 0 | 0 | 0 | 0
STOG | 0 | 0 | 0 | 0 | 0 | 0
STWD | 0 | 0 | 0 | 0 | 0 | 0
WT | 0 | 0 | 0 | 0 | 0 | 0
IGCC | 0 | 0 | 0 | 0 | 0 | 0
DemandResponse | 0 | 0 | 0 | 0 | 0 | 0
IGCC-CCS | 0 | 0 | 0 | 0 | 0 | 0
WT_off | 0 | 0 | 0 | 0 | 0 | 0
PseudoUnit | 0 | 0 | 0 | 0 | 0 | 0
FixedInterchange | 0 | 0 | 0 | 0 | 0 | 0
NOx Emissions (MMshortTons): SPP_S
ReportingType | 2015 | 2020 | 2025 | 2030 | 2035 | 2040
BM | 0 | 0 | 0 | 0 | 0 | 0
CC | 0 | 0 | 0 | 0.01 | 0 | 0
CSP | 0 | 0 | 0 | 0 | 0 | 0
CT | 0 | 0 | 0 | 0 | 0 | 0
Coal | 0.1 | 0.09 | 0.11 | 0.11 | 0.11 | 0.11
Geo | 0 | 0 | 0 | 0 | 0 | 0
H | 0 | 0 | 0 | 0 | 0 | 0
LFG | 0 | 0 | 0 | 0 | 0 | 0
Nuc | 0 | 0 | 0 | 0 | 0 | 0
PS | 0 | 0 | 0 | 0 | 0 | 0
PV | 0 | 0 | 0 | 0 | 0 | 0
PeakG | 0 | 0 | 0 | 0 | 0 | 0
PeakO | 0 | 0 | 0 | 0 | 0 | 0
ST | 0 | 0 | 0 | 0 | 0 | 0
STOG | 0 | 0 | 0 | 0 | 0 | 0
STWD | 0 | 0 | 0 | 0 | 0 | 0
WT | 0 | 0 | 0 | 0 | 0 | 0
IGCC | 0 | 0 | 0 | 0 | 0 | 0
DemandResponse | 0 | 0 | 0 | 0 | 0 | 0
IGCC-CCS | 0 | 0 | 0 | 0 | 0 | 0
WT_off | 0 | 0 | 0 | 0 | 0 | 0
PseudoUnit | 0 | 0 | 0 | 0 | 0 | 0
FixedInterchange | 0 | 0 | 0 | 0 | 0 | 0
NOx Emissions (MMshortTons): TVA
ReportingType | 2015 | 2020 | 2025 | 2030 | 2035 | 2040
BM | 0 | 0 | 0 | 0 | 0 | 0
CC | 0 | 0 | 0 | 0 | 0 | 0
CSP | 0 | 0 | 0 | 0 | 0 | 0
CT | 0 | 0 | 0 | 0 | 0 | 0
Coal | 0.07 | 0.06 | 0.06 | 0.06 | 0.07 | 0.08
Geo | 0 | 0 | 0 | 0 | 0 | 0
H | 0 | 0 | 0 | 0 | 0 | 0
LFG | 0 | 0 | 0 | 0 | 0 | 0
Nuc | 0 | 0 | 0 | 0 | 0 | 0
PS | 0 | 0 | 0 | 0 | 0 | 0
PV | 0 | 0 | 0 | 0 | 0 | 0
PeakG | 0 | 0 | 0 | 0 | 0 | 0
PeakO | 0 | 0 | 0 | 0 | 0 | 0
ST | 0 | 0 | 0 | 0 | 0 | 0
STOG | 0 | 0 | 0 | 0 | 0 | 0
STWD | 0 | 0 | 0 | 0 | 0 | 0
WT | 0 | 0 | 0 | 0 | 0 | 0
IGCC | 0 | 0 | 0 | 0 | 0 | 0
DemandResponse | 0 | 0 | 0 | 0 | 0 | 0
IGCC-CCS | 0 | 0 | 0 | 0 | 0 | 0
WT_off | 0 | 0 | 0 | 0 | 0 | 0
PseudoUnit | 0 | 0 | 0 | 0 | 0 | 0
FixedInterchange | 0 | 0 | 0 | 0 | 0 | 0
NOx Emissions (MMshortTons): TVA_Transmission
ReportingType | 2015 | 2020 | 2025 | 2030 | 2035 | 2040
BM | 0 | 0 | 0 | 0 | 0 | 0
CC | 0 | 0 | 0 | 0 | 0 | 0
CSP | 0 | 0 | 0 | 0 | 0 | 0
CT | 0 | 0 | 0 | 0 | 0 | 0
Coal | 0 | 0 | 0 | 0 | 0 | 0
Geo | 0 | 0 | 0 | 0 | 0 | 0
H | 0 | 0 | 0 | 0 | 0 | 0
LFG | 0 | 0 | 0 | 0 | 0 | 0
Nuc | 0 | 0 | 0 | 0 | 0 | 0
PS | 0 | 0 | 0 | 0 | 0 | 0
PV | 0 | 0 | 0 | 0 | 0 | 0
PeakG | 0 | 0 | 0 | 0 | 0 | 0
PeakO | 0 | 0 | 0 | 0 | 0 | 0
ST | 0 | 0 | 0 | 0 | 0 | 0
STOG | 0 | 0 | 0 | 0 | 0 | 0
STWD | 0 | 0 | 0 | 0 | 0 | 0
WT | 0 | 0 | 0 | 0 | 0 | 0
IGCC | 0 | 0 | 0 | 0 | 0 | 0
DemandResponse | 0 | 0 | 0 | 0 | 0 | 0
IGCC-CCS | 0 | 0 | 0 | 0 | 0 | 0
WT_off | 0 | 0 | 0 | 0 | 0 | 0
PseudoUnit | 0 | 0 | 0 | 0 | 0 | 0
FixedInterchange | 0 | 0 | 0 | 0 | 0 | 0
NOx Emissions (MMshortTons): VACAR
ReportingType | 2015 | 2020 | 2025 | 2030 | 2035 | 2040
BM | 0 | 0 | 0 | 0 | 0 | 0
CC | 0 | 0 | 0 | 0 | 0.01 | 0.01
CSP | 0 | 0 | 0 | 0 | 0 | 0
CT | 0 | 0 | 0 | 0 | 0 | 0
Coal | 0.04 | 0.03 | 0.04 | 0.05 | 0.05 | 0.05
Geo | 0 | 0 | 0 | 0 | 0 | 0
H | 0 | 0 | 0 | 0 | 0 | 0
LFG | 0 | 0 | 0 | 0 | 0 | 0
Nuc | 0 | 0 | 0 | 0 | 0 | 0
PS | 0 | 0 | 0 | 0 | 0 | 0
PV | 0 | 0 | 0 | 0 | 0 | 0
PeakG | 0 | 0 | 0 | 0 | 0 | 0
PeakO | 0 | 0 | 0 | 0 | 0 | 0
ST | 0 | 0 | 0 | 0 | 0 | 0
STOG | 0 | 0 | 0 | 0 | 0 | 0
STWD | 0 | 0 | 0 | 0 | 0 | 0
WT | 0 | 0 | 0 | 0 | 0 | 0
IGCC | 0 | 0 | 0 | 0 | 0 | 0
DemandResponse | 0 | 0 | 0 | 0 | 0 | 0
IGCC-CCS | 0 | 0 | 0 | 0 | 0 | 0
WT_off | 0 | 0 | 0 | 0 | 0 | 0
PseudoUnit | 0 | 0 | 0 | 0 | 0 | 0
FixedInterchange | 0 | 0 | 0 | 0 | 0 | 0
NOx Emissions (MMshortTons): IESO
ReportingType | 2015 | 2020 | 2025 | 2030 | 2035 | 2040
BM | 0 | 0 | 0 | 0 | 0 | 0
CC | 0 | 0 | 0 | 0 | 0 | 0
CSP | 0 | 0 | 0 | 0 | 0 | 0
CT | 0 | 0 | 0 | 0 | 0 | 0
Coal | 0 | 0 | 0 | 0 | 0 | 0
Geo | 0 | 0 | 0 | 0 | 0 | 0
H | 0 | 0 | 0 | 0 | 0 | 0
LFG | 0 | 0 | 0 | 0 | 0 | 0
Nuc | 0 | 0 | 0 | 0 | 0 | 0
PS | 0 | 0 | 0 | 0 | 0 | 0
PV | 0 | 0 | 0 | 0 | 0 | 0
PeakG | 0 | 0 | 0 | 0 | 0 | 0
PeakO | 0 | 0 | 0 | 0 | 0 | 0
ST | 0 | 0 | 0 | 0 | 0 | 0
STOG | 0 | 0 | 0 | 0 | 0 | 0
STWD | 0 | 0 | 0 | 0 | 0 | 0
WT | 0 | 0 | 0 | 0 | 0 | 0
IGCC | 0 | 0 | 0 | 0 | 0 | 0
DemandResponse | 0 | 0 | 0 | 0 | 0 | 0
IGCC-CCS | 0 | 0 | 0 | 0 | 0 | 0
WT_off | 0 | 0 | 0 | 0 | 0 | 0
PseudoUnit | 0 | 0 | 0 | 0 | 0 | 0
FixedInterchange | 0 | 0 | 0 | 0 | 0 | 0
NOx Emissions (MMshortTons): MAPP_CA
ReportingType | 2015 | 2020 | 2025 | 2030 | 2035 | 2040
BM | 0 | 0 | 0 | 0 | 0 | 0
CC | 0 | 0 | 0 | 0 | 0 | 0
CSP | 0 | 0 | 0 | 0 | 0 | 0
CT | 0 | 0 | 0 | 0 | 0 | 0
Coal | 0 | 0 | 0 | 0 | 0 | 0
Geo | 0 | 0 | 0 | 0 | 0 | 0
H | 0 | 0 | 0 | 0 | 0 | 0
LFG | 0 | 0 | 0 | 0 | 0 | 0
Nuc | 0 | 0 | 0 | 0 | 0 | 0
PS | 0 | 0 | 0 | 0 | 0 | 0
PV | 0 | 0 | 0 | 0 | 0 | 0
PeakG | 0 | 0 | 0 | 0 | 0 | 0
PeakO | 0 | 0 | 0 | 0 | 0 | 0
ST | 0 | 0 | 0 | 0 | 0 | 0
STOG | 0 | 0 | 0 | 0 | 0 | 0
STWD | 0 | 0 | 0 | 0 | 0 | 0
WT | 0 | 0 | 0 | 0 | 0 | 0
IGCC | 0 | 0 | 0 | 0 | 0 | 0
DemandResponse | 0 | 0 | 0 | 0 | 0 | 0
IGCC-CCS | 0 | 0 | 0 | 0 | 0 | 0
WT_off | 0 | 0 | 0 | 0 | 0 | 0
PseudoUnit | 0 | 0 | 0 | 0 | 0 | 0
FixedInterchange | 0 | 0 | 0 | 0 | 0 | 0
NOx Emissions (MMshortTons): AZ_NM_SNV_Coal
ReportingType | 2015 | 2020 | 2025 | 2030 | 2035 | 2040
BM | 0 | 0 | 0 | 0 | 0 | 0
CC | 0 | 0 | 0 | 0 | 0 | 0
CSP | 0 | 0 | 0 | 0 | 0 | 0
CT | 0 | 0 | 0 | 0 | 0 | 0
Coal | 0.12 | 0.12 | 0.12 | 0.12 | 0.12 | 0.14
Geo | 0 | 0 | 0 | 0 | 0 | 0
H | 0 | 0 | 0 | 0 | 0 | 0
LFG | 0 | 0 | 0 | 0 | 0 | 0
Nuc | 0 | 0 | 0 | 0 | 0 | 0
PS | 0 | 0 | 0 | 0 | 0 | 0
PV | 0 | 0 | 0 | 0 | 0 | 0
PeakG | 0 | 0 | 0 | 0 | 0 | 0
PeakO | 0 | 0 | 0 | 0 | 0 | 0
ST | 0 | 0 | 0 | 0 | 0 | 0
STOG | 0 | 0 | 0 | 0 | 0 | 0
STWD | 0 | 0 | 0 | 0 | 0 | 0
WT | 0 | 0 | 0 | 0 | 0 | 0
IGCC | 0 | 0 | 0 | 0 | 0 | 0
DemandResponse | 0 | 0 | 0 | 0 | 0 | 0
IGCC-CCS | 0 | 0 | 0 | 0 | 0 | 0
WT_off | 0 | 0 | 0 | 0 | 0 | 0
PseudoUnit | 0 | 0 | 0 | 0 | 0 | 0
FixedInterchange | 0 | 0 | 0 | 0 | 0 | 0
NOx Emissions (MMshortTons): AZ_NM_SNV_Gas
ReportingType | 2015 | 2020 | 2025 | 2030 | 2035 | 2040
BM | 0 | 0 | 0 | 0 | 0 | 0
CC | 0.01 | 0.01 | 0.01 | 0.01 | 0.01 | 0.01
CSP | 0 | 0 | 0 | 0 | 0 | 0
CT | 0 | 0 | 0 | 0 | 0 | 0
Coal | 0 | 0 | 0 | 0 | 0 | 0
Geo | 0 | 0 | 0 | 0 | 0 | 0
H | 0 | 0 | 0 | 0 | 0 | 0
LFG | 0 | 0 | 0 | 0 | 0 | 0
Nuc | 0 | 0 | 0 | 0 | 0 | 0
PS | 0 | 0 | 0 | 0 | 0 | 0
PV | 0 | 0 | 0 | 0 | 0 | 0
PeakG | 0 | 0 | 0 | 0 | 0 | 0
PeakO | 0 | 0 | 0 | 0 | 0 | 0
ST | 0 | 0 | 0 | 0 | 0 | 0
STOG | 0 | 0 | 0 | 0 | 0 | 0
STWD | 0 | 0 | 0 | 0 | 0 | 0
WT | 0 | 0 | 0 | 0 | 0 | 0
IGCC | 0 | 0 | 0 | 0 | 0 | 0
DemandResponse | 0 | 0 | 0 | 0 | 0 | 0
IGCC-CCS | 0 | 0 | 0 | 0 | 0 | 0
WT_off | 0 | 0 | 0 | 0 | 0 | 0
PseudoUnit | 0 | 0 | 0 | 0 | 0 | 0
FixedInterchange | 0 | 0 | 0 | 0 | 0 | 0
NOx Emissions (MMshortTons): AZ_NM_SNV_NucRenew
ReportingType | 2015 | 2020 | 2025 | 2030 | 2035 | 2040
BM | 0 | 0 | 0 | 0 | 0 | 0
CC | 0 | 0 | 0 | 0 | 0 | 0
CSP | 0 | 0 | 0 | 0 | 0 | 0
CT | 0 | 0 | 0 | 0 | 0 | 0
Coal | 0 | 0 | 0 | 0 | 0 | 0
Geo | 0 | 0 | 0 | 0 | 0 | 0
H | 0 | 0 | 0 | 0 | 0 | 0
LFG | 0 | 0 | 0 | 0 | 0 | 0
Nuc | 0 | 0 | 0 | 0 | 0 | 0
PS | 0 | 0 | 0 | 0 | 0 | 0
PV | 0 | 0 | 0 | 0 | 0 | 0
PeakG | 0 | 0 | 0 | 0 | 0 | 0
PeakO | 0 | 0 | 0 | 0 | 0 | 0
ST | 0 | 0 | 0 | 0 | 0 | 0
STOG | 0 | 0 | 0 | 0 | 0 | 0
STWD | 0 | 0 | 0 | 0 | 0 | 0
WT | 0 | 0 | 0 | 0 | 0 | 0
IGCC | 0 | 0 | 0 | 0 | 0 | 0
DemandResponse | 0 | 0 | 0 | 0 | 0 | 0
IGCC-CCS | 0 | 0 | 0 | 0 | 0 | 0
WT_off | 0 | 0 | 0 | 0 | 0 | 0
PseudoUnit | 0 | 0 | 0 | 0 | 0 | 0
FixedInterchange | 0 | 0 | 0 | 0 | 0 | 0
NOx Emissions (MMshortTons): ERCOT
ReportingType | 2015 | 2020 | 2025 | 2030 | 2035 | 2040
BM | 0 | 0 | 0 | 0 | 0 | 0
CC | 0.01 | 0.01 | 0.01 | 0.01 | 0.01 | 0.01
CSP | 0 | 0 | 0 | 0 | 0 | 0
CT | 0 | 0 | 0 | 0 | 0 | 0
Coal | 0.06 | 0.08 | 0.09 | 0.09 | 0.09 | 0.09
Geo | 0 | 0 | 0 | 0 | 0 | 0
H | 0 | 0 | 0 | 0 | 0 | 0
LFG | 0 | 0 | 0 | 0 | 0 | 0
Nuc | 0 | 0 | 0 | 0 | 0 | 0
PS | 0 | 0 | 0 | 0 | 0 | 0
PV | 0 | 0 | 0 | 0 | 0 | 0
PeakG | 0 | 0 | 0 | 0 | 0 | 0
PeakO | 0 | 0 | 0 | 0 | 0 | 0
ST | 0 | 0 | 0 | 0 | 0 | 0
STOG | 0.01 | 0.01 | 0.01 | 0 | 0 | 0
STWD | 0 | 0 | 0 | 0 | 0 | 0
WT | 0 | 0 | 0 | 0 | 0 | 0
IGCC | 0 | 0 | 0 | 0 | 0 | 0
DemandResponse | 0 | 0 | 0 | 0 | 0 | 0
IGCC-CCS | 0 | 0 | 0 | 0 | 0 | 0
WT_off | 0 | 0 | 0 | 0 | 0 | 0
PseudoUnit | 0 | 0 | 0 | 0 | 0 | 0
FixedInterchange | 0 | 0 | 0 | 0 | 0 | 0
NOx Emissions (MMshortTons): NP15
ReportingType | 2015 | 2020 | 2025 | 2030 | 2035 | 2040
BM | 0 | 0 | 0 | 0 | 0 | 0
CC | 0 | 0 | 0 | 0 | 0 | 0
CSP | 0 | 0 | 0 | 0 | 0 | 0
CT | 0 | 0 | 0 | 0 | 0 | 0
Coal | 0 | 0 | 0 | 0 | 0 | 0
Geo | 0 | 0 | 0 | 0 | 0 | 0
H | 0 | 0 | 0 | 0 | 0 | 0
LFG | 0 | 0 | 0 | 0 | 0 | 0
Nuc | 0 | 0 | 0 | 0 | 0 | 0
PS | 0 | 0 | 0 | 0 | 0 | 0
PV | 0 | 0 | 0 | 0 | 0 | 0
PeakG | 0 | 0 | 0 | 0 | 0 | 0
PeakO | 0 | 0 | 0 | 0 | 0 | 0
ST | 0 | 0 | 0 | 0 | 0 | 0
STOG | 0 | 0 | 0 | 0 | 0 | 0
STWD | 0 | 0 | 0 | 0 | 0 | 0
WT | 0 | 0 | 0 | 0 | 0 | 0
IGCC | 0 | 0 | 0 | 0 | 0 | 0
DemandResponse | 0 | 0 | 0 | 0 | 0 | 0
IGCC-CCS | 0 | 0 | 0 | 0 | 0 | 0
WT_off | 0 | 0 | 0 | 0 | 0 | 0
PseudoUnit | 0 | 0 | 0 | 0 | 0 | 0
FixedInterchange | 0 | 0 | 0 | 0 | 0 | 0
NOx Emissions (MMshortTons): NWPP_Coal
ReportingType | 2015 | 2020 | 2025 | 2030 | 2035 | 2040
BM | 0 | 0 | 0 | 0 | 0 | 0
CC | 0 | 0 | 0 | 0 | 0 | 0
CSP | 0 | 0 | 0 | 0 | 0 | 0
CT | 0 | 0 | 0 | 0 | 0 | 0
Coal | 0.15 | 0.15 | 0.15 | 0.15 | 0.15 | 0.15
Geo | 0 | 0 | 0 | 0 | 0 | 0
H | 0 | 0 | 0 | 0 | 0 | 0
LFG | 0 | 0 | 0 | 0 | 0 | 0
Nuc | 0 | 0 | 0 | 0 | 0 | 0
PS | 0 | 0 | 0 | 0 | 0 | 0
PV | 0 | 0 | 0 | 0 | 0 | 0
PeakG | 0 | 0 | 0 | 0 | 0 | 0
PeakO | 0 | 0 | 0 | 0 | 0 | 0
ST | 0 | 0 | 0 | 0 | 0 | 0
STOG | 0 | 0 | 0 | 0 | 0 | 0
STWD | 0 | 0 | 0 | 0 | 0 | 0
WT | 0 | 0 | 0 | 0 | 0 | 0
IGCC | 0 | 0 | 0 | 0 | 0 | 0
DemandResponse | 0 | 0 | 0 | 0 | 0 | 0
IGCC-CCS | 0 | 0 | 0 | 0 | 0 | 0
WT_off | 0 | 0 | 0 | 0 | 0 | 0
PseudoUnit | 0 | 0 | 0 | 0 | 0 | 0
FixedInterchange | 0 | 0 | 0 | 0 | 0 | 0
NOx Emissions (MMshortTons): NWPP_Gas
ReportingType | 2015 | 2020 | 2025 | 2030 | 2035 | 2040
BM | 0 | 0 | 0 | 0 | 0 | 0
CC | 0 | 0 | 0 | 0.01 | 0.01 | 0.01
CSP | 0 | 0 | 0 | 0 | 0 | 0
CT | 0 | 0 | 0 | 0 | 0 | 0
Coal | 0 | 0 | 0 | 0 | 0 | 0
Geo | 0 | 0 | 0 | 0 | 0 | 0
H | 0 | 0 | 0 | 0 | 0 | 0
LFG | 0 | 0 | 0 | 0 | 0 | 0
Nuc | 0 | 0 | 0 | 0 | 0 | 0
PS | 0 | 0 | 0 | 0 | 0 | 0
PV | 0 | 0 | 0 | 0 | 0 | 0
PeakG | 0 | 0 | 0 | 0 | 0 | 0
PeakO | 0 | 0 | 0 | 0 | 0 | 0
ST | 0 | 0 | 0 | 0 | 0 | 0
STOG | 0 | 0 | 0 | 0 | 0 | 0
STWD | 0 | 0 | 0 | 0 | 0 | 0
WT | 0 | 0 | 0 | 0 | 0 | 0
IGCC | 0 | 0 | 0 | 0 | 0 | 0
DemandResponse | 0 | 0 | 0 | 0 | 0 | 0
IGCC-CCS | 0 | 0 | 0 | 0 | 0 | 0
WT_off | 0 | 0 | 0 | 0 | 0 | 0
PseudoUnit | 0 | 0 | 0 | 0 | 0 | 0
FixedInterchange | 0 | 0 | 0 | 0 | 0 | 0
NOx Emissions (MMshortTons): NWPP_NucRenew
ReportingType | 2015 | 2020 | 2025 | 2030 | 2035 | 2040
BM | 0 | 0 | 0 | 0 | 0 | 0
CC | 0 | 0 | 0 | 0 | 0 | 0
CSP | 0 | 0 | 0 | 0 | 0 | 0
CT | 0 | 0 | 0 | 0 | 0 | 0
Coal | 0 | 0 | 0 | 0 | 0 | 0
Geo | 0 | 0 | 0 | 0 | 0 | 0
H | 0 | 0 | 0 | 0 | 0 | 0
LFG | 0 | 0 | 0 | 0 | 0 | 0
Nuc | 0 | 0 | 0 | 0 | 0 | 0
PS | 0 | 0 | 0 | 0 | 0 | 0
PV | 0 | 0 | 0 | 0 | 0 | 0
PeakG | 0 | 0 | 0 | 0 | 0 | 0
PeakO | 0 | 0 | 0 | 0 | 0 | 0
ST | 0 | 0 | 0 | 0 | 0 | 0
STOG | 0 | 0 | 0 | 0 | 0 | 0
STWD | 0 | 0 | 0 | 0 | 0 | 0
WT | 0 | 0 | 0 | 0 | 0 | 0
IGCC | 0 | 0 | 0 | 0 | 0 | 0
DemandResponse | 0 | 0 | 0 | 0 | 0 | 0
IGCC-CCS | 0 | 0 | 0 | 0 | 0 | 0
WT_off | 0 | 0 | 0 | 0 | 0 | 0
PseudoUnit | 0 | 0 | 0 | 0 | 0 | 0
FixedInterchange | 0 | 0 | 0 | 0 | 0 | 0
NOx Emissions (MMshortTons): RMPA
ReportingType | 2015 | 2020 | 2025 | 2030 | 2035 | 2040
BM | 0 | 0 | 0 | 0 | 0 | 0
CC | 0 | 0 | 0 | 0 | 0 | 0
CSP | 0 | 0 | 0 | 0 | 0 | 0
CT | 0 | 0 | 0 | 0 | 0 | 0
Coal | 0.06 | 0.06 | 0.05 | 0.06 | 0.06 | 0.06
Geo | 0 | 0 | 0 | 0 | 0 | 0
H | 0 | 0 | 0 | 0 | 0 | 0
LFG | 0 | 0 | 0 | 0 | 0 | 0
Nuc | 0 | 0 | 0 | 0 | 0 | 0
PS | 0 | 0 | 0 | 0 | 0 | 0
PV | 0 | 0 | 0 | 0 | 0 | 0
PeakG | 0 | 0 | 0 | 0 | 0 | 0
PeakO | 0 | 0 | 0 | 0 | 0 | 0
ST | 0 | 0 | 0 | 0 | 0 | 0
STOG | 0 | 0 | 0 | 0 | 0 | 0
STWD | 0 | 0 | 0 | 0 | 0 | 0
WT | 0 | 0 | 0 | 0 | 0 | 0
IGCC | 0 | 0 | 0 | 0 | 0 | 0
DemandResponse | 0 | 0 | 0 | 0 | 0 | 0
IGCC-CCS | 0 | 0 | 0 | 0 | 0 | 0
WT_off | 0 | 0 | 0 | 0 | 0 | 0
PseudoUnit | 0 | 0 | 0 | 0 | 0 | 0
FixedInterchange | 0 | 0 | 0 | 0 | 0 | 0
NOx Emissions (MMshortTons): SP15
ReportingType | 2015 | 2020 | 2025 | 2030 | 2035 | 2040
BM | 0 | 0 | 0 | 0 | 0 | 0
CC | 0 | 0 | 0 | 0 | 0 | 0
CSP | 0 | 0 | 0 | 0 | 0 | 0
CT | 0 | 0 | 0 | 0 | 0 | 0
Coal | 0 | 0 | 0 | 0 | 0 | 0
Geo | 0 | 0 | 0 | 0 | 0 | 0
H | 0 | 0 | 0 | 0 | 0 | 0
LFG | 0 | 0 | 0 | 0 | 0 | 0
Nuc | 0 | 0 | 0 | 0 | 0 | 0
PS | 0 | 0 | 0 | 0 | 0 | 0
PV | 0 | 0 | 0 | 0 | 0 | 0
PeakG | 0 | 0 | 0 | 0 | 0 | 0
PeakO | 0 | 0 | 0 | 0 | 0 | 0
ST | 0 | 0 | 0 | 0 | 0 | 0
STOG | 0 | 0 | 0 | 0 | 0 | 0
STWD | 0 | 0 | 0 | 0 | 0 | 0
WT | 0 | 0 | 0 | 0 | 0 | 0
IGCC | 0 | 0 | 0 | 0 | 0 | 0
DemandResponse | 0 | 0 | 0 | 0 | 0 | 0
IGCC-CCS | 0 | 0 | 0 | 0 | 0 | 0
WT_off | 0 | 0 | 0 | 0 | 0 | 0
PseudoUnit | 0 | 0 | 0 | 0 | 0 | 0
FixedInterchange | 0 | 0 | 0 | 0 | 0 | 0
NOx Emissions (MMshortTons): ALB
ReportingType | 2015 | 2020 | 2025 | 2030 | 2035 | 2040
BM | 0 | 0 | 0 | 0 | 0 | 0
CC | 0 | 0 | 0 | 0 | 0 | 0
CSP | 0 | 0 | 0 | 0 | 0 | 0
CT | 0 | 0 | 0 | 0 | 0 | 0
Coal | 0.01 | 0.01 | 0.01 | 0.01 | 0.01 | 0.01
Geo | 0 | 0 | 0 | 0 | 0 | 0
H | 0 | 0 | 0 | 0 | 0 | 0
LFG | 0 | 0 | 0 | 0 | 0 | 0
Nuc | 0 | 0 | 0 | 0 | 0 | 0
PS | 0 | 0 | 0 | 0 | 0 | 0
PV | 0 | 0 | 0 | 0 | 0 | 0
PeakG | 0 | 0 | 0 | 0 | 0 | 0
PeakO | 0 | 0 | 0 | 0 | 0 | 0
ST | 0 | 0 | 0 | 0 | 0 | 0
STOG | 0 | 0 | 0 | 0 | 0 | 0
STWD | 0 | 0 | 0 | 0 | 0 | 0
WT | 0 | 0 | 0 | 0 | 0 | 0
IGCC | 0 | 0 | 0 | 0 | 0 | 0
DemandResponse | 0 | 0 | 0 | 0 | 0 | 0
IGCC-CCS | 0 | 0 | 0 | 0 | 0 | 0
WT_off | 0 | 0 | 0 | 0 | 0 | 0
PseudoUnit | 0 | 0 | 0 | 0 | 0 | 0
FixedInterchange | 0 | 0 | 0 | 0 | 0 | 0
NOx Emissions (MMshortTons): BC
ReportingType | 2015 | 2020 | 2025 | 2030 | 2035 | 2040
BM | 0 | 0 | 0 | 0 | 0 | 0
CC | 0 | 0 | 0 | 0 | 0 | 0
CSP | 0 | 0 | 0 | 0 | 0 | 0
CT | 0 | 0 | 0 | 0 | 0 | 0
Coal | 0 | 0 | 0 | 0 | 0 | 0
Geo | 0 | 0 | 0 | 0 | 0 | 0
H | 0 | 0 | 0 | 0 | 0 | 0
LFG | 0 | 0 | 0 | 0 | 0 | 0
Nuc | 0 | 0 | 0 | 0 | 0 | 0
PS | 0 | 0 | 0 | 0 | 0 | 0
PV | 0 | 0 | 0 | 0 | 0 | 0
PeakG | 0 | 0 | 0 | 0 | 0 | 0
PeakO | 0 | 0 | 0 | 0 | 0 | 0
ST | 0 | 0 | 0 | 0 | 0 | 0
STOG | 0 | 0 | 0 | 0 | 0 | 0
STWD | 0 | 0 | 0 | 0 | 0 | 0
WT | 0 | 0 | 0 | 0 | 0 | 0
IGCC | 0 | 0 | 0 | 0 | 0 | 0
DemandResponse | 0 | 0 | 0 | 0 | 0 | 0
IGCC-CCS | 0 | 0 | 0 | 0 | 0 | 0
WT_off | 0 | 0 | 0 | 0 | 0 | 0
PseudoUnit | 0 | 0 | 0 | 0 | 0 | 0
FixedInterchange | 0 | 0 | 0 | 0 | 0 | 0
NOx Emissions (MMshortTons): HQ_IESO
ReportingType | 2015 | 2020 | 2025 | 2030 | 2035 | 2040
BM | 0 | 0 | 0 | 0 | 0 | 0
CC | 0 | 0 | 0 | 0 | 0 | 0
CSP | 0 | 0 | 0 | 0 | 0 | 0
CT | 0 | 0 | 0 | 0 | 0 | 0
Coal | 0 | 0 | 0 | 0 | 0 | 0
Geo | 0 | 0 | 0 | 0 | 0 | 0
H | 0 | 0 | 0 | 0 | 0 | 0
LFG | 0 | 0 | 0 | 0 | 0 | 0
Nuc | 0 | 0 | 0 | 0 | 0 | 0
PS | 0 | 0 | 0 | 0 | 0 | 0
PV | 0 | 0 | 0 | 0 | 0 | 0
PeakG | 0 | 0 | 0 | 0 | 0 | 0
PeakO | 0 | 0 | 0 | 0 | 0 | 0
ST | 0 | 0 | 0 | 0 | 0 | 0
STOG | 0 | 0 | 0 | 0 | 0 | 0
STWD | 0 | 0 | 0 | 0 | 0 | 0
WT | 0 | 0 | 0 | 0 | 0 | 0
IGCC | 0 | 0 | 0 | 0 | 0 | 0
DemandResponse | 0 | 0 | 0 | 0 | 0 | 0
IGCC-CCS | 0 | 0 | 0 | 0 | 0 | 0
WT_off | 0 | 0 | 0 | 0 | 0 | 0
PseudoUnit | 0 | 0 | 0 | 0 | 0 | 0
FixedInterchange | 0 | 0 | 0 | 0 | 0 | 0
NOx Emissions (MMshortTons): HQ_NEISO
ReportingType | 2015 | 2020 | 2025 | 2030 | 2035 | 2040
BM | 0 | 0 | 0 | 0 | 0 | 0
CC | 0 | 0 | 0 | 0 | 0 | 0
CSP | 0 | 0 | 0 | 0 | 0 | 0
CT | 0 | 0 | 0 | 0 | 0 | 0
Coal | 0 | 0 | 0 | 0 | 0 | 0
Geo | 0 | 0 | 0 | 0 | 0 | 0
H | 0 | 0 | 0 | 0 | 0 | 0
LFG | 0 | 0 | 0 | 0 | 0 | 0
Nuc | 0 | 0 | 0 | 0 | 0 | 0
PS | 0 | 0 | 0 | 0 | 0 | 0
PV | 0 | 0 | 0 | 0 | 0 | 0
PeakG | 0 | 0 | 0 | 0 | 0 | 0
PeakO | 0 | 0 | 0 | 0 | 0 | 0
ST | 0 | 0 | 0 | 0 | 0 | 0
STOG | 0 | 0 | 0 | 0 | 0 | 0
STWD | 0 | 0 | 0 | 0 | 0 | 0
WT | 0 | 0 | 0 | 0 | 0 | 0
IGCC | 0 | 0 | 0 | 0 | 0 | 0
DemandResponse | 0 | 0 | 0 | 0 | 0 | 0
IGCC-CCS | 0 | 0 | 0 | 0 | 0 | 0
WT_off | 0 | 0 | 0 | 0 | 0 | 0
PseudoUnit | 0 | 0 | 0 | 0 | 0 | 0
FixedInterchange | 0 | 0 | 0 | 0 | 0 | 0
NOx Emissions (MMshortTons): HQ_NY
ReportingType | 2015 | 2020 | 2025 | 2030 | 2035 | 2040
BM | 0 | 0 | 0 | 0 | 0 | 0
CC | 0 | 0 | 0 | 0 | 0 | 0
CSP | 0 | 0 | 0 | 0 | 0 | 0
CT | 0 | 0 | 0 | 0 | 0 | 0
Coal | 0 | 0 | 0 | 0 | 0 | 0
Geo | 0 | 0 | 0 | 0 | 0 | 0
H | 0 | 0 | 0 | 0 | 0 | 0
LFG | 0 | 0 | 0 | 0 | 0 | 0
Nuc | 0 | 0 | 0 | 0 | 0 | 0
PS | 0 | 0 | 0 | 0 | 0 | 0
PV | 0 | 0 | 0 | 0 | 0 | 0
PeakG | 0 | 0 | 0 | 0 | 0 | 0
PeakO | 0 | 0 | 0 | 0 | 0 | 0
ST | 0 | 0 | 0 | 0 | 0 | 0
STOG | 0 | 0 | 0 | 0 | 0 | 0
STWD | 0 | 0 | 0 | 0 | 0 | 0
WT | 0 | 0 | 0 | 0 | 0 | 0
IGCC | 0 | 0 | 0 | 0 | 0 | 0
DemandResponse | 0 | 0 | 0 | 0 | 0 | 0
IGCC-CCS | 0 | 0 | 0 | 0 | 0 | 0
WT_off | 0 | 0 | 0 | 0 | 0 | 0
PseudoUnit | 0 | 0 | 0 | 0 | 0 | 0
FixedInterchange | 0 | 0 | 0 | 0 | 0 | 0
NOx Emissions (MMshortTons): MARITIMES
ReportingType | 2015 | 2020 | 2025 | 2030 | 2035 | 2040
BM | 0 | 0 | 0 | 0 | 0 | 0
CC | 0 | 0 | 0 | 0 | 0 | 0
CSP | 0 | 0 | 0 | 0 | 0 | 0
CT | 0 | 0 | 0 | 0 | 0 | 0
Coal | 0 | 0 | 0 | 0 | 0 | 0
Geo | 0 | 0 | 0 | 0 | 0 | 0
H | 0 | 0 | 0 | 0 | 0 | 0
LFG | 0 | 0 | 0 | 0 | 0 | 0
Nuc | 0 | 0 | 0 | 0 | 0 | 0
PS | 0 | 0 | 0 | 0 | 0 | 0
PV | 0 | 0 | 0 | 0 | 0 | 0
PeakG | 0 | 0 | 0 | 0 | 0 | 0
PeakO | 0 | 0 | 0 | 0 | 0 | 0
ST | 0 | 0 | 0 | 0 | 0 | 0
STOG | 0 | 0 | 0 | 0 | 0 | 0
STWD | 0 | 0 | 0 | 0 | 0 | 0
WT | 0 | 0 | 0 | 0 | 0 | 0
IGCC | 0 | 0 | 0 | 0 | 0 | 0
DemandResponse | 0 | 0 | 0 | 0 | 0 | 0
IGCC-CCS | 0 | 0 | 0 | 0 | 0 | 0
WT_off | 0 | 0 | 0 | 0 | 0 | 0
PseudoUnit | 0 | 0 | 0 | 0 | 0 | 0
FixedInterchange | 0 | 0 | 0 | 0 | 0 | 0
NOx Emissions (MMshortTons): All
ReportingType | 2015 | 2020 | 2025 | 2030 | 2035 | 2040
BM | 0 | 0 | 0 | 0 | 0 | 0
CC | 0.08 | 0.1 | 0.1 | 0.11 | 0.13 | 0.14
CSP | 0 | 0 | 0 | 0 | 0 | 0
CT | 0 | 0 | 0 | 0 | 0 | 0
Coal | 1.59 | 1.46 | 1.57 | 1.61 | 1.66 | 1.72
Geo | 0 | 0 | 0 | 0 | 0 | 0
H | 0 | 0 | 0 | 0 | 0 | 0
LFG | 0 | 0 | 0 | 0 | 0 | 0
Nuc | 0 | 0 | 0 | 0 | 0 | 0
PS | 0 | 0 | 0 | 0 | 0 | 0
PV | 0 | 0 | 0 | 0 | 0 | 0
PeakG | 0 | 0 | 0 | 0 | 0 | 0
PeakO | 0 | 0 | 0 | 0 | 0 | 0
ST | 0 | 0 | 0 | 0 | 0 | 0
STOG | 0.02 | 0.02 | 0.02 | 0.02 | 0.02 | 0.02
STWD | 0 | 0 | 0 | 0 | 0 | 0
WT | 0 | 0 | 0 | 0 | 0 | 0
IGCC | 0 | 0 | 0 | 0 | 0 | 0
DemandResponse | 0 | 0 | 0 | 0 | 0 | 0
IGCC-CCS | 0 | 0 | 0 | 0 | 0 | 0
WT_off | 0 | 0 | 0 | 0 | 0 | 0
PseudoUnit | 0 | 0 | 0 | 0 | 0 | 0
FixedInterchange | 0 | 0 | 0 | 0 | 0 | 0
NOx Emissions (MMshortTons): EI_US
ReportingType | 2015 | 2020 | 2025 | 2030 | 2035 | 2040
BM | 0 | 0 | 0 | 0 | 0 | 0
CC | 0.05 | 0.06 | 0.06 | 0.07 | 0.08 | 0.09
CSP | 0 | 0 | 0 | 0 | 0 | 0
CT | 0 | 0 | 0 | 0 | 0 | 0
Coal | 1.19 | 1.05 | 1.15 | 1.18 | 1.23 | 1.27
Geo | 0 | 0 | 0 | 0 | 0 | 0
H | 0 | 0 | 0 | 0 | 0 | 0
LFG | 0 | 0 | 0 | 0 | 0 | 0
Nuc | 0 | 0 | 0 | 0 | 0 | 0
PS | 0 | 0 | 0 | 0 | 0 | 0
PV | 0 | 0 | 0 | 0 | 0 | 0
PeakG | 0 | 0 | 0 | 0 | 0 | 0
PeakO | 0 | 0 | 0 | 0 | 0 | 0
ST | 0 | 0 | 0 | 0 | 0 | 0
STOG | 0.01 | 0.01 | 0.01 | 0.01 | 0.01 | 0.01
STWD | 0 | 0 | 0 | 0 | 0 | 0
WT | 0 | 0 | 0 | 0 | 0 | 0
IGCC | 0 | 0 | 0 | 0 | 0 | 0
DemandResponse | 0 | 0 | 0 | 0 | 0 | 0
IGCC-CCS | 0 | 0 | 0 | 0 | 0 | 0
WT_off | 0 | 0 | 0 | 0 | 0 | 0
PseudoUnit | 0 | 0 | 0 | 0 | 0 | 0
FixedInterchange | 0 | 0 | 0 | 0 | 0 | 0
NOx Emissions (MMshortTons): EI_Canada
ReportingType | 2015 | 2020 | 2025 | 2030 | 2035 | 2040
BM | 0 | 0 | 0 | 0 | 0 | 0
CC | 0 | 0 | 0 | 0 | 0 | 0
CSP | 0 | 0 | 0 | 0 | 0 | 0
CT | 0 | 0 | 0 | 0 | 0 | 0
Coal | 0 | 0 | 0 | 0 | 0 | 0
Geo | 0 | 0 | 0 | 0 | 0 | 0
H | 0 | 0 | 0 | 0 | 0 | 0
LFG | 0 | 0 | 0 | 0 | 0 | 0
Nuc | 0 | 0 | 0 | 0 | 0 | 0
PS | 0 | 0 | 0 | 0 | 0 | 0
PV | 0 | 0 | 0 | 0 | 0 | 0
PeakG | 0 | 0 | 0 | 0 | 0 | 0
PeakO | 0 | 0 | 0 | 0 | 0 | 0
ST | 0 | 0 | 0 | 0 | 0 | 0
STOG | 0 | 0 | 0 | 0 | 0 | 0
STWD | 0 | 0 | 0 | 0 | 0 | 0
WT | 0 | 0 | 0 | 0 | 0 | 0
IGCC | 0 | 0 | 0 | 0 | 0 | 0
DemandResponse | 0 | 0 | 0 | 0 | 0 | 0
IGCC-CCS | 0 | 0 | 0 | 0 | 0 | 0
WT_off | 0 | 0 | 0 | 0 | 0 | 0
PseudoUnit | 0 | 0 | 0 | 0 | 0 | 0
FixedInterchange | 0 | 0 | 0 | 0 | 0 | 0
NOx Emissions (MMshortTons): EI
ReportingType | 2015 | 2020 | 2025 | 2030 | 2035 | 2040
BM | 0 | 0 | 0 | 0 | 0 | 0
CC | 0.05 | 0.07 | 0.07 | 0.07 | 0.08 | 0.09
CSP | 0 | 0 | 0 | 0 | 0 | 0
CT | 0 | 0 | 0 | 0 | 0 | 0
Coal | 1.19 | 1.05 | 1.15 | 1.19 | 1.23 | 1.27
Geo | 0 | 0 | 0 | 0 | 0 | 0
H | 0 | 0 | 0 | 0 | 0 | 0
LFG | 0 | 0 | 0 | 0 | 0 | 0
Nuc | 0 | 0 | 0 | 0 | 0 | 0
PS | 0 | 0 | 0 | 0 | 0 | 0
PV | 0 | 0 | 0 | 0 | 0 | 0
PeakG | 0 | 0 | 0 | 0 | 0 | 0
PeakO | 0 | 0 | 0 | 0 | 0 | 0
ST | 0 | 0 | 0 | 0 | 0 | 0
STOG | 0.01 | 0.01 | 0.01 | 0.01 | 0.01 | 0.01
STWD | 0 | 0 | 0 | 0 | 0 | 0
WT | 0 | 0 | 0 | 0 | 0 | 0
IGCC | 0 | 0 | 0 | 0 | 0 | 0
DemandResponse | 0 | 0 | 0 | 0 | 0 | 0
IGCC-CCS | 0 | 0 | 0 | 0 | 0 | 0
WT_off | 0 | 0 | 0 | 0 | 0 | 0
PseudoUnit | 0 | 0 | 0 | 0 | 0 | 0
FixedInterchange | 0 | 0 | 0 | 0 | 0 | 0
NOx Emissions (MMshortTons): Outside_EI
ReportingType | 2015 | 2020 | 2025 | 2030 | 2035 | 2040
BM | 0 | 0 | 0 | 0 | 0 | 0
CC | 0.03 | 0.03 | 0.03 | 0.04 | 0.04 | 0.04
CSP | 0 | 0 | 0 | 0 | 0 | 0
CT | 0 | 0 | 0 | 0 | 0 | 0
Coal | 0.4 | 0.41 | 0.42 | 0.42 | 0.43 | 0.44
Geo | 0 | 0 | 0 | 0 | 0 | 0
H | 0 | 0 | 0 | 0 | 0 | 0
LFG | 0 | 0 | 0 | 0 | 0 | 0
Nuc | 0 | 0 | 0 | 0 | 0 | 0
PS | 0 | 0 | 0 | 0 | 0 | 0
PV | 0 | 0 | 0 | 0 | 0 | 0
PeakG | 0 | 0 | 0 | 0 | 0 | 0
PeakO | 0 | 0 | 0 | 0 | 0 | 0
ST | 0 | 0 | 0 | 0 | 0 | 0
STOG | 0.01 | 0.01 | 0.01 | 0.01 | 0.01 | 0
STWD | 0 | 0 | 0 | 0 | 0 | 0
WT | 0 | 0 | 0 | 0 | 0 | 0
IGCC | 0 | 0 | 0 | 0 | 0 | 0
DemandResponse | 0 | 0 | 0 | 0 | 0 | 0
IGCC-CCS | 0 | 0 | 0 | 0 | 0 | 0
WT_off | 0 | 0 | 0 | 0 | 0 | 0
PseudoUnit | 0 | 0 | 0 | 0 | 0 | 0
FixedInterchange | 0 | 0 | 0 | 0 | 0 | 0
CO2 Emissions (MMshortTons): Entergy
ReportingType | 2015 | 2020 | 2025 | 2030 | 2035 | 2040
BM | 0 | 0 | 0 | 0 | 0 | 0
CC | 28.54 | 37.78 | 35.15 | 36.13 | 40.1 | 39.31
CSP | 0 | 0 | 0 | 0 | 0 | 0
CT | 0 | 0 | 0 | 0 | 0 | 0
Coal | 64.46 | 51.35 | 62.17 | 64.57 | 64.26 | 64.26
Geo | 0 | 0 | 0 | 0 | 0 | 0
H | 0 | 0 | 0 | 0 | 0 | 0
LFG | 0 | 0 | 0 | 0 | 0 | 0
Nuc | 0 | 0 | 0 | 0 | 0 | 0
PS | 0 | 0 | 0 | 0 | 0 | 0
PV | 0 | 0 | 0 | 0 | 0 | 0
PeakG | 0 | 0 | 0 | 0 | 0 | 0
PeakO | 0 | 0 | 0 | 0 | 0 | 0
ST | 0 | 0 | 0 | 0 | 0 | 0
STOG | 0.99 | 1.02 | 1.09 | 1 | 1.09 | 0.94
STWD | 0 | 0 | 0 | 0 | 0 | 0
WT | 0 | 0 | 0 | 0 | 0 | 0
IGCC | 0 | 0 | 0 | 0 | 0 | 0
DemandResponse | 0 | 0 | 0 | 0 | 0 | 0
IGCC-CCS | 0 | 0 | 0 | 0 | 0 | 0
WT_off | 0 | 0 | 0 | 0 | 0 | 0
PseudoUnit | 0 | 0 | 0 | 0 | 0 | 0
FixedInterchange | 0 | 0 | 0 | 0 | 0 | 0
CO2 Emissions (MMshortTons): FRCC
ReportingType | 2015 | 2020 | 2025 | 2030 | 2035 | 2040
BM | 0 | 0 | 0 | 0 | 0 | 0
CC | 64.28 | 73.42 | 78 | 85.7 | 96.95 | 109.74
CSP | 0 | 0 | 0 | 0 | 0 | 0
CT | 0.33 | 0.41 | 0.3 | 0.1 | 0.06 | 0.04
Coal | 59.03 | 56.93 | 63.21 | 64.3 | 65.92 | 65.92
Geo | 0 | 0 | 0 | 0 | 0 | 0
H | 0 | 0 | 0 | 0 | 0 | 0
LFG | 0 | 0 | 0 | 0 | 0 | 0
Nuc | 0 | 0 | 0 | 0 | 0 | 0
PS | 0 | 0 | 0 | 0 | 0 | 0
PV | 0 | 0 | 0 | 0 | 0 | 0
PeakG | 0.19 | 0.08 | 0.07 | 0.03 | 0.02 | 0.02
PeakO | 0 | 0 | 0 | 0 | 0 | 0
ST | 0 | 0 | 0 | 0 | 0 | 0
STOG | 2.88 | 2.16 | 2.05 | 1.35 | 1.06 | 0.86
STWD | 0 | 0 | 0 | 0 | 0 | 0
WT | 0 | 0 | 0 | 0 | 0 | 0
IGCC | 0 | 0 | 0 | 0 | 0 | 0
DemandResponse | 0 | 0 | 0 | 0 | 0 | 0
IGCC-CCS | 0 | 0 | 0 | 0 | 0 | 0
WT_off | 0 | 0 | 0 | 0 | 0 | 0
PseudoUnit | 0 | 0 | 0 | 0 | 0 | 0
FixedInterchange | 0 | 0 | 0 | 0 | 0 | 0
CO2 Emissions (MMshortTons): MAPP_US
ReportingType | 2015 | 2020 | 2025 | 2030 | 2035 | 2040
BM | 0 | 0 | 0 | 0 | 0 | 0
CC | 0.09 | 0.1 | 0.09 | 0.15 | 0.12 | 0.09
CSP | 0 | 0 | 0 | 0 | 0 | 0
CT | 0 | 0 | 0 | 0 | 0 | 0
Coal | 22.36 | 22.28 | 22.39 | 22.39 | 22.5 | 23.4
Geo | 0 | 0 | 0 | 0 | 0 | 0
H | 0 | 0 | 0 | 0 | 0 | 0
LFG | 0 | 0 | 0 | 0 | 0 | 0
Nuc | 0 | 0 | 0 | 0 | 0 | 0
PS | 0 | 0 | 0 | 0 | 0 | 0
PV | 0 | 0 | 0 | 0 | 0 | 0
PeakG | 0.01 | 0.04 | 0.04 | 0.08 | 0.11 | 0.05
PeakO | 0 | 0 | 0 | 0 | 0 | 0
ST | 0 | 0 | 0 | 0 | 0 | 0
STOG | 0 | 0 | 0 | 0 | 0 | 0
STWD | 0 | 0 | 0 | 0 | 0 | 0
WT | 0 | 0 | 0 | 0 | 0 | 0
IGCC | 0 | 0 | 0 | 0 | 0 | 0
DemandResponse | 0 | 0 | 0 | 0 | 0 | 0
IGCC-CCS | 0 | 0 | 0 | 0 | 0 | 0
WT_off | 0 | 0 | 0 | 0 | 0 | 0
PseudoUnit | 0 | 0 | 0 | 0 | 0 | 0
FixedInterchange | 0 | 0 | 0 | 0 | 0 | 0
CO2 Emissions (MMshortTons): MISO_IN
ReportingType | 2015 | 2020 | 2025 | 2030 | 2035 | 2040
BM | 0 | 0 | 0 | 0 | 0 | 0
CC | 1.84 | 10.73 | 12.16 | 17.02 | 21.04 | 20.26
CSP | 0 | 0 | 0 | 0 | 0 | 0
CT | 0 | 0 | 0 | 0 | 0 | 0
Coal | 87.88 | 91.6 | 97.73 | 100.1 | 103.15 | 105.31
Geo | 0 | 0 | 0 | 0 | 0 | 0
H | 0 | 0 | 0 | 0 | 0 | 0
LFG | 0 | 0 | 0 | 0 | 0 | 0
Nuc | 0 | 0 | 0 | 0 | 0 | 0
PS | 0 | 0 | 0 | 0 | 0 | 0
PV | 0 | 0 | 0 | 0 | 0 | 0
PeakG | 0 | 0 | 0.02 | 0.02 | 0.02 | 0.06
PeakO | 0 | 0 | 0 | 0 | 0 | 0
ST | 0 | 0 | 0 | 0 | 0 | 0
STOG | 0.02 | 0.04 | 0.04 | 0.04 | 0.04 | 0.05
STWD | 0 | 0 | 0 | 0 | 0 | 0
WT | 0 | 0 | 0 | 0 | 0 | 0
IGCC | 4.15 | 4.15 | 4.15 | 4.15 | 4.15 | 4.15
DemandResponse | 0 | 0 | 0 | 0 | 0 | 0
IGCC-CCS | 0 | 0 | 0 | 0 | 0 | 0
WT_off | 0 | 0 | 0 | 0 | 0 | 0
PseudoUnit | 0 | 0 | 0 | 0 | 0 | 0
FixedInterchange | 0 | 0 | 0 | 0 | 0 | 0
CO2 Emissions (MMshortTons): MISO_MI
ReportingType | 2015 | 2020 | 2025 | 2030 | 2035 | 2040
BM | 0 | 0 | 0 | 0 | 0 | 0
CC | 5.96 | 6.41 | 5.68 | 4.03 | 4.31 | 3.41
CSP | 0 | 0 | 0 | 0 | 0 | 0
CT | 0 | 0 | 0 | 0 | 0 | 0
Coal | 59.83 | 49.73 | 53.98 | 56.35 | 56.65 | 56.92
Geo | 0 | 0 | 0 | 0 | 0 | 0
H | 0 | 0 | 0 | 0 | 0 | 0
LFG | 0 | 0 | 0 | 0 | 0 | 0
Nuc | 0 | 0 | 0 | 0 | 0 | 0
PS | 0 | 0 | 0 | 0 | 0 | 0
PV | 0 | 0 | 0 | 0 | 0 | 0
PeakG | 0 | 0.04 | 0.05 | 0.03 | 0.06 | 0.03
PeakO | 0 | 0 | 0 | 0 | 0 | 0
ST | 0 | 0 | 0 | 0 | 0 | 0
STOG | 0.16 | 0.33 | 0.38 | 0.38 | 0.3 | 0.38
STWD | 0 | 0 | 0 | 0 | 0 | 0
WT | 0 | 0 | 0 | 0 | 0 | 0
IGCC | 0 | 0 | 0 | 0 | 0 | 0
DemandResponse | 0 | 0 | 0 | 0 | 0 | 0
IGCC-CCS | 0 | 0 | 0 | 0 | 0 | 0
WT_off | 0 | 0 | 0 | 0 | 0 | 0
PseudoUnit | 0 | 0 | 0 | 0 | 0 | 0
FixedInterchange | 0 | 0 | 0 | 0 | 0 | 0
CO2 Emissions (MMshortTons): MISO_MO-IL
ReportingType | 2015 | 2020 | 2025 | 2030 | 2035 | 2040
BM | 0 | 0 | 0 | 0 | 0 | 0
CC | 1.04 | 2.02 | 1.19 | 1.04 | 1.04 | 0.79
CSP | 0 | 0 | 0 | 0 | 0 | 0
CT | 0 | 0 | 0 | 0 | 0 | 0
Coal | 106.92 | 87.1 | 96.94 | 102.36 | 105.71 | 105.71
Geo | 0 | 0 | 0 | 0 | 0 | 0
H | 0 | 0 | 0 | 0 | 0 | 0
LFG | 0 | 0 | 0 | 0 | 0 | 0
Nuc | 0 | 0 | 0 | 0 | 0 | 0
PS | 0 | 0 | 0 | 0 | 0 | 0
PV | 0 | 0 | 0 | 0 | 0 | 0
PeakG | 0.06 | 0.15 | 0.23 | 0.23 | 0.25 | 0.32
PeakO | 0 | 0 | 0 | 0 | 0 | 0
ST | 0 | 0 | 0 | 0 | 0 | 0
STOG | 0.04 | 0.07 | 0.06 | 0.04 | 0.01 | 0.04
STWD | 0 | 0 | 0 | 0 | 0 | 0
WT | 0 | 0 | 0 | 0 | 0 | 0
IGCC | 0 | 0 | 0 | 0 | 0 | 0
DemandResponse | 0 | 0 | 0 | 0 | 0 | 0
IGCC-CCS | 0 | 0 | 0 | 0 | 0 | 0
WT_off | 0 | 0 | 0 | 0 | 0 | 0
PseudoUnit | 0 | 0 | 0 | 0 | 0 | 0
FixedInterchange | 0 | 0 | 0 | 0 | 0 | 0
CO2 Emissions (MMshortTons): MISO_W
ReportingType | 2015 | 2020 | 2025 | 2030 | 2035 | 2040
BM | 0 | 0 | 0 | 0 | 0 | 0
CC | 4.23 | 5.14 | 3.23 | 2.74 | 2.56 | 1.21
CSP | 0 | 0 | 0 | 0 | 0 | 0
CT | 0 | 0 | 0 | 0 | 0 | 0
Coal | 102.88 | 89.91 | 92.44 | 93.19 | 115.85 | 154.81
Geo | 0 | 0 | 0 | 0 | 0 | 0
H | 0 | 0 | 0 | 0 | 0 | 0
LFG | 0 | 0 | 0 | 0 | 0 | 0
Nuc | 0 | 0 | 0 | 0 | 0 | 0
PS | 0 | 0 | 0 | 0 | 0 | 0
PV | 0 | 0 | 0 | 0 | 0 | 0
PeakG | 0.13 | 0.21 | 0.24 | 0.36 | 0.47 | 0.11
PeakO | 0 | 0 | 0 | 0 | 0 | 0
ST | 0 | 0 | 0 | 0 | 0 | 0
STOG | 0.01 | 0.01 | 0 | 0 | 0 | 0
STWD | 0 | 0 | 0 | 0 | 0 | 0
WT | 0 | 0 | 0 | 0 | 0 | 0
IGCC | 0 | 0 | 0 | 0 | 0 | 0
DemandResponse | 0 | 0 | 0 | 0 | 0 | 0
IGCC-CCS | 0 | 0 | 0 | 0 | 0 | 0
WT_off | 0 | 0 | 0 | 0 | 0 | 0
PseudoUnit | 0 | 0 | 0 | 0 | 0 | 0
FixedInterchange | 0 | 0 | 0 | 0 | 0 | 0
CO2 Emissions (MMshortTons): MISO_WUMS
ReportingType | 2015 | 2020 | 2025 | 2030 | 2035 | 2040
BM | 0 | 0 | 0 | 0 | 0 | 0
CC | 6.85 | 15.43 | 14.37 | 13.18 | 17.88 | 15.94
CSP | 0 | 0 | 0 | 0 | 0 | 0
CT | 0 | 0.12 | 0.24 | 0.25 | 0.25 | 0.46
Coal | 29.98 | 26.65 | 30.89 | 35.44 | 37.16 | 37.22
Geo | 0 | 0 | 0 | 0 | 0 | 0
H | 0 | 0 | 0 | 0 | 0 | 0
LFG | 0 | 0 | 0 | 0 | 0 | 0
Nuc | 0 | 0 | 0 | 0 | 0 | 0
PS | 0 | 0 | 0 | 0 | 0 | 0
PV | 0 | 0 | 0 | 0 | 0 | 0
PeakG | 0.02 | 0 | 0 | 0 | 0 | 0
PeakO | 0 | 0 | 0 | 0 | 0 | 0
ST | 0 | 0 | 0 | 0 | 0 | 0
STOG | 0 | 0 | 0 | 0 | 0 | 0
STWD | 0 | 0 | 0 | 0 | 0 | 0
WT | 0 | 0 | 0 | 0 | 0 | 0
IGCC | 0 | 0 | 0 | 0 | 0 | 0
DemandResponse | 0 | 0 | 0 | 0 | 0 | 0
IGCC-CCS | 0 | 0 | 0 | 0 | 0 | 0
WT_off | 0 | 0 | 0 | 0 | 0 | 0
PseudoUnit | 0 | 0 | 0 | 0 | 0 | 0
FixedInterchange | 0 | 0 | 0 | 0 | 0 | 0
CO2 Emissions (MMshortTons): Nebraska
ReportingType | 2015 | 2020 | 2025 | 2030 | 2035 | 2040
BM | 0 | 0 | 0 | 0 | 0 | 0
CC | 0.22 | 0.21 | 0.21 | 0.21 | 0.16 | 0.12
CSP | 0 | 0 | 0 | 0 | 0 | 0
CT | 0 | 0 | 0 | 0 | 0 | 0
Coal | 35.38 | 35.35 | 35.35 | 35.35 | 50.39 | 56.6
Geo | 0 | 0 | 0 | 0 | 0 | 0
H | 0 | 0 | 0 | 0 | 0 | 0
LFG | 0 | 0 | 0 | 0 | 0 | 0
Nuc | 0 | 0 | 0 | 0 | 0 | 0
PS | 0 | 0 | 0 | 0 | 0 | 0
PV | 0 | 0 | 0 | 0 | 0 | 0
PeakG | 0.04 | 0.04 | 0.04 | 0.01 | 0 | 0
PeakO | 0 | 0 | 0 | 0 | 0 | 0
ST | 0 | 0 | 0 | 0 | 0 | 0
STOG | 0.03 | 0.04 | 0.04 | 0.04 | 0.01 | 0
STWD | 0 | 0 | 0 | 0 | 0 | 0
WT | 0 | 0 | 0 | 0 | 0 | 0
IGCC | 0 | 0 | 0 | 0 | 0 | 0
DemandResponse | 0 | 0 | 0 | 0 | 0 | 0
IGCC-CCS | 0 | 0 | 0 | 0 | 0 | 0
WT_off | 0 | 0 | 0 | 0 | 0 | 0
PseudoUnit | 0 | 0 | 0 | 0 | 0 | 0
FixedInterchange | 0 | 0 | 0 | 0 | 0 | 0
CO2 Emissions (MMshortTons): NEISO
ReportingType | 2015 | 2020 | 2025 | 2030 | 2035 | 2040
BM | 0 | 0 | 0 | 0 | 0 | 0
CC | 20.2 | 18.44 | 18.94 | 20.16 | 24.34 | 27.22
CSP | 0 | 0 | 0 | 0 | 0 | 0
CT | 0 | 0 | 0 | 0 | 0.04 | 0.07
Coal | 0.04 | 0 | 0 | 0 | 0 | 0
Geo | 0 | 0 | 0 | 0 | 0 | 0
H | 0 | 0 | 0 | 0 | 0 | 0
LFG | 0 | 0 | 0 | 0 | 0 | 0
Nuc | 0 | 0 | 0 | 0 | 0 | 0
PS | 0 | 0 | 0 | 0 | 0 | 0
PV | 0 | 0 | 0 | 0 | 0 | 0
PeakG | 0 | 0.02 | 0.02 | 0.02 | 0.06 | 0.06
PeakO | 0 | 0 | 0 | 0 | 0 | 0
ST | 0 | 0 | 0 | 0 | 0 | 0
STOG | 0 | 0 | 0 | 0 | 0 | 0
STWD | 0 | 0 | 0 | 0 | 0 | 0
WT | 0 | 0 | 0 | 0 | 0 | 0
IGCC | 0 | 0 | 0 | 0 | 0 | 0
DemandResponse | 0 | 0 | 0 | 0 | 0 | 0
IGCC-CCS | 0 | 0 | 0 | 0 | 0 | 0
WT_off | 0 | 0 | 0 | 0 | 0 | 0
PseudoUnit | 0 | 0 | 0 | 0 | 0 | 0
FixedInterchange | 0 | 0 | 0 | 0 | 0 | 0
CO2 Emissions (MMshortTons): NonRTO_Midwest
ReportingType | 2015 | 2020 | 2025 | 2030 | 2035 | 2040
BM | 0 | 0 | 0 | 0 | 0 | 0
CC | 0 | 0.83 | 0.94 | 0.94 | 1.16 | 1.5
CSP | 0 | 0 | 0 | 0 | 0 | 0
CT | 0.01 | 0.07 | 0.08 | 0.12 | 0.14 | 0.26
Coal | 62.72 | 64.79 | 66.08 | 67.34 | 69.74 | 71.18
Geo | 0 | 0 | 0 | 0 | 0 | 0
H | 0 | 0 | 0 | 0 | 0 | 0
LFG | 0 | 0 | 0 | 0 | 0 | 0
Nuc | 0 | 0 | 0 | 0 | 0 | 0
PS | 0 | 0 | 0 | 0 | 0 | 0
PV | 0 | 0 | 0 | 0 | 0 | 0
PeakG | 0.08 | 0.11 | 0.11 | 0.1 | 0.09 | 0.14
PeakO | 0 | 0 | 0 | 0 | 0 | 0
ST | 0 | 0 | 0 | 0 | 0 | 0
STOG | 0 | 0 | 0 | 0 | 0 | 0
STWD | 0 | 0 | 0 | 0 | 0 | 0
WT | 0 | 0 | 0 | 0 | 0 | 0
IGCC | 0 | 0 | 0 | 0 | 0 | 0
DemandResponse | 0 | 0 | 0 | 0 | 0 | 0
IGCC-CCS | 0 | 0 | 0 | 0 | 0 | 0
WT_off | 0 | 0 | 0 | 0 | 0 | 0
PseudoUnit | 0 | 0 | 0 | 0 | 0 | 0
FixedInterchange | 0 | 0 | 0 | 0 | 0 | 0
CO2 Emissions (MMshortTons): NYISO_A-F
ReportingType | 2015 | 2020 | 2025 | 2030 | 2035 | 2040
BM | 0 | 0 | 0 | 0 | 0 | 0
CC | 2.9 | 4.17 | 5.54 | 5.9 | 6.56 | 6.8
CSP | 0 | 0 | 0 | 0 | 0 | 0
CT | 0 | 0 | 0 | 0 | 0 | 0
Coal | 0 | 0 | 0 | 0 | 0 | 0
Geo | 0 | 0 | 0 | 0 | 0 | 0
H | 0 | 0 | 0 | 0 | 0 | 0
LFG | 0 | 0 | 0 | 0 | 0 | 0
Nuc | 0 | 0 | 0 | 0 | 0 | 0
PS | 0 | 0 | 0 | 0 | 0 | 0
PV | 0 | 0 | 0 | 0 | 0 | 0
PeakG | 0 | 0 | 0 | 0 | 0 | 0
PeakO | 0 | 0 | 0 | 0 | 0 | 0
ST | 0 | 0 | 0 | 0 | 0 | 0
STOG | 0 | 0 | 0 | 0 | 0 | 0
STWD | 0 | 0 | 0 | 0 | 0 | 0
WT | 0 | 0 | 0 | 0 | 0 | 0
IGCC | 0 | 0 | 0 | 0 | 0 | 0
DemandResponse | 0 | 0 | 0 | 0 | 0 | 0
IGCC-CCS | 0 | 0 | 0 | 0 | 0 | 0
WT_off | 0 | 0 | 0 | 0 | 0 | 0
PseudoUnit | 0 | 0 | 0 | 0 | 0 | 0
FixedInterchange | 0 | 0 | 0 | 0 | 0 | 0
CO2 Emissions (MMshortTons): NYISO_G-I
ReportingType | 2015 | 2020 | 2025 | 2030 | 2035 | 2040
BM | 0 | 0 | 0 | 0 | 0 | 0
CC | 2.93 | 3.66 | 5.96 | 8.85 | 18.25 | 25.08
CSP | 0 | 0 | 0 | 0 | 0 | 0
CT | 0 | 0 | 0 | 0 | 0 | 0
Coal | 0 | 0 | 0 | 0 | 0 | 0
Geo | 0 | 0 | 0 | 0 | 0 | 0
H | 0 | 0 | 0 | 0 | 0 | 0
LFG | 0 | 0 | 0 | 0 | 0 | 0
Nuc | 0 | 0 | 0 | 0 | 0 | 0
PS | 0 | 0 | 0 | 0 | 0 | 0
PV | 0 | 0 | 0 | 0 | 0 | 0
PeakG | 0 | 0 | 0 | 0 | 0 | 0
PeakO | 0 | 0 | 0 | 0 | 0 | 0
ST | 0 | 0 | 0 | 0 | 0 | 0
STOG | 0.01 | 0.04 | 0.04 | 0.04 | 0.04 | 0.08
STWD | 0 | 0 | 0 | 0 | 0 | 0
WT | 0 | 0 | 0 | 0 | 0 | 0
IGCC | 0 | 0 | 0 | 0 | 0 | 0
DemandResponse | 0 | 0 | 0 | 0 | 0 | 0
IGCC-CCS | 0 | 0 | 0 | 0 | 0 | 0
WT_off | 0 | 0 | 0 | 0 | 0 | 0
PseudoUnit | 0 | 0 | 0 | 0 | 0 | 0
FixedInterchange | 0 | 0 | 0 | 0 | 0 | 0
CO2 Emissions (MMshortTons): NYISO_J-K
ReportingType | 2015 | 2020 | 2025 | 2030 | 2035 | 2040
BM | 0 | 0 | 0 | 0 | 0 | 0
CC | 10.32 | 13.05 | 13.15 | 12.95 | 13.45 | 14.11
CSP | 0 | 0 | 0 | 0 | 0 | 0
CT | 0 | 0 | 0.01 | 0.04 | 0.06 | 0.08
Coal | 0 | 0 | 0 | 0 | 0 | 0
Geo | 0 | 0 | 0 | 0 | 0 | 0
H | 0 | 0 | 0 | 0 | 0 | 0
LFG | 0 | 0 | 0 | 0 | 0 | 0
Nuc | 0 | 0 | 0 | 0 | 0 | 0
PS | 0 | 0 | 0 | 0 | 0 | 0
PV | 0 | 0 | 0 | 0 | 0 | 0
PeakG | 0 | 0.03 | 0.04 | 0.1 | 0.17 | 0.19
PeakO | 0 | 0 | 0 | 0 | 0 | 0
ST | 0 | 0 | 0 | 0 | 0 | 0
STOG | 0.74 | 1.54 | 1.63 | 1.89 | 2.71 | 3.06
STWD | 0 | 0 | 0 | 0 | 0 | 0
WT | 0 | 0 | 0 | 0 | 0 | 0
IGCC | 0 | 0 | 0 | 0 | 0 | 0
DemandResponse | 0 | 0 | 0 | 0 | 0 | 0
IGCC-CCS | 0 | 0 | 0 | 0 | 0 | 0
WT_off | 0 | 0 | 0 | 0 | 0 | 0
PseudoUnit | 0 | 0 | 0 | 0 | 0 | 0
FixedInterchange | 0 | 0 | 0 | 0 | 0 | 0
CO2 Emissions (MMshortTons): PJM_E
ReportingType | 2015 | 2020 | 2025 | 2030 | 2035 | 2040
BM | 0 | 0 | 0 | 0 | 0 | 0
CC | 9.96 | 16.6 | 14.89 | 12.28 | 19.69 | 21.45
CSP | 0 | 0 | 0 | 0 | 0 | 0
CT | 0 | 0 | 0 | 0 | 0.55 | 0.27
Coal | 0.41 | 0.31 | 0.63 | 1.17 | 2.23 | 2.54
Geo | 0 | 0 | 0 | 0 | 0 | 0
H | 0 | 0 | 0 | 0 | 0 | 0
LFG | 0 | 0 | 0 | 0 | 0 | 0
Nuc | 0 | 0 | 0 | 0 | 0 | 0
PS | 0 | 0 | 0 | 0 | 0 | 0
PV | 0 | 0 | 0 | 0 | 0 | 0
PeakG | 0 | 0.03 | 0.16 | 0.16 | 0.31 | 0.16
PeakO | 0 | 0 | 0 | 0 | 0 | 0
ST | 0 | 0 | 0 | 0 | 0 | 0
STOG | 0.06 | 0.29 | 0.34 | 0.34 | 0.47 | 0.39
STWD | 0 | 0 | 0 | 0 | 0 | 0
WT | 0 | 0 | 0 | 0 | 0 | 0
IGCC | 0 | 0 | 0 | 0 | 0 | 0
DemandResponse | 0 | 0 | 0 | 0 | 0 | 0
IGCC-CCS | 0 | 0 | 0 | 0 | 0 | 0
WT_off | 0 | 0 | 0 | 0 | 0 | 0
PseudoUnit | 0 | 0 | 0 | 0 | 0 | 0
FixedInterchange | 0 | 0 | 0 | 0 | 0 | 0
CO2 Emissions (MMshortTons): PJM_ROM
ReportingType | 2015 | 2020 | 2025 | 2030 | 2035 | 2040
BM | 0 | 0 | 0 | 0 | 0 | 0
CC | 6.41 | 8.8 | 8.71 | 8.1 | 22.75 | 62.1
CSP | 0 | 0 | 0 | 0 | 0 | 0
CT | 0 | 0 | 0 | 0 | 0 | 0
Coal | 52.62 | 59.46 | 62.46 | 66.42 | 67.17 | 67.17
Geo | 0 | 0 | 0 | 0 | 0 | 0
H | 0 | 0 | 0 | 0 | 0 | 0
LFG | 0 | 0 | 0 | 0 | 0 | 0
Nuc | 0 | 0 | 0 | 0 | 0 | 0
PS | 0 | 0 | 0 | 0 | 0 | 0
PV | 0 | 0 | 0 | 0 | 0 | 0
PeakG | 0 | 0.01 | 0.01 | 0.01 | 0.1 | 0.03
PeakO | 0 | 0 | 0 | 0 | 0 | 0
ST | 0 | 0 | 0 | 0 | 0 | 0
STOG | 0.22 | 0.43 | 0.77 | 0.83 | 0.89 | 0.89
STWD | 0 | 0 | 0 | 0 | 0 | 0
WT | 0 | 0 | 0 | 0 | 0 | 0
IGCC | 0 | 0 | 0 | 0 | 0 | 0
DemandResponse | 0 | 0 | 0 | 0 | 0 | 0
IGCC-CCS | 0 | 0 | 0 | 0 | 0 | 0
WT_off | 0 | 0 | 0 | 0 | 0 | 0
PseudoUnit | 0 | 0 | 0 | 0 | 0 | 0
FixedInterchange | 0 | 0 | 0 | 0 | 0 | 0
CO2 Emissions (MMshortTons): PJM_ROR
ReportingType | 2015 | 2020 | 2025 | 2030 | 2035 | 2040
BM | 0 | 0 | 0 | 0 | 0 | 0
CC | 28.15 | 35.82 | 42.54 | 59.26 | 69.71 | 55.12
CSP | 0 | 0 | 0 | 0 | 0 | 0
CT | 0 | 0 | 0 | 0.18 | 0.26 | 0.5
Coal | 371.49 | 320.78 | 336.04 | 342.96 | 348.95 | 352.22
Geo | 0 | 0 | 0 | 0 | 0 | 0
H | 0 | 0 | 0 | 0 | 0 | 0
LFG | 0 | 0 | 0 | 0 | 0 | 0
Nuc | 0 | 0 | 0 | 0 | 0 | 0
PS | 0 | 0 | 0 | 0 | 0 | 0
PV | 0 | 0 | 0 | 0 | 0 | 0
PeakG | 0.72 | 0.65 | 0.54 | 0.4 | 0.27 | 0.36
PeakO | 0 | 0 | 0 | 0 | 0 | 0
ST | 0 | 0 | 0 | 0 | 0 | 0
STOG | 0.47 | 0.49 | 0.5 | 0.5 | 0.52 | 0.49
STWD | 0 | 0 | 0 | 0 | 0 | 0
WT | 0 | 0 | 0 | 0 | 0 | 0
IGCC | 0 | 0 | 0 | 0 | 0 | 0
DemandResponse | 0 | 0 | 0 | 0 | 0 | 0
IGCC-CCS | 0 | 0 | 0 | 0 | 0 | 0
WT_off | 0 | 0 | 0 | 0 | 0 | 0
PseudoUnit | 0 | 0 | 0 | 0 | 0 | 0
FixedInterchange | 0 | 0 | 0 | 0 | 0 | 0
CO2 Emissions (MMshortTons): SOCO
ReportingType | 2015 | 2020 | 2025 | 2030 | 2035 | 2040
BM | 0 | 0 | 0 | 0 | 0 | 0
CC | 48.42 | 49.27 | 43.83 | 46.99 | 43.78 | 40.36
CSP | 0 | 0 | 0 | 0 | 0 | 0
CT | 0 | 0 | 0 | 0 | 0 | 0
Coal | 101.83 | 104 | 127 | 131.04 | 152.32 | 194.12
Geo | 0 | 0 | 0 | 0 | 0 | 0
H | 0 | 0 | 0 | 0 | 0 | 0
LFG | 0 | 0 | 0 | 0 | 0 | 0
Nuc | 0 | 0 | 0 | 0 | 0 | 0
PS | 0 | 0 | 0 | 0 | 0 | 0
PV | 0 | 0 | 0 | 0 | 0 | 0
PeakG | 0.3 | 0.62 | 0.8 | 0.65 | 0.48 | 0.44
PeakO | 0 | 0 | 0 | 0 | 0 | 0
ST | 0 | 0 | 0 | 0 | 0 | 0
STOG | 0 | 0 | 0 | 0 | 0 | 0
STWD | 0 | 0 | 0 | 0 | 0 | 0
WT | 0 | 0 | 0 | 0 | 0 | 0
IGCC | 0 | 0 | 0 | 0 | 0 | 0
DemandResponse | 0 | 0 | 0 | 0 | 0 | 0
IGCC-CCS | 0 | 0 | 0 | 0 | 0 | 0
WT_off | 0 | 0 | 0 | 0 | 0 | 0
PseudoUnit | 0 | 0 | 0 | 0 | 0 | 0
FixedInterchange | 0 | 0 | 0 | 0 | 0 | 0
CO2 Emissions (MMshortTons): SPP_N
ReportingType | 2015 | 2020 | 2025 | 2030 | 2035 | 2040
BM | 0 | 0 | 0 | 0 | 0 | 0
CC | 3.86 | 6.54 | 5.7 | 6.93 | 4.35 | 3.33
CSP | 0 | 0 | 0 | 0 | 0 | 0
CT | 0 | 0 | 0 | 0.23 | 0.41 | 0.31
Coal | 68.81 | 67.91 | 68.34 | 68.41 | 68.41 | 74.42
Geo | 0 | 0 | 0 | 0 | 0 | 0
H | 0 | 0 | 0 | 0 | 0 | 0
LFG | 0 | 0 | 0 | 0 | 0 | 0
Nuc | 0 | 0 | 0 | 0 | 0 | 0
PS | 0 | 0 | 0 | 0 | 0 | 0
PV | 0 | 0 | 0 | 0 | 0 | 0
PeakG | 0.03 | 0.04 | 0.09 | 0 | 0 | 0
PeakO | 0 | 0 | 0 | 0 | 0 | 0
ST | 0 | 0 | 0 | 0 | 0 | 0
STOG | 0.22 | 0.36 | 0.37 | 0.45 | 0.45 | 0.42
STWD | 0 | 0 | 0 | 0 | 0 | 0
WT | 0 | 0 | 0 | 0 | 0 | 0
IGCC | 0 | 0 | 0 | 0 | 0 | 0
DemandResponse | 0 | 0 | 0 | 0 | 0 | 0
IGCC-CCS | 0 | 0 | 0 | 0 | 0 | 0
WT_off | 0 | 0 | 0 | 0 | 0 | 0
PseudoUnit | 0 | 0 | 0 | 0 | 0 | 0
FixedInterchange | 0 | 0 | 0 | 0 | 0 | 0
CO2 Emissions (MMshortTons): SPP_S
ReportingType | 2015 | 2020 | 2025 | 2030 | 2035 | 2040
BM | 0 | 0 | 0 | 0 | 0 | 0
CC | 18.87 | 28.98 | 27.54 | 29.85 | 20 | 13.39
CSP | 0 | 0 | 0 | 0 | 0 | 0
CT | 0 | 0 | 0 | 0.03 | 0 | 0
Coal | 92.03 | 81.58 | 96.53 | 99.9 | 99.9 | 99.9
Geo | 0 | 0 | 0 | 0 | 0 | 0
H | 0 | 0 | 0 | 0 | 0 | 0
LFG | 0 | 0 | 0 | 0 | 0 | 0
Nuc | 0 | 0 | 0 | 0 | 0 | 0
PS | 0 | 0 | 0 | 0 | 0 | 0
PV | 0 | 0 | 0 | 0 | 0 | 0
PeakG | 0 | 0 | 0 | 0 | 0 | 0
PeakO | 0 | 0 | 0 | 0 | 0 | 0
ST | 0 | 0 | 0 | 0 | 0 | 0
STOG | 1.55 | 1.51 | 1.57 | 1.95 | 1.04 | 0.54
STWD | 0 | 0 | 0 | 0 | 0 | 0
WT | 0 | 0 | 0 | 0 | 0 | 0
IGCC | 0 | 0 | 0 | 0 | 0 | 0
DemandResponse | 0 | 0 | 0 | 0 | 0 | 0
IGCC-CCS | 0 | 0 | 0 | 0 | 0 | 0
WT_off | 0 | 0 | 0 | 0 | 0 | 0
PseudoUnit | 0 | 0 | 0 | 0 | 0 | 0
FixedInterchange | 0 | 0 | 0 | 0 | 0 | 0
CO2 Emissions (MMshortTons): TVA
ReportingType | 2015 | 2020 | 2025 | 2030 | 2035 | 2040
BM | 0 | 0 | 0 | 0 | 0 | 0
CC | 6.37 | 12.68 | 13.42 | 15.44 | 13.9 | 12.53
CSP | 0 | 0 | 0 | 0 | 0 | 0
CT | 0 | 0.21 | 0.19 | 0.26 | 0.23 | 0.31
Coal | 95.36 | 83.03 | 85.93 | 86.66 | 113.35 | 131.3
Geo | 0 | 0 | 0 | 0 | 0 | 0
H | 0 | 0 | 0 | 0 | 0 | 0
LFG | 0 | 0 | 0 | 0 | 0 | 0
Nuc | 0 | 0 | 0 | 0 | 0 | 0
PS | 0 | 0 | 0 | 0 | 0 | 0
PV | 0 | 0 | 0 | 0 | 0 | 0
PeakG | 0 | 0 | 0 | 0 | 0 | 0
PeakO | 0 | 0 | 0 | 0 | 0 | 0
ST | 0 | 0 | 0 | 0 | 0 | 0
STOG | 0 | 0 | 0 | 0 | 0 | 0
STWD | 0 | 0 | 0 | 0 | 0 | 0
WT | 0 | 0 | 0 | 0 | 0 | 0
IGCC | 0 | 0 | 0 | 0 | 0 | 0
DemandResponse | 0 | 0 | 0 | 0 | 0 | 0
IGCC-CCS | 0 | 0 | 0 | 0 | 0 | 0
WT_off | 0 | 0 | 0 | 0 | 0 | 0
PseudoUnit | 0 | 0 | 0 | 0 | 0 | 0
FixedInterchange | 0 | 0 | 0 | 0 | 0 | 0
CO2 Emissions (MMshortTons): TVA_Transmission
ReportingType | 2015 | 2020 | 2025 | 2030 | 2035 | 2040
BM | 0 | 0 | 0 | 0 | 0 | 0
CC | 0 | 0 | 0 | 0 | 0 | 0
CSP | 0 | 0 | 0 | 0 | 0 | 0
CT | 0 | 0 | 0 | 0 | 0 | 0
Coal | 0 | 0 | 0 | 0 | 0 | 0
Geo | 0 | 0 | 0 | 0 | 0 | 0
H | 0 | 0 | 0 | 0 | 0 | 0
LFG | 0 | 0 | 0 | 0 | 0 | 0
Nuc | 0 | 0 | 0 | 0 | 0 | 0
PS | 0 | 0 | 0 | 0 | 0 | 0
PV | 0 | 0 | 0 | 0 | 0 | 0
PeakG | 0 | 0 | 0 | 0 | 0 | 0
PeakO | 0 | 0 | 0 | 0 | 0 | 0
ST | 0 | 0 | 0 | 0 | 0 | 0
STOG | 0 | 0 | 0 | 0 | 0 | 0
STWD | 0 | 0 | 0 | 0 | 0 | 0
WT | 0 | 0 | 0 | 0 | 0 | 0
IGCC | 0 | 0 | 0 | 0 | 0 | 0
DemandResponse | 0 | 0 | 0 | 0 | 0 | 0
IGCC-CCS | 0 | 0 | 0 | 0 | 0 | 0
WT_off | 0 | 0 | 0 | 0 | 0 | 0
PseudoUnit | 0 | 0 | 0 | 0 | 0 | 0
FixedInterchange | 0 | 0 | 0 | 0 | 0 | 0
CO2 Emissions (MMshortTons): VACAR
ReportingType | 2015 | 2020 | 2025 | 2030 | 2035 | 2040
BM | 0 | 0 | 0 | 0 | 0 | 0
CC | 24.02 | 28.95 | 24.76 | 24.99 | 36.8 | 48.99
CSP | 0 | 0 | 0 | 0 | 0 | 0
CT | 0.03 | 0.07 | 0.23 | 0.44 | 0.48 | 0.5
Coal | 77.84 | 74.68 | 97.01 | 107.87 | 117.09 | 118.49
Geo | 0 | 0 | 0 | 0 | 0 | 0
H | 0 | 0 | 0 | 0 | 0 | 0
LFG | 0 | 0 | 0 | 0 | 0 | 0
Nuc | 0 | 0 | 0 | 0 | 0 | 0
PS | 0 | 0 | 0 | 0 | 0 | 0
PV | 0 | 0 | 0 | 0 | 0 | 0
PeakG | 0.04 | 0.05 | 0.06 | 0.04 | 0.04 | 0.03
PeakO | 0 | 0 | 0 | 0 | 0 | 0
ST | 0 | 0 | 0 | 0 | 0 | 0
STOG | 0 | 0 | 0 | 0 | 0 | 0
STWD | 0 | 0 | 0 | 0 | 0 | 0
WT | 0 | 0 | 0 | 0 | 0 | 0
IGCC | 0 | 0 | 0 | 0 | 0 | 0
DemandResponse | 0 | 0 | 0 | 0 | 0 | 0
IGCC-CCS | 0 | 0 | 0 | 0 | 0 | 0
WT_off | 0 | 0 | 0 | 0 | 0 | 0
PseudoUnit | 0 | 0 | 0 | 0 | 0 | 0
FixedInterchange | 0 | 0 | 0 | 0 | 0 | 0
CO2 Emissions (MMshortTons): IESO
ReportingType | 2015 | 2020 | 2025 | 2030 | 2035 | 2040
BM | 0 | 0 | 0 | 0 | 0 | 0
CC | 0.38 | 0.6 | 0.82 | 1.6 | 4.55 | 12.1
CSP | 0 | 0 | 0 | 0 | 0 | 0
CT | 0 | 0 | 0 | 0 | 0.05 | 0.07
Coal | 0 | 0 | 0 | 0 | 0 | 0
Geo | 0 | 0 | 0 | 0 | 0 | 0
H | 0 | 0 | 0 | 0 | 0 | 0
LFG | 0 | 0 | 0 | 0 | 0 | 0
Nuc | 0 | 0 | 0 | 0 | 0 | 0
PS | 0 | 0 | 0 | 0 | 0 | 0
PV | 0 | 0 | 0 | 0 | 0 | 0
PeakG | 0 | 0 | 0 | 0 | 0 | 0
PeakO | 0 | 0 | 0 | 0 | 0 | 0
ST | 0 | 0 | 0 | 0 | 0 | 0
STOG | 0 | 0 | 0 | 0 | 0 | 0
STWD | 0 | 0 | 0 | 0 | 0 | 0
WT | 0 | 0 | 0 | 0 | 0 | 0
IGCC | 0 | 0 | 0 | 0 | 0 | 0
DemandResponse | 0 | 0 | 0 | 0 | 0 | 0
IGCC-CCS | 0 | 0 | 0 | 0 | 0 | 0
WT_off | 0 | 0 | 0 | 0 | 0 | 0
PseudoUnit | 0 | 0 | 0 | 0 | 0 | 0
FixedInterchange | 0 | 0 | 0 | 0 | 0 | 0
CO2 Emissions (MMshortTons): MAPP_CA
ReportingType | 2015 | 2020 | 2025 | 2030 | 2035 | 2040
BM | 0 | 0 | 0 | 0 | 0 | 0
CC | 3.85 | 5.93 | 6.16 | 7.89 | 8 | 7.49
CSP | 0 | 0 | 0 | 0 | 0 | 0
CT | 0 | 0 | 0 | 0 | 0 | 0.01
Coal | 0.1 | 0.16 | 0.37 | 2.07 | 3.88 | 4.48
Geo | 0 | 0 | 0 | 0 | 0 | 0
H | 0 | 0 | 0 | 0 | 0 | 0
LFG | 0 | 0 | 0 | 0 | 0 | 0
Nuc | 0 | 0 | 0 | 0 | 0 | 0
PS | 0 | 0 | 0 | 0 | 0 | 0
PV | 0 | 0 | 0 | 0 | 0 | 0
PeakG | 0 | 0 | 0 | 0 | 0 | 0
PeakO | 0 | 0 | 0 | 0 | 0 | 0
ST | 0 | 0 | 0 | 0 | 0 | 0
STOG | 0 | 0 | 0 | 0 | 0 | 0
STWD | 0 | 0 | 0 | 0 | 0 | 0
WT | 0 | 0 | 0 | 0 | 0 | 0
IGCC | 0 | 0 | 0 | 0 | 0 | 0
DemandResponse | 0 | 0 | 0 | 0 | 0 | 0
IGCC-CCS | 0 | 0 | 0 | 0 | 0 | 0
WT_off | 0 | 0 | 0 | 0 | 0 | 0
PseudoUnit | 0 | 0 | 0 | 0 | 0 | 0
FixedInterchange | 0 | 0 | 0 | 0 | 0 | 0
CO2 Emissions (MMshortTons): AZ_NM_SNV_Coal
ReportingType | 2015 | 2020 | 2025 | 2030 | 2035 | 2040
BM | 0 | 0 | 0 | 0 | 0 | 0
CC | 0 | 0 | 0 | 0 | 0 | 0
CSP | 0 | 0 | 0 | 0 | 0 | 0
CT | 0 | 0 | 0 | 0 | 0 | 0
Coal | 74.37 | 80.51 | 80.51 | 80.51 | 80.51 | 130.5
Geo | 0 | 0 | 0 | 0 | 0 | 0
H | 0 | 0 | 0 | 0 | 0 | 0
LFG | 0 | 0 | 0 | 0 | 0 | 0
Nuc | 0 | 0 | 0 | 0 | 0 | 0
PS | 0 | 0 | 0 | 0 | 0 | 0
PV | 0 | 0 | 0 | 0 | 0 | 0
PeakG | 0 | 0 | 0 | 0 | 0 | 0
PeakO | 0 | 0 | 0 | 0 | 0 | 0
ST | 0 | 0 | 0 | 0 | 0 | 0
STOG | 0 | 0 | 0 | 0 | 0 | 0
STWD | 0 | 0 | 0 | 0 | 0 | 0
WT | 0 | 0 | 0 | 0 | 0 | 0
IGCC | 0 | 0 | 0 | 0 | 0 | 0
DemandResponse | 0 | 0 | 0 | 0 | 0 | 0
IGCC-CCS | 0 | 0 | 0 | 0 | 0 | 0
WT_off | 0 | 0 | 0 | 0 | 0 | 0
PseudoUnit | 0 | 0 | 0 | 0 | 0 | 0
FixedInterchange | 0 | 0 | 0 | 0 | 0 | 0
CO2 Emissions (MMshortTons): AZ_NM_SNV_Gas
ReportingType | 2015 | 2020 | 2025 | 2030 | 2035 | 2040
BM | 0 | 0 | 0 | 0 | 0 | 0
CC | 44.09 | 49.59 | 53.66 | 63.9 | 72.82 | 66.27
CSP | 0 | 0 | 0 | 0 | 0 | 0
CT | 0 | 0 | 0.05 | 0.09 | 0 | 0
Coal | 0 | 0 | 0 | 0 | 0 | 0
Geo | 0 | 0 | 0 | 0 | 0 | 0
H | 0 | 0 | 0 | 0 | 0 | 0
LFG | 0 | 0 | 0 | 0 | 0 | 0
Nuc | 0 | 0 | 0 | 0 | 0 | 0
PS | 0 | 0 | 0 | 0 | 0 | 0
PV | 0 | 0 | 0 | 0 | 0 | 0
PeakG | 0 | 0 | 0.17 | 0.32 | 0.4 | 0.09
PeakO | 0 | 0 | 0 | 0 | 0 | 0
ST | 0 | 0 | 0 | 0 | 0 | 0
STOG | 0 | 0 | 0 | 0 | 0 | 0
STWD | 0 | 0 | 0 | 0 | 0 | 0
WT | 0 | 0 | 0 | 0 | 0 | 0
IGCC | 0 | 0 | 0 | 0 | 0 | 0
DemandResponse | 0 | 0 | 0 | 0 | 0 | 0
IGCC-CCS | 0 | 0 | 0 | 0 | 0 | 0
WT_off | 0 | 0 | 0 | 0 | 0 | 0
PseudoUnit | 0 | 0 | 0 | 0 | 0 | 0
FixedInterchange | 0 | 0 | 0 | 0 | 0 | 0
CO2 Emissions (MMshortTons): AZ_NM_SNV_NucRenew
ReportingType | 2015 | 2020 | 2025 | 2030 | 2035 | 2040
BM | 0 | 0 | 0 | 0 | 0 | 0
CC | 0 | 0 | 0 | 0 | 0 | 0
CSP | 0 | 0 | 0 | 0 | 0 | 0
CT | 0 | 0 | 0 | 0 | 0 | 0
Coal | 0 | 0 | 0 | 0 | 0 | 0
Geo | 0 | 0 | 0 | 0 | 0 | 0
H | 0 | 0 | 0 | 0 | 0 | 0
LFG | 0 | 0 | 0 | 0 | 0 | 0
Nuc | 0 | 0 | 0 | 0 | 0 | 0
PS | 0 | 0 | 0 | 0 | 0 | 0
PV | 0 | 0 | 0 | 0 | 0 | 0
PeakG | 0 | 0 | 0 | 0 | 0 | 0
PeakO | 0 | 0 | 0 | 0 | 0 | 0
ST | 0 | 0 | 0 | 0 | 0 | 0
STOG | 0 | 0 | 0 | 0 | 0 | 0
STWD | 0 | 0 | 0 | 0 | 0 | 0
WT | 0 | 0 | 0 | 0 | 0 | 0
IGCC | 0 | 0 | 0 | 0 | 0 | 0
DemandResponse | 0 | 0 | 0 | 0 | 0 | 0
IGCC-CCS | 0 | 0 | 0 | 0 | 0 | 0
WT_off | 0 | 0 | 0 | 0 | 0 | 0
PseudoUnit | 0 | 0 | 0 | 0 | 0 | 0
FixedInterchange | 0 | 0 | 0 | 0 | 0 | 0
CO2 Emissions (MMshortTons): ERCOT
ReportingType | 2015 | 2020 | 2025 | 2030 | 2035 | 2040
BM | 0 | 0 | 0 | 0 | 0 | 0
CC | 70.45 | 75.11 | 71.4 | 77.41 | 82.27 | 87.08
CSP | 0 | 0 | 0 | 0 | 0 | 0
CT | 0 | 0 | 0 | 0 | 0 | 0
Coal | 113.7 | 131.48 | 157.9 | 157.9 | 157.9 | 157.9
Geo | 0 | 0 | 0 | 0 | 0 | 0
H | 0 | 0 | 0 | 0 | 0 | 0
LFG | 0 | 0 | 0 | 0 | 0 | 0
Nuc | 0 | 0 | 0 | 0 | 0 | 0
PS | 0 | 0 | 0 | 0 | 0 | 0
PV | 0 | 0 | 0 | 0 | 0 | 0
PeakG | 0 | 0 | 0 | 0 | 0 | 0
PeakO | 0 | 0 | 0 | 0 | 0 | 0
ST | 0 | 0 | 0 | 0 | 0 | 0
STOG | 3.29 | 3.41 | 3.93 | 3.21 | 2.92 | 2.53
STWD | 0 | 0 | 0 | 0 | 0 | 0
WT | 0 | 0 | 0 | 0 | 0 | 0
IGCC | 0 | 0 | 0 | 0 | 0 | 0
DemandResponse | 0 | 0 | 0 | 0 | 0 | 0
IGCC-CCS | 0 | 0 | 0 | 0 | 0 | 0
WT_off | 0 | 0 | 0 | 0 | 0 | 0
PseudoUnit | 0 | 0 | 0 | 0 | 0 | 0
FixedInterchange | 0 | 0 | 0 | 0 | 0 | 0
CO2 Emissions (MMshortTons): NP15
ReportingType | 2015 | 2020 | 2025 | 2030 | 2035 | 2040
BM | 0 | 0 | 0 | 0 | 0 | 0
CC | 16.44 | 12.87 | 11.27 | 7.37 | 6.2 | 4.43
CSP | 0 | 0 | 0 | 0 | 0 | 0
CT | 0 | 0 | 0 | 0 | 0 | 0.01
Coal | 0.27 | 0 | 0 | 0 | 0 | 0
Geo | 0 | 0 | 0 | 0 | 0 | 0
H | 0 | 0 | 0 | 0 | 0 | 0
LFG | 0 | 0 | 0 | 0 | 0 | 0
Nuc | 0 | 0 | 0 | 0 | 0 | 0
PS | 0 | 0 | 0 | 0 | 0 | 0
PV | 0 | 0 | 0 | 0 | 0 | 0
PeakG | 0 | 0 | 0 | 0 | 0.01 | 0.02
PeakO | 0 | 0 | 0 | 0 | 0 | 0
ST | 0 | 0 | 0 | 0 | 0 | 0
STOG | 0.09 | 0.1 | 0.16 | 0.21 | 0.17 | 0.3
STWD | 0 | 0 | 0 | 0 | 0 | 0
WT | 0 | 0 | 0 | 0 | 0 | 0
IGCC | 0 | 0 | 0 | 0 | 0 | 0
DemandResponse | 0 | 0 | 0 | 0 | 0 | 0
IGCC-CCS | 0 | 0 | 0 | 0 | 0 | 0
WT_off | 0 | 0 | 0 | 0 | 0 | 0
PseudoUnit | 0 | 0 | 0 | 0 | 0 | 0
FixedInterchange | 0 | 0 | 0 | 0 | 0 | 0
CO2 Emissions (MMshortTons): NWPP_Coal
ReportingType | 2015 | 2020 | 2025 | 2030 | 2035 | 2040
BM | 0 | 0 | 0 | 0 | 0 | 0
CC | 0 | 0 | 0 | 0 | 0 | 0
CSP | 0 | 0 | 0 | 0 | 0 | 0
CT | 0 | 0 | 0 | 0 | 0 | 0
Coal | 107.94 | 108.07 | 108.07 | 108.07 | 107.56 | 107.35
Geo | 0 | 0 | 0 | 0 | 0 | 0
H | 0 | 0 | 0 | 0 | 0 | 0
LFG | 0 | 0 | 0 | 0 | 0 | 0
Nuc | 0 | 0 | 0 | 0 | 0 | 0
PS | 0 | 0 | 0 | 0 | 0 | 0
PV | 0 | 0 | 0 | 0 | 0 | 0
PeakG | 0 | 0 | 0 | 0 | 0 | 0
PeakO | 0 | 0 | 0 | 0 | 0 | 0
ST | 0 | 0 | 0 | 0 | 0 | 0
STOG | 0 | 0 | 0 | 0 | 0 | 0
STWD | 0 | 0 | 0 | 0 | 0 | 0
WT | 0 | 0 | 0 | 0 | 0 | 0
IGCC | 0 | 0 | 0 | 0 | 0 | 0
DemandResponse | 0 | 0 | 0 | 0 | 0 | 0
IGCC-CCS | 0 | 0 | 0 | 0 | 0 | 0
WT_off | 0 | 0 | 0 | 0 | 0 | 0
PseudoUnit | 0 | 0 | 0 | 0 | 0 | 0
FixedInterchange | 0 | 0 | 0 | 0 | 0 | 0
CO2 Emissions (MMshortTons): NWPP_Gas
ReportingType | 2015 | 2020 | 2025 | 2030 | 2035 | 2040
BM | 0 | 0 | 0 | 0 | 0 | 0
CC | 21.13 | 21.13 | 27.68 | 37.96 | 47.03 | 53.17
CSP | 0 | 0 | 0 | 0 | 0 | 0
CT | 0 | 0 | 0 | 0 | 0 | 0
Coal | 0 | 0 | 0 | 0 | 0 | 7.04
Geo | 0 | 0 | 0 | 0 | 0 | 0
H | 0 | 0 | 0 | 0 | 0 | 0
LFG | 0 | 0 | 0 | 0 | 0 | 0
Nuc | 0 | 0 | 0 | 0 | 0 | 0
PS | 0 | 0 | 0 | 0 | 0 | 0
PV | 0 | 0 | 0 | 0 | 0 | 0
PeakG | 0 | 0 | 0 | 0 | 0 | 0
PeakO | 0 | 0 | 0 | 0 | 0 | 0
ST | 0 | 0 | 0 | 0 | 0 | 0
STOG | 0 | 0 | 0 | 0 | 0 | 0
STWD | 0 | 0 | 0 | 0 | 0 | 0
WT | 0 | 0 | 0 | 0 | 0 | 0
IGCC | 0 | 0 | 0 | 0 | 0 | 0
DemandResponse | 0 | 0 | 0 | 0 | 0 | 0
IGCC-CCS | 0 | 0 | 0 | 0 | 0 | 0
WT_off | 0 | 0 | 0 | 0 | 0 | 0
PseudoUnit | 0 | 0 | 0 | 0 | 0 | 0
FixedInterchange | 0 | 0 | 0 | 0 | 0 | 0
CO2 Emissions (MMshortTons): NWPP_NucRenew
ReportingType | 2015 | 2020 | 2025 | 2030 | 2035 | 2040
BM | 0 | 0 | 0 | 0 | 0 | 0
CC | 0 | 0 | 0 | 0 | 0 | 0
CSP | 0 | 0 | 0 | 0 | 0 | 0
CT | 0 | 0 | 0 | 0 | 0 | 0
Coal | 0 | 0 | 0 | 0 | 0 | 0
Geo | 0 | 0 | 0 | 0 | 0 | 0
H | 0 | 0 | 0 | 0 | 0 | 0
LFG | 0 | 0 | 0 | 0 | 0 | 0
Nuc | 0 | 0 | 0 | 0 | 0 | 0
PS | 0 | 0 | 0 | 0 | 0 | 0
PV | 0 | 0 | 0 | 0 | 0 | 0
PeakG | 0 | 0 | 0 | 0 | 0 | 0
PeakO | 0 | 0 | 0 | 0 | 0 | 0
ST | 0 | 0 | 0 | 0 | 0 | 0
STOG | 0 | 0 | 0 | 0 | 0 | 0
STWD | 0 | 0 | 0 | 0 | 0 | 0
WT | 0 | 0 | 0 | 0 | 0 | 0
IGCC | 0 | 0 | 0 | 0 | 0 | 0
DemandResponse | 0 | 0 | 0 | 0 | 0 | 0
IGCC-CCS | 0 | 0 | 0 | 0 | 0 | 0
WT_off | 0 | 0 | 0 | 0 | 0 | 0
PseudoUnit | 0 | 0 | 0 | 0 | 0 | 0
FixedInterchange | 0 | 0 | 0 | 0 | 0 | 0
CO2 Emissions (MMshortTons): RMPA
ReportingType | 2015 | 2020 | 2025 | 2030 | 2035 | 2040
BM | 0 | 0 | 0 | 0 | 0 | 0
CC | 3.31 | 3.08 | 1.2 | 0.99 | 1.01 | 0.55
CSP | 0 | 0 | 0 | 0 | 0 | 0
CT | 0 | 0 | 0 | 0 | 0 | 0
Coal | 61.31 | 61.68 | 58.77 | 67.18 | 75.82 | 85.19
Geo | 0 | 0 | 0 | 0 | 0 | 0
H | 0 | 0 | 0 | 0 | 0 | 0
LFG | 0 | 0 | 0 | 0 | 0 | 0
Nuc | 0 | 0 | 0 | 0 | 0 | 0
PS | 0 | 0 | 0 | 0 | 0 | 0
PV | 0 | 0 | 0 | 0 | 0 | 0
PeakG | 0.01 | 0.01 | 0 | 0 | 0 | 0
PeakO | 0 | 0 | 0 | 0 | 0 | 0
ST | 0 | 0 | 0 | 0 | 0 | 0
STOG | 0 | 0 | 0 | 0 | 0 | 0
STWD | 0 | 0 | 0 | 0 | 0 | 0
WT | 0 | 0 | 0 | 0 | 0 | 0
IGCC | 0 | 0 | 0 | 0 | 0 | 0
DemandResponse | 0 | 0 | 0 | 0 | 0 | 0
IGCC-CCS | 0 | 0 | 0 | 0 | 0 | 0
WT_off | 0 | 0 | 0 | 0 | 0 | 0
PseudoUnit | 0 | 0 | 0 | 0 | 0 | 0
FixedInterchange | 0 | 0 | 0 | 0 | 0 | 0
CO2 Emissions (MMshortTons): SP15
ReportingType | 2015 | 2020 | 2025 | 2030 | 2035 | 2040
BM | 0 | 0 | 0 | 0 | 0 | 0
CC | 18.51 | 7.76 | 7.5 | 7.37 | 6.08 | 4.29
CSP | 0 | 0 | 0 | 0 | 0 | 0
CT | 0 | 0 | 0 | 0 | 0 | 0
Coal | 0.9 | 0.9 | 0.9 | 0.55 | 0 | 0
Geo | 0 | 0 | 0 | 0 | 0 | 0
H | 0 | 0 | 0 | 0 | 0 | 0
LFG | 0 | 0 | 0 | 0 | 0 | 0
Nuc | 0 | 0 | 0 | 0 | 0 | 0
PS | 0 | 0 | 0 | 0 | 0 | 0
PV | 0 | 0 | 0 | 0 | 0 | 0
PeakG | 0 | 0 | 0 | 0 | 0 | 0
PeakO | 0 | 0 | 0 | 0 | 0 | 0
ST | 0 | 0 | 0 | 0 | 0 | 0
STOG | 0.14 | 0.13 | 0.04 | 0.1 | 0.24 | 0.33
STWD | 0 | 0 | 0 | 0 | 0 | 0
WT | 0 | 0 | 0 | 0 | 0 | 0
IGCC | 0 | 0 | 0 | 0 | 0 | 0
DemandResponse | 0 | 0 | 0 | 0 | 0 | 0
IGCC-CCS | 0 | 0 | 0 | 0 | 0 | 0
WT_off | 0 | 0 | 0 | 0 | 0 | 0
PseudoUnit | 0 | 0 | 0 | 0 | 0 | 0
FixedInterchange | 0 | 0 | 0 | 0 | 0 | 0
CO2 Emissions (MMshortTons): ALB
ReportingType | 2015 | 2020 | 2025 | 2030 | 2035 | 2040
BM | 0 | 0 | 0 | 0 | 0 | 0
CC | 7.52 | 10.27 | 11.75 | 14.2 | 16.27 | 18.6
CSP | 0 | 0 | 0 | 0 | 0 | 0
CT | 0 | 0 | 0 | 0 | 0 | 0
Coal | 50 | 50 | 50 | 50 | 50 | 50
Geo | 0 | 0 | 0 | 0 | 0 | 0
H | 0 | 0 | 0 | 0 | 0 | 0
LFG | 0 | 0 | 0 | 0 | 0 | 0
Nuc | 0 | 0 | 0 | 0 | 0 | 0
PS | 0 | 0 | 0 | 0 | 0 | 0
PV | 0 | 0 | 0 | 0 | 0 | 0
PeakG | 0 | 0 | 0 | 0 | 0 | 0
PeakO | 0 | 0 | 0 | 0 | 0 | 0
ST | 0 | 0 | 0 | 0 | 0 | 0
STOG | 0 | 0 | 0 | 0 | 0 | 0
STWD | 0 | 0 | 0 | 0 | 0 | 0
WT | 0 | 0 | 0 | 0 | 0 | 0
IGCC | 0 | 0 | 0 | 0 | 0 | 0
DemandResponse | 0 | 0 | 0 | 0 | 0 | 0
IGCC-CCS | 0 | 0 | 0 | 0 | 0 | 0
WT_off | 0 | 0 | 0 | 0 | 0 | 0
PseudoUnit | 0 | 0 | 0 | 0 | 0 | 0
FixedInterchange | 0 | 0 | 0 | 0 | 0 | 0
CO2 Emissions (MMshortTons): BC
ReportingType | 2015 | 2020 | 2025 | 2030 | 2035 | 2040
BM | 0 | 0 | 0 | 0 | 0 | 0
CC | 3.37 | 5.37 | 7.44 | 9.68 | 11.78 | 12.14
CSP | 0 | 0 | 0 | 0 | 0 | 0
CT | 0 | 0 | 0 | 0 | 0 | 0
Coal | 0 | 0 | 0 | 0 | 0 | 0
Geo | 0 | 0 | 0 | 0 | 0 | 0
H | 0 | 0 | 0 | 0 | 0 | 0
LFG | 0 | 0 | 0 | 0 | 0 | 0
Nuc | 0 | 0 | 0 | 0 | 0 | 0
PS | 0 | 0 | 0 | 0 | 0 | 0
PV | 0 | 0 | 0 | 0 | 0 | 0
PeakG | 0 | 0 | 0 | 0 | 0 | 0
PeakO | 0 | 0 | 0 | 0 | 0 | 0
ST | 0 | 0 | 0 | 0 | 0 | 0
STOG | 0.37 | 0 | 0 | 0 | 0 | 0
STWD | 0 | 0 | 0 | 0 | 0 | 0
WT | 0 | 0 | 0 | 0 | 0 | 0
IGCC | 0 | 0 | 0 | 0 | 0 | 0
DemandResponse | 0 | 0 | 0 | 0 | 0 | 0
IGCC-CCS | 0 | 0 | 0 | 0 | 0 | 0
WT_off | 0 | 0 | 0 | 0 | 0 | 0
PseudoUnit | 0 | 0 | 0 | 0 | 0 | 0
FixedInterchange | 0 | 0 | 0 | 0 | 0 | 0
CO2 Emissions (MMshortTons): HQ_IESO
ReportingType | 2015 | 2020 | 2025 | 2030 | 2035 | 2040
BM | 0 | 0 | 0 | 0 | 0 | 0
CC | 0 | 0 | 0 | 0 | 0 | 0
CSP | 0 | 0 | 0 | 0 | 0 | 0
CT | 0 | 0 | 0 | 0 | 0 | 0
Coal | 0 | 0 | 0 | 0 | 0 | 0
Geo | 0 | 0 | 0 | 0 | 0 | 0
H | 0 | 0 | 0 | 0 | 0 | 0
LFG | 0 | 0 | 0 | 0 | 0 | 0
Nuc | 0 | 0 | 0 | 0 | 0 | 0
PS | 0 | 0 | 0 | 0 | 0 | 0
PV | 0 | 0 | 0 | 0 | 0 | 0
PeakG | 0 | 0 | 0 | 0 | 0 | 0
PeakO | 0 | 0 | 0 | 0 | 0 | 0
ST | 0 | 0 | 0 | 0 | 0 | 0
STOG | 0 | 0 | 0 | 0 | 0 | 0
STWD | 0 | 0 | 0 | 0 | 0 | 0
WT | 0 | 0 | 0 | 0 | 0 | 0
IGCC | 0 | 0 | 0 | 0 | 0 | 0
DemandResponse | 0 | 0 | 0 | 0 | 0 | 0
IGCC-CCS | 0 | 0 | 0 | 0 | 0 | 0
WT_off | 0 | 0 | 0 | 0 | 0 | 0
PseudoUnit | 0 | 0 | 0 | 0 | 0 | 0
FixedInterchange | 0 | 0 | 0 | 0 | 0 | 0
CO2 Emissions (MMshortTons): HQ_NEISO
ReportingType | 2015 | 2020 | 2025 | 2030 | 2035 | 2040
BM | 0 | 0 | 0 | 0 | 0 | 0
CC | 0 | 0 | 0 | 0 | 0 | 0
CSP | 0 | 0 | 0 | 0 | 0 | 0
CT | 0 | 0 | 0 | 0 | 0 | 0
Coal | 0 | 0 | 0 | 0 | 0 | 0
Geo | 0 | 0 | 0 | 0 | 0 | 0
H | 0 | 0 | 0 | 0 | 0 | 0
LFG | 0 | 0 | 0 | 0 | 0 | 0
Nuc | 0 | 0 | 0 | 0 | 0 | 0
PS | 0 | 0 | 0 | 0 | 0 | 0
PV | 0 | 0 | 0 | 0 | 0 | 0
PeakG | 0 | 0 | 0 | 0 | 0 | 0
PeakO | 0 | 0 | 0 | 0 | 0 | 0
ST | 0 | 0 | 0 | 0 | 0 | 0
STOG | 0 | 0 | 0 | 0 | 0 | 0
STWD | 0 | 0 | 0 | 0 | 0 | 0
WT | 0 | 0 | 0 | 0 | 0 | 0
IGCC | 0 | 0 | 0 | 0 | 0 | 0
DemandResponse | 0 | 0 | 0 | 0 | 0 | 0
IGCC-CCS | 0 | 0 | 0 | 0 | 0 | 0
WT_off | 0 | 0 | 0 | 0 | 0 | 0
PseudoUnit | 0 | 0 | 0 | 0 | 0 | 0
FixedInterchange | 0 | 0 | 0 | 0 | 0 | 0
CO2 Emissions (MMshortTons): HQ_NY
ReportingType | 2015 | 2020 | 2025 | 2030 | 2035 | 2040
BM | 0 | 0 | 0 | 0 | 0 | 0
CC | 0 | 0 | 0 | 0 | 0 | 0
CSP | 0 | 0 | 0 | 0 | 0 | 0
CT | 0 | 0 | 0 | 0 | 0 | 0
Coal | 0 | 0 | 0 | 0 | 0 | 0
Geo | 0 | 0 | 0 | 0 | 0 | 0
H | 0 | 0 | 0 | 0 | 0 | 0
LFG | 0 | 0 | 0 | 0 | 0 | 0
Nuc | 0 | 0 | 0 | 0 | 0 | 0
PS | 0 | 0 | 0 | 0 | 0 | 0
PV | 0 | 0 | 0 | 0 | 0 | 0
PeakG | 0 | 0 | 0 | 0 | 0 | 0
PeakO | 0 | 0 | 0 | 0 | 0 | 0
ST | 0 | 0 | 0 | 0 | 0 | 0
STOG | 0 | 0 | 0 | 0 | 0 | 0
STWD | 0 | 0 | 0 | 0 | 0 | 0
WT | 0 | 0 | 0 | 0 | 0 | 0
IGCC | 0 | 0 | 0 | 0 | 0 | 0
DemandResponse | 0 | 0 | 0 | 0 | 0 | 0
IGCC-CCS | 0 | 0 | 0 | 0 | 0 | 0
WT_off | 0 | 0 | 0 | 0 | 0 | 0
PseudoUnit | 0 | 0 | 0 | 0 | 0 | 0
FixedInterchange | 0 | 0 | 0 | 0 | 0 | 0
CO2 Emissions (MMshortTons): MARITIMES
ReportingType | 2015 | 2020 | 2025 | 2030 | 2035 | 2040
BM | 0 | 0 | 0 | 0 | 0 | 0
CC | 0 | 0 | 0 | 0 | 0 | 0
CSP | 0 | 0 | 0 | 0 | 0 | 0
CT | 0 | 0 | 0 | 0 | 0 | 0
Coal | 0 | 0 | 0 | 0 | 0 | 0
Geo | 0 | 0 | 0 | 0 | 0 | 0
H | 0 | 0 | 0 | 0 | 0 | 0
LFG | 0 | 0 | 0 | 0 | 0 | 0
Nuc | 0 | 0 | 0 | 0 | 0 | 0
PS | 0 | 0 | 0 | 0 | 0 | 0
PV | 0 | 0 | 0 | 0 | 0 | 0
PeakG | 0 | 0 | 0 | 0 | 0 | 0
PeakO | 0 | 0 | 0 | 0 | 0 | 0
ST | 0 | 0 | 0 | 0 | 0 | 0
STOG | 0 | 0 | 0 | 0 | 0 | 0
STWD | 0 | 0 | 0 | 0 | 0 | 0
WT | 0 | 0 | 0 | 0 | 0 | 0
IGCC | 0 | 0 | 0 | 0 | 0 | 0
DemandResponse | 0 | 0 | 0 | 0 | 0 | 0
IGCC-CCS | 0 | 0 | 0 | 0 | 0 | 0
WT_off | 0 | 0 | 0 | 0 | 0 | 0
PseudoUnit | 0 | 0 | 0 | 0 | 0 | 0
FixedInterchange | 0 | 0 | 0 | 0 | 0 | 0
CO2 Emissions (MMshortTons): All
ReportingType | 2015 | 2020 | 2025 | 2030 | 2035 | 2040
BM | 0 | 0 | 0 | 0 | 0 | 0
CC | 484.49 | 570.71 | 574.86 | 641.24 | 734.93 | 788.96
CSP | 0 | 0 | 0 | 0 | 0 | 0
CT | 0.37 | 0.89 | 1.11 | 1.73 | 2.52 | 2.88
Coal | 1900.46 | 1800.23 | 1951.63 | 2012.08 | 2136.41 | 2323.96
Geo | 0 | 0 | 0 | 0 | 0 | 0
H | 0 | 0 | 0 | 0 | 0 | 0
LFG | 0 | 0 | 0 | 0 | 0 | 0
Nuc | 0 | 0 | 0 | 0 | 0 | 0
PS | 0 | 0 | 0 | 0 | 0 | 0
PV | 0 | 0 | 0 | 0 | 0 | 0
PeakG | 1.63 | 2.13 | 2.7 | 2.56 | 2.88 | 2.1
PeakO | 0 | 0 | 0 | 0 | 0 | 0
ST | 0 | 0 | 0 | 0 | 0 | 0
STOG | 11.28 | 11.96 | 13 | 12.37 | 11.96 | 11.3
STWD | 0 | 0 | 0 | 0 | 0 | 0
WT | 0 | 0 | 0 | 0 | 0 | 0
IGCC | 4.15 | 4.15 | 4.15 | 4.15 | 4.15 | 4.15
DemandResponse | 0 | 0 | 0 | 0 | 0 | 0
IGCC-CCS | 0 | 0 | 0 | 0 | 0 | 0
WT_off | 0 | 0 | 0 | 0 | 0 | 0
PseudoUnit | 0 | 0 | 0 | 0 | 0 | 0
FixedInterchange | 0 | 0 | 0 | 0 | 0 | 0
CO2 Emissions (MMshortTons): EI_US
ReportingType | 2015 | 2020 | 2025 | 2030 | 2035 | 2040
BM | 0 | 0 | 0 | 0 | 0 | 0
CC | 295.44 | 379.01 | 376 | 412.85 | 478.91 | 522.83
CSP | 0 | 0 | 0 | 0 | 0 | 0
CT | 0.37 | 0.89 | 1.06 | 1.64 | 2.46 | 2.8
Coal | 1491.88 | 1367.43 | 1495.11 | 1545.81 | 1660.74 | 1781.49
Geo | 0 | 0 | 0 | 0 | 0 | 0
H | 0 | 0 | 0 | 0 | 0 | 0
LFG | 0 | 0 | 0 | 0 | 0 | 0
Nuc | 0 | 0 | 0 | 0 | 0 | 0
PS | 0 | 0 | 0 | 0 | 0 | 0
PV | 0 | 0 | 0 | 0 | 0 | 0
PeakG | 1.62 | 2.12 | 2.52 | 2.23 | 2.47 | 1.99
PeakO | 0 | 0 | 0 | 0 | 0 | 0
ST | 0 | 0 | 0 | 0 | 0 | 0
STOG | 7.4 | 8.32 | 8.88 | 8.86 | 8.63 | 8.14
STWD | 0 | 0 | 0 | 0 | 0 | 0
WT | 0 | 0 | 0 | 0 | 0 | 0
IGCC | 4.15 | 4.15 | 4.15 | 4.15 | 4.15 | 4.15
DemandResponse | 0 | 0 | 0 | 0 | 0 | 0
IGCC-CCS | 0 | 0 | 0 | 0 | 0 | 0
WT_off | 0 | 0 | 0 | 0 | 0 | 0
PseudoUnit | 0 | 0 | 0 | 0 | 0 | 0
FixedInterchange | 0 | 0 | 0 | 0 | 0 | 0
CO2 Emissions (MMshortTons): EI_Canada
ReportingType | 2015 | 2020 | 2025 | 2030 | 2035 | 2040
BM | 0 | 0 | 0 | 0 | 0 | 0
CC | 4.23 | 6.53 | 6.97 | 9.49 | 12.56 | 19.59
CSP | 0 | 0 | 0 | 0 | 0 | 0
CT | 0 | 0 | 0 | 0 | 0.05 | 0.08
Coal | 0.1 | 0.16 | 0.37 | 2.07 | 3.88 | 4.48
Geo | 0 | 0 | 0 | 0 | 0 | 0
H | 0 | 0 | 0 | 0 | 0 | 0
LFG | 0 | 0 | 0 | 0 | 0 | 0
Nuc | 0 | 0 | 0 | 0 | 0 | 0
PS | 0 | 0 | 0 | 0 | 0 | 0
PV | 0 | 0 | 0 | 0 | 0 | 0
PeakG | 0 | 0 | 0 | 0 | 0 | 0
PeakO | 0 | 0 | 0 | 0 | 0 | 0
ST | 0 | 0 | 0 | 0 | 0 | 0
STOG | 0 | 0 | 0 | 0 | 0 | 0
STWD | 0 | 0 | 0 | 0 | 0 | 0
WT | 0 | 0 | 0 | 0 | 0 | 0
IGCC | 0 | 0 | 0 | 0 | 0 | 0
DemandResponse | 0 | 0 | 0 | 0 | 0 | 0
IGCC-CCS | 0 | 0 | 0 | 0 | 0 | 0
WT_off | 0 | 0 | 0 | 0 | 0 | 0
PseudoUnit | 0 | 0 | 0 | 0 | 0 | 0
FixedInterchange | 0 | 0 | 0 | 0 | 0 | 0
CO2 Emissions (MMshortTons): EI
ReportingType | 2015 | 2020 | 2025 | 2030 | 2035 | 2040
BM | 0 | 0 | 0 | 0 | 0 | 0
CC | 299.66 | 385.54 | 382.97 | 422.34 | 491.47 | 542.42
CSP | 0 | 0 | 0 | 0 | 0 | 0
CT | 0.37 | 0.89 | 1.06 | 1.64 | 2.52 | 2.87
Coal | 1491.98 | 1367.6 | 1495.48 | 1547.87 | 1664.62 | 1785.97
Geo | 0 | 0 | 0 | 0 | 0 | 0
H | 0 | 0 | 0 | 0 | 0 | 0
LFG | 0 | 0 | 0 | 0 | 0 | 0
Nuc | 0 | 0 | 0 | 0 | 0 | 0
PS | 0 | 0 | 0 | 0 | 0 | 0
PV | 0 | 0 | 0 | 0 | 0 | 0
PeakG | 1.62 | 2.12 | 2.52 | 2.23 | 2.47 | 1.99
PeakO | 0 | 0 | 0 | 0 | 0 | 0
ST | 0 | 0 | 0 | 0 | 0 | 0
STOG | 7.4 | 8.32 | 8.88 | 8.86 | 8.63 | 8.14
STWD | 0 | 0 | 0 | 0 | 0 | 0
WT | 0 | 0 | 0 | 0 | 0 | 0
IGCC | 4.15 | 4.15 | 4.15 | 4.15 | 4.15 | 4.15
DemandResponse | 0 | 0 | 0 | 0 | 0 | 0
IGCC-CCS | 0 | 0 | 0 | 0 | 0 | 0
WT_off | 0 | 0 | 0 | 0 | 0 | 0
PseudoUnit | 0 | 0 | 0 | 0 | 0 | 0
FixedInterchange | 0 | 0 | 0 | 0 | 0 | 0
CO2 Emissions (MMshortTons): Outside_EI
ReportingType | 2015 | 2020 | 2025 | 2030 | 2035 | 2040
BM | 0 | 0 | 0 | 0 | 0 | 0
CC | 184.83 | 185.17 | 191.89 | 218.9 | 243.46 | 246.54
CSP | 0 | 0 | 0 | 0 | 0 | 0
CT | 0 | 0 | 0.05 | 0.09 | 0 | 0.01
Coal | 408.47 | 432.63 | 456.14 | 464.21 | 471.79 | 537.99
Geo | 0 | 0 | 0 | 0 | 0 | 0
H | 0 | 0 | 0 | 0 | 0 | 0
LFG | 0 | 0 | 0 | 0 | 0 | 0
Nuc | 0 | 0 | 0 | 0 | 0 | 0
PS | 0 | 0 | 0 | 0 | 0 | 0
PV | 0 | 0 | 0 | 0 | 0 | 0
PeakG | 0.01 | 0.01 | 0.17 | 0.33 | 0.41 | 0.11
PeakO | 0 | 0 | 0 | 0 | 0 | 0
ST | 0 | 0 | 0 | 0 | 0 | 0
STOG | 3.89 | 3.64 | 4.13 | 3.51 | 3.33 | 3.16
STWD | 0 | 0 | 0 | 0 | 0 | 0
WT | 0 | 0 | 0 | 0 | 0 | 0
IGCC | 0 | 0 | 0 | 0 | 0 | 0
DemandResponse | 0 | 0 | 0 | 0 | 0 | 0
IGCC-CCS | 0 | 0 | 0 | 0 | 0 | 0
WT_off | 0 | 0 | 0 | 0 | 0 | 0
PseudoUnit | 0 | 0 | 0 | 0 | 0 | 0
FixedInterchange | 0 | 0 | 0 | 0 | 0 | 0
CO2 Emissions (MMmetricTons): Entergy
ReportingType | 2015 | 2020 | 2025 | 2030 | 2035 | 2040
BM | 0 | 0 | 0 | 0 | 0 | 0
CC | 25.89 | 34.28 | 31.89 | 32.78 | 36.38 | 35.66
CSP | 0 | 0 | 0 | 0 | 0 | 0
CT | 0 | 0 | 0 | 0 | 0 | 0
Coal | 58.48 | 46.59 | 56.4 | 58.58 | 58.3 | 58.3
Geo | 0 | 0 | 0 | 0 | 0 | 0
H | 0 | 0 | 0 | 0 | 0 | 0
LFG | 0 | 0 | 0 | 0 | 0 | 0
Nuc | 0 | 0 | 0 | 0 | 0 | 0
PS | 0 | 0 | 0 | 0 | 0 | 0
PV | 0 | 0 | 0 | 0 | 0 | 0
PeakG | 0 | 0 | 0 | 0 | 0 | 0
PeakO | 0 | 0 | 0 | 0 | 0 | 0
ST | 0 | 0 | 0 | 0 | 0 | 0
STOG | 0.9 | 0.92 | 0.99 | 0.91 | 0.99 | 0.85
STWD | 0 | 0 | 0 | 0 | 0 | 0
WT | 0 | 0 | 0 | 0 | 0 | 0
IGCC | 0 | 0 | 0 | 0 | 0 | 0
DemandResponse | 0 | 0 | 0 | 0 | 0 | 0
IGCC-CCS | 0 | 0 | 0 | 0 | 0 | 0
WT_off | 0 | 0 | 0 | 0 | 0 | 0
PseudoUnit | 0 | 0 | 0 | 0 | 0 | 0
FixedInterchange | 0 | 0 | 0 | 0 | 0 | 0
CO2 Emissions (MMmetricTons): FRCC
ReportingType | 2015 | 2020 | 2025 | 2030 | 2035 | 2040
BM | 0 | 0 | 0 | 0 | 0 | 0
CC | 58.31 | 66.6 | 70.76 | 77.75 | 87.95 | 99.56
CSP | 0 | 0 | 0 | 0 | 0 | 0
CT | 0.3 | 0.37 | 0.27 | 0.09 | 0.05 | 0.04
Coal | 53.55 | 51.64 | 57.34 | 58.33 | 59.8 | 59.8
Geo | 0 | 0 | 0 | 0 | 0 | 0
H | 0 | 0 | 0 | 0 | 0 | 0
LFG | 0 | 0 | 0 | 0 | 0 | 0
Nuc | 0 | 0 | 0 | 0 | 0 | 0
PS | 0 | 0 | 0 | 0 | 0 | 0
PV | 0 | 0 | 0 | 0 | 0 | 0
PeakG | 0.17 | 0.08 | 0.06 | 0.03 | 0.02 | 0.02
PeakO | 0 | 0 | 0 | 0 | 0 | 0
ST | 0 | 0 | 0 | 0 | 0 | 0
STOG | 2.61 | 1.96 | 1.86 | 1.23 | 0.96 | 0.78
STWD | 0 | 0 | 0 | 0 | 0 | 0
WT | 0 | 0 | 0 | 0 | 0 | 0
IGCC | 0 | 0 | 0 | 0 | 0 | 0
DemandResponse | 0 | 0 | 0 | 0 | 0 | 0
IGCC-CCS | 0 | 0 | 0 | 0 | 0 | 0
WT_off | 0 | 0 | 0 | 0 | 0 | 0
PseudoUnit | 0 | 0 | 0 | 0 | 0 | 0
FixedInterchange | 0 | 0 | 0 | 0 | 0 | 0
CO2 Emissions (MMmetricTons): MAPP_US
ReportingType | 2015 | 2020 | 2025 | 2030 | 2035 | 2040
BM | 0 | 0 | 0 | 0 | 0 | 0
CC | 0.08 | 0.09 | 0.08 | 0.14 | 0.11 | 0.08
CSP | 0 | 0 | 0 | 0 | 0 | 0
CT | 0 | 0 | 0 | 0 | 0 | 0
Coal | 20.28 | 20.21 | 20.31 | 20.31 | 20.41 | 21.23
Geo | 0 | 0 | 0 | 0 | 0 | 0
H | 0 | 0 | 0 | 0 | 0 | 0
LFG | 0 | 0 | 0 | 0 | 0 | 0
Nuc | 0 | 0 | 0 | 0 | 0 | 0
PS | 0 | 0 | 0 | 0 | 0 | 0
PV | 0 | 0 | 0 | 0 | 0 | 0
PeakG | 0.01 | 0.04 | 0.04 | 0.07 | 0.1 | 0.05
PeakO | 0 | 0 | 0 | 0 | 0 | 0
ST | 0 | 0 | 0 | 0 | 0 | 0
STOG | 0 | 0 | 0 | 0 | 0 | 0
STWD | 0 | 0 | 0 | 0 | 0 | 0
WT | 0 | 0 | 0 | 0 | 0 | 0
IGCC | 0 | 0 | 0 | 0 | 0 | 0
DemandResponse | 0 | 0 | 0 | 0 | 0 | 0
IGCC-CCS | 0 | 0 | 0 | 0 | 0 | 0
WT_off | 0 | 0 | 0 | 0 | 0 | 0
PseudoUnit | 0 | 0 | 0 | 0 | 0 | 0
FixedInterchange | 0 | 0 | 0 | 0 | 0 | 0
CO2 Emissions (MMmetricTons): MISO_IN
ReportingType | 2015 | 2020 | 2025 | 2030 | 2035 | 2040
BM | 0 | 0 | 0 | 0 | 0 | 0
CC | 1.67 | 9.73 | 11.03 | 15.44 | 19.09 | 18.38
CSP | 0 | 0 | 0 | 0 | 0 | 0
CT | 0 | 0 | 0 | 0 | 0 | 0
Coal | 79.72 | 83.1 | 88.66 | 90.81 | 93.58 | 95.54
Geo | 0 | 0 | 0 | 0 | 0 | 0
H | 0 | 0 | 0 | 0 | 0 | 0
LFG | 0 | 0 | 0 | 0 | 0 | 0
Nuc | 0 | 0 | 0 | 0 | 0 | 0
PS | 0 | 0 | 0 | 0 | 0 | 0
PV | 0 | 0 | 0 | 0 | 0 | 0
PeakG | 0 | 0 | 0.02 | 0.02 | 0.02 | 0.06
PeakO | 0 | 0 | 0 | 0 | 0 | 0
ST | 0 | 0 | 0 | 0 | 0 | 0
STOG | 0.02 | 0.03 | 0.03 | 0.03 | 0.03 | 0.05
STWD | 0 | 0 | 0 | 0 | 0 | 0
WT | 0 | 0 | 0 | 0 | 0 | 0
IGCC | 3.76 | 3.76 | 3.76 | 3.76 | 3.76 | 3.76
DemandResponse | 0 | 0 | 0 | 0 | 0 | 0
IGCC-CCS | 0 | 0 | 0 | 0 | 0 | 0
WT_off | 0 | 0 | 0 | 0 | 0 | 0
PseudoUnit | 0 | 0 | 0 | 0 | 0 | 0
FixedInterchange | 0 | 0 | 0 | 0 | 0 | 0
CO2 Emissions (MMmetricTons): MISO_MI
ReportingType | 2015 | 2020 | 2025 | 2030 | 2035 | 2040
BM | 0 | 0 | 0 | 0 | 0 | 0
CC | 5.41 | 5.81 | 5.15 | 3.66 | 3.91 | 3.09
CSP | 0 | 0 | 0 | 0 | 0 | 0
CT | 0 | 0 | 0 | 0 | 0 | 0
Coal | 54.28 | 45.11 | 48.97 | 51.12 | 51.39 | 51.63
Geo | 0 | 0 | 0 | 0 | 0 | 0
H | 0 | 0 | 0 | 0 | 0 | 0
LFG | 0 | 0 | 0 | 0 | 0 | 0
Nuc | 0 | 0 | 0 | 0 | 0 | 0
PS | 0 | 0 | 0 | 0 | 0 | 0
PV | 0 | 0 | 0 | 0 | 0 | 0
PeakG | 0 | 0.03 | 0.04 | 0.03 | 0.05 | 0.02
PeakO | 0 | 0 | 0 | 0 | 0 | 0
ST | 0 | 0 | 0 | 0 | 0 | 0
STOG | 0.14 | 0.3 | 0.34 | 0.34 | 0.27 | 0.34
STWD | 0 | 0 | 0 | 0 | 0 | 0
WT | 0 | 0 | 0 | 0 | 0 | 0
IGCC | 0 | 0 | 0 | 0 | 0 | 0
DemandResponse | 0 | 0 | 0 | 0 | 0 | 0
IGCC-CCS | 0 | 0 | 0 | 0 | 0 | 0
WT_off | 0 | 0 | 0 | 0 | 0 | 0
PseudoUnit | 0 | 0 | 0 | 0 | 0 | 0
FixedInterchange | 0 | 0 | 0 | 0 | 0 | 0
CO2 Emissions (MMmetricTons): MISO_MO-IL
ReportingType | 2015 | 2020 | 2025 | 2030 | 2035 | 2040
BM | 0 | 0 | 0 | 0 | 0 | 0
CC | 0.94 | 1.83 | 1.08 | 0.94 | 0.94 | 0.72
CSP | 0 | 0 | 0 | 0 | 0 | 0
CT | 0 | 0 | 0 | 0 | 0 | 0
Coal | 97 | 79.01 | 87.94 | 92.86 | 95.9 | 95.9
Geo | 0 | 0 | 0 | 0 | 0 | 0
H | 0 | 0 | 0 | 0 | 0 | 0
LFG | 0 | 0 | 0 | 0 | 0 | 0
Nuc | 0 | 0 | 0 | 0 | 0 | 0
PS | 0 | 0 | 0 | 0 | 0 | 0
PV | 0 | 0 | 0 | 0 | 0 | 0
PeakG | 0.06 | 0.14 | 0.21 | 0.21 | 0.23 | 0.29
PeakO | 0 | 0 | 0 | 0 | 0 | 0
ST | 0 | 0 | 0 | 0 | 0 | 0
STOG | 0.04 | 0.06 | 0.05 | 0.04 | 0.01 | 0.04
STWD | 0 | 0 | 0 | 0 | 0 | 0
WT | 0 | 0 | 0 | 0 | 0 | 0
IGCC | 0 | 0 | 0 | 0 | 0 | 0
DemandResponse | 0 | 0 | 0 | 0 | 0 | 0
IGCC-CCS | 0 | 0 | 0 | 0 | 0 | 0
WT_off | 0 | 0 | 0 | 0 | 0 | 0
PseudoUnit | 0 | 0 | 0 | 0 | 0 | 0
FixedInterchange | 0 | 0 | 0 | 0 | 0 | 0
CO2 Emissions (MMmetricTons): MISO_W
ReportingType | 2015 | 2020 | 2025 | 2030 | 2035 | 2040
BM | 0 | 0 | 0 | 0 | 0 | 0
CC | 3.83 | 4.66 | 2.93 | 2.48 | 2.33 | 1.09
CSP | 0 | 0 | 0 | 0 | 0 | 0
CT | 0 | 0 | 0 | 0 | 0 | 0
Coal | 93.33 | 81.56 | 83.86 | 84.54 | 105.1 | 140.44
Geo | 0 | 0 | 0 | 0 | 0 | 0
H | 0 | 0 | 0 | 0 | 0 | 0
LFG | 0 | 0 | 0 | 0 | 0 | 0
Nuc | 0 | 0 | 0 | 0 | 0 | 0
PS | 0 | 0 | 0 | 0 | 0 | 0
PV | 0 | 0 | 0 | 0 | 0 | 0
PeakG | 0.12 | 0.19 | 0.22 | 0.33 | 0.43 | 0.1
PeakO | 0 | 0 | 0 | 0 | 0 | 0
ST | 0 | 0 | 0 | 0 | 0 | 0
STOG | 0.01 | 0.01 | 0 | 0 | 0 | 0
STWD | 0 | 0 | 0 | 0 | 0 | 0
WT | 0 | 0 | 0 | 0 | 0 | 0
IGCC | 0 | 0 | 0 | 0 | 0 | 0
DemandResponse | 0 | 0 | 0 | 0 | 0 | 0
IGCC-CCS | 0 | 0 | 0 | 0 | 0 | 0
WT_off | 0 | 0 | 0 | 0 | 0 | 0
PseudoUnit | 0 | 0 | 0 | 0 | 0 | 0
FixedInterchange | 0 | 0 | 0 | 0 | 0 | 0
CO2 Emissions (MMmetricTons): MISO_WUMS
ReportingType | 2015 | 2020 | 2025 | 2030 | 2035 | 2040
BM | 0 | 0 | 0 | 0 | 0 | 0
CC | 6.21 | 14 | 13.04 | 11.95 | 16.22 | 14.46
CSP | 0 | 0 | 0 | 0 | 0 | 0
CT | 0 | 0.11 | 0.22 | 0.23 | 0.22 | 0.42
Coal | 27.2 | 24.18 | 28.02 | 32.15 | 33.71 | 33.77
Geo | 0 | 0 | 0 | 0 | 0 | 0
H | 0 | 0 | 0 | 0 | 0 | 0
LFG | 0 | 0 | 0 | 0 | 0 | 0
Nuc | 0 | 0 | 0 | 0 | 0 | 0
PS | 0 | 0 | 0 | 0 | 0 | 0
PV | 0 | 0 | 0 | 0 | 0 | 0
PeakG | 0.02 | 0 | 0 | 0 | 0 | 0
PeakO | 0 | 0 | 0 | 0 | 0 | 0
ST | 0 | 0 | 0 | 0 | 0 | 0
STOG | 0 | 0 | 0 | 0 | 0 | 0
STWD | 0 | 0 | 0 | 0 | 0 | 0
WT | 0 | 0 | 0 | 0 | 0 | 0
IGCC | 0 | 0 | 0 | 0 | 0 | 0
DemandResponse | 0 | 0 | 0 | 0 | 0 | 0
IGCC-CCS | 0 | 0 | 0 | 0 | 0 | 0
WT_off | 0 | 0 | 0 | 0 | 0 | 0
PseudoUnit | 0 | 0 | 0 | 0 | 0 | 0
FixedInterchange | 0 | 0 | 0 | 0 | 0 | 0
CO2 Emissions (MMmetricTons): Nebraska
ReportingType | 2015 | 2020 | 2025 | 2030 | 2035 | 2040
BM | 0 | 0 | 0 | 0 | 0 | 0
CC | 0.2 | 0.19 | 0.19 | 0.19 | 0.15 | 0.1
CSP | 0 | 0 | 0 | 0 | 0 | 0
CT | 0 | 0 | 0 | 0 | 0 | 0
Coal | 32.1 | 32.07 | 32.07 | 32.07 | 45.72 | 51.35
Geo | 0 | 0 | 0 | 0 | 0 | 0
H | 0 | 0 | 0 | 0 | 0 | 0
LFG | 0 | 0 | 0 | 0 | 0 | 0
Nuc | 0 | 0 | 0 | 0 | 0 | 0
PS | 0 | 0 | 0 | 0 | 0 | 0
PV | 0 | 0 | 0 | 0 | 0 | 0
PeakG | 0.04 | 0.03 | 0.04 | 0.01 | 0 | 0
PeakO | 0 | 0 | 0 | 0 | 0 | 0
ST | 0 | 0 | 0 | 0 | 0 | 0
STOG | 0.03 | 0.03 | 0.03 | 0.03 | 0.01 | 0
STWD | 0 | 0 | 0 | 0 | 0 | 0
WT | 0 | 0 | 0 | 0 | 0 | 0
IGCC | 0 | 0 | 0 | 0 | 0 | 0
DemandResponse | 0 | 0 | 0 | 0 | 0 | 0
IGCC-CCS | 0 | 0 | 0 | 0 | 0 | 0
WT_off | 0 | 0 | 0 | 0 | 0 | 0
PseudoUnit | 0 | 0 | 0 | 0 | 0 | 0
FixedInterchange | 0 | 0 | 0 | 0 | 0 | 0
CO2 Emissions (MMmetricTons): NEISO
ReportingType | 2015 | 2020 | 2025 | 2030 | 2035 | 2040
BM | 0 | 0 | 0 | 0 | 0 | 0
CC | 18.33 | 16.73 | 17.18 | 18.29 | 22.08 | 24.69
CSP | 0 | 0 | 0 | 0 | 0 | 0
CT | 0 | 0 | 0 | 0 | 0.03 | 0.06
Coal | 0.03 | 0 | 0 | 0 | 0 | 0
Geo | 0 | 0 | 0 | 0 | 0 | 0
H | 0 | 0 | 0 | 0 | 0 | 0
LFG | 0 | 0 | 0 | 0 | 0 | 0
Nuc | 0 | 0 | 0 | 0 | 0 | 0
PS | 0 | 0 | 0 | 0 | 0 | 0
PV | 0 | 0 | 0 | 0 | 0 | 0
PeakG | 0 | 0.02 | 0.02 | 0.02 | 0.06 | 0.05
PeakO | 0 | 0 | 0 | 0 | 0 | 0
ST | 0 | 0 | 0 | 0 | 0 | 0
STOG | 0 | 0 | 0 | 0 | 0 | 0
STWD | 0 | 0 | 0 | 0 | 0 | 0
WT | 0 | 0 | 0 | 0 | 0 | 0
IGCC | 0 | 0 | 0 | 0 | 0 | 0
DemandResponse | 0 | 0 | 0 | 0 | 0 | 0
IGCC-CCS | 0 | 0 | 0 | 0 | 0 | 0
WT_off | 0 | 0 | 0 | 0 | 0 | 0
PseudoUnit | 0 | 0 | 0 | 0 | 0 | 0
FixedInterchange | 0 | 0 | 0 | 0 | 0 | 0
CO2 Emissions (MMmetricTons): NonRTO_Midwest
ReportingType | 2015 | 2020 | 2025 | 2030 | 2035 | 2040
BM | 0 | 0 | 0 | 0 | 0 | 0
CC | 0 | 0.75 | 0.85 | 0.85 | 1.05 | 1.36
CSP | 0 | 0 | 0 | 0 | 0 | 0
CT | 0.01 | 0.07 | 0.07 | 0.11 | 0.13 | 0.24
Coal | 56.9 | 58.78 | 59.95 | 61.09 | 63.26 | 64.57
Geo | 0 | 0 | 0 | 0 | 0 | 0
H | 0 | 0 | 0 | 0 | 0 | 0
LFG | 0 | 0 | 0 | 0 | 0 | 0
Nuc | 0 | 0 | 0 | 0 | 0 | 0
PS | 0 | 0 | 0 | 0 | 0 | 0
PV | 0 | 0 | 0 | 0 | 0 | 0
PeakG | 0.07 | 0.1 | 0.1 | 0.09 | 0.08 | 0.12
PeakO | 0 | 0 | 0 | 0 | 0 | 0
ST | 0 | 0 | 0 | 0 | 0 | 0
STOG | 0 | 0 | 0 | 0 | 0 | 0
STWD | 0 | 0 | 0 | 0 | 0 | 0
WT | 0 | 0 | 0 | 0 | 0 | 0
IGCC | 0 | 0 | 0 | 0 | 0 | 0
DemandResponse | 0 | 0 | 0 | 0 | 0 | 0
IGCC-CCS | 0 | 0 | 0 | 0 | 0 | 0
WT_off | 0 | 0 | 0 | 0 | 0 | 0
PseudoUnit | 0 | 0 | 0 | 0 | 0 | 0
FixedInterchange | 0 | 0 | 0 | 0 | 0 | 0
CO2 Emissions (MMmetricTons): NYISO_A-F
ReportingType | 2015 | 2020 | 2025 | 2030 | 2035 | 2040
BM | 0 | 0 | 0 | 0 | 0 | 0
CC | 2.63 | 3.78 | 5.02 | 5.36 | 5.95 | 6.17
CSP | 0 | 0 | 0 | 0 | 0 | 0
CT | 0 | 0 | 0 | 0 | 0 | 0
Coal | 0 | 0 | 0 | 0 | 0 | 0
Geo | 0 | 0 | 0 | 0 | 0 | 0
H | 0 | 0 | 0 | 0 | 0 | 0
LFG | 0 | 0 | 0 | 0 | 0 | 0
Nuc | 0 | 0 | 0 | 0 | 0 | 0
PS | 0 | 0 | 0 | 0 | 0 | 0
PV | 0 | 0 | 0 | 0 | 0 | 0
PeakG | 0 | 0 | 0 | 0 | 0 | 0
PeakO | 0 | 0 | 0 | 0 | 0 | 0
ST | 0 | 0 | 0 | 0 | 0 | 0
STOG | 0 | 0 | 0 | 0 | 0 | 0
STWD | 0 | 0 | 0 | 0 | 0 | 0
WT | 0 | 0 | 0 | 0 | 0 | 0
IGCC | 0 | 0 | 0 | 0 | 0 | 0
DemandResponse | 0 | 0 | 0 | 0 | 0 | 0
IGCC-CCS | 0 | 0 | 0 | 0 | 0 | 0
WT_off | 0 | 0 | 0 | 0 | 0 | 0
PseudoUnit | 0 | 0 | 0 | 0 | 0 | 0
FixedInterchange | 0 | 0 | 0 | 0 | 0 | 0
CO2 Emissions (MMmetricTons): NYISO_G-I
ReportingType | 2015 | 2020 | 2025 | 2030 | 2035 | 2040
BM | 0 | 0 | 0 | 0 | 0 | 0
CC | 2.66 | 3.32 | 5.41 | 8.03 | 16.55 | 22.75
CSP | 0 | 0 | 0 | 0 | 0 | 0
CT | 0 | 0 | 0 | 0 | 0 | 0
Coal | 0 | 0 | 0 | 0 | 0 | 0
Geo | 0 | 0 | 0 | 0 | 0 | 0
H | 0 | 0 | 0 | 0 | 0 | 0
LFG | 0 | 0 | 0 | 0 | 0 | 0
Nuc | 0 | 0 | 0 | 0 | 0 | 0
PS | 0 | 0 | 0 | 0 | 0 | 0
PV | 0 | 0 | 0 | 0 | 0 | 0
PeakG | 0 | 0 | 0 | 0 | 0 | 0
PeakO | 0 | 0 | 0 | 0 | 0 | 0
ST | 0 | 0 | 0 | 0 | 0 | 0
STOG | 0.01 | 0.04 | 0.04 | 0.04 | 0.04 | 0.07
STWD | 0 | 0 | 0 | 0 | 0 | 0
WT | 0 | 0 | 0 | 0 | 0 | 0
IGCC | 0 | 0 | 0 | 0 | 0 | 0
DemandResponse | 0 | 0 | 0 | 0 | 0 | 0
IGCC-CCS | 0 | 0 | 0 | 0 | 0 | 0
WT_off | 0 | 0 | 0 | 0 | 0 | 0
PseudoUnit | 0 | 0 | 0 | 0 | 0 | 0
FixedInterchange | 0 | 0 | 0 | 0 | 0 | 0
CO2 Emissions (MMmetricTons): NYISO_J-K
ReportingType | 2015 | 2020 | 2025 | 2030 | 2035 | 2040
BM | 0 | 0 | 0 | 0 | 0 | 0
CC | 9.36 | 11.83 | 11.93 | 11.75 | 12.2 | 12.8
CSP | 0 | 0 | 0 | 0 | 0 | 0
CT | 0 | 0 | 0.01 | 0.03 | 0.06 | 0.07
Coal | 0 | 0 | 0 | 0 | 0 | 0
Geo | 0 | 0 | 0 | 0 | 0 | 0
H | 0 | 0 | 0 | 0 | 0 | 0
LFG | 0 | 0 | 0 | 0 | 0 | 0
Nuc | 0 | 0 | 0 | 0 | 0 | 0
PS | 0 | 0 | 0 | 0 | 0 | 0
PV | 0 | 0 | 0 | 0 | 0 | 0
PeakG | 0 | 0.03 | 0.03 | 0.09 | 0.16 | 0.17
PeakO | 0 | 0 | 0 | 0 | 0 | 0
ST | 0 | 0 | 0 | 0 | 0 | 0
STOG | 0.67 | 1.39 | 1.48 | 1.71 | 2.46 | 2.78
STWD | 0 | 0 | 0 | 0 | 0 | 0
WT | 0 | 0 | 0 | 0 | 0 | 0
IGCC | 0 | 0 | 0 | 0 | 0 | 0
DemandResponse | 0 | 0 | 0 | 0 | 0 | 0
IGCC-CCS | 0 | 0 | 0 | 0 | 0 | 0
WT_off | 0 | 0 | 0 | 0 | 0 | 0
PseudoUnit | 0 | 0 | 0 | 0 | 0 | 0
FixedInterchange | 0 | 0 | 0 | 0 | 0 | 0
CO2 Emissions (MMmetricTons): PJM_E
ReportingType | 2015 | 2020 | 2025 | 2030 | 2035 | 2040
BM | 0 | 0 | 0 | 0 | 0 | 0
CC | 9.04 | 15.06 | 13.51 | 11.14 | 17.87 | 19.46
CSP | 0 | 0 | 0 | 0 | 0 | 0
CT | 0 | 0 | 0 | 0 | 0.5 | 0.25
Coal | 0.37 | 0.28 | 0.57 | 1.06 | 2.02 | 2.3
Geo | 0 | 0 | 0 | 0 | 0 | 0
H | 0 | 0 | 0 | 0 | 0 | 0
LFG | 0 | 0 | 0 | 0 | 0 | 0
Nuc | 0 | 0 | 0 | 0 | 0 | 0
PS | 0 | 0 | 0 | 0 | 0 | 0
PV | 0 | 0 | 0 | 0 | 0 | 0
PeakG | 0 | 0.03 | 0.15 | 0.15 | 0.28 | 0.15
PeakO | 0 | 0 | 0 | 0 | 0 | 0
ST | 0 | 0 | 0 | 0 | 0 | 0
STOG | 0.05 | 0.26 | 0.3 | 0.3 | 0.43 | 0.36
STWD | 0 | 0 | 0 | 0 | 0 | 0
WT | 0 | 0 | 0 | 0 | 0 | 0
IGCC | 0 | 0 | 0 | 0 | 0 | 0
DemandResponse | 0 | 0 | 0 | 0 | 0 | 0
IGCC-CCS | 0 | 0 | 0 | 0 | 0 | 0
WT_off | 0 | 0 | 0 | 0 | 0 | 0
PseudoUnit | 0 | 0 | 0 | 0 | 0 | 0
FixedInterchange | 0 | 0 | 0 | 0 | 0 | 0
CO2 Emissions (MMmetricTons): PJM_ROM
ReportingType | 2015 | 2020 | 2025 | 2030 | 2035 | 2040
BM | 0 | 0 | 0 | 0 | 0 | 0
CC | 5.82 | 7.98 | 7.91 | 7.35 | 20.64 | 56.33
CSP | 0 | 0 | 0 | 0 | 0 | 0
CT | 0 | 0 | 0 | 0 | 0 | 0
Coal | 47.74 | 53.94 | 56.66 | 60.25 | 60.94 | 60.94
Geo | 0 | 0 | 0 | 0 | 0 | 0
H | 0 | 0 | 0 | 0 | 0 | 0
LFG | 0 | 0 | 0 | 0 | 0 | 0
Nuc | 0 | 0 | 0 | 0 | 0 | 0
PS | 0 | 0 | 0 | 0 | 0 | 0
PV | 0 | 0 | 0 | 0 | 0 | 0
PeakG | 0 | 0.01 | 0.01 | 0.01 | 0.09 | 0.03
PeakO | 0 | 0 | 0 | 0 | 0 | 0
ST | 0 | 0 | 0 | 0 | 0 | 0
STOG | 0.2 | 0.39 | 0.7 | 0.76 | 0.81 | 0.8
STWD | 0 | 0 | 0 | 0 | 0 | 0
WT | 0 | 0 | 0 | 0 | 0 | 0
IGCC | 0 | 0 | 0 | 0 | 0 | 0
DemandResponse | 0 | 0 | 0 | 0 | 0 | 0
IGCC-CCS | 0 | 0 | 0 | 0 | 0 | 0
WT_off | 0 | 0 | 0 | 0 | 0 | 0
PseudoUnit | 0 | 0 | 0 | 0 | 0 | 0
FixedInterchange | 0 | 0 | 0 | 0 | 0 | 0
CO2 Emissions (MMmetricTons): PJM_ROR
ReportingType | 2015 | 2020 | 2025 | 2030 | 2035 | 2040
BM | 0 | 0 | 0 | 0 | 0 | 0
CC | 25.54 | 32.49 | 38.59 | 53.76 | 63.24 | 50.01
CSP | 0 | 0 | 0 | 0 | 0 | 0
CT | 0 | 0 | 0 | 0.17 | 0.24 | 0.45
Coal | 337.01 | 291.01 | 304.85 | 311.13 | 316.56 | 319.53
Geo | 0 | 0 | 0 | 0 | 0 | 0
H | 0 | 0 | 0 | 0 | 0 | 0
LFG | 0 | 0 | 0 | 0 | 0 | 0
Nuc | 0 | 0 | 0 | 0 | 0 | 0
PS | 0 | 0 | 0 | 0 | 0 | 0
PV | 0 | 0 | 0 | 0 | 0 | 0
PeakG | 0.66 | 0.59 | 0.49 | 0.36 | 0.25 | 0.33
PeakO | 0 | 0 | 0 | 0 | 0 | 0
ST | 0 | 0 | 0 | 0 | 0 | 0
STOG | 0.42 | 0.44 | 0.45 | 0.45 | 0.47 | 0.44
STWD | 0 | 0 | 0 | 0 | 0 | 0
WT | 0 | 0 | 0 | 0 | 0 | 0
IGCC | 0 | 0 | 0 | 0 | 0 | 0
DemandResponse | 0 | 0 | 0 | 0 | 0 | 0
IGCC-CCS | 0 | 0 | 0 | 0 | 0 | 0
WT_off | 0 | 0 | 0 | 0 | 0 | 0
PseudoUnit | 0 | 0 | 0 | 0 | 0 | 0
FixedInterchange | 0 | 0 | 0 | 0 | 0 | 0
CO2 Emissions (MMmetricTons): SOCO
ReportingType | 2015 | 2020 | 2025 | 2030 | 2035 | 2040
BM | 0 | 0 | 0 | 0 | 0 | 0
CC | 43.92 | 44.69 | 39.77 | 42.63 | 39.71 | 36.62
CSP | 0 | 0 | 0 | 0 | 0 | 0
CT | 0 | 0 | 0 | 0 | 0 | 0
Coal | 92.38 | 94.35 | 115.22 | 118.88 | 138.18 | 176.11
Geo | 0 | 0 | 0 | 0 | 0 | 0
H | 0 | 0 | 0 | 0 | 0 | 0
LFG | 0 | 0 | 0 | 0 | 0 | 0
Nuc | 0 | 0 | 0 | 0 | 0 | 0
PS | 0 | 0 | 0 | 0 | 0 | 0
PV | 0 | 0 | 0 | 0 | 0 | 0
PeakG | 0.27 | 0.56 | 0.73 | 0.59 | 0.44 | 0.4
PeakO | 0 | 0 | 0 | 0 | 0 | 0
ST | 0 | 0 | 0 | 0 | 0 | 0
STOG | 0 | 0 | 0 | 0 | 0 | 0
STWD | 0 | 0 | 0 | 0 | 0 | 0
WT | 0 | 0 | 0 | 0 | 0 | 0
IGCC | 0 | 0 | 0 | 0 | 0 | 0
DemandResponse | 0 | 0 | 0 | 0 | 0 | 0
IGCC-CCS | 0 | 0 | 0 | 0 | 0 | 0
WT_off | 0 | 0 | 0 | 0 | 0 | 0
PseudoUnit | 0 | 0 | 0 | 0 | 0 | 0
FixedInterchange | 0 | 0 | 0 | 0 | 0 | 0
CO2 Emissions (MMmetricTons): SPP_N
ReportingType | 2015 | 2020 | 2025 | 2030 | 2035 | 2040
BM | 0 | 0 | 0 | 0 | 0 | 0
CC | 3.5 | 5.93 | 5.17 | 6.28 | 3.95 | 3.02
CSP | 0 | 0 | 0 | 0 | 0 | 0
CT | 0 | 0 | 0 | 0.21 | 0.37 | 0.28
Coal | 62.42 | 61.6 | 61.99 | 62.06 | 62.06 | 67.51
Geo | 0 | 0 | 0 | 0 | 0 | 0
H | 0 | 0 | 0 | 0 | 0 | 0
LFG | 0 | 0 | 0 | 0 | 0 | 0
Nuc | 0 | 0 | 0 | 0 | 0 | 0
PS | 0 | 0 | 0 | 0 | 0 | 0
PV | 0 | 0 | 0 | 0 | 0 | 0
PeakG | 0.03 | 0.04 | 0.09 | 0 | 0 | 0
PeakO | 0 | 0 | 0 | 0 | 0 | 0
ST | 0 | 0 | 0 | 0 | 0 | 0
STOG | 0.2 | 0.33 | 0.33 | 0.41 | 0.41 | 0.39
STWD | 0 | 0 | 0 | 0 | 0 | 0
WT | 0 | 0 | 0 | 0 | 0 | 0
IGCC | 0 | 0 | 0 | 0 | 0 | 0
DemandResponse | 0 | 0 | 0 | 0 | 0 | 0
IGCC-CCS | 0 | 0 | 0 | 0 | 0 | 0
WT_off | 0 | 0 | 0 | 0 | 0 | 0
PseudoUnit | 0 | 0 | 0 | 0 | 0 | 0
FixedInterchange | 0 | 0 | 0 | 0 | 0 | 0
CO2 Emissions (MMmetricTons): SPP_S
ReportingType | 2015 | 2020 | 2025 | 2030 | 2035 | 2040
BM | 0 | 0 | 0 | 0 | 0 | 0
CC | 17.12 | 26.29 | 24.98 | 27.08 | 18.15 | 12.15
CSP | 0 | 0 | 0 | 0 | 0 | 0
CT | 0 | 0 | 0 | 0.03 | 0 | 0
Coal | 83.49 | 74.01 | 87.57 | 90.63 | 90.63 | 90.63
Geo | 0 | 0 | 0 | 0 | 0 | 0
H | 0 | 0 | 0 | 0 | 0 | 0
LFG | 0 | 0 | 0 | 0 | 0 | 0
Nuc | 0 | 0 | 0 | 0 | 0 | 0
PS | 0 | 0 | 0 | 0 | 0 | 0
PV | 0 | 0 | 0 | 0 | 0 | 0
PeakG | 0 | 0 | 0 | 0 | 0 | 0
PeakO | 0 | 0 | 0 | 0 | 0 | 0
ST | 0 | 0 | 0 | 0 | 0 | 0
STOG | 1.41 | 1.37 | 1.43 | 1.77 | 0.94 | 0.49
STWD | 0 | 0 | 0 | 0 | 0 | 0
WT | 0 | 0 | 0 | 0 | 0 | 0
IGCC | 0 | 0 | 0 | 0 | 0 | 0
DemandResponse | 0 | 0 | 0 | 0 | 0 | 0
IGCC-CCS | 0 | 0 | 0 | 0 | 0 | 0
WT_off | 0 | 0 | 0 | 0 | 0 | 0
PseudoUnit | 0 | 0 | 0 | 0 | 0 | 0
FixedInterchange | 0 | 0 | 0 | 0 | 0 | 0
CO2 Emissions (MMmetricTons): TVA
ReportingType | 2015 | 2020 | 2025 | 2030 | 2035 | 2040
BM | 0 | 0 | 0 | 0 | 0 | 0
CC | 5.78 | 11.51 | 12.18 | 14 | 12.61 | 11.37
CSP | 0 | 0 | 0 | 0 | 0 | 0
CT | 0 | 0.19 | 0.17 | 0.24 | 0.21 | 0.28
Coal | 86.51 | 75.32 | 77.96 | 78.61 | 102.83 | 119.11
Geo | 0 | 0 | 0 | 0 | 0 | 0
H | 0 | 0 | 0 | 0 | 0 | 0
LFG | 0 | 0 | 0 | 0 | 0 | 0
Nuc | 0 | 0 | 0 | 0 | 0 | 0
PS | 0 | 0 | 0 | 0 | 0 | 0
PV | 0 | 0 | 0 | 0 | 0 | 0
PeakG | 0 | 0 | 0 | 0 | 0 | 0
PeakO | 0 | 0 | 0 | 0 | 0 | 0
ST | 0 | 0 | 0 | 0 | 0 | 0
STOG | 0 | 0 | 0 | 0 | 0 | 0
STWD | 0 | 0 | 0 | 0 | 0 | 0
WT | 0 | 0 | 0 | 0 | 0 | 0
IGCC | 0 | 0 | 0 | 0 | 0 | 0
DemandResponse | 0 | 0 | 0 | 0 | 0 | 0
IGCC-CCS | 0 | 0 | 0 | 0 | 0 | 0
WT_off | 0 | 0 | 0 | 0 | 0 | 0
PseudoUnit | 0 | 0 | 0 | 0 | 0 | 0
FixedInterchange | 0 | 0 | 0 | 0 | 0 | 0
CO2 Emissions (MMmetricTons): TVA_Transmission
ReportingType | 2015 | 2020 | 2025 | 2030 | 2035 | 2040
BM | 0 | 0 | 0 | 0 | 0 | 0
CC | 0 | 0 | 0 | 0 | 0 | 0
CSP | 0 | 0 | 0 | 0 | 0 | 0
CT | 0 | 0 | 0 | 0 | 0 | 0
Coal | 0 | 0 | 0 | 0 | 0 | 0
Geo | 0 | 0 | 0 | 0 | 0 | 0
H | 0 | 0 | 0 | 0 | 0 | 0
LFG | 0 | 0 | 0 | 0 | 0 | 0
Nuc | 0 | 0 | 0 | 0 | 0 | 0
PS | 0 | 0 | 0 | 0 | 0 | 0
PV | 0 | 0 | 0 | 0 | 0 | 0
PeakG | 0 | 0 | 0 | 0 | 0 | 0
PeakO | 0 | 0 | 0 | 0 | 0 | 0
ST | 0 | 0 | 0 | 0 | 0 | 0
STOG | 0 | 0 | 0 | 0 | 0 | 0
STWD | 0 | 0 | 0 | 0 | 0 | 0
WT | 0 | 0 | 0 | 0 | 0 | 0
IGCC | 0 | 0 | 0 | 0 | 0 | 0
DemandResponse | 0 | 0 | 0 | 0 | 0 | 0
IGCC-CCS | 0 | 0 | 0 | 0 | 0 | 0
WT_off | 0 | 0 | 0 | 0 | 0 | 0
PseudoUnit | 0 | 0 | 0 | 0 | 0 | 0
FixedInterchange | 0 | 0 | 0 | 0 | 0 | 0
CO2 Emissions (MMmetricTons): VACAR
ReportingType | 2015 | 2020 | 2025 | 2030 | 2035 | 2040
BM | 0 | 0 | 0 | 0 | 0 | 0
CC | 21.79 | 26.26 | 22.46 | 22.67 | 33.39 | 44.45
CSP | 0 | 0 | 0 | 0 | 0 | 0
CT | 0.03 | 0.07 | 0.21 | 0.4 | 0.43 | 0.46
Coal | 70.61 | 67.75 | 88.01 | 97.86 | 106.22 | 107.49
Geo | 0 | 0 | 0 | 0 | 0 | 0
H | 0 | 0 | 0 | 0 | 0 | 0
LFG | 0 | 0 | 0 | 0 | 0 | 0
Nuc | 0 | 0 | 0 | 0 | 0 | 0
PS | 0 | 0 | 0 | 0 | 0 | 0
PV | 0 | 0 | 0 | 0 | 0 | 0
PeakG | 0.04 | 0.04 | 0.06 | 0.03 | 0.03 | 0.03
PeakO | 0 | 0 | 0 | 0 | 0 | 0
ST | 0 | 0 | 0 | 0 | 0 | 0
STOG | 0 | 0 | 0 | 0 | 0 | 0
STWD | 0 | 0 | 0 | 0 | 0 | 0
WT | 0 | 0 | 0 | 0 | 0 | 0
IGCC | 0 | 0 | 0 | 0 | 0 | 0
DemandResponse | 0 | 0 | 0 | 0 | 0 | 0
IGCC-CCS | 0 | 0 | 0 | 0 | 0 | 0
WT_off | 0 | 0 | 0 | 0 | 0 | 0
PseudoUnit | 0 | 0 | 0 | 0 | 0 | 0
FixedInterchange | 0 | 0 | 0 | 0 | 0 | 0
CO2 Emissions (MMmetricTons): IESO
ReportingType | 2015 | 2020 | 2025 | 2030 | 2035 | 2040
BM | 0 | 0 | 0 | 0 | 0 | 0
CC | 0.34 | 0.55 | 0.74 | 1.45 | 4.13 | 10.98
CSP | 0 | 0 | 0 | 0 | 0 | 0
CT | 0 | 0 | 0 | 0 | 0.05 | 0.06
Coal | 0 | 0 | 0 | 0 | 0 | 0
Geo | 0 | 0 | 0 | 0 | 0 | 0
H | 0 | 0 | 0 | 0 | 0 | 0
LFG | 0 | 0 | 0 | 0 | 0 | 0
Nuc | 0 | 0 | 0 | 0 | 0 | 0
PS | 0 | 0 | 0 | 0 | 0 | 0
PV | 0 | 0 | 0 | 0 | 0 | 0
PeakG | 0 | 0 | 0 | 0 | 0 | 0
PeakO | 0 | 0 | 0 | 0 | 0 | 0
ST | 0 | 0 | 0 | 0 | 0 | 0
STOG | 0 | 0 | 0 | 0 | 0 | 0
STWD | 0 | 0 | 0 | 0 | 0 | 0
WT | 0 | 0 | 0 | 0 | 0 | 0
IGCC | 0 | 0 | 0 | 0 | 0 | 0
DemandResponse | 0 | 0 | 0 | 0 | 0 | 0
IGCC-CCS | 0 | 0 | 0 | 0 | 0 | 0
WT_off | 0 | 0 | 0 | 0 | 0 | 0
PseudoUnit | 0 | 0 | 0 | 0 | 0 | 0
FixedInterchange | 0 | 0 | 0 | 0 | 0 | 0
CO2 Emissions (MMmetricTons): MAPP_CA
ReportingType | 2015 | 2020 | 2025 | 2030 | 2035 | 2040
BM | 0 | 0 | 0 | 0 | 0 | 0
CC | 3.49 | 5.38 | 5.58 | 7.16 | 7.26 | 6.79
CSP | 0 | 0 | 0 | 0 | 0 | 0
CT | 0 | 0 | 0 | 0 | 0 | 0.01
Coal | 0.09 | 0.15 | 0.34 | 1.87 | 3.52 | 4.07
Geo | 0 | 0 | 0 | 0 | 0 | 0
H | 0 | 0 | 0 | 0 | 0 | 0
LFG | 0 | 0 | 0 | 0 | 0 | 0
Nuc | 0 | 0 | 0 | 0 | 0 | 0
PS | 0 | 0 | 0 | 0 | 0 | 0
PV | 0 | 0 | 0 | 0 | 0 | 0
PeakG | 0 | 0 | 0 | 0 | 0 | 0
PeakO | 0 | 0 | 0 | 0 | 0 | 0
ST | 0 | 0 | 0 | 0 | 0 | 0
STOG | 0 | 0 | 0 | 0 | 0 | 0
STWD | 0 | 0 | 0 | 0 | 0 | 0
WT | 0 | 0 | 0 | 0 | 0 | 0
IGCC | 0 | 0 | 0 | 0 | 0 | 0
DemandResponse | 0 | 0 | 0 | 0 | 0 | 0
IGCC-CCS | 0 | 0 | 0 | 0 | 0 | 0
WT_off | 0 | 0 | 0 | 0 | 0 | 0
PseudoUnit | 0 | 0 | 0 | 0 | 0 | 0
FixedInterchange | 0 | 0 | 0 | 0 | 0 | 0
CO2 Emissions (MMmetricTons): AZ_NM_SNV_Coal
ReportingType | 2015 | 2020 | 2025 | 2030 | 2035 | 2040
BM | 0 | 0 | 0 | 0 | 0 | 0
CC | 0 | 0 | 0 | 0 | 0 | 0
CSP | 0 | 0 | 0 | 0 | 0 | 0
CT | 0 | 0 | 0 | 0 | 0 | 0
Coal | 67.46 | 73.03 | 73.03 | 73.03 | 73.03 | 118.39
Geo | 0 | 0 | 0 | 0 | 0 | 0
H | 0 | 0 | 0 | 0 | 0 | 0
LFG | 0 | 0 | 0 | 0 | 0 | 0
Nuc | 0 | 0 | 0 | 0 | 0 | 0
PS | 0 | 0 | 0 | 0 | 0 | 0
PV | 0 | 0 | 0 | 0 | 0 | 0
PeakG | 0 | 0 | 0 | 0 | 0 | 0
PeakO | 0 | 0 | 0 | 0 | 0 | 0
ST | 0 | 0 | 0 | 0 | 0 | 0
STOG | 0 | 0 | 0 | 0 | 0 | 0
STWD | 0 | 0 | 0 | 0 | 0 | 0
WT | 0 | 0 | 0 | 0 | 0 | 0
IGCC | 0 | 0 | 0 | 0 | 0 | 0
DemandResponse | 0 | 0 | 0 | 0 | 0 | 0
IGCC-CCS | 0 | 0 | 0 | 0 | 0 | 0
WT_off | 0 | 0 | 0 | 0 | 0 | 0
PseudoUnit | 0 | 0 | 0 | 0 | 0 | 0
FixedInterchange | 0 | 0 | 0 | 0 | 0 | 0
CO2 Emissions (MMmetricTons): AZ_NM_SNV_Gas
ReportingType | 2015 | 2020 | 2025 | 2030 | 2035 | 2040
BM | 0 | 0 | 0 | 0 | 0 | 0
CC | 39.99 | 44.98 | 48.68 | 57.97 | 66.06 | 60.12
CSP | 0 | 0 | 0 | 0 | 0 | 0
CT | 0 | 0 | 0.04 | 0.08 | 0 | 0
Coal | 0 | 0 | 0 | 0 | 0 | 0
Geo | 0 | 0 | 0 | 0 | 0 | 0
H | 0 | 0 | 0 | 0 | 0 | 0
LFG | 0 | 0 | 0 | 0 | 0 | 0
Nuc | 0 | 0 | 0 | 0 | 0 | 0
PS | 0 | 0 | 0 | 0 | 0 | 0
PV | 0 | 0 | 0 | 0 | 0 | 0
PeakG | 0 | 0 | 0.15 | 0.29 | 0.36 | 0.08
PeakO | 0 | 0 | 0 | 0 | 0 | 0
ST | 0 | 0 | 0 | 0 | 0 | 0
STOG | 0 | 0 | 0 | 0 | 0 | 0
STWD | 0 | 0 | 0 | 0 | 0 | 0
WT | 0 | 0 | 0 | 0 | 0 | 0
IGCC | 0 | 0 | 0 | 0 | 0 | 0
DemandResponse | 0 | 0 | 0 | 0 | 0 | 0
IGCC-CCS | 0 | 0 | 0 | 0 | 0 | 0
WT_off | 0 | 0 | 0 | 0 | 0 | 0
PseudoUnit | 0 | 0 | 0 | 0 | 0 | 0
FixedInterchange | 0 | 0 | 0 | 0 | 0 | 0
CO2 Emissions (MMmetricTons): AZ_NM_SNV_NucRenew
ReportingType | 2015 | 2020 | 2025 | 2030 | 2035 | 2040
BM | 0 | 0 | 0 | 0 | 0 | 0
CC | 0 | 0 | 0 | 0 | 0 | 0
CSP | 0 | 0 | 0 | 0 | 0 | 0
CT | 0 | 0 | 0 | 0 | 0 | 0
Coal | 0 | 0 | 0 | 0 | 0 | 0
Geo | 0 | 0 | 0 | 0 | 0 | 0
H | 0 | 0 | 0 | 0 | 0 | 0
LFG | 0 | 0 | 0 | 0 | 0 | 0
Nuc | 0 | 0 | 0 | 0 | 0 | 0
PS | 0 | 0 | 0 | 0 | 0 | 0
PV | 0 | 0 | 0 | 0 | 0 | 0
PeakG | 0 | 0 | 0 | 0 | 0 | 0
PeakO | 0 | 0 | 0 | 0 | 0 | 0
ST | 0 | 0 | 0 | 0 | 0 | 0
STOG | 0 | 0 | 0 | 0 | 0 | 0
STWD | 0 | 0 | 0 | 0 | 0 | 0
WT | 0 | 0 | 0 | 0 | 0 | 0
IGCC | 0 | 0 | 0 | 0 | 0 | 0
DemandResponse | 0 | 0 | 0 | 0 | 0 | 0
IGCC-CCS | 0 | 0 | 0 | 0 | 0 | 0
WT_off | 0 | 0 | 0 | 0 | 0 | 0
PseudoUnit | 0 | 0 | 0 | 0 | 0 | 0
FixedInterchange | 0 | 0 | 0 | 0 | 0 | 0
CO2 Emissions (MMmetricTons): ERCOT
ReportingType | 2015 | 2020 | 2025 | 2030 | 2035 | 2040
BM | 0 | 0 | 0 | 0 | 0 | 0
CC | 63.92 | 68.14 | 64.77 | 70.23 | 74.64 | 79
CSP | 0 | 0 | 0 | 0 | 0 | 0
CT | 0 | 0 | 0 | 0 | 0 | 0
Coal | 103.15 | 119.28 | 143.25 | 143.25 | 143.25 | 143.25
Geo | 0 | 0 | 0 | 0 | 0 | 0
H | 0 | 0 | 0 | 0 | 0 | 0
LFG | 0 | 0 | 0 | 0 | 0 | 0
Nuc | 0 | 0 | 0 | 0 | 0 | 0
PS | 0 | 0 | 0 | 0 | 0 | 0
PV | 0 | 0 | 0 | 0 | 0 | 0
PeakG | 0 | 0 | 0 | 0 | 0 | 0
PeakO | 0 | 0 | 0 | 0 | 0 | 0
ST | 0 | 0 | 0 | 0 | 0 | 0
STOG | 2.98 | 3.09 | 3.57 | 2.91 | 2.65 | 2.29
STWD | 0 | 0 | 0 | 0 | 0 | 0
WT | 0 | 0 | 0 | 0 | 0 | 0
IGCC | 0 | 0 | 0 | 0 | 0 | 0
DemandResponse | 0 | 0 | 0 | 0 | 0 | 0
IGCC-CCS | 0 | 0 | 0 | 0 | 0 | 0
WT_off | 0 | 0 | 0 | 0 | 0 | 0
PseudoUnit | 0 | 0 | 0 | 0 | 0 | 0
FixedInterchange | 0 | 0 | 0 | 0 | 0 | 0
CO2 Emissions (MMmetricTons): NP15
ReportingType | 2015 | 2020 | 2025 | 2030 | 2035 | 2040
BM | 0 | 0 | 0 | 0 | 0 | 0
CC | 14.92 | 11.67 | 10.22 | 6.69 | 5.63 | 4.02
CSP | 0 | 0 | 0 | 0 | 0 | 0
CT | 0 | 0 | 0 | 0 | 0 | 0.01
Coal | 0.24 | 0 | 0 | 0 | 0 | 0
Geo | 0 | 0 | 0 | 0 | 0 | 0
H | 0 | 0 | 0 | 0 | 0 | 0
LFG | 0 | 0 | 0 | 0 | 0 | 0
Nuc | 0 | 0 | 0 | 0 | 0 | 0
PS | 0 | 0 | 0 | 0 | 0 | 0
PV | 0 | 0 | 0 | 0 | 0 | 0
PeakG | 0 | 0 | 0 | 0 | 0.01 | 0.02
PeakO | 0 | 0 | 0 | 0 | 0 | 0
ST | 0 | 0 | 0 | 0 | 0 | 0
STOG | 0.08 | 0.09 | 0.14 | 0.19 | 0.15 | 0.27
STWD | 0 | 0 | 0 | 0 | 0 | 0
WT | 0 | 0 | 0 | 0 | 0 | 0
IGCC | 0 | 0 | 0 | 0 | 0 | 0
DemandResponse | 0 | 0 | 0 | 0 | 0 | 0
IGCC-CCS | 0 | 0 | 0 | 0 | 0 | 0
WT_off | 0 | 0 | 0 | 0 | 0 | 0
PseudoUnit | 0 | 0 | 0 | 0 | 0 | 0
FixedInterchange | 0 | 0 | 0 | 0 | 0 | 0
CO2 Emissions (MMmetricTons): NWPP_Coal
ReportingType | 2015 | 2020 | 2025 | 2030 | 2035 | 2040
BM | 0 | 0 | 0 | 0 | 0 | 0
CC | 0 | 0 | 0 | 0 | 0 | 0
CSP | 0 | 0 | 0 | 0 | 0 | 0
CT | 0 | 0 | 0 | 0 | 0 | 0
Coal | 97.92 | 98.04 | 98.04 | 98.04 | 97.58 | 97.39
Geo | 0 | 0 | 0 | 0 | 0 | 0
H | 0 | 0 | 0 | 0 | 0 | 0
LFG | 0 | 0 | 0 | 0 | 0 | 0
Nuc | 0 | 0 | 0 | 0 | 0 | 0
PS | 0 | 0 | 0 | 0 | 0 | 0
PV | 0 | 0 | 0 | 0 | 0 | 0
PeakG | 0 | 0 | 0 | 0 | 0 | 0
PeakO | 0 | 0 | 0 | 0 | 0 | 0
ST | 0 | 0 | 0 | 0 | 0 | 0
STOG | 0 | 0 | 0 | 0 | 0 | 0
STWD | 0 | 0 | 0 | 0 | 0 | 0
WT | 0 | 0 | 0 | 0 | 0 | 0
IGCC | 0 | 0 | 0 | 0 | 0 | 0
DemandResponse | 0 | 0 | 0 | 0 | 0 | 0
IGCC-CCS | 0 | 0 | 0 | 0 | 0 | 0
WT_off | 0 | 0 | 0 | 0 | 0 | 0
PseudoUnit | 0 | 0 | 0 | 0 | 0 | 0
FixedInterchange | 0 | 0 | 0 | 0 | 0 | 0
CO2 Emissions (MMmetricTons): NWPP_Gas
ReportingType | 2015 | 2020 | 2025 | 2030 | 2035 | 2040
BM | 0 | 0 | 0 | 0 | 0 | 0
CC | 19.17 | 19.17 | 25.11 | 34.44 | 42.66 | 48.24
CSP | 0 | 0 | 0 | 0 | 0 | 0
CT | 0 | 0 | 0 | 0 | 0 | 0
Coal | 0 | 0 | 0 | 0 | 0 | 6.39
Geo | 0 | 0 | 0 | 0 | 0 | 0
H | 0 | 0 | 0 | 0 | 0 | 0
LFG | 0 | 0 | 0 | 0 | 0 | 0
Nuc | 0 | 0 | 0 | 0 | 0 | 0
PS | 0 | 0 | 0 | 0 | 0 | 0
PV | 0 | 0 | 0 | 0 | 0 | 0
PeakG | 0 | 0 | 0 | 0 | 0 | 0
PeakO | 0 | 0 | 0 | 0 | 0 | 0
ST | 0 | 0 | 0 | 0 | 0 | 0
STOG | 0 | 0 | 0 | 0 | 0 | 0
STWD | 0 | 0 | 0 | 0 | 0 | 0
WT | 0 | 0 | 0 | 0 | 0 | 0
IGCC | 0 | 0 | 0 | 0 | 0 | 0
DemandResponse | 0 | 0 | 0 | 0 | 0 | 0
IGCC-CCS | 0 | 0 | 0 | 0 | 0 | 0
WT_off | 0 | 0 | 0 | 0 | 0 | 0
PseudoUnit | 0 | 0 | 0 | 0 | 0 | 0
FixedInterchange | 0 | 0 | 0 | 0 | 0 | 0
CO2 Emissions (MMmetricTons): NWPP_NucRenew
ReportingType | 2015 | 2020 | 2025 | 2030 | 2035 | 2040
BM | 0 | 0 | 0 | 0 | 0 | 0
CC | 0 | 0 | 0 | 0 | 0 | 0
CSP | 0 | 0 | 0 | 0 | 0 | 0
CT | 0 | 0 | 0 | 0 | 0 | 0
Coal | 0 | 0 | 0 | 0 | 0 | 0
Geo | 0 | 0 | 0 | 0 | 0 | 0
H | 0 | 0 | 0 | 0 | 0 | 0
LFG | 0 | 0 | 0 | 0 | 0 | 0
Nuc | 0 | 0 | 0 | 0 | 0 | 0
PS | 0 | 0 | 0 | 0 | 0 | 0
PV | 0 | 0 | 0 | 0 | 0 | 0
PeakG | 0 | 0 | 0 | 0 | 0 | 0
PeakO | 0 | 0 | 0 | 0 | 0 | 0
ST | 0 | 0 | 0 | 0 | 0 | 0
STOG | 0 | 0 | 0 | 0 | 0 | 0
STWD | 0 | 0 | 0 | 0 | 0 | 0
WT | 0 | 0 | 0 | 0 | 0 | 0
IGCC | 0 | 0 | 0 | 0 | 0 | 0
DemandResponse | 0 | 0 | 0 | 0 | 0 | 0
IGCC-CCS | 0 | 0 | 0 | 0 | 0 | 0
WT_off | 0 | 0 | 0 | 0 | 0 | 0
PseudoUnit | 0 | 0 | 0 | 0 | 0 | 0
FixedInterchange | 0 | 0 | 0 | 0 | 0 | 0
CO2 Emissions (MMmetricTons): RMPA
ReportingType | 2015 | 2020 | 2025 | 2030 | 2035 | 2040
BM | 0 | 0 | 0 | 0 | 0 | 0
CC | 3.01 | 2.79 | 1.09 | 0.9 | 0.91 | 0.5
CSP | 0 | 0 | 0 | 0 | 0 | 0
CT | 0 | 0 | 0 | 0 | 0 | 0
Coal | 55.62 | 55.95 | 53.32 | 60.95 | 68.79 | 77.29
Geo | 0 | 0 | 0 | 0 | 0 | 0
H | 0 | 0 | 0 | 0 | 0 | 0
LFG | 0 | 0 | 0 | 0 | 0 | 0
Nuc | 0 | 0 | 0 | 0 | 0 | 0
PS | 0 | 0 | 0 | 0 | 0 | 0
PV | 0 | 0 | 0 | 0 | 0 | 0
PeakG | 0.01 | 0.01 | 0 | 0 | 0 | 0
PeakO | 0 | 0 | 0 | 0 | 0 | 0
ST | 0 | 0 | 0 | 0 | 0 | 0
STOG | 0 | 0 | 0 | 0 | 0 | 0
STWD | 0 | 0 | 0 | 0 | 0 | 0
WT | 0 | 0 | 0 | 0 | 0 | 0
IGCC | 0 | 0 | 0 | 0 | 0 | 0
DemandResponse | 0 | 0 | 0 | 0 | 0 | 0
IGCC-CCS | 0 | 0 | 0 | 0 | 0 | 0
WT_off | 0 | 0 | 0 | 0 | 0 | 0
PseudoUnit | 0 | 0 | 0 | 0 | 0 | 0
FixedInterchange | 0 | 0 | 0 | 0 | 0 | 0
CO2 Emissions (MMmetricTons): SP15
ReportingType | 2015 | 2020 | 2025 | 2030 | 2035 | 2040
BM | 0 | 0 | 0 | 0 | 0 | 0
CC | 16.79 | 7.04 | 6.8 | 6.68 | 5.51 | 3.89
CSP | 0 | 0 | 0 | 0 | 0 | 0
CT | 0 | 0 | 0 | 0 | 0 | 0
Coal | 0.81 | 0.81 | 0.81 | 0.5 | 0 | 0
Geo | 0 | 0 | 0 | 0 | 0 | 0
H | 0 | 0 | 0 | 0 | 0 | 0
LFG | 0 | 0 | 0 | 0 | 0 | 0
Nuc | 0 | 0 | 0 | 0 | 0 | 0
PS | 0 | 0 | 0 | 0 | 0 | 0
PV | 0 | 0 | 0 | 0 | 0 | 0
PeakG | 0 | 0 | 0 | 0 | 0 | 0
PeakO | 0 | 0 | 0 | 0 | 0 | 0
ST | 0 | 0 | 0 | 0 | 0 | 0
STOG | 0.12 | 0.12 | 0.04 | 0.09 | 0.22 | 0.3
STWD | 0 | 0 | 0 | 0 | 0 | 0
WT | 0 | 0 | 0 | 0 | 0 | 0
IGCC | 0 | 0 | 0 | 0 | 0 | 0
DemandResponse | 0 | 0 | 0 | 0 | 0 | 0
IGCC-CCS | 0 | 0 | 0 | 0 | 0 | 0
WT_off | 0 | 0 | 0 | 0 | 0 | 0
PseudoUnit | 0 | 0 | 0 | 0 | 0 | 0
FixedInterchange | 0 | 0 | 0 | 0 | 0 | 0
CO2 Emissions (MMmetricTons): ALB
ReportingType | 2015 | 2020 | 2025 | 2030 | 2035 | 2040
BM | 0 | 0 | 0 | 0 | 0 | 0
CC | 6.82 | 9.31 | 10.66 | 12.89 | 14.76 | 16.87
CSP | 0 | 0 | 0 | 0 | 0 | 0
CT | 0 | 0 | 0 | 0 | 0 | 0
Coal | 45.36 | 45.36 | 45.36 | 45.36 | 45.36 | 45.36
Geo | 0 | 0 | 0 | 0 | 0 | 0
H | 0 | 0 | 0 | 0 | 0 | 0
LFG | 0 | 0 | 0 | 0 | 0 | 0
Nuc | 0 | 0 | 0 | 0 | 0 | 0
PS | 0 | 0 | 0 | 0 | 0 | 0
PV | 0 | 0 | 0 | 0 | 0 | 0
PeakG | 0 | 0 | 0 | 0 | 0 | 0
PeakO | 0 | 0 | 0 | 0 | 0 | 0
ST | 0 | 0 | 0 | 0 | 0 | 0
STOG | 0 | 0 | 0 | 0 | 0 | 0
STWD | 0 | 0 | 0 | 0 | 0 | 0
WT | 0 | 0 | 0 | 0 | 0 | 0
IGCC | 0 | 0 | 0 | 0 | 0 | 0
DemandResponse | 0 | 0 | 0 | 0 | 0 | 0
IGCC-CCS | 0 | 0 | 0 | 0 | 0 | 0
WT_off | 0 | 0 | 0 | 0 | 0 | 0
PseudoUnit | 0 | 0 | 0 | 0 | 0 | 0
FixedInterchange | 0 | 0 | 0 | 0 | 0 | 0
CO2 Emissions (MMmetricTons): BC
ReportingType | 2015 | 2020 | 2025 | 2030 | 2035 | 2040
BM | 0 | 0 | 0 | 0 | 0 | 0
CC | 3.06 | 4.88 | 6.75 | 8.78 | 10.69 | 11.02
CSP | 0 | 0 | 0 | 0 | 0 | 0
CT | 0 | 0 | 0 | 0 | 0 | 0
Coal | 0 | 0 | 0 | 0 | 0 | 0
Geo | 0 | 0 | 0 | 0 | 0 | 0
H | 0 | 0 | 0 | 0 | 0 | 0
LFG | 0 | 0 | 0 | 0 | 0 | 0
Nuc | 0 | 0 | 0 | 0 | 0 | 0
PS | 0 | 0 | 0 | 0 | 0 | 0
PV | 0 | 0 | 0 | 0 | 0 | 0
PeakG | 0 | 0 | 0 | 0 | 0 | 0
PeakO | 0 | 0 | 0 | 0 | 0 | 0
ST | 0 | 0 | 0 | 0 | 0 | 0
STOG | 0.34 | 0 | 0 | 0 | 0 | 0
STWD | 0 | 0 | 0 | 0 | 0 | 0
WT | 0 | 0 | 0 | 0 | 0 | 0
IGCC | 0 | 0 | 0 | 0 | 0 | 0
DemandResponse | 0 | 0 | 0 | 0 | 0 | 0
IGCC-CCS | 0 | 0 | 0 | 0 | 0 | 0
WT_off | 0 | 0 | 0 | 0 | 0 | 0
PseudoUnit | 0 | 0 | 0 | 0 | 0 | 0
FixedInterchange | 0 | 0 | 0 | 0 | 0 | 0
CO2 Emissions (MMmetricTons): HQ_IESO
ReportingType | 2015 | 2020 | 2025 | 2030 | 2035 | 2040
BM | 0 | 0 | 0 | 0 | 0 | 0
CC | 0 | 0 | 0 | 0 | 0 | 0
CSP | 0 | 0 | 0 | 0 | 0 | 0
CT | 0 | 0 | 0 | 0 | 0 | 0
Coal | 0 | 0 | 0 | 0 | 0 | 0
Geo | 0 | 0 | 0 | 0 | 0 | 0
H | 0 | 0 | 0 | 0 | 0 | 0
LFG | 0 | 0 | 0 | 0 | 0 | 0
Nuc | 0 | 0 | 0 | 0 | 0 | 0
PS | 0 | 0 | 0 | 0 | 0 | 0
PV | 0 | 0 | 0 | 0 | 0 | 0
PeakG | 0 | 0 | 0 | 0 | 0 | 0
PeakO | 0 | 0 | 0 | 0 | 0 | 0
ST | 0 | 0 | 0 | 0 | 0 | 0
STOG | 0 | 0 | 0 | 0 | 0 | 0
STWD | 0 | 0 | 0 | 0 | 0 | 0
WT | 0 | 0 | 0 | 0 | 0 | 0
IGCC | 0 | 0 | 0 | 0 | 0 | 0
DemandResponse | 0 | 0 | 0 | 0 | 0 | 0
IGCC-CCS | 0 | 0 | 0 | 0 | 0 | 0
WT_off | 0 | 0 | 0 | 0 | 0 | 0
PseudoUnit | 0 | 0 | 0 | 0 | 0 | 0
FixedInterchange | 0 | 0 | 0 | 0 | 0 | 0
CO2 Emissions (MMmetricTons): HQ_NEISO
ReportingType | 2015 | 2020 | 2025 | 2030 | 2035 | 2040
BM | 0 | 0 | 0 | 0 | 0 | 0
CC | 0 | 0 | 0 | 0 | 0 | 0
CSP | 0 | 0 | 0 | 0 | 0 | 0
CT | 0 | 0 | 0 | 0 | 0 | 0
Coal | 0 | 0 | 0 | 0 | 0 | 0
Geo | 0 | 0 | 0 | 0 | 0 | 0
H | 0 | 0 | 0 | 0 | 0 | 0
LFG | 0 | 0 | 0 | 0 | 0 | 0
Nuc | 0 | 0 | 0 | 0 | 0 | 0
PS | 0 | 0 | 0 | 0 | 0 | 0
PV | 0 | 0 | 0 | 0 | 0 | 0
PeakG | 0 | 0 | 0 | 0 | 0 | 0
PeakO | 0 | 0 | 0 | 0 | 0 | 0
ST | 0 | 0 | 0 | 0 | 0 | 0
STOG | 0 | 0 | 0 | 0 | 0 | 0
STWD | 0 | 0 | 0 | 0 | 0 | 0
WT | 0 | 0 | 0 | 0 | 0 | 0
IGCC | 0 | 0 | 0 | 0 | 0 | 0
DemandResponse | 0 | 0 | 0 | 0 | 0 | 0
IGCC-CCS | 0 | 0 | 0 | 0 | 0 | 0
WT_off | 0 | 0 | 0 | 0 | 0 | 0
PseudoUnit | 0 | 0 | 0 | 0 | 0 | 0
FixedInterchange | 0 | 0 | 0 | 0 | 0 | 0
CO2 Emissions (MMmetricTons): HQ_NY
ReportingType | 2015 | 2020 | 2025 | 2030 | 2035 | 2040
BM | 0 | 0 | 0 | 0 | 0 | 0
CC | 0 | 0 | 0 | 0 | 0 | 0
CSP | 0 | 0 | 0 | 0 | 0 | 0
CT | 0 | 0 | 0 | 0 | 0 | 0
Coal | 0 | 0 | 0 | 0 | 0 | 0
Geo | 0 | 0 | 0 | 0 | 0 | 0
H | 0 | 0 | 0 | 0 | 0 | 0
LFG | 0 | 0 | 0 | 0 | 0 | 0
Nuc | 0 | 0 | 0 | 0 | 0 | 0
PS | 0 | 0 | 0 | 0 | 0 | 0
PV | 0 | 0 | 0 | 0 | 0 | 0
PeakG | 0 | 0 | 0 | 0 | 0 | 0
PeakO | 0 | 0 | 0 | 0 | 0 | 0
ST | 0 | 0 | 0 | 0 | 0 | 0
STOG | 0 | 0 | 0 | 0 | 0 | 0
STWD | 0 | 0 | 0 | 0 | 0 | 0
WT | 0 | 0 | 0 | 0 | 0 | 0
IGCC | 0 | 0 | 0 | 0 | 0 | 0
DemandResponse | 0 | 0 | 0 | 0 | 0 | 0
IGCC-CCS | 0 | 0 | 0 | 0 | 0 | 0
WT_off | 0 | 0 | 0 | 0 | 0 | 0
PseudoUnit | 0 | 0 | 0 | 0 | 0 | 0
FixedInterchange | 0 | 0 | 0 | 0 | 0 | 0
CO2 Emissions (MMmetricTons): MARITIMES
ReportingType | 2015 | 2020 | 2025 | 2030 | 2035 | 2040
BM | 0 | 0 | 0 | 0 | 0 | 0
CC | 0 | 0 | 0 | 0 | 0 | 0
CSP | 0 | 0 | 0 | 0 | 0 | 0
CT | 0 | 0 | 0 | 0 | 0 | 0
Coal | 0 | 0 | 0 | 0 | 0 | 0
Geo | 0 | 0 | 0 | 0 | 0 | 0
H | 0 | 0 | 0 | 0 | 0 | 0
LFG | 0 | 0 | 0 | 0 | 0 | 0
Nuc | 0 | 0 | 0 | 0 | 0 | 0
PS | 0 | 0 | 0 | 0 | 0 | 0
PV | 0 | 0 | 0 | 0 | 0 | 0
PeakG | 0 | 0 | 0 | 0 | 0 | 0
PeakO | 0 | 0 | 0 | 0 | 0 | 0
ST | 0 | 0 | 0 | 0 | 0 | 0
STOG | 0 | 0 | 0 | 0 | 0 | 0
STWD | 0 | 0 | 0 | 0 | 0 | 0
WT | 0 | 0 | 0 | 0 | 0 | 0
IGCC | 0 | 0 | 0 | 0 | 0 | 0
DemandResponse | 0 | 0 | 0 | 0 | 0 | 0
IGCC-CCS | 0 | 0 | 0 | 0 | 0 | 0
WT_off | 0 | 0 | 0 | 0 | 0 | 0
PseudoUnit | 0 | 0 | 0 | 0 | 0 | 0
FixedInterchange | 0 | 0 | 0 | 0 | 0 | 0
CO2 Emissions (MMmetricTons): All
ReportingType | 2015 | 2020 | 2025 | 2030 | 2035 | 2040
BM | 0 | 0 | 0 | 0 | 0 | 0
CC | 439.53 | 517.74 | 521.51 | 581.73 | 666.72 | 715.73
CSP | 0 | 0 | 0 | 0 | 0 | 0
CT | 0.34 | 0.81 | 1.01 | 1.57 | 2.29 | 2.61
Coal | 1724.07 | 1633.15 | 1770.49 | 1825.34 | 1938.13 | 2108.28
Geo | 0 | 0 | 0 | 0 | 0 | 0
H | 0 | 0 | 0 | 0 | 0 | 0
LFG | 0 | 0 | 0 | 0 | 0 | 0
Nuc | 0 | 0 | 0 | 0 | 0 | 0
PS | 0 | 0 | 0 | 0 | 0 | 0
PV | 0 | 0 | 0 | 0 | 0 | 0
PeakG | 1.48 | 1.93 | 2.44 | 2.33 | 2.61 | 1.91
PeakO | 0 | 0 | 0 | 0 | 0 | 0
ST | 0 | 0 | 0 | 0 | 0 | 0
STOG | 10.24 | 10.85 | 11.8 | 11.22 | 10.85 | 10.25
STWD | 0 | 0 | 0 | 0 | 0 | 0
WT | 0 | 0 | 0 | 0 | 0 | 0
IGCC | 3.76 | 3.76 | 3.76 | 3.76 | 3.76 | 3.76
DemandResponse | 0 | 0 | 0 | 0 | 0 | 0
IGCC-CCS | 0 | 0 | 0 | 0 | 0 | 0
WT_off | 0 | 0 | 0 | 0 | 0 | 0
PseudoUnit | 0 | 0 | 0 | 0 | 0 | 0
FixedInterchange | 0 | 0 | 0 | 0 | 0 | 0
CO2 Emissions (MMmetricTons): EI_US
ReportingType | 2015 | 2020 | 2025 | 2030 | 2035 | 2040
BM | 0 | 0 | 0 | 0 | 0 | 0
CC | 268.02 | 343.83 | 341.1 | 374.53 | 434.46 | 474.3
CSP | 0 | 0 | 0 | 0 | 0 | 0
CT | 0.34 | 0.81 | 0.96 | 1.49 | 2.24 | 2.54
Coal | 1353.42 | 1240.52 | 1356.35 | 1402.34 | 1506.6 | 1616.15
Geo | 0 | 0 | 0 | 0 | 0 | 0
H | 0 | 0 | 0 | 0 | 0 | 0
LFG | 0 | 0 | 0 | 0 | 0 | 0
Nuc | 0 | 0 | 0 | 0 | 0 | 0
PS | 0 | 0 | 0 | 0 | 0 | 0
PV | 0 | 0 | 0 | 0 | 0 | 0
PeakG | 1.47 | 1.92 | 2.29 | 2.03 | 2.24 | 1.8
PeakO | 0 | 0 | 0 | 0 | 0 | 0
ST | 0 | 0 | 0 | 0 | 0 | 0
STOG | 6.71 | 7.55 | 8.05 | 8.03 | 7.83 | 7.39
STWD | 0 | 0 | 0 | 0 | 0 | 0
WT | 0 | 0 | 0 | 0 | 0 | 0
IGCC | 3.76 | 3.76 | 3.76 | 3.76 | 3.76 | 3.76
DemandResponse | 0 | 0 | 0 | 0 | 0 | 0
IGCC-CCS | 0 | 0 | 0 | 0 | 0 | 0
WT_off | 0 | 0 | 0 | 0 | 0 | 0
PseudoUnit | 0 | 0 | 0 | 0 | 0 | 0
FixedInterchange | 0 | 0 | 0 | 0 | 0 | 0
CO2 Emissions (MMmetricTons): EI_Canada
ReportingType | 2015 | 2020 | 2025 | 2030 | 2035 | 2040
BM | 0 | 0 | 0 | 0 | 0 | 0
CC | 3.83 | 5.92 | 6.33 | 8.61 | 11.39 | 17.77
CSP | 0 | 0 | 0 | 0 | 0 | 0
CT | 0 | 0 | 0 | 0 | 0.05 | 0.07
Coal | 0.09 | 0.15 | 0.34 | 1.87 | 3.52 | 4.07
Geo | 0 | 0 | 0 | 0 | 0 | 0
H | 0 | 0 | 0 | 0 | 0 | 0
LFG | 0 | 0 | 0 | 0 | 0 | 0
Nuc | 0 | 0 | 0 | 0 | 0 | 0
PS | 0 | 0 | 0 | 0 | 0 | 0
PV | 0 | 0 | 0 | 0 | 0 | 0
PeakG | 0 | 0 | 0 | 0 | 0 | 0
PeakO | 0 | 0 | 0 | 0 | 0 | 0
ST | 0 | 0 | 0 | 0 | 0 | 0
STOG | 0 | 0 | 0 | 0 | 0 | 0
STWD | 0 | 0 | 0 | 0 | 0 | 0
WT | 0 | 0 | 0 | 0 | 0 | 0
IGCC | 0 | 0 | 0 | 0 | 0 | 0
DemandResponse | 0 | 0 | 0 | 0 | 0 | 0
IGCC-CCS | 0 | 0 | 0 | 0 | 0 | 0
WT_off | 0 | 0 | 0 | 0 | 0 | 0
PseudoUnit | 0 | 0 | 0 | 0 | 0 | 0
FixedInterchange | 0 | 0 | 0 | 0 | 0 | 0
CO2 Emissions (MMmetricTons): EI
ReportingType | 2015 | 2020 | 2025 | 2030 | 2035 | 2040
BM | 0 | 0 | 0 | 0 | 0 | 0
CC | 271.85 | 349.76 | 347.43 | 383.14 | 445.86 | 492.08
CSP | 0 | 0 | 0 | 0 | 0 | 0
CT | 0.34 | 0.81 | 0.96 | 1.49 | 2.29 | 2.61
Coal | 1353.51 | 1240.67 | 1356.69 | 1404.21 | 1510.13 | 1620.22
Geo | 0 | 0 | 0 | 0 | 0 | 0
H | 0 | 0 | 0 | 0 | 0 | 0
LFG | 0 | 0 | 0 | 0 | 0 | 0
Nuc | 0 | 0 | 0 | 0 | 0 | 0
PS | 0 | 0 | 0 | 0 | 0 | 0
PV | 0 | 0 | 0 | 0 | 0 | 0
PeakG | 1.47 | 1.92 | 2.29 | 2.03 | 2.24 | 1.81
PeakO | 0 | 0 | 0 | 0 | 0 | 0
ST | 0 | 0 | 0 | 0 | 0 | 0
STOG | 6.71 | 7.55 | 8.05 | 8.03 | 7.83 | 7.39
STWD | 0 | 0 | 0 | 0 | 0 | 0
WT | 0 | 0 | 0 | 0 | 0 | 0
IGCC | 3.76 | 3.76 | 3.76 | 3.76 | 3.76 | 3.76
DemandResponse | 0 | 0 | 0 | 0 | 0 | 0
IGCC-CCS | 0 | 0 | 0 | 0 | 0 | 0
WT_off | 0 | 0 | 0 | 0 | 0 | 0
PseudoUnit | 0 | 0 | 0 | 0 | 0 | 0
FixedInterchange | 0 | 0 | 0 | 0 | 0 | 0
CO2 Emissions (MMmetricTons): Outside_EI
ReportingType | 2015 | 2020 | 2025 | 2030 | 2035 | 2040
BM | 0 | 0 | 0 | 0 | 0 | 0
CC | 167.67 | 167.99 | 174.08 | 198.58 | 220.86 | 223.66
CSP | 0 | 0 | 0 | 0 | 0 | 0
CT | 0 | 0 | 0.04 | 0.08 | 0 | 0.01
Coal | 370.56 | 392.48 | 413.81 | 421.13 | 428 | 488.06
Geo | 0 | 0 | 0 | 0 | 0 | 0
H | 0 | 0 | 0 | 0 | 0 | 0
LFG | 0 | 0 | 0 | 0 | 0 | 0
Nuc | 0 | 0 | 0 | 0 | 0 | 0
PS | 0 | 0 | 0 | 0 | 0 | 0
PV | 0 | 0 | 0 | 0 | 0 | 0
PeakG | 0.01 | 0.01 | 0.16 | 0.3 | 0.37 | 0.1
PeakO | 0 | 0 | 0 | 0 | 0 | 0
ST | 0 | 0 | 0 | 0 | 0 | 0
STOG | 3.53 | 3.3 | 3.74 | 3.19 | 3.02 | 2.86
STWD | 0 | 0 | 0 | 0 | 0 | 0
WT | 0 | 0 | 0 | 0 | 0 | 0
IGCC | 0 | 0 | 0 | 0 | 0 | 0
DemandResponse | 0 | 0 | 0 | 0 | 0 | 0
IGCC-CCS | 0 | 0 | 0 | 0 | 0 | 0
WT_off | 0 | 0 | 0 | 0 | 0 | 0
PseudoUnit | 0 | 0 | 0 | 0 | 0 | 0
FixedInterchange | 0 | 0 | 0 | 0 | 0 | 0
#6 | 0.05: Fuel Cost [includes coal shadow price] ($million)
Fuel Cost by Reporting Type: Entergy
ReportingType | 2015 | 2020 | 2025 | 2030 | 2035 | 2040
BM | 0 | 0 | 0 | 0 | 0 | 0
CC | 2311.27 | 3391.43 | 3547.65 | 3922.66 | 4875.98 | 5318.95
CSP | 0 | 0 | 0 | 0 | 0 | 0
CT | 0 | 0 | 0 | 0 | 0 | 0
Coal | 1418.35 | 1042.53 | 1281.99 | 1434.5 | 1563.36 | 1634.29
Geo | 0 | 0 | 0 | 0 | 0 | 0
H | 0 | 0 | 0 | 0 | 0 | 0
LFG | 0 | 0 | 0.09 | 0.14 | 0.14 | 0.14
Nuc | 372.97 | 380.57 | 404.36 | 412.26 | 348.24 | 272.43
PS | 0 | 0 | 0 | 0 | 0 | 0
PV | 0 | 0 | 0 | 0 | 0 | 0
PeakG | 0 | 0 | 0.17 | 0 | 0 | 0
PeakO | 0 | 0 | 0 | 0 | 0 | 0
ST | 0 | 0 | 0 | 0 | 0 | 0
STOG | 78.02 | 88.67 | 107.5 | 106.03 | 128.66 | 123.6
STWD | 0 | 0 | 0 | 0 | 0 | 2.49
WT | 0 | 0 | 0 | 0 | 0 | 0
IGCC | 0 | 0 | 0 | 0 | 0 | 0
DemandResponse | 0 | 0 | 0 | 0 | 0 | 0
IGCC-CCS | 0 | 0 | 0 | 0 | 0 | 0
WT_off | 0 | 0 | 0 | 0 | 0 | 0
PseudoUnit | 0 | 0 | 0 | 0 | 0 | 0
FixedInterchange | 0 | 0 | 0 | 0 | 0 | 0
Fuel Cost by Reporting Type: FRCC
ReportingType | 2015 | 2020 | 2025 | 2030 | 2035 | 2040
BM | 0 | 0 | 0 | 0 | 0 | 0
CC | 6263.36 | 7784.42 | 9256.21 | 10822.77 | 13550.92 | 16879.24
CSP | 0 | 0 | 0 | 0 | 0 | 0
CT | 31.55 | 42.35 | 34.94 | 11.96 | 7.92 | 5.94
Coal | 1721.19 | 1610.68 | 1943.39 | 1960.1 | 2029.88 | 2106
Geo | 0 | 0 | 0 | 0 | 0 | 0
H | 0 | 0 | 0 | 0 | 0 | 0
LFG | 0 | 0 | 0.25 | 0.25 | 0.25 | 0.25
Nuc | 282.48 | 288.24 | 306.26 | 312.24 | 190.15 | 63.41
PS | 0 | 0 | 0 | 0 | 0 | 0
PV | 0 | 0 | 0 | 0 | 0 | 0
PeakG | 17.92 | 8.78 | 8.1 | 3.97 | 3.14 | 3.09
PeakO | 0 | 0 | 0 | 0 | 0 | 0
ST | 0 | 0 | 0 | 0 | 0 | 0
STOG | 276.14 | 225.05 | 239.18 | 168.08 | 145.95 | 130.14
STWD | 0 | 1.42 | 5.81 | 9.63 | 9.73 | 9.7
WT | 0 | 0 | 0 | 0 | 0 | 0
IGCC | 0 | 0 | 0 | 0 | 0 | 0
DemandResponse | 0 | 0 | 0 | 0 | 0 | 0
IGCC-CCS | 0 | 0 | 0 | 0 | 0 | 0
WT_off | 0 | 0 | 0 | 0 | 0 | 0
PseudoUnit | 0 | 0 | 0 | 0 | 0 | 0
FixedInterchange | 0 | 0 | 0 | 0 | 0 | 0
Fuel Cost by Reporting Type: MAPP_US
ReportingType | 2015 | 2020 | 2025 | 2030 | 2035 | 2040
BM | 0 | 0 | 0 | 0 | 0 | 0
CC | 6.2 | 8.28 | 8.43 | 15.96 | 13.85 | 11.35
CSP | 0 | 0 | 0 | 0 | 0 | 0
CT | 0 | 0 | 0 | 0 | 0 | 0
Coal | 264.47 | 257.35 | 258.72 | 258.72 | 317.48 | 401.98
Geo | 0 | 0 | 0 | 0 | 0 | 0
H | 0 | 0 | 0 | 0 | 0 | 0
LFG | 0 | 0 | 0.09 | 0.09 | 0.09 | 0.09
Nuc | 0 | 0 | 0 | 0 | 0 | 0
PS | 0 | 0 | 0 | 0 | 0 | 0
PV | 0 | 0 | 0 | 0 | 0 | 0
PeakG | 0.96 | 3.28 | 3.74 | 7.92 | 12.32 | 6.78
PeakO | 0 | 0 | 0 | 0 | 0 | 0
ST | 0 | 0 | 0 | 0 | 0 | 0
STOG | 0 | 0 | 0 | 0 | 0 | 0
STWD | 0 | 0 | 0 | 0 | 0 | 0
WT | 0 | 0 | 0 | 0 | 0 | 0
IGCC | 0 | 0 | 0 | 0 | 0 | 0
DemandResponse | 0 | 0 | 0 | 0 | 0 | 0
IGCC-CCS | 0 | 0 | 0 | 0 | 0 | 0
WT_off | 0 | 0 | 0 | 0 | 0 | 0
PseudoUnit | 0 | 0 | 0 | 0 | 0 | 0
FixedInterchange | 0 | 0 | 0 | 0 | 0 | 0
Fuel Cost by Reporting Type: MISO_IN
ReportingType | 2015 | 2020 | 2025 | 2030 | 2035 | 2040
BM | 0 | 0 | 0 | 0 | 0 | 0
CC | 138.98 | 888.36 | 1135.79 | 1738.22 | 2409.86 | 2595.54
CSP | 0 | 0 | 0 | 0 | 0 | 0
CT | 0 | 0 | 0 | 0 | 0 | 0
Coal | 1734.64 | 1794.33 | 1932.24 | 2183.87 | 2331.73 | 2514.36
Geo | 0 | 0 | 0 | 0 | 0 | 0
H | 0 | 0 | 0 | 0 | 0 | 0
LFG | 0 | 0 | 0 | 0.1 | 0.1 | 0.1
Nuc | 0 | 0 | 0 | 0 | 0 | 0
PS | 0 | 0 | 0 | 0 | 0 | 0
PV | 0 | 0 | 0 | 0 | 0 | 0
PeakG | 0 | 0.4 | 1.63 | 1.77 | 1.99 | 7.78
PeakO | 0 | 0 | 0 | 0 | 0 | 0
ST | 0 | 0 | 0 | 0 | 0 | 0
STOG | 1.45 | 3.03 | 3.43 | 3.74 | 4.2 | 6.4
STWD | 0 | 0 | 0 | 0 | 0 | 0
WT | 0 | 0 | 0 | 0 | 0 | 0
IGCC | 90.42 | 91.36 | 92.53 | 100.2 | 104.1 | 111.41
DemandResponse | 0 | 0 | 0 | 0 | 0 | 0
IGCC-CCS | 0 | 0 | 0 | 0 | 0 | 0
WT_off | 0 | 0 | 0 | 0 | 0 | 0
PseudoUnit | 0 | 0 | 0 | 0 | 0 | 0
FixedInterchange | 0 | 0 | 0 | 0 | 0 | 0
Fuel Cost by Reporting Type: MISO_MI
ReportingType | 2015 | 2020 | 2025 | 2030 | 2035 | 2040
BM | 0 | 0 | 0 | 0 | 0 | 0
CC | 433.01 | 524.27 | 527.06 | 408.14 | 494.01 | 437.7
CSP | 0 | 0 | 0 | 0 | 0 | 0
CT | 0 | 0 | 0 | 0 | 0 | 0
Coal | 1370.32 | 1093.02 | 1196.85 | 1325.38 | 1436.02 | 1502.3
Geo | 0 | 0 | 0 | 0 | 0 | 0
H | 0 | 0 | 0 | 0 | 0 | 0
LFG | 0 | 0 | 0 | 0.2 | 0.2 | 0.2
Nuc | 139.75 | 142.6 | 151.51 | 154.47 | 90.85 | 90.85
PS | 0 | 0 | 0 | 0 | 0 | 0
PV | 0 | 0 | 0 | 0 | 0 | 0
PeakG | 0 | 2.97 | 4.39 | 3.44 | 6.41 | 3.18
PeakO | 0 | 0 | 0 | 0 | 0 | 0
ST | 0 | 0 | 0 | 0 | 0 | 0
STOG | 11.13 | 26.7 | 34.18 | 37.4 | 33.61 | 47.14
STWD | 0 | 0 | 0 | 0 | 2.64 | 5.07
WT | 0 | 0 | 0 | 0 | 0 | 0
IGCC | 0 | 0 | 0 | 0 | 0 | 0
DemandResponse | 0 | 0 | 0 | 0 | 0 | 0
IGCC-CCS | 0 | 0 | 0 | 0 | 0 | 0
WT_off | 0 | 0 | 0 | 0 | 0 | 0
PseudoUnit | 0 | 0 | 0 | 0 | 0 | 0
FixedInterchange | 0 | 0 | 0 | 0 | 0 | 0
Fuel Cost by Reporting Type: MISO_MO-IL
ReportingType | 2015 | 2020 | 2025 | 2030 | 2035 | 2040
BM | 0 | 0 | 0 | 0 | 0 | 0
CC | 78.49 | 167.63 | 112.42 | 108.93 | 122.52 | 104.13
CSP | 0 | 0 | 0 | 0 | 0 | 0
CT | 0 | 0 | 0 | 0 | 0 | 0
Coal | 2118.37 | 1607.95 | 1805.73 | 2125.57 | 2273.63 | 2371.96
Geo | 0 | 0 | 0 | 0 | 0 | 0
H | 0 | 0 | 0 | 0 | 0 | 0
LFG | 0 | 0 | 0.29 | 0.29 | 0.29 | 0.29
Nuc | 143.46 | 146.38 | 155.53 | 158.57 | 158.57 | 158.57
PS | 0 | 0 | 0 | 0 | 0 | 0
PV | 0 | 0 | 0 | 0 | 0 | 0
PeakG | 4.51 | 12.47 | 21.37 | 23.6 | 28.9 | 40.26
PeakO | 0 | 0 | 0 | 0 | 0 | 0
ST | 0 | 0 | 0 | 0 | 0 | 0
STOG | 3.01 | 5.64 | 5.38 | 4.17 | 1.49 | 5.23
STWD | 0 | 0 | 0 | 0 | 0 | 0
WT | 0 | 0 | 0 | 0 | 0 | 0
IGCC | 0 | 0 | 0 | 0 | 0 | 0
DemandResponse | 0 | 0 | 0 | 0 | 0 | 0
IGCC-CCS | 0 | 0 | 0 | 0 | 0 | 0
WT_off | 0 | 0 | 0 | 0 | 0 | 0
PseudoUnit | 0 | 0 | 0 | 0 | 0 | 0
FixedInterchange | 0 | 0 | 0 | 0 | 0 | 0
Fuel Cost by Reporting Type: MISO_W
ReportingType | 2015 | 2020 | 2025 | 2030 | 2035 | 2040
BM | 0 | 0 | 0 | 0 | 0 | 0
CC | 316.89 | 443.8 | 317.45 | 293 | 309.41 | 160.96
CSP | 0 | 0 | 0 | 0 | 0 | 0
CT | 0 | 0 | 0 | 0 | 0 | 0
Coal | 1717.39 | 1384.56 | 1445.56 | 1497.57 | 2094.4 | 3019.82
Geo | 0 | 0 | 0 | 0 | 0 | 0
H | 0 | 0 | 0 | 0 | 0 | 0
LFG | 0 | 0 | 0.09 | 0.09 | 0.09 | 0.09
Nuc | 152.53 | 155.64 | 165.37 | 168.6 | 0.01 | 0.01
PS | 0 | 0 | 0 | 0 | 0 | 0
PV | 0 | 0 | 0 | 0 | 0 | 0
PeakG | 9.58 | 17.45 | 22.74 | 37.65 | 55.55 | 13.82
PeakO | 0 | 0 | 0 | 0 | 0 | 0
ST | 0 | 0 | 0 | 0 | 0 | 0
STOG | 0.75 | 0.97 | 0.33 | 0.23 | 0.16 | 0.02
STWD | 0 | 0 | 9.1 | 9.38 | 12.11 | 9.45
WT | 0 | 0 | 0 | 0 | 0 | 0
IGCC | 0 | 0 | 0 | 0 | 0 | 0
DemandResponse | 0 | 0 | 0 | 0 | 0 | 0
IGCC-CCS | 0 | 0 | 0 | 0 | 0 | 0
WT_off | 0 | 0 | 0 | 0 | 0 | 0
PseudoUnit | 0 | 0 | 0 | 0 | 0 | 0
FixedInterchange | 0 | 0 | 0 | 0 | 0 | 0
Fuel Cost by Reporting Type: MISO_WUMS
ReportingType | 2015 | 2020 | 2025 | 2030 | 2035 | 2040
BM | 0 | 0 | 0 | 0 | 0 | 0
CC | 495.51 | 1261.93 | 1334.5 | 1335.2 | 2052.51 | 2046.64
CSP | 0 | 0 | 0 | 0 | 0 | 0
CT | 0 | 9.82 | 21.54 | 24.41 | 27.36 | 57.14
Coal | 668.75 | 535.7 | 644.47 | 842.79 | 916.51 | 935.36
Geo | 0 | 0 | 0 | 0 | 0 | 0
H | 0 | 0 | 0 | 0 | 0 | 0
LFG | 0 | 0 | 0.29 | 0.29 | 0.29 | 0.29
Nuc | 120.89 | 123.35 | 131.06 | 133.62 | 0.01 | 0.01
PS | 0 | 0 | 0 | 0 | 0 | 0
PV | 0 | 0 | 0 | 0 | 0 | 0
PeakG | 1.32 | 0 | 0 | 0 | 0 | 0
PeakO | 0 | 0 | 0 | 0 | 0 | 0
ST | 0 | 0 | 0 | 0 | 0 | 0
STOG | 0.13 | 0 | 0 | 0 | 0 | 0
STWD | 0 | 0 | 0 | 0 | 0 | 3.33
WT | 0 | 0 | 0 | 0 | 0 | 0
IGCC | 0 | 0 | 0 | 0 | 0 | 0
DemandResponse | 0 | 0 | 0 | 0 | 0 | 0
IGCC-CCS | 0 | 0 | 0 | 0 | 0 | 0
WT_off | 0 | 0 | 0 | 0 | 0 | 0
PseudoUnit | 0 | 0 | 0 | 0 | 0 | 0
FixedInterchange | 0 | 0 | 0 | 0 | 0 | 0
Fuel Cost by Reporting Type: Nebraska
ReportingType | 2015 | 2020 | 2025 | 2030 | 2035 | 2040
BM | 0 | 0 | 0 | 0 | 0 | 0
CC | 16.12 | 17.45 | 19.92 | 21.79 | 19.38 | 15.29
CSP | 0 | 0 | 0 | 0 | 0 | 0
CT | 0 | 0 | 0 | 0 | 0 | 0
Coal | 454.71 | 414.52 | 414.52 | 436.94 | 854.01 | 1041.96
Geo | 0 | 0 | 0 | 0 | 0 | 0
H | 0 | 0 | 0 | 0 | 0 | 0
LFG | 0 | 0 | 0 | 0.09 | 0.09 | 0.09
Nuc | 83.67 | 85.37 | 90.71 | 92.48 | 0.01 | 0.01
PS | 0 | 0 | 0 | 0 | 0 | 0
PV | 0 | 0 | 0 | 0 | 0 | 0
PeakG | 2.98 | 3.08 | 3.82 | 1.12 | 0.5 | 0
PeakO | 0 | 0 | 0 | 0 | 0 | 0
ST | 0 | 0 | 0 | 0 | 0 | 0
STOG | 2.28 | 3.12 | 3.57 | 3.9 | 0.85 | 0
STWD | 0 | 0 | 0 | 0 | 0 | 0
WT | 0 | 0 | 0 | 0 | 0 | 0
IGCC | 0 | 0 | 0 | 0 | 0 | 0
DemandResponse | 0 | 0 | 0 | 0 | 0 | 0
IGCC-CCS | 0 | 0 | 0 | 0 | 0 | 0
WT_off | 0 | 0 | 0 | 0 | 0 | 0
PseudoUnit | 0 | 0 | 0 | 0 | 0 | 0
FixedInterchange | 0 | 0 | 0 | 0 | 0 | 0
Fuel Cost by Reporting Type: NEISO
ReportingType | 2015 | 2020 | 2025 | 2030 | 2035 | 2040
BM | 128.98 | 128.98 | 36.16 | 1.75 | 31.9 | 30.31
CC | 1627.2 | 1508.54 | 1687.24 | 1958.18 | 2500.44 | 2981.46
CSP | 0 | 0 | 0 | 0 | 0 | 0
CT | 0 | 0.15 | 0.16 | 0.04 | 3.48 | 6.67
Coal | 1.17 | 0 | 0 | 0 | 0 | 0
Geo | 0 | 0 | 0 | 0 | 0 | 0
H | 0 | 0 | 0 | 0 | 0 | 0
LFG | 0.06 | 0.15 | 0.15 | 0.15 | 0.15 | 0.15
Nuc | 293.25 | 299.23 | 317.93 | 324.14 | 234.19 | 173
PS | 0 | 0 | 0 | 0 | 0 | 0
PV | 0 | 0 | 0 | 0 | 0 | 0
PeakG | 0.34 | 1.29 | 1.6 | 1.75 | 5.84 | 5.79
PeakO | 0 | 0 | 0 | 0 | 0 | 0
ST | 0 | 0 | 0 | 0 | 0 | 0
STOG | 0 | 0 | 0 | 0 | 0 | 0
STWD | 137.18 | 94.85 | 5.78 | 1.45 | 6.04 | 8.22
WT | 0 | 0 | 0 | 0 | 0 | 0
IGCC | 0 | 0 | 0 | 0 | 0 | 0
DemandResponse | 0 | 0 | 0 | 0 | 0 | 0
IGCC-CCS | 0 | 0 | 0 | 0 | 0 | 0
WT_off | 0 | 0 | 0 | 0 | 0 | 0
PseudoUnit | 0 | 0 | 0 | 0 | 0 | 0
FixedInterchange | 0 | 0 | 0 | 0 | 0 | 0
Fuel Cost by Reporting Type: NonRTO_Midwest
ReportingType | 2015 | 2020 | 2025 | 2030 | 2035 | 2040
BM | 0 | 0 | 0 | 0 | 0 | 0
CC | 0 | 77.16 | 98.61 | 104.75 | 144.88 | 207.22
CSP | 0 | 0 | 0 | 0 | 0 | 0
CT | 0.83 | 6.69 | 8.28 | 12.68 | 16.83 | 35.33
Coal | 1375.65 | 1418.92 | 1470.7 | 1643.42 | 1776.49 | 1939.19
Geo | 0 | 0 | 0 | 0 | 0 | 0
H | 0 | 0 | 0 | 0 | 0 | 0
LFG | 0 | 0 | 0 | 0.2 | 0.2 | 0.2
Nuc | 0 | 0 | 0 | 0 | 0 | 0
PS | 0 | 0 | 0 | 0 | 0 | 0
PV | 0 | 0 | 0 | 0 | 0 | 0
PeakG | 6.23 | 9.91 | 11.17 | 10.37 | 11.17 | 18.37
PeakO | 0 | 0 | 0 | 0 | 0 | 0
ST | 0 | 0 | 0 | 0 | 0 | 0
STOG | 0 | 0 | 0 | 0 | 0 | 0
STWD | 0 | 0 | 0 | 0 | 0 | 0
WT | 0 | 0 | 0 | 0 | 0 | 0
IGCC | 0 | 0 | 0 | 0 | 0 | 0
DemandResponse | 0 | 0 | 0 | 0 | 0 | 0
IGCC-CCS | 0 | 0 | 0 | 0 | 0 | 0
WT_off | 0 | 0 | 0 | 0 | 0 | 0
PseudoUnit | 0 | 0 | 0 | 0 | 0 | 0
FixedInterchange | 0 | 0 | 0 | 0 | 0 | 0
Fuel Cost by Reporting Type: NYISO_A-F
ReportingType | 2015 | 2020 | 2025 | 2030 | 2035 | 2040
BM | 0 | 0 | 0 | 0 | 0 | 0
CC | 256.4 | 364.91 | 533.16 | 621.53 | 734.95 | 808.24
CSP | 0 | 0 | 0 | 0 | 0 | 0
CT | 0 | 0 | 0 | 0 | 0 | 0
Coal | 0 | 0 | 0 | 0 | 0 | 0
Geo | 0 | 0 | 0 | 0 | 0 | 0
H | 0 | 0 | 0 | 0 | 0 | 0
LFG | 0.01 | 0.01 | 0.01 | 0.09 | 0.09 | 0.09
Nuc | 217.02 | 221.45 | 235.29 | 195.6 | 154.22 | 93.47
PS | 0 | 0 | 0 | 0 | 0 | 0
PV | 0 | 0 | 0 | 0 | 0 | 0
PeakG | 0 | 0 | 0.1 | 0 | 0.41 | 0.44
PeakO | 0 | 0 | 0 | 0 | 0 | 0
ST | 0 | 0 | 0 | 0 | 0 | 0
STOG | 0 | 0 | 0 | 0 | 0 | 0
STWD | 0 | 0 | 0 | 0 | 0 | 0
WT | 0 | 0 | 0 | 0 | 0 | 0
IGCC | 0 | 0 | 0 | 0 | 0 | 0
DemandResponse | 0 | 0 | 0 | 0 | 0 | 0
IGCC-CCS | 0 | 0 | 0 | 0 | 0 | 0
WT_off | 0 | 0 | 0 | 0 | 0 | 0
PseudoUnit | 0 | 0 | 0 | 0 | 0 | 0
FixedInterchange | 0 | 0 | 0 | 0 | 0 | 0
Fuel Cost by Reporting Type: NYISO_G-I
ReportingType | 2015 | 2020 | 2025 | 2030 | 2035 | 2040
BM | 0 | 0 | 0 | 0 | 0 | 0
CC | 254.04 | 315.25 | 561.19 | 903.03 | 1968.4 | 2886.76
CSP | 0 | 0 | 0 | 0 | 0 | 0
CT | 0 | 0 | 0 | 0 | 0 | 0
Coal | 0 | 0 | 0 | 0 | 0 | 0
Geo | 0 | 0 | 0 | 0 | 0 | 0
H | 0 | 0 | 0 | 0 | 0 | 0
LFG | 0 | 0 | 0 | 0.09 | 0.09 | 0.09
Nuc | 130.64 | 133.3 | 141.63 | 144.4 | 72.41 | 0.03
PS | 0 | 0 | 0 | 0 | 0 | 0
PV | 0 | 0 | 0 | 0 | 0 | 0
PeakG | 0 | 0 | 0 | 0 | 0 | 0
PeakO | 0 | 0 | 0 | 0 | 0 | 0
ST | 0 | 0 | 0 | 0 | 0 | 0
STOG | 0.66 | 3.47 | 3.82 | 4.18 | 4.41 | 8.72
STWD | 0 | 0 | 0 | 0 | 0 | 0
WT | 0 | 0 | 0 | 0 | 0 | 0
IGCC | 0 | 0 | 0 | 0 | 0 | 0
DemandResponse | 0 | 0 | 0 | 0 | 0 | 0
IGCC-CCS | 0 | 0 | 0 | 0 | 0 | 0
WT_off | 0 | 0 | 0 | 0 | 0 | 0
PseudoUnit | 0 | 0 | 0 | 0 | 0 | 0
FixedInterchange | 0 | 0 | 0 | 0 | 0 | 0
Fuel Cost by Reporting Type: NYISO_J-K
ReportingType | 2015 | 2020 | 2025 | 2030 | 2035 | 2040
BM | 0 | 0 | 0 | 0 | 0 | 0
CC | 855.8 | 1063.79 | 1183.29 | 1284.91 | 1420.25 | 1597.18
CSP | 0 | 0 | 0 | 0 | 0 | 0
CT | 0 | 0 | 0.94 | 3.24 | 5.89 | 7.87
Coal | 0 | 0 | 0 | 0 | 0 | 0
Geo | 0 | 0 | 0 | 0 | 0 | 0
H | 0 | 0 | 0 | 0 | 0 | 0
LFG | 0 | 0 | 0 | 0.09 | 0.09 | 0.09
Nuc | 0 | 0 | 0 | 0 | 0 | 0
PS | 0 | 0 | 0 | 0 | 0 | 0
PV | 0 | 0 | 0 | 0 | 0 | 0
PeakG | 0.24 | 2.33 | 3.16 | 8.79 | 16.61 | 18.84
PeakO | 0 | 0 | 0 | 0 | 0 | 0
ST | 0 | 0 | 0 | 0 | 0 | 0
STOG | 57.01 | 116.14 | 135.4 | 171.36 | 260.71 | 314.64
STWD | 0 | 0 | 0 | 0 | 0 | 0
WT | 0 | 0 | 0 | 0 | 0 | 0
IGCC | 0 | 0 | 0 | 0 | 0 | 0
DemandResponse | 0 | 0 | 0 | 0 | 0 | 0
IGCC-CCS | 0 | 0 | 0 | 0 | 0 | 0
WT_off | 0 | 0 | 0 | 0 | 0 | 0
PseudoUnit | 0 | 0 | 0 | 0 | 0 | 0
FixedInterchange | 0 | 0 | 0 | 0 | 0 | 0
Fuel Cost by Reporting Type: PJM_E
ReportingType | 2015 | 2020 | 2025 | 2030 | 2035 | 2040
BM | 0 | 15.34 | 11.44 | 15.34 | 15.34 | 15.34
CC | 861.13 | 1427.72 | 1420.93 | 1278.45 | 2166.29 | 2531.09
CSP | 0 | 0 | 0 | 0 | 0 | 0
CT | 0 | 0.01 | 0.05 | 0.05 | 57.43 | 30.59
Coal | 12.74 | 9.54 | 19.56 | 39.96 | 78.84 | 93.88
Geo | 0 | 0 | 0 | 0 | 0 | 0
H | 0 | 0 | 0 | 0 | 0 | 0
LFG | 0.01 | 0.18 | 0.18 | 0.18 | 0.18 | 0.18
Nuc | 563.79 | 533.75 | 567.11 | 578.18 | 415.32 | 329.35
PS | 0 | 0 | 0 | 0 | 0 | 0
PV | 0 | 0 | 0 | 0 | 0 | 0
PeakG | 0 | 2.71 | 14.58 | 15.88 | 32 | 18.15
PeakO | 0 | 0 | 0 | 0 | 0 | 0
ST | 0 | 0 | 0 | 0 | 0 | 0
STOG | 4.64 | 23.83 | 30.61 | 33.34 | 49.74 | 43.93
STWD | 0 | 0 | 0 | 0 | 0 | 0
WT | 0 | 0 | 0 | 0 | 0 | 0
IGCC | 0 | 0 | 0 | 0 | 0 | 0
DemandResponse | 0 | 0 | 0 | 0 | 0 | 0
IGCC-CCS | 0 | 0 | 0 | 0 | 0 | 0
WT_off | 0 | 0 | 0 | 0 | 0 | 0
PseudoUnit | 0 | 0 | 0 | 0 | 0 | 0
FixedInterchange | 0 | 0 | 0 | 0 | 0 | 0
Fuel Cost by Reporting Type: PJM_ROM
ReportingType | 2015 | 2020 | 2025 | 2030 | 2035 | 2040
BM | 0 | 9.21 | 6.86 | 9.21 | 9.21 | 9.21
CC | 557.76 | 763.44 | 835.77 | 851.36 | 2535.97 | 7341.91
CSP | 0 | 0 | 0 | 0 | 0 | 0
CT | 0 | 0.01 | 0.1 | 0.1 | 0.21 | 0.12
Coal | 1286.35 | 1445.99 | 1561.38 | 1789.88 | 1854.73 | 1945.06
Geo | 0 | 0 | 0 | 0 | 0 | 0
H | 0 | 0 | 0 | 0 | 0 | 0
LFG | 0.02 | 0.36 | 0.36 | 0.36 | 0.36 | 0.36
Nuc | 337.6 | 344.49 | 366.02 | 373.17 | 244.83 | 178.21
PS | 0 | 0 | 0 | 0 | 0 | 0
PV | 0 | 0 | 0 | 0 | 0 | 0
PeakG | 0 | 0.77 | 0.85 | 0.8 | 10.73 | 3.62
PeakO | 0 | 0 | 0 | 0 | 0 | 0
ST | 0 | 0 | 0 | 0 | 0 | 0
STOG | 18.69 | 35.58 | 71.01 | 83.46 | 94.8 | 100.15
STWD | 0 | 35.1 | 25.81 | 35.1 | 35.1 | 35.1
WT | 0 | 0 | 0 | 0 | 0 | 0
IGCC | 0 | 0 | 0 | 0 | 0 | 0
DemandResponse | 0 | 0 | 0 | 0 | 0 | 0
IGCC-CCS | 0 | 0 | 0 | 0 | 0 | 0
WT_off | 0 | 0 | 0 | 0 | 0 | 0
PseudoUnit | 0 | 0 | 0 | 0 | 0 | 0
FixedInterchange | 0 | 0 | 0 | 0 | 0 | 0
Fuel Cost by Reporting Type: PJM_ROR
ReportingType | 2015 | 2020 | 2025 | 2030 | 2035 | 2040
BM | 0 | 11.05 | 11.05 | 28.12 | 62.57 | 56.13
CC | 2129.55 | 2956.81 | 3985.81 | 6049.76 | 8025.73 | 7103.46
CSP | 0 | 0 | 0 | 0 | 0 | 0
CT | 0.14 | 0.15 | 0.17 | 18 | 28.68 | 61.19
Coal | 7868.55 | 6737.98 | 7147.35 | 8233.71 | 8853.64 | 9436.83
Geo | 0 | 0 | 0 | 0 | 0 | 0
H | 0 | 0 | 0 | 0 | 0 | 0
LFG | 0.07 | 0.17 | 0.73 | 0.73 | 0.73 | 0.73
Nuc | 1319.64 | 1346.55 | 1430.71 | 1395.54 | 1084.35 | 728.88
PS | 0 | 0 | 0 | 0 | 0 | 0
PV | 0 | 0 | 0 | 0 | 0 | 0
PeakG | 52.85 | 51.5 | 48.77 | 39.09 | 30.05 | 44.5
PeakO | 0 | 0 | 0 | 0 | 0 | 0
ST | 0 | 0 | 0 | 0 | 0 | 0
STOG | 34.23 | 38.88 | 45.15 | 49.17 | 57.64 | 60.28
STWD | 0 | 46.5 | 11.36 | 87.49 | 103.86 | 103.86
WT | 0 | 0 | 0 | 0 | 0 | 0
IGCC | 0 | 0 | 0 | 0 | 0 | 0
DemandResponse | 0 | 0 | 0 | 0 | 0 | 0
IGCC-CCS | 0 | 0 | 0 | 0 | 0 | 0
WT_off | 0 | 0 | 0 | 0 | 0 | 0
PseudoUnit | 0 | 0 | 0 | 0 | 0 | 0
FixedInterchange | 0 | 0 | 0 | 0 | 0 | 0
Fuel Cost by Reporting Type: SOCO
ReportingType | 2015 | 2020 | 2025 | 2030 | 2035 | 2040
BM | 0 | 0 | 1.42 | 1.51 | 1.57 | 2.62
CC | 4207.18 | 4637.44 | 4617.16 | 5317.02 | 5533.17 | 5683.59
CSP | 0 | 0 | 0 | 0 | 0 | 0
CT | 0 | 0 | 0 | 0 | 0 | 0
Coal | 2595.76 | 2697.16 | 3433.9 | 3804.28 | 4423.45 | 5683.34
Geo | 0 | 0 | 0 | 0 | 0 | 0
H | 0 | 0 | 0 | 0 | 0 | 0
LFG | 0 | 0 | 0.14 | 0.14 | 0.14 | 0.14
Nuc | 396.64 | 551.11 | 585.56 | 596.99 | 596.99 | 398.46
PS | 0 | 0 | 0 | 0 | 0 | 0
PV | 0 | 0 | 0 | 0 | 0 | 0
PeakG | 25.01 | 56.64 | 82.23 | 71.75 | 59.61 | 59.99
PeakO | 0 | 0 | 0 | 0 | 0 | 0
ST | 0 | 0 | 0 | 0 | 0 | 0
STOG | 0 | 0 | 0 | 0 | 0 | 0
STWD | 0 | 0 | 0 | 0 | 20.67 | 21.93
WT | 0 | 0 | 0 | 0 | 0 | 0
IGCC | 0 | 0 | 0 | 0 | 0 | 0
DemandResponse | 0 | 0 | 0 | 0 | 0 | 0
IGCC-CCS | 0 | 0 | 0 | 0 | 0 | 0
WT_off | 0 | 0 | 0 | 0 | 0 | 0
PseudoUnit | 0 | 0 | 0 | 0 | 0 | 0
FixedInterchange | 0 | 0 | 0 | 0 | 0 | 0
Fuel Cost by Reporting Type: SPP_N
ReportingType | 2015 | 2020 | 2025 | 2030 | 2035 | 2040
BM | 0 | 0 | 0 | 0 | 0 | 0
CC | 300.9 | 581.18 | 573.46 | 759.47 | 535.03 | 452.62
CSP | 0 | 0 | 0 | 0 | 0 | 0
CT | 0 | 0 | 0 | 24.12 | 48.71 | 40.94
Coal | 1110.54 | 1005.44 | 1011.9 | 1077.61 | 1292.1 | 1482.46
Geo | 0 | 0 | 0 | 0 | 0 | 0
H | 0 | 0 | 0 | 0 | 0 | 0
LFG | 0 | 0 | 0.12 | 0.12 | 0.12 | 0.12
Nuc | 74.76 | 76.29 | 81.06 | 82.64 | 82.64 | 82.64
PS | 0 | 0 | 0 | 0 | 0 | 0
PV | 0 | 0 | 0 | 0 | 0 | 0
PeakG | 2.16 | 3.56 | 9.17 | 0 | 0 | 0
PeakO | 0 | 0 | 0 | 0 | 0 | 0
ST | 0 | 0 | 0 | 0 | 0 | 0
STOG | 16.43 | 31.26 | 36.03 | 48.06 | 54.08 | 56.81
STWD | 0 | 0 | 0 | 0 | 0 | 0
WT | 0 | 0 | 0 | 0 | 0 | 0
IGCC | 0 | 0 | 0 | 0 | 0 | 0
DemandResponse | 0 | 0 | 0 | 0 | 0 | 0
IGCC-CCS | 0 | 0 | 0 | 0 | 0 | 0
WT_off | 0 | 0 | 0 | 0 | 0 | 0
PseudoUnit | 0 | 0 | 0 | 0 | 0 | 0
FixedInterchange | 0 | 0 | 0 | 0 | 0 | 0
Fuel Cost by Reporting Type: SPP_S
ReportingType | 2015 | 2020 | 2025 | 2030 | 2035 | 2040
BM | 0 | 0 | 0 | 0 | 0 | 0
CC | 1505.7 | 2577.67 | 2756.62 | 3220.9 | 2393.94 | 1781.29
CSP | 0 | 0 | 0 | 0 | 0 | 0
CT | 0 | 0 | 0.21 | 3.5 | 0 | 0
Coal | 1811.22 | 1498.78 | 1831 | 2031.65 | 2223.51 | 2296.1
Geo | 0 | 0 | 0 | 0 | 0 | 0
H | 0 | 0 | 0 | 0 | 0 | 0
LFG | 0 | 0 | 0.12 | 0.12 | 0.12 | 0.12
Nuc | 0 | 0 | 0 | 0 | 0 | 0
PS | 0 | 0 | 0 | 0 | 0 | 0
PV | 0 | 0 | 0 | 0 | 0 | 0
PeakG | 0 | 0 | 0 | 0.22 | 0 | 0
PeakO | 0 | 0 | 0 | 0 | 0 | 0
ST | 0 | 0 | 0 | 0 | 0 | 0
STOG | 120.98 | 131.24 | 153.39 | 204.94 | 121.47 | 70.03
STWD | 0 | 0 | 0 | 0 | 0 | 0
WT | 0 | 0 | 0 | 0 | 0 | 0
IGCC | 0 | 0 | 0 | 0 | 0 | 0
DemandResponse | 0 | 0 | 0 | 0 | 0 | 0
IGCC-CCS | 0 | 0 | 0 | 0 | 0 | 0
WT_off | 0 | 0 | 0 | 0 | 0 | 0
PseudoUnit | 0 | 0 | 0 | 0 | 0 | 0
FixedInterchange | 0 | 0 | 0 | 0 | 0 | 0
Fuel Cost by Reporting Type: TVA
ReportingType | 2015 | 2020 | 2025 | 2030 | 2035 | 2040
BM | 0 | 0 | 0 | 0 | 0 | 0
CC | 539.7 | 1181.33 | 1408 | 1730.84 | 1744.22 | 1738.87
CSP | 0 | 0 | 0 | 0 | 0 | 0
CT | 0 | 19.14 | 19.64 | 28.34 | 27.71 | 42.15
Coal | 2111.98 | 1824.09 | 1930.09 | 2095.92 | 2887.34 | 3585.87
Geo | 0 | 0 | 0 | 0 | 0 | 0
H | 0 | 0 | 0 | 0 | 0 | 0
LFG | 0 | 0 | 0.14 | 0.14 | 0.14 | 0.14
Nuc | 542.87 | 553.94 | 588.56 | 600.05 | 420.73 | 329.46
PS | 0 | 0 | 0 | 0 | 0 | 0
PV | 0 | 0 | 0 | 0 | 0 | 0
PeakG | 0 | 0 | 0 | 0 | 0 | 0
PeakO | 0 | 0 | 0 | 0 | 0 | 0
ST | 0 | 0 | 0 | 0 | 0 | 0
STOG | 0 | 0 | 0 | 0 | 0 | 0
STWD | 0 | 0 | 0 | 0 | 0.08 | 0.14
WT | 0 | 0 | 0 | 0 | 0 | 0
IGCC | 0 | 0 | 0 | 0 | 0 | 0
DemandResponse | 0 | 0 | 0 | 0 | 0 | 0
IGCC-CCS | 0 | 0 | 0 | 0 | 0 | 0
WT_off | 0 | 0 | 0 | 0 | 0 | 0
PseudoUnit | 0 | 0 | 0 | 0 | 0 | 0
FixedInterchange | 0 | 0 | 0 | 0 | 0 | 0
Fuel Cost by Reporting Type: TVA_Transmission
ReportingType | 2015 | 2020 | 2025 | 2030 | 2035 | 2040
BM | 0 | 0 | 0 | 0 | 0 | 0
CC | 0 | 0 | 0 | 0 | 0 | 0
CSP | 0 | 0 | 0 | 0 | 0 | 0
CT | 0 | 0 | 0 | 0 | 0 | 0
Coal | 0 | 0 | 0 | 0 | 0 | 0
Geo | 0 | 0 | 0 | 0 | 0 | 0
H | 0 | 0 | 0 | 0 | 0 | 0
LFG | 0 | 0 | 0 | 0 | 0 | 0
Nuc | 0 | 0 | 0 | 0 | 0 | 0
PS | 0 | 0 | 0 | 0 | 0 | 0
PV | 0 | 0 | 0 | 0 | 0 | 0
PeakG | 0 | 0 | 0 | 0 | 0 | 0
PeakO | 0 | 0 | 0 | 0 | 0 | 0
ST | 0 | 0 | 0 | 0 | 0 | 0
STOG | 0 | 0 | 0 | 0 | 0 | 0
STWD | 0 | 0 | 0 | 0 | 0 | 0
WT | 0 | 0 | 0 | 0 | 0 | 0
IGCC | 0 | 0 | 0 | 0 | 0 | 0
DemandResponse | 0 | 0 | 0 | 0 | 0 | 0
IGCC-CCS | 0 | 0 | 0 | 0 | 0 | 0
WT_off | 0 | 0 | 0 | 0 | 0 | 0
PseudoUnit | 0 | 0 | 0 | 0 | 0 | 0
FixedInterchange | 0 | 0 | 0 | 0 | 0 | 0
Fuel Cost by Reporting Type: VACAR
ReportingType | 2015 | 2020 | 2025 | 2030 | 2035 | 2040
BM | 0.47 | 0.47 | 18.31 | 58.84 | 81.73 | 127.08
CC | 2255.87 | 2933.61 | 2804.82 | 3042.2 | 4900.27 | 7077.1
CSP | 0 | 0 | 0 | 0 | 0 | 0
CT | 2.98 | 7.15 | 25.14 | 51.15 | 61.1 | 69.65
Coal | 2312.47 | 2193.53 | 3074.5 | 3567.5 | 4160.42 | 4347.11
Geo | 0 | 0 | 0 | 0 | 0 | 0
H | 0 | 0 | 0 | 0 | 0 | 0
LFG | 0 | 0.14 | 0.14 | 0.14 | 0.14 | 0.14
Nuc | 730.67 | 900.6 | 956.89 | 975.58 | 746.08 | 614.79
PS | 0 | 0 | 0 | 0 | 0 | 0
PV | 0 | 0 | 0 | 0 | 0 | 0
PeakG | 3.64 | 4.5 | 6.9 | 4.48 | 4.57 | 4.47
PeakO | 0 | 0 | 0 | 0 | 0 | 0
ST | 0 | 0 | 0 | 0 | 0 | 0
STOG | 0 | 0 | 0 | 0 | 0 | 0
STWD | 159.73 | 9.27 | 100.95 | 117.43 | 159.73 | 159.73
WT | 0 | 0 | 0 | 0 | 0 | 0
IGCC | 0 | 0 | 0 | 0 | 0 | 0
DemandResponse | 0 | 0 | 0 | 0 | 0 | 0
IGCC-CCS | 0 | 0 | 0 | 0 | 0 | 0
WT_off | 0 | 0 | 0 | 0 | 0 | 0
PseudoUnit | 0 | 0 | 0 | 0 | 0 | 0
FixedInterchange | 0 | 0 | 0 | 0 | 0 | 0
Fuel Cost by Reporting Type: IESO
ReportingType | 2015 | 2020 | 2025 | 2030 | 2035 | 2040
BM | 0 | 0 | 0 | 0 | 0 | 0
CC | 32.17 | 50.93 | 76.38 | 168.88 | 504.85 | 1429.55
CSP | 0 | 0 | 0 | 0 | 0 | 0
CT | 0 | 0 | 0 | 0 | 5.76 | 8
Coal | 0 | 0 | 0 | 0 | 0 | 0
Geo | 0 | 0 | 0 | 0 | 0 | 0
H | 0 | 0 | 0 | 0 | 0 | 0
LFG | 0.02 | 0.02 | 0.02 | 0.02 | 0.02 | 0.02
Nuc | 854.23 | 871.65 | 926.13 | 944.22 | 869.51 | 757.81
PS | 0 | 0 | 0 | 0 | 0 | 0
PV | 0 | 0 | 0 | 0 | 0 | 0
PeakG | 0 | 0 | 0 | 0 | 0.08 | 0.33
PeakO | 0 | 0 | 0 | 0 | 0 | 0
ST | 0 | 0 | 0 | 0 | 0 | 0
STOG | 0 | 0 | 0 | 0 | 0 | 0
STWD | 0 | 0 | 0 | 0 | 0 | 0
WT | 0 | 0 | 0 | 0 | 0 | 0
IGCC | 0 | 0 | 0 | 0 | 0 | 0
DemandResponse | 0 | 0 | 0 | 0 | 0 | 0
IGCC-CCS | 0 | 0 | 0 | 0 | 0 | 0
WT_off | 0 | 0 | 0 | 0 | 0 | 0
PseudoUnit | 0 | 0 | 0 | 0 | 0 | 0
FixedInterchange | 0 | 0 | 0 | 0 | 0 | 0
Fuel Cost by Reporting Type: MAPP_CA
ReportingType | 2015 | 2020 | 2025 | 2030 | 2035 | 2040
BM | 0 | 0 | 0 | 0 | 0 | 0
CC | 291.22 | 511.54 | 607.57 | 855.41 | 979.49 | 1021.14
CSP | 0 | 0 | 0 | 0 | 0 | 0
CT | 0 | 0 | 0 | 0 | 0.17 | 0.82
Coal | 4.39 | 6.89 | 15.81 | 93.03 | 181.72 | 215.22
Geo | 0 | 0 | 0 | 0 | 0 | 0
H | 0 | 0 | 0 | 0 | 0 | 0
LFG | 0 | 0 | 0 | 0 | 0 | 0
Nuc | 0 | 0 | 0 | 0 | 0 | 0
PS | 0 | 0 | 0 | 0 | 0 | 0
PV | 0 | 0 | 0 | 0 | 0 | 0
PeakG | 0 | 0 | 0 | 0 | 0 | 0
PeakO | 0 | 0 | 0 | 0 | 0 | 0
ST | 0 | 0 | 0 | 0 | 0 | 0
STOG | 0 | 0 | 0 | 0 | 0 | 0
STWD | 0 | 0 | 0 | 0 | 0 | 0
WT | 0 | 0 | 0 | 0 | 0 | 0
IGCC | 0 | 0 | 0 | 0 | 0 | 0
DemandResponse | 0 | 0 | 0 | 0 | 0 | 0
IGCC-CCS | 0 | 0 | 0 | 0 | 0 | 0
WT_off | 0 | 0 | 0 | 0 | 0 | 0
PseudoUnit | 0 | 0 | 0 | 0 | 0 | 0
FixedInterchange | 0 | 0 | 0 | 0 | 0 | 0
Fuel Cost by Reporting Type: AZ_NM_SNV_Coal
ReportingType | 2015 | 2020 | 2025 | 2030 | 2035 | 2040
BM | 0 | 0 | 0 | 0 | 0 | 0
CC | 0 | 0 | 0 | 0 | 0 | 0
CSP | 0 | 0 | 0 | 0 | 0 | 0
CT | 0 | 0 | 0 | 0 | 0 | 0
Coal | 1222.32 | 1320.25 | 1320.25 | 1370.37 | 1466.37 | 2764.7
Geo | 0 | 0 | 0 | 0 | 0 | 0
H | 0 | 0 | 0 | 0 | 0 | 0
LFG | 0 | 0 | 0 | 0 | 0 | 0
Nuc | 0 | 0 | 0 | 0 | 0 | 0
PS | 0 | 0 | 0 | 0 | 0 | 0
PV | 0 | 0 | 0 | 0 | 0 | 0
PeakG | 0 | 0 | 0 | 0 | 0 | 0
PeakO | 0 | 0 | 0 | 0 | 0 | 0
ST | 0 | 0 | 0 | 0 | 0 | 0
STOG | 0 | 0 | 0 | 0 | 0 | 0
STWD | 0 | 0 | 0 | 0 | 0 | 0
WT | 0 | 0 | 0 | 0 | 0 | 0
IGCC | 0 | 0 | 0 | 0 | 0 | 0
DemandResponse | 0 | 0 | 0 | 0 | 0 | 0
IGCC-CCS | 0 | 0 | 0 | 0 | 0 | 0
WT_off | 0 | 0 | 0 | 0 | 0 | 0
PseudoUnit | 0 | 0 | 0 | 0 | 0 | 0
FixedInterchange | 0 | 0 | 0 | 0 | 0 | 0
Fuel Cost by Reporting Type: AZ_NM_SNV_Gas
ReportingType | 2015 | 2020 | 2025 | 2030 | 2035 | 2040
BM | 0 | 0 | 0 | 0 | 0 | 0
CC | 3523.55 | 4596.74 | 5586.17 | 7303.13 | 9230.65 | 9252.03
CSP | 0 | 0 | 0 | 0 | 0 | 0
CT | 0 | 0 | 4.8 | 10.04 | 0 | 0
Coal | 0 | 0 | 0 | 0 | 0 | 0
Geo | 0 | 0 | 0 | 0 | 0 | 0
H | 0 | 0 | 0 | 0 | 0 | 0
LFG | 0 | 0 | 0 | 0 | 0 | 0
Nuc | 0 | 0 | 0 | 0 | 0 | 0
PS | 0 | 0 | 0 | 0 | 0 | 0
PV | 0 | 0 | 0 | 0 | 0 | 0
PeakG | 0 | 0 | 16.7 | 35.75 | 49.18 | 12.45
PeakO | 0 | 0 | 0 | 0 | 0 | 0
ST | 0 | 0 | 0 | 0 | 0 | 0
STOG | 0 | 0 | 0 | 0 | 0 | 0
STWD | 0 | 0 | 0 | 0 | 0 | 0
WT | 0 | 0 | 0 | 0 | 0 | 0
IGCC | 0 | 0 | 0 | 0 | 0 | 0
DemandResponse | 0 | 0 | 0 | 0 | 0 | 0
IGCC-CCS | 0 | 0 | 0 | 0 | 0 | 0
WT_off | 0 | 0 | 0 | 0 | 0 | 0
PseudoUnit | 0 | 0 | 0 | 0 | 0 | 0
FixedInterchange | 0 | 0 | 0 | 0 | 0 | 0
Fuel Cost by Reporting Type: AZ_NM_SNV_NucRenew
ReportingType | 2015 | 2020 | 2025 | 2030 | 2035 | 2040
BM | 0 | 0 | 0 | 0 | 0 | 0
CC | 0 | 0 | 0 | 0 | 0 | 0
CSP | 0 | 0 | 0 | 0 | 0 | 0
CT | 0 | 0 | 0 | 0 | 0 | 0
Coal | 0 | 0 | 0 | 0 | 0 | 0
Geo | 0 | 0 | 0 | 0 | 0 | 0
H | 0 | 0 | 0 | 0 | 0 | 0
LFG | 0 | 0.08 | 0.08 | 0.08 | 0.08 | 0.08
Nuc | 254.91 | 260.1 | 276.36 | 281.76 | 281.76 | 281.76
PS | 0 | 0 | 0 | 0 | 0 | 0
PV | 0 | 0 | 0 | 0 | 0 | 0
PeakG | 0 | 0 | 0 | 0 | 0 | 0
PeakO | 0 | 0 | 0 | 0 | 0 | 0
ST | 0 | 0 | 0 | 0 | 0 | 0
STOG | 0 | 0 | 0 | 0 | 0 | 0
STWD | 11.54 | 11.54 | 1.05 | 9.67 | 9.67 | 9.67
WT | 0 | 0 | 0 | 0 | 0 | 0
IGCC | 0 | 0 | 0 | 0 | 0 | 0
DemandResponse | 0 | 0 | 0 | 0 | 0 | 0
IGCC-CCS | 0 | 0 | 0 | 0 | 0 | 0
WT_off | 0 | 0 | 0 | 0 | 0 | 0
PseudoUnit | 0 | 0 | 0 | 0 | 0 | 0
FixedInterchange | 0 | 0 | 0 | 0 | 0 | 0
Fuel Cost by Reporting Type: ERCOT
ReportingType | 2015 | 2020 | 2025 | 2030 | 2035 | 2040
BM | 0 | 0 | 0.09 | 0 | 6.73 | 6.73
CC | 5657.64 | 6691.2 | 7160.9 | 8346.19 | 9931.41 | 11719.55
CSP | 0 | 0 | 0 | 0 | 0 | 0
CT | 0 | 0 | 0.14 | 0 | 0 | 0
Coal | 2557.62 | 2952.21 | 3623.37 | 3633.14 | 4323.25 | 4514.54
Geo | 0 | 0 | 0 | 0 | 0 | 0
H | 0 | 0 | 0 | 0 | 0 | 0
LFG | 0 | 0 | 0.45 | 0.45 | 0.45 | 0.45
Nuc | 339.13 | 346.04 | 367.67 | 374.85 | 374.85 | 374.85
PS | 0 | 0 | 0 | 0 | 0 | 0
PV | 0 | 0 | 0 | 0 | 0 | 0
PeakG | 0 | 0 | 0.44 | 0 | 0 | 0
PeakO | 0 | 0 | 0 | 0 | 0 | 0
ST | 0 | 0 | 0 | 0 | 0 | 0
STOG | 257.74 | 297.43 | 385.6 | 337.66 | 343.82 | 332.31
STWD | 0 | 0 | 0 | 0 | 0 | 0
WT | 0 | 0 | 0 | 0 | 0 | 0
IGCC | 0 | 0 | 0 | 0 | 0 | 0
DemandResponse | 0 | 0 | 0 | 0 | 0 | 0
IGCC-CCS | 0 | 0 | 0 | 0 | 0 | 0
WT_off | 0 | 0 | 0 | 0 | 0 | 0
PseudoUnit | 0 | 0 | 0 | 0 | 0 | 0
FixedInterchange | 0 | 0 | 0 | 0 | 0 | 0
Fuel Cost by Reporting Type: NP15
ReportingType | 2015 | 2020 | 2025 | 2030 | 2035 | 2040
BM | 0 | 0 | 0 | 0 | 0 | 0
CC | 1395.17 | 1261.15 | 1247.28 | 874.27 | 821.17 | 640.86
CSP | 0 | 0 | 0 | 0 | 0 | 0
CT | 0 | 0 | 0 | 0 | 0 | 0.85
Coal | 1.66 | 0 | 0 | 0 | 0 | 0
Geo | 0 | 0 | 0 | 0 | 0 | 0
H | 0 | 0 | 0 | 0 | 0 | 0
LFG | 0 | 0.72 | 0.72 | 0.72 | 0.72 | 0.72
Nuc | 150.62 | 153.69 | 163.3 | 166.49 | 166.49 | 166.49
PS | 0 | 0 | 0 | 0 | 0 | 0
PV | 0 | 0 | 0 | 0 | 0 | 0
PeakG | 0 | 0 | 0 | 0 | 0.73 | 2.48
PeakO | 0 | 0 | 0 | 0 | 0 | 0
ST | 0 | 0 | 0 | 0 | 0 | 0
STOG | 7.62 | 9.59 | 16.75 | 24.57 | 22.12 | 43.64
STWD | 244.45 | 244.45 | 1.1 | 142.78 | 143.99 | 159.68
WT | 0 | 0 | 0 | 0 | 0 | 0
IGCC | 0 | 0 | 0 | 0 | 0 | 0
DemandResponse | 0 | 0 | 0 | 0 | 0 | 0
IGCC-CCS | 0 | 0 | 0 | 0 | 0 | 0
WT_off | 0 | 0 | 0 | 0 | 0 | 0
PseudoUnit | 0 | 0 | 0 | 0 | 0 | 0
FixedInterchange | 0 | 0 | 0 | 0 | 0 | 0
Fuel Cost by Reporting Type: NWPP_Coal
ReportingType | 2015 | 2020 | 2025 | 2030 | 2035 | 2040
BM | 0 | 0 | 0 | 0 | 0 | 0
CC | 0 | 0 | 0 | 0 | 0 | 0
CSP | 0 | 0 | 0 | 0 | 0 | 0
CT | 0 | 0 | 0 | 0 | 0 | 0
Coal | 1482.06 | 1344.76 | 1358.65 | 1413.13 | 1533.16 | 1901.45
Geo | 0 | 0 | 0 | 0 | 0 | 0
H | 0 | 0 | 0 | 0 | 0 | 0
LFG | 0 | 0 | 0 | 0 | 0 | 0
Nuc | 0 | 0 | 0 | 0 | 0 | 0
PS | 0 | 0 | 0 | 0 | 0 | 0
PV | 0 | 0 | 0 | 0 | 0 | 0
PeakG | 0 | 0 | 0 | 0 | 0 | 0
PeakO | 0 | 0 | 0 | 0 | 0 | 0
ST | 0 | 0 | 0 | 0 | 0 | 0
STOG | 0 | 0 | 0 | 0 | 0 | 0
STWD | 0 | 0 | 0 | 0 | 0 | 0
WT | 0 | 0 | 0 | 0 | 0 | 0
IGCC | 0 | 0 | 0 | 0 | 0 | 0
DemandResponse | 0 | 0 | 0 | 0 | 0 | 0
IGCC-CCS | 0 | 0 | 0 | 0 | 0 | 0
WT_off | 0 | 0 | 0 | 0 | 0 | 0
PseudoUnit | 0 | 0 | 0 | 0 | 0 | 0
FixedInterchange | 0 | 0 | 0 | 0 | 0 | 0
Fuel Cost by Reporting Type: NWPP_Gas
ReportingType | 2015 | 2020 | 2025 | 2030 | 2035 | 2040
BM | 0 | 0 | 0 | 0 | 0 | 0
CC | 1631.63 | 1916.91 | 2839.78 | 4290.37 | 6037.14 | 7699.19
CSP | 0 | 0 | 0 | 0 | 0 | 0
CT | 0 | 0 | 0 | 0 | 0 | 0
Coal | 0 | 0 | 0 | 0 | 0 | 179.36
Geo | 0 | 0 | 0 | 0 | 0 | 0
H | 0 | 0 | 0 | 0 | 0 | 0
LFG | 0 | 0 | 0 | 0 | 0 | 0
Nuc | 0 | 0 | 0 | 0 | 0 | 0
PS | 0 | 0 | 0 | 0 | 0 | 0
PV | 0 | 0 | 0 | 0 | 0 | 0
PeakG | 0 | 0 | 0 | 0 | 0 | 0
PeakO | 0 | 0 | 0 | 0 | 0 | 0
ST | 0 | 0 | 0 | 0 | 0 | 0
STOG | 0 | 0 | 0 | 0 | 0 | 0
STWD | 0 | 0 | 0 | 0 | 0 | 0
WT | 0 | 0 | 0 | 0 | 0 | 0
IGCC | 0 | 0 | 0 | 0 | 0 | 0
DemandResponse | 0 | 0 | 0 | 0 | 0 | 0
IGCC-CCS | 0 | 0 | 0 | 0 | 0 | 0
WT_off | 0 | 0 | 0 | 0 | 0 | 0
PseudoUnit | 0 | 0 | 0 | 0 | 0 | 0
FixedInterchange | 0 | 0 | 0 | 0 | 0 | 0
Fuel Cost by Reporting Type: NWPP_NucRenew
ReportingType | 2015 | 2020 | 2025 | 2030 | 2035 | 2040
BM | 0 | 0.07 | 0 | 16.65 | 16.65 | 16.65
CC | 0 | 0 | 0 | 0 | 0 | 0
CSP | 0 | 0 | 0 | 0 | 0 | 0
CT | 0 | 0 | 0 | 0 | 0 | 0
Coal | 0 | 0 | 0 | 0 | 0 | 0
Geo | 0 | 0 | 0 | 0 | 0 | 0
H | 0 | 0 | 0 | 0 | 0 | 0
LFG | 0.03 | 0.15 | 0.34 | 0.34 | 0.34 | 0.34
Nuc | 71.13 | 72.58 | 77.12 | 78.63 | 78.63 | 78.63
PS | 0 | 0 | 0 | 0 | 0 | 0
PV | 0 | 0 | 0 | 0 | 0 | 0
PeakG | 0 | 0 | 0 | 0 | 0 | 0
PeakO | 0 | 0 | 0 | 0 | 0 | 0
ST | 0 | 0 | 0 | 0 | 0 | 0
STOG | 0 | 0 | 0 | 0 | 0 | 0
STWD | 0 | 0 | 0 | 92.13 | 92.13 | 92.13
WT | 0 | 0 | 0 | 0 | 0 | 0
IGCC | 0 | 0 | 0 | 0 | 0 | 0
DemandResponse | 0 | 0 | 0 | 0 | 0 | 0
IGCC-CCS | 0 | 0 | 0 | 0 | 0 | 0
WT_off | 0 | 0 | 0 | 0 | 0 | 0
PseudoUnit | 0 | 0 | 0 | 0 | 0 | 0
FixedInterchange | 0 | 0 | 0 | 0 | 0 | 0
Fuel Cost by Reporting Type: RMPA
ReportingType | 2015 | 2020 | 2025 | 2030 | 2035 | 2040
BM | 0 | 0 | 0 | 0 | 0 | 0
CC | 265.88 | 286.64 | 122.14 | 111.13 | 124.88 | 75.52
CSP | 0 | 0 | 0 | 0 | 0 | 0
CT | 0 | 0 | 0 | 0 | 0 | 0
Coal | 717.32 | 644.2 | 617.54 | 776.33 | 1074.01 | 1257.33
Geo | 0 | 0 | 0 | 0 | 0 | 0
H | 0 | 0 | 0 | 0 | 0 | 0
LFG | 0 | 0.04 | 0.04 | 0.04 | 0.04 | 0.04
Nuc | 0 | 0 | 0 | 0 | 0 | 0
PS | 0 | 0 | 0 | 0 | 0 | 0
PV | 0 | 0 | 0 | 0 | 0 | 0
PeakG | 0.73 | 0.89 | 0.27 | 0.54 | 0.54 | 0.41
PeakO | 0 | 0 | 0 | 0 | 0 | 0
ST | 0 | 0 | 0 | 0 | 0 | 0
STOG | 0 | 0 | 0 | 0 | 0 | 0
STWD | 0 | 0 | 0 | 0 | 0 | 0
WT | 0 | 0 | 0 | 0 | 0 | 0
IGCC | 0 | 0 | 0 | 0 | 0 | 0
DemandResponse | 0 | 0 | 0 | 0 | 0 | 0
IGCC-CCS | 0 | 0 | 0 | 0 | 0 | 0
WT_off | 0 | 0 | 0 | 0 | 0 | 0
PseudoUnit | 0 | 0 | 0 | 0 | 0 | 0
FixedInterchange | 0 | 0 | 0 | 0 | 0 | 0
Fuel Cost by Reporting Type: SP15
ReportingType | 2015 | 2020 | 2025 | 2030 | 2035 | 2040
BM | 3.07 | 3.07 | 0.08 | 2.72 | 2.24 | 2.22
CC | 1551.92 | 743.15 | 807.41 | 862.09 | 793.48 | 617
CSP | 0 | 0 | 0 | 0 | 0 | 0
CT | 0 | 0 | 0 | 0 | 0 | 0
Coal | 5.6 | 3.9 | 3.9 | 3.44 | 0 | 0
Geo | 0 | 0 | 0 | 0 | 0 | 0
H | 0 | 0 | 0 | 0 | 0 | 0
LFG | 0.01 | 0.72 | 0.72 | 0.72 | 0.72 | 0.72
Nuc | 139.02 | 141.86 | 150.73 | 153.67 | 153.67 | 153.67
PS | 0 | 0 | 0 | 0 | 0 | 0
PV | 0 | 0 | 0 | 0 | 0 | 0
PeakG | 0 | 0 | 0 | 0 | 0 | 0
PeakO | 0 | 0 | 0 | 0 | 0 | 0
ST | 0 | 0 | 0 | 0 | 0 | 0
STOG | 11.17 | 12.26 | 4.2 | 11.44 | 31.67 | 46.91
STWD | 62.63 | 62.63 | 1.55 | 38.5 | 38.5 | 23.59
WT | 0 | 0 | 0 | 0 | 0 | 0
IGCC | 0 | 0 | 0 | 0 | 0 | 0
DemandResponse | 0 | 0 | 0 | 0 | 0 | 0
IGCC-CCS | 0 | 0 | 0 | 0 | 0 | 0
WT_off | 0 | 0 | 0 | 0 | 0 | 0
PseudoUnit | 0 | 0 | 0 | 0 | 0 | 0
FixedInterchange | 0 | 0 | 0 | 0 | 0 | 0
Fuel Cost by Reporting Type: ALB
ReportingType | 2015 | 2020 | 2025 | 2030 | 2035 | 2040
BM | 0 | 0 | 0 | 0 | 0 | 0
CC | 583.34 | 938.39 | 1215.01 | 1613.53 | 2097.2 | 2700.36
CSP | 0 | 0 | 0 | 0 | 0 | 0
CT | 0 | 0 | 0 | 0 | 0 | 0
Coal | 266.23 | 217.7 | 217.7 | 312.91 | 339.22 | 352.59
Geo | 0 | 0 | 0 | 0 | 0 | 0
H | 0 | 0 | 0 | 0 | 0 | 0
LFG | 0 | 0 | 0 | 0 | 0 | 0
Nuc | 0 | 0 | 0 | 0 | 0 | 0
PS | 0 | 0 | 0 | 0 | 0 | 0
PV | 0 | 0 | 0 | 0 | 0 | 0
PeakG | 0 | 0 | 0 | 0 | 0 | 0
PeakO | 0 | 0 | 0 | 0 | 0 | 0
ST | 0 | 0 | 0 | 0 | 0 | 0
STOG | 0 | 0 | 0 | 0 | 0 | 0
STWD | 0 | 0 | 0 | 0 | 0 | 0
WT | 0 | 0 | 0 | 0 | 0 | 0
IGCC | 0 | 0 | 0 | 0 | 0 | 0
DemandResponse | 0 | 0 | 0 | 0 | 0 | 0
IGCC-CCS | 0 | 0 | 0 | 0 | 0 | 0
WT_off | 0 | 0 | 0 | 0 | 0 | 0
PseudoUnit | 0 | 0 | 0 | 0 | 0 | 0
FixedInterchange | 0 | 0 | 0 | 0 | 0 | 0
Fuel Cost by Reporting Type: BC
ReportingType | 2015 | 2020 | 2025 | 2030 | 2035 | 2040
BM | 0 | 0 | 0 | 0 | 0 | 0
CC | 260 | 493.19 | 771.3 | 1100.25 | 1515 | 1768.68
CSP | 0 | 0 | 0 | 0 | 0 | 0
CT | 0 | 0 | 0 | 0 | 0 | 0
Coal | 0 | 0 | 0 | 0 | 0 | 0
Geo | 0 | 0 | 0 | 0 | 0 | 0
H | 0 | 0 | 0 | 0 | 0 | 0
LFG | 0 | 0 | 0 | 0 | 0 | 0
Nuc | 0 | 0 | 0 | 0 | 0 | 0
PS | 0 | 0 | 0 | 0 | 0 | 0
PV | 0 | 0 | 0 | 0 | 0 | 0
PeakG | 0 | 0 | 0 | 0 | 0 | 0
PeakO | 0 | 0 | 0 | 0 | 0 | 0
ST | 0 | 0 | 0 | 0 | 0 | 0
STOG | 27.22 | 0 | 0 | 0 | 0 | 0
STWD | 0 | 0 | 0 | 0 | 0 | 0
WT | 0 | 0 | 0 | 0 | 0 | 0
IGCC | 0 | 0 | 0 | 0 | 0 | 0
DemandResponse | 0 | 0 | 0 | 0 | 0 | 0
IGCC-CCS | 0 | 0 | 0 | 0 | 0 | 0
WT_off | 0 | 0 | 0 | 0 | 0 | 0
PseudoUnit | 0 | 0 | 0 | 0 | 0 | 0
FixedInterchange | 0 | 0 | 0 | 0 | 0 | 0
Fuel Cost by Reporting Type: HQ_IESO
ReportingType | 2015 | 2020 | 2025 | 2030 | 2035 | 2040
BM | 0 | 0 | 0 | 0 | 0 | 0
CC | 0 | 0 | 0 | 0 | 0 | 0
CSP | 0 | 0 | 0 | 0 | 0 | 0
CT | 0 | 0 | 0 | 0 | 0 | 0
Coal | 0 | 0 | 0 | 0 | 0 | 0
Geo | 0 | 0 | 0 | 0 | 0 | 0
H | 0 | 0 | 0 | 0 | 0 | 0
LFG | 0 | 0 | 0 | 0 | 0 | 0
Nuc | 0 | 0 | 0 | 0 | 0 | 0
PS | 0 | 0 | 0 | 0 | 0 | 0
PV | 0 | 0 | 0 | 0 | 0 | 0
PeakG | 0 | 0 | 0 | 0 | 0 | 0
PeakO | 0 | 0 | 0 | 0 | 0 | 0
ST | 0 | 0 | 0 | 0 | 0 | 0
STOG | 0 | 0 | 0 | 0 | 0 | 0
STWD | 0 | 0 | 0 | 0 | 0 | 0
WT | 0 | 0 | 0 | 0 | 0 | 0
IGCC | 0 | 0 | 0 | 0 | 0 | 0
DemandResponse | 0 | 0 | 0 | 0 | 0 | 0
IGCC-CCS | 0 | 0 | 0 | 0 | 0 | 0
WT_off | 0 | 0 | 0 | 0 | 0 | 0
PseudoUnit | 0 | 0 | 0 | 0 | 0 | 0
FixedInterchange | 0 | 0 | 0 | 0 | 0 | 0
Fuel Cost by Reporting Type: HQ_NEISO
ReportingType | 2015 | 2020 | 2025 | 2030 | 2035 | 2040
BM | 0 | 0 | 0 | 0 | 0 | 0
CC | 0 | 0 | 0 | 0 | 0 | 0
CSP | 0 | 0 | 0 | 0 | 0 | 0
CT | 0 | 0 | 0 | 0 | 0 | 0
Coal | 0 | 0 | 0 | 0 | 0 | 0
Geo | 0 | 0 | 0 | 0 | 0 | 0
H | 0 | 0 | 0 | 0 | 0 | 0
LFG | 0 | 0 | 0 | 0 | 0 | 0
Nuc | 0 | 0 | 0 | 0 | 0 | 0
PS | 0 | 0 | 0 | 0 | 0 | 0
PV | 0 | 0 | 0 | 0 | 0 | 0
PeakG | 0 | 0 | 0 | 0 | 0 | 0
PeakO | 0 | 0 | 0 | 0 | 0 | 0
ST | 0 | 0 | 0 | 0 | 0 | 0
STOG | 0 | 0 | 0 | 0 | 0 | 0
STWD | 0 | 0 | 0 | 0 | 0 | 0
WT | 0 | 0 | 0 | 0 | 0 | 0
IGCC | 0 | 0 | 0 | 0 | 0 | 0
DemandResponse | 0 | 0 | 0 | 0 | 0 | 0
IGCC-CCS | 0 | 0 | 0 | 0 | 0 | 0
WT_off | 0 | 0 | 0 | 0 | 0 | 0
PseudoUnit | 0 | 0 | 0 | 0 | 0 | 0
FixedInterchange | 0 | 0 | 0 | 0 | 0 | 0
Fuel Cost by Reporting Type: HQ_NY
ReportingType | 2015 | 2020 | 2025 | 2030 | 2035 | 2040
BM | 0 | 0 | 0 | 0 | 0 | 0
CC | 0 | 0 | 0 | 0 | 0 | 0
CSP | 0 | 0 | 0 | 0 | 0 | 0
CT | 0 | 0 | 0 | 0 | 0 | 0
Coal | 0 | 0 | 0 | 0 | 0 | 0
Geo | 0 | 0 | 0 | 0 | 0 | 0
H | 0 | 0 | 0 | 0 | 0 | 0
LFG | 0 | 0 | 0 | 0 | 0 | 0
Nuc | 0 | 0 | 0 | 0 | 0 | 0
PS | 0 | 0 | 0 | 0 | 0 | 0
PV | 0 | 0 | 0 | 0 | 0 | 0
PeakG | 0 | 0 | 0 | 0 | 0 | 0
PeakO | 0 | 0 | 0 | 0 | 0 | 0
ST | 0 | 0 | 0 | 0 | 0 | 0
STOG | 0 | 0 | 0 | 0 | 0 | 0
STWD | 0 | 0 | 0 | 0 | 0 | 0
WT | 0 | 0 | 0 | 0 | 0 | 0
IGCC | 0 | 0 | 0 | 0 | 0 | 0
DemandResponse | 0 | 0 | 0 | 0 | 0 | 0
IGCC-CCS | 0 | 0 | 0 | 0 | 0 | 0
WT_off | 0 | 0 | 0 | 0 | 0 | 0
PseudoUnit | 0 | 0 | 0 | 0 | 0 | 0
FixedInterchange | 0 | 0 | 0 | 0 | 0 | 0
Fuel Cost by Reporting Type: MARITIMES
ReportingType | 2015 | 2020 | 2025 | 2030 | 2035 | 2040
BM | 0 | 0 | 0 | 0 | 0 | 0
CC | 0 | 0 | 0 | 0 | 0 | 0
CSP | 0 | 0 | 0 | 0 | 0 | 0
CT | 0 | 0 | 0 | 0 | 0 | 0
Coal | 0 | 0 | 0 | 0 | 0 | 0
Geo | 0 | 0 | 0 | 0 | 0 | 0
H | 0 | 0 | 0 | 0 | 0 | 0
LFG | 0 | 0 | 0 | 0 | 0 | 0
Nuc | 0 | 0 | 0 | 0 | 0 | 0
PS | 0 | 0 | 0 | 0 | 0 | 0
PV | 0 | 0 | 0 | 0 | 0 | 0
PeakG | 0 | 0 | 0 | 0 | 0 | 0
PeakO | 0 | 0 | 0 | 0 | 0 | 0
ST | 0 | 0 | 0 | 0 | 0 | 0
STOG | 0 | 0 | 0 | 0 | 0 | 0
STWD | 0 | 0 | 0 | 0 | 0 | 0
WT | 0 | 0 | 0 | 0 | 0 | 0
IGCC | 0 | 0 | 0 | 0 | 0 | 0
DemandResponse | 0 | 0 | 0 | 0 | 0 | 0
IGCC-CCS | 0 | 0 | 0 | 0 | 0 | 0
WT_off | 0 | 0 | 0 | 0 | 0 | 0
PseudoUnit | 0 | 0 | 0 | 0 | 0 | 0
FixedInterchange | 0 | 0 | 0 | 0 | 0 | 0
Fuel Cost by Reporting Type: All
ReportingType | 2015 | 2020 | 2025 | 2030 | 2035 | 2040
BM | 132.52 | 168.19 | 85.41 | 134.14 | 227.94 | 266.29
CC | 40603.58 | 52366.26 | 59159.45 | 71314.28 | 90487.24 | 106684.49
CSP | 0 | 0 | 0 | 0 | 0 | 0
CT | 35.49 | 85.46 | 116.11 | 187.64 | 291.24 | 367.25
Coal | 38211.8 | 35062 | 39561.05 | 43951.72 | 50285.27 | 57523.04
Geo | 0 | 0 | 0 | 0 | 0 | 0
H | 0 | 0 | 0 | 0 | 0 | 0
LFG | 0.25 | 2.74 | 5.56 | 6.49 | 6.49 | 6.49
Nuc | 7711.69 | 8128.82 | 8636.85 | 8698.16 | 6764.49 | 5326.78
PS | 0 | 0 | 0 | 0 | 0 | 0
PV | 0 | 0 | 0 | 0 | 0 | 0
PeakG | 128.47 | 182.53 | 261.9 | 268.87 | 330.33 | 264.76
PeakO | 0 | 0 | 0 | 0 | 0 | 0
ST | 0 | 0 | 0 | 0 | 0 | 0
STOG | 929.32 | 1052.87 | 1275.52 | 1291.74 | 1355.38 | 1389.95
STWD | 615.53 | 505.77 | 162.52 | 543.56 | 634.25 | 644.11
WT | 0 | 0 | 0 | 0 | 0 | 0
IGCC | 90.42 | 91.36 | 92.53 | 100.2 | 104.1 | 111.41
DemandResponse | 0 | 0 | 0 | 0 | 0 | 0
IGCC-CCS | 0 | 0 | 0 | 0 | 0 | 0
WT_off | 0 | 0 | 0 | 0 | 0 | 0
PseudoUnit | 0 | 0 | 0 | 0 | 0 | 0
FixedInterchange | 0 | 0 | 0 | 0 | 0 | 0
Fuel Cost by Reporting Type: EI_US
ReportingType | 2015 | 2020 | 2025 | 2030 | 2035 | 2040
BM | 129.45 | 165.05 | 85.24 | 114.77 | 202.32 | 240.69
CC | 25411.05 | 34876.43 | 38725.51 | 45789.04 | 58451.98 | 69760.6
CSP | 0 | 0 | 0 | 0 | 0 | 0
CT | 35.49 | 85.46 | 111.16 | 177.6 | 285.31 | 357.58
Coal | 31954.59 | 28572.09 | 32403.84 | 36349.37 | 41367.55 | 46337.85
Geo | 0 | 0 | 0 | 0 | 0 | 0
H | 0 | 0 | 0 | 0 | 0 | 0
LFG | 0.18 | 1.01 | 3.19 | 4.11 | 4.11 | 4.11
Nuc | 5902.64 | 6282.88 | 6675.54 | 6698.54 | 4839.59 | 3513.57
PS | 0 | 0 | 0 | 0 | 0 | 0
PV | 0 | 0 | 0 | 0 | 0 | 0
PeakG | 127.74 | 181.64 | 244.5 | 232.59 | 279.79 | 249.09
PeakO | 0 | 0 | 0 | 0 | 0 | 0
ST | 0 | 0 | 0 | 0 | 0 | 0
STOG | 625.56 | 733.59 | 868.97 | 918.05 | 957.77 | 967.09
STWD | 296.9 | 187.14 | 158.81 | 260.48 | 349.96 | 359.03
WT | 0 | 0 | 0 | 0 | 0 | 0
IGCC | 90.42 | 91.36 | 92.53 | 100.2 | 104.1 | 111.41
DemandResponse | 0 | 0 | 0 | 0 | 0 | 0
IGCC-CCS | 0 | 0 | 0 | 0 | 0 | 0
WT_off | 0 | 0 | 0 | 0 | 0 | 0
PseudoUnit | 0 | 0 | 0 | 0 | 0 | 0
FixedInterchange | 0 | 0 | 0 | 0 | 0 | 0
Fuel Cost by Reporting Type: EI_Canada
ReportingType | 2015 | 2020 | 2025 | 2030 | 2035 | 2040
BM | 0 | 0 | 0 | 0 | 0 | 0
CC | 323.39 | 562.46 | 683.95 | 1024.29 | 1484.34 | 2450.69
CSP | 0 | 0 | 0 | 0 | 0 | 0
CT | 0 | 0 | 0 | 0 | 5.93 | 8.82
Coal | 4.39 | 6.89 | 15.81 | 93.03 | 181.72 | 215.22
Geo | 0 | 0 | 0 | 0 | 0 | 0
H | 0 | 0 | 0 | 0 | 0 | 0
LFG | 0.02 | 0.02 | 0.02 | 0.02 | 0.02 | 0.02
Nuc | 854.23 | 871.65 | 926.13 | 944.22 | 869.51 | 757.81
PS | 0 | 0 | 0 | 0 | 0 | 0
PV | 0 | 0 | 0 | 0 | 0 | 0
PeakG | 0 | 0 | 0 | 0 | 0.08 | 0.33
PeakO | 0 | 0 | 0 | 0 | 0 | 0
ST | 0 | 0 | 0 | 0 | 0 | 0
STOG | 0 | 0 | 0 | 0 | 0 | 0
STWD | 0 | 0 | 0 | 0 | 0 | 0
WT | 0 | 0 | 0 | 0 | 0 | 0
IGCC | 0 | 0 | 0 | 0 | 0 | 0
DemandResponse | 0 | 0 | 0 | 0 | 0 | 0
IGCC-CCS | 0 | 0 | 0 | 0 | 0 | 0
WT_off | 0 | 0 | 0 | 0 | 0 | 0
PseudoUnit | 0 | 0 | 0 | 0 | 0 | 0
FixedInterchange | 0 | 0 | 0 | 0 | 0 | 0
Fuel Cost by Reporting Type: EI
ReportingType | 2015 | 2020 | 2025 | 2030 | 2035 | 2040
BM | 129.45 | 165.05 | 85.24 | 114.77 | 202.32 | 240.69
CC | 25734.45 | 35438.89 | 39409.46 | 46813.33 | 59936.31 | 72211.29
CSP | 0 | 0 | 0 | 0 | 0 | 0
CT | 35.49 | 85.46 | 111.16 | 177.6 | 291.24 | 366.4
Coal | 31958.98 | 28578.98 | 32419.65 | 36442.4 | 41549.27 | 46553.07
Geo | 0 | 0 | 0 | 0 | 0 | 0
H | 0 | 0 | 0 | 0 | 0 | 0
LFG | 0.2 | 1.03 | 3.21 | 4.13 | 4.13 | 4.13
Nuc | 6756.88 | 7154.54 | 7601.67 | 7642.76 | 5709.1 | 4271.39
PS | 0 | 0 | 0 | 0 | 0 | 0
PV | 0 | 0 | 0 | 0 | 0 | 0
PeakG | 127.74 | 181.64 | 244.5 | 232.59 | 279.87 | 249.42
PeakO | 0 | 0 | 0 | 0 | 0 | 0
ST | 0 | 0 | 0 | 0 | 0 | 0
STOG | 625.56 | 733.59 | 868.97 | 918.05 | 957.77 | 967.09
STWD | 296.9 | 187.14 | 158.81 | 260.48 | 349.96 | 359.03
WT | 0 | 0 | 0 | 0 | 0 | 0
IGCC | 90.42 | 91.36 | 92.53 | 100.2 | 104.1 | 111.41
DemandResponse | 0 | 0 | 0 | 0 | 0 | 0
IGCC-CCS | 0 | 0 | 0 | 0 | 0 | 0
WT_off | 0 | 0 | 0 | 0 | 0 | 0
PseudoUnit | 0 | 0 | 0 | 0 | 0 | 0
FixedInterchange | 0 | 0 | 0 | 0 | 0 | 0
Fuel Cost by Reporting Type: Outside_EI
ReportingType | 2015 | 2020 | 2025 | 2030 | 2035 | 2040
BM | 3.07 | 3.14 | 0.17 | 19.36 | 25.62 | 25.59
CC | 14869.14 | 16927.36 | 19749.99 | 24500.95 | 30550.93 | 34473.19
CSP | 0 | 0 | 0 | 0 | 0 | 0
CT | 0 | 0 | 4.95 | 10.04 | 0 | 0.85
Coal | 6252.81 | 6483.02 | 7141.4 | 7509.32 | 8736 | 10969.97
Geo | 0 | 0 | 0 | 0 | 0 | 0
H | 0 | 0 | 0 | 0 | 0 | 0
LFG | 0.05 | 1.71 | 2.36 | 2.36 | 2.36 | 2.36
Nuc | 954.81 | 974.28 | 1035.18 | 1055.4 | 1055.4 | 1055.4
PS | 0 | 0 | 0 | 0 | 0 | 0
PV | 0 | 0 | 0 | 0 | 0 | 0
PeakG | 0.73 | 0.89 | 17.41 | 36.28 | 50.45 | 15.34
PeakO | 0 | 0 | 0 | 0 | 0 | 0
ST | 0 | 0 | 0 | 0 | 0 | 0
STOG | 303.76 | 319.28 | 406.56 | 373.68 | 397.6 | 422.86
STWD | 318.62 | 318.62 | 3.7 | 283.08 | 284.29 | 285.08
WT | 0 | 0 | 0 | 0 | 0 | 0
IGCC | 0 | 0 | 0 | 0 | 0 | 0
DemandResponse | 0 | 0 | 0 | 0 | 0 | 0
IGCC-CCS | 0 | 0 | 0 | 0 | 0 | 0
WT_off | 0 | 0 | 0 | 0 | 0 | 0
PseudoUnit | 0 | 0 | 0 | 0 | 0 | 0
FixedInterchange | 0 | 0 | 0 | 0 | 0 | 0
#7 | 0.05: Emission Cost ($million)
==== Emission Program: TitleIV_CAIRSO2 : (SO2) ====
Emission Cost by Reporting Type: Entergy
ReportingType | 2015 | 2020 | 2025 | 2030 | 2035 | 2040
BM | 0 | 0 | 0 | 0 | 0 | 0
CC | 0 | 0 | 0 | 0 | 0 | 0
CSP | 0 | 0 | 0 | 0 | 0 | 0
CT | 0 | 0 | 0 | 0 | 0 | 0
Coal | 37.91 | 0 | 0 | 0 | 0 | 0
Geo | 0 | 0 | 0 | 0 | 0 | 0
H | 0 | 0 | 0 | 0 | 0 | 0
LFG | 0 | 0 | 0 | 0 | 0 | 0
Nuc | 0 | 0 | 0 | 0 | 0 | 0
PS | 0 | 0 | 0 | 0 | 0 | 0
PV | 0 | 0 | 0 | 0 | 0 | 0
PeakG | 0 | 0 | 0 | 0 | 0 | 0
PeakO | 0 | 0 | 0 | 0 | 0 | 0
ST | 0 | 0 | 0 | 0 | 0 | 0
STOG | 0 | 0 | 0 | 0 | 0 | 0
STWD | 0 | 0 | 0 | 0 | 0 | 0
WT | 0 | 0 | 0 | 0 | 0 | 0
IGCC | 0 | 0 | 0 | 0 | 0 | 0
DemandResponse | 0 | 0 | 0 | 0 | 0 | 0
IGCC-CCS | 0 | 0 | 0 | 0 | 0 | 0
WT_off | 0 | 0 | 0 | 0 | 0 | 0
PseudoUnit | 0 | 0 | 0 | 0 | 0 | 0
FixedInterchange | 0 | 0 | 0 | 0 | 0 | 0
Emission Cost by Reporting Type: FRCC
ReportingType | 2015 | 2020 | 2025 | 2030 | 2035 | 2040
BM | 0 | 0 | 0 | 0 | 0 | 0
CC | 0 | 0 | 0 | 0 | 0 | 0
CSP | 0 | 0 | 0 | 0 | 0 | 0
CT | 0 | 0 | 0 | 0 | 0 | 0
Coal | 10.08 | 0 | 0 | 0 | 0 | 0
Geo | 0 | 0 | 0 | 0 | 0 | 0
H | 0 | 0 | 0 | 0 | 0 | 0
LFG | 0 | 0 | 0 | 0 | 0 | 0
Nuc | 0 | 0 | 0 | 0 | 0 | 0
PS | 0 | 0 | 0 | 0 | 0 | 0
PV | 0 | 0 | 0 | 0 | 0 | 0
PeakG | 0 | 0 | 0 | 0 | 0 | 0
PeakO | 0 | 0 | 0 | 0 | 0 | 0
ST | 0 | 0 | 0 | 0 | 0 | 0
STOG | 0 | 0 | 0 | 0 | 0 | 0
STWD | 0 | 0 | 0 | 0 | 0 | 0
WT | 0 | 0 | 0 | 0 | 0 | 0
IGCC | 0 | 0 | 0 | 0 | 0 | 0
DemandResponse | 0 | 0 | 0 | 0 | 0 | 0
IGCC-CCS | 0 | 0 | 0 | 0 | 0 | 0
WT_off | 0 | 0 | 0 | 0 | 0 | 0
PseudoUnit | 0 | 0 | 0 | 0 | 0 | 0
FixedInterchange | 0 | 0 | 0 | 0 | 0 | 0
Emission Cost by Reporting Type: MAPP_US
ReportingType | 2015 | 2020 | 2025 | 2030 | 2035 | 2040
BM | 0 | 0 | 0 | 0 | 0 | 0
CC | 0 | 0 | 0 | 0 | 0 | 0
CSP | 0 | 0 | 0 | 0 | 0 | 0
CT | 0 | 0 | 0 | 0 | 0 | 0
Coal | 1.61 | 0 | 0 | 0 | 0 | 0
Geo | 0 | 0 | 0 | 0 | 0 | 0
H | 0 | 0 | 0 | 0 | 0 | 0
LFG | 0 | 0 | 0 | 0 | 0 | 0
Nuc | 0 | 0 | 0 | 0 | 0 | 0
PS | 0 | 0 | 0 | 0 | 0 | 0
PV | 0 | 0 | 0 | 0 | 0 | 0
PeakG | 0 | 0 | 0 | 0 | 0 | 0
PeakO | 0 | 0 | 0 | 0 | 0 | 0
ST | 0 | 0 | 0 | 0 | 0 | 0
STOG | 0 | 0 | 0 | 0 | 0 | 0
STWD | 0 | 0 | 0 | 0 | 0 | 0
WT | 0 | 0 | 0 | 0 | 0 | 0
IGCC | 0 | 0 | 0 | 0 | 0 | 0
DemandResponse | 0 | 0 | 0 | 0 | 0 | 0
IGCC-CCS | 0 | 0 | 0 | 0 | 0 | 0
WT_off | 0 | 0 | 0 | 0 | 0 | 0
PseudoUnit | 0 | 0 | 0 | 0 | 0 | 0
FixedInterchange | 0 | 0 | 0 | 0 | 0 | 0
Emission Cost by Reporting Type: MISO_IN
ReportingType | 2015 | 2020 | 2025 | 2030 | 2035 | 2040
BM | 0 | 0 | 0 | 0 | 0 | 0
CC | 0 | 0 | 0 | 0 | 0 | 0
CSP | 0 | 0 | 0 | 0 | 0 | 0
CT | 0 | 0 | 0 | 0 | 0 | 0
Coal | 38.55 | 0 | 0 | 0 | 0 | 0
Geo | 0 | 0 | 0 | 0 | 0 | 0
H | 0 | 0 | 0 | 0 | 0 | 0
LFG | 0 | 0 | 0 | 0 | 0 | 0
Nuc | 0 | 0 | 0 | 0 | 0 | 0
PS | 0 | 0 | 0 | 0 | 0 | 0
PV | 0 | 0 | 0 | 0 | 0 | 0
PeakG | 0 | 0 | 0 | 0 | 0 | 0
PeakO | 0 | 0 | 0 | 0 | 0 | 0
ST | 0 | 0 | 0 | 0 | 0 | 0
STOG | 0 | 0 | 0 | 0 | 0 | 0
STWD | 0 | 0 | 0 | 0 | 0 | 0
WT | 0 | 0 | 0 | 0 | 0 | 0
IGCC | 0.3 | 0 | 0 | 0 | 0 | 0
DemandResponse | 0 | 0 | 0 | 0 | 0 | 0
IGCC-CCS | 0 | 0 | 0 | 0 | 0 | 0
WT_off | 0 | 0 | 0 | 0 | 0 | 0
PseudoUnit | 0 | 0 | 0 | 0 | 0 | 0
FixedInterchange | 0 | 0 | 0 | 0 | 0 | 0
Emission Cost by Reporting Type: MISO_MI
ReportingType | 2015 | 2020 | 2025 | 2030 | 2035 | 2040
BM | 0 | 0 | 0 | 0 | 0 | 0
CC | 0 | 0 | 0 | 0 | 0 | 0
CSP | 0 | 0 | 0 | 0 | 0 | 0
CT | 0 | 0 | 0 | 0 | 0 | 0
Coal | 37.32 | 0 | 0 | 0 | 0 | 0
Geo | 0 | 0 | 0 | 0 | 0 | 0
H | 0 | 0 | 0 | 0 | 0 | 0
LFG | 0 | 0 | 0 | 0 | 0 | 0
Nuc | 0 | 0 | 0 | 0 | 0 | 0
PS | 0 | 0 | 0 | 0 | 0 | 0
PV | 0 | 0 | 0 | 0 | 0 | 0
PeakG | 0 | 0 | 0 | 0 | 0 | 0
PeakO | 0 | 0 | 0 | 0 | 0 | 0
ST | 0 | 0 | 0 | 0 | 0 | 0
STOG | 0 | 0 | 0 | 0 | 0 | 0
STWD | 0 | 0 | 0 | 0 | 0 | 0
WT | 0 | 0 | 0 | 0 | 0 | 0
IGCC | 0 | 0 | 0 | 0 | 0 | 0
DemandResponse | 0 | 0 | 0 | 0 | 0 | 0
IGCC-CCS | 0 | 0 | 0 | 0 | 0 | 0
WT_off | 0 | 0 | 0 | 0 | 0 | 0
PseudoUnit | 0 | 0 | 0 | 0 | 0 | 0
FixedInterchange | 0 | 0 | 0 | 0 | 0 | 0
Emission Cost by Reporting Type: MISO_MO-IL
ReportingType | 2015 | 2020 | 2025 | 2030 | 2035 | 2040
BM | 0 | 0 | 0 | 0 | 0 | 0
CC | 0 | 0 | 0 | 0 | 0 | 0
CSP | 0 | 0 | 0 | 0 | 0 | 0
CT | 0 | 0 | 0 | 0 | 0 | 0
Coal | 69.1 | 0 | 0 | 0 | 0 | 0
Geo | 0 | 0 | 0 | 0 | 0 | 0
H | 0 | 0 | 0 | 0 | 0 | 0
LFG | 0 | 0 | 0 | 0 | 0 | 0
Nuc | 0 | 0 | 0 | 0 | 0 | 0
PS | 0 | 0 | 0 | 0 | 0 | 0
PV | 0 | 0 | 0 | 0 | 0 | 0
PeakG | 0 | 0 | 0 | 0 | 0 | 0
PeakO | 0 | 0 | 0 | 0 | 0 | 0
ST | 0 | 0 | 0 | 0 | 0 | 0
STOG | 0 | 0 | 0 | 0 | 0 | 0
STWD | 0 | 0 | 0 | 0 | 0 | 0
WT | 0 | 0 | 0 | 0 | 0 | 0
IGCC | 0 | 0 | 0 | 0 | 0 | 0
DemandResponse | 0 | 0 | 0 | 0 | 0 | 0
IGCC-CCS | 0 | 0 | 0 | 0 | 0 | 0
WT_off | 0 | 0 | 0 | 0 | 0 | 0
PseudoUnit | 0 | 0 | 0 | 0 | 0 | 0
FixedInterchange | 0 | 0 | 0 | 0 | 0 | 0
Emission Cost by Reporting Type: MISO_W
ReportingType | 2015 | 2020 | 2025 | 2030 | 2035 | 2040
BM | 0 | 0 | 0 | 0 | 0 | 0
CC | 0 | 0 | 0 | 0 | 0 | 0
CSP | 0 | 0 | 0 | 0 | 0 | 0
CT | 0 | 0 | 0 | 0 | 0 | 0
Coal | 37.72 | 0 | 0 | 0 | 0 | 0
Geo | 0 | 0 | 0 | 0 | 0 | 0
H | 0 | 0 | 0 | 0 | 0 | 0
LFG | 0 | 0 | 0 | 0 | 0 | 0
Nuc | 0 | 0 | 0 | 0 | 0 | 0
PS | 0 | 0 | 0 | 0 | 0 | 0
PV | 0 | 0 | 0 | 0 | 0 | 0
PeakG | 0 | 0 | 0 | 0 | 0 | 0
PeakO | 0 | 0 | 0 | 0 | 0 | 0
ST | 0 | 0 | 0 | 0 | 0 | 0
STOG | 0 | 0 | 0 | 0 | 0 | 0
STWD | 0 | 0 | 0 | 0 | 0 | 0
WT | 0 | 0 | 0 | 0 | 0 | 0
IGCC | 0 | 0 | 0 | 0 | 0 | 0
DemandResponse | 0 | 0 | 0 | 0 | 0 | 0
IGCC-CCS | 0 | 0 | 0 | 0 | 0 | 0
WT_off | 0 | 0 | 0 | 0 | 0 | 0
PseudoUnit | 0 | 0 | 0 | 0 | 0 | 0
FixedInterchange | 0 | 0 | 0 | 0 | 0 | 0
Emission Cost by Reporting Type: MISO_WUMS
ReportingType | 2015 | 2020 | 2025 | 2030 | 2035 | 2040
BM | 0 | 0 | 0 | 0 | 0 | 0
CC | 0 | 0 | 0 | 0 | 0 | 0
CSP | 0 | 0 | 0 | 0 | 0 | 0
CT | 0 | 0 | 0 | 0 | 0 | 0
Coal | 8.53 | 0 | 0 | 0 | 0 | 0
Geo | 0 | 0 | 0 | 0 | 0 | 0
H | 0 | 0 | 0 | 0 | 0 | 0
LFG | 0 | 0 | 0 | 0 | 0 | 0
Nuc | 0 | 0 | 0 | 0 | 0 | 0
PS | 0 | 0 | 0 | 0 | 0 | 0
PV | 0 | 0 | 0 | 0 | 0 | 0
PeakG | 0 | 0 | 0 | 0 | 0 | 0
PeakO | 0 | 0 | 0 | 0 | 0 | 0
ST | 0 | 0 | 0 | 0 | 0 | 0
STOG | 0 | 0 | 0 | 0 | 0 | 0
STWD | 0 | 0 | 0 | 0 | 0 | 0
WT | 0 | 0 | 0 | 0 | 0 | 0
IGCC | 0 | 0 | 0 | 0 | 0 | 0
DemandResponse | 0 | 0 | 0 | 0 | 0 | 0
IGCC-CCS | 0 | 0 | 0 | 0 | 0 | 0
WT_off | 0 | 0 | 0 | 0 | 0 | 0
PseudoUnit | 0 | 0 | 0 | 0 | 0 | 0
FixedInterchange | 0 | 0 | 0 | 0 | 0 | 0
Emission Cost by Reporting Type: Nebraska
ReportingType | 2015 | 2020 | 2025 | 2030 | 2035 | 2040
BM | 0 | 0 | 0 | 0 | 0 | 0
CC | 0 | 0 | 0 | 0 | 0 | 0
CSP | 0 | 0 | 0 | 0 | 0 | 0
CT | 0 | 0 | 0 | 0 | 0 | 0
Coal | 5.4 | 0 | 0 | 0 | 0 | 0
Geo | 0 | 0 | 0 | 0 | 0 | 0
H | 0 | 0 | 0 | 0 | 0 | 0
LFG | 0 | 0 | 0 | 0 | 0 | 0
Nuc | 0 | 0 | 0 | 0 | 0 | 0
PS | 0 | 0 | 0 | 0 | 0 | 0
PV | 0 | 0 | 0 | 0 | 0 | 0
PeakG | 0 | 0 | 0 | 0 | 0 | 0
PeakO | 0 | 0 | 0 | 0 | 0 | 0
ST | 0 | 0 | 0 | 0 | 0 | 0
STOG | 0 | 0 | 0 | 0 | 0 | 0
STWD | 0 | 0 | 0 | 0 | 0 | 0
WT | 0 | 0 | 0 | 0 | 0 | 0
IGCC | 0 | 0 | 0 | 0 | 0 | 0
DemandResponse | 0 | 0 | 0 | 0 | 0 | 0
IGCC-CCS | 0 | 0 | 0 | 0 | 0 | 0
WT_off | 0 | 0 | 0 | 0 | 0 | 0
PseudoUnit | 0 | 0 | 0 | 0 | 0 | 0
FixedInterchange | 0 | 0 | 0 | 0 | 0 | 0
Emission Cost by Reporting Type: NEISO
ReportingType | 2015 | 2020 | 2025 | 2030 | 2035 | 2040
BM | 0 | 0 | 0 | 0 | 0 | 0
CC | 0 | 0 | 0 | 0 | 0 | 0
CSP | 0 | 0 | 0 | 0 | 0 | 0
CT | 0 | 0 | 0 | 0 | 0 | 0
Coal | 0 | 0 | 0 | 0 | 0 | 0
Geo | 0 | 0 | 0 | 0 | 0 | 0
H | 0 | 0 | 0 | 0 | 0 | 0
LFG | 0 | 0 | 0 | 0 | 0 | 0
Nuc | 0 | 0 | 0 | 0 | 0 | 0
PS | 0 | 0 | 0 | 0 | 0 | 0
PV | 0 | 0 | 0 | 0 | 0 | 0
PeakG | 0 | 0 | 0 | 0 | 0 | 0
PeakO | 0 | 0 | 0 | 0 | 0 | 0
ST | 0 | 0 | 0 | 0 | 0 | 0
STOG | 0 | 0 | 0 | 0 | 0 | 0
STWD | 0 | 0 | 0 | 0 | 0 | 0
WT | 0 | 0 | 0 | 0 | 0 | 0
IGCC | 0 | 0 | 0 | 0 | 0 | 0
DemandResponse | 0 | 0 | 0 | 0 | 0 | 0
IGCC-CCS | 0 | 0 | 0 | 0 | 0 | 0
WT_off | 0 | 0 | 0 | 0 | 0 | 0
PseudoUnit | 0 | 0 | 0 | 0 | 0 | 0
FixedInterchange | 0 | 0 | 0 | 0 | 0 | 0
Emission Cost by Reporting Type: NonRTO_Midwest
ReportingType | 2015 | 2020 | 2025 | 2030 | 2035 | 2040
BM | 0 | 0 | 0 | 0 | 0 | 0
CC | 0 | 0 | 0 | 0 | 0 | 0
CSP | 0 | 0 | 0 | 0 | 0 | 0
CT | 0 | 0 | 0 | 0 | 0 | 0
Coal | 22.79 | 0 | 0 | 0 | 0 | 0
Geo | 0 | 0 | 0 | 0 | 0 | 0
H | 0 | 0 | 0 | 0 | 0 | 0
LFG | 0 | 0 | 0 | 0 | 0 | 0
Nuc | 0 | 0 | 0 | 0 | 0 | 0
PS | 0 | 0 | 0 | 0 | 0 | 0
PV | 0 | 0 | 0 | 0 | 0 | 0
PeakG | 0 | 0 | 0 | 0 | 0 | 0
PeakO | 0 | 0 | 0 | 0 | 0 | 0
ST | 0 | 0 | 0 | 0 | 0 | 0
STOG | 0 | 0 | 0 | 0 | 0 | 0
STWD | 0 | 0 | 0 | 0 | 0 | 0
WT | 0 | 0 | 0 | 0 | 0 | 0
IGCC | 0 | 0 | 0 | 0 | 0 | 0
DemandResponse | 0 | 0 | 0 | 0 | 0 | 0
IGCC-CCS | 0 | 0 | 0 | 0 | 0 | 0
WT_off | 0 | 0 | 0 | 0 | 0 | 0
PseudoUnit | 0 | 0 | 0 | 0 | 0 | 0
FixedInterchange | 0 | 0 | 0 | 0 | 0 | 0
Emission Cost by Reporting Type: NYISO_A-F
ReportingType | 2015 | 2020 | 2025 | 2030 | 2035 | 2040
BM | 0 | 0 | 0 | 0 | 0 | 0
CC | 0 | 0 | 0 | 0 | 0 | 0
CSP | 0 | 0 | 0 | 0 | 0 | 0
CT | 0 | 0 | 0 | 0 | 0 | 0
Coal | 0 | 0 | 0 | 0 | 0 | 0
Geo | 0 | 0 | 0 | 0 | 0 | 0
H | 0 | 0 | 0 | 0 | 0 | 0
LFG | 0 | 0 | 0 | 0 | 0 | 0
Nuc | 0 | 0 | 0 | 0 | 0 | 0
PS | 0 | 0 | 0 | 0 | 0 | 0
PV | 0 | 0 | 0 | 0 | 0 | 0
PeakG | 0 | 0 | 0 | 0 | 0 | 0
PeakO | 0 | 0 | 0 | 0 | 0 | 0
ST | 0 | 0 | 0 | 0 | 0 | 0
STOG | 0 | 0 | 0 | 0 | 0 | 0
STWD | 0 | 0 | 0 | 0 | 0 | 0
WT | 0 | 0 | 0 | 0 | 0 | 0
IGCC | 0 | 0 | 0 | 0 | 0 | 0
DemandResponse | 0 | 0 | 0 | 0 | 0 | 0
IGCC-CCS | 0 | 0 | 0 | 0 | 0 | 0
WT_off | 0 | 0 | 0 | 0 | 0 | 0
PseudoUnit | 0 | 0 | 0 | 0 | 0 | 0
FixedInterchange | 0 | 0 | 0 | 0 | 0 | 0
Emission Cost by Reporting Type: NYISO_G-I
ReportingType | 2015 | 2020 | 2025 | 2030 | 2035 | 2040
BM | 0 | 0 | 0 | 0 | 0 | 0
CC | 0 | 0 | 0 | 0 | 0 | 0
CSP | 0 | 0 | 0 | 0 | 0 | 0
CT | 0 | 0 | 0 | 0 | 0 | 0
Coal | 0 | 0 | 0 | 0 | 0 | 0
Geo | 0 | 0 | 0 | 0 | 0 | 0
H | 0 | 0 | 0 | 0 | 0 | 0
LFG | 0 | 0 | 0 | 0 | 0 | 0
Nuc | 0 | 0 | 0 | 0 | 0 | 0
PS | 0 | 0 | 0 | 0 | 0 | 0
PV | 0 | 0 | 0 | 0 | 0 | 0
PeakG | 0 | 0 | 0 | 0 | 0 | 0
PeakO | 0 | 0 | 0 | 0 | 0 | 0
ST | 0 | 0 | 0 | 0 | 0 | 0
STOG | 0 | 0 | 0 | 0 | 0 | 0
STWD | 0 | 0 | 0 | 0 | 0 | 0
WT | 0 | 0 | 0 | 0 | 0 | 0
IGCC | 0 | 0 | 0 | 0 | 0 | 0
DemandResponse | 0 | 0 | 0 | 0 | 0 | 0
IGCC-CCS | 0 | 0 | 0 | 0 | 0 | 0
WT_off | 0 | 0 | 0 | 0 | 0 | 0
PseudoUnit | 0 | 0 | 0 | 0 | 0 | 0
FixedInterchange | 0 | 0 | 0 | 0 | 0 | 0
Emission Cost by Reporting Type: NYISO_J-K
ReportingType | 2015 | 2020 | 2025 | 2030 | 2035 | 2040
BM | 0 | 0 | 0 | 0 | 0 | 0
CC | 0 | 0 | 0 | 0 | 0 | 0
CSP | 0 | 0 | 0 | 0 | 0 | 0
CT | 0 | 0 | 0 | 0 | 0 | 0
Coal | 0 | 0 | 0 | 0 | 0 | 0
Geo | 0 | 0 | 0 | 0 | 0 | 0
H | 0 | 0 | 0 | 0 | 0 | 0
LFG | 0 | 0 | 0 | 0 | 0 | 0
Nuc | 0 | 0 | 0 | 0 | 0 | 0
PS | 0 | 0 | 0 | 0 | 0 | 0
PV | 0 | 0 | 0 | 0 | 0 | 0
PeakG | 0 | 0 | 0 | 0 | 0 | 0
PeakO | 0 | 0 | 0 | 0 | 0 | 0
ST | 0 | 0 | 0 | 0 | 0 | 0
STOG | 0 | 0 | 0 | 0 | 0 | 0
STWD | 0 | 0 | 0 | 0 | 0 | 0
WT | 0 | 0 | 0 | 0 | 0 | 0
IGCC | 0 | 0 | 0 | 0 | 0 | 0
DemandResponse | 0 | 0 | 0 | 0 | 0 | 0
IGCC-CCS | 0 | 0 | 0 | 0 | 0 | 0
WT_off | 0 | 0 | 0 | 0 | 0 | 0
PseudoUnit | 0 | 0 | 0 | 0 | 0 | 0
FixedInterchange | 0 | 0 | 0 | 0 | 0 | 0
Emission Cost by Reporting Type: PJM_E
ReportingType | 2015 | 2020 | 2025 | 2030 | 2035 | 2040
BM | 0 | 0 | 0 | 0 | 0 | 0
CC | 0 | 0 | 0 | 0 | 0 | 0
CSP | 0 | 0 | 0 | 0 | 0 | 0
CT | 0 | 0 | 0 | 0 | 0 | 0
Coal | 0.04 | 0 | 0 | 0 | 0 | 0
Geo | 0 | 0 | 0 | 0 | 0 | 0
H | 0 | 0 | 0 | 0 | 0 | 0
LFG | 0 | 0 | 0 | 0 | 0 | 0
Nuc | 0 | 0 | 0 | 0 | 0 | 0
PS | 0 | 0 | 0 | 0 | 0 | 0
PV | 0 | 0 | 0 | 0 | 0 | 0
PeakG | 0 | 0 | 0 | 0 | 0 | 0
PeakO | 0 | 0 | 0 | 0 | 0 | 0
ST | 0 | 0 | 0 | 0 | 0 | 0
STOG | 0 | 0 | 0 | 0 | 0 | 0
STWD | 0 | 0 | 0 | 0 | 0 | 0
WT | 0 | 0 | 0 | 0 | 0 | 0
IGCC | 0 | 0 | 0 | 0 | 0 | 0
DemandResponse | 0 | 0 | 0 | 0 | 0 | 0
IGCC-CCS | 0 | 0 | 0 | 0 | 0 | 0
WT_off | 0 | 0 | 0 | 0 | 0 | 0
PseudoUnit | 0 | 0 | 0 | 0 | 0 | 0
FixedInterchange | 0 | 0 | 0 | 0 | 0 | 0
Emission Cost by Reporting Type: PJM_ROM
ReportingType | 2015 | 2020 | 2025 | 2030 | 2035 | 2040
BM | 0 | 0 | 0 | 0 | 0 | 0
CC | 0 | 0 | 0 | 0 | 0 | 0
CSP | 0 | 0 | 0 | 0 | 0 | 0
CT | 0 | 0 | 0 | 0 | 0 | 0
Coal | 20.59 | 0 | 0 | 0 | 0 | 0
Geo | 0 | 0 | 0 | 0 | 0 | 0
H | 0 | 0 | 0 | 0 | 0 | 0
LFG | 0 | 0 | 0 | 0 | 0 | 0
Nuc | 0 | 0 | 0 | 0 | 0 | 0
PS | 0 | 0 | 0 | 0 | 0 | 0
PV | 0 | 0 | 0 | 0 | 0 | 0
PeakG | 0 | 0 | 0 | 0 | 0 | 0
PeakO | 0 | 0 | 0 | 0 | 0 | 0
ST | 0 | 0 | 0 | 0 | 0 | 0
STOG | 0 | 0 | 0 | 0 | 0 | 0
STWD | 0 | 0 | 0 | 0 | 0 | 0
WT | 0 | 0 | 0 | 0 | 0 | 0
IGCC | 0 | 0 | 0 | 0 | 0 | 0
DemandResponse | 0 | 0 | 0 | 0 | 0 | 0
IGCC-CCS | 0 | 0 | 0 | 0 | 0 | 0
WT_off | 0 | 0 | 0 | 0 | 0 | 0
PseudoUnit | 0 | 0 | 0 | 0 | 0 | 0
FixedInterchange | 0 | 0 | 0 | 0 | 0 | 0
Emission Cost by Reporting Type: PJM_ROR
ReportingType | 2015 | 2020 | 2025 | 2030 | 2035 | 2040
BM | 0 | 0 | 0 | 0 | 0 | 0
CC | 0 | 0 | 0 | 0 | 0 | 0
CSP | 0 | 0 | 0 | 0 | 0 | 0
CT | 0 | 0 | 0 | 0 | 0 | 0
Coal | 222.56 | 0 | 0 | 0 | 0 | 0
Geo | 0 | 0 | 0 | 0 | 0 | 0
H | 0 | 0 | 0 | 0 | 0 | 0
LFG | 0 | 0 | 0 | 0 | 0 | 0
Nuc | 0 | 0 | 0 | 0 | 0 | 0
PS | 0 | 0 | 0 | 0 | 0 | 0
PV | 0 | 0 | 0 | 0 | 0 | 0
PeakG | 0 | 0 | 0 | 0 | 0 | 0
PeakO | 0 | 0 | 0 | 0 | 0 | 0
ST | 0 | 0 | 0 | 0 | 0 | 0
STOG | 0 | 0 | 0 | 0 | 0 | 0
STWD | 0 | 0 | 0 | 0 | 0 | 0
WT | 0 | 0 | 0 | 0 | 0 | 0
IGCC | 0 | 0 | 0 | 0 | 0 | 0
DemandResponse | 0 | 0 | 0 | 0 | 0 | 0
IGCC-CCS | 0 | 0 | 0 | 0 | 0 | 0
WT_off | 0 | 0 | 0 | 0 | 0 | 0
PseudoUnit | 0 | 0 | 0 | 0 | 0 | 0
FixedInterchange | 0 | 0 | 0 | 0 | 0 | 0
Emission Cost by Reporting Type: SOCO
ReportingType | 2015 | 2020 | 2025 | 2030 | 2035 | 2040
BM | 0 | 0 | 0 | 0 | 0 | 0
CC | 0 | 0 | 0 | 0 | 0 | 0
CSP | 0 | 0 | 0 | 0 | 0 | 0
CT | 0 | 0 | 0 | 0 | 0 | 0
Coal | 45.23 | 0 | 0 | 0 | 0 | 0
Geo | 0 | 0 | 0 | 0 | 0 | 0
H | 0 | 0 | 0 | 0 | 0 | 0
LFG | 0 | 0 | 0 | 0 | 0 | 0
Nuc | 0 | 0 | 0 | 0 | 0 | 0
PS | 0 | 0 | 0 | 0 | 0 | 0
PV | 0 | 0 | 0 | 0 | 0 | 0
PeakG | 0 | 0 | 0 | 0 | 0 | 0
PeakO | 0 | 0 | 0 | 0 | 0 | 0
ST | 0 | 0 | 0 | 0 | 0 | 0
STOG | 0 | 0 | 0 | 0 | 0 | 0
STWD | 0 | 0 | 0 | 0 | 0 | 0
WT | 0 | 0 | 0 | 0 | 0 | 0
IGCC | 0 | 0 | 0 | 0 | 0 | 0
DemandResponse | 0 | 0 | 0 | 0 | 0 | 0
IGCC-CCS | 0 | 0 | 0 | 0 | 0 | 0
WT_off | 0 | 0 | 0 | 0 | 0 | 0
PseudoUnit | 0 | 0 | 0 | 0 | 0 | 0
FixedInterchange | 0 | 0 | 0 | 0 | 0 | 0
Emission Cost by Reporting Type: SPP_N
ReportingType | 2015 | 2020 | 2025 | 2030 | 2035 | 2040
BM | 0 | 0 | 0 | 0 | 0 | 0
CC | 0 | 0 | 0 | 0 | 0 | 0
CSP | 0 | 0 | 0 | 0 | 0 | 0
CT | 0 | 0 | 0 | 0 | 0 | 0
Coal | 7.72 | 0 | 0 | 0 | 0 | 0
Geo | 0 | 0 | 0 | 0 | 0 | 0
H | 0 | 0 | 0 | 0 | 0 | 0
LFG | 0 | 0 | 0 | 0 | 0 | 0
Nuc | 0 | 0 | 0 | 0 | 0 | 0
PS | 0 | 0 | 0 | 0 | 0 | 0
PV | 0 | 0 | 0 | 0 | 0 | 0
PeakG | 0 | 0 | 0 | 0 | 0 | 0
PeakO | 0 | 0 | 0 | 0 | 0 | 0
ST | 0 | 0 | 0 | 0 | 0 | 0
STOG | 0 | 0 | 0 | 0 | 0 | 0
STWD | 0 | 0 | 0 | 0 | 0 | 0
WT | 0 | 0 | 0 | 0 | 0 | 0
IGCC | 0 | 0 | 0 | 0 | 0 | 0
DemandResponse | 0 | 0 | 0 | 0 | 0 | 0
IGCC-CCS | 0 | 0 | 0 | 0 | 0 | 0
WT_off | 0 | 0 | 0 | 0 | 0 | 0
PseudoUnit | 0 | 0 | 0 | 0 | 0 | 0
FixedInterchange | 0 | 0 | 0 | 0 | 0 | 0
Emission Cost by Reporting Type: SPP_S
ReportingType | 2015 | 2020 | 2025 | 2030 | 2035 | 2040
BM | 0 | 0 | 0 | 0 | 0 | 0
CC | 0 | 0 | 0 | 0 | 0 | 0
CSP | 0 | 0 | 0 | 0 | 0 | 0
CT | 0 | 0 | 0 | 0 | 0 | 0
Coal | 20.57 | 0 | 0 | 0 | 0 | 0
Geo | 0 | 0 | 0 | 0 | 0 | 0
H | 0 | 0 | 0 | 0 | 0 | 0
LFG | 0 | 0 | 0 | 0 | 0 | 0
Nuc | 0 | 0 | 0 | 0 | 0 | 0
PS | 0 | 0 | 0 | 0 | 0 | 0
PV | 0 | 0 | 0 | 0 | 0 | 0
PeakG | 0 | 0 | 0 | 0 | 0 | 0
PeakO | 0 | 0 | 0 | 0 | 0 | 0
ST | 0 | 0 | 0 | 0 | 0 | 0
STOG | 0 | 0 | 0 | 0 | 0 | 0
STWD | 0 | 0 | 0 | 0 | 0 | 0
WT | 0 | 0 | 0 | 0 | 0 | 0
IGCC | 0 | 0 | 0 | 0 | 0 | 0
DemandResponse | 0 | 0 | 0 | 0 | 0 | 0
IGCC-CCS | 0 | 0 | 0 | 0 | 0 | 0
WT_off | 0 | 0 | 0 | 0 | 0 | 0
PseudoUnit | 0 | 0 | 0 | 0 | 0 | 0
FixedInterchange | 0 | 0 | 0 | 0 | 0 | 0
Emission Cost by Reporting Type: TVA
ReportingType | 2015 | 2020 | 2025 | 2030 | 2035 | 2040
BM | 0 | 0 | 0 | 0 | 0 | 0
CC | 0 | 0 | 0 | 0 | 0 | 0
CSP | 0 | 0 | 0 | 0 | 0 | 0
CT | 0 | 0 | 0 | 0 | 0 | 0
Coal | 43.01 | 0 | 0 | 0 | 0 | 0
Geo | 0 | 0 | 0 | 0 | 0 | 0
H | 0 | 0 | 0 | 0 | 0 | 0
LFG | 0 | 0 | 0 | 0 | 0 | 0
Nuc | 0 | 0 | 0 | 0 | 0 | 0
PS | 0 | 0 | 0 | 0 | 0 | 0
PV | 0 | 0 | 0 | 0 | 0 | 0
PeakG | 0 | 0 | 0 | 0 | 0 | 0
PeakO | 0 | 0 | 0 | 0 | 0 | 0
ST | 0 | 0 | 0 | 0 | 0 | 0
STOG | 0 | 0 | 0 | 0 | 0 | 0
STWD | 0 | 0 | 0 | 0 | 0 | 0
WT | 0 | 0 | 0 | 0 | 0 | 0
IGCC | 0 | 0 | 0 | 0 | 0 | 0
DemandResponse | 0 | 0 | 0 | 0 | 0 | 0
IGCC-CCS | 0 | 0 | 0 | 0 | 0 | 0
WT_off | 0 | 0 | 0 | 0 | 0 | 0
PseudoUnit | 0 | 0 | 0 | 0 | 0 | 0
FixedInterchange | 0 | 0 | 0 | 0 | 0 | 0
Emission Cost by Reporting Type: TVA_Transmission
ReportingType | 2015 | 2020 | 2025 | 2030 | 2035 | 2040
BM | 0 | 0 | 0 | 0 | 0 | 0
CC | 0 | 0 | 0 | 0 | 0 | 0
CSP | 0 | 0 | 0 | 0 | 0 | 0
CT | 0 | 0 | 0 | 0 | 0 | 0
Coal | 0 | 0 | 0 | 0 | 0 | 0
Geo | 0 | 0 | 0 | 0 | 0 | 0
H | 0 | 0 | 0 | 0 | 0 | 0
LFG | 0 | 0 | 0 | 0 | 0 | 0
Nuc | 0 | 0 | 0 | 0 | 0 | 0
PS | 0 | 0 | 0 | 0 | 0 | 0
PV | 0 | 0 | 0 | 0 | 0 | 0
PeakG | 0 | 0 | 0 | 0 | 0 | 0
PeakO | 0 | 0 | 0 | 0 | 0 | 0
ST | 0 | 0 | 0 | 0 | 0 | 0
STOG | 0 | 0 | 0 | 0 | 0 | 0
STWD | 0 | 0 | 0 | 0 | 0 | 0
WT | 0 | 0 | 0 | 0 | 0 | 0
IGCC | 0 | 0 | 0 | 0 | 0 | 0
DemandResponse | 0 | 0 | 0 | 0 | 0 | 0
IGCC-CCS | 0 | 0 | 0 | 0 | 0 | 0
WT_off | 0 | 0 | 0 | 0 | 0 | 0
PseudoUnit | 0 | 0 | 0 | 0 | 0 | 0
FixedInterchange | 0 | 0 | 0 | 0 | 0 | 0
Emission Cost by Reporting Type: VACAR
ReportingType | 2015 | 2020 | 2025 | 2030 | 2035 | 2040
BM | 0 | 0 | 0 | 0 | 0 | 0
CC | 0 | 0 | 0 | 0 | 0 | 0
CSP | 0 | 0 | 0 | 0 | 0 | 0
CT | 0 | 0 | 0 | 0 | 0 | 0
Coal | 20.22 | 0 | 0 | 0 | 0 | 0
Geo | 0 | 0 | 0 | 0 | 0 | 0
H | 0 | 0 | 0 | 0 | 0 | 0
LFG | 0 | 0 | 0 | 0 | 0 | 0
Nuc | 0 | 0 | 0 | 0 | 0 | 0
PS | 0 | 0 | 0 | 0 | 0 | 0
PV | 0 | 0 | 0 | 0 | 0 | 0
PeakG | 0 | 0 | 0 | 0 | 0 | 0
PeakO | 0 | 0 | 0 | 0 | 0 | 0
ST | 0 | 0 | 0 | 0 | 0 | 0
STOG | 0 | 0 | 0 | 0 | 0 | 0
STWD | 0 | 0 | 0 | 0 | 0 | 0
WT | 0 | 0 | 0 | 0 | 0 | 0
IGCC | 0 | 0 | 0 | 0 | 0 | 0
DemandResponse | 0 | 0 | 0 | 0 | 0 | 0
IGCC-CCS | 0 | 0 | 0 | 0 | 0 | 0
WT_off | 0 | 0 | 0 | 0 | 0 | 0
PseudoUnit | 0 | 0 | 0 | 0 | 0 | 0
FixedInterchange | 0 | 0 | 0 | 0 | 0 | 0
Emission Cost by Reporting Type: IESO
ReportingType | 2015 | 2020 | 2025 | 2030 | 2035 | 2040
BM | 0 | 0 | 0 | 0 | 0 | 0
CC | 0 | 0 | 0 | 0 | 0 | 0
CSP | 0 | 0 | 0 | 0 | 0 | 0
CT | 0 | 0 | 0 | 0 | 0 | 0
Coal | 0 | 0 | 0 | 0 | 0 | 0
Geo | 0 | 0 | 0 | 0 | 0 | 0
H | 0 | 0 | 0 | 0 | 0 | 0
LFG | 0 | 0 | 0 | 0 | 0 | 0
Nuc | 0 | 0 | 0 | 0 | 0 | 0
PS | 0 | 0 | 0 | 0 | 0 | 0
PV | 0 | 0 | 0 | 0 | 0 | 0
PeakG | 0 | 0 | 0 | 0 | 0 | 0
PeakO | 0 | 0 | 0 | 0 | 0 | 0
ST | 0 | 0 | 0 | 0 | 0 | 0
STOG | 0 | 0 | 0 | 0 | 0 | 0
STWD | 0 | 0 | 0 | 0 | 0 | 0
WT | 0 | 0 | 0 | 0 | 0 | 0
IGCC | 0 | 0 | 0 | 0 | 0 | 0
DemandResponse | 0 | 0 | 0 | 0 | 0 | 0
IGCC-CCS | 0 | 0 | 0 | 0 | 0 | 0
WT_off | 0 | 0 | 0 | 0 | 0 | 0
PseudoUnit | 0 | 0 | 0 | 0 | 0 | 0
FixedInterchange | 0 | 0 | 0 | 0 | 0 | 0
Emission Cost by Reporting Type: MAPP_CA
ReportingType | 2015 | 2020 | 2025 | 2030 | 2035 | 2040
BM | 0 | 0 | 0 | 0 | 0 | 0
CC | 0 | 0 | 0 | 0 | 0 | 0
CSP | 0 | 0 | 0 | 0 | 0 | 0
CT | 0 | 0 | 0 | 0 | 0 | 0
Coal | 0 | 0 | 0 | 0 | 0 | 0
Geo | 0 | 0 | 0 | 0 | 0 | 0
H | 0 | 0 | 0 | 0 | 0 | 0
LFG | 0 | 0 | 0 | 0 | 0 | 0
Nuc | 0 | 0 | 0 | 0 | 0 | 0
PS | 0 | 0 | 0 | 0 | 0 | 0
PV | 0 | 0 | 0 | 0 | 0 | 0
PeakG | 0 | 0 | 0 | 0 | 0 | 0
PeakO | 0 | 0 | 0 | 0 | 0 | 0
ST | 0 | 0 | 0 | 0 | 0 | 0
STOG | 0 | 0 | 0 | 0 | 0 | 0
STWD | 0 | 0 | 0 | 0 | 0 | 0
WT | 0 | 0 | 0 | 0 | 0 | 0
IGCC | 0 | 0 | 0 | 0 | 0 | 0
DemandResponse | 0 | 0 | 0 | 0 | 0 | 0
IGCC-CCS | 0 | 0 | 0 | 0 | 0 | 0
WT_off | 0 | 0 | 0 | 0 | 0 | 0
PseudoUnit | 0 | 0 | 0 | 0 | 0 | 0
FixedInterchange | 0 | 0 | 0 | 0 | 0 | 0
Emission Cost by Reporting Type: AZ_NM_SNV_Coal
ReportingType | 2015 | 2020 | 2025 | 2030 | 2035 | 2040
BM | 0 | 0 | 0 | 0 | 0 | 0
CC | 0 | 0 | 0 | 0 | 0 | 0
CSP | 0 | 0 | 0 | 0 | 0 | 0
CT | 0 | 0 | 0 | 0 | 0 | 0
Coal | 1.4 | 0 | 0 | 0 | 0 | 0
Geo | 0 | 0 | 0 | 0 | 0 | 0
H | 0 | 0 | 0 | 0 | 0 | 0
LFG | 0 | 0 | 0 | 0 | 0 | 0
Nuc | 0 | 0 | 0 | 0 | 0 | 0
PS | 0 | 0 | 0 | 0 | 0 | 0
PV | 0 | 0 | 0 | 0 | 0 | 0
PeakG | 0 | 0 | 0 | 0 | 0 | 0
PeakO | 0 | 0 | 0 | 0 | 0 | 0
ST | 0 | 0 | 0 | 0 | 0 | 0
STOG | 0 | 0 | 0 | 0 | 0 | 0
STWD | 0 | 0 | 0 | 0 | 0 | 0
WT | 0 | 0 | 0 | 0 | 0 | 0
IGCC | 0 | 0 | 0 | 0 | 0 | 0
DemandResponse | 0 | 0 | 0 | 0 | 0 | 0
IGCC-CCS | 0 | 0 | 0 | 0 | 0 | 0
WT_off | 0 | 0 | 0 | 0 | 0 | 0
PseudoUnit | 0 | 0 | 0 | 0 | 0 | 0
FixedInterchange | 0 | 0 | 0 | 0 | 0 | 0
Emission Cost by Reporting Type: AZ_NM_SNV_Gas
ReportingType | 2015 | 2020 | 2025 | 2030 | 2035 | 2040
BM | 0 | 0 | 0 | 0 | 0 | 0
CC | 0 | 0 | 0 | 0 | 0 | 0
CSP | 0 | 0 | 0 | 0 | 0 | 0
CT | 0 | 0 | 0 | 0 | 0 | 0
Coal | 0 | 0 | 0 | 0 | 0 | 0
Geo | 0 | 0 | 0 | 0 | 0 | 0
H | 0 | 0 | 0 | 0 | 0 | 0
LFG | 0 | 0 | 0 | 0 | 0 | 0
Nuc | 0 | 0 | 0 | 0 | 0 | 0
PS | 0 | 0 | 0 | 0 | 0 | 0
PV | 0 | 0 | 0 | 0 | 0 | 0
PeakG | 0 | 0 | 0 | 0 | 0 | 0
PeakO | 0 | 0 | 0 | 0 | 0 | 0
ST | 0 | 0 | 0 | 0 | 0 | 0
STOG | 0 | 0 | 0 | 0 | 0 | 0
STWD | 0 | 0 | 0 | 0 | 0 | 0
WT | 0 | 0 | 0 | 0 | 0 | 0
IGCC | 0 | 0 | 0 | 0 | 0 | 0
DemandResponse | 0 | 0 | 0 | 0 | 0 | 0
IGCC-CCS | 0 | 0 | 0 | 0 | 0 | 0
WT_off | 0 | 0 | 0 | 0 | 0 | 0
PseudoUnit | 0 | 0 | 0 | 0 | 0 | 0
FixedInterchange | 0 | 0 | 0 | 0 | 0 | 0
Emission Cost by Reporting Type: AZ_NM_SNV_NucRenew
ReportingType | 2015 | 2020 | 2025 | 2030 | 2035 | 2040
BM | 0 | 0 | 0 | 0 | 0 | 0
CC | 0 | 0 | 0 | 0 | 0 | 0
CSP | 0 | 0 | 0 | 0 | 0 | 0
CT | 0 | 0 | 0 | 0 | 0 | 0
Coal | 0 | 0 | 0 | 0 | 0 | 0
Geo | 0 | 0 | 0 | 0 | 0 | 0
H | 0 | 0 | 0 | 0 | 0 | 0
LFG | 0 | 0 | 0 | 0 | 0 | 0
Nuc | 0 | 0 | 0 | 0 | 0 | 0
PS | 0 | 0 | 0 | 0 | 0 | 0
PV | 0 | 0 | 0 | 0 | 0 | 0
PeakG | 0 | 0 | 0 | 0 | 0 | 0
PeakO | 0 | 0 | 0 | 0 | 0 | 0
ST | 0 | 0 | 0 | 0 | 0 | 0
STOG | 0 | 0 | 0 | 0 | 0 | 0
STWD | 0 | 0 | 0 | 0 | 0 | 0
WT | 0 | 0 | 0 | 0 | 0 | 0
IGCC | 0 | 0 | 0 | 0 | 0 | 0
DemandResponse | 0 | 0 | 0 | 0 | 0 | 0
IGCC-CCS | 0 | 0 | 0 | 0 | 0 | 0
WT_off | 0 | 0 | 0 | 0 | 0 | 0
PseudoUnit | 0 | 0 | 0 | 0 | 0 | 0
FixedInterchange | 0 | 0 | 0 | 0 | 0 | 0
Emission Cost by Reporting Type: ERCOT
ReportingType | 2015 | 2020 | 2025 | 2030 | 2035 | 2040
BM | 0 | 0 | 0 | 0 | 0 | 0
CC | 0 | 0 | 0 | 0 | 0 | 0
CSP | 0 | 0 | 0 | 0 | 0 | 0
CT | 0 | 0 | 0 | 0 | 0 | 0
Coal | 29.26 | 0 | 0 | 0 | 0 | 0
Geo | 0 | 0 | 0 | 0 | 0 | 0
H | 0 | 0 | 0 | 0 | 0 | 0
LFG | 0 | 0 | 0 | 0 | 0 | 0
Nuc | 0 | 0 | 0 | 0 | 0 | 0
PS | 0 | 0 | 0 | 0 | 0 | 0
PV | 0 | 0 | 0 | 0 | 0 | 0
PeakG | 0 | 0 | 0 | 0 | 0 | 0
PeakO | 0 | 0 | 0 | 0 | 0 | 0
ST | 0 | 0 | 0 | 0 | 0 | 0
STOG | 0 | 0 | 0 | 0 | 0 | 0
STWD | 0 | 0 | 0 | 0 | 0 | 0
WT | 0 | 0 | 0 | 0 | 0 | 0
IGCC | 0 | 0 | 0 | 0 | 0 | 0
DemandResponse | 0 | 0 | 0 | 0 | 0 | 0
IGCC-CCS | 0 | 0 | 0 | 0 | 0 | 0
WT_off | 0 | 0 | 0 | 0 | 0 | 0
PseudoUnit | 0 | 0 | 0 | 0 | 0 | 0
FixedInterchange | 0 | 0 | 0 | 0 | 0 | 0
Emission Cost by Reporting Type: NP15
ReportingType | 2015 | 2020 | 2025 | 2030 | 2035 | 2040
BM | 0 | 0 | 0 | 0 | 0 | 0
CC | 0 | 0 | 0 | 0 | 0 | 0
CSP | 0 | 0 | 0 | 0 | 0 | 0
CT | 0 | 0 | 0 | 0 | 0 | 0
Coal | 0 | 0 | 0 | 0 | 0 | 0
Geo | 0 | 0 | 0 | 0 | 0 | 0
H | 0 | 0 | 0 | 0 | 0 | 0
LFG | 0 | 0 | 0 | 0 | 0 | 0
Nuc | 0 | 0 | 0 | 0 | 0 | 0
PS | 0 | 0 | 0 | 0 | 0 | 0
PV | 0 | 0 | 0 | 0 | 0 | 0
PeakG | 0 | 0 | 0 | 0 | 0 | 0
PeakO | 0 | 0 | 0 | 0 | 0 | 0
ST | 0 | 0 | 0 | 0 | 0 | 0
STOG | 0 | 0 | 0 | 0 | 0 | 0
STWD | 0 | 0 | 0 | 0 | 0 | 0
WT | 0 | 0 | 0 | 0 | 0 | 0
IGCC | 0 | 0 | 0 | 0 | 0 | 0
DemandResponse | 0 | 0 | 0 | 0 | 0 | 0
IGCC-CCS | 0 | 0 | 0 | 0 | 0 | 0
WT_off | 0 | 0 | 0 | 0 | 0 | 0
PseudoUnit | 0 | 0 | 0 | 0 | 0 | 0
FixedInterchange | 0 | 0 | 0 | 0 | 0 | 0
Emission Cost by Reporting Type: NWPP_Coal
ReportingType | 2015 | 2020 | 2025 | 2030 | 2035 | 2040
BM | 0 | 0 | 0 | 0 | 0 | 0
CC | 0 | 0 | 0 | 0 | 0 | 0
CSP | 0 | 0 | 0 | 0 | 0 | 0
CT | 0 | 0 | 0 | 0 | 0 | 0
Coal | 4.66 | 0 | 0 | 0 | 0 | 0
Geo | 0 | 0 | 0 | 0 | 0 | 0
H | 0 | 0 | 0 | 0 | 0 | 0
LFG | 0 | 0 | 0 | 0 | 0 | 0
Nuc | 0 | 0 | 0 | 0 | 0 | 0
PS | 0 | 0 | 0 | 0 | 0 | 0
PV | 0 | 0 | 0 | 0 | 0 | 0
PeakG | 0 | 0 | 0 | 0 | 0 | 0
PeakO | 0 | 0 | 0 | 0 | 0 | 0
ST | 0 | 0 | 0 | 0 | 0 | 0
STOG | 0 | 0 | 0 | 0 | 0 | 0
STWD | 0 | 0 | 0 | 0 | 0 | 0
WT | 0 | 0 | 0 | 0 | 0 | 0
IGCC | 0 | 0 | 0 | 0 | 0 | 0
DemandResponse | 0 | 0 | 0 | 0 | 0 | 0
IGCC-CCS | 0 | 0 | 0 | 0 | 0 | 0
WT_off | 0 | 0 | 0 | 0 | 0 | 0
PseudoUnit | 0 | 0 | 0 | 0 | 0 | 0
FixedInterchange | 0 | 0 | 0 | 0 | 0 | 0
Emission Cost by Reporting Type: NWPP_Gas
ReportingType | 2015 | 2020 | 2025 | 2030 | 2035 | 2040
BM | 0 | 0 | 0 | 0 | 0 | 0
CC | 0 | 0 | 0 | 0 | 0 | 0
CSP | 0 | 0 | 0 | 0 | 0 | 0
CT | 0 | 0 | 0 | 0 | 0 | 0
Coal | 0 | 0 | 0 | 0 | 0 | 0
Geo | 0 | 0 | 0 | 0 | 0 | 0
H | 0 | 0 | 0 | 0 | 0 | 0
LFG | 0 | 0 | 0 | 0 | 0 | 0
Nuc | 0 | 0 | 0 | 0 | 0 | 0
PS | 0 | 0 | 0 | 0 | 0 | 0
PV | 0 | 0 | 0 | 0 | 0 | 0
PeakG | 0 | 0 | 0 | 0 | 0 | 0
PeakO | 0 | 0 | 0 | 0 | 0 | 0
ST | 0 | 0 | 0 | 0 | 0 | 0
STOG | 0 | 0 | 0 | 0 | 0 | 0
STWD | 0 | 0 | 0 | 0 | 0 | 0
WT | 0 | 0 | 0 | 0 | 0 | 0
IGCC | 0 | 0 | 0 | 0 | 0 | 0
DemandResponse | 0 | 0 | 0 | 0 | 0 | 0
IGCC-CCS | 0 | 0 | 0 | 0 | 0 | 0
WT_off | 0 | 0 | 0 | 0 | 0 | 0
PseudoUnit | 0 | 0 | 0 | 0 | 0 | 0
FixedInterchange | 0 | 0 | 0 | 0 | 0 | 0
Emission Cost by Reporting Type: NWPP_NucRenew
ReportingType | 2015 | 2020 | 2025 | 2030 | 2035 | 2040
BM | 0 | 0 | 0 | 0 | 0 | 0
CC | 0 | 0 | 0 | 0 | 0 | 0
CSP | 0 | 0 | 0 | 0 | 0 | 0
CT | 0 | 0 | 0 | 0 | 0 | 0
Coal | 0 | 0 | 0 | 0 | 0 | 0
Geo | 0 | 0 | 0 | 0 | 0 | 0
H | 0 | 0 | 0 | 0 | 0 | 0
LFG | 0 | 0 | 0 | 0 | 0 | 0
Nuc | 0 | 0 | 0 | 0 | 0 | 0
PS | 0 | 0 | 0 | 0 | 0 | 0
PV | 0 | 0 | 0 | 0 | 0 | 0
PeakG | 0 | 0 | 0 | 0 | 0 | 0
PeakO | 0 | 0 | 0 | 0 | 0 | 0
ST | 0 | 0 | 0 | 0 | 0 | 0
STOG | 0 | 0 | 0 | 0 | 0 | 0
STWD | 0 | 0 | 0 | 0 | 0 | 0
WT | 0 | 0 | 0 | 0 | 0 | 0
IGCC | 0 | 0 | 0 | 0 | 0 | 0
DemandResponse | 0 | 0 | 0 | 0 | 0 | 0
IGCC-CCS | 0 | 0 | 0 | 0 | 0 | 0
WT_off | 0 | 0 | 0 | 0 | 0 | 0
PseudoUnit | 0 | 0 | 0 | 0 | 0 | 0
FixedInterchange | 0 | 0 | 0 | 0 | 0 | 0
Emission Cost by Reporting Type: RMPA
ReportingType | 2015 | 2020 | 2025 | 2030 | 2035 | 2040
BM | 0 | 0 | 0 | 0 | 0 | 0
CC | 0 | 0 | 0 | 0 | 0 | 0
CSP | 0 | 0 | 0 | 0 | 0 | 0
CT | 0 | 0 | 0 | 0 | 0 | 0
Coal | 2.98 | 0 | 0 | 0 | 0 | 0
Geo | 0 | 0 | 0 | 0 | 0 | 0
H | 0 | 0 | 0 | 0 | 0 | 0
LFG | 0 | 0 | 0 | 0 | 0 | 0
Nuc | 0 | 0 | 0 | 0 | 0 | 0
PS | 0 | 0 | 0 | 0 | 0 | 0
PV | 0 | 0 | 0 | 0 | 0 | 0
PeakG | 0 | 0 | 0 | 0 | 0 | 0
PeakO | 0 | 0 | 0 | 0 | 0 | 0
ST | 0 | 0 | 0 | 0 | 0 | 0
STOG | 0 | 0 | 0 | 0 | 0 | 0
STWD | 0 | 0 | 0 | 0 | 0 | 0
WT | 0 | 0 | 0 | 0 | 0 | 0
IGCC | 0 | 0 | 0 | 0 | 0 | 0
DemandResponse | 0 | 0 | 0 | 0 | 0 | 0
IGCC-CCS | 0 | 0 | 0 | 0 | 0 | 0
WT_off | 0 | 0 | 0 | 0 | 0 | 0
PseudoUnit | 0 | 0 | 0 | 0 | 0 | 0
FixedInterchange | 0 | 0 | 0 | 0 | 0 | 0
Emission Cost by Reporting Type: SP15
ReportingType | 2015 | 2020 | 2025 | 2030 | 2035 | 2040
BM | 0 | 0 | 0 | 0 | 0 | 0
CC | 0 | 0 | 0 | 0 | 0 | 0
CSP | 0 | 0 | 0 | 0 | 0 | 0
CT | 0 | 0 | 0 | 0 | 0 | 0
Coal | 0.01 | 0 | 0 | 0 | 0 | 0
Geo | 0 | 0 | 0 | 0 | 0 | 0
H | 0 | 0 | 0 | 0 | 0 | 0
LFG | 0 | 0 | 0 | 0 | 0 | 0
Nuc | 0 | 0 | 0 | 0 | 0 | 0
PS | 0 | 0 | 0 | 0 | 0 | 0
PV | 0 | 0 | 0 | 0 | 0 | 0
PeakG | 0 | 0 | 0 | 0 | 0 | 0
PeakO | 0 | 0 | 0 | 0 | 0 | 0
ST | 0 | 0 | 0 | 0 | 0 | 0
STOG | 0 | 0 | 0 | 0 | 0 | 0
STWD | 0 | 0 | 0 | 0 | 0 | 0
WT | 0 | 0 | 0 | 0 | 0 | 0
IGCC | 0 | 0 | 0 | 0 | 0 | 0
DemandResponse | 0 | 0 | 0 | 0 | 0 | 0
IGCC-CCS | 0 | 0 | 0 | 0 | 0 | 0
WT_off | 0 | 0 | 0 | 0 | 0 | 0
PseudoUnit | 0 | 0 | 0 | 0 | 0 | 0
FixedInterchange | 0 | 0 | 0 | 0 | 0 | 0
Emission Cost by Reporting Type: ALB
ReportingType | 2015 | 2020 | 2025 | 2030 | 2035 | 2040
BM | 0 | 0 | 0 | 0 | 0 | 0
CC | 0 | 0 | 0 | 0 | 0 | 0
CSP | 0 | 0 | 0 | 0 | 0 | 0
CT | 0 | 0 | 0 | 0 | 0 | 0
Coal | 0 | 0 | 0 | 0 | 0 | 0
Geo | 0 | 0 | 0 | 0 | 0 | 0
H | 0 | 0 | 0 | 0 | 0 | 0
LFG | 0 | 0 | 0 | 0 | 0 | 0
Nuc | 0 | 0 | 0 | 0 | 0 | 0
PS | 0 | 0 | 0 | 0 | 0 | 0
PV | 0 | 0 | 0 | 0 | 0 | 0
PeakG | 0 | 0 | 0 | 0 | 0 | 0
PeakO | 0 | 0 | 0 | 0 | 0 | 0
ST | 0 | 0 | 0 | 0 | 0 | 0
STOG | 0 | 0 | 0 | 0 | 0 | 0
STWD | 0 | 0 | 0 | 0 | 0 | 0
WT | 0 | 0 | 0 | 0 | 0 | 0
IGCC | 0 | 0 | 0 | 0 | 0 | 0
DemandResponse | 0 | 0 | 0 | 0 | 0 | 0
IGCC-CCS | 0 | 0 | 0 | 0 | 0 | 0
WT_off | 0 | 0 | 0 | 0 | 0 | 0
PseudoUnit | 0 | 0 | 0 | 0 | 0 | 0
FixedInterchange | 0 | 0 | 0 | 0 | 0 | 0
Emission Cost by Reporting Type: BC
ReportingType | 2015 | 2020 | 2025 | 2030 | 2035 | 2040
BM | 0 | 0 | 0 | 0 | 0 | 0
CC | 0 | 0 | 0 | 0 | 0 | 0
CSP | 0 | 0 | 0 | 0 | 0 | 0
CT | 0 | 0 | 0 | 0 | 0 | 0
Coal | 0 | 0 | 0 | 0 | 0 | 0
Geo | 0 | 0 | 0 | 0 | 0 | 0
H | 0 | 0 | 0 | 0 | 0 | 0
LFG | 0 | 0 | 0 | 0 | 0 | 0
Nuc | 0 | 0 | 0 | 0 | 0 | 0
PS | 0 | 0 | 0 | 0 | 0 | 0
PV | 0 | 0 | 0 | 0 | 0 | 0
PeakG | 0 | 0 | 0 | 0 | 0 | 0
PeakO | 0 | 0 | 0 | 0 | 0 | 0
ST | 0 | 0 | 0 | 0 | 0 | 0
STOG | 0 | 0 | 0 | 0 | 0 | 0
STWD | 0 | 0 | 0 | 0 | 0 | 0
WT | 0 | 0 | 0 | 0 | 0 | 0
IGCC | 0 | 0 | 0 | 0 | 0 | 0
DemandResponse | 0 | 0 | 0 | 0 | 0 | 0
IGCC-CCS | 0 | 0 | 0 | 0 | 0 | 0
WT_off | 0 | 0 | 0 | 0 | 0 | 0
PseudoUnit | 0 | 0 | 0 | 0 | 0 | 0
FixedInterchange | 0 | 0 | 0 | 0 | 0 | 0
Emission Cost by Reporting Type: HQ_IESO
ReportingType | 2015 | 2020 | 2025 | 2030 | 2035 | 2040
BM | 0 | 0 | 0 | 0 | 0 | 0
CC | 0 | 0 | 0 | 0 | 0 | 0
CSP | 0 | 0 | 0 | 0 | 0 | 0
CT | 0 | 0 | 0 | 0 | 0 | 0
Coal | 0 | 0 | 0 | 0 | 0 | 0
Geo | 0 | 0 | 0 | 0 | 0 | 0
H | 0 | 0 | 0 | 0 | 0 | 0
LFG | 0 | 0 | 0 | 0 | 0 | 0
Nuc | 0 | 0 | 0 | 0 | 0 | 0
PS | 0 | 0 | 0 | 0 | 0 | 0
PV | 0 | 0 | 0 | 0 | 0 | 0
PeakG | 0 | 0 | 0 | 0 | 0 | 0
PeakO | 0 | 0 | 0 | 0 | 0 | 0
ST | 0 | 0 | 0 | 0 | 0 | 0
STOG | 0 | 0 | 0 | 0 | 0 | 0
STWD | 0 | 0 | 0 | 0 | 0 | 0
WT | 0 | 0 | 0 | 0 | 0 | 0
IGCC | 0 | 0 | 0 | 0 | 0 | 0
DemandResponse | 0 | 0 | 0 | 0 | 0 | 0
IGCC-CCS | 0 | 0 | 0 | 0 | 0 | 0
WT_off | 0 | 0 | 0 | 0 | 0 | 0
PseudoUnit | 0 | 0 | 0 | 0 | 0 | 0
FixedInterchange | 0 | 0 | 0 | 0 | 0 | 0
Emission Cost by Reporting Type: HQ_NEISO
ReportingType | 2015 | 2020 | 2025 | 2030 | 2035 | 2040
BM | 0 | 0 | 0 | 0 | 0 | 0
CC | 0 | 0 | 0 | 0 | 0 | 0
CSP | 0 | 0 | 0 | 0 | 0 | 0
CT | 0 | 0 | 0 | 0 | 0 | 0
Coal | 0 | 0 | 0 | 0 | 0 | 0
Geo | 0 | 0 | 0 | 0 | 0 | 0
H | 0 | 0 | 0 | 0 | 0 | 0
LFG | 0 | 0 | 0 | 0 | 0 | 0
Nuc | 0 | 0 | 0 | 0 | 0 | 0
PS | 0 | 0 | 0 | 0 | 0 | 0
PV | 0 | 0 | 0 | 0 | 0 | 0
PeakG | 0 | 0 | 0 | 0 | 0 | 0
PeakO | 0 | 0 | 0 | 0 | 0 | 0
ST | 0 | 0 | 0 | 0 | 0 | 0
STOG | 0 | 0 | 0 | 0 | 0 | 0
STWD | 0 | 0 | 0 | 0 | 0 | 0
WT | 0 | 0 | 0 | 0 | 0 | 0
IGCC | 0 | 0 | 0 | 0 | 0 | 0
DemandResponse | 0 | 0 | 0 | 0 | 0 | 0
IGCC-CCS | 0 | 0 | 0 | 0 | 0 | 0
WT_off | 0 | 0 | 0 | 0 | 0 | 0
PseudoUnit | 0 | 0 | 0 | 0 | 0 | 0
FixedInterchange | 0 | 0 | 0 | 0 | 0 | 0
Emission Cost by Reporting Type: HQ_NY
ReportingType | 2015 | 2020 | 2025 | 2030 | 2035 | 2040
BM | 0 | 0 | 0 | 0 | 0 | 0
CC | 0 | 0 | 0 | 0 | 0 | 0
CSP | 0 | 0 | 0 | 0 | 0 | 0
CT | 0 | 0 | 0 | 0 | 0 | 0
Coal | 0 | 0 | 0 | 0 | 0 | 0
Geo | 0 | 0 | 0 | 0 | 0 | 0
H | 0 | 0 | 0 | 0 | 0 | 0
LFG | 0 | 0 | 0 | 0 | 0 | 0
Nuc | 0 | 0 | 0 | 0 | 0 | 0
PS | 0 | 0 | 0 | 0 | 0 | 0
PV | 0 | 0 | 0 | 0 | 0 | 0
PeakG | 0 | 0 | 0 | 0 | 0 | 0
PeakO | 0 | 0 | 0 | 0 | 0 | 0
ST | 0 | 0 | 0 | 0 | 0 | 0
STOG | 0 | 0 | 0 | 0 | 0 | 0
STWD | 0 | 0 | 0 | 0 | 0 | 0
WT | 0 | 0 | 0 | 0 | 0 | 0
IGCC | 0 | 0 | 0 | 0 | 0 | 0
DemandResponse | 0 | 0 | 0 | 0 | 0 | 0
IGCC-CCS | 0 | 0 | 0 | 0 | 0 | 0
WT_off | 0 | 0 | 0 | 0 | 0 | 0
PseudoUnit | 0 | 0 | 0 | 0 | 0 | 0
FixedInterchange | 0 | 0 | 0 | 0 | 0 | 0
Emission Cost by Reporting Type: MARITIMES
ReportingType | 2015 | 2020 | 2025 | 2030 | 2035 | 2040
BM | 0 | 0 | 0 | 0 | 0 | 0
CC | 0 | 0 | 0 | 0 | 0 | 0
CSP | 0 | 0 | 0 | 0 | 0 | 0
CT | 0 | 0 | 0 | 0 | 0 | 0
Coal | 0 | 0 | 0 | 0 | 0 | 0
Geo | 0 | 0 | 0 | 0 | 0 | 0
H | 0 | 0 | 0 | 0 | 0 | 0
LFG | 0 | 0 | 0 | 0 | 0 | 0
Nuc | 0 | 0 | 0 | 0 | 0 | 0
PS | 0 | 0 | 0 | 0 | 0 | 0
PV | 0 | 0 | 0 | 0 | 0 | 0
PeakG | 0 | 0 | 0 | 0 | 0 | 0
PeakO | 0 | 0 | 0 | 0 | 0 | 0
ST | 0 | 0 | 0 | 0 | 0 | 0
STOG | 0 | 0 | 0 | 0 | 0 | 0
STWD | 0 | 0 | 0 | 0 | 0 | 0
WT | 0 | 0 | 0 | 0 | 0 | 0
IGCC | 0 | 0 | 0 | 0 | 0 | 0
DemandResponse | 0 | 0 | 0 | 0 | 0 | 0
IGCC-CCS | 0 | 0 | 0 | 0 | 0 | 0
WT_off | 0 | 0 | 0 | 0 | 0 | 0
PseudoUnit | 0 | 0 | 0 | 0 | 0 | 0
FixedInterchange | 0 | 0 | 0 | 0 | 0 | 0
Emission Cost by Reporting Type: All
ReportingType | 2015 | 2020 | 2025 | 2030 | 2035 | 2040
BM | 0 | 0 | 0 | 0 | 0 | 0
CC | 0 | 0 | 0 | 0 | 0 | 0
CSP | 0 | 0 | 0 | 0 | 0 | 0
CT | 0 | 0 | 0 | 0 | 0 | 0
Coal | 687.25 | 0 | 0 | 0 | 0 | 0
Geo | 0 | 0 | 0 | 0 | 0 | 0
H | 0 | 0 | 0 | 0 | 0 | 0
LFG | 0 | 0 | 0 | 0 | 0 | 0
Nuc | 0 | 0 | 0 | 0 | 0 | 0
PS | 0 | 0 | 0 | 0 | 0 | 0
PV | 0 | 0 | 0 | 0 | 0 | 0
PeakG | 0 | 0 | 0 | 0 | 0 | 0
PeakO | 0 | 0 | 0 | 0 | 0 | 0
ST | 0 | 0 | 0 | 0 | 0 | 0
STOG | 0 | 0 | 0 | 0 | 0 | 0
STWD | 0 | 0 | 0 | 0 | 0 | 0
WT | 0 | 0 | 0 | 0 | 0 | 0
IGCC | 0.3 | 0 | 0 | 0 | 0 | 0
DemandResponse | 0 | 0 | 0 | 0 | 0 | 0
IGCC-CCS | 0 | 0 | 0 | 0 | 0 | 0
WT_off | 0 | 0 | 0 | 0 | 0 | 0
PseudoUnit | 0 | 0 | 0 | 0 | 0 | 0
FixedInterchange | 0 | 0 | 0 | 0 | 0 | 0
Emission Cost by Reporting Type: EI_US
ReportingType | 2015 | 2020 | 2025 | 2030 | 2035 | 2040
BM | 0 | 0 | 0 | 0 | 0 | 0
CC | 0 | 0 | 0 | 0 | 0 | 0
CSP | 0 | 0 | 0 | 0 | 0 | 0
CT | 0 | 0 | 0 | 0 | 0 | 0
Coal | 648.95 | 0 | 0 | 0 | 0 | 0
Geo | 0 | 0 | 0 | 0 | 0 | 0
H | 0 | 0 | 0 | 0 | 0 | 0
LFG | 0 | 0 | 0 | 0 | 0 | 0
Nuc | 0 | 0 | 0 | 0 | 0 | 0
PS | 0 | 0 | 0 | 0 | 0 | 0
PV | 0 | 0 | 0 | 0 | 0 | 0
PeakG | 0 | 0 | 0 | 0 | 0 | 0
PeakO | 0 | 0 | 0 | 0 | 0 | 0
ST | 0 | 0 | 0 | 0 | 0 | 0
STOG | 0 | 0 | 0 | 0 | 0 | 0
STWD | 0 | 0 | 0 | 0 | 0 | 0
WT | 0 | 0 | 0 | 0 | 0 | 0
IGCC | 0.3 | 0 | 0 | 0 | 0 | 0
DemandResponse | 0 | 0 | 0 | 0 | 0 | 0
IGCC-CCS | 0 | 0 | 0 | 0 | 0 | 0
WT_off | 0 | 0 | 0 | 0 | 0 | 0
PseudoUnit | 0 | 0 | 0 | 0 | 0 | 0
FixedInterchange | 0 | 0 | 0 | 0 | 0 | 0
Emission Cost by Reporting Type: EI_Canada
ReportingType | 2015 | 2020 | 2025 | 2030 | 2035 | 2040
BM | 0 | 0 | 0 | 0 | 0 | 0
CC | 0 | 0 | 0 | 0 | 0 | 0
CSP | 0 | 0 | 0 | 0 | 0 | 0
CT | 0 | 0 | 0 | 0 | 0 | 0
Coal | 0 | 0 | 0 | 0 | 0 | 0
Geo | 0 | 0 | 0 | 0 | 0 | 0
H | 0 | 0 | 0 | 0 | 0 | 0
LFG | 0 | 0 | 0 | 0 | 0 | 0
Nuc | 0 | 0 | 0 | 0 | 0 | 0
PS | 0 | 0 | 0 | 0 | 0 | 0
PV | 0 | 0 | 0 | 0 | 0 | 0
PeakG | 0 | 0 | 0 | 0 | 0 | 0
PeakO | 0 | 0 | 0 | 0 | 0 | 0
ST | 0 | 0 | 0 | 0 | 0 | 0
STOG | 0 | 0 | 0 | 0 | 0 | 0
STWD | 0 | 0 | 0 | 0 | 0 | 0
WT | 0 | 0 | 0 | 0 | 0 | 0
IGCC | 0 | 0 | 0 | 0 | 0 | 0
DemandResponse | 0 | 0 | 0 | 0 | 0 | 0
IGCC-CCS | 0 | 0 | 0 | 0 | 0 | 0
WT_off | 0 | 0 | 0 | 0 | 0 | 0
PseudoUnit | 0 | 0 | 0 | 0 | 0 | 0
FixedInterchange | 0 | 0 | 0 | 0 | 0 | 0
Emission Cost by Reporting Type: EI
ReportingType | 2015 | 2020 | 2025 | 2030 | 2035 | 2040
BM | 0 | 0 | 0 | 0 | 0 | 0
CC | 0 | 0 | 0 | 0 | 0 | 0
CSP | 0 | 0 | 0 | 0 | 0 | 0
CT | 0 | 0 | 0 | 0 | 0 | 0
Coal | 648.95 | 0 | 0 | 0 | 0 | 0
Geo | 0 | 0 | 0 | 0 | 0 | 0
H | 0 | 0 | 0 | 0 | 0 | 0
LFG | 0 | 0 | 0 | 0 | 0 | 0
Nuc | 0 | 0 | 0 | 0 | 0 | 0
PS | 0 | 0 | 0 | 0 | 0 | 0
PV | 0 | 0 | 0 | 0 | 0 | 0
PeakG | 0 | 0 | 0 | 0 | 0 | 0
PeakO | 0 | 0 | 0 | 0 | 0 | 0
ST | 0 | 0 | 0 | 0 | 0 | 0
STOG | 0 | 0 | 0 | 0 | 0 | 0
STWD | 0 | 0 | 0 | 0 | 0 | 0
WT | 0 | 0 | 0 | 0 | 0 | 0
IGCC | 0.3 | 0 | 0 | 0 | 0 | 0
DemandResponse | 0 | 0 | 0 | 0 | 0 | 0
IGCC-CCS | 0 | 0 | 0 | 0 | 0 | 0
WT_off | 0 | 0 | 0 | 0 | 0 | 0
PseudoUnit | 0 | 0 | 0 | 0 | 0 | 0
FixedInterchange | 0 | 0 | 0 | 0 | 0 | 0
Emission Cost by Reporting Type: Outside_EI
ReportingType | 2015 | 2020 | 2025 | 2030 | 2035 | 2040
BM | 0 | 0 | 0 | 0 | 0 | 0
CC | 0 | 0 | 0 | 0 | 0 | 0
CSP | 0 | 0 | 0 | 0 | 0 | 0
CT | 0 | 0 | 0 | 0 | 0 | 0
Coal | 38.3 | 0 | 0 | 0 | 0 | 0
Geo | 0 | 0 | 0 | 0 | 0 | 0
H | 0 | 0 | 0 | 0 | 0 | 0
LFG | 0 | 0 | 0 | 0 | 0 | 0
Nuc | 0 | 0 | 0 | 0 | 0 | 0
PS | 0 | 0 | 0 | 0 | 0 | 0
PV | 0 | 0 | 0 | 0 | 0 | 0
PeakG | 0 | 0 | 0 | 0 | 0 | 0
PeakO | 0 | 0 | 0 | 0 | 0 | 0
ST | 0 | 0 | 0 | 0 | 0 | 0
STOG | 0 | 0 | 0 | 0 | 0 | 0
STWD | 0 | 0 | 0 | 0 | 0 | 0
WT | 0 | 0 | 0 | 0 | 0 | 0
IGCC | 0 | 0 | 0 | 0 | 0 | 0
DemandResponse | 0 | 0 | 0 | 0 | 0 | 0
IGCC-CCS | 0 | 0 | 0 | 0 | 0 | 0
WT_off | 0 | 0 | 0 | 0 | 0 | 0
PseudoUnit | 0 | 0 | 0 | 0 | 0 | 0
FixedInterchange | 0 | 0 | 0 | 0 | 0 | 0
==== Emission Program: CAIRNoxSeasonal : (NOx) ====
Emission Cost by Reporting Type: Entergy
ReportingType | 2015 | 2020 | 2025 | 2030 | 2035 | 2040
BM | 0 | 0 | 0 | 0 | 0 | 0
CC | 0 | 0 | 0 | 0 | 0 | 0
CSP | 0 | 0 | 0 | 0 | 0 | 0
CT | 0 | 0 | 0 | 0 | 0 | 0
Coal | 0 | 0 | 0 | 0 | 0 | 0
Geo | 0 | 0 | 0 | 0 | 0 | 0
H | 0 | 0 | 0 | 0 | 0 | 0
LFG | 0 | 0 | 0 | 0 | 0 | 0
Nuc | 0 | 0 | 0 | 0 | 0 | 0
PS | 0 | 0 | 0 | 0 | 0 | 0
PV | 0 | 0 | 0 | 0 | 0 | 0
PeakG | 0 | 0 | 0 | 0 | 0 | 0
PeakO | 0 | 0 | 0 | 0 | 0 | 0
ST | 0 | 0 | 0 | 0 | 0 | 0
STOG | 0 | 0 | 0 | 0 | 0 | 0
STWD | 0 | 0 | 0 | 0 | 0 | 0
WT | 0 | 0 | 0 | 0 | 0 | 0
IGCC | 0 | 0 | 0 | 0 | 0 | 0
DemandResponse | 0 | 0 | 0 | 0 | 0 | 0
IGCC-CCS | 0 | 0 | 0 | 0 | 0 | 0
WT_off | 0 | 0 | 0 | 0 | 0 | 0
PseudoUnit | 0 | 0 | 0 | 0 | 0 | 0
FixedInterchange | 0 | 0 | 0 | 0 | 0 | 0
Emission Cost by Reporting Type: FRCC
ReportingType | 2015 | 2020 | 2025 | 2030 | 2035 | 2040
BM | 0 | 0 | 0 | 0 | 0 | 0
CC | 0 | 0 | 0 | 0 | 0 | 0
CSP | 0 | 0 | 0 | 0 | 0 | 0
CT | 0 | 0 | 0 | 0 | 0 | 0
Coal | 0 | 0 | 0 | 0 | 0 | 0
Geo | 0 | 0 | 0 | 0 | 0 | 0
H | 0 | 0 | 0 | 0 | 0 | 0
LFG | 0 | 0 | 0 | 0 | 0 | 0
Nuc | 0 | 0 | 0 | 0 | 0 | 0
PS | 0 | 0 | 0 | 0 | 0 | 0
PV | 0 | 0 | 0 | 0 | 0 | 0
PeakG | 0 | 0 | 0 | 0 | 0 | 0
PeakO | 0 | 0 | 0 | 0 | 0 | 0
ST | 0 | 0 | 0 | 0 | 0 | 0
STOG | 0 | 0 | 0 | 0 | 0 | 0
STWD | 0 | 0 | 0 | 0 | 0 | 0
WT | 0 | 0 | 0 | 0 | 0 | 0
IGCC | 0 | 0 | 0 | 0 | 0 | 0
DemandResponse | 0 | 0 | 0 | 0 | 0 | 0
IGCC-CCS | 0 | 0 | 0 | 0 | 0 | 0
WT_off | 0 | 0 | 0 | 0 | 0 | 0
PseudoUnit | 0 | 0 | 0 | 0 | 0 | 0
FixedInterchange | 0 | 0 | 0 | 0 | 0 | 0
Emission Cost by Reporting Type: MAPP_US
ReportingType | 2015 | 2020 | 2025 | 2030 | 2035 | 2040
BM | 0 | 0 | 0 | 0 | 0 | 0
CC | 0 | 0 | 0 | 0 | 0 | 0
CSP | 0 | 0 | 0 | 0 | 0 | 0
CT | 0 | 0 | 0 | 0 | 0 | 0
Coal | 0 | 0 | 0 | 0 | 0 | 0
Geo | 0 | 0 | 0 | 0 | 0 | 0
H | 0 | 0 | 0 | 0 | 0 | 0
LFG | 0 | 0 | 0 | 0 | 0 | 0
Nuc | 0 | 0 | 0 | 0 | 0 | 0
PS | 0 | 0 | 0 | 0 | 0 | 0
PV | 0 | 0 | 0 | 0 | 0 | 0
PeakG | 0 | 0 | 0 | 0 | 0 | 0
PeakO | 0 | 0 | 0 | 0 | 0 | 0
ST | 0 | 0 | 0 | 0 | 0 | 0
STOG | 0 | 0 | 0 | 0 | 0 | 0
STWD | 0 | 0 | 0 | 0 | 0 | 0
WT | 0 | 0 | 0 | 0 | 0 | 0
IGCC | 0 | 0 | 0 | 0 | 0 | 0
DemandResponse | 0 | 0 | 0 | 0 | 0 | 0
IGCC-CCS | 0 | 0 | 0 | 0 | 0 | 0
WT_off | 0 | 0 | 0 | 0 | 0 | 0
PseudoUnit | 0 | 0 | 0 | 0 | 0 | 0
FixedInterchange | 0 | 0 | 0 | 0 | 0 | 0
Emission Cost by Reporting Type: MISO_IN
ReportingType | 2015 | 2020 | 2025 | 2030 | 2035 | 2040
BM | 0 | 0 | 0 | 0 | 0 | 0
CC | 0 | 0 | 0 | 0 | 0 | 0
CSP | 0 | 0 | 0 | 0 | 0 | 0
CT | 0 | 0 | 0 | 0 | 0 | 0
Coal | 0 | 0 | 0 | 0 | 0 | 0
Geo | 0 | 0 | 0 | 0 | 0 | 0
H | 0 | 0 | 0 | 0 | 0 | 0
LFG | 0 | 0 | 0 | 0 | 0 | 0
Nuc | 0 | 0 | 0 | 0 | 0 | 0
PS | 0 | 0 | 0 | 0 | 0 | 0
PV | 0 | 0 | 0 | 0 | 0 | 0
PeakG | 0 | 0 | 0 | 0 | 0 | 0
PeakO | 0 | 0 | 0 | 0 | 0 | 0
ST | 0 | 0 | 0 | 0 | 0 | 0
STOG | 0 | 0 | 0 | 0 | 0 | 0
STWD | 0 | 0 | 0 | 0 | 0 | 0
WT | 0 | 0 | 0 | 0 | 0 | 0
IGCC | 0 | 0 | 0 | 0 | 0 | 0
DemandResponse | 0 | 0 | 0 | 0 | 0 | 0
IGCC-CCS | 0 | 0 | 0 | 0 | 0 | 0
WT_off | 0 | 0 | 0 | 0 | 0 | 0
PseudoUnit | 0 | 0 | 0 | 0 | 0 | 0
FixedInterchange | 0 | 0 | 0 | 0 | 0 | 0
Emission Cost by Reporting Type: MISO_MI
ReportingType | 2015 | 2020 | 2025 | 2030 | 2035 | 2040
BM | 0 | 0 | 0 | 0 | 0 | 0
CC | 0 | 0 | 0 | 0 | 0 | 0
CSP | 0 | 0 | 0 | 0 | 0 | 0
CT | 0 | 0 | 0 | 0 | 0 | 0
Coal | 0 | 0 | 0 | 0 | 0 | 0
Geo | 0 | 0 | 0 | 0 | 0 | 0
H | 0 | 0 | 0 | 0 | 0 | 0
LFG | 0 | 0 | 0 | 0 | 0 | 0
Nuc | 0 | 0 | 0 | 0 | 0 | 0
PS | 0 | 0 | 0 | 0 | 0 | 0
PV | 0 | 0 | 0 | 0 | 0 | 0
PeakG | 0 | 0 | 0 | 0 | 0 | 0
PeakO | 0 | 0 | 0 | 0 | 0 | 0
ST | 0 | 0 | 0 | 0 | 0 | 0
STOG | 0 | 0 | 0 | 0 | 0 | 0
STWD | 0 | 0 | 0 | 0 | 0 | 0
WT | 0 | 0 | 0 | 0 | 0 | 0
IGCC | 0 | 0 | 0 | 0 | 0 | 0
DemandResponse | 0 | 0 | 0 | 0 | 0 | 0
IGCC-CCS | 0 | 0 | 0 | 0 | 0 | 0
WT_off | 0 | 0 | 0 | 0 | 0 | 0
PseudoUnit | 0 | 0 | 0 | 0 | 0 | 0
FixedInterchange | 0 | 0 | 0 | 0 | 0 | 0
Emission Cost by Reporting Type: MISO_MO-IL
ReportingType | 2015 | 2020 | 2025 | 2030 | 2035 | 2040
BM | 0 | 0 | 0 | 0 | 0 | 0
CC | 0 | 0 | 0 | 0 | 0 | 0
CSP | 0 | 0 | 0 | 0 | 0 | 0
CT | 0 | 0 | 0 | 0 | 0 | 0
Coal | 0 | 0 | 0 | 0 | 0 | 0
Geo | 0 | 0 | 0 | 0 | 0 | 0
H | 0 | 0 | 0 | 0 | 0 | 0
LFG | 0 | 0 | 0 | 0 | 0 | 0
Nuc | 0 | 0 | 0 | 0 | 0 | 0
PS | 0 | 0 | 0 | 0 | 0 | 0
PV | 0 | 0 | 0 | 0 | 0 | 0
PeakG | 0 | 0 | 0 | 0 | 0 | 0
PeakO | 0 | 0 | 0 | 0 | 0 | 0
ST | 0 | 0 | 0 | 0 | 0 | 0
STOG | 0 | 0 | 0 | 0 | 0 | 0
STWD | 0 | 0 | 0 | 0 | 0 | 0
WT | 0 | 0 | 0 | 0 | 0 | 0
IGCC | 0 | 0 | 0 | 0 | 0 | 0
DemandResponse | 0 | 0 | 0 | 0 | 0 | 0
IGCC-CCS | 0 | 0 | 0 | 0 | 0 | 0
WT_off | 0 | 0 | 0 | 0 | 0 | 0
PseudoUnit | 0 | 0 | 0 | 0 | 0 | 0
FixedInterchange | 0 | 0 | 0 | 0 | 0 | 0
Emission Cost by Reporting Type: MISO_W
ReportingType | 2015 | 2020 | 2025 | 2030 | 2035 | 2040
BM | 0 | 0 | 0 | 0 | 0 | 0
CC | 0 | 0 | 0 | 0 | 0 | 0
CSP | 0 | 0 | 0 | 0 | 0 | 0
CT | 0 | 0 | 0 | 0 | 0 | 0
Coal | 0 | 0 | 0 | 0 | 0 | 0
Geo | 0 | 0 | 0 | 0 | 0 | 0
H | 0 | 0 | 0 | 0 | 0 | 0
LFG | 0 | 0 | 0 | 0 | 0 | 0
Nuc | 0 | 0 | 0 | 0 | 0 | 0
PS | 0 | 0 | 0 | 0 | 0 | 0
PV | 0 | 0 | 0 | 0 | 0 | 0
PeakG | 0 | 0 | 0 | 0 | 0 | 0
PeakO | 0 | 0 | 0 | 0 | 0 | 0
ST | 0 | 0 | 0 | 0 | 0 | 0
STOG | 0 | 0 | 0 | 0 | 0 | 0
STWD | 0 | 0 | 0 | 0 | 0 | 0
WT | 0 | 0 | 0 | 0 | 0 | 0
IGCC | 0 | 0 | 0 | 0 | 0 | 0
DemandResponse | 0 | 0 | 0 | 0 | 0 | 0
IGCC-CCS | 0 | 0 | 0 | 0 | 0 | 0
WT_off | 0 | 0 | 0 | 0 | 0 | 0
PseudoUnit | 0 | 0 | 0 | 0 | 0 | 0
FixedInterchange | 0 | 0 | 0 | 0 | 0 | 0
Emission Cost by Reporting Type: MISO_WUMS
ReportingType | 2015 | 2020 | 2025 | 2030 | 2035 | 2040
BM | 0 | 0 | 0 | 0 | 0 | 0
CC | 0 | 0 | 0 | 0 | 0 | 0
CSP | 0 | 0 | 0 | 0 | 0 | 0
CT | 0 | 0 | 0 | 0 | 0 | 0
Coal | 0 | 0 | 0 | 0 | 0 | 0
Geo | 0 | 0 | 0 | 0 | 0 | 0
H | 0 | 0 | 0 | 0 | 0 | 0
LFG | 0 | 0 | 0 | 0 | 0 | 0
Nuc | 0 | 0 | 0 | 0 | 0 | 0
PS | 0 | 0 | 0 | 0 | 0 | 0
PV | 0 | 0 | 0 | 0 | 0 | 0
PeakG | 0 | 0 | 0 | 0 | 0 | 0
PeakO | 0 | 0 | 0 | 0 | 0 | 0
ST | 0 | 0 | 0 | 0 | 0 | 0
STOG | 0 | 0 | 0 | 0 | 0 | 0
STWD | 0 | 0 | 0 | 0 | 0 | 0
WT | 0 | 0 | 0 | 0 | 0 | 0
IGCC | 0 | 0 | 0 | 0 | 0 | 0
DemandResponse | 0 | 0 | 0 | 0 | 0 | 0
IGCC-CCS | 0 | 0 | 0 | 0 | 0 | 0
WT_off | 0 | 0 | 0 | 0 | 0 | 0
PseudoUnit | 0 | 0 | 0 | 0 | 0 | 0
FixedInterchange | 0 | 0 | 0 | 0 | 0 | 0
Emission Cost by Reporting Type: Nebraska
ReportingType | 2015 | 2020 | 2025 | 2030 | 2035 | 2040
BM | 0 | 0 | 0 | 0 | 0 | 0
CC | 0 | 0 | 0 | 0 | 0 | 0
CSP | 0 | 0 | 0 | 0 | 0 | 0
CT | 0 | 0 | 0 | 0 | 0 | 0
Coal | 0 | 0 | 0 | 0 | 0 | 0
Geo | 0 | 0 | 0 | 0 | 0 | 0
H | 0 | 0 | 0 | 0 | 0 | 0
LFG | 0 | 0 | 0 | 0 | 0 | 0
Nuc | 0 | 0 | 0 | 0 | 0 | 0
PS | 0 | 0 | 0 | 0 | 0 | 0
PV | 0 | 0 | 0 | 0 | 0 | 0
PeakG | 0 | 0 | 0 | 0 | 0 | 0
PeakO | 0 | 0 | 0 | 0 | 0 | 0
ST | 0 | 0 | 0 | 0 | 0 | 0
STOG | 0 | 0 | 0 | 0 | 0 | 0
STWD | 0 | 0 | 0 | 0 | 0 | 0
WT | 0 | 0 | 0 | 0 | 0 | 0
IGCC | 0 | 0 | 0 | 0 | 0 | 0
DemandResponse | 0 | 0 | 0 | 0 | 0 | 0
IGCC-CCS | 0 | 0 | 0 | 0 | 0 | 0
WT_off | 0 | 0 | 0 | 0 | 0 | 0
PseudoUnit | 0 | 0 | 0 | 0 | 0 | 0
FixedInterchange | 0 | 0 | 0 | 0 | 0 | 0
Emission Cost by Reporting Type: NEISO
ReportingType | 2015 | 2020 | 2025 | 2030 | 2035 | 2040
BM | 0 | 0 | 0 | 0 | 0 | 0
CC | 0 | 0 | 0 | 0 | 0 | 0
CSP | 0 | 0 | 0 | 0 | 0 | 0
CT | 0 | 0 | 0 | 0 | 0 | 0
Coal | 0 | 0 | 0 | 0 | 0 | 0
Geo | 0 | 0 | 0 | 0 | 0 | 0
H | 0 | 0 | 0 | 0 | 0 | 0
LFG | 0 | 0 | 0 | 0 | 0 | 0
Nuc | 0 | 0 | 0 | 0 | 0 | 0
PS | 0 | 0 | 0 | 0 | 0 | 0
PV | 0 | 0 | 0 | 0 | 0 | 0
PeakG | 0 | 0 | 0 | 0 | 0 | 0
PeakO | 0 | 0 | 0 | 0 | 0 | 0
ST | 0 | 0 | 0 | 0 | 0 | 0
STOG | 0 | 0 | 0 | 0 | 0 | 0
STWD | 0 | 0 | 0 | 0 | 0 | 0
WT | 0 | 0 | 0 | 0 | 0 | 0
IGCC | 0 | 0 | 0 | 0 | 0 | 0
DemandResponse | 0 | 0 | 0 | 0 | 0 | 0
IGCC-CCS | 0 | 0 | 0 | 0 | 0 | 0
WT_off | 0 | 0 | 0 | 0 | 0 | 0
PseudoUnit | 0 | 0 | 0 | 0 | 0 | 0
FixedInterchange | 0 | 0 | 0 | 0 | 0 | 0
Emission Cost by Reporting Type: NonRTO_Midwest
ReportingType | 2015 | 2020 | 2025 | 2030 | 2035 | 2040
BM | 0 | 0 | 0 | 0 | 0 | 0
CC | 0 | 0 | 0 | 0 | 0 | 0
CSP | 0 | 0 | 0 | 0 | 0 | 0
CT | 0 | 0 | 0 | 0 | 0 | 0
Coal | 0 | 0 | 0 | 0 | 0 | 0
Geo | 0 | 0 | 0 | 0 | 0 | 0
H | 0 | 0 | 0 | 0 | 0 | 0
LFG | 0 | 0 | 0 | 0 | 0 | 0
Nuc | 0 | 0 | 0 | 0 | 0 | 0
PS | 0 | 0 | 0 | 0 | 0 | 0
PV | 0 | 0 | 0 | 0 | 0 | 0
PeakG | 0 | 0 | 0 | 0 | 0 | 0
PeakO | 0 | 0 | 0 | 0 | 0 | 0
ST | 0 | 0 | 0 | 0 | 0 | 0
STOG | 0 | 0 | 0 | 0 | 0 | 0
STWD | 0 | 0 | 0 | 0 | 0 | 0
WT | 0 | 0 | 0 | 0 | 0 | 0
IGCC | 0 | 0 | 0 | 0 | 0 | 0
DemandResponse | 0 | 0 | 0 | 0 | 0 | 0
IGCC-CCS | 0 | 0 | 0 | 0 | 0 | 0
WT_off | 0 | 0 | 0 | 0 | 0 | 0
PseudoUnit | 0 | 0 | 0 | 0 | 0 | 0
FixedInterchange | 0 | 0 | 0 | 0 | 0 | 0
Emission Cost by Reporting Type: NYISO_A-F
ReportingType | 2015 | 2020 | 2025 | 2030 | 2035 | 2040
BM | 0 | 0 | 0 | 0 | 0 | 0
CC | 0 | 0 | 0 | 0 | 0 | 0
CSP | 0 | 0 | 0 | 0 | 0 | 0
CT | 0 | 0 | 0 | 0 | 0 | 0
Coal | 0 | 0 | 0 | 0 | 0 | 0
Geo | 0 | 0 | 0 | 0 | 0 | 0
H | 0 | 0 | 0 | 0 | 0 | 0
LFG | 0 | 0 | 0 | 0 | 0 | 0
Nuc | 0 | 0 | 0 | 0 | 0 | 0
PS | 0 | 0 | 0 | 0 | 0 | 0
PV | 0 | 0 | 0 | 0 | 0 | 0
PeakG | 0 | 0 | 0 | 0 | 0 | 0
PeakO | 0 | 0 | 0 | 0 | 0 | 0
ST | 0 | 0 | 0 | 0 | 0 | 0
STOG | 0 | 0 | 0 | 0 | 0 | 0
STWD | 0 | 0 | 0 | 0 | 0 | 0
WT | 0 | 0 | 0 | 0 | 0 | 0
IGCC | 0 | 0 | 0 | 0 | 0 | 0
DemandResponse | 0 | 0 | 0 | 0 | 0 | 0
IGCC-CCS | 0 | 0 | 0 | 0 | 0 | 0
WT_off | 0 | 0 | 0 | 0 | 0 | 0
PseudoUnit | 0 | 0 | 0 | 0 | 0 | 0
FixedInterchange | 0 | 0 | 0 | 0 | 0 | 0
Emission Cost by Reporting Type: NYISO_G-I
ReportingType | 2015 | 2020 | 2025 | 2030 | 2035 | 2040
BM | 0 | 0 | 0 | 0 | 0 | 0
CC | 0 | 0 | 0 | 0 | 0 | 0
CSP | 0 | 0 | 0 | 0 | 0 | 0
CT | 0 | 0 | 0 | 0 | 0 | 0
Coal | 0 | 0 | 0 | 0 | 0 | 0
Geo | 0 | 0 | 0 | 0 | 0 | 0
H | 0 | 0 | 0 | 0 | 0 | 0
LFG | 0 | 0 | 0 | 0 | 0 | 0
Nuc | 0 | 0 | 0 | 0 | 0 | 0
PS | 0 | 0 | 0 | 0 | 0 | 0
PV | 0 | 0 | 0 | 0 | 0 | 0
PeakG | 0 | 0 | 0 | 0 | 0 | 0
PeakO | 0 | 0 | 0 | 0 | 0 | 0
ST | 0 | 0 | 0 | 0 | 0 | 0
STOG | 0 | 0 | 0 | 0 | 0 | 0
STWD | 0 | 0 | 0 | 0 | 0 | 0
WT | 0 | 0 | 0 | 0 | 0 | 0
IGCC | 0 | 0 | 0 | 0 | 0 | 0
DemandResponse | 0 | 0 | 0 | 0 | 0 | 0
IGCC-CCS | 0 | 0 | 0 | 0 | 0 | 0
WT_off | 0 | 0 | 0 | 0 | 0 | 0
PseudoUnit | 0 | 0 | 0 | 0 | 0 | 0
FixedInterchange | 0 | 0 | 0 | 0 | 0 | 0
Emission Cost by Reporting Type: NYISO_J-K
ReportingType | 2015 | 2020 | 2025 | 2030 | 2035 | 2040
BM | 0 | 0 | 0 | 0 | 0 | 0
CC | 0 | 0 | 0 | 0 | 0 | 0
CSP | 0 | 0 | 0 | 0 | 0 | 0
CT | 0 | 0 | 0 | 0 | 0 | 0
Coal | 0 | 0 | 0 | 0 | 0 | 0
Geo | 0 | 0 | 0 | 0 | 0 | 0
H | 0 | 0 | 0 | 0 | 0 | 0
LFG | 0 | 0 | 0 | 0 | 0 | 0
Nuc | 0 | 0 | 0 | 0 | 0 | 0
PS | 0 | 0 | 0 | 0 | 0 | 0
PV | 0 | 0 | 0 | 0 | 0 | 0
PeakG | 0 | 0 | 0 | 0 | 0 | 0
PeakO | 0 | 0 | 0 | 0 | 0 | 0
ST | 0 | 0 | 0 | 0 | 0 | 0
STOG | 0 | 0 | 0 | 0 | 0 | 0
STWD | 0 | 0 | 0 | 0 | 0 | 0
WT | 0 | 0 | 0 | 0 | 0 | 0
IGCC | 0 | 0 | 0 | 0 | 0 | 0
DemandResponse | 0 | 0 | 0 | 0 | 0 | 0
IGCC-CCS | 0 | 0 | 0 | 0 | 0 | 0
WT_off | 0 | 0 | 0 | 0 | 0 | 0
PseudoUnit | 0 | 0 | 0 | 0 | 0 | 0
FixedInterchange | 0 | 0 | 0 | 0 | 0 | 0
Emission Cost by Reporting Type: PJM_E
ReportingType | 2015 | 2020 | 2025 | 2030 | 2035 | 2040
BM | 0 | 0 | 0 | 0 | 0 | 0
CC | 0 | 0 | 0 | 0 | 0 | 0
CSP | 0 | 0 | 0 | 0 | 0 | 0
CT | 0 | 0 | 0 | 0 | 0 | 0
Coal | 0 | 0 | 0 | 0 | 0 | 0
Geo | 0 | 0 | 0 | 0 | 0 | 0
H | 0 | 0 | 0 | 0 | 0 | 0
LFG | 0 | 0 | 0 | 0 | 0 | 0
Nuc | 0 | 0 | 0 | 0 | 0 | 0
PS | 0 | 0 | 0 | 0 | 0 | 0
PV | 0 | 0 | 0 | 0 | 0 | 0
PeakG | 0 | 0 | 0 | 0 | 0 | 0
PeakO | 0 | 0 | 0 | 0 | 0 | 0
ST | 0 | 0 | 0 | 0 | 0 | 0
STOG | 0 | 0 | 0 | 0 | 0 | 0
STWD | 0 | 0 | 0 | 0 | 0 | 0
WT | 0 | 0 | 0 | 0 | 0 | 0
IGCC | 0 | 0 | 0 | 0 | 0 | 0
DemandResponse | 0 | 0 | 0 | 0 | 0 | 0
IGCC-CCS | 0 | 0 | 0 | 0 | 0 | 0
WT_off | 0 | 0 | 0 | 0 | 0 | 0
PseudoUnit | 0 | 0 | 0 | 0 | 0 | 0
FixedInterchange | 0 | 0 | 0 | 0 | 0 | 0
Emission Cost by Reporting Type: PJM_ROM
ReportingType | 2015 | 2020 | 2025 | 2030 | 2035 | 2040
BM | 0 | 0 | 0 | 0 | 0 | 0
CC | 0 | 0 | 0 | 0 | 0 | 0
CSP | 0 | 0 | 0 | 0 | 0 | 0
CT | 0 | 0 | 0 | 0 | 0 | 0
Coal | 0 | 0 | 0 | 0 | 0 | 0
Geo | 0 | 0 | 0 | 0 | 0 | 0
H | 0 | 0 | 0 | 0 | 0 | 0
LFG | 0 | 0 | 0 | 0 | 0 | 0
Nuc | 0 | 0 | 0 | 0 | 0 | 0
PS | 0 | 0 | 0 | 0 | 0 | 0
PV | 0 | 0 | 0 | 0 | 0 | 0
PeakG | 0 | 0 | 0 | 0 | 0 | 0
PeakO | 0 | 0 | 0 | 0 | 0 | 0
ST | 0 | 0 | 0 | 0 | 0 | 0
STOG | 0 | 0 | 0 | 0 | 0 | 0
STWD | 0 | 0 | 0 | 0 | 0 | 0
WT | 0 | 0 | 0 | 0 | 0 | 0
IGCC | 0 | 0 | 0 | 0 | 0 | 0
DemandResponse | 0 | 0 | 0 | 0 | 0 | 0
IGCC-CCS | 0 | 0 | 0 | 0 | 0 | 0
WT_off | 0 | 0 | 0 | 0 | 0 | 0
PseudoUnit | 0 | 0 | 0 | 0 | 0 | 0
FixedInterchange | 0 | 0 | 0 | 0 | 0 | 0
Emission Cost by Reporting Type: PJM_ROR
ReportingType | 2015 | 2020 | 2025 | 2030 | 2035 | 2040
BM | 0 | 0 | 0 | 0 | 0 | 0
CC | 0 | 0 | 0 | 0 | 0 | 0
CSP | 0 | 0 | 0 | 0 | 0 | 0
CT | 0 | 0 | 0 | 0 | 0 | 0
Coal | 0 | 0 | 0 | 0 | 0 | 0
Geo | 0 | 0 | 0 | 0 | 0 | 0
H | 0 | 0 | 0 | 0 | 0 | 0
LFG | 0 | 0 | 0 | 0 | 0 | 0
Nuc | 0 | 0 | 0 | 0 | 0 | 0
PS | 0 | 0 | 0 | 0 | 0 | 0
PV | 0 | 0 | 0 | 0 | 0 | 0
PeakG | 0 | 0 | 0 | 0 | 0 | 0
PeakO | 0 | 0 | 0 | 0 | 0 | 0
ST | 0 | 0 | 0 | 0 | 0 | 0
STOG | 0 | 0 | 0 | 0 | 0 | 0
STWD | 0 | 0 | 0 | 0 | 0 | 0
WT | 0 | 0 | 0 | 0 | 0 | 0
IGCC | 0 | 0 | 0 | 0 | 0 | 0
DemandResponse | 0 | 0 | 0 | 0 | 0 | 0
IGCC-CCS | 0 | 0 | 0 | 0 | 0 | 0
WT_off | 0 | 0 | 0 | 0 | 0 | 0
PseudoUnit | 0 | 0 | 0 | 0 | 0 | 0
FixedInterchange | 0 | 0 | 0 | 0 | 0 | 0
Emission Cost by Reporting Type: SOCO
ReportingType | 2015 | 2020 | 2025 | 2030 | 2035 | 2040
BM | 0 | 0 | 0 | 0 | 0 | 0
CC | 0 | 0 | 0 | 0 | 0 | 0
CSP | 0 | 0 | 0 | 0 | 0 | 0
CT | 0 | 0 | 0 | 0 | 0 | 0
Coal | 0 | 0 | 0 | 0 | 0 | 0
Geo | 0 | 0 | 0 | 0 | 0 | 0
H | 0 | 0 | 0 | 0 | 0 | 0
LFG | 0 | 0 | 0 | 0 | 0 | 0
Nuc | 0 | 0 | 0 | 0 | 0 | 0
PS | 0 | 0 | 0 | 0 | 0 | 0
PV | 0 | 0 | 0 | 0 | 0 | 0
PeakG | 0 | 0 | 0 | 0 | 0 | 0
PeakO | 0 | 0 | 0 | 0 | 0 | 0
ST | 0 | 0 | 0 | 0 | 0 | 0
STOG | 0 | 0 | 0 | 0 | 0 | 0
STWD | 0 | 0 | 0 | 0 | 0 | 0
WT | 0 | 0 | 0 | 0 | 0 | 0
IGCC | 0 | 0 | 0 | 0 | 0 | 0
DemandResponse | 0 | 0 | 0 | 0 | 0 | 0
IGCC-CCS | 0 | 0 | 0 | 0 | 0 | 0
WT_off | 0 | 0 | 0 | 0 | 0 | 0
PseudoUnit | 0 | 0 | 0 | 0 | 0 | 0
FixedInterchange | 0 | 0 | 0 | 0 | 0 | 0
Emission Cost by Reporting Type: SPP_N
ReportingType | 2015 | 2020 | 2025 | 2030 | 2035 | 2040
BM | 0 | 0 | 0 | 0 | 0 | 0
CC | 0 | 0 | 0 | 0 | 0 | 0
CSP | 0 | 0 | 0 | 0 | 0 | 0
CT | 0 | 0 | 0 | 0 | 0 | 0
Coal | 0 | 0 | 0 | 0 | 0 | 0
Geo | 0 | 0 | 0 | 0 | 0 | 0
H | 0 | 0 | 0 | 0 | 0 | 0
LFG | 0 | 0 | 0 | 0 | 0 | 0
Nuc | 0 | 0 | 0 | 0 | 0 | 0
PS | 0 | 0 | 0 | 0 | 0 | 0
PV | 0 | 0 | 0 | 0 | 0 | 0
PeakG | 0 | 0 | 0 | 0 | 0 | 0
PeakO | 0 | 0 | 0 | 0 | 0 | 0
ST | 0 | 0 | 0 | 0 | 0 | 0
STOG | 0 | 0 | 0 | 0 | 0 | 0
STWD | 0 | 0 | 0 | 0 | 0 | 0
WT | 0 | 0 | 0 | 0 | 0 | 0
IGCC | 0 | 0 | 0 | 0 | 0 | 0
DemandResponse | 0 | 0 | 0 | 0 | 0 | 0
IGCC-CCS | 0 | 0 | 0 | 0 | 0 | 0
WT_off | 0 | 0 | 0 | 0 | 0 | 0
PseudoUnit | 0 | 0 | 0 | 0 | 0 | 0
FixedInterchange | 0 | 0 | 0 | 0 | 0 | 0
Emission Cost by Reporting Type: SPP_S
ReportingType | 2015 | 2020 | 2025 | 2030 | 2035 | 2040
BM | 0 | 0 | 0 | 0 | 0 | 0
CC | 0 | 0 | 0 | 0 | 0 | 0
CSP | 0 | 0 | 0 | 0 | 0 | 0
CT | 0 | 0 | 0 | 0 | 0 | 0
Coal | 0 | 0 | 0 | 0 | 0 | 0
Geo | 0 | 0 | 0 | 0 | 0 | 0
H | 0 | 0 | 0 | 0 | 0 | 0
LFG | 0 | 0 | 0 | 0 | 0 | 0
Nuc | 0 | 0 | 0 | 0 | 0 | 0
PS | 0 | 0 | 0 | 0 | 0 | 0
PV | 0 | 0 | 0 | 0 | 0 | 0
PeakG | 0 | 0 | 0 | 0 | 0 | 0
PeakO | 0 | 0 | 0 | 0 | 0 | 0
ST | 0 | 0 | 0 | 0 | 0 | 0
STOG | 0 | 0 | 0 | 0 | 0 | 0
STWD | 0 | 0 | 0 | 0 | 0 | 0
WT | 0 | 0 | 0 | 0 | 0 | 0
IGCC | 0 | 0 | 0 | 0 | 0 | 0
DemandResponse | 0 | 0 | 0 | 0 | 0 | 0
IGCC-CCS | 0 | 0 | 0 | 0 | 0 | 0
WT_off | 0 | 0 | 0 | 0 | 0 | 0
PseudoUnit | 0 | 0 | 0 | 0 | 0 | 0
FixedInterchange | 0 | 0 | 0 | 0 | 0 | 0
Emission Cost by Reporting Type: TVA
ReportingType | 2015 | 2020 | 2025 | 2030 | 2035 | 2040
BM | 0 | 0 | 0 | 0 | 0 | 0
CC | 0 | 0 | 0 | 0 | 0 | 0
CSP | 0 | 0 | 0 | 0 | 0 | 0
CT | 0 | 0 | 0 | 0 | 0 | 0
Coal | 0 | 0 | 0 | 0 | 0 | 0
Geo | 0 | 0 | 0 | 0 | 0 | 0
H | 0 | 0 | 0 | 0 | 0 | 0
LFG | 0 | 0 | 0 | 0 | 0 | 0
Nuc | 0 | 0 | 0 | 0 | 0 | 0
PS | 0 | 0 | 0 | 0 | 0 | 0
PV | 0 | 0 | 0 | 0 | 0 | 0
PeakG | 0 | 0 | 0 | 0 | 0 | 0
PeakO | 0 | 0 | 0 | 0 | 0 | 0
ST | 0 | 0 | 0 | 0 | 0 | 0
STOG | 0 | 0 | 0 | 0 | 0 | 0
STWD | 0 | 0 | 0 | 0 | 0 | 0
WT | 0 | 0 | 0 | 0 | 0 | 0
IGCC | 0 | 0 | 0 | 0 | 0 | 0
DemandResponse | 0 | 0 | 0 | 0 | 0 | 0
IGCC-CCS | 0 | 0 | 0 | 0 | 0 | 0
WT_off | 0 | 0 | 0 | 0 | 0 | 0
PseudoUnit | 0 | 0 | 0 | 0 | 0 | 0
FixedInterchange | 0 | 0 | 0 | 0 | 0 | 0
Emission Cost by Reporting Type: TVA_Transmission
ReportingType | 2015 | 2020 | 2025 | 2030 | 2035 | 2040
BM | 0 | 0 | 0 | 0 | 0 | 0
CC | 0 | 0 | 0 | 0 | 0 | 0
CSP | 0 | 0 | 0 | 0 | 0 | 0
CT | 0 | 0 | 0 | 0 | 0 | 0
Coal | 0 | 0 | 0 | 0 | 0 | 0
Geo | 0 | 0 | 0 | 0 | 0 | 0
H | 0 | 0 | 0 | 0 | 0 | 0
LFG | 0 | 0 | 0 | 0 | 0 | 0
Nuc | 0 | 0 | 0 | 0 | 0 | 0
PS | 0 | 0 | 0 | 0 | 0 | 0
PV | 0 | 0 | 0 | 0 | 0 | 0
PeakG | 0 | 0 | 0 | 0 | 0 | 0
PeakO | 0 | 0 | 0 | 0 | 0 | 0
ST | 0 | 0 | 0 | 0 | 0 | 0
STOG | 0 | 0 | 0 | 0 | 0 | 0
STWD | 0 | 0 | 0 | 0 | 0 | 0
WT | 0 | 0 | 0 | 0 | 0 | 0
IGCC | 0 | 0 | 0 | 0 | 0 | 0
DemandResponse | 0 | 0 | 0 | 0 | 0 | 0
IGCC-CCS | 0 | 0 | 0 | 0 | 0 | 0
WT_off | 0 | 0 | 0 | 0 | 0 | 0
PseudoUnit | 0 | 0 | 0 | 0 | 0 | 0
FixedInterchange | 0 | 0 | 0 | 0 | 0 | 0
Emission Cost by Reporting Type: VACAR
ReportingType | 2015 | 2020 | 2025 | 2030 | 2035 | 2040
BM | 0 | 0 | 0 | 0 | 0 | 0
CC | 0 | 0 | 0 | 0 | 0 | 0
CSP | 0 | 0 | 0 | 0 | 0 | 0
CT | 0 | 0 | 0 | 0 | 0 | 0
Coal | 0 | 0 | 0 | 0 | 0 | 0
Geo | 0 | 0 | 0 | 0 | 0 | 0
H | 0 | 0 | 0 | 0 | 0 | 0
LFG | 0 | 0 | 0 | 0 | 0 | 0
Nuc | 0 | 0 | 0 | 0 | 0 | 0
PS | 0 | 0 | 0 | 0 | 0 | 0
PV | 0 | 0 | 0 | 0 | 0 | 0
PeakG | 0 | 0 | 0 | 0 | 0 | 0
PeakO | 0 | 0 | 0 | 0 | 0 | 0
ST | 0 | 0 | 0 | 0 | 0 | 0
STOG | 0 | 0 | 0 | 0 | 0 | 0
STWD | 0 | 0 | 0 | 0 | 0 | 0
WT | 0 | 0 | 0 | 0 | 0 | 0
IGCC | 0 | 0 | 0 | 0 | 0 | 0
DemandResponse | 0 | 0 | 0 | 0 | 0 | 0
IGCC-CCS | 0 | 0 | 0 | 0 | 0 | 0
WT_off | 0 | 0 | 0 | 0 | 0 | 0
PseudoUnit | 0 | 0 | 0 | 0 | 0 | 0
FixedInterchange | 0 | 0 | 0 | 0 | 0 | 0
Emission Cost by Reporting Type: IESO
ReportingType | 2015 | 2020 | 2025 | 2030 | 2035 | 2040
BM | 0 | 0 | 0 | 0 | 0 | 0
CC | 0 | 0 | 0 | 0 | 0 | 0
CSP | 0 | 0 | 0 | 0 | 0 | 0
CT | 0 | 0 | 0 | 0 | 0 | 0
Coal | 0 | 0 | 0 | 0 | 0 | 0
Geo | 0 | 0 | 0 | 0 | 0 | 0
H | 0 | 0 | 0 | 0 | 0 | 0
LFG | 0 | 0 | 0 | 0 | 0 | 0
Nuc | 0 | 0 | 0 | 0 | 0 | 0
PS | 0 | 0 | 0 | 0 | 0 | 0
PV | 0 | 0 | 0 | 0 | 0 | 0
PeakG | 0 | 0 | 0 | 0 | 0 | 0
PeakO | 0 | 0 | 0 | 0 | 0 | 0
ST | 0 | 0 | 0 | 0 | 0 | 0
STOG | 0 | 0 | 0 | 0 | 0 | 0
STWD | 0 | 0 | 0 | 0 | 0 | 0
WT | 0 | 0 | 0 | 0 | 0 | 0
IGCC | 0 | 0 | 0 | 0 | 0 | 0
DemandResponse | 0 | 0 | 0 | 0 | 0 | 0
IGCC-CCS | 0 | 0 | 0 | 0 | 0 | 0
WT_off | 0 | 0 | 0 | 0 | 0 | 0
PseudoUnit | 0 | 0 | 0 | 0 | 0 | 0
FixedInterchange | 0 | 0 | 0 | 0 | 0 | 0
Emission Cost by Reporting Type: MAPP_CA
ReportingType | 2015 | 2020 | 2025 | 2030 | 2035 | 2040
BM | 0 | 0 | 0 | 0 | 0 | 0
CC | 0 | 0 | 0 | 0 | 0 | 0
CSP | 0 | 0 | 0 | 0 | 0 | 0
CT | 0 | 0 | 0 | 0 | 0 | 0
Coal | 0 | 0 | 0 | 0 | 0 | 0
Geo | 0 | 0 | 0 | 0 | 0 | 0
H | 0 | 0 | 0 | 0 | 0 | 0
LFG | 0 | 0 | 0 | 0 | 0 | 0
Nuc | 0 | 0 | 0 | 0 | 0 | 0
PS | 0 | 0 | 0 | 0 | 0 | 0
PV | 0 | 0 | 0 | 0 | 0 | 0
PeakG | 0 | 0 | 0 | 0 | 0 | 0
PeakO | 0 | 0 | 0 | 0 | 0 | 0
ST | 0 | 0 | 0 | 0 | 0 | 0
STOG | 0 | 0 | 0 | 0 | 0 | 0
STWD | 0 | 0 | 0 | 0 | 0 | 0
WT | 0 | 0 | 0 | 0 | 0 | 0
IGCC | 0 | 0 | 0 | 0 | 0 | 0
DemandResponse | 0 | 0 | 0 | 0 | 0 | 0
IGCC-CCS | 0 | 0 | 0 | 0 | 0 | 0
WT_off | 0 | 0 | 0 | 0 | 0 | 0
PseudoUnit | 0 | 0 | 0 | 0 | 0 | 0
FixedInterchange | 0 | 0 | 0 | 0 | 0 | 0
Emission Cost by Reporting Type: AZ_NM_SNV_Coal
ReportingType | 2015 | 2020 | 2025 | 2030 | 2035 | 2040
BM | 0 | 0 | 0 | 0 | 0 | 0
CC | 0 | 0 | 0 | 0 | 0 | 0
CSP | 0 | 0 | 0 | 0 | 0 | 0
CT | 0 | 0 | 0 | 0 | 0 | 0
Coal | 0 | 0 | 0 | 0 | 0 | 0
Geo | 0 | 0 | 0 | 0 | 0 | 0
H | 0 | 0 | 0 | 0 | 0 | 0
LFG | 0 | 0 | 0 | 0 | 0 | 0
Nuc | 0 | 0 | 0 | 0 | 0 | 0
PS | 0 | 0 | 0 | 0 | 0 | 0
PV | 0 | 0 | 0 | 0 | 0 | 0
PeakG | 0 | 0 | 0 | 0 | 0 | 0
PeakO | 0 | 0 | 0 | 0 | 0 | 0
ST | 0 | 0 | 0 | 0 | 0 | 0
STOG | 0 | 0 | 0 | 0 | 0 | 0
STWD | 0 | 0 | 0 | 0 | 0 | 0
WT | 0 | 0 | 0 | 0 | 0 | 0
IGCC | 0 | 0 | 0 | 0 | 0 | 0
DemandResponse | 0 | 0 | 0 | 0 | 0 | 0
IGCC-CCS | 0 | 0 | 0 | 0 | 0 | 0
WT_off | 0 | 0 | 0 | 0 | 0 | 0
PseudoUnit | 0 | 0 | 0 | 0 | 0 | 0
FixedInterchange | 0 | 0 | 0 | 0 | 0 | 0
Emission Cost by Reporting Type: AZ_NM_SNV_Gas
ReportingType | 2015 | 2020 | 2025 | 2030 | 2035 | 2040
BM | 0 | 0 | 0 | 0 | 0 | 0
CC | 0 | 0 | 0 | 0 | 0 | 0
CSP | 0 | 0 | 0 | 0 | 0 | 0
CT | 0 | 0 | 0 | 0 | 0 | 0
Coal | 0 | 0 | 0 | 0 | 0 | 0
Geo | 0 | 0 | 0 | 0 | 0 | 0
H | 0 | 0 | 0 | 0 | 0 | 0
LFG | 0 | 0 | 0 | 0 | 0 | 0
Nuc | 0 | 0 | 0 | 0 | 0 | 0
PS | 0 | 0 | 0 | 0 | 0 | 0
PV | 0 | 0 | 0 | 0 | 0 | 0
PeakG | 0 | 0 | 0 | 0 | 0 | 0
PeakO | 0 | 0 | 0 | 0 | 0 | 0
ST | 0 | 0 | 0 | 0 | 0 | 0
STOG | 0 | 0 | 0 | 0 | 0 | 0
STWD | 0 | 0 | 0 | 0 | 0 | 0
WT | 0 | 0 | 0 | 0 | 0 | 0
IGCC | 0 | 0 | 0 | 0 | 0 | 0
DemandResponse | 0 | 0 | 0 | 0 | 0 | 0
IGCC-CCS | 0 | 0 | 0 | 0 | 0 | 0
WT_off | 0 | 0 | 0 | 0 | 0 | 0
PseudoUnit | 0 | 0 | 0 | 0 | 0 | 0
FixedInterchange | 0 | 0 | 0 | 0 | 0 | 0
Emission Cost by Reporting Type: AZ_NM_SNV_NucRenew
ReportingType | 2015 | 2020 | 2025 | 2030 | 2035 | 2040
BM | 0 | 0 | 0 | 0 | 0 | 0
CC | 0 | 0 | 0 | 0 | 0 | 0
CSP | 0 | 0 | 0 | 0 | 0 | 0
CT | 0 | 0 | 0 | 0 | 0 | 0
Coal | 0 | 0 | 0 | 0 | 0 | 0
Geo | 0 | 0 | 0 | 0 | 0 | 0
H | 0 | 0 | 0 | 0 | 0 | 0
LFG | 0 | 0 | 0 | 0 | 0 | 0
Nuc | 0 | 0 | 0 | 0 | 0 | 0
PS | 0 | 0 | 0 | 0 | 0 | 0
PV | 0 | 0 | 0 | 0 | 0 | 0
PeakG | 0 | 0 | 0 | 0 | 0 | 0
PeakO | 0 | 0 | 0 | 0 | 0 | 0
ST | 0 | 0 | 0 | 0 | 0 | 0
STOG | 0 | 0 | 0 | 0 | 0 | 0
STWD | 0 | 0 | 0 | 0 | 0 | 0
WT | 0 | 0 | 0 | 0 | 0 | 0
IGCC | 0 | 0 | 0 | 0 | 0 | 0
DemandResponse | 0 | 0 | 0 | 0 | 0 | 0
IGCC-CCS | 0 | 0 | 0 | 0 | 0 | 0
WT_off | 0 | 0 | 0 | 0 | 0 | 0
PseudoUnit | 0 | 0 | 0 | 0 | 0 | 0
FixedInterchange | 0 | 0 | 0 | 0 | 0 | 0
Emission Cost by Reporting Type: ERCOT
ReportingType | 2015 | 2020 | 2025 | 2030 | 2035 | 2040
BM | 0 | 0 | 0 | 0 | 0 | 0
CC | 0 | 0 | 0 | 0 | 0 | 0
CSP | 0 | 0 | 0 | 0 | 0 | 0
CT | 0 | 0 | 0 | 0 | 0 | 0
Coal | 0 | 0 | 0 | 0 | 0 | 0
Geo | 0 | 0 | 0 | 0 | 0 | 0
H | 0 | 0 | 0 | 0 | 0 | 0
LFG | 0 | 0 | 0 | 0 | 0 | 0
Nuc | 0 | 0 | 0 | 0 | 0 | 0
PS | 0 | 0 | 0 | 0 | 0 | 0
PV | 0 | 0 | 0 | 0 | 0 | 0
PeakG | 0 | 0 | 0 | 0 | 0 | 0
PeakO | 0 | 0 | 0 | 0 | 0 | 0
ST | 0 | 0 | 0 | 0 | 0 | 0
STOG | 0 | 0 | 0 | 0 | 0 | 0
STWD | 0 | 0 | 0 | 0 | 0 | 0
WT | 0 | 0 | 0 | 0 | 0 | 0
IGCC | 0 | 0 | 0 | 0 | 0 | 0
DemandResponse | 0 | 0 | 0 | 0 | 0 | 0
IGCC-CCS | 0 | 0 | 0 | 0 | 0 | 0
WT_off | 0 | 0 | 0 | 0 | 0 | 0
PseudoUnit | 0 | 0 | 0 | 0 | 0 | 0
FixedInterchange | 0 | 0 | 0 | 0 | 0 | 0
Emission Cost by Reporting Type: NP15
ReportingType | 2015 | 2020 | 2025 | 2030 | 2035 | 2040
BM | 0 | 0 | 0 | 0 | 0 | 0
CC | 0 | 0 | 0 | 0 | 0 | 0
CSP | 0 | 0 | 0 | 0 | 0 | 0
CT | 0 | 0 | 0 | 0 | 0 | 0
Coal | 0 | 0 | 0 | 0 | 0 | 0
Geo | 0 | 0 | 0 | 0 | 0 | 0
H | 0 | 0 | 0 | 0 | 0 | 0
LFG | 0 | 0 | 0 | 0 | 0 | 0
Nuc | 0 | 0 | 0 | 0 | 0 | 0
PS | 0 | 0 | 0 | 0 | 0 | 0
PV | 0 | 0 | 0 | 0 | 0 | 0
PeakG | 0 | 0 | 0 | 0 | 0 | 0
PeakO | 0 | 0 | 0 | 0 | 0 | 0
ST | 0 | 0 | 0 | 0 | 0 | 0
STOG | 0 | 0 | 0 | 0 | 0 | 0
STWD | 0 | 0 | 0 | 0 | 0 | 0
WT | 0 | 0 | 0 | 0 | 0 | 0
IGCC | 0 | 0 | 0 | 0 | 0 | 0
DemandResponse | 0 | 0 | 0 | 0 | 0 | 0
IGCC-CCS | 0 | 0 | 0 | 0 | 0 | 0
WT_off | 0 | 0 | 0 | 0 | 0 | 0
PseudoUnit | 0 | 0 | 0 | 0 | 0 | 0
FixedInterchange | 0 | 0 | 0 | 0 | 0 | 0
Emission Cost by Reporting Type: NWPP_Coal
ReportingType | 2015 | 2020 | 2025 | 2030 | 2035 | 2040
BM | 0 | 0 | 0 | 0 | 0 | 0
CC | 0 | 0 | 0 | 0 | 0 | 0
CSP | 0 | 0 | 0 | 0 | 0 | 0
CT | 0 | 0 | 0 | 0 | 0 | 0
Coal | 0 | 0 | 0 | 0 | 0 | 0
Geo | 0 | 0 | 0 | 0 | 0 | 0
H | 0 | 0 | 0 | 0 | 0 | 0
LFG | 0 | 0 | 0 | 0 | 0 | 0
Nuc | 0 | 0 | 0 | 0 | 0 | 0
PS | 0 | 0 | 0 | 0 | 0 | 0
PV | 0 | 0 | 0 | 0 | 0 | 0
PeakG | 0 | 0 | 0 | 0 | 0 | 0
PeakO | 0 | 0 | 0 | 0 | 0 | 0
ST | 0 | 0 | 0 | 0 | 0 | 0
STOG | 0 | 0 | 0 | 0 | 0 | 0
STWD | 0 | 0 | 0 | 0 | 0 | 0
WT | 0 | 0 | 0 | 0 | 0 | 0
IGCC | 0 | 0 | 0 | 0 | 0 | 0
DemandResponse | 0 | 0 | 0 | 0 | 0 | 0
IGCC-CCS | 0 | 0 | 0 | 0 | 0 | 0
WT_off | 0 | 0 | 0 | 0 | 0 | 0
PseudoUnit | 0 | 0 | 0 | 0 | 0 | 0
FixedInterchange | 0 | 0 | 0 | 0 | 0 | 0
Emission Cost by Reporting Type: NWPP_Gas
ReportingType | 2015 | 2020 | 2025 | 2030 | 2035 | 2040
BM | 0 | 0 | 0 | 0 | 0 | 0
CC | 0 | 0 | 0 | 0 | 0 | 0
CSP | 0 | 0 | 0 | 0 | 0 | 0
CT | 0 | 0 | 0 | 0 | 0 | 0
Coal | 0 | 0 | 0 | 0 | 0 | 0
Geo | 0 | 0 | 0 | 0 | 0 | 0
H | 0 | 0 | 0 | 0 | 0 | 0
LFG | 0 | 0 | 0 | 0 | 0 | 0
Nuc | 0 | 0 | 0 | 0 | 0 | 0
PS | 0 | 0 | 0 | 0 | 0 | 0
PV | 0 | 0 | 0 | 0 | 0 | 0
PeakG | 0 | 0 | 0 | 0 | 0 | 0
PeakO | 0 | 0 | 0 | 0 | 0 | 0
ST | 0 | 0 | 0 | 0 | 0 | 0
STOG | 0 | 0 | 0 | 0 | 0 | 0
STWD | 0 | 0 | 0 | 0 | 0 | 0
WT | 0 | 0 | 0 | 0 | 0 | 0
IGCC | 0 | 0 | 0 | 0 | 0 | 0
DemandResponse | 0 | 0 | 0 | 0 | 0 | 0
IGCC-CCS | 0 | 0 | 0 | 0 | 0 | 0
WT_off | 0 | 0 | 0 | 0 | 0 | 0
PseudoUnit | 0 | 0 | 0 | 0 | 0 | 0
FixedInterchange | 0 | 0 | 0 | 0 | 0 | 0
Emission Cost by Reporting Type: NWPP_NucRenew
ReportingType | 2015 | 2020 | 2025 | 2030 | 2035 | 2040
BM | 0 | 0 | 0 | 0 | 0 | 0
CC | 0 | 0 | 0 | 0 | 0 | 0
CSP | 0 | 0 | 0 | 0 | 0 | 0
CT | 0 | 0 | 0 | 0 | 0 | 0
Coal | 0 | 0 | 0 | 0 | 0 | 0
Geo | 0 | 0 | 0 | 0 | 0 | 0
H | 0 | 0 | 0 | 0 | 0 | 0
LFG | 0 | 0 | 0 | 0 | 0 | 0
Nuc | 0 | 0 | 0 | 0 | 0 | 0
PS | 0 | 0 | 0 | 0 | 0 | 0
PV | 0 | 0 | 0 | 0 | 0 | 0
PeakG | 0 | 0 | 0 | 0 | 0 | 0
PeakO | 0 | 0 | 0 | 0 | 0 | 0
ST | 0 | 0 | 0 | 0 | 0 | 0
STOG | 0 | 0 | 0 | 0 | 0 | 0
STWD | 0 | 0 | 0 | 0 | 0 | 0
WT | 0 | 0 | 0 | 0 | 0 | 0
IGCC | 0 | 0 | 0 | 0 | 0 | 0
DemandResponse | 0 | 0 | 0 | 0 | 0 | 0
IGCC-CCS | 0 | 0 | 0 | 0 | 0 | 0
WT_off | 0 | 0 | 0 | 0 | 0 | 0
PseudoUnit | 0 | 0 | 0 | 0 | 0 | 0
FixedInterchange | 0 | 0 | 0 | 0 | 0 | 0
Emission Cost by Reporting Type: RMPA
ReportingType | 2015 | 2020 | 2025 | 2030 | 2035 | 2040
BM | 0 | 0 | 0 | 0 | 0 | 0
CC | 0 | 0 | 0 | 0 | 0 | 0
CSP | 0 | 0 | 0 | 0 | 0 | 0
CT | 0 | 0 | 0 | 0 | 0 | 0
Coal | 0 | 0 | 0 | 0 | 0 | 0
Geo | 0 | 0 | 0 | 0 | 0 | 0
H | 0 | 0 | 0 | 0 | 0 | 0
LFG | 0 | 0 | 0 | 0 | 0 | 0
Nuc | 0 | 0 | 0 | 0 | 0 | 0
PS | 0 | 0 | 0 | 0 | 0 | 0
PV | 0 | 0 | 0 | 0 | 0 | 0
PeakG | 0 | 0 | 0 | 0 | 0 | 0
PeakO | 0 | 0 | 0 | 0 | 0 | 0
ST | 0 | 0 | 0 | 0 | 0 | 0
STOG | 0 | 0 | 0 | 0 | 0 | 0
STWD | 0 | 0 | 0 | 0 | 0 | 0
WT | 0 | 0 | 0 | 0 | 0 | 0
IGCC | 0 | 0 | 0 | 0 | 0 | 0
DemandResponse | 0 | 0 | 0 | 0 | 0 | 0
IGCC-CCS | 0 | 0 | 0 | 0 | 0 | 0
WT_off | 0 | 0 | 0 | 0 | 0 | 0
PseudoUnit | 0 | 0 | 0 | 0 | 0 | 0
FixedInterchange | 0 | 0 | 0 | 0 | 0 | 0
Emission Cost by Reporting Type: SP15
ReportingType | 2015 | 2020 | 2025 | 2030 | 2035 | 2040
BM | 0 | 0 | 0 | 0 | 0 | 0
CC | 0 | 0 | 0 | 0 | 0 | 0
CSP | 0 | 0 | 0 | 0 | 0 | 0
CT | 0 | 0 | 0 | 0 | 0 | 0
Coal | 0 | 0 | 0 | 0 | 0 | 0
Geo | 0 | 0 | 0 | 0 | 0 | 0
H | 0 | 0 | 0 | 0 | 0 | 0
LFG | 0 | 0 | 0 | 0 | 0 | 0
Nuc | 0 | 0 | 0 | 0 | 0 | 0
PS | 0 | 0 | 0 | 0 | 0 | 0
PV | 0 | 0 | 0 | 0 | 0 | 0
PeakG | 0 | 0 | 0 | 0 | 0 | 0
PeakO | 0 | 0 | 0 | 0 | 0 | 0
ST | 0 | 0 | 0 | 0 | 0 | 0
STOG | 0 | 0 | 0 | 0 | 0 | 0
STWD | 0 | 0 | 0 | 0 | 0 | 0
WT | 0 | 0 | 0 | 0 | 0 | 0
IGCC | 0 | 0 | 0 | 0 | 0 | 0
DemandResponse | 0 | 0 | 0 | 0 | 0 | 0
IGCC-CCS | 0 | 0 | 0 | 0 | 0 | 0
WT_off | 0 | 0 | 0 | 0 | 0 | 0
PseudoUnit | 0 | 0 | 0 | 0 | 0 | 0
FixedInterchange | 0 | 0 | 0 | 0 | 0 | 0
Emission Cost by Reporting Type: ALB
ReportingType | 2015 | 2020 | 2025 | 2030 | 2035 | 2040
BM | 0 | 0 | 0 | 0 | 0 | 0
CC | 0 | 0 | 0 | 0 | 0 | 0
CSP | 0 | 0 | 0 | 0 | 0 | 0
CT | 0 | 0 | 0 | 0 | 0 | 0
Coal | 0 | 0 | 0 | 0 | 0 | 0
Geo | 0 | 0 | 0 | 0 | 0 | 0
H | 0 | 0 | 0 | 0 | 0 | 0
LFG | 0 | 0 | 0 | 0 | 0 | 0
Nuc | 0 | 0 | 0 | 0 | 0 | 0
PS | 0 | 0 | 0 | 0 | 0 | 0
PV | 0 | 0 | 0 | 0 | 0 | 0
PeakG | 0 | 0 | 0 | 0 | 0 | 0
PeakO | 0 | 0 | 0 | 0 | 0 | 0
ST | 0 | 0 | 0 | 0 | 0 | 0
STOG | 0 | 0 | 0 | 0 | 0 | 0
STWD | 0 | 0 | 0 | 0 | 0 | 0
WT | 0 | 0 | 0 | 0 | 0 | 0
IGCC | 0 | 0 | 0 | 0 | 0 | 0
DemandResponse | 0 | 0 | 0 | 0 | 0 | 0
IGCC-CCS | 0 | 0 | 0 | 0 | 0 | 0
WT_off | 0 | 0 | 0 | 0 | 0 | 0
PseudoUnit | 0 | 0 | 0 | 0 | 0 | 0
FixedInterchange | 0 | 0 | 0 | 0 | 0 | 0
Emission Cost by Reporting Type: BC
ReportingType | 2015 | 2020 | 2025 | 2030 | 2035 | 2040
BM | 0 | 0 | 0 | 0 | 0 | 0
CC | 0 | 0 | 0 | 0 | 0 | 0
CSP | 0 | 0 | 0 | 0 | 0 | 0
CT | 0 | 0 | 0 | 0 | 0 | 0
Coal | 0 | 0 | 0 | 0 | 0 | 0
Geo | 0 | 0 | 0 | 0 | 0 | 0
H | 0 | 0 | 0 | 0 | 0 | 0
LFG | 0 | 0 | 0 | 0 | 0 | 0
Nuc | 0 | 0 | 0 | 0 | 0 | 0
PS | 0 | 0 | 0 | 0 | 0 | 0
PV | 0 | 0 | 0 | 0 | 0 | 0
PeakG | 0 | 0 | 0 | 0 | 0 | 0
PeakO | 0 | 0 | 0 | 0 | 0 | 0
ST | 0 | 0 | 0 | 0 | 0 | 0
STOG | 0 | 0 | 0 | 0 | 0 | 0
STWD | 0 | 0 | 0 | 0 | 0 | 0
WT | 0 | 0 | 0 | 0 | 0 | 0
IGCC | 0 | 0 | 0 | 0 | 0 | 0
DemandResponse | 0 | 0 | 0 | 0 | 0 | 0
IGCC-CCS | 0 | 0 | 0 | 0 | 0 | 0
WT_off | 0 | 0 | 0 | 0 | 0 | 0
PseudoUnit | 0 | 0 | 0 | 0 | 0 | 0
FixedInterchange | 0 | 0 | 0 | 0 | 0 | 0
Emission Cost by Reporting Type: HQ_IESO
ReportingType | 2015 | 2020 | 2025 | 2030 | 2035 | 2040
BM | 0 | 0 | 0 | 0 | 0 | 0
CC | 0 | 0 | 0 | 0 | 0 | 0
CSP | 0 | 0 | 0 | 0 | 0 | 0
CT | 0 | 0 | 0 | 0 | 0 | 0
Coal | 0 | 0 | 0 | 0 | 0 | 0
Geo | 0 | 0 | 0 | 0 | 0 | 0
H | 0 | 0 | 0 | 0 | 0 | 0
LFG | 0 | 0 | 0 | 0 | 0 | 0
Nuc | 0 | 0 | 0 | 0 | 0 | 0
PS | 0 | 0 | 0 | 0 | 0 | 0
PV | 0 | 0 | 0 | 0 | 0 | 0
PeakG | 0 | 0 | 0 | 0 | 0 | 0
PeakO | 0 | 0 | 0 | 0 | 0 | 0
ST | 0 | 0 | 0 | 0 | 0 | 0
STOG | 0 | 0 | 0 | 0 | 0 | 0
STWD | 0 | 0 | 0 | 0 | 0 | 0
WT | 0 | 0 | 0 | 0 | 0 | 0
IGCC | 0 | 0 | 0 | 0 | 0 | 0
DemandResponse | 0 | 0 | 0 | 0 | 0 | 0
IGCC-CCS | 0 | 0 | 0 | 0 | 0 | 0
WT_off | 0 | 0 | 0 | 0 | 0 | 0
PseudoUnit | 0 | 0 | 0 | 0 | 0 | 0
FixedInterchange | 0 | 0 | 0 | 0 | 0 | 0
Emission Cost by Reporting Type: HQ_NEISO
ReportingType | 2015 | 2020 | 2025 | 2030 | 2035 | 2040
BM | 0 | 0 | 0 | 0 | 0 | 0
CC | 0 | 0 | 0 | 0 | 0 | 0
CSP | 0 | 0 | 0 | 0 | 0 | 0
CT | 0 | 0 | 0 | 0 | 0 | 0
Coal | 0 | 0 | 0 | 0 | 0 | 0
Geo | 0 | 0 | 0 | 0 | 0 | 0
H | 0 | 0 | 0 | 0 | 0 | 0
LFG | 0 | 0 | 0 | 0 | 0 | 0
Nuc | 0 | 0 | 0 | 0 | 0 | 0
PS | 0 | 0 | 0 | 0 | 0 | 0
PV | 0 | 0 | 0 | 0 | 0 | 0
PeakG | 0 | 0 | 0 | 0 | 0 | 0
PeakO | 0 | 0 | 0 | 0 | 0 | 0
ST | 0 | 0 | 0 | 0 | 0 | 0
STOG | 0 | 0 | 0 | 0 | 0 | 0
STWD | 0 | 0 | 0 | 0 | 0 | 0
WT | 0 | 0 | 0 | 0 | 0 | 0
IGCC | 0 | 0 | 0 | 0 | 0 | 0
DemandResponse | 0 | 0 | 0 | 0 | 0 | 0
IGCC-CCS | 0 | 0 | 0 | 0 | 0 | 0
WT_off | 0 | 0 | 0 | 0 | 0 | 0
PseudoUnit | 0 | 0 | 0 | 0 | 0 | 0
FixedInterchange | 0 | 0 | 0 | 0 | 0 | 0
Emission Cost by Reporting Type: HQ_NY
ReportingType | 2015 | 2020 | 2025 | 2030 | 2035 | 2040
BM | 0 | 0 | 0 | 0 | 0 | 0
CC | 0 | 0 | 0 | 0 | 0 | 0
CSP | 0 | 0 | 0 | 0 | 0 | 0
CT | 0 | 0 | 0 | 0 | 0 | 0
Coal | 0 | 0 | 0 | 0 | 0 | 0
Geo | 0 | 0 | 0 | 0 | 0 | 0
H | 0 | 0 | 0 | 0 | 0 | 0
LFG | 0 | 0 | 0 | 0 | 0 | 0
Nuc | 0 | 0 | 0 | 0 | 0 | 0
PS | 0 | 0 | 0 | 0 | 0 | 0
PV | 0 | 0 | 0 | 0 | 0 | 0
PeakG | 0 | 0 | 0 | 0 | 0 | 0
PeakO | 0 | 0 | 0 | 0 | 0 | 0
ST | 0 | 0 | 0 | 0 | 0 | 0
STOG | 0 | 0 | 0 | 0 | 0 | 0
STWD | 0 | 0 | 0 | 0 | 0 | 0
WT | 0 | 0 | 0 | 0 | 0 | 0
IGCC | 0 | 0 | 0 | 0 | 0 | 0
DemandResponse | 0 | 0 | 0 | 0 | 0 | 0
IGCC-CCS | 0 | 0 | 0 | 0 | 0 | 0
WT_off | 0 | 0 | 0 | 0 | 0 | 0
PseudoUnit | 0 | 0 | 0 | 0 | 0 | 0
FixedInterchange | 0 | 0 | 0 | 0 | 0 | 0
Emission Cost by Reporting Type: MARITIMES
ReportingType | 2015 | 2020 | 2025 | 2030 | 2035 | 2040
BM | 0 | 0 | 0 | 0 | 0 | 0
CC | 0 | 0 | 0 | 0 | 0 | 0
CSP | 0 | 0 | 0 | 0 | 0 | 0
CT | 0 | 0 | 0 | 0 | 0 | 0
Coal | 0 | 0 | 0 | 0 | 0 | 0
Geo | 0 | 0 | 0 | 0 | 0 | 0
H | 0 | 0 | 0 | 0 | 0 | 0
LFG | 0 | 0 | 0 | 0 | 0 | 0
Nuc | 0 | 0 | 0 | 0 | 0 | 0
PS | 0 | 0 | 0 | 0 | 0 | 0
PV | 0 | 0 | 0 | 0 | 0 | 0
PeakG | 0 | 0 | 0 | 0 | 0 | 0
PeakO | 0 | 0 | 0 | 0 | 0 | 0
ST | 0 | 0 | 0 | 0 | 0 | 0
STOG | 0 | 0 | 0 | 0 | 0 | 0
STWD | 0 | 0 | 0 | 0 | 0 | 0
WT | 0 | 0 | 0 | 0 | 0 | 0
IGCC | 0 | 0 | 0 | 0 | 0 | 0
DemandResponse | 0 | 0 | 0 | 0 | 0 | 0
IGCC-CCS | 0 | 0 | 0 | 0 | 0 | 0
WT_off | 0 | 0 | 0 | 0 | 0 | 0
PseudoUnit | 0 | 0 | 0 | 0 | 0 | 0
FixedInterchange | 0 | 0 | 0 | 0 | 0 | 0
Emission Cost by Reporting Type: All
ReportingType | 2015 | 2020 | 2025 | 2030 | 2035 | 2040
BM | 0 | 0 | 0 | 0 | 0 | 0
CC | 0 | 0 | 0 | 0 | 0 | 0
CSP | 0 | 0 | 0 | 0 | 0 | 0
CT | 0 | 0 | 0 | 0 | 0 | 0
Coal | 0 | 0 | 0 | 0 | 0 | 0
Geo | 0 | 0 | 0 | 0 | 0 | 0
H | 0 | 0 | 0 | 0 | 0 | 0
LFG | 0 | 0 | 0 | 0 | 0 | 0
Nuc | 0 | 0 | 0 | 0 | 0 | 0
PS | 0 | 0 | 0 | 0 | 0 | 0
PV | 0 | 0 | 0 | 0 | 0 | 0
PeakG | 0 | 0 | 0 | 0 | 0 | 0
PeakO | 0 | 0 | 0 | 0 | 0 | 0
ST | 0 | 0 | 0 | 0 | 0 | 0
STOG | 0 | 0 | 0 | 0 | 0 | 0
STWD | 0 | 0 | 0 | 0 | 0 | 0
WT | 0 | 0 | 0 | 0 | 0 | 0
IGCC | 0 | 0 | 0 | 0 | 0 | 0
DemandResponse | 0 | 0 | 0 | 0 | 0 | 0
IGCC-CCS | 0 | 0 | 0 | 0 | 0 | 0
WT_off | 0 | 0 | 0 | 0 | 0 | 0
PseudoUnit | 0 | 0 | 0 | 0 | 0 | 0
FixedInterchange | 0 | 0 | 0 | 0 | 0 | 0
Emission Cost by Reporting Type: EI_US
ReportingType | 2015 | 2020 | 2025 | 2030 | 2035 | 2040
BM | 0 | 0 | 0 | 0 | 0 | 0
CC | 0 | 0 | 0 | 0 | 0 | 0
CSP | 0 | 0 | 0 | 0 | 0 | 0
CT | 0 | 0 | 0 | 0 | 0 | 0
Coal | 0 | 0 | 0 | 0 | 0 | 0
Geo | 0 | 0 | 0 | 0 | 0 | 0
H | 0 | 0 | 0 | 0 | 0 | 0
LFG | 0 | 0 | 0 | 0 | 0 | 0
Nuc | 0 | 0 | 0 | 0 | 0 | 0
PS | 0 | 0 | 0 | 0 | 0 | 0
PV | 0 | 0 | 0 | 0 | 0 | 0
PeakG | 0 | 0 | 0 | 0 | 0 | 0
PeakO | 0 | 0 | 0 | 0 | 0 | 0
ST | 0 | 0 | 0 | 0 | 0 | 0
STOG | 0 | 0 | 0 | 0 | 0 | 0
STWD | 0 | 0 | 0 | 0 | 0 | 0
WT | 0 | 0 | 0 | 0 | 0 | 0
IGCC | 0 | 0 | 0 | 0 | 0 | 0
DemandResponse | 0 | 0 | 0 | 0 | 0 | 0
IGCC-CCS | 0 | 0 | 0 | 0 | 0 | 0
WT_off | 0 | 0 | 0 | 0 | 0 | 0
PseudoUnit | 0 | 0 | 0 | 0 | 0 | 0
FixedInterchange | 0 | 0 | 0 | 0 | 0 | 0
Emission Cost by Reporting Type: EI_Canada
ReportingType | 2015 | 2020 | 2025 | 2030 | 2035 | 2040
BM | 0 | 0 | 0 | 0 | 0 | 0
CC | 0 | 0 | 0 | 0 | 0 | 0
CSP | 0 | 0 | 0 | 0 | 0 | 0
CT | 0 | 0 | 0 | 0 | 0 | 0
Coal | 0 | 0 | 0 | 0 | 0 | 0
Geo | 0 | 0 | 0 | 0 | 0 | 0
H | 0 | 0 | 0 | 0 | 0 | 0
LFG | 0 | 0 | 0 | 0 | 0 | 0
Nuc | 0 | 0 | 0 | 0 | 0 | 0
PS | 0 | 0 | 0 | 0 | 0 | 0
PV | 0 | 0 | 0 | 0 | 0 | 0
PeakG | 0 | 0 | 0 | 0 | 0 | 0
PeakO | 0 | 0 | 0 | 0 | 0 | 0
ST | 0 | 0 | 0 | 0 | 0 | 0
STOG | 0 | 0 | 0 | 0 | 0 | 0
STWD | 0 | 0 | 0 | 0 | 0 | 0
WT | 0 | 0 | 0 | 0 | 0 | 0
IGCC | 0 | 0 | 0 | 0 | 0 | 0
DemandResponse | 0 | 0 | 0 | 0 | 0 | 0
IGCC-CCS | 0 | 0 | 0 | 0 | 0 | 0
WT_off | 0 | 0 | 0 | 0 | 0 | 0
PseudoUnit | 0 | 0 | 0 | 0 | 0 | 0
FixedInterchange | 0 | 0 | 0 | 0 | 0 | 0
Emission Cost by Reporting Type: EI
ReportingType | 2015 | 2020 | 2025 | 2030 | 2035 | 2040
BM | 0 | 0 | 0 | 0 | 0 | 0
CC | 0 | 0 | 0 | 0 | 0 | 0
CSP | 0 | 0 | 0 | 0 | 0 | 0
CT | 0 | 0 | 0 | 0 | 0 | 0
Coal | 0 | 0 | 0 | 0 | 0 | 0
Geo | 0 | 0 | 0 | 0 | 0 | 0
H | 0 | 0 | 0 | 0 | 0 | 0
LFG | 0 | 0 | 0 | 0 | 0 | 0
Nuc | 0 | 0 | 0 | 0 | 0 | 0
PS | 0 | 0 | 0 | 0 | 0 | 0
PV | 0 | 0 | 0 | 0 | 0 | 0
PeakG | 0 | 0 | 0 | 0 | 0 | 0
PeakO | 0 | 0 | 0 | 0 | 0 | 0
ST | 0 | 0 | 0 | 0 | 0 | 0
STOG | 0 | 0 | 0 | 0 | 0 | 0
STWD | 0 | 0 | 0 | 0 | 0 | 0
WT | 0 | 0 | 0 | 0 | 0 | 0
IGCC | 0 | 0 | 0 | 0 | 0 | 0
DemandResponse | 0 | 0 | 0 | 0 | 0 | 0
IGCC-CCS | 0 | 0 | 0 | 0 | 0 | 0
WT_off | 0 | 0 | 0 | 0 | 0 | 0
PseudoUnit | 0 | 0 | 0 | 0 | 0 | 0
FixedInterchange | 0 | 0 | 0 | 0 | 0 | 0
Emission Cost by Reporting Type: Outside_EI
ReportingType | 2015 | 2020 | 2025 | 2030 | 2035 | 2040
BM | 0 | 0 | 0 | 0 | 0 | 0
CC | 0 | 0 | 0 | 0 | 0 | 0
CSP | 0 | 0 | 0 | 0 | 0 | 0
CT | 0 | 0 | 0 | 0 | 0 | 0
Coal | 0 | 0 | 0 | 0 | 0 | 0
Geo | 0 | 0 | 0 | 0 | 0 | 0
H | 0 | 0 | 0 | 0 | 0 | 0
LFG | 0 | 0 | 0 | 0 | 0 | 0
Nuc | 0 | 0 | 0 | 0 | 0 | 0
PS | 0 | 0 | 0 | 0 | 0 | 0
PV | 0 | 0 | 0 | 0 | 0 | 0
PeakG | 0 | 0 | 0 | 0 | 0 | 0
PeakO | 0 | 0 | 0 | 0 | 0 | 0
ST | 0 | 0 | 0 | 0 | 0 | 0
STOG | 0 | 0 | 0 | 0 | 0 | 0
STWD | 0 | 0 | 0 | 0 | 0 | 0
WT | 0 | 0 | 0 | 0 | 0 | 0
IGCC | 0 | 0 | 0 | 0 | 0 | 0
DemandResponse | 0 | 0 | 0 | 0 | 0 | 0
IGCC-CCS | 0 | 0 | 0 | 0 | 0 | 0
WT_off | 0 | 0 | 0 | 0 | 0 | 0
PseudoUnit | 0 | 0 | 0 | 0 | 0 | 0
FixedInterchange | 0 | 0 | 0 | 0 | 0 | 0
==== Emission Program: CAMR : (Hg) ====
Emission Cost by Reporting Type: Entergy
ReportingType | 2015 | 2020 | 2025 | 2030 | 2035 | 2040
BM | 0 | 0 | 0 | 0 | 0 | 0
CC | 0 | 0 | 0 | 0 | 0 | 0
CSP | 0 | 0 | 0 | 0 | 0 | 0
CT | 0 | 0 | 0 | 0 | 0 | 0
Coal | 0 | 0 | 0 | 0 | 0 | 0
Geo | 0 | 0 | 0 | 0 | 0 | 0
H | 0 | 0 | 0 | 0 | 0 | 0
LFG | 0 | 0 | 0 | 0 | 0 | 0
Nuc | 0 | 0 | 0 | 0 | 0 | 0
PS | 0 | 0 | 0 | 0 | 0 | 0
PV | 0 | 0 | 0 | 0 | 0 | 0
PeakG | 0 | 0 | 0 | 0 | 0 | 0
PeakO | 0 | 0 | 0 | 0 | 0 | 0
ST | 0 | 0 | 0 | 0 | 0 | 0
STOG | 0 | 0 | 0 | 0 | 0 | 0
STWD | 0 | 0 | 0 | 0 | 0 | 0
WT | 0 | 0 | 0 | 0 | 0 | 0
IGCC | 0 | 0 | 0 | 0 | 0 | 0
DemandResponse | 0 | 0 | 0 | 0 | 0 | 0
IGCC-CCS | 0 | 0 | 0 | 0 | 0 | 0
WT_off | 0 | 0 | 0 | 0 | 0 | 0
PseudoUnit | 0 | 0 | 0 | 0 | 0 | 0
FixedInterchange | 0 | 0 | 0 | 0 | 0 | 0
Emission Cost by Reporting Type: FRCC
ReportingType | 2015 | 2020 | 2025 | 2030 | 2035 | 2040
BM | 0 | 0 | 0 | 0 | 0 | 0
CC | 0 | 0 | 0 | 0 | 0 | 0
CSP | 0 | 0 | 0 | 0 | 0 | 0
CT | 0 | 0 | 0 | 0 | 0 | 0
Coal | 0 | 0 | 0 | 0 | 0 | 0
Geo | 0 | 0 | 0 | 0 | 0 | 0
H | 0 | 0 | 0 | 0 | 0 | 0
LFG | 0 | 0 | 0 | 0 | 0 | 0
Nuc | 0 | 0 | 0 | 0 | 0 | 0
PS | 0 | 0 | 0 | 0 | 0 | 0
PV | 0 | 0 | 0 | 0 | 0 | 0
PeakG | 0 | 0 | 0 | 0 | 0 | 0
PeakO | 0 | 0 | 0 | 0 | 0 | 0
ST | 0 | 0 | 0 | 0 | 0 | 0
STOG | 0 | 0 | 0 | 0 | 0 | 0
STWD | 0 | 0 | 0 | 0 | 0 | 0
WT | 0 | 0 | 0 | 0 | 0 | 0
IGCC | 0 | 0 | 0 | 0 | 0 | 0
DemandResponse | 0 | 0 | 0 | 0 | 0 | 0
IGCC-CCS | 0 | 0 | 0 | 0 | 0 | 0
WT_off | 0 | 0 | 0 | 0 | 0 | 0
PseudoUnit | 0 | 0 | 0 | 0 | 0 | 0
FixedInterchange | 0 | 0 | 0 | 0 | 0 | 0
Emission Cost by Reporting Type: MAPP_US
ReportingType | 2015 | 2020 | 2025 | 2030 | 2035 | 2040
BM | 0 | 0 | 0 | 0 | 0 | 0
CC | 0 | 0 | 0 | 0 | 0 | 0
CSP | 0 | 0 | 0 | 0 | 0 | 0
CT | 0 | 0 | 0 | 0 | 0 | 0
Coal | 0 | 0 | 0 | 0 | 0 | 0
Geo | 0 | 0 | 0 | 0 | 0 | 0
H | 0 | 0 | 0 | 0 | 0 | 0
LFG | 0 | 0 | 0 | 0 | 0 | 0
Nuc | 0 | 0 | 0 | 0 | 0 | 0
PS | 0 | 0 | 0 | 0 | 0 | 0
PV | 0 | 0 | 0 | 0 | 0 | 0
PeakG | 0 | 0 | 0 | 0 | 0 | 0
PeakO | 0 | 0 | 0 | 0 | 0 | 0
ST | 0 | 0 | 0 | 0 | 0 | 0
STOG | 0 | 0 | 0 | 0 | 0 | 0
STWD | 0 | 0 | 0 | 0 | 0 | 0
WT | 0 | 0 | 0 | 0 | 0 | 0
IGCC | 0 | 0 | 0 | 0 | 0 | 0
DemandResponse | 0 | 0 | 0 | 0 | 0 | 0
IGCC-CCS | 0 | 0 | 0 | 0 | 0 | 0
WT_off | 0 | 0 | 0 | 0 | 0 | 0
PseudoUnit | 0 | 0 | 0 | 0 | 0 | 0
FixedInterchange | 0 | 0 | 0 | 0 | 0 | 0
Emission Cost by Reporting Type: MISO_IN
ReportingType | 2015 | 2020 | 2025 | 2030 | 2035 | 2040
BM | 0 | 0 | 0 | 0 | 0 | 0
CC | 0 | 0 | 0 | 0 | 0 | 0
CSP | 0 | 0 | 0 | 0 | 0 | 0
CT | 0 | 0 | 0 | 0 | 0 | 0
Coal | 0 | 0 | 0 | 0 | 0 | 0
Geo | 0 | 0 | 0 | 0 | 0 | 0
H | 0 | 0 | 0 | 0 | 0 | 0
LFG | 0 | 0 | 0 | 0 | 0 | 0
Nuc | 0 | 0 | 0 | 0 | 0 | 0
PS | 0 | 0 | 0 | 0 | 0 | 0
PV | 0 | 0 | 0 | 0 | 0 | 0
PeakG | 0 | 0 | 0 | 0 | 0 | 0
PeakO | 0 | 0 | 0 | 0 | 0 | 0
ST | 0 | 0 | 0 | 0 | 0 | 0
STOG | 0 | 0 | 0 | 0 | 0 | 0
STWD | 0 | 0 | 0 | 0 | 0 | 0
WT | 0 | 0 | 0 | 0 | 0 | 0
IGCC | 0 | 0 | 0 | 0 | 0 | 0
DemandResponse | 0 | 0 | 0 | 0 | 0 | 0
IGCC-CCS | 0 | 0 | 0 | 0 | 0 | 0
WT_off | 0 | 0 | 0 | 0 | 0 | 0
PseudoUnit | 0 | 0 | 0 | 0 | 0 | 0
FixedInterchange | 0 | 0 | 0 | 0 | 0 | 0
Emission Cost by Reporting Type: MISO_MI
ReportingType | 2015 | 2020 | 2025 | 2030 | 2035 | 2040
BM | 0 | 0 | 0 | 0 | 0 | 0
CC | 0 | 0 | 0 | 0 | 0 | 0
CSP | 0 | 0 | 0 | 0 | 0 | 0
CT | 0 | 0 | 0 | 0 | 0 | 0
Coal | 0 | 0 | 0 | 0 | 0 | 0
Geo | 0 | 0 | 0 | 0 | 0 | 0
H | 0 | 0 | 0 | 0 | 0 | 0
LFG | 0 | 0 | 0 | 0 | 0 | 0
Nuc | 0 | 0 | 0 | 0 | 0 | 0
PS | 0 | 0 | 0 | 0 | 0 | 0
PV | 0 | 0 | 0 | 0 | 0 | 0
PeakG | 0 | 0 | 0 | 0 | 0 | 0
PeakO | 0 | 0 | 0 | 0 | 0 | 0
ST | 0 | 0 | 0 | 0 | 0 | 0
STOG | 0 | 0 | 0 | 0 | 0 | 0
STWD | 0 | 0 | 0 | 0 | 0 | 0
WT | 0 | 0 | 0 | 0 | 0 | 0
IGCC | 0 | 0 | 0 | 0 | 0 | 0
DemandResponse | 0 | 0 | 0 | 0 | 0 | 0
IGCC-CCS | 0 | 0 | 0 | 0 | 0 | 0
WT_off | 0 | 0 | 0 | 0 | 0 | 0
PseudoUnit | 0 | 0 | 0 | 0 | 0 | 0
FixedInterchange | 0 | 0 | 0 | 0 | 0 | 0
Emission Cost by Reporting Type: MISO_MO-IL
ReportingType | 2015 | 2020 | 2025 | 2030 | 2035 | 2040
BM | 0 | 0 | 0 | 0 | 0 | 0
CC | 0 | 0 | 0 | 0 | 0 | 0
CSP | 0 | 0 | 0 | 0 | 0 | 0
CT | 0 | 0 | 0 | 0 | 0 | 0
Coal | 0 | 0 | 0 | 0 | 0 | 0
Geo | 0 | 0 | 0 | 0 | 0 | 0
H | 0 | 0 | 0 | 0 | 0 | 0
LFG | 0 | 0 | 0 | 0 | 0 | 0
Nuc | 0 | 0 | 0 | 0 | 0 | 0
PS | 0 | 0 | 0 | 0 | 0 | 0
PV | 0 | 0 | 0 | 0 | 0 | 0
PeakG | 0 | 0 | 0 | 0 | 0 | 0
PeakO | 0 | 0 | 0 | 0 | 0 | 0
ST | 0 | 0 | 0 | 0 | 0 | 0
STOG | 0 | 0 | 0 | 0 | 0 | 0
STWD | 0 | 0 | 0 | 0 | 0 | 0
WT | 0 | 0 | 0 | 0 | 0 | 0
IGCC | 0 | 0 | 0 | 0 | 0 | 0
DemandResponse | 0 | 0 | 0 | 0 | 0 | 0
IGCC-CCS | 0 | 0 | 0 | 0 | 0 | 0
WT_off | 0 | 0 | 0 | 0 | 0 | 0
PseudoUnit | 0 | 0 | 0 | 0 | 0 | 0
FixedInterchange | 0 | 0 | 0 | 0 | 0 | 0
Emission Cost by Reporting Type: MISO_W
ReportingType | 2015 | 2020 | 2025 | 2030 | 2035 | 2040
BM | 0 | 0 | 0 | 0 | 0 | 0
CC | 0 | 0 | 0 | 0 | 0 | 0
CSP | 0 | 0 | 0 | 0 | 0 | 0
CT | 0 | 0 | 0 | 0 | 0 | 0
Coal | 0 | 0 | 0 | 0 | 0 | 0
Geo | 0 | 0 | 0 | 0 | 0 | 0
H | 0 | 0 | 0 | 0 | 0 | 0
LFG | 0 | 0 | 0 | 0 | 0 | 0
Nuc | 0 | 0 | 0 | 0 | 0 | 0
PS | 0 | 0 | 0 | 0 | 0 | 0
PV | 0 | 0 | 0 | 0 | 0 | 0
PeakG | 0 | 0 | 0 | 0 | 0 | 0
PeakO | 0 | 0 | 0 | 0 | 0 | 0
ST | 0 | 0 | 0 | 0 | 0 | 0
STOG | 0 | 0 | 0 | 0 | 0 | 0
STWD | 0 | 0 | 0 | 0 | 0 | 0
WT | 0 | 0 | 0 | 0 | 0 | 0
IGCC | 0 | 0 | 0 | 0 | 0 | 0
DemandResponse | 0 | 0 | 0 | 0 | 0 | 0
IGCC-CCS | 0 | 0 | 0 | 0 | 0 | 0
WT_off | 0 | 0 | 0 | 0 | 0 | 0
PseudoUnit | 0 | 0 | 0 | 0 | 0 | 0
FixedInterchange | 0 | 0 | 0 | 0 | 0 | 0
Emission Cost by Reporting Type: MISO_WUMS
ReportingType | 2015 | 2020 | 2025 | 2030 | 2035 | 2040
BM | 0 | 0 | 0 | 0 | 0 | 0
CC | 0 | 0 | 0 | 0 | 0 | 0
CSP | 0 | 0 | 0 | 0 | 0 | 0
CT | 0 | 0 | 0 | 0 | 0 | 0
Coal | 0 | 0 | 0 | 0 | 0 | 0
Geo | 0 | 0 | 0 | 0 | 0 | 0
H | 0 | 0 | 0 | 0 | 0 | 0
LFG | 0 | 0 | 0 | 0 | 0 | 0
Nuc | 0 | 0 | 0 | 0 | 0 | 0
PS | 0 | 0 | 0 | 0 | 0 | 0
PV | 0 | 0 | 0 | 0 | 0 | 0
PeakG | 0 | 0 | 0 | 0 | 0 | 0
PeakO | 0 | 0 | 0 | 0 | 0 | 0
ST | 0 | 0 | 0 | 0 | 0 | 0
STOG | 0 | 0 | 0 | 0 | 0 | 0
STWD | 0 | 0 | 0 | 0 | 0 | 0
WT | 0 | 0 | 0 | 0 | 0 | 0
IGCC | 0 | 0 | 0 | 0 | 0 | 0
DemandResponse | 0 | 0 | 0 | 0 | 0 | 0
IGCC-CCS | 0 | 0 | 0 | 0 | 0 | 0
WT_off | 0 | 0 | 0 | 0 | 0 | 0
PseudoUnit | 0 | 0 | 0 | 0 | 0 | 0
FixedInterchange | 0 | 0 | 0 | 0 | 0 | 0
Emission Cost by Reporting Type: Nebraska
ReportingType | 2015 | 2020 | 2025 | 2030 | 2035 | 2040
BM | 0 | 0 | 0 | 0 | 0 | 0
CC | 0 | 0 | 0 | 0 | 0 | 0
CSP | 0 | 0 | 0 | 0 | 0 | 0
CT | 0 | 0 | 0 | 0 | 0 | 0
Coal | 0 | 0 | 0 | 0 | 0 | 0
Geo | 0 | 0 | 0 | 0 | 0 | 0
H | 0 | 0 | 0 | 0 | 0 | 0
LFG | 0 | 0 | 0 | 0 | 0 | 0
Nuc | 0 | 0 | 0 | 0 | 0 | 0
PS | 0 | 0 | 0 | 0 | 0 | 0
PV | 0 | 0 | 0 | 0 | 0 | 0
PeakG | 0 | 0 | 0 | 0 | 0 | 0
PeakO | 0 | 0 | 0 | 0 | 0 | 0
ST | 0 | 0 | 0 | 0 | 0 | 0
STOG | 0 | 0 | 0 | 0 | 0 | 0
STWD | 0 | 0 | 0 | 0 | 0 | 0
WT | 0 | 0 | 0 | 0 | 0 | 0
IGCC | 0 | 0 | 0 | 0 | 0 | 0
DemandResponse | 0 | 0 | 0 | 0 | 0 | 0
IGCC-CCS | 0 | 0 | 0 | 0 | 0 | 0
WT_off | 0 | 0 | 0 | 0 | 0 | 0
PseudoUnit | 0 | 0 | 0 | 0 | 0 | 0
FixedInterchange | 0 | 0 | 0 | 0 | 0 | 0
Emission Cost by Reporting Type: NEISO
ReportingType | 2015 | 2020 | 2025 | 2030 | 2035 | 2040
BM | 0 | 0 | 0 | 0 | 0 | 0
CC | 0 | 0 | 0 | 0 | 0 | 0
CSP | 0 | 0 | 0 | 0 | 0 | 0
CT | 0 | 0 | 0 | 0 | 0 | 0
Coal | 0 | 0 | 0 | 0 | 0 | 0
Geo | 0 | 0 | 0 | 0 | 0 | 0
H | 0 | 0 | 0 | 0 | 0 | 0
LFG | 0 | 0 | 0 | 0 | 0 | 0
Nuc | 0 | 0 | 0 | 0 | 0 | 0
PS | 0 | 0 | 0 | 0 | 0 | 0
PV | 0 | 0 | 0 | 0 | 0 | 0
PeakG | 0 | 0 | 0 | 0 | 0 | 0
PeakO | 0 | 0 | 0 | 0 | 0 | 0
ST | 0 | 0 | 0 | 0 | 0 | 0
STOG | 0 | 0 | 0 | 0 | 0 | 0
STWD | 0 | 0 | 0 | 0 | 0 | 0
WT | 0 | 0 | 0 | 0 | 0 | 0
IGCC | 0 | 0 | 0 | 0 | 0 | 0
DemandResponse | 0 | 0 | 0 | 0 | 0 | 0
IGCC-CCS | 0 | 0 | 0 | 0 | 0 | 0
WT_off | 0 | 0 | 0 | 0 | 0 | 0
PseudoUnit | 0 | 0 | 0 | 0 | 0 | 0
FixedInterchange | 0 | 0 | 0 | 0 | 0 | 0
Emission Cost by Reporting Type: NonRTO_Midwest
ReportingType | 2015 | 2020 | 2025 | 2030 | 2035 | 2040
BM | 0 | 0 | 0 | 0 | 0 | 0
CC | 0 | 0 | 0 | 0 | 0 | 0
CSP | 0 | 0 | 0 | 0 | 0 | 0
CT | 0 | 0 | 0 | 0 | 0 | 0
Coal | 0 | 0 | 0 | 0 | 0 | 0
Geo | 0 | 0 | 0 | 0 | 0 | 0
H | 0 | 0 | 0 | 0 | 0 | 0
LFG | 0 | 0 | 0 | 0 | 0 | 0
Nuc | 0 | 0 | 0 | 0 | 0 | 0
PS | 0 | 0 | 0 | 0 | 0 | 0
PV | 0 | 0 | 0 | 0 | 0 | 0
PeakG | 0 | 0 | 0 | 0 | 0 | 0
PeakO | 0 | 0 | 0 | 0 | 0 | 0
ST | 0 | 0 | 0 | 0 | 0 | 0
STOG | 0 | 0 | 0 | 0 | 0 | 0
STWD | 0 | 0 | 0 | 0 | 0 | 0
WT | 0 | 0 | 0 | 0 | 0 | 0
IGCC | 0 | 0 | 0 | 0 | 0 | 0
DemandResponse | 0 | 0 | 0 | 0 | 0 | 0
IGCC-CCS | 0 | 0 | 0 | 0 | 0 | 0
WT_off | 0 | 0 | 0 | 0 | 0 | 0
PseudoUnit | 0 | 0 | 0 | 0 | 0 | 0
FixedInterchange | 0 | 0 | 0 | 0 | 0 | 0
Emission Cost by Reporting Type: NYISO_A-F
ReportingType | 2015 | 2020 | 2025 | 2030 | 2035 | 2040
BM | 0 | 0 | 0 | 0 | 0 | 0
CC | 0 | 0 | 0 | 0 | 0 | 0
CSP | 0 | 0 | 0 | 0 | 0 | 0
CT | 0 | 0 | 0 | 0 | 0 | 0
Coal | 0 | 0 | 0 | 0 | 0 | 0
Geo | 0 | 0 | 0 | 0 | 0 | 0
H | 0 | 0 | 0 | 0 | 0 | 0
LFG | 0 | 0 | 0 | 0 | 0 | 0
Nuc | 0 | 0 | 0 | 0 | 0 | 0
PS | 0 | 0 | 0 | 0 | 0 | 0
PV | 0 | 0 | 0 | 0 | 0 | 0
PeakG | 0 | 0 | 0 | 0 | 0 | 0
PeakO | 0 | 0 | 0 | 0 | 0 | 0
ST | 0 | 0 | 0 | 0 | 0 | 0
STOG | 0 | 0 | 0 | 0 | 0 | 0
STWD | 0 | 0 | 0 | 0 | 0 | 0
WT | 0 | 0 | 0 | 0 | 0 | 0
IGCC | 0 | 0 | 0 | 0 | 0 | 0
DemandResponse | 0 | 0 | 0 | 0 | 0 | 0
IGCC-CCS | 0 | 0 | 0 | 0 | 0 | 0
WT_off | 0 | 0 | 0 | 0 | 0 | 0
PseudoUnit | 0 | 0 | 0 | 0 | 0 | 0
FixedInterchange | 0 | 0 | 0 | 0 | 0 | 0
Emission Cost by Reporting Type: NYISO_G-I
ReportingType | 2015 | 2020 | 2025 | 2030 | 2035 | 2040
BM | 0 | 0 | 0 | 0 | 0 | 0
CC | 0 | 0 | 0 | 0 | 0 | 0
CSP | 0 | 0 | 0 | 0 | 0 | 0
CT | 0 | 0 | 0 | 0 | 0 | 0
Coal | 0 | 0 | 0 | 0 | 0 | 0
Geo | 0 | 0 | 0 | 0 | 0 | 0
H | 0 | 0 | 0 | 0 | 0 | 0
LFG | 0 | 0 | 0 | 0 | 0 | 0
Nuc | 0 | 0 | 0 | 0 | 0 | 0
PS | 0 | 0 | 0 | 0 | 0 | 0
PV | 0 | 0 | 0 | 0 | 0 | 0
PeakG | 0 | 0 | 0 | 0 | 0 | 0
PeakO | 0 | 0 | 0 | 0 | 0 | 0
ST | 0 | 0 | 0 | 0 | 0 | 0
STOG | 0 | 0 | 0 | 0 | 0 | 0
STWD | 0 | 0 | 0 | 0 | 0 | 0
WT | 0 | 0 | 0 | 0 | 0 | 0
IGCC | 0 | 0 | 0 | 0 | 0 | 0
DemandResponse | 0 | 0 | 0 | 0 | 0 | 0
IGCC-CCS | 0 | 0 | 0 | 0 | 0 | 0
WT_off | 0 | 0 | 0 | 0 | 0 | 0
PseudoUnit | 0 | 0 | 0 | 0 | 0 | 0
FixedInterchange | 0 | 0 | 0 | 0 | 0 | 0
Emission Cost by Reporting Type: NYISO_J-K
ReportingType | 2015 | 2020 | 2025 | 2030 | 2035 | 2040
BM | 0 | 0 | 0 | 0 | 0 | 0
CC | 0 | 0 | 0 | 0 | 0 | 0
CSP | 0 | 0 | 0 | 0 | 0 | 0
CT | 0 | 0 | 0 | 0 | 0 | 0
Coal | 0 | 0 | 0 | 0 | 0 | 0
Geo | 0 | 0 | 0 | 0 | 0 | 0
H | 0 | 0 | 0 | 0 | 0 | 0
LFG | 0 | 0 | 0 | 0 | 0 | 0
Nuc | 0 | 0 | 0 | 0 | 0 | 0
PS | 0 | 0 | 0 | 0 | 0 | 0
PV | 0 | 0 | 0 | 0 | 0 | 0
PeakG | 0 | 0 | 0 | 0 | 0 | 0
PeakO | 0 | 0 | 0 | 0 | 0 | 0
ST | 0 | 0 | 0 | 0 | 0 | 0
STOG | 0 | 0 | 0 | 0 | 0 | 0
STWD | 0 | 0 | 0 | 0 | 0 | 0
WT | 0 | 0 | 0 | 0 | 0 | 0
IGCC | 0 | 0 | 0 | 0 | 0 | 0
DemandResponse | 0 | 0 | 0 | 0 | 0 | 0
IGCC-CCS | 0 | 0 | 0 | 0 | 0 | 0
WT_off | 0 | 0 | 0 | 0 | 0 | 0
PseudoUnit | 0 | 0 | 0 | 0 | 0 | 0
FixedInterchange | 0 | 0 | 0 | 0 | 0 | 0
Emission Cost by Reporting Type: PJM_E
ReportingType | 2015 | 2020 | 2025 | 2030 | 2035 | 2040
BM | 0 | 0 | 0 | 0 | 0 | 0
CC | 0 | 0 | 0 | 0 | 0 | 0
CSP | 0 | 0 | 0 | 0 | 0 | 0
CT | 0 | 0 | 0 | 0 | 0 | 0
Coal | 0 | 0 | 0 | 0 | 0 | 0
Geo | 0 | 0 | 0 | 0 | 0 | 0
H | 0 | 0 | 0 | 0 | 0 | 0
LFG | 0 | 0 | 0 | 0 | 0 | 0
Nuc | 0 | 0 | 0 | 0 | 0 | 0
PS | 0 | 0 | 0 | 0 | 0 | 0
PV | 0 | 0 | 0 | 0 | 0 | 0
PeakG | 0 | 0 | 0 | 0 | 0 | 0
PeakO | 0 | 0 | 0 | 0 | 0 | 0
ST | 0 | 0 | 0 | 0 | 0 | 0
STOG | 0 | 0 | 0 | 0 | 0 | 0
STWD | 0 | 0 | 0 | 0 | 0 | 0
WT | 0 | 0 | 0 | 0 | 0 | 0
IGCC | 0 | 0 | 0 | 0 | 0 | 0
DemandResponse | 0 | 0 | 0 | 0 | 0 | 0
IGCC-CCS | 0 | 0 | 0 | 0 | 0 | 0
WT_off | 0 | 0 | 0 | 0 | 0 | 0
PseudoUnit | 0 | 0 | 0 | 0 | 0 | 0
FixedInterchange | 0 | 0 | 0 | 0 | 0 | 0
Emission Cost by Reporting Type: PJM_ROM
ReportingType | 2015 | 2020 | 2025 | 2030 | 2035 | 2040
BM | 0 | 0 | 0 | 0 | 0 | 0
CC | 0 | 0 | 0 | 0 | 0 | 0
CSP | 0 | 0 | 0 | 0 | 0 | 0
CT | 0 | 0 | 0 | 0 | 0 | 0
Coal | 0 | 0 | 0 | 0 | 0 | 0
Geo | 0 | 0 | 0 | 0 | 0 | 0
H | 0 | 0 | 0 | 0 | 0 | 0
LFG | 0 | 0 | 0 | 0 | 0 | 0
Nuc | 0 | 0 | 0 | 0 | 0 | 0
PS | 0 | 0 | 0 | 0 | 0 | 0
PV | 0 | 0 | 0 | 0 | 0 | 0
PeakG | 0 | 0 | 0 | 0 | 0 | 0
PeakO | 0 | 0 | 0 | 0 | 0 | 0
ST | 0 | 0 | 0 | 0 | 0 | 0
STOG | 0 | 0 | 0 | 0 | 0 | 0
STWD | 0 | 0 | 0 | 0 | 0 | 0
WT | 0 | 0 | 0 | 0 | 0 | 0
IGCC | 0 | 0 | 0 | 0 | 0 | 0
DemandResponse | 0 | 0 | 0 | 0 | 0 | 0
IGCC-CCS | 0 | 0 | 0 | 0 | 0 | 0
WT_off | 0 | 0 | 0 | 0 | 0 | 0
PseudoUnit | 0 | 0 | 0 | 0 | 0 | 0
FixedInterchange | 0 | 0 | 0 | 0 | 0 | 0
Emission Cost by Reporting Type: PJM_ROR
ReportingType | 2015 | 2020 | 2025 | 2030 | 2035 | 2040
BM | 0 | 0 | 0 | 0 | 0 | 0
CC | 0 | 0 | 0 | 0 | 0 | 0
CSP | 0 | 0 | 0 | 0 | 0 | 0
CT | 0 | 0 | 0 | 0 | 0 | 0
Coal | 0 | 0 | 0 | 0 | 0 | 0
Geo | 0 | 0 | 0 | 0 | 0 | 0
H | 0 | 0 | 0 | 0 | 0 | 0
LFG | 0 | 0 | 0 | 0 | 0 | 0
Nuc | 0 | 0 | 0 | 0 | 0 | 0
PS | 0 | 0 | 0 | 0 | 0 | 0
PV | 0 | 0 | 0 | 0 | 0 | 0
PeakG | 0 | 0 | 0 | 0 | 0 | 0
PeakO | 0 | 0 | 0 | 0 | 0 | 0
ST | 0 | 0 | 0 | 0 | 0 | 0
STOG | 0 | 0 | 0 | 0 | 0 | 0
STWD | 0 | 0 | 0 | 0 | 0 | 0
WT | 0 | 0 | 0 | 0 | 0 | 0
IGCC | 0 | 0 | 0 | 0 | 0 | 0
DemandResponse | 0 | 0 | 0 | 0 | 0 | 0
IGCC-CCS | 0 | 0 | 0 | 0 | 0 | 0
WT_off | 0 | 0 | 0 | 0 | 0 | 0
PseudoUnit | 0 | 0 | 0 | 0 | 0 | 0
FixedInterchange | 0 | 0 | 0 | 0 | 0 | 0
Emission Cost by Reporting Type: SOCO
ReportingType | 2015 | 2020 | 2025 | 2030 | 2035 | 2040
BM | 0 | 0 | 0 | 0 | 0 | 0
CC | 0 | 0 | 0 | 0 | 0 | 0
CSP | 0 | 0 | 0 | 0 | 0 | 0
CT | 0 | 0 | 0 | 0 | 0 | 0
Coal | 0 | 0 | 0 | 0 | 0 | 0
Geo | 0 | 0 | 0 | 0 | 0 | 0
H | 0 | 0 | 0 | 0 | 0 | 0
LFG | 0 | 0 | 0 | 0 | 0 | 0
Nuc | 0 | 0 | 0 | 0 | 0 | 0
PS | 0 | 0 | 0 | 0 | 0 | 0
PV | 0 | 0 | 0 | 0 | 0 | 0
PeakG | 0 | 0 | 0 | 0 | 0 | 0
PeakO | 0 | 0 | 0 | 0 | 0 | 0
ST | 0 | 0 | 0 | 0 | 0 | 0
STOG | 0 | 0 | 0 | 0 | 0 | 0
STWD | 0 | 0 | 0 | 0 | 0 | 0
WT | 0 | 0 | 0 | 0 | 0 | 0
IGCC | 0 | 0 | 0 | 0 | 0 | 0
DemandResponse | 0 | 0 | 0 | 0 | 0 | 0
IGCC-CCS | 0 | 0 | 0 | 0 | 0 | 0
WT_off | 0 | 0 | 0 | 0 | 0 | 0
PseudoUnit | 0 | 0 | 0 | 0 | 0 | 0
FixedInterchange | 0 | 0 | 0 | 0 | 0 | 0
Emission Cost by Reporting Type: SPP_N
ReportingType | 2015 | 2020 | 2025 | 2030 | 2035 | 2040
BM | 0 | 0 | 0 | 0 | 0 | 0
CC | 0 | 0 | 0 | 0 | 0 | 0
CSP | 0 | 0 | 0 | 0 | 0 | 0
CT | 0 | 0 | 0 | 0 | 0 | 0
Coal | 0 | 0 | 0 | 0 | 0 | 0
Geo | 0 | 0 | 0 | 0 | 0 | 0
H | 0 | 0 | 0 | 0 | 0 | 0
LFG | 0 | 0 | 0 | 0 | 0 | 0
Nuc | 0 | 0 | 0 | 0 | 0 | 0
PS | 0 | 0 | 0 | 0 | 0 | 0
PV | 0 | 0 | 0 | 0 | 0 | 0
PeakG | 0 | 0 | 0 | 0 | 0 | 0
PeakO | 0 | 0 | 0 | 0 | 0 | 0
ST | 0 | 0 | 0 | 0 | 0 | 0
STOG | 0 | 0 | 0 | 0 | 0 | 0
STWD | 0 | 0 | 0 | 0 | 0 | 0
WT | 0 | 0 | 0 | 0 | 0 | 0
IGCC | 0 | 0 | 0 | 0 | 0 | 0
DemandResponse | 0 | 0 | 0 | 0 | 0 | 0
IGCC-CCS | 0 | 0 | 0 | 0 | 0 | 0
WT_off | 0 | 0 | 0 | 0 | 0 | 0
PseudoUnit | 0 | 0 | 0 | 0 | 0 | 0
FixedInterchange | 0 | 0 | 0 | 0 | 0 | 0
Emission Cost by Reporting Type: SPP_S
ReportingType | 2015 | 2020 | 2025 | 2030 | 2035 | 2040
BM | 0 | 0 | 0 | 0 | 0 | 0
CC | 0 | 0 | 0 | 0 | 0 | 0
CSP | 0 | 0 | 0 | 0 | 0 | 0
CT | 0 | 0 | 0 | 0 | 0 | 0
Coal | 0 | 0 | 0 | 0 | 0 | 0
Geo | 0 | 0 | 0 | 0 | 0 | 0
H | 0 | 0 | 0 | 0 | 0 | 0
LFG | 0 | 0 | 0 | 0 | 0 | 0
Nuc | 0 | 0 | 0 | 0 | 0 | 0
PS | 0 | 0 | 0 | 0 | 0 | 0
PV | 0 | 0 | 0 | 0 | 0 | 0
PeakG | 0 | 0 | 0 | 0 | 0 | 0
PeakO | 0 | 0 | 0 | 0 | 0 | 0
ST | 0 | 0 | 0 | 0 | 0 | 0
STOG | 0 | 0 | 0 | 0 | 0 | 0
STWD | 0 | 0 | 0 | 0 | 0 | 0
WT | 0 | 0 | 0 | 0 | 0 | 0
IGCC | 0 | 0 | 0 | 0 | 0 | 0
DemandResponse | 0 | 0 | 0 | 0 | 0 | 0
IGCC-CCS | 0 | 0 | 0 | 0 | 0 | 0
WT_off | 0 | 0 | 0 | 0 | 0 | 0
PseudoUnit | 0 | 0 | 0 | 0 | 0 | 0
FixedInterchange | 0 | 0 | 0 | 0 | 0 | 0
Emission Cost by Reporting Type: TVA
ReportingType | 2015 | 2020 | 2025 | 2030 | 2035 | 2040
BM | 0 | 0 | 0 | 0 | 0 | 0
CC | 0 | 0 | 0 | 0 | 0 | 0
CSP | 0 | 0 | 0 | 0 | 0 | 0
CT | 0 | 0 | 0 | 0 | 0 | 0
Coal | 0 | 0 | 0 | 0 | 0 | 0
Geo | 0 | 0 | 0 | 0 | 0 | 0
H | 0 | 0 | 0 | 0 | 0 | 0
LFG | 0 | 0 | 0 | 0 | 0 | 0
Nuc | 0 | 0 | 0 | 0 | 0 | 0
PS | 0 | 0 | 0 | 0 | 0 | 0
PV | 0 | 0 | 0 | 0 | 0 | 0
PeakG | 0 | 0 | 0 | 0 | 0 | 0
PeakO | 0 | 0 | 0 | 0 | 0 | 0
ST | 0 | 0 | 0 | 0 | 0 | 0
STOG | 0 | 0 | 0 | 0 | 0 | 0
STWD | 0 | 0 | 0 | 0 | 0 | 0
WT | 0 | 0 | 0 | 0 | 0 | 0
IGCC | 0 | 0 | 0 | 0 | 0 | 0
DemandResponse | 0 | 0 | 0 | 0 | 0 | 0
IGCC-CCS | 0 | 0 | 0 | 0 | 0 | 0
WT_off | 0 | 0 | 0 | 0 | 0 | 0
PseudoUnit | 0 | 0 | 0 | 0 | 0 | 0
FixedInterchange | 0 | 0 | 0 | 0 | 0 | 0
Emission Cost by Reporting Type: TVA_Transmission
ReportingType | 2015 | 2020 | 2025 | 2030 | 2035 | 2040
BM | 0 | 0 | 0 | 0 | 0 | 0
CC | 0 | 0 | 0 | 0 | 0 | 0
CSP | 0 | 0 | 0 | 0 | 0 | 0
CT | 0 | 0 | 0 | 0 | 0 | 0
Coal | 0 | 0 | 0 | 0 | 0 | 0
Geo | 0 | 0 | 0 | 0 | 0 | 0
H | 0 | 0 | 0 | 0 | 0 | 0
LFG | 0 | 0 | 0 | 0 | 0 | 0
Nuc | 0 | 0 | 0 | 0 | 0 | 0
PS | 0 | 0 | 0 | 0 | 0 | 0
PV | 0 | 0 | 0 | 0 | 0 | 0
PeakG | 0 | 0 | 0 | 0 | 0 | 0
PeakO | 0 | 0 | 0 | 0 | 0 | 0
ST | 0 | 0 | 0 | 0 | 0 | 0
STOG | 0 | 0 | 0 | 0 | 0 | 0
STWD | 0 | 0 | 0 | 0 | 0 | 0
WT | 0 | 0 | 0 | 0 | 0 | 0
IGCC | 0 | 0 | 0 | 0 | 0 | 0
DemandResponse | 0 | 0 | 0 | 0 | 0 | 0
IGCC-CCS | 0 | 0 | 0 | 0 | 0 | 0
WT_off | 0 | 0 | 0 | 0 | 0 | 0
PseudoUnit | 0 | 0 | 0 | 0 | 0 | 0
FixedInterchange | 0 | 0 | 0 | 0 | 0 | 0
Emission Cost by Reporting Type: VACAR
ReportingType | 2015 | 2020 | 2025 | 2030 | 2035 | 2040
BM | 0 | 0 | 0 | 0 | 0 | 0
CC | 0 | 0 | 0 | 0 | 0 | 0
CSP | 0 | 0 | 0 | 0 | 0 | 0
CT | 0 | 0 | 0 | 0 | 0 | 0
Coal | 0 | 0 | 0 | 0 | 0 | 0
Geo | 0 | 0 | 0 | 0 | 0 | 0
H | 0 | 0 | 0 | 0 | 0 | 0
LFG | 0 | 0 | 0 | 0 | 0 | 0
Nuc | 0 | 0 | 0 | 0 | 0 | 0
PS | 0 | 0 | 0 | 0 | 0 | 0
PV | 0 | 0 | 0 | 0 | 0 | 0
PeakG | 0 | 0 | 0 | 0 | 0 | 0
PeakO | 0 | 0 | 0 | 0 | 0 | 0
ST | 0 | 0 | 0 | 0 | 0 | 0
STOG | 0 | 0 | 0 | 0 | 0 | 0
STWD | 0 | 0 | 0 | 0 | 0 | 0
WT | 0 | 0 | 0 | 0 | 0 | 0
IGCC | 0 | 0 | 0 | 0 | 0 | 0
DemandResponse | 0 | 0 | 0 | 0 | 0 | 0
IGCC-CCS | 0 | 0 | 0 | 0 | 0 | 0
WT_off | 0 | 0 | 0 | 0 | 0 | 0
PseudoUnit | 0 | 0 | 0 | 0 | 0 | 0
FixedInterchange | 0 | 0 | 0 | 0 | 0 | 0
Emission Cost by Reporting Type: IESO
ReportingType | 2015 | 2020 | 2025 | 2030 | 2035 | 2040
BM | 0 | 0 | 0 | 0 | 0 | 0
CC | 0 | 0 | 0 | 0 | 0 | 0
CSP | 0 | 0 | 0 | 0 | 0 | 0
CT | 0 | 0 | 0 | 0 | 0 | 0
Coal | 0 | 0 | 0 | 0 | 0 | 0
Geo | 0 | 0 | 0 | 0 | 0 | 0
H | 0 | 0 | 0 | 0 | 0 | 0
LFG | 0 | 0 | 0 | 0 | 0 | 0
Nuc | 0 | 0 | 0 | 0 | 0 | 0
PS | 0 | 0 | 0 | 0 | 0 | 0
PV | 0 | 0 | 0 | 0 | 0 | 0
PeakG | 0 | 0 | 0 | 0 | 0 | 0
PeakO | 0 | 0 | 0 | 0 | 0 | 0
ST | 0 | 0 | 0 | 0 | 0 | 0
STOG | 0 | 0 | 0 | 0 | 0 | 0
STWD | 0 | 0 | 0 | 0 | 0 | 0
WT | 0 | 0 | 0 | 0 | 0 | 0
IGCC | 0 | 0 | 0 | 0 | 0 | 0
DemandResponse | 0 | 0 | 0 | 0 | 0 | 0
IGCC-CCS | 0 | 0 | 0 | 0 | 0 | 0
WT_off | 0 | 0 | 0 | 0 | 0 | 0
PseudoUnit | 0 | 0 | 0 | 0 | 0 | 0
FixedInterchange | 0 | 0 | 0 | 0 | 0 | 0
Emission Cost by Reporting Type: MAPP_CA
ReportingType | 2015 | 2020 | 2025 | 2030 | 2035 | 2040
BM | 0 | 0 | 0 | 0 | 0 | 0
CC | 0 | 0 | 0 | 0 | 0 | 0
CSP | 0 | 0 | 0 | 0 | 0 | 0
CT | 0 | 0 | 0 | 0 | 0 | 0
Coal | 0 | 0 | 0 | 0 | 0 | 0
Geo | 0 | 0 | 0 | 0 | 0 | 0
H | 0 | 0 | 0 | 0 | 0 | 0
LFG | 0 | 0 | 0 | 0 | 0 | 0
Nuc | 0 | 0 | 0 | 0 | 0 | 0
PS | 0 | 0 | 0 | 0 | 0 | 0
PV | 0 | 0 | 0 | 0 | 0 | 0
PeakG | 0 | 0 | 0 | 0 | 0 | 0
PeakO | 0 | 0 | 0 | 0 | 0 | 0
ST | 0 | 0 | 0 | 0 | 0 | 0
STOG | 0 | 0 | 0 | 0 | 0 | 0
STWD | 0 | 0 | 0 | 0 | 0 | 0
WT | 0 | 0 | 0 | 0 | 0 | 0
IGCC | 0 | 0 | 0 | 0 | 0 | 0
DemandResponse | 0 | 0 | 0 | 0 | 0 | 0
IGCC-CCS | 0 | 0 | 0 | 0 | 0 | 0
WT_off | 0 | 0 | 0 | 0 | 0 | 0
PseudoUnit | 0 | 0 | 0 | 0 | 0 | 0
FixedInterchange | 0 | 0 | 0 | 0 | 0 | 0
Emission Cost by Reporting Type: AZ_NM_SNV_Coal
ReportingType | 2015 | 2020 | 2025 | 2030 | 2035 | 2040
BM | 0 | 0 | 0 | 0 | 0 | 0
CC | 0 | 0 | 0 | 0 | 0 | 0
CSP | 0 | 0 | 0 | 0 | 0 | 0
CT | 0 | 0 | 0 | 0 | 0 | 0
Coal | 0 | 0 | 0 | 0 | 0 | 0
Geo | 0 | 0 | 0 | 0 | 0 | 0
H | 0 | 0 | 0 | 0 | 0 | 0
LFG | 0 | 0 | 0 | 0 | 0 | 0
Nuc | 0 | 0 | 0 | 0 | 0 | 0
PS | 0 | 0 | 0 | 0 | 0 | 0
PV | 0 | 0 | 0 | 0 | 0 | 0
PeakG | 0 | 0 | 0 | 0 | 0 | 0
PeakO | 0 | 0 | 0 | 0 | 0 | 0
ST | 0 | 0 | 0 | 0 | 0 | 0
STOG | 0 | 0 | 0 | 0 | 0 | 0
STWD | 0 | 0 | 0 | 0 | 0 | 0
WT | 0 | 0 | 0 | 0 | 0 | 0
IGCC | 0 | 0 | 0 | 0 | 0 | 0
DemandResponse | 0 | 0 | 0 | 0 | 0 | 0
IGCC-CCS | 0 | 0 | 0 | 0 | 0 | 0
WT_off | 0 | 0 | 0 | 0 | 0 | 0
PseudoUnit | 0 | 0 | 0 | 0 | 0 | 0
FixedInterchange | 0 | 0 | 0 | 0 | 0 | 0
Emission Cost by Reporting Type: AZ_NM_SNV_Gas
ReportingType | 2015 | 2020 | 2025 | 2030 | 2035 | 2040
BM | 0 | 0 | 0 | 0 | 0 | 0
CC | 0 | 0 | 0 | 0 | 0 | 0
CSP | 0 | 0 | 0 | 0 | 0 | 0
CT | 0 | 0 | 0 | 0 | 0 | 0
Coal | 0 | 0 | 0 | 0 | 0 | 0
Geo | 0 | 0 | 0 | 0 | 0 | 0
H | 0 | 0 | 0 | 0 | 0 | 0
LFG | 0 | 0 | 0 | 0 | 0 | 0
Nuc | 0 | 0 | 0 | 0 | 0 | 0
PS | 0 | 0 | 0 | 0 | 0 | 0
PV | 0 | 0 | 0 | 0 | 0 | 0
PeakG | 0 | 0 | 0 | 0 | 0 | 0
PeakO | 0 | 0 | 0 | 0 | 0 | 0
ST | 0 | 0 | 0 | 0 | 0 | 0
STOG | 0 | 0 | 0 | 0 | 0 | 0
STWD | 0 | 0 | 0 | 0 | 0 | 0
WT | 0 | 0 | 0 | 0 | 0 | 0
IGCC | 0 | 0 | 0 | 0 | 0 | 0
DemandResponse | 0 | 0 | 0 | 0 | 0 | 0
IGCC-CCS | 0 | 0 | 0 | 0 | 0 | 0
WT_off | 0 | 0 | 0 | 0 | 0 | 0
PseudoUnit | 0 | 0 | 0 | 0 | 0 | 0
FixedInterchange | 0 | 0 | 0 | 0 | 0 | 0
Emission Cost by Reporting Type: AZ_NM_SNV_NucRenew
ReportingType | 2015 | 2020 | 2025 | 2030 | 2035 | 2040
BM | 0 | 0 | 0 | 0 | 0 | 0
CC | 0 | 0 | 0 | 0 | 0 | 0
CSP | 0 | 0 | 0 | 0 | 0 | 0
CT | 0 | 0 | 0 | 0 | 0 | 0
Coal | 0 | 0 | 0 | 0 | 0 | 0
Geo | 0 | 0 | 0 | 0 | 0 | 0
H | 0 | 0 | 0 | 0 | 0 | 0
LFG | 0 | 0 | 0 | 0 | 0 | 0
Nuc | 0 | 0 | 0 | 0 | 0 | 0
PS | 0 | 0 | 0 | 0 | 0 | 0
PV | 0 | 0 | 0 | 0 | 0 | 0
PeakG | 0 | 0 | 0 | 0 | 0 | 0
PeakO | 0 | 0 | 0 | 0 | 0 | 0
ST | 0 | 0 | 0 | 0 | 0 | 0
STOG | 0 | 0 | 0 | 0 | 0 | 0
STWD | 0 | 0 | 0 | 0 | 0 | 0
WT | 0 | 0 | 0 | 0 | 0 | 0
IGCC | 0 | 0 | 0 | 0 | 0 | 0
DemandResponse | 0 | 0 | 0 | 0 | 0 | 0
IGCC-CCS | 0 | 0 | 0 | 0 | 0 | 0
WT_off | 0 | 0 | 0 | 0 | 0 | 0
PseudoUnit | 0 | 0 | 0 | 0 | 0 | 0
FixedInterchange | 0 | 0 | 0 | 0 | 0 | 0
Emission Cost by Reporting Type: ERCOT
ReportingType | 2015 | 2020 | 2025 | 2030 | 2035 | 2040
BM | 0 | 0 | 0 | 0 | 0 | 0
CC | 0 | 0 | 0 | 0 | 0 | 0
CSP | 0 | 0 | 0 | 0 | 0 | 0
CT | 0 | 0 | 0 | 0 | 0 | 0
Coal | 0 | 0 | 0 | 0 | 0 | 0
Geo | 0 | 0 | 0 | 0 | 0 | 0
H | 0 | 0 | 0 | 0 | 0 | 0
LFG | 0 | 0 | 0 | 0 | 0 | 0
Nuc | 0 | 0 | 0 | 0 | 0 | 0
PS | 0 | 0 | 0 | 0 | 0 | 0
PV | 0 | 0 | 0 | 0 | 0 | 0
PeakG | 0 | 0 | 0 | 0 | 0 | 0
PeakO | 0 | 0 | 0 | 0 | 0 | 0
ST | 0 | 0 | 0 | 0 | 0 | 0
STOG | 0 | 0 | 0 | 0 | 0 | 0
STWD | 0 | 0 | 0 | 0 | 0 | 0
WT | 0 | 0 | 0 | 0 | 0 | 0
IGCC | 0 | 0 | 0 | 0 | 0 | 0
DemandResponse | 0 | 0 | 0 | 0 | 0 | 0
IGCC-CCS | 0 | 0 | 0 | 0 | 0 | 0
WT_off | 0 | 0 | 0 | 0 | 0 | 0
PseudoUnit | 0 | 0 | 0 | 0 | 0 | 0
FixedInterchange | 0 | 0 | 0 | 0 | 0 | 0
Emission Cost by Reporting Type: NP15
ReportingType | 2015 | 2020 | 2025 | 2030 | 2035 | 2040
BM | 0 | 0 | 0 | 0 | 0 | 0
CC | 0 | 0 | 0 | 0 | 0 | 0
CSP | 0 | 0 | 0 | 0 | 0 | 0
CT | 0 | 0 | 0 | 0 | 0 | 0
Coal | 0 | 0 | 0 | 0 | 0 | 0
Geo | 0 | 0 | 0 | 0 | 0 | 0
H | 0 | 0 | 0 | 0 | 0 | 0
LFG | 0 | 0 | 0 | 0 | 0 | 0
Nuc | 0 | 0 | 0 | 0 | 0 | 0
PS | 0 | 0 | 0 | 0 | 0 | 0
PV | 0 | 0 | 0 | 0 | 0 | 0
PeakG | 0 | 0 | 0 | 0 | 0 | 0
PeakO | 0 | 0 | 0 | 0 | 0 | 0
ST | 0 | 0 | 0 | 0 | 0 | 0
STOG | 0 | 0 | 0 | 0 | 0 | 0
STWD | 0 | 0 | 0 | 0 | 0 | 0
WT | 0 | 0 | 0 | 0 | 0 | 0
IGCC | 0 | 0 | 0 | 0 | 0 | 0
DemandResponse | 0 | 0 | 0 | 0 | 0 | 0
IGCC-CCS | 0 | 0 | 0 | 0 | 0 | 0
WT_off | 0 | 0 | 0 | 0 | 0 | 0
PseudoUnit | 0 | 0 | 0 | 0 | 0 | 0
FixedInterchange | 0 | 0 | 0 | 0 | 0 | 0
Emission Cost by Reporting Type: NWPP_Coal
ReportingType | 2015 | 2020 | 2025 | 2030 | 2035 | 2040
BM | 0 | 0 | 0 | 0 | 0 | 0
CC | 0 | 0 | 0 | 0 | 0 | 0
CSP | 0 | 0 | 0 | 0 | 0 | 0
CT | 0 | 0 | 0 | 0 | 0 | 0
Coal | 0 | 0 | 0 | 0 | 0 | 0
Geo | 0 | 0 | 0 | 0 | 0 | 0
H | 0 | 0 | 0 | 0 | 0 | 0
LFG | 0 | 0 | 0 | 0 | 0 | 0
Nuc | 0 | 0 | 0 | 0 | 0 | 0
PS | 0 | 0 | 0 | 0 | 0 | 0
PV | 0 | 0 | 0 | 0 | 0 | 0
PeakG | 0 | 0 | 0 | 0 | 0 | 0
PeakO | 0 | 0 | 0 | 0 | 0 | 0
ST | 0 | 0 | 0 | 0 | 0 | 0
STOG | 0 | 0 | 0 | 0 | 0 | 0
STWD | 0 | 0 | 0 | 0 | 0 | 0
WT | 0 | 0 | 0 | 0 | 0 | 0
IGCC | 0 | 0 | 0 | 0 | 0 | 0
DemandResponse | 0 | 0 | 0 | 0 | 0 | 0
IGCC-CCS | 0 | 0 | 0 | 0 | 0 | 0
WT_off | 0 | 0 | 0 | 0 | 0 | 0
PseudoUnit | 0 | 0 | 0 | 0 | 0 | 0
FixedInterchange | 0 | 0 | 0 | 0 | 0 | 0
Emission Cost by Reporting Type: NWPP_Gas
ReportingType | 2015 | 2020 | 2025 | 2030 | 2035 | 2040
BM | 0 | 0 | 0 | 0 | 0 | 0
CC | 0 | 0 | 0 | 0 | 0 | 0
CSP | 0 | 0 | 0 | 0 | 0 | 0
CT | 0 | 0 | 0 | 0 | 0 | 0
Coal | 0 | 0 | 0 | 0 | 0 | 0
Geo | 0 | 0 | 0 | 0 | 0 | 0
H | 0 | 0 | 0 | 0 | 0 | 0
LFG | 0 | 0 | 0 | 0 | 0 | 0
Nuc | 0 | 0 | 0 | 0 | 0 | 0
PS | 0 | 0 | 0 | 0 | 0 | 0
PV | 0 | 0 | 0 | 0 | 0 | 0
PeakG | 0 | 0 | 0 | 0 | 0 | 0
PeakO | 0 | 0 | 0 | 0 | 0 | 0
ST | 0 | 0 | 0 | 0 | 0 | 0
STOG | 0 | 0 | 0 | 0 | 0 | 0
STWD | 0 | 0 | 0 | 0 | 0 | 0
WT | 0 | 0 | 0 | 0 | 0 | 0
IGCC | 0 | 0 | 0 | 0 | 0 | 0
DemandResponse | 0 | 0 | 0 | 0 | 0 | 0
IGCC-CCS | 0 | 0 | 0 | 0 | 0 | 0
WT_off | 0 | 0 | 0 | 0 | 0 | 0
PseudoUnit | 0 | 0 | 0 | 0 | 0 | 0
FixedInterchange | 0 | 0 | 0 | 0 | 0 | 0
Emission Cost by Reporting Type: NWPP_NucRenew
ReportingType | 2015 | 2020 | 2025 | 2030 | 2035 | 2040
BM | 0 | 0 | 0 | 0 | 0 | 0
CC | 0 | 0 | 0 | 0 | 0 | 0
CSP | 0 | 0 | 0 | 0 | 0 | 0
CT | 0 | 0 | 0 | 0 | 0 | 0
Coal | 0 | 0 | 0 | 0 | 0 | 0
Geo | 0 | 0 | 0 | 0 | 0 | 0
H | 0 | 0 | 0 | 0 | 0 | 0
LFG | 0 | 0 | 0 | 0 | 0 | 0
Nuc | 0 | 0 | 0 | 0 | 0 | 0
PS | 0 | 0 | 0 | 0 | 0 | 0
PV | 0 | 0 | 0 | 0 | 0 | 0
PeakG | 0 | 0 | 0 | 0 | 0 | 0
PeakO | 0 | 0 | 0 | 0 | 0 | 0
ST | 0 | 0 | 0 | 0 | 0 | 0
STOG | 0 | 0 | 0 | 0 | 0 | 0
STWD | 0 | 0 | 0 | 0 | 0 | 0
WT | 0 | 0 | 0 | 0 | 0 | 0
IGCC | 0 | 0 | 0 | 0 | 0 | 0
DemandResponse | 0 | 0 | 0 | 0 | 0 | 0
IGCC-CCS | 0 | 0 | 0 | 0 | 0 | 0
WT_off | 0 | 0 | 0 | 0 | 0 | 0
PseudoUnit | 0 | 0 | 0 | 0 | 0 | 0
FixedInterchange | 0 | 0 | 0 | 0 | 0 | 0
Emission Cost by Reporting Type: RMPA
ReportingType | 2015 | 2020 | 2025 | 2030 | 2035 | 2040
BM | 0 | 0 | 0 | 0 | 0 | 0
CC | 0 | 0 | 0 | 0 | 0 | 0
CSP | 0 | 0 | 0 | 0 | 0 | 0
CT | 0 | 0 | 0 | 0 | 0 | 0
Coal | 0 | 0 | 0 | 0 | 0 | 0
Geo | 0 | 0 | 0 | 0 | 0 | 0
H | 0 | 0 | 0 | 0 | 0 | 0
LFG | 0 | 0 | 0 | 0 | 0 | 0
Nuc | 0 | 0 | 0 | 0 | 0 | 0
PS | 0 | 0 | 0 | 0 | 0 | 0
PV | 0 | 0 | 0 | 0 | 0 | 0
PeakG | 0 | 0 | 0 | 0 | 0 | 0
PeakO | 0 | 0 | 0 | 0 | 0 | 0
ST | 0 | 0 | 0 | 0 | 0 | 0
STOG | 0 | 0 | 0 | 0 | 0 | 0
STWD | 0 | 0 | 0 | 0 | 0 | 0
WT | 0 | 0 | 0 | 0 | 0 | 0
IGCC | 0 | 0 | 0 | 0 | 0 | 0
DemandResponse | 0 | 0 | 0 | 0 | 0 | 0
IGCC-CCS | 0 | 0 | 0 | 0 | 0 | 0
WT_off | 0 | 0 | 0 | 0 | 0 | 0
PseudoUnit | 0 | 0 | 0 | 0 | 0 | 0
FixedInterchange | 0 | 0 | 0 | 0 | 0 | 0
Emission Cost by Reporting Type: SP15
ReportingType | 2015 | 2020 | 2025 | 2030 | 2035 | 2040
BM | 0 | 0 | 0 | 0 | 0 | 0
CC | 0 | 0 | 0 | 0 | 0 | 0
CSP | 0 | 0 | 0 | 0 | 0 | 0
CT | 0 | 0 | 0 | 0 | 0 | 0
Coal | 0 | 0 | 0 | 0 | 0 | 0
Geo | 0 | 0 | 0 | 0 | 0 | 0
H | 0 | 0 | 0 | 0 | 0 | 0
LFG | 0 | 0 | 0 | 0 | 0 | 0
Nuc | 0 | 0 | 0 | 0 | 0 | 0
PS | 0 | 0 | 0 | 0 | 0 | 0
PV | 0 | 0 | 0 | 0 | 0 | 0
PeakG | 0 | 0 | 0 | 0 | 0 | 0
PeakO | 0 | 0 | 0 | 0 | 0 | 0
ST | 0 | 0 | 0 | 0 | 0 | 0
STOG | 0 | 0 | 0 | 0 | 0 | 0
STWD | 0 | 0 | 0 | 0 | 0 | 0
WT | 0 | 0 | 0 | 0 | 0 | 0
IGCC | 0 | 0 | 0 | 0 | 0 | 0
DemandResponse | 0 | 0 | 0 | 0 | 0 | 0
IGCC-CCS | 0 | 0 | 0 | 0 | 0 | 0
WT_off | 0 | 0 | 0 | 0 | 0 | 0
PseudoUnit | 0 | 0 | 0 | 0 | 0 | 0
FixedInterchange | 0 | 0 | 0 | 0 | 0 | 0
Emission Cost by Reporting Type: ALB
ReportingType | 2015 | 2020 | 2025 | 2030 | 2035 | 2040
BM | 0 | 0 | 0 | 0 | 0 | 0
CC | 0 | 0 | 0 | 0 | 0 | 0
CSP | 0 | 0 | 0 | 0 | 0 | 0
CT | 0 | 0 | 0 | 0 | 0 | 0
Coal | 0 | 0 | 0 | 0 | 0 | 0
Geo | 0 | 0 | 0 | 0 | 0 | 0
H | 0 | 0 | 0 | 0 | 0 | 0
LFG | 0 | 0 | 0 | 0 | 0 | 0
Nuc | 0 | 0 | 0 | 0 | 0 | 0
PS | 0 | 0 | 0 | 0 | 0 | 0
PV | 0 | 0 | 0 | 0 | 0 | 0
PeakG | 0 | 0 | 0 | 0 | 0 | 0
PeakO | 0 | 0 | 0 | 0 | 0 | 0
ST | 0 | 0 | 0 | 0 | 0 | 0
STOG | 0 | 0 | 0 | 0 | 0 | 0
STWD | 0 | 0 | 0 | 0 | 0 | 0
WT | 0 | 0 | 0 | 0 | 0 | 0
IGCC | 0 | 0 | 0 | 0 | 0 | 0
DemandResponse | 0 | 0 | 0 | 0 | 0 | 0
IGCC-CCS | 0 | 0 | 0 | 0 | 0 | 0
WT_off | 0 | 0 | 0 | 0 | 0 | 0
PseudoUnit | 0 | 0 | 0 | 0 | 0 | 0
FixedInterchange | 0 | 0 | 0 | 0 | 0 | 0
Emission Cost by Reporting Type: BC
ReportingType | 2015 | 2020 | 2025 | 2030 | 2035 | 2040
BM | 0 | 0 | 0 | 0 | 0 | 0
CC | 0 | 0 | 0 | 0 | 0 | 0
CSP | 0 | 0 | 0 | 0 | 0 | 0
CT | 0 | 0 | 0 | 0 | 0 | 0
Coal | 0 | 0 | 0 | 0 | 0 | 0
Geo | 0 | 0 | 0 | 0 | 0 | 0
H | 0 | 0 | 0 | 0 | 0 | 0
LFG | 0 | 0 | 0 | 0 | 0 | 0
Nuc | 0 | 0 | 0 | 0 | 0 | 0
PS | 0 | 0 | 0 | 0 | 0 | 0
PV | 0 | 0 | 0 | 0 | 0 | 0
PeakG | 0 | 0 | 0 | 0 | 0 | 0
PeakO | 0 | 0 | 0 | 0 | 0 | 0
ST | 0 | 0 | 0 | 0 | 0 | 0
STOG | 0 | 0 | 0 | 0 | 0 | 0
STWD | 0 | 0 | 0 | 0 | 0 | 0
WT | 0 | 0 | 0 | 0 | 0 | 0
IGCC | 0 | 0 | 0 | 0 | 0 | 0
DemandResponse | 0 | 0 | 0 | 0 | 0 | 0
IGCC-CCS | 0 | 0 | 0 | 0 | 0 | 0
WT_off | 0 | 0 | 0 | 0 | 0 | 0
PseudoUnit | 0 | 0 | 0 | 0 | 0 | 0
FixedInterchange | 0 | 0 | 0 | 0 | 0 | 0
Emission Cost by Reporting Type: HQ_IESO
ReportingType | 2015 | 2020 | 2025 | 2030 | 2035 | 2040
BM | 0 | 0 | 0 | 0 | 0 | 0
CC | 0 | 0 | 0 | 0 | 0 | 0
CSP | 0 | 0 | 0 | 0 | 0 | 0
CT | 0 | 0 | 0 | 0 | 0 | 0
Coal | 0 | 0 | 0 | 0 | 0 | 0
Geo | 0 | 0 | 0 | 0 | 0 | 0
H | 0 | 0 | 0 | 0 | 0 | 0
LFG | 0 | 0 | 0 | 0 | 0 | 0
Nuc | 0 | 0 | 0 | 0 | 0 | 0
PS | 0 | 0 | 0 | 0 | 0 | 0
PV | 0 | 0 | 0 | 0 | 0 | 0
PeakG | 0 | 0 | 0 | 0 | 0 | 0
PeakO | 0 | 0 | 0 | 0 | 0 | 0
ST | 0 | 0 | 0 | 0 | 0 | 0
STOG | 0 | 0 | 0 | 0 | 0 | 0
STWD | 0 | 0 | 0 | 0 | 0 | 0
WT | 0 | 0 | 0 | 0 | 0 | 0
IGCC | 0 | 0 | 0 | 0 | 0 | 0
DemandResponse | 0 | 0 | 0 | 0 | 0 | 0
IGCC-CCS | 0 | 0 | 0 | 0 | 0 | 0
WT_off | 0 | 0 | 0 | 0 | 0 | 0
PseudoUnit | 0 | 0 | 0 | 0 | 0 | 0
FixedInterchange | 0 | 0 | 0 | 0 | 0 | 0
Emission Cost by Reporting Type: HQ_NEISO
ReportingType | 2015 | 2020 | 2025 | 2030 | 2035 | 2040
BM | 0 | 0 | 0 | 0 | 0 | 0
CC | 0 | 0 | 0 | 0 | 0 | 0
CSP | 0 | 0 | 0 | 0 | 0 | 0
CT | 0 | 0 | 0 | 0 | 0 | 0
Coal | 0 | 0 | 0 | 0 | 0 | 0
Geo | 0 | 0 | 0 | 0 | 0 | 0
H | 0 | 0 | 0 | 0 | 0 | 0
LFG | 0 | 0 | 0 | 0 | 0 | 0
Nuc | 0 | 0 | 0 | 0 | 0 | 0
PS | 0 | 0 | 0 | 0 | 0 | 0
PV | 0 | 0 | 0 | 0 | 0 | 0
PeakG | 0 | 0 | 0 | 0 | 0 | 0
PeakO | 0 | 0 | 0 | 0 | 0 | 0
ST | 0 | 0 | 0 | 0 | 0 | 0
STOG | 0 | 0 | 0 | 0 | 0 | 0
STWD | 0 | 0 | 0 | 0 | 0 | 0
WT | 0 | 0 | 0 | 0 | 0 | 0
IGCC | 0 | 0 | 0 | 0 | 0 | 0
DemandResponse | 0 | 0 | 0 | 0 | 0 | 0
IGCC-CCS | 0 | 0 | 0 | 0 | 0 | 0
WT_off | 0 | 0 | 0 | 0 | 0 | 0
PseudoUnit | 0 | 0 | 0 | 0 | 0 | 0
FixedInterchange | 0 | 0 | 0 | 0 | 0 | 0
Emission Cost by Reporting Type: HQ_NY
ReportingType | 2015 | 2020 | 2025 | 2030 | 2035 | 2040
BM | 0 | 0 | 0 | 0 | 0 | 0
CC | 0 | 0 | 0 | 0 | 0 | 0
CSP | 0 | 0 | 0 | 0 | 0 | 0
CT | 0 | 0 | 0 | 0 | 0 | 0
Coal | 0 | 0 | 0 | 0 | 0 | 0
Geo | 0 | 0 | 0 | 0 | 0 | 0
H | 0 | 0 | 0 | 0 | 0 | 0
LFG | 0 | 0 | 0 | 0 | 0 | 0
Nuc | 0 | 0 | 0 | 0 | 0 | 0
PS | 0 | 0 | 0 | 0 | 0 | 0
PV | 0 | 0 | 0 | 0 | 0 | 0
PeakG | 0 | 0 | 0 | 0 | 0 | 0
PeakO | 0 | 0 | 0 | 0 | 0 | 0
ST | 0 | 0 | 0 | 0 | 0 | 0
STOG | 0 | 0 | 0 | 0 | 0 | 0
STWD | 0 | 0 | 0 | 0 | 0 | 0
WT | 0 | 0 | 0 | 0 | 0 | 0
IGCC | 0 | 0 | 0 | 0 | 0 | 0
DemandResponse | 0 | 0 | 0 | 0 | 0 | 0
IGCC-CCS | 0 | 0 | 0 | 0 | 0 | 0
WT_off | 0 | 0 | 0 | 0 | 0 | 0
PseudoUnit | 0 | 0 | 0 | 0 | 0 | 0
FixedInterchange | 0 | 0 | 0 | 0 | 0 | 0
Emission Cost by Reporting Type: MARITIMES
ReportingType | 2015 | 2020 | 2025 | 2030 | 2035 | 2040
BM | 0 | 0 | 0 | 0 | 0 | 0
CC | 0 | 0 | 0 | 0 | 0 | 0
CSP | 0 | 0 | 0 | 0 | 0 | 0
CT | 0 | 0 | 0 | 0 | 0 | 0
Coal | 0 | 0 | 0 | 0 | 0 | 0
Geo | 0 | 0 | 0 | 0 | 0 | 0
H | 0 | 0 | 0 | 0 | 0 | 0
LFG | 0 | 0 | 0 | 0 | 0 | 0
Nuc | 0 | 0 | 0 | 0 | 0 | 0
PS | 0 | 0 | 0 | 0 | 0 | 0
PV | 0 | 0 | 0 | 0 | 0 | 0
PeakG | 0 | 0 | 0 | 0 | 0 | 0
PeakO | 0 | 0 | 0 | 0 | 0 | 0
ST | 0 | 0 | 0 | 0 | 0 | 0
STOG | 0 | 0 | 0 | 0 | 0 | 0
STWD | 0 | 0 | 0 | 0 | 0 | 0
WT | 0 | 0 | 0 | 0 | 0 | 0
IGCC | 0 | 0 | 0 | 0 | 0 | 0
DemandResponse | 0 | 0 | 0 | 0 | 0 | 0
IGCC-CCS | 0 | 0 | 0 | 0 | 0 | 0
WT_off | 0 | 0 | 0 | 0 | 0 | 0
PseudoUnit | 0 | 0 | 0 | 0 | 0 | 0
FixedInterchange | 0 | 0 | 0 | 0 | 0 | 0
Emission Cost by Reporting Type: All
ReportingType | 2015 | 2020 | 2025 | 2030 | 2035 | 2040
BM | 0 | 0 | 0 | 0 | 0 | 0
CC | 0 | 0 | 0 | 0 | 0 | 0
CSP | 0 | 0 | 0 | 0 | 0 | 0
CT | 0 | 0 | 0 | 0 | 0 | 0
Coal | 0 | 0 | 0 | 0 | 0 | 0
Geo | 0 | 0 | 0 | 0 | 0 | 0
H | 0 | 0 | 0 | 0 | 0 | 0
LFG | 0 | 0 | 0 | 0 | 0 | 0
Nuc | 0 | 0 | 0 | 0 | 0 | 0
PS | 0 | 0 | 0 | 0 | 0 | 0
PV | 0 | 0 | 0 | 0 | 0 | 0
PeakG | 0 | 0 | 0 | 0 | 0 | 0
PeakO | 0 | 0 | 0 | 0 | 0 | 0
ST | 0 | 0 | 0 | 0 | 0 | 0
STOG | 0 | 0 | 0 | 0 | 0 | 0
STWD | 0 | 0 | 0 | 0 | 0 | 0
WT | 0 | 0 | 0 | 0 | 0 | 0
IGCC | 0 | 0 | 0 | 0 | 0 | 0
DemandResponse | 0 | 0 | 0 | 0 | 0 | 0
IGCC-CCS | 0 | 0 | 0 | 0 | 0 | 0
WT_off | 0 | 0 | 0 | 0 | 0 | 0
PseudoUnit | 0 | 0 | 0 | 0 | 0 | 0
FixedInterchange | 0 | 0 | 0 | 0 | 0 | 0
Emission Cost by Reporting Type: EI_US
ReportingType | 2015 | 2020 | 2025 | 2030 | 2035 | 2040
BM | 0 | 0 | 0 | 0 | 0 | 0
CC | 0 | 0 | 0 | 0 | 0 | 0
CSP | 0 | 0 | 0 | 0 | 0 | 0
CT | 0 | 0 | 0 | 0 | 0 | 0
Coal | 0 | 0 | 0 | 0 | 0 | 0
Geo | 0 | 0 | 0 | 0 | 0 | 0
H | 0 | 0 | 0 | 0 | 0 | 0
LFG | 0 | 0 | 0 | 0 | 0 | 0
Nuc | 0 | 0 | 0 | 0 | 0 | 0
PS | 0 | 0 | 0 | 0 | 0 | 0
PV | 0 | 0 | 0 | 0 | 0 | 0
PeakG | 0 | 0 | 0 | 0 | 0 | 0
PeakO | 0 | 0 | 0 | 0 | 0 | 0
ST | 0 | 0 | 0 | 0 | 0 | 0
STOG | 0 | 0 | 0 | 0 | 0 | 0
STWD | 0 | 0 | 0 | 0 | 0 | 0
WT | 0 | 0 | 0 | 0 | 0 | 0
IGCC | 0 | 0 | 0 | 0 | 0 | 0
DemandResponse | 0 | 0 | 0 | 0 | 0 | 0
IGCC-CCS | 0 | 0 | 0 | 0 | 0 | 0
WT_off | 0 | 0 | 0 | 0 | 0 | 0
PseudoUnit | 0 | 0 | 0 | 0 | 0 | 0
FixedInterchange | 0 | 0 | 0 | 0 | 0 | 0
Emission Cost by Reporting Type: EI_Canada
ReportingType | 2015 | 2020 | 2025 | 2030 | 2035 | 2040
BM | 0 | 0 | 0 | 0 | 0 | 0
CC | 0 | 0 | 0 | 0 | 0 | 0
CSP | 0 | 0 | 0 | 0 | 0 | 0
CT | 0 | 0 | 0 | 0 | 0 | 0
Coal | 0 | 0 | 0 | 0 | 0 | 0
Geo | 0 | 0 | 0 | 0 | 0 | 0
H | 0 | 0 | 0 | 0 | 0 | 0
LFG | 0 | 0 | 0 | 0 | 0 | 0
Nuc | 0 | 0 | 0 | 0 | 0 | 0
PS | 0 | 0 | 0 | 0 | 0 | 0
PV | 0 | 0 | 0 | 0 | 0 | 0
PeakG | 0 | 0 | 0 | 0 | 0 | 0
PeakO | 0 | 0 | 0 | 0 | 0 | 0
ST | 0 | 0 | 0 | 0 | 0 | 0
STOG | 0 | 0 | 0 | 0 | 0 | 0
STWD | 0 | 0 | 0 | 0 | 0 | 0
WT | 0 | 0 | 0 | 0 | 0 | 0
IGCC | 0 | 0 | 0 | 0 | 0 | 0
DemandResponse | 0 | 0 | 0 | 0 | 0 | 0
IGCC-CCS | 0 | 0 | 0 | 0 | 0 | 0
WT_off | 0 | 0 | 0 | 0 | 0 | 0
PseudoUnit | 0 | 0 | 0 | 0 | 0 | 0
FixedInterchange | 0 | 0 | 0 | 0 | 0 | 0
Emission Cost by Reporting Type: EI
ReportingType | 2015 | 2020 | 2025 | 2030 | 2035 | 2040
BM | 0 | 0 | 0 | 0 | 0 | 0
CC | 0 | 0 | 0 | 0 | 0 | 0
CSP | 0 | 0 | 0 | 0 | 0 | 0
CT | 0 | 0 | 0 | 0 | 0 | 0
Coal | 0 | 0 | 0 | 0 | 0 | 0
Geo | 0 | 0 | 0 | 0 | 0 | 0
H | 0 | 0 | 0 | 0 | 0 | 0
LFG | 0 | 0 | 0 | 0 | 0 | 0
Nuc | 0 | 0 | 0 | 0 | 0 | 0
PS | 0 | 0 | 0 | 0 | 0 | 0
PV | 0 | 0 | 0 | 0 | 0 | 0
PeakG | 0 | 0 | 0 | 0 | 0 | 0
PeakO | 0 | 0 | 0 | 0 | 0 | 0
ST | 0 | 0 | 0 | 0 | 0 | 0
STOG | 0 | 0 | 0 | 0 | 0 | 0
STWD | 0 | 0 | 0 | 0 | 0 | 0
WT | 0 | 0 | 0 | 0 | 0 | 0
IGCC | 0 | 0 | 0 | 0 | 0 | 0
DemandResponse | 0 | 0 | 0 | 0 | 0 | 0
IGCC-CCS | 0 | 0 | 0 | 0 | 0 | 0
WT_off | 0 | 0 | 0 | 0 | 0 | 0
PseudoUnit | 0 | 0 | 0 | 0 | 0 | 0
FixedInterchange | 0 | 0 | 0 | 0 | 0 | 0
Emission Cost by Reporting Type: Outside_EI
ReportingType | 2015 | 2020 | 2025 | 2030 | 2035 | 2040
BM | 0 | 0 | 0 | 0 | 0 | 0
CC | 0 | 0 | 0 | 0 | 0 | 0
CSP | 0 | 0 | 0 | 0 | 0 | 0
CT | 0 | 0 | 0 | 0 | 0 | 0
Coal | 0 | 0 | 0 | 0 | 0 | 0
Geo | 0 | 0 | 0 | 0 | 0 | 0
H | 0 | 0 | 0 | 0 | 0 | 0
LFG | 0 | 0 | 0 | 0 | 0 | 0
Nuc | 0 | 0 | 0 | 0 | 0 | 0
PS | 0 | 0 | 0 | 0 | 0 | 0
PV | 0 | 0 | 0 | 0 | 0 | 0
PeakG | 0 | 0 | 0 | 0 | 0 | 0
PeakO | 0 | 0 | 0 | 0 | 0 | 0
ST | 0 | 0 | 0 | 0 | 0 | 0
STOG | 0 | 0 | 0 | 0 | 0 | 0
STWD | 0 | 0 | 0 | 0 | 0 | 0
WT | 0 | 0 | 0 | 0 | 0 | 0
IGCC | 0 | 0 | 0 | 0 | 0 | 0
DemandResponse | 0 | 0 | 0 | 0 | 0 | 0
IGCC-CCS | 0 | 0 | 0 | 0 | 0 | 0
WT_off | 0 | 0 | 0 | 0 | 0 | 0
PseudoUnit | 0 | 0 | 0 | 0 | 0 | 0
FixedInterchange | 0 | 0 | 0 | 0 | 0 | 0
==== Emission Program: CAIRNOxAnnual : (NOx) ====
Emission Cost by Reporting Type: Entergy
ReportingType | 2015 | 2020 | 2025 | 2030 | 2035 | 2040
BM | 0 | 0 | 0 | 0 | 0 | 0
CC | 0 | 0 | 0 | 0 | 0 | 0
CSP | 0 | 0 | 0 | 0 | 0 | 0
CT | 0 | 0 | 0 | 0 | 0 | 0
Coal | 0 | 0 | 0 | 0 | 0 | 0
Geo | 0 | 0 | 0 | 0 | 0 | 0
H | 0 | 0 | 0 | 0 | 0 | 0
LFG | 0 | 0 | 0 | 0 | 0 | 0
Nuc | 0 | 0 | 0 | 0 | 0 | 0
PS | 0 | 0 | 0 | 0 | 0 | 0
PV | 0 | 0 | 0 | 0 | 0 | 0
PeakG | 0 | 0 | 0 | 0 | 0 | 0
PeakO | 0 | 0 | 0 | 0 | 0 | 0
ST | 0 | 0 | 0 | 0 | 0 | 0
STOG | 0 | 0 | 0 | 0 | 0 | 0
STWD | 0 | 0 | 0 | 0 | 0 | 0
WT | 0 | 0 | 0 | 0 | 0 | 0
IGCC | 0 | 0 | 0 | 0 | 0 | 0
DemandResponse | 0 | 0 | 0 | 0 | 0 | 0
IGCC-CCS | 0 | 0 | 0 | 0 | 0 | 0
WT_off | 0 | 0 | 0 | 0 | 0 | 0
PseudoUnit | 0 | 0 | 0 | 0 | 0 | 0
FixedInterchange | 0 | 0 | 0 | 0 | 0 | 0
Emission Cost by Reporting Type: FRCC
ReportingType | 2015 | 2020 | 2025 | 2030 | 2035 | 2040
BM | 0 | 0 | 0 | 0 | 0 | 0
CC | 0 | 0 | 0 | 0 | 0 | 0
CSP | 0 | 0 | 0 | 0 | 0 | 0
CT | 0 | 0 | 0 | 0 | 0 | 0
Coal | 0 | 0 | 0 | 0 | 0 | 0
Geo | 0 | 0 | 0 | 0 | 0 | 0
H | 0 | 0 | 0 | 0 | 0 | 0
LFG | 0 | 0 | 0 | 0 | 0 | 0
Nuc | 0 | 0 | 0 | 0 | 0 | 0
PS | 0 | 0 | 0 | 0 | 0 | 0
PV | 0 | 0 | 0 | 0 | 0 | 0
PeakG | 0 | 0 | 0 | 0 | 0 | 0
PeakO | 0 | 0 | 0 | 0 | 0 | 0
ST | 0 | 0 | 0 | 0 | 0 | 0
STOG | 0 | 0 | 0 | 0 | 0 | 0
STWD | 0 | 0 | 0 | 0 | 0 | 0
WT | 0 | 0 | 0 | 0 | 0 | 0
IGCC | 0 | 0 | 0 | 0 | 0 | 0
DemandResponse | 0 | 0 | 0 | 0 | 0 | 0
IGCC-CCS | 0 | 0 | 0 | 0 | 0 | 0
WT_off | 0 | 0 | 0 | 0 | 0 | 0
PseudoUnit | 0 | 0 | 0 | 0 | 0 | 0
FixedInterchange | 0 | 0 | 0 | 0 | 0 | 0
Emission Cost by Reporting Type: MAPP_US
ReportingType | 2015 | 2020 | 2025 | 2030 | 2035 | 2040
BM | 0 | 0 | 0 | 0 | 0 | 0
CC | 0 | 0 | 0 | 0 | 0 | 0
CSP | 0 | 0 | 0 | 0 | 0 | 0
CT | 0 | 0 | 0 | 0 | 0 | 0
Coal | 0 | 0 | 0 | 0 | 0 | 0
Geo | 0 | 0 | 0 | 0 | 0 | 0
H | 0 | 0 | 0 | 0 | 0 | 0
LFG | 0 | 0 | 0 | 0 | 0 | 0
Nuc | 0 | 0 | 0 | 0 | 0 | 0
PS | 0 | 0 | 0 | 0 | 0 | 0
PV | 0 | 0 | 0 | 0 | 0 | 0
PeakG | 0 | 0 | 0 | 0 | 0 | 0
PeakO | 0 | 0 | 0 | 0 | 0 | 0
ST | 0 | 0 | 0 | 0 | 0 | 0
STOG | 0 | 0 | 0 | 0 | 0 | 0
STWD | 0 | 0 | 0 | 0 | 0 | 0
WT | 0 | 0 | 0 | 0 | 0 | 0
IGCC | 0 | 0 | 0 | 0 | 0 | 0
DemandResponse | 0 | 0 | 0 | 0 | 0 | 0
IGCC-CCS | 0 | 0 | 0 | 0 | 0 | 0
WT_off | 0 | 0 | 0 | 0 | 0 | 0
PseudoUnit | 0 | 0 | 0 | 0 | 0 | 0
FixedInterchange | 0 | 0 | 0 | 0 | 0 | 0
Emission Cost by Reporting Type: MISO_IN
ReportingType | 2015 | 2020 | 2025 | 2030 | 2035 | 2040
BM | 0 | 0 | 0 | 0 | 0 | 0
CC | 0 | 0 | 0 | 0 | 0 | 0
CSP | 0 | 0 | 0 | 0 | 0 | 0
CT | 0 | 0 | 0 | 0 | 0 | 0
Coal | 0 | 0 | 0 | 0 | 0 | 0
Geo | 0 | 0 | 0 | 0 | 0 | 0
H | 0 | 0 | 0 | 0 | 0 | 0
LFG | 0 | 0 | 0 | 0 | 0 | 0
Nuc | 0 | 0 | 0 | 0 | 0 | 0
PS | 0 | 0 | 0 | 0 | 0 | 0
PV | 0 | 0 | 0 | 0 | 0 | 0
PeakG | 0 | 0 | 0 | 0 | 0 | 0
PeakO | 0 | 0 | 0 | 0 | 0 | 0
ST | 0 | 0 | 0 | 0 | 0 | 0
STOG | 0 | 0 | 0 | 0 | 0 | 0
STWD | 0 | 0 | 0 | 0 | 0 | 0
WT | 0 | 0 | 0 | 0 | 0 | 0
IGCC | 0 | 0 | 0 | 0 | 0 | 0
DemandResponse | 0 | 0 | 0 | 0 | 0 | 0
IGCC-CCS | 0 | 0 | 0 | 0 | 0 | 0
WT_off | 0 | 0 | 0 | 0 | 0 | 0
PseudoUnit | 0 | 0 | 0 | 0 | 0 | 0
FixedInterchange | 0 | 0 | 0 | 0 | 0 | 0
Emission Cost by Reporting Type: MISO_MI
ReportingType | 2015 | 2020 | 2025 | 2030 | 2035 | 2040
BM | 0 | 0 | 0 | 0 | 0 | 0
CC | 0 | 0 | 0 | 0 | 0 | 0
CSP | 0 | 0 | 0 | 0 | 0 | 0
CT | 0 | 0 | 0 | 0 | 0 | 0
Coal | 0 | 0 | 0 | 0 | 0 | 0
Geo | 0 | 0 | 0 | 0 | 0 | 0
H | 0 | 0 | 0 | 0 | 0 | 0
LFG | 0 | 0 | 0 | 0 | 0 | 0
Nuc | 0 | 0 | 0 | 0 | 0 | 0
PS | 0 | 0 | 0 | 0 | 0 | 0
PV | 0 | 0 | 0 | 0 | 0 | 0
PeakG | 0 | 0 | 0 | 0 | 0 | 0
PeakO | 0 | 0 | 0 | 0 | 0 | 0
ST | 0 | 0 | 0 | 0 | 0 | 0
STOG | 0 | 0 | 0 | 0 | 0 | 0
STWD | 0 | 0 | 0 | 0 | 0 | 0
WT | 0 | 0 | 0 | 0 | 0 | 0
IGCC | 0 | 0 | 0 | 0 | 0 | 0
DemandResponse | 0 | 0 | 0 | 0 | 0 | 0
IGCC-CCS | 0 | 0 | 0 | 0 | 0 | 0
WT_off | 0 | 0 | 0 | 0 | 0 | 0
PseudoUnit | 0 | 0 | 0 | 0 | 0 | 0
FixedInterchange | 0 | 0 | 0 | 0 | 0 | 0
Emission Cost by Reporting Type: MISO_MO-IL
ReportingType | 2015 | 2020 | 2025 | 2030 | 2035 | 2040
BM | 0 | 0 | 0 | 0 | 0 | 0
CC | 0 | 0 | 0 | 0 | 0 | 0
CSP | 0 | 0 | 0 | 0 | 0 | 0
CT | 0 | 0 | 0 | 0 | 0 | 0
Coal | 0 | 0 | 0 | 0 | 0 | 0
Geo | 0 | 0 | 0 | 0 | 0 | 0
H | 0 | 0 | 0 | 0 | 0 | 0
LFG | 0 | 0 | 0 | 0 | 0 | 0
Nuc | 0 | 0 | 0 | 0 | 0 | 0
PS | 0 | 0 | 0 | 0 | 0 | 0
PV | 0 | 0 | 0 | 0 | 0 | 0
PeakG | 0 | 0 | 0 | 0 | 0 | 0
PeakO | 0 | 0 | 0 | 0 | 0 | 0
ST | 0 | 0 | 0 | 0 | 0 | 0
STOG | 0 | 0 | 0 | 0 | 0 | 0
STWD | 0 | 0 | 0 | 0 | 0 | 0
WT | 0 | 0 | 0 | 0 | 0 | 0
IGCC | 0 | 0 | 0 | 0 | 0 | 0
DemandResponse | 0 | 0 | 0 | 0 | 0 | 0
IGCC-CCS | 0 | 0 | 0 | 0 | 0 | 0
WT_off | 0 | 0 | 0 | 0 | 0 | 0
PseudoUnit | 0 | 0 | 0 | 0 | 0 | 0
FixedInterchange | 0 | 0 | 0 | 0 | 0 | 0
Emission Cost by Reporting Type: MISO_W
ReportingType | 2015 | 2020 | 2025 | 2030 | 2035 | 2040
BM | 0 | 0 | 0 | 0 | 0 | 0
CC | 0 | 0 | 0 | 0 | 0 | 0
CSP | 0 | 0 | 0 | 0 | 0 | 0
CT | 0 | 0 | 0 | 0 | 0 | 0
Coal | 0 | 0 | 0 | 0 | 0 | 0
Geo | 0 | 0 | 0 | 0 | 0 | 0
H | 0 | 0 | 0 | 0 | 0 | 0
LFG | 0 | 0 | 0 | 0 | 0 | 0
Nuc | 0 | 0 | 0 | 0 | 0 | 0
PS | 0 | 0 | 0 | 0 | 0 | 0
PV | 0 | 0 | 0 | 0 | 0 | 0
PeakG | 0 | 0 | 0 | 0 | 0 | 0
PeakO | 0 | 0 | 0 | 0 | 0 | 0
ST | 0 | 0 | 0 | 0 | 0 | 0
STOG | 0 | 0 | 0 | 0 | 0 | 0
STWD | 0 | 0 | 0 | 0 | 0 | 0
WT | 0 | 0 | 0 | 0 | 0 | 0
IGCC | 0 | 0 | 0 | 0 | 0 | 0
DemandResponse | 0 | 0 | 0 | 0 | 0 | 0
IGCC-CCS | 0 | 0 | 0 | 0 | 0 | 0
WT_off | 0 | 0 | 0 | 0 | 0 | 0
PseudoUnit | 0 | 0 | 0 | 0 | 0 | 0
FixedInterchange | 0 | 0 | 0 | 0 | 0 | 0
Emission Cost by Reporting Type: MISO_WUMS
ReportingType | 2015 | 2020 | 2025 | 2030 | 2035 | 2040
BM | 0 | 0 | 0 | 0 | 0 | 0
CC | 0 | 0 | 0 | 0 | 0 | 0
CSP | 0 | 0 | 0 | 0 | 0 | 0
CT | 0 | 0 | 0 | 0 | 0 | 0
Coal | 0 | 0 | 0 | 0 | 0 | 0
Geo | 0 | 0 | 0 | 0 | 0 | 0
H | 0 | 0 | 0 | 0 | 0 | 0
LFG | 0 | 0 | 0 | 0 | 0 | 0
Nuc | 0 | 0 | 0 | 0 | 0 | 0
PS | 0 | 0 | 0 | 0 | 0 | 0
PV | 0 | 0 | 0 | 0 | 0 | 0
PeakG | 0 | 0 | 0 | 0 | 0 | 0
PeakO | 0 | 0 | 0 | 0 | 0 | 0
ST | 0 | 0 | 0 | 0 | 0 | 0
STOG | 0 | 0 | 0 | 0 | 0 | 0
STWD | 0 | 0 | 0 | 0 | 0 | 0
WT | 0 | 0 | 0 | 0 | 0 | 0
IGCC | 0 | 0 | 0 | 0 | 0 | 0
DemandResponse | 0 | 0 | 0 | 0 | 0 | 0
IGCC-CCS | 0 | 0 | 0 | 0 | 0 | 0
WT_off | 0 | 0 | 0 | 0 | 0 | 0
PseudoUnit | 0 | 0 | 0 | 0 | 0 | 0
FixedInterchange | 0 | 0 | 0 | 0 | 0 | 0
Emission Cost by Reporting Type: Nebraska
ReportingType | 2015 | 2020 | 2025 | 2030 | 2035 | 2040
BM | 0 | 0 | 0 | 0 | 0 | 0
CC | 0 | 0 | 0 | 0 | 0 | 0
CSP | 0 | 0 | 0 | 0 | 0 | 0
CT | 0 | 0 | 0 | 0 | 0 | 0
Coal | 0 | 0 | 0 | 0 | 0 | 0
Geo | 0 | 0 | 0 | 0 | 0 | 0
H | 0 | 0 | 0 | 0 | 0 | 0
LFG | 0 | 0 | 0 | 0 | 0 | 0
Nuc | 0 | 0 | 0 | 0 | 0 | 0
PS | 0 | 0 | 0 | 0 | 0 | 0
PV | 0 | 0 | 0 | 0 | 0 | 0
PeakG | 0 | 0 | 0 | 0 | 0 | 0
PeakO | 0 | 0 | 0 | 0 | 0 | 0
ST | 0 | 0 | 0 | 0 | 0 | 0
STOG | 0 | 0 | 0 | 0 | 0 | 0
STWD | 0 | 0 | 0 | 0 | 0 | 0
WT | 0 | 0 | 0 | 0 | 0 | 0
IGCC | 0 | 0 | 0 | 0 | 0 | 0
DemandResponse | 0 | 0 | 0 | 0 | 0 | 0
IGCC-CCS | 0 | 0 | 0 | 0 | 0 | 0
WT_off | 0 | 0 | 0 | 0 | 0 | 0
PseudoUnit | 0 | 0 | 0 | 0 | 0 | 0
FixedInterchange | 0 | 0 | 0 | 0 | 0 | 0
Emission Cost by Reporting Type: NEISO
ReportingType | 2015 | 2020 | 2025 | 2030 | 2035 | 2040
BM | 0 | 0 | 0 | 0 | 0 | 0
CC | 0 | 0 | 0 | 0 | 0 | 0
CSP | 0 | 0 | 0 | 0 | 0 | 0
CT | 0 | 0 | 0 | 0 | 0 | 0
Coal | 0 | 0 | 0 | 0 | 0 | 0
Geo | 0 | 0 | 0 | 0 | 0 | 0
H | 0 | 0 | 0 | 0 | 0 | 0
LFG | 0 | 0 | 0 | 0 | 0 | 0
Nuc | 0 | 0 | 0 | 0 | 0 | 0
PS | 0 | 0 | 0 | 0 | 0 | 0
PV | 0 | 0 | 0 | 0 | 0 | 0
PeakG | 0 | 0 | 0 | 0 | 0 | 0
PeakO | 0 | 0 | 0 | 0 | 0 | 0
ST | 0 | 0 | 0 | 0 | 0 | 0
STOG | 0 | 0 | 0 | 0 | 0 | 0
STWD | 0 | 0 | 0 | 0 | 0 | 0
WT | 0 | 0 | 0 | 0 | 0 | 0
IGCC | 0 | 0 | 0 | 0 | 0 | 0
DemandResponse | 0 | 0 | 0 | 0 | 0 | 0
IGCC-CCS | 0 | 0 | 0 | 0 | 0 | 0
WT_off | 0 | 0 | 0 | 0 | 0 | 0
PseudoUnit | 0 | 0 | 0 | 0 | 0 | 0
FixedInterchange | 0 | 0 | 0 | 0 | 0 | 0
Emission Cost by Reporting Type: NonRTO_Midwest
ReportingType | 2015 | 2020 | 2025 | 2030 | 2035 | 2040
BM | 0 | 0 | 0 | 0 | 0 | 0
CC | 0 | 0 | 0 | 0 | 0 | 0
CSP | 0 | 0 | 0 | 0 | 0 | 0
CT | 0 | 0 | 0 | 0 | 0 | 0
Coal | 0 | 0 | 0 | 0 | 0 | 0
Geo | 0 | 0 | 0 | 0 | 0 | 0
H | 0 | 0 | 0 | 0 | 0 | 0
LFG | 0 | 0 | 0 | 0 | 0 | 0
Nuc | 0 | 0 | 0 | 0 | 0 | 0
PS | 0 | 0 | 0 | 0 | 0 | 0
PV | 0 | 0 | 0 | 0 | 0 | 0
PeakG | 0 | 0 | 0 | 0 | 0 | 0
PeakO | 0 | 0 | 0 | 0 | 0 | 0
ST | 0 | 0 | 0 | 0 | 0 | 0
STOG | 0 | 0 | 0 | 0 | 0 | 0
STWD | 0 | 0 | 0 | 0 | 0 | 0
WT | 0 | 0 | 0 | 0 | 0 | 0
IGCC | 0 | 0 | 0 | 0 | 0 | 0
DemandResponse | 0 | 0 | 0 | 0 | 0 | 0
IGCC-CCS | 0 | 0 | 0 | 0 | 0 | 0
WT_off | 0 | 0 | 0 | 0 | 0 | 0
PseudoUnit | 0 | 0 | 0 | 0 | 0 | 0
FixedInterchange | 0 | 0 | 0 | 0 | 0 | 0
Emission Cost by Reporting Type: NYISO_A-F
ReportingType | 2015 | 2020 | 2025 | 2030 | 2035 | 2040
BM | 0 | 0 | 0 | 0 | 0 | 0
CC | 0 | 0 | 0 | 0 | 0 | 0
CSP | 0 | 0 | 0 | 0 | 0 | 0
CT | 0 | 0 | 0 | 0 | 0 | 0
Coal | 0 | 0 | 0 | 0 | 0 | 0
Geo | 0 | 0 | 0 | 0 | 0 | 0
H | 0 | 0 | 0 | 0 | 0 | 0
LFG | 0 | 0 | 0 | 0 | 0 | 0
Nuc | 0 | 0 | 0 | 0 | 0 | 0
PS | 0 | 0 | 0 | 0 | 0 | 0
PV | 0 | 0 | 0 | 0 | 0 | 0
PeakG | 0 | 0 | 0 | 0 | 0 | 0
PeakO | 0 | 0 | 0 | 0 | 0 | 0
ST | 0 | 0 | 0 | 0 | 0 | 0
STOG | 0 | 0 | 0 | 0 | 0 | 0
STWD | 0 | 0 | 0 | 0 | 0 | 0
WT | 0 | 0 | 0 | 0 | 0 | 0
IGCC | 0 | 0 | 0 | 0 | 0 | 0
DemandResponse | 0 | 0 | 0 | 0 | 0 | 0
IGCC-CCS | 0 | 0 | 0 | 0 | 0 | 0
WT_off | 0 | 0 | 0 | 0 | 0 | 0
PseudoUnit | 0 | 0 | 0 | 0 | 0 | 0
FixedInterchange | 0 | 0 | 0 | 0 | 0 | 0
Emission Cost by Reporting Type: NYISO_G-I
ReportingType | 2015 | 2020 | 2025 | 2030 | 2035 | 2040
BM | 0 | 0 | 0 | 0 | 0 | 0
CC | 0 | 0 | 0 | 0 | 0 | 0
CSP | 0 | 0 | 0 | 0 | 0 | 0
CT | 0 | 0 | 0 | 0 | 0 | 0
Coal | 0 | 0 | 0 | 0 | 0 | 0
Geo | 0 | 0 | 0 | 0 | 0 | 0
H | 0 | 0 | 0 | 0 | 0 | 0
LFG | 0 | 0 | 0 | 0 | 0 | 0
Nuc | 0 | 0 | 0 | 0 | 0 | 0
PS | 0 | 0 | 0 | 0 | 0 | 0
PV | 0 | 0 | 0 | 0 | 0 | 0
PeakG | 0 | 0 | 0 | 0 | 0 | 0
PeakO | 0 | 0 | 0 | 0 | 0 | 0
ST | 0 | 0 | 0 | 0 | 0 | 0
STOG | 0 | 0 | 0 | 0 | 0 | 0
STWD | 0 | 0 | 0 | 0 | 0 | 0
WT | 0 | 0 | 0 | 0 | 0 | 0
IGCC | 0 | 0 | 0 | 0 | 0 | 0
DemandResponse | 0 | 0 | 0 | 0 | 0 | 0
IGCC-CCS | 0 | 0 | 0 | 0 | 0 | 0
WT_off | 0 | 0 | 0 | 0 | 0 | 0
PseudoUnit | 0 | 0 | 0 | 0 | 0 | 0
FixedInterchange | 0 | 0 | 0 | 0 | 0 | 0
Emission Cost by Reporting Type: NYISO_J-K
ReportingType | 2015 | 2020 | 2025 | 2030 | 2035 | 2040
BM | 0 | 0 | 0 | 0 | 0 | 0
CC | 0 | 0 | 0 | 0 | 0 | 0
CSP | 0 | 0 | 0 | 0 | 0 | 0
CT | 0 | 0 | 0 | 0 | 0 | 0
Coal | 0 | 0 | 0 | 0 | 0 | 0
Geo | 0 | 0 | 0 | 0 | 0 | 0
H | 0 | 0 | 0 | 0 | 0 | 0
LFG | 0 | 0 | 0 | 0 | 0 | 0
Nuc | 0 | 0 | 0 | 0 | 0 | 0
PS | 0 | 0 | 0 | 0 | 0 | 0
PV | 0 | 0 | 0 | 0 | 0 | 0
PeakG | 0 | 0 | 0 | 0 | 0 | 0
PeakO | 0 | 0 | 0 | 0 | 0 | 0
ST | 0 | 0 | 0 | 0 | 0 | 0
STOG | 0 | 0 | 0 | 0 | 0 | 0
STWD | 0 | 0 | 0 | 0 | 0 | 0
WT | 0 | 0 | 0 | 0 | 0 | 0
IGCC | 0 | 0 | 0 | 0 | 0 | 0
DemandResponse | 0 | 0 | 0 | 0 | 0 | 0
IGCC-CCS | 0 | 0 | 0 | 0 | 0 | 0
WT_off | 0 | 0 | 0 | 0 | 0 | 0
PseudoUnit | 0 | 0 | 0 | 0 | 0 | 0
FixedInterchange | 0 | 0 | 0 | 0 | 0 | 0
Emission Cost by Reporting Type: PJM_E
ReportingType | 2015 | 2020 | 2025 | 2030 | 2035 | 2040
BM | 0 | 0 | 0 | 0 | 0 | 0
CC | 0 | 0 | 0 | 0 | 0 | 0
CSP | 0 | 0 | 0 | 0 | 0 | 0
CT | 0 | 0 | 0 | 0 | 0 | 0
Coal | 0 | 0 | 0 | 0 | 0 | 0
Geo | 0 | 0 | 0 | 0 | 0 | 0
H | 0 | 0 | 0 | 0 | 0 | 0
LFG | 0 | 0 | 0 | 0 | 0 | 0
Nuc | 0 | 0 | 0 | 0 | 0 | 0
PS | 0 | 0 | 0 | 0 | 0 | 0
PV | 0 | 0 | 0 | 0 | 0 | 0
PeakG | 0 | 0 | 0 | 0 | 0 | 0
PeakO | 0 | 0 | 0 | 0 | 0 | 0
ST | 0 | 0 | 0 | 0 | 0 | 0
STOG | 0 | 0 | 0 | 0 | 0 | 0
STWD | 0 | 0 | 0 | 0 | 0 | 0
WT | 0 | 0 | 0 | 0 | 0 | 0
IGCC | 0 | 0 | 0 | 0 | 0 | 0
DemandResponse | 0 | 0 | 0 | 0 | 0 | 0
IGCC-CCS | 0 | 0 | 0 | 0 | 0 | 0
WT_off | 0 | 0 | 0 | 0 | 0 | 0
PseudoUnit | 0 | 0 | 0 | 0 | 0 | 0
FixedInterchange | 0 | 0 | 0 | 0 | 0 | 0
Emission Cost by Reporting Type: PJM_ROM
ReportingType | 2015 | 2020 | 2025 | 2030 | 2035 | 2040
BM | 0 | 0 | 0 | 0 | 0 | 0
CC | 0 | 0 | 0 | 0 | 0 | 0
CSP | 0 | 0 | 0 | 0 | 0 | 0
CT | 0 | 0 | 0 | 0 | 0 | 0
Coal | 0 | 0 | 0 | 0 | 0 | 0
Geo | 0 | 0 | 0 | 0 | 0 | 0
H | 0 | 0 | 0 | 0 | 0 | 0
LFG | 0 | 0 | 0 | 0 | 0 | 0
Nuc | 0 | 0 | 0 | 0 | 0 | 0
PS | 0 | 0 | 0 | 0 | 0 | 0
PV | 0 | 0 | 0 | 0 | 0 | 0
PeakG | 0 | 0 | 0 | 0 | 0 | 0
PeakO | 0 | 0 | 0 | 0 | 0 | 0
ST | 0 | 0 | 0 | 0 | 0 | 0
STOG | 0 | 0 | 0 | 0 | 0 | 0
STWD | 0 | 0 | 0 | 0 | 0 | 0
WT | 0 | 0 | 0 | 0 | 0 | 0
IGCC | 0 | 0 | 0 | 0 | 0 | 0
DemandResponse | 0 | 0 | 0 | 0 | 0 | 0
IGCC-CCS | 0 | 0 | 0 | 0 | 0 | 0
WT_off | 0 | 0 | 0 | 0 | 0 | 0
PseudoUnit | 0 | 0 | 0 | 0 | 0 | 0
FixedInterchange | 0 | 0 | 0 | 0 | 0 | 0
Emission Cost by Reporting Type: PJM_ROR
ReportingType | 2015 | 2020 | 2025 | 2030 | 2035 | 2040
BM | 0 | 0 | 0 | 0 | 0 | 0
CC | 0 | 0 | 0 | 0 | 0 | 0
CSP | 0 | 0 | 0 | 0 | 0 | 0
CT | 0 | 0 | 0 | 0 | 0 | 0
Coal | 0 | 0 | 0 | 0 | 0 | 0
Geo | 0 | 0 | 0 | 0 | 0 | 0
H | 0 | 0 | 0 | 0 | 0 | 0
LFG | 0 | 0 | 0 | 0 | 0 | 0
Nuc | 0 | 0 | 0 | 0 | 0 | 0
PS | 0 | 0 | 0 | 0 | 0 | 0
PV | 0 | 0 | 0 | 0 | 0 | 0
PeakG | 0 | 0 | 0 | 0 | 0 | 0
PeakO | 0 | 0 | 0 | 0 | 0 | 0
ST | 0 | 0 | 0 | 0 | 0 | 0
STOG | 0 | 0 | 0 | 0 | 0 | 0
STWD | 0 | 0 | 0 | 0 | 0 | 0
WT | 0 | 0 | 0 | 0 | 0 | 0
IGCC | 0 | 0 | 0 | 0 | 0 | 0
DemandResponse | 0 | 0 | 0 | 0 | 0 | 0
IGCC-CCS | 0 | 0 | 0 | 0 | 0 | 0
WT_off | 0 | 0 | 0 | 0 | 0 | 0
PseudoUnit | 0 | 0 | 0 | 0 | 0 | 0
FixedInterchange | 0 | 0 | 0 | 0 | 0 | 0
Emission Cost by Reporting Type: SOCO
ReportingType | 2015 | 2020 | 2025 | 2030 | 2035 | 2040
BM | 0 | 0 | 0 | 0 | 0 | 0
CC | 0 | 0 | 0 | 0 | 0 | 0
CSP | 0 | 0 | 0 | 0 | 0 | 0
CT | 0 | 0 | 0 | 0 | 0 | 0
Coal | 0 | 0 | 0 | 0 | 0 | 0
Geo | 0 | 0 | 0 | 0 | 0 | 0
H | 0 | 0 | 0 | 0 | 0 | 0
LFG | 0 | 0 | 0 | 0 | 0 | 0
Nuc | 0 | 0 | 0 | 0 | 0 | 0
PS | 0 | 0 | 0 | 0 | 0 | 0
PV | 0 | 0 | 0 | 0 | 0 | 0
PeakG | 0 | 0 | 0 | 0 | 0 | 0
PeakO | 0 | 0 | 0 | 0 | 0 | 0
ST | 0 | 0 | 0 | 0 | 0 | 0
STOG | 0 | 0 | 0 | 0 | 0 | 0
STWD | 0 | 0 | 0 | 0 | 0 | 0
WT | 0 | 0 | 0 | 0 | 0 | 0
IGCC | 0 | 0 | 0 | 0 | 0 | 0
DemandResponse | 0 | 0 | 0 | 0 | 0 | 0
IGCC-CCS | 0 | 0 | 0 | 0 | 0 | 0
WT_off | 0 | 0 | 0 | 0 | 0 | 0
PseudoUnit | 0 | 0 | 0 | 0 | 0 | 0
FixedInterchange | 0 | 0 | 0 | 0 | 0 | 0
Emission Cost by Reporting Type: SPP_N
ReportingType | 2015 | 2020 | 2025 | 2030 | 2035 | 2040
BM | 0 | 0 | 0 | 0 | 0 | 0
CC | 0 | 0 | 0 | 0 | 0 | 0
CSP | 0 | 0 | 0 | 0 | 0 | 0
CT | 0 | 0 | 0 | 0 | 0 | 0
Coal | 0 | 0 | 0 | 0 | 0 | 0
Geo | 0 | 0 | 0 | 0 | 0 | 0
H | 0 | 0 | 0 | 0 | 0 | 0
LFG | 0 | 0 | 0 | 0 | 0 | 0
Nuc | 0 | 0 | 0 | 0 | 0 | 0
PS | 0 | 0 | 0 | 0 | 0 | 0
PV | 0 | 0 | 0 | 0 | 0 | 0
PeakG | 0 | 0 | 0 | 0 | 0 | 0
PeakO | 0 | 0 | 0 | 0 | 0 | 0
ST | 0 | 0 | 0 | 0 | 0 | 0
STOG | 0 | 0 | 0 | 0 | 0 | 0
STWD | 0 | 0 | 0 | 0 | 0 | 0
WT | 0 | 0 | 0 | 0 | 0 | 0
IGCC | 0 | 0 | 0 | 0 | 0 | 0
DemandResponse | 0 | 0 | 0 | 0 | 0 | 0
IGCC-CCS | 0 | 0 | 0 | 0 | 0 | 0
WT_off | 0 | 0 | 0 | 0 | 0 | 0
PseudoUnit | 0 | 0 | 0 | 0 | 0 | 0
FixedInterchange | 0 | 0 | 0 | 0 | 0 | 0
Emission Cost by Reporting Type: SPP_S
ReportingType | 2015 | 2020 | 2025 | 2030 | 2035 | 2040
BM | 0 | 0 | 0 | 0 | 0 | 0
CC | 0 | 0 | 0 | 0 | 0 | 0
CSP | 0 | 0 | 0 | 0 | 0 | 0
CT | 0 | 0 | 0 | 0 | 0 | 0
Coal | 0 | 0 | 0 | 0 | 0 | 0
Geo | 0 | 0 | 0 | 0 | 0 | 0
H | 0 | 0 | 0 | 0 | 0 | 0
LFG | 0 | 0 | 0 | 0 | 0 | 0
Nuc | 0 | 0 | 0 | 0 | 0 | 0
PS | 0 | 0 | 0 | 0 | 0 | 0
PV | 0 | 0 | 0 | 0 | 0 | 0
PeakG | 0 | 0 | 0 | 0 | 0 | 0
PeakO | 0 | 0 | 0 | 0 | 0 | 0
ST | 0 | 0 | 0 | 0 | 0 | 0
STOG | 0 | 0 | 0 | 0 | 0 | 0
STWD | 0 | 0 | 0 | 0 | 0 | 0
WT | 0 | 0 | 0 | 0 | 0 | 0
IGCC | 0 | 0 | 0 | 0 | 0 | 0
DemandResponse | 0 | 0 | 0 | 0 | 0 | 0
IGCC-CCS | 0 | 0 | 0 | 0 | 0 | 0
WT_off | 0 | 0 | 0 | 0 | 0 | 0
PseudoUnit | 0 | 0 | 0 | 0 | 0 | 0
FixedInterchange | 0 | 0 | 0 | 0 | 0 | 0
Emission Cost by Reporting Type: TVA
ReportingType | 2015 | 2020 | 2025 | 2030 | 2035 | 2040
BM | 0 | 0 | 0 | 0 | 0 | 0
CC | 0 | 0 | 0 | 0 | 0 | 0
CSP | 0 | 0 | 0 | 0 | 0 | 0
CT | 0 | 0 | 0 | 0 | 0 | 0
Coal | 0 | 0 | 0 | 0 | 0 | 0
Geo | 0 | 0 | 0 | 0 | 0 | 0
H | 0 | 0 | 0 | 0 | 0 | 0
LFG | 0 | 0 | 0 | 0 | 0 | 0
Nuc | 0 | 0 | 0 | 0 | 0 | 0
PS | 0 | 0 | 0 | 0 | 0 | 0
PV | 0 | 0 | 0 | 0 | 0 | 0
PeakG | 0 | 0 | 0 | 0 | 0 | 0
PeakO | 0 | 0 | 0 | 0 | 0 | 0
ST | 0 | 0 | 0 | 0 | 0 | 0
STOG | 0 | 0 | 0 | 0 | 0 | 0
STWD | 0 | 0 | 0 | 0 | 0 | 0
WT | 0 | 0 | 0 | 0 | 0 | 0
IGCC | 0 | 0 | 0 | 0 | 0 | 0
DemandResponse | 0 | 0 | 0 | 0 | 0 | 0
IGCC-CCS | 0 | 0 | 0 | 0 | 0 | 0
WT_off | 0 | 0 | 0 | 0 | 0 | 0
PseudoUnit | 0 | 0 | 0 | 0 | 0 | 0
FixedInterchange | 0 | 0 | 0 | 0 | 0 | 0
Emission Cost by Reporting Type: TVA_Transmission
ReportingType | 2015 | 2020 | 2025 | 2030 | 2035 | 2040
BM | 0 | 0 | 0 | 0 | 0 | 0
CC | 0 | 0 | 0 | 0 | 0 | 0
CSP | 0 | 0 | 0 | 0 | 0 | 0
CT | 0 | 0 | 0 | 0 | 0 | 0
Coal | 0 | 0 | 0 | 0 | 0 | 0
Geo | 0 | 0 | 0 | 0 | 0 | 0
H | 0 | 0 | 0 | 0 | 0 | 0
LFG | 0 | 0 | 0 | 0 | 0 | 0
Nuc | 0 | 0 | 0 | 0 | 0 | 0
PS | 0 | 0 | 0 | 0 | 0 | 0
PV | 0 | 0 | 0 | 0 | 0 | 0
PeakG | 0 | 0 | 0 | 0 | 0 | 0
PeakO | 0 | 0 | 0 | 0 | 0 | 0
ST | 0 | 0 | 0 | 0 | 0 | 0
STOG | 0 | 0 | 0 | 0 | 0 | 0
STWD | 0 | 0 | 0 | 0 | 0 | 0
WT | 0 | 0 | 0 | 0 | 0 | 0
IGCC | 0 | 0 | 0 | 0 | 0 | 0
DemandResponse | 0 | 0 | 0 | 0 | 0 | 0
IGCC-CCS | 0 | 0 | 0 | 0 | 0 | 0
WT_off | 0 | 0 | 0 | 0 | 0 | 0
PseudoUnit | 0 | 0 | 0 | 0 | 0 | 0
FixedInterchange | 0 | 0 | 0 | 0 | 0 | 0
Emission Cost by Reporting Type: VACAR
ReportingType | 2015 | 2020 | 2025 | 2030 | 2035 | 2040
BM | 0 | 0 | 0 | 0 | 0 | 0
CC | 0 | 0 | 0 | 0 | 0 | 0
CSP | 0 | 0 | 0 | 0 | 0 | 0
CT | 0 | 0 | 0 | 0 | 0 | 0
Coal | 0 | 0 | 0 | 0 | 0 | 0
Geo | 0 | 0 | 0 | 0 | 0 | 0
H | 0 | 0 | 0 | 0 | 0 | 0
LFG | 0 | 0 | 0 | 0 | 0 | 0
Nuc | 0 | 0 | 0 | 0 | 0 | 0
PS | 0 | 0 | 0 | 0 | 0 | 0
PV | 0 | 0 | 0 | 0 | 0 | 0
PeakG | 0 | 0 | 0 | 0 | 0 | 0
PeakO | 0 | 0 | 0 | 0 | 0 | 0
ST | 0 | 0 | 0 | 0 | 0 | 0
STOG | 0 | 0 | 0 | 0 | 0 | 0
STWD | 0 | 0 | 0 | 0 | 0 | 0
WT | 0 | 0 | 0 | 0 | 0 | 0
IGCC | 0 | 0 | 0 | 0 | 0 | 0
DemandResponse | 0 | 0 | 0 | 0 | 0 | 0
IGCC-CCS | 0 | 0 | 0 | 0 | 0 | 0
WT_off | 0 | 0 | 0 | 0 | 0 | 0
PseudoUnit | 0 | 0 | 0 | 0 | 0 | 0
FixedInterchange | 0 | 0 | 0 | 0 | 0 | 0
Emission Cost by Reporting Type: IESO
ReportingType | 2015 | 2020 | 2025 | 2030 | 2035 | 2040
BM | 0 | 0 | 0 | 0 | 0 | 0
CC | 0 | 0 | 0 | 0 | 0 | 0
CSP | 0 | 0 | 0 | 0 | 0 | 0
CT | 0 | 0 | 0 | 0 | 0 | 0
Coal | 0 | 0 | 0 | 0 | 0 | 0
Geo | 0 | 0 | 0 | 0 | 0 | 0
H | 0 | 0 | 0 | 0 | 0 | 0
LFG | 0 | 0 | 0 | 0 | 0 | 0
Nuc | 0 | 0 | 0 | 0 | 0 | 0
PS | 0 | 0 | 0 | 0 | 0 | 0
PV | 0 | 0 | 0 | 0 | 0 | 0
PeakG | 0 | 0 | 0 | 0 | 0 | 0
PeakO | 0 | 0 | 0 | 0 | 0 | 0
ST | 0 | 0 | 0 | 0 | 0 | 0
STOG | 0 | 0 | 0 | 0 | 0 | 0
STWD | 0 | 0 | 0 | 0 | 0 | 0
WT | 0 | 0 | 0 | 0 | 0 | 0
IGCC | 0 | 0 | 0 | 0 | 0 | 0
DemandResponse | 0 | 0 | 0 | 0 | 0 | 0
IGCC-CCS | 0 | 0 | 0 | 0 | 0 | 0
WT_off | 0 | 0 | 0 | 0 | 0 | 0
PseudoUnit | 0 | 0 | 0 | 0 | 0 | 0
FixedInterchange | 0 | 0 | 0 | 0 | 0 | 0
Emission Cost by Reporting Type: MAPP_CA
ReportingType | 2015 | 2020 | 2025 | 2030 | 2035 | 2040
BM | 0 | 0 | 0 | 0 | 0 | 0
CC | 0 | 0 | 0 | 0 | 0 | 0
CSP | 0 | 0 | 0 | 0 | 0 | 0
CT | 0 | 0 | 0 | 0 | 0 | 0
Coal | 0 | 0 | 0 | 0 | 0 | 0
Geo | 0 | 0 | 0 | 0 | 0 | 0
H | 0 | 0 | 0 | 0 | 0 | 0
LFG | 0 | 0 | 0 | 0 | 0 | 0
Nuc | 0 | 0 | 0 | 0 | 0 | 0
PS | 0 | 0 | 0 | 0 | 0 | 0
PV | 0 | 0 | 0 | 0 | 0 | 0
PeakG | 0 | 0 | 0 | 0 | 0 | 0
PeakO | 0 | 0 | 0 | 0 | 0 | 0
ST | 0 | 0 | 0 | 0 | 0 | 0
STOG | 0 | 0 | 0 | 0 | 0 | 0
STWD | 0 | 0 | 0 | 0 | 0 | 0
WT | 0 | 0 | 0 | 0 | 0 | 0
IGCC | 0 | 0 | 0 | 0 | 0 | 0
DemandResponse | 0 | 0 | 0 | 0 | 0 | 0
IGCC-CCS | 0 | 0 | 0 | 0 | 0 | 0
WT_off | 0 | 0 | 0 | 0 | 0 | 0
PseudoUnit | 0 | 0 | 0 | 0 | 0 | 0
FixedInterchange | 0 | 0 | 0 | 0 | 0 | 0
Emission Cost by Reporting Type: AZ_NM_SNV_Coal
ReportingType | 2015 | 2020 | 2025 | 2030 | 2035 | 2040
BM | 0 | 0 | 0 | 0 | 0 | 0
CC | 0 | 0 | 0 | 0 | 0 | 0
CSP | 0 | 0 | 0 | 0 | 0 | 0
CT | 0 | 0 | 0 | 0 | 0 | 0
Coal | 0 | 0 | 0 | 0 | 0 | 0
Geo | 0 | 0 | 0 | 0 | 0 | 0
H | 0 | 0 | 0 | 0 | 0 | 0
LFG | 0 | 0 | 0 | 0 | 0 | 0
Nuc | 0 | 0 | 0 | 0 | 0 | 0
PS | 0 | 0 | 0 | 0 | 0 | 0
PV | 0 | 0 | 0 | 0 | 0 | 0
PeakG | 0 | 0 | 0 | 0 | 0 | 0
PeakO | 0 | 0 | 0 | 0 | 0 | 0
ST | 0 | 0 | 0 | 0 | 0 | 0
STOG | 0 | 0 | 0 | 0 | 0 | 0
STWD | 0 | 0 | 0 | 0 | 0 | 0
WT | 0 | 0 | 0 | 0 | 0 | 0
IGCC | 0 | 0 | 0 | 0 | 0 | 0
DemandResponse | 0 | 0 | 0 | 0 | 0 | 0
IGCC-CCS | 0 | 0 | 0 | 0 | 0 | 0
WT_off | 0 | 0 | 0 | 0 | 0 | 0
PseudoUnit | 0 | 0 | 0 | 0 | 0 | 0
FixedInterchange | 0 | 0 | 0 | 0 | 0 | 0
Emission Cost by Reporting Type: AZ_NM_SNV_Gas
ReportingType | 2015 | 2020 | 2025 | 2030 | 2035 | 2040
BM | 0 | 0 | 0 | 0 | 0 | 0
CC | 0 | 0 | 0 | 0 | 0 | 0
CSP | 0 | 0 | 0 | 0 | 0 | 0
CT | 0 | 0 | 0 | 0 | 0 | 0
Coal | 0 | 0 | 0 | 0 | 0 | 0
Geo | 0 | 0 | 0 | 0 | 0 | 0
H | 0 | 0 | 0 | 0 | 0 | 0
LFG | 0 | 0 | 0 | 0 | 0 | 0
Nuc | 0 | 0 | 0 | 0 | 0 | 0
PS | 0 | 0 | 0 | 0 | 0 | 0
PV | 0 | 0 | 0 | 0 | 0 | 0
PeakG | 0 | 0 | 0 | 0 | 0 | 0
PeakO | 0 | 0 | 0 | 0 | 0 | 0
ST | 0 | 0 | 0 | 0 | 0 | 0
STOG | 0 | 0 | 0 | 0 | 0 | 0
STWD | 0 | 0 | 0 | 0 | 0 | 0
WT | 0 | 0 | 0 | 0 | 0 | 0
IGCC | 0 | 0 | 0 | 0 | 0 | 0
DemandResponse | 0 | 0 | 0 | 0 | 0 | 0
IGCC-CCS | 0 | 0 | 0 | 0 | 0 | 0
WT_off | 0 | 0 | 0 | 0 | 0 | 0
PseudoUnit | 0 | 0 | 0 | 0 | 0 | 0
FixedInterchange | 0 | 0 | 0 | 0 | 0 | 0
Emission Cost by Reporting Type: AZ_NM_SNV_NucRenew
ReportingType | 2015 | 2020 | 2025 | 2030 | 2035 | 2040
BM | 0 | 0 | 0 | 0 | 0 | 0
CC | 0 | 0 | 0 | 0 | 0 | 0
CSP | 0 | 0 | 0 | 0 | 0 | 0
CT | 0 | 0 | 0 | 0 | 0 | 0
Coal | 0 | 0 | 0 | 0 | 0 | 0
Geo | 0 | 0 | 0 | 0 | 0 | 0
H | 0 | 0 | 0 | 0 | 0 | 0
LFG | 0 | 0 | 0 | 0 | 0 | 0
Nuc | 0 | 0 | 0 | 0 | 0 | 0
PS | 0 | 0 | 0 | 0 | 0 | 0
PV | 0 | 0 | 0 | 0 | 0 | 0
PeakG | 0 | 0 | 0 | 0 | 0 | 0
PeakO | 0 | 0 | 0 | 0 | 0 | 0
ST | 0 | 0 | 0 | 0 | 0 | 0
STOG | 0 | 0 | 0 | 0 | 0 | 0
STWD | 0 | 0 | 0 | 0 | 0 | 0
WT | 0 | 0 | 0 | 0 | 0 | 0
IGCC | 0 | 0 | 0 | 0 | 0 | 0
DemandResponse | 0 | 0 | 0 | 0 | 0 | 0
IGCC-CCS | 0 | 0 | 0 | 0 | 0 | 0
WT_off | 0 | 0 | 0 | 0 | 0 | 0
PseudoUnit | 0 | 0 | 0 | 0 | 0 | 0
FixedInterchange | 0 | 0 | 0 | 0 | 0 | 0
Emission Cost by Reporting Type: ERCOT
ReportingType | 2015 | 2020 | 2025 | 2030 | 2035 | 2040
BM | 0 | 0 | 0 | 0 | 0 | 0
CC | 0 | 0 | 0 | 0 | 0 | 0
CSP | 0 | 0 | 0 | 0 | 0 | 0
CT | 0 | 0 | 0 | 0 | 0 | 0
Coal | 0 | 0 | 0 | 0 | 0 | 0
Geo | 0 | 0 | 0 | 0 | 0 | 0
H | 0 | 0 | 0 | 0 | 0 | 0
LFG | 0 | 0 | 0 | 0 | 0 | 0
Nuc | 0 | 0 | 0 | 0 | 0 | 0
PS | 0 | 0 | 0 | 0 | 0 | 0
PV | 0 | 0 | 0 | 0 | 0 | 0
PeakG | 0 | 0 | 0 | 0 | 0 | 0
PeakO | 0 | 0 | 0 | 0 | 0 | 0
ST | 0 | 0 | 0 | 0 | 0 | 0
STOG | 0 | 0 | 0 | 0 | 0 | 0
STWD | 0 | 0 | 0 | 0 | 0 | 0
WT | 0 | 0 | 0 | 0 | 0 | 0
IGCC | 0 | 0 | 0 | 0 | 0 | 0
DemandResponse | 0 | 0 | 0 | 0 | 0 | 0
IGCC-CCS | 0 | 0 | 0 | 0 | 0 | 0
WT_off | 0 | 0 | 0 | 0 | 0 | 0
PseudoUnit | 0 | 0 | 0 | 0 | 0 | 0
FixedInterchange | 0 | 0 | 0 | 0 | 0 | 0
Emission Cost by Reporting Type: NP15
ReportingType | 2015 | 2020 | 2025 | 2030 | 2035 | 2040
BM | 0 | 0 | 0 | 0 | 0 | 0
CC | 0 | 0 | 0 | 0 | 0 | 0
CSP | 0 | 0 | 0 | 0 | 0 | 0
CT | 0 | 0 | 0 | 0 | 0 | 0
Coal | 0 | 0 | 0 | 0 | 0 | 0
Geo | 0 | 0 | 0 | 0 | 0 | 0
H | 0 | 0 | 0 | 0 | 0 | 0
LFG | 0 | 0 | 0 | 0 | 0 | 0
Nuc | 0 | 0 | 0 | 0 | 0 | 0
PS | 0 | 0 | 0 | 0 | 0 | 0
PV | 0 | 0 | 0 | 0 | 0 | 0
PeakG | 0 | 0 | 0 | 0 | 0 | 0
PeakO | 0 | 0 | 0 | 0 | 0 | 0
ST | 0 | 0 | 0 | 0 | 0 | 0
STOG | 0 | 0 | 0 | 0 | 0 | 0
STWD | 0 | 0 | 0 | 0 | 0 | 0
WT | 0 | 0 | 0 | 0 | 0 | 0
IGCC | 0 | 0 | 0 | 0 | 0 | 0
DemandResponse | 0 | 0 | 0 | 0 | 0 | 0
IGCC-CCS | 0 | 0 | 0 | 0 | 0 | 0
WT_off | 0 | 0 | 0 | 0 | 0 | 0
PseudoUnit | 0 | 0 | 0 | 0 | 0 | 0
FixedInterchange | 0 | 0 | 0 | 0 | 0 | 0
Emission Cost by Reporting Type: NWPP_Coal
ReportingType | 2015 | 2020 | 2025 | 2030 | 2035 | 2040
BM | 0 | 0 | 0 | 0 | 0 | 0
CC | 0 | 0 | 0 | 0 | 0 | 0
CSP | 0 | 0 | 0 | 0 | 0 | 0
CT | 0 | 0 | 0 | 0 | 0 | 0
Coal | 0 | 0 | 0 | 0 | 0 | 0
Geo | 0 | 0 | 0 | 0 | 0 | 0
H | 0 | 0 | 0 | 0 | 0 | 0
LFG | 0 | 0 | 0 | 0 | 0 | 0
Nuc | 0 | 0 | 0 | 0 | 0 | 0
PS | 0 | 0 | 0 | 0 | 0 | 0
PV | 0 | 0 | 0 | 0 | 0 | 0
PeakG | 0 | 0 | 0 | 0 | 0 | 0
PeakO | 0 | 0 | 0 | 0 | 0 | 0
ST | 0 | 0 | 0 | 0 | 0 | 0
STOG | 0 | 0 | 0 | 0 | 0 | 0
STWD | 0 | 0 | 0 | 0 | 0 | 0
WT | 0 | 0 | 0 | 0 | 0 | 0
IGCC | 0 | 0 | 0 | 0 | 0 | 0
DemandResponse | 0 | 0 | 0 | 0 | 0 | 0
IGCC-CCS | 0 | 0 | 0 | 0 | 0 | 0
WT_off | 0 | 0 | 0 | 0 | 0 | 0
PseudoUnit | 0 | 0 | 0 | 0 | 0 | 0
FixedInterchange | 0 | 0 | 0 | 0 | 0 | 0
Emission Cost by Reporting Type: NWPP_Gas
ReportingType | 2015 | 2020 | 2025 | 2030 | 2035 | 2040
BM | 0 | 0 | 0 | 0 | 0 | 0
CC | 0 | 0 | 0 | 0 | 0 | 0
CSP | 0 | 0 | 0 | 0 | 0 | 0
CT | 0 | 0 | 0 | 0 | 0 | 0
Coal | 0 | 0 | 0 | 0 | 0 | 0
Geo | 0 | 0 | 0 | 0 | 0 | 0
H | 0 | 0 | 0 | 0 | 0 | 0
LFG | 0 | 0 | 0 | 0 | 0 | 0
Nuc | 0 | 0 | 0 | 0 | 0 | 0
PS | 0 | 0 | 0 | 0 | 0 | 0
PV | 0 | 0 | 0 | 0 | 0 | 0
PeakG | 0 | 0 | 0 | 0 | 0 | 0
PeakO | 0 | 0 | 0 | 0 | 0 | 0
ST | 0 | 0 | 0 | 0 | 0 | 0
STOG | 0 | 0 | 0 | 0 | 0 | 0
STWD | 0 | 0 | 0 | 0 | 0 | 0
WT | 0 | 0 | 0 | 0 | 0 | 0
IGCC | 0 | 0 | 0 | 0 | 0 | 0
DemandResponse | 0 | 0 | 0 | 0 | 0 | 0
IGCC-CCS | 0 | 0 | 0 | 0 | 0 | 0
WT_off | 0 | 0 | 0 | 0 | 0 | 0
PseudoUnit | 0 | 0 | 0 | 0 | 0 | 0
FixedInterchange | 0 | 0 | 0 | 0 | 0 | 0
Emission Cost by Reporting Type: NWPP_NucRenew
ReportingType | 2015 | 2020 | 2025 | 2030 | 2035 | 2040
BM | 0 | 0 | 0 | 0 | 0 | 0
CC | 0 | 0 | 0 | 0 | 0 | 0
CSP | 0 | 0 | 0 | 0 | 0 | 0
CT | 0 | 0 | 0 | 0 | 0 | 0
Coal | 0 | 0 | 0 | 0 | 0 | 0
Geo | 0 | 0 | 0 | 0 | 0 | 0
H | 0 | 0 | 0 | 0 | 0 | 0
LFG | 0 | 0 | 0 | 0 | 0 | 0
Nuc | 0 | 0 | 0 | 0 | 0 | 0
PS | 0 | 0 | 0 | 0 | 0 | 0
PV | 0 | 0 | 0 | 0 | 0 | 0
PeakG | 0 | 0 | 0 | 0 | 0 | 0
PeakO | 0 | 0 | 0 | 0 | 0 | 0
ST | 0 | 0 | 0 | 0 | 0 | 0
STOG | 0 | 0 | 0 | 0 | 0 | 0
STWD | 0 | 0 | 0 | 0 | 0 | 0
WT | 0 | 0 | 0 | 0 | 0 | 0
IGCC | 0 | 0 | 0 | 0 | 0 | 0
DemandResponse | 0 | 0 | 0 | 0 | 0 | 0
IGCC-CCS | 0 | 0 | 0 | 0 | 0 | 0
WT_off | 0 | 0 | 0 | 0 | 0 | 0
PseudoUnit | 0 | 0 | 0 | 0 | 0 | 0
FixedInterchange | 0 | 0 | 0 | 0 | 0 | 0
Emission Cost by Reporting Type: RMPA
ReportingType | 2015 | 2020 | 2025 | 2030 | 2035 | 2040
BM | 0 | 0 | 0 | 0 | 0 | 0
CC | 0 | 0 | 0 | 0 | 0 | 0
CSP | 0 | 0 | 0 | 0 | 0 | 0
CT | 0 | 0 | 0 | 0 | 0 | 0
Coal | 0 | 0 | 0 | 0 | 0 | 0
Geo | 0 | 0 | 0 | 0 | 0 | 0
H | 0 | 0 | 0 | 0 | 0 | 0
LFG | 0 | 0 | 0 | 0 | 0 | 0
Nuc | 0 | 0 | 0 | 0 | 0 | 0
PS | 0 | 0 | 0 | 0 | 0 | 0
PV | 0 | 0 | 0 | 0 | 0 | 0
PeakG | 0 | 0 | 0 | 0 | 0 | 0
PeakO | 0 | 0 | 0 | 0 | 0 | 0
ST | 0 | 0 | 0 | 0 | 0 | 0
STOG | 0 | 0 | 0 | 0 | 0 | 0
STWD | 0 | 0 | 0 | 0 | 0 | 0
WT | 0 | 0 | 0 | 0 | 0 | 0
IGCC | 0 | 0 | 0 | 0 | 0 | 0
DemandResponse | 0 | 0 | 0 | 0 | 0 | 0
IGCC-CCS | 0 | 0 | 0 | 0 | 0 | 0
WT_off | 0 | 0 | 0 | 0 | 0 | 0
PseudoUnit | 0 | 0 | 0 | 0 | 0 | 0
FixedInterchange | 0 | 0 | 0 | 0 | 0 | 0
Emission Cost by Reporting Type: SP15
ReportingType | 2015 | 2020 | 2025 | 2030 | 2035 | 2040
BM | 0 | 0 | 0 | 0 | 0 | 0
CC | 0 | 0 | 0 | 0 | 0 | 0
CSP | 0 | 0 | 0 | 0 | 0 | 0
CT | 0 | 0 | 0 | 0 | 0 | 0
Coal | 0 | 0 | 0 | 0 | 0 | 0
Geo | 0 | 0 | 0 | 0 | 0 | 0
H | 0 | 0 | 0 | 0 | 0 | 0
LFG | 0 | 0 | 0 | 0 | 0 | 0
Nuc | 0 | 0 | 0 | 0 | 0 | 0
PS | 0 | 0 | 0 | 0 | 0 | 0
PV | 0 | 0 | 0 | 0 | 0 | 0
PeakG | 0 | 0 | 0 | 0 | 0 | 0
PeakO | 0 | 0 | 0 | 0 | 0 | 0
ST | 0 | 0 | 0 | 0 | 0 | 0
STOG | 0 | 0 | 0 | 0 | 0 | 0
STWD | 0 | 0 | 0 | 0 | 0 | 0
WT | 0 | 0 | 0 | 0 | 0 | 0
IGCC | 0 | 0 | 0 | 0 | 0 | 0
DemandResponse | 0 | 0 | 0 | 0 | 0 | 0
IGCC-CCS | 0 | 0 | 0 | 0 | 0 | 0
WT_off | 0 | 0 | 0 | 0 | 0 | 0
PseudoUnit | 0 | 0 | 0 | 0 | 0 | 0
FixedInterchange | 0 | 0 | 0 | 0 | 0 | 0
Emission Cost by Reporting Type: ALB
ReportingType | 2015 | 2020 | 2025 | 2030 | 2035 | 2040
BM | 0 | 0 | 0 | 0 | 0 | 0
CC | 0 | 0 | 0 | 0 | 0 | 0
CSP | 0 | 0 | 0 | 0 | 0 | 0
CT | 0 | 0 | 0 | 0 | 0 | 0
Coal | 0 | 0 | 0 | 0 | 0 | 0
Geo | 0 | 0 | 0 | 0 | 0 | 0
H | 0 | 0 | 0 | 0 | 0 | 0
LFG | 0 | 0 | 0 | 0 | 0 | 0
Nuc | 0 | 0 | 0 | 0 | 0 | 0
PS | 0 | 0 | 0 | 0 | 0 | 0
PV | 0 | 0 | 0 | 0 | 0 | 0
PeakG | 0 | 0 | 0 | 0 | 0 | 0
PeakO | 0 | 0 | 0 | 0 | 0 | 0
ST | 0 | 0 | 0 | 0 | 0 | 0
STOG | 0 | 0 | 0 | 0 | 0 | 0
STWD | 0 | 0 | 0 | 0 | 0 | 0
WT | 0 | 0 | 0 | 0 | 0 | 0
IGCC | 0 | 0 | 0 | 0 | 0 | 0
DemandResponse | 0 | 0 | 0 | 0 | 0 | 0
IGCC-CCS | 0 | 0 | 0 | 0 | 0 | 0
WT_off | 0 | 0 | 0 | 0 | 0 | 0
PseudoUnit | 0 | 0 | 0 | 0 | 0 | 0
FixedInterchange | 0 | 0 | 0 | 0 | 0 | 0
Emission Cost by Reporting Type: BC
ReportingType | 2015 | 2020 | 2025 | 2030 | 2035 | 2040
BM | 0 | 0 | 0 | 0 | 0 | 0
CC | 0 | 0 | 0 | 0 | 0 | 0
CSP | 0 | 0 | 0 | 0 | 0 | 0
CT | 0 | 0 | 0 | 0 | 0 | 0
Coal | 0 | 0 | 0 | 0 | 0 | 0
Geo | 0 | 0 | 0 | 0 | 0 | 0
H | 0 | 0 | 0 | 0 | 0 | 0
LFG | 0 | 0 | 0 | 0 | 0 | 0
Nuc | 0 | 0 | 0 | 0 | 0 | 0
PS | 0 | 0 | 0 | 0 | 0 | 0
PV | 0 | 0 | 0 | 0 | 0 | 0
PeakG | 0 | 0 | 0 | 0 | 0 | 0
PeakO | 0 | 0 | 0 | 0 | 0 | 0
ST | 0 | 0 | 0 | 0 | 0 | 0
STOG | 0 | 0 | 0 | 0 | 0 | 0
STWD | 0 | 0 | 0 | 0 | 0 | 0
WT | 0 | 0 | 0 | 0 | 0 | 0
IGCC | 0 | 0 | 0 | 0 | 0 | 0
DemandResponse | 0 | 0 | 0 | 0 | 0 | 0
IGCC-CCS | 0 | 0 | 0 | 0 | 0 | 0
WT_off | 0 | 0 | 0 | 0 | 0 | 0
PseudoUnit | 0 | 0 | 0 | 0 | 0 | 0
FixedInterchange | 0 | 0 | 0 | 0 | 0 | 0
Emission Cost by Reporting Type: HQ_IESO
ReportingType | 2015 | 2020 | 2025 | 2030 | 2035 | 2040
BM | 0 | 0 | 0 | 0 | 0 | 0
CC | 0 | 0 | 0 | 0 | 0 | 0
CSP | 0 | 0 | 0 | 0 | 0 | 0
CT | 0 | 0 | 0 | 0 | 0 | 0
Coal | 0 | 0 | 0 | 0 | 0 | 0
Geo | 0 | 0 | 0 | 0 | 0 | 0
H | 0 | 0 | 0 | 0 | 0 | 0
LFG | 0 | 0 | 0 | 0 | 0 | 0
Nuc | 0 | 0 | 0 | 0 | 0 | 0
PS | 0 | 0 | 0 | 0 | 0 | 0
PV | 0 | 0 | 0 | 0 | 0 | 0
PeakG | 0 | 0 | 0 | 0 | 0 | 0
PeakO | 0 | 0 | 0 | 0 | 0 | 0
ST | 0 | 0 | 0 | 0 | 0 | 0
STOG | 0 | 0 | 0 | 0 | 0 | 0
STWD | 0 | 0 | 0 | 0 | 0 | 0
WT | 0 | 0 | 0 | 0 | 0 | 0
IGCC | 0 | 0 | 0 | 0 | 0 | 0
DemandResponse | 0 | 0 | 0 | 0 | 0 | 0
IGCC-CCS | 0 | 0 | 0 | 0 | 0 | 0
WT_off | 0 | 0 | 0 | 0 | 0 | 0
PseudoUnit | 0 | 0 | 0 | 0 | 0 | 0
FixedInterchange | 0 | 0 | 0 | 0 | 0 | 0
Emission Cost by Reporting Type: HQ_NEISO
ReportingType | 2015 | 2020 | 2025 | 2030 | 2035 | 2040
BM | 0 | 0 | 0 | 0 | 0 | 0
CC | 0 | 0 | 0 | 0 | 0 | 0
CSP | 0 | 0 | 0 | 0 | 0 | 0
CT | 0 | 0 | 0 | 0 | 0 | 0
Coal | 0 | 0 | 0 | 0 | 0 | 0
Geo | 0 | 0 | 0 | 0 | 0 | 0
H | 0 | 0 | 0 | 0 | 0 | 0
LFG | 0 | 0 | 0 | 0 | 0 | 0
Nuc | 0 | 0 | 0 | 0 | 0 | 0
PS | 0 | 0 | 0 | 0 | 0 | 0
PV | 0 | 0 | 0 | 0 | 0 | 0
PeakG | 0 | 0 | 0 | 0 | 0 | 0
PeakO | 0 | 0 | 0 | 0 | 0 | 0
ST | 0 | 0 | 0 | 0 | 0 | 0
STOG | 0 | 0 | 0 | 0 | 0 | 0
STWD | 0 | 0 | 0 | 0 | 0 | 0
WT | 0 | 0 | 0 | 0 | 0 | 0
IGCC | 0 | 0 | 0 | 0 | 0 | 0
DemandResponse | 0 | 0 | 0 | 0 | 0 | 0
IGCC-CCS | 0 | 0 | 0 | 0 | 0 | 0
WT_off | 0 | 0 | 0 | 0 | 0 | 0
PseudoUnit | 0 | 0 | 0 | 0 | 0 | 0
FixedInterchange | 0 | 0 | 0 | 0 | 0 | 0
Emission Cost by Reporting Type: HQ_NY
ReportingType | 2015 | 2020 | 2025 | 2030 | 2035 | 2040
BM | 0 | 0 | 0 | 0 | 0 | 0
CC | 0 | 0 | 0 | 0 | 0 | 0
CSP | 0 | 0 | 0 | 0 | 0 | 0
CT | 0 | 0 | 0 | 0 | 0 | 0
Coal | 0 | 0 | 0 | 0 | 0 | 0
Geo | 0 | 0 | 0 | 0 | 0 | 0
H | 0 | 0 | 0 | 0 | 0 | 0
LFG | 0 | 0 | 0 | 0 | 0 | 0
Nuc | 0 | 0 | 0 | 0 | 0 | 0
PS | 0 | 0 | 0 | 0 | 0 | 0
PV | 0 | 0 | 0 | 0 | 0 | 0
PeakG | 0 | 0 | 0 | 0 | 0 | 0
PeakO | 0 | 0 | 0 | 0 | 0 | 0
ST | 0 | 0 | 0 | 0 | 0 | 0
STOG | 0 | 0 | 0 | 0 | 0 | 0
STWD | 0 | 0 | 0 | 0 | 0 | 0
WT | 0 | 0 | 0 | 0 | 0 | 0
IGCC | 0 | 0 | 0 | 0 | 0 | 0
DemandResponse | 0 | 0 | 0 | 0 | 0 | 0
IGCC-CCS | 0 | 0 | 0 | 0 | 0 | 0
WT_off | 0 | 0 | 0 | 0 | 0 | 0
PseudoUnit | 0 | 0 | 0 | 0 | 0 | 0
FixedInterchange | 0 | 0 | 0 | 0 | 0 | 0
Emission Cost by Reporting Type: MARITIMES
ReportingType | 2015 | 2020 | 2025 | 2030 | 2035 | 2040
BM | 0 | 0 | 0 | 0 | 0 | 0
CC | 0 | 0 | 0 | 0 | 0 | 0
CSP | 0 | 0 | 0 | 0 | 0 | 0
CT | 0 | 0 | 0 | 0 | 0 | 0
Coal | 0 | 0 | 0 | 0 | 0 | 0
Geo | 0 | 0 | 0 | 0 | 0 | 0
H | 0 | 0 | 0 | 0 | 0 | 0
LFG | 0 | 0 | 0 | 0 | 0 | 0
Nuc | 0 | 0 | 0 | 0 | 0 | 0
PS | 0 | 0 | 0 | 0 | 0 | 0
PV | 0 | 0 | 0 | 0 | 0 | 0
PeakG | 0 | 0 | 0 | 0 | 0 | 0
PeakO | 0 | 0 | 0 | 0 | 0 | 0
ST | 0 | 0 | 0 | 0 | 0 | 0
STOG | 0 | 0 | 0 | 0 | 0 | 0
STWD | 0 | 0 | 0 | 0 | 0 | 0
WT | 0 | 0 | 0 | 0 | 0 | 0
IGCC | 0 | 0 | 0 | 0 | 0 | 0
DemandResponse | 0 | 0 | 0 | 0 | 0 | 0
IGCC-CCS | 0 | 0 | 0 | 0 | 0 | 0
WT_off | 0 | 0 | 0 | 0 | 0 | 0
PseudoUnit | 0 | 0 | 0 | 0 | 0 | 0
FixedInterchange | 0 | 0 | 0 | 0 | 0 | 0
Emission Cost by Reporting Type: All
ReportingType | 2015 | 2020 | 2025 | 2030 | 2035 | 2040
BM | 0 | 0 | 0 | 0 | 0 | 0
CC | 0 | 0 | 0 | 0 | 0 | 0
CSP | 0 | 0 | 0 | 0 | 0 | 0
CT | 0 | 0 | 0 | 0 | 0 | 0
Coal | 0 | 0 | 0 | 0 | 0 | 0
Geo | 0 | 0 | 0 | 0 | 0 | 0
H | 0 | 0 | 0 | 0 | 0 | 0
LFG | 0 | 0 | 0 | 0 | 0 | 0
Nuc | 0 | 0 | 0 | 0 | 0 | 0
PS | 0 | 0 | 0 | 0 | 0 | 0
PV | 0 | 0 | 0 | 0 | 0 | 0
PeakG | 0 | 0 | 0 | 0 | 0 | 0
PeakO | 0 | 0 | 0 | 0 | 0 | 0
ST | 0 | 0 | 0 | 0 | 0 | 0
STOG | 0 | 0 | 0 | 0 | 0 | 0
STWD | 0 | 0 | 0 | 0 | 0 | 0
WT | 0 | 0 | 0 | 0 | 0 | 0
IGCC | 0 | 0 | 0 | 0 | 0 | 0
DemandResponse | 0 | 0 | 0 | 0 | 0 | 0
IGCC-CCS | 0 | 0 | 0 | 0 | 0 | 0
WT_off | 0 | 0 | 0 | 0 | 0 | 0
PseudoUnit | 0 | 0 | 0 | 0 | 0 | 0
FixedInterchange | 0 | 0 | 0 | 0 | 0 | 0
Emission Cost by Reporting Type: EI_US
ReportingType | 2015 | 2020 | 2025 | 2030 | 2035 | 2040
BM | 0 | 0 | 0 | 0 | 0 | 0
CC | 0 | 0 | 0 | 0 | 0 | 0
CSP | 0 | 0 | 0 | 0 | 0 | 0
CT | 0 | 0 | 0 | 0 | 0 | 0
Coal | 0 | 0 | 0 | 0 | 0 | 0
Geo | 0 | 0 | 0 | 0 | 0 | 0
H | 0 | 0 | 0 | 0 | 0 | 0
LFG | 0 | 0 | 0 | 0 | 0 | 0
Nuc | 0 | 0 | 0 | 0 | 0 | 0
PS | 0 | 0 | 0 | 0 | 0 | 0
PV | 0 | 0 | 0 | 0 | 0 | 0
PeakG | 0 | 0 | 0 | 0 | 0 | 0
PeakO | 0 | 0 | 0 | 0 | 0 | 0
ST | 0 | 0 | 0 | 0 | 0 | 0
STOG | 0 | 0 | 0 | 0 | 0 | 0
STWD | 0 | 0 | 0 | 0 | 0 | 0
WT | 0 | 0 | 0 | 0 | 0 | 0
IGCC | 0 | 0 | 0 | 0 | 0 | 0
DemandResponse | 0 | 0 | 0 | 0 | 0 | 0
IGCC-CCS | 0 | 0 | 0 | 0 | 0 | 0
WT_off | 0 | 0 | 0 | 0 | 0 | 0
PseudoUnit | 0 | 0 | 0 | 0 | 0 | 0
FixedInterchange | 0 | 0 | 0 | 0 | 0 | 0
Emission Cost by Reporting Type: EI_Canada
ReportingType | 2015 | 2020 | 2025 | 2030 | 2035 | 2040
BM | 0 | 0 | 0 | 0 | 0 | 0
CC | 0 | 0 | 0 | 0 | 0 | 0
CSP | 0 | 0 | 0 | 0 | 0 | 0
CT | 0 | 0 | 0 | 0 | 0 | 0
Coal | 0 | 0 | 0 | 0 | 0 | 0
Geo | 0 | 0 | 0 | 0 | 0 | 0
H | 0 | 0 | 0 | 0 | 0 | 0
LFG | 0 | 0 | 0 | 0 | 0 | 0
Nuc | 0 | 0 | 0 | 0 | 0 | 0
PS | 0 | 0 | 0 | 0 | 0 | 0
PV | 0 | 0 | 0 | 0 | 0 | 0
PeakG | 0 | 0 | 0 | 0 | 0 | 0
PeakO | 0 | 0 | 0 | 0 | 0 | 0
ST | 0 | 0 | 0 | 0 | 0 | 0
STOG | 0 | 0 | 0 | 0 | 0 | 0
STWD | 0 | 0 | 0 | 0 | 0 | 0
WT | 0 | 0 | 0 | 0 | 0 | 0
IGCC | 0 | 0 | 0 | 0 | 0 | 0
DemandResponse | 0 | 0 | 0 | 0 | 0 | 0
IGCC-CCS | 0 | 0 | 0 | 0 | 0 | 0
WT_off | 0 | 0 | 0 | 0 | 0 | 0
PseudoUnit | 0 | 0 | 0 | 0 | 0 | 0
FixedInterchange | 0 | 0 | 0 | 0 | 0 | 0
Emission Cost by Reporting Type: EI
ReportingType | 2015 | 2020 | 2025 | 2030 | 2035 | 2040
BM | 0 | 0 | 0 | 0 | 0 | 0
CC | 0 | 0 | 0 | 0 | 0 | 0
CSP | 0 | 0 | 0 | 0 | 0 | 0
CT | 0 | 0 | 0 | 0 | 0 | 0
Coal | 0 | 0 | 0 | 0 | 0 | 0
Geo | 0 | 0 | 0 | 0 | 0 | 0
H | 0 | 0 | 0 | 0 | 0 | 0
LFG | 0 | 0 | 0 | 0 | 0 | 0
Nuc | 0 | 0 | 0 | 0 | 0 | 0
PS | 0 | 0 | 0 | 0 | 0 | 0
PV | 0 | 0 | 0 | 0 | 0 | 0
PeakG | 0 | 0 | 0 | 0 | 0 | 0
PeakO | 0 | 0 | 0 | 0 | 0 | 0
ST | 0 | 0 | 0 | 0 | 0 | 0
STOG | 0 | 0 | 0 | 0 | 0 | 0
STWD | 0 | 0 | 0 | 0 | 0 | 0
WT | 0 | 0 | 0 | 0 | 0 | 0
IGCC | 0 | 0 | 0 | 0 | 0 | 0
DemandResponse | 0 | 0 | 0 | 0 | 0 | 0
IGCC-CCS | 0 | 0 | 0 | 0 | 0 | 0
WT_off | 0 | 0 | 0 | 0 | 0 | 0
PseudoUnit | 0 | 0 | 0 | 0 | 0 | 0
FixedInterchange | 0 | 0 | 0 | 0 | 0 | 0
Emission Cost by Reporting Type: Outside_EI
ReportingType | 2015 | 2020 | 2025 | 2030 | 2035 | 2040
BM | 0 | 0 | 0 | 0 | 0 | 0
CC | 0 | 0 | 0 | 0 | 0 | 0
CSP | 0 | 0 | 0 | 0 | 0 | 0
CT | 0 | 0 | 0 | 0 | 0 | 0
Coal | 0 | 0 | 0 | 0 | 0 | 0
Geo | 0 | 0 | 0 | 0 | 0 | 0
H | 0 | 0 | 0 | 0 | 0 | 0
LFG | 0 | 0 | 0 | 0 | 0 | 0
Nuc | 0 | 0 | 0 | 0 | 0 | 0
PS | 0 | 0 | 0 | 0 | 0 | 0
PV | 0 | 0 | 0 | 0 | 0 | 0
PeakG | 0 | 0 | 0 | 0 | 0 | 0
PeakO | 0 | 0 | 0 | 0 | 0 | 0
ST | 0 | 0 | 0 | 0 | 0 | 0
STOG | 0 | 0 | 0 | 0 | 0 | 0
STWD | 0 | 0 | 0 | 0 | 0 | 0
WT | 0 | 0 | 0 | 0 | 0 | 0
IGCC | 0 | 0 | 0 | 0 | 0 | 0
DemandResponse | 0 | 0 | 0 | 0 | 0 | 0
IGCC-CCS | 0 | 0 | 0 | 0 | 0 | 0
WT_off | 0 | 0 | 0 | 0 | 0 | 0
PseudoUnit | 0 | 0 | 0 | 0 | 0 | 0
FixedInterchange | 0 | 0 | 0 | 0 | 0 | 0
==== Emission Program: Carbon_CA : (CO2) ====
Emission Cost by Reporting Type: Entergy
ReportingType | 2015 | 2020 | 2025 | 2030 | 2035 | 2040
BM | 0 | 0 | 0 | 0 | 0 | 0
CC | 0 | 0 | 0 | 0 | 0 | 0
CSP | 0 | 0 | 0 | 0 | 0 | 0
CT | 0 | 0 | 0 | 0 | 0 | 0
Coal | 0 | 0 | 0 | 0 | 0 | 0
Geo | 0 | 0 | 0 | 0 | 0 | 0
H | 0 | 0 | 0 | 0 | 0 | 0
LFG | 0 | 0 | 0 | 0 | 0 | 0
Nuc | 0 | 0 | 0 | 0 | 0 | 0
PS | 0 | 0 | 0 | 0 | 0 | 0
PV | 0 | 0 | 0 | 0 | 0 | 0
PeakG | 0 | 0 | 0 | 0 | 0 | 0
PeakO | 0 | 0 | 0 | 0 | 0 | 0
ST | 0 | 0 | 0 | 0 | 0 | 0
STOG | 0 | 0 | 0 | 0 | 0 | 0
STWD | 0 | 0 | 0 | 0 | 0 | 0
WT | 0 | 0 | 0 | 0 | 0 | 0
IGCC | 0 | 0 | 0 | 0 | 0 | 0
DemandResponse | 0 | 0 | 0 | 0 | 0 | 0
IGCC-CCS | 0 | 0 | 0 | 0 | 0 | 0
WT_off | 0 | 0 | 0 | 0 | 0 | 0
PseudoUnit | 0 | 0 | 0 | 0 | 0 | 0
FixedInterchange | 0 | 0 | 0 | 0 | 0 | 0
Emission Cost by Reporting Type: FRCC
ReportingType | 2015 | 2020 | 2025 | 2030 | 2035 | 2040
BM | 0 | 0 | 0 | 0 | 0 | 0
CC | 0 | 0 | 0 | 0 | 0 | 0
CSP | 0 | 0 | 0 | 0 | 0 | 0
CT | 0 | 0 | 0 | 0 | 0 | 0
Coal | 0 | 0 | 0 | 0 | 0 | 0
Geo | 0 | 0 | 0 | 0 | 0 | 0
H | 0 | 0 | 0 | 0 | 0 | 0
LFG | 0 | 0 | 0 | 0 | 0 | 0
Nuc | 0 | 0 | 0 | 0 | 0 | 0
PS | 0 | 0 | 0 | 0 | 0 | 0
PV | 0 | 0 | 0 | 0 | 0 | 0
PeakG | 0 | 0 | 0 | 0 | 0 | 0
PeakO | 0 | 0 | 0 | 0 | 0 | 0
ST | 0 | 0 | 0 | 0 | 0 | 0
STOG | 0 | 0 | 0 | 0 | 0 | 0
STWD | 0 | 0 | 0 | 0 | 0 | 0
WT | 0 | 0 | 0 | 0 | 0 | 0
IGCC | 0 | 0 | 0 | 0 | 0 | 0
DemandResponse | 0 | 0 | 0 | 0 | 0 | 0
IGCC-CCS | 0 | 0 | 0 | 0 | 0 | 0
WT_off | 0 | 0 | 0 | 0 | 0 | 0
PseudoUnit | 0 | 0 | 0 | 0 | 0 | 0
FixedInterchange | 0 | 0 | 0 | 0 | 0 | 0
Emission Cost by Reporting Type: MAPP_US
ReportingType | 2015 | 2020 | 2025 | 2030 | 2035 | 2040
BM | 0 | 0 | 0 | 0 | 0 | 0
CC | 0 | 0 | 0 | 0 | 0 | 0
CSP | 0 | 0 | 0 | 0 | 0 | 0
CT | 0 | 0 | 0 | 0 | 0 | 0
Coal | 0 | 0 | 0 | 0 | 0 | 0
Geo | 0 | 0 | 0 | 0 | 0 | 0
H | 0 | 0 | 0 | 0 | 0 | 0
LFG | 0 | 0 | 0 | 0 | 0 | 0
Nuc | 0 | 0 | 0 | 0 | 0 | 0
PS | 0 | 0 | 0 | 0 | 0 | 0
PV | 0 | 0 | 0 | 0 | 0 | 0
PeakG | 0 | 0 | 0 | 0 | 0 | 0
PeakO | 0 | 0 | 0 | 0 | 0 | 0
ST | 0 | 0 | 0 | 0 | 0 | 0
STOG | 0 | 0 | 0 | 0 | 0 | 0
STWD | 0 | 0 | 0 | 0 | 0 | 0
WT | 0 | 0 | 0 | 0 | 0 | 0
IGCC | 0 | 0 | 0 | 0 | 0 | 0
DemandResponse | 0 | 0 | 0 | 0 | 0 | 0
IGCC-CCS | 0 | 0 | 0 | 0 | 0 | 0
WT_off | 0 | 0 | 0 | 0 | 0 | 0
PseudoUnit | 0 | 0 | 0 | 0 | 0 | 0
FixedInterchange | 0 | 0 | 0 | 0 | 0 | 0
Emission Cost by Reporting Type: MISO_IN
ReportingType | 2015 | 2020 | 2025 | 2030 | 2035 | 2040
BM | 0 | 0 | 0 | 0 | 0 | 0
CC | 0 | 0 | 0 | 0 | 0 | 0
CSP | 0 | 0 | 0 | 0 | 0 | 0
CT | 0 | 0 | 0 | 0 | 0 | 0
Coal | 0 | 0 | 0 | 0 | 0 | 0
Geo | 0 | 0 | 0 | 0 | 0 | 0
H | 0 | 0 | 0 | 0 | 0 | 0
LFG | 0 | 0 | 0 | 0 | 0 | 0
Nuc | 0 | 0 | 0 | 0 | 0 | 0
PS | 0 | 0 | 0 | 0 | 0 | 0
PV | 0 | 0 | 0 | 0 | 0 | 0
PeakG | 0 | 0 | 0 | 0 | 0 | 0
PeakO | 0 | 0 | 0 | 0 | 0 | 0
ST | 0 | 0 | 0 | 0 | 0 | 0
STOG | 0 | 0 | 0 | 0 | 0 | 0
STWD | 0 | 0 | 0 | 0 | 0 | 0
WT | 0 | 0 | 0 | 0 | 0 | 0
IGCC | 0 | 0 | 0 | 0 | 0 | 0
DemandResponse | 0 | 0 | 0 | 0 | 0 | 0
IGCC-CCS | 0 | 0 | 0 | 0 | 0 | 0
WT_off | 0 | 0 | 0 | 0 | 0 | 0
PseudoUnit | 0 | 0 | 0 | 0 | 0 | 0
FixedInterchange | 0 | 0 | 0 | 0 | 0 | 0
Emission Cost by Reporting Type: MISO_MI
ReportingType | 2015 | 2020 | 2025 | 2030 | 2035 | 2040
BM | 0 | 0 | 0 | 0 | 0 | 0
CC | 0 | 0 | 0 | 0 | 0 | 0
CSP | 0 | 0 | 0 | 0 | 0 | 0
CT | 0 | 0 | 0 | 0 | 0 | 0
Coal | 0 | 0 | 0 | 0 | 0 | 0
Geo | 0 | 0 | 0 | 0 | 0 | 0
H | 0 | 0 | 0 | 0 | 0 | 0
LFG | 0 | 0 | 0 | 0 | 0 | 0
Nuc | 0 | 0 | 0 | 0 | 0 | 0
PS | 0 | 0 | 0 | 0 | 0 | 0
PV | 0 | 0 | 0 | 0 | 0 | 0
PeakG | 0 | 0 | 0 | 0 | 0 | 0
PeakO | 0 | 0 | 0 | 0 | 0 | 0
ST | 0 | 0 | 0 | 0 | 0 | 0
STOG | 0 | 0 | 0 | 0 | 0 | 0
STWD | 0 | 0 | 0 | 0 | 0 | 0
WT | 0 | 0 | 0 | 0 | 0 | 0
IGCC | 0 | 0 | 0 | 0 | 0 | 0
DemandResponse | 0 | 0 | 0 | 0 | 0 | 0
IGCC-CCS | 0 | 0 | 0 | 0 | 0 | 0
WT_off | 0 | 0 | 0 | 0 | 0 | 0
PseudoUnit | 0 | 0 | 0 | 0 | 0 | 0
FixedInterchange | 0 | 0 | 0 | 0 | 0 | 0
Emission Cost by Reporting Type: MISO_MO-IL
ReportingType | 2015 | 2020 | 2025 | 2030 | 2035 | 2040
BM | 0 | 0 | 0 | 0 | 0 | 0
CC | 0 | 0 | 0 | 0 | 0 | 0
CSP | 0 | 0 | 0 | 0 | 0 | 0
CT | 0 | 0 | 0 | 0 | 0 | 0
Coal | 0 | 0 | 0 | 0 | 0 | 0
Geo | 0 | 0 | 0 | 0 | 0 | 0
H | 0 | 0 | 0 | 0 | 0 | 0
LFG | 0 | 0 | 0 | 0 | 0 | 0
Nuc | 0 | 0 | 0 | 0 | 0 | 0
PS | 0 | 0 | 0 | 0 | 0 | 0
PV | 0 | 0 | 0 | 0 | 0 | 0
PeakG | 0 | 0 | 0 | 0 | 0 | 0
PeakO | 0 | 0 | 0 | 0 | 0 | 0
ST | 0 | 0 | 0 | 0 | 0 | 0
STOG | 0 | 0 | 0 | 0 | 0 | 0
STWD | 0 | 0 | 0 | 0 | 0 | 0
WT | 0 | 0 | 0 | 0 | 0 | 0
IGCC | 0 | 0 | 0 | 0 | 0 | 0
DemandResponse | 0 | 0 | 0 | 0 | 0 | 0
IGCC-CCS | 0 | 0 | 0 | 0 | 0 | 0
WT_off | 0 | 0 | 0 | 0 | 0 | 0
PseudoUnit | 0 | 0 | 0 | 0 | 0 | 0
FixedInterchange | 0 | 0 | 0 | 0 | 0 | 0
Emission Cost by Reporting Type: MISO_W
ReportingType | 2015 | 2020 | 2025 | 2030 | 2035 | 2040
BM | 0 | 0 | 0 | 0 | 0 | 0
CC | 0 | 0 | 0 | 0 | 0 | 0
CSP | 0 | 0 | 0 | 0 | 0 | 0
CT | 0 | 0 | 0 | 0 | 0 | 0
Coal | 0 | 0 | 0 | 0 | 0 | 0
Geo | 0 | 0 | 0 | 0 | 0 | 0
H | 0 | 0 | 0 | 0 | 0 | 0
LFG | 0 | 0 | 0 | 0 | 0 | 0
Nuc | 0 | 0 | 0 | 0 | 0 | 0
PS | 0 | 0 | 0 | 0 | 0 | 0
PV | 0 | 0 | 0 | 0 | 0 | 0
PeakG | 0 | 0 | 0 | 0 | 0 | 0
PeakO | 0 | 0 | 0 | 0 | 0 | 0
ST | 0 | 0 | 0 | 0 | 0 | 0
STOG | 0 | 0 | 0 | 0 | 0 | 0
STWD | 0 | 0 | 0 | 0 | 0 | 0
WT | 0 | 0 | 0 | 0 | 0 | 0
IGCC | 0 | 0 | 0 | 0 | 0 | 0
DemandResponse | 0 | 0 | 0 | 0 | 0 | 0
IGCC-CCS | 0 | 0 | 0 | 0 | 0 | 0
WT_off | 0 | 0 | 0 | 0 | 0 | 0
PseudoUnit | 0 | 0 | 0 | 0 | 0 | 0
FixedInterchange | 0 | 0 | 0 | 0 | 0 | 0
Emission Cost by Reporting Type: MISO_WUMS
ReportingType | 2015 | 2020 | 2025 | 2030 | 2035 | 2040
BM | 0 | 0 | 0 | 0 | 0 | 0
CC | 0 | 0 | 0 | 0 | 0 | 0
CSP | 0 | 0 | 0 | 0 | 0 | 0
CT | 0 | 0 | 0 | 0 | 0 | 0
Coal | 0 | 0 | 0 | 0 | 0 | 0
Geo | 0 | 0 | 0 | 0 | 0 | 0
H | 0 | 0 | 0 | 0 | 0 | 0
LFG | 0 | 0 | 0 | 0 | 0 | 0
Nuc | 0 | 0 | 0 | 0 | 0 | 0
PS | 0 | 0 | 0 | 0 | 0 | 0
PV | 0 | 0 | 0 | 0 | 0 | 0
PeakG | 0 | 0 | 0 | 0 | 0 | 0
PeakO | 0 | 0 | 0 | 0 | 0 | 0
ST | 0 | 0 | 0 | 0 | 0 | 0
STOG | 0 | 0 | 0 | 0 | 0 | 0
STWD | 0 | 0 | 0 | 0 | 0 | 0
WT | 0 | 0 | 0 | 0 | 0 | 0
IGCC | 0 | 0 | 0 | 0 | 0 | 0
DemandResponse | 0 | 0 | 0 | 0 | 0 | 0
IGCC-CCS | 0 | 0 | 0 | 0 | 0 | 0
WT_off | 0 | 0 | 0 | 0 | 0 | 0
PseudoUnit | 0 | 0 | 0 | 0 | 0 | 0
FixedInterchange | 0 | 0 | 0 | 0 | 0 | 0
Emission Cost by Reporting Type: Nebraska
ReportingType | 2015 | 2020 | 2025 | 2030 | 2035 | 2040
BM | 0 | 0 | 0 | 0 | 0 | 0
CC | 0 | 0 | 0 | 0 | 0 | 0
CSP | 0 | 0 | 0 | 0 | 0 | 0
CT | 0 | 0 | 0 | 0 | 0 | 0
Coal | 0 | 0 | 0 | 0 | 0 | 0
Geo | 0 | 0 | 0 | 0 | 0 | 0
H | 0 | 0 | 0 | 0 | 0 | 0
LFG | 0 | 0 | 0 | 0 | 0 | 0
Nuc | 0 | 0 | 0 | 0 | 0 | 0
PS | 0 | 0 | 0 | 0 | 0 | 0
PV | 0 | 0 | 0 | 0 | 0 | 0
PeakG | 0 | 0 | 0 | 0 | 0 | 0
PeakO | 0 | 0 | 0 | 0 | 0 | 0
ST | 0 | 0 | 0 | 0 | 0 | 0
STOG | 0 | 0 | 0 | 0 | 0 | 0
STWD | 0 | 0 | 0 | 0 | 0 | 0
WT | 0 | 0 | 0 | 0 | 0 | 0
IGCC | 0 | 0 | 0 | 0 | 0 | 0
DemandResponse | 0 | 0 | 0 | 0 | 0 | 0
IGCC-CCS | 0 | 0 | 0 | 0 | 0 | 0
WT_off | 0 | 0 | 0 | 0 | 0 | 0
PseudoUnit | 0 | 0 | 0 | 0 | 0 | 0
FixedInterchange | 0 | 0 | 0 | 0 | 0 | 0
Emission Cost by Reporting Type: NEISO
ReportingType | 2015 | 2020 | 2025 | 2030 | 2035 | 2040
BM | 0 | 0 | 0 | 0 | 0 | 0
CC | 0 | 0 | 0 | 0 | 0 | 0
CSP | 0 | 0 | 0 | 0 | 0 | 0
CT | 0 | 0 | 0 | 0 | 0 | 0
Coal | 0 | 0 | 0 | 0 | 0 | 0
Geo | 0 | 0 | 0 | 0 | 0 | 0
H | 0 | 0 | 0 | 0 | 0 | 0
LFG | 0 | 0 | 0 | 0 | 0 | 0
Nuc | 0 | 0 | 0 | 0 | 0 | 0
PS | 0 | 0 | 0 | 0 | 0 | 0
PV | 0 | 0 | 0 | 0 | 0 | 0
PeakG | 0 | 0 | 0 | 0 | 0 | 0
PeakO | 0 | 0 | 0 | 0 | 0 | 0
ST | 0 | 0 | 0 | 0 | 0 | 0
STOG | 0 | 0 | 0 | 0 | 0 | 0
STWD | 0 | 0 | 0 | 0 | 0 | 0
WT | 0 | 0 | 0 | 0 | 0 | 0
IGCC | 0 | 0 | 0 | 0 | 0 | 0
DemandResponse | 0 | 0 | 0 | 0 | 0 | 0
IGCC-CCS | 0 | 0 | 0 | 0 | 0 | 0
WT_off | 0 | 0 | 0 | 0 | 0 | 0
PseudoUnit | 0 | 0 | 0 | 0 | 0 | 0
FixedInterchange | 0 | 0 | 0 | 0 | 0 | 0
Emission Cost by Reporting Type: NonRTO_Midwest
ReportingType | 2015 | 2020 | 2025 | 2030 | 2035 | 2040
BM | 0 | 0 | 0 | 0 | 0 | 0
CC | 0 | 0 | 0 | 0 | 0 | 0
CSP | 0 | 0 | 0 | 0 | 0 | 0
CT | 0 | 0 | 0 | 0 | 0 | 0
Coal | 0 | 0 | 0 | 0 | 0 | 0
Geo | 0 | 0 | 0 | 0 | 0 | 0
H | 0 | 0 | 0 | 0 | 0 | 0
LFG | 0 | 0 | 0 | 0 | 0 | 0
Nuc | 0 | 0 | 0 | 0 | 0 | 0
PS | 0 | 0 | 0 | 0 | 0 | 0
PV | 0 | 0 | 0 | 0 | 0 | 0
PeakG | 0 | 0 | 0 | 0 | 0 | 0
PeakO | 0 | 0 | 0 | 0 | 0 | 0
ST | 0 | 0 | 0 | 0 | 0 | 0
STOG | 0 | 0 | 0 | 0 | 0 | 0
STWD | 0 | 0 | 0 | 0 | 0 | 0
WT | 0 | 0 | 0 | 0 | 0 | 0
IGCC | 0 | 0 | 0 | 0 | 0 | 0
DemandResponse | 0 | 0 | 0 | 0 | 0 | 0
IGCC-CCS | 0 | 0 | 0 | 0 | 0 | 0
WT_off | 0 | 0 | 0 | 0 | 0 | 0
PseudoUnit | 0 | 0 | 0 | 0 | 0 | 0
FixedInterchange | 0 | 0 | 0 | 0 | 0 | 0
Emission Cost by Reporting Type: NYISO_A-F
ReportingType | 2015 | 2020 | 2025 | 2030 | 2035 | 2040
BM | 0 | 0 | 0 | 0 | 0 | 0
CC | 0 | 0 | 0 | 0 | 0 | 0
CSP | 0 | 0 | 0 | 0 | 0 | 0
CT | 0 | 0 | 0 | 0 | 0 | 0
Coal | 0 | 0 | 0 | 0 | 0 | 0
Geo | 0 | 0 | 0 | 0 | 0 | 0
H | 0 | 0 | 0 | 0 | 0 | 0
LFG | 0 | 0 | 0 | 0 | 0 | 0
Nuc | 0 | 0 | 0 | 0 | 0 | 0
PS | 0 | 0 | 0 | 0 | 0 | 0
PV | 0 | 0 | 0 | 0 | 0 | 0
PeakG | 0 | 0 | 0 | 0 | 0 | 0
PeakO | 0 | 0 | 0 | 0 | 0 | 0
ST | 0 | 0 | 0 | 0 | 0 | 0
STOG | 0 | 0 | 0 | 0 | 0 | 0
STWD | 0 | 0 | 0 | 0 | 0 | 0
WT | 0 | 0 | 0 | 0 | 0 | 0
IGCC | 0 | 0 | 0 | 0 | 0 | 0
DemandResponse | 0 | 0 | 0 | 0 | 0 | 0
IGCC-CCS | 0 | 0 | 0 | 0 | 0 | 0
WT_off | 0 | 0 | 0 | 0 | 0 | 0
PseudoUnit | 0 | 0 | 0 | 0 | 0 | 0
FixedInterchange | 0 | 0 | 0 | 0 | 0 | 0
Emission Cost by Reporting Type: NYISO_G-I
ReportingType | 2015 | 2020 | 2025 | 2030 | 2035 | 2040
BM | 0 | 0 | 0 | 0 | 0 | 0
CC | 0 | 0 | 0 | 0 | 0 | 0
CSP | 0 | 0 | 0 | 0 | 0 | 0
CT | 0 | 0 | 0 | 0 | 0 | 0
Coal | 0 | 0 | 0 | 0 | 0 | 0
Geo | 0 | 0 | 0 | 0 | 0 | 0
H | 0 | 0 | 0 | 0 | 0 | 0
LFG | 0 | 0 | 0 | 0 | 0 | 0
Nuc | 0 | 0 | 0 | 0 | 0 | 0
PS | 0 | 0 | 0 | 0 | 0 | 0
PV | 0 | 0 | 0 | 0 | 0 | 0
PeakG | 0 | 0 | 0 | 0 | 0 | 0
PeakO | 0 | 0 | 0 | 0 | 0 | 0
ST | 0 | 0 | 0 | 0 | 0 | 0
STOG | 0 | 0 | 0 | 0 | 0 | 0
STWD | 0 | 0 | 0 | 0 | 0 | 0
WT | 0 | 0 | 0 | 0 | 0 | 0
IGCC | 0 | 0 | 0 | 0 | 0 | 0
DemandResponse | 0 | 0 | 0 | 0 | 0 | 0
IGCC-CCS | 0 | 0 | 0 | 0 | 0 | 0
WT_off | 0 | 0 | 0 | 0 | 0 | 0
PseudoUnit | 0 | 0 | 0 | 0 | 0 | 0
FixedInterchange | 0 | 0 | 0 | 0 | 0 | 0
Emission Cost by Reporting Type: NYISO_J-K
ReportingType | 2015 | 2020 | 2025 | 2030 | 2035 | 2040
BM | 0 | 0 | 0 | 0 | 0 | 0
CC | 0 | 0 | 0 | 0 | 0 | 0
CSP | 0 | 0 | 0 | 0 | 0 | 0
CT | 0 | 0 | 0 | 0 | 0 | 0
Coal | 0 | 0 | 0 | 0 | 0 | 0
Geo | 0 | 0 | 0 | 0 | 0 | 0
H | 0 | 0 | 0 | 0 | 0 | 0
LFG | 0 | 0 | 0 | 0 | 0 | 0
Nuc | 0 | 0 | 0 | 0 | 0 | 0
PS | 0 | 0 | 0 | 0 | 0 | 0
PV | 0 | 0 | 0 | 0 | 0 | 0
PeakG | 0 | 0 | 0 | 0 | 0 | 0
PeakO | 0 | 0 | 0 | 0 | 0 | 0
ST | 0 | 0 | 0 | 0 | 0 | 0
STOG | 0 | 0 | 0 | 0 | 0 | 0
STWD | 0 | 0 | 0 | 0 | 0 | 0
WT | 0 | 0 | 0 | 0 | 0 | 0
IGCC | 0 | 0 | 0 | 0 | 0 | 0
DemandResponse | 0 | 0 | 0 | 0 | 0 | 0
IGCC-CCS | 0 | 0 | 0 | 0 | 0 | 0
WT_off | 0 | 0 | 0 | 0 | 0 | 0
PseudoUnit | 0 | 0 | 0 | 0 | 0 | 0
FixedInterchange | 0 | 0 | 0 | 0 | 0 | 0
Emission Cost by Reporting Type: PJM_E
ReportingType | 2015 | 2020 | 2025 | 2030 | 2035 | 2040
BM | 0 | 0 | 0 | 0 | 0 | 0
CC | 0 | 0 | 0 | 0 | 0 | 0
CSP | 0 | 0 | 0 | 0 | 0 | 0
CT | 0 | 0 | 0 | 0 | 0 | 0
Coal | 0 | 0 | 0 | 0 | 0 | 0
Geo | 0 | 0 | 0 | 0 | 0 | 0
H | 0 | 0 | 0 | 0 | 0 | 0
LFG | 0 | 0 | 0 | 0 | 0 | 0
Nuc | 0 | 0 | 0 | 0 | 0 | 0
PS | 0 | 0 | 0 | 0 | 0 | 0
PV | 0 | 0 | 0 | 0 | 0 | 0
PeakG | 0 | 0 | 0 | 0 | 0 | 0
PeakO | 0 | 0 | 0 | 0 | 0 | 0
ST | 0 | 0 | 0 | 0 | 0 | 0
STOG | 0 | 0 | 0 | 0 | 0 | 0
STWD | 0 | 0 | 0 | 0 | 0 | 0
WT | 0 | 0 | 0 | 0 | 0 | 0
IGCC | 0 | 0 | 0 | 0 | 0 | 0
DemandResponse | 0 | 0 | 0 | 0 | 0 | 0
IGCC-CCS | 0 | 0 | 0 | 0 | 0 | 0
WT_off | 0 | 0 | 0 | 0 | 0 | 0
PseudoUnit | 0 | 0 | 0 | 0 | 0 | 0
FixedInterchange | 0 | 0 | 0 | 0 | 0 | 0
Emission Cost by Reporting Type: PJM_ROM
ReportingType | 2015 | 2020 | 2025 | 2030 | 2035 | 2040
BM | 0 | 0 | 0 | 0 | 0 | 0
CC | 0 | 0 | 0 | 0 | 0 | 0
CSP | 0 | 0 | 0 | 0 | 0 | 0
CT | 0 | 0 | 0 | 0 | 0 | 0
Coal | 0 | 0 | 0 | 0 | 0 | 0
Geo | 0 | 0 | 0 | 0 | 0 | 0
H | 0 | 0 | 0 | 0 | 0 | 0
LFG | 0 | 0 | 0 | 0 | 0 | 0
Nuc | 0 | 0 | 0 | 0 | 0 | 0
PS | 0 | 0 | 0 | 0 | 0 | 0
PV | 0 | 0 | 0 | 0 | 0 | 0
PeakG | 0 | 0 | 0 | 0 | 0 | 0
PeakO | 0 | 0 | 0 | 0 | 0 | 0
ST | 0 | 0 | 0 | 0 | 0 | 0
STOG | 0 | 0 | 0 | 0 | 0 | 0
STWD | 0 | 0 | 0 | 0 | 0 | 0
WT | 0 | 0 | 0 | 0 | 0 | 0
IGCC | 0 | 0 | 0 | 0 | 0 | 0
DemandResponse | 0 | 0 | 0 | 0 | 0 | 0
IGCC-CCS | 0 | 0 | 0 | 0 | 0 | 0
WT_off | 0 | 0 | 0 | 0 | 0 | 0
PseudoUnit | 0 | 0 | 0 | 0 | 0 | 0
FixedInterchange | 0 | 0 | 0 | 0 | 0 | 0
Emission Cost by Reporting Type: PJM_ROR
ReportingType | 2015 | 2020 | 2025 | 2030 | 2035 | 2040
BM | 0 | 0 | 0 | 0 | 0 | 0
CC | 0 | 0 | 0 | 0 | 0 | 0
CSP | 0 | 0 | 0 | 0 | 0 | 0
CT | 0 | 0 | 0 | 0 | 0 | 0
Coal | 0 | 0 | 0 | 0 | 0 | 0
Geo | 0 | 0 | 0 | 0 | 0 | 0
H | 0 | 0 | 0 | 0 | 0 | 0
LFG | 0 | 0 | 0 | 0 | 0 | 0
Nuc | 0 | 0 | 0 | 0 | 0 | 0
PS | 0 | 0 | 0 | 0 | 0 | 0
PV | 0 | 0 | 0 | 0 | 0 | 0
PeakG | 0 | 0 | 0 | 0 | 0 | 0
PeakO | 0 | 0 | 0 | 0 | 0 | 0
ST | 0 | 0 | 0 | 0 | 0 | 0
STOG | 0 | 0 | 0 | 0 | 0 | 0
STWD | 0 | 0 | 0 | 0 | 0 | 0
WT | 0 | 0 | 0 | 0 | 0 | 0
IGCC | 0 | 0 | 0 | 0 | 0 | 0
DemandResponse | 0 | 0 | 0 | 0 | 0 | 0
IGCC-CCS | 0 | 0 | 0 | 0 | 0 | 0
WT_off | 0 | 0 | 0 | 0 | 0 | 0
PseudoUnit | 0 | 0 | 0 | 0 | 0 | 0
FixedInterchange | 0 | 0 | 0 | 0 | 0 | 0
Emission Cost by Reporting Type: SOCO
ReportingType | 2015 | 2020 | 2025 | 2030 | 2035 | 2040
BM | 0 | 0 | 0 | 0 | 0 | 0
CC | 0 | 0 | 0 | 0 | 0 | 0
CSP | 0 | 0 | 0 | 0 | 0 | 0
CT | 0 | 0 | 0 | 0 | 0 | 0
Coal | 0 | 0 | 0 | 0 | 0 | 0
Geo | 0 | 0 | 0 | 0 | 0 | 0
H | 0 | 0 | 0 | 0 | 0 | 0
LFG | 0 | 0 | 0 | 0 | 0 | 0
Nuc | 0 | 0 | 0 | 0 | 0 | 0
PS | 0 | 0 | 0 | 0 | 0 | 0
PV | 0 | 0 | 0 | 0 | 0 | 0
PeakG | 0 | 0 | 0 | 0 | 0 | 0
PeakO | 0 | 0 | 0 | 0 | 0 | 0
ST | 0 | 0 | 0 | 0 | 0 | 0
STOG | 0 | 0 | 0 | 0 | 0 | 0
STWD | 0 | 0 | 0 | 0 | 0 | 0
WT | 0 | 0 | 0 | 0 | 0 | 0
IGCC | 0 | 0 | 0 | 0 | 0 | 0
DemandResponse | 0 | 0 | 0 | 0 | 0 | 0
IGCC-CCS | 0 | 0 | 0 | 0 | 0 | 0
WT_off | 0 | 0 | 0 | 0 | 0 | 0
PseudoUnit | 0 | 0 | 0 | 0 | 0 | 0
FixedInterchange | 0 | 0 | 0 | 0 | 0 | 0
Emission Cost by Reporting Type: SPP_N
ReportingType | 2015 | 2020 | 2025 | 2030 | 2035 | 2040
BM | 0 | 0 | 0 | 0 | 0 | 0
CC | 0 | 0 | 0 | 0 | 0 | 0
CSP | 0 | 0 | 0 | 0 | 0 | 0
CT | 0 | 0 | 0 | 0 | 0 | 0
Coal | 0 | 0 | 0 | 0 | 0 | 0
Geo | 0 | 0 | 0 | 0 | 0 | 0
H | 0 | 0 | 0 | 0 | 0 | 0
LFG | 0 | 0 | 0 | 0 | 0 | 0
Nuc | 0 | 0 | 0 | 0 | 0 | 0
PS | 0 | 0 | 0 | 0 | 0 | 0
PV | 0 | 0 | 0 | 0 | 0 | 0
PeakG | 0 | 0 | 0 | 0 | 0 | 0
PeakO | 0 | 0 | 0 | 0 | 0 | 0
ST | 0 | 0 | 0 | 0 | 0 | 0
STOG | 0 | 0 | 0 | 0 | 0 | 0
STWD | 0 | 0 | 0 | 0 | 0 | 0
WT | 0 | 0 | 0 | 0 | 0 | 0
IGCC | 0 | 0 | 0 | 0 | 0 | 0
DemandResponse | 0 | 0 | 0 | 0 | 0 | 0
IGCC-CCS | 0 | 0 | 0 | 0 | 0 | 0
WT_off | 0 | 0 | 0 | 0 | 0 | 0
PseudoUnit | 0 | 0 | 0 | 0 | 0 | 0
FixedInterchange | 0 | 0 | 0 | 0 | 0 | 0
Emission Cost by Reporting Type: SPP_S
ReportingType | 2015 | 2020 | 2025 | 2030 | 2035 | 2040
BM | 0 | 0 | 0 | 0 | 0 | 0
CC | 0 | 0 | 0 | 0 | 0 | 0
CSP | 0 | 0 | 0 | 0 | 0 | 0
CT | 0 | 0 | 0 | 0 | 0 | 0
Coal | 0 | 0 | 0 | 0 | 0 | 0
Geo | 0 | 0 | 0 | 0 | 0 | 0
H | 0 | 0 | 0 | 0 | 0 | 0
LFG | 0 | 0 | 0 | 0 | 0 | 0
Nuc | 0 | 0 | 0 | 0 | 0 | 0
PS | 0 | 0 | 0 | 0 | 0 | 0
PV | 0 | 0 | 0 | 0 | 0 | 0
PeakG | 0 | 0 | 0 | 0 | 0 | 0
PeakO | 0 | 0 | 0 | 0 | 0 | 0
ST | 0 | 0 | 0 | 0 | 0 | 0
STOG | 0 | 0 | 0 | 0 | 0 | 0
STWD | 0 | 0 | 0 | 0 | 0 | 0
WT | 0 | 0 | 0 | 0 | 0 | 0
IGCC | 0 | 0 | 0 | 0 | 0 | 0
DemandResponse | 0 | 0 | 0 | 0 | 0 | 0
IGCC-CCS | 0 | 0 | 0 | 0 | 0 | 0
WT_off | 0 | 0 | 0 | 0 | 0 | 0
PseudoUnit | 0 | 0 | 0 | 0 | 0 | 0
FixedInterchange | 0 | 0 | 0 | 0 | 0 | 0
Emission Cost by Reporting Type: TVA
ReportingType | 2015 | 2020 | 2025 | 2030 | 2035 | 2040
BM | 0 | 0 | 0 | 0 | 0 | 0
CC | 0 | 0 | 0 | 0 | 0 | 0
CSP | 0 | 0 | 0 | 0 | 0 | 0
CT | 0 | 0 | 0 | 0 | 0 | 0
Coal | 0 | 0 | 0 | 0 | 0 | 0
Geo | 0 | 0 | 0 | 0 | 0 | 0
H | 0 | 0 | 0 | 0 | 0 | 0
LFG | 0 | 0 | 0 | 0 | 0 | 0
Nuc | 0 | 0 | 0 | 0 | 0 | 0
PS | 0 | 0 | 0 | 0 | 0 | 0
PV | 0 | 0 | 0 | 0 | 0 | 0
PeakG | 0 | 0 | 0 | 0 | 0 | 0
PeakO | 0 | 0 | 0 | 0 | 0 | 0
ST | 0 | 0 | 0 | 0 | 0 | 0
STOG | 0 | 0 | 0 | 0 | 0 | 0
STWD | 0 | 0 | 0 | 0 | 0 | 0
WT | 0 | 0 | 0 | 0 | 0 | 0
IGCC | 0 | 0 | 0 | 0 | 0 | 0
DemandResponse | 0 | 0 | 0 | 0 | 0 | 0
IGCC-CCS | 0 | 0 | 0 | 0 | 0 | 0
WT_off | 0 | 0 | 0 | 0 | 0 | 0
PseudoUnit | 0 | 0 | 0 | 0 | 0 | 0
FixedInterchange | 0 | 0 | 0 | 0 | 0 | 0
Emission Cost by Reporting Type: TVA_Transmission
ReportingType | 2015 | 2020 | 2025 | 2030 | 2035 | 2040
BM | 0 | 0 | 0 | 0 | 0 | 0
CC | 0 | 0 | 0 | 0 | 0 | 0
CSP | 0 | 0 | 0 | 0 | 0 | 0
CT | 0 | 0 | 0 | 0 | 0 | 0
Coal | 0 | 0 | 0 | 0 | 0 | 0
Geo | 0 | 0 | 0 | 0 | 0 | 0
H | 0 | 0 | 0 | 0 | 0 | 0
LFG | 0 | 0 | 0 | 0 | 0 | 0
Nuc | 0 | 0 | 0 | 0 | 0 | 0
PS | 0 | 0 | 0 | 0 | 0 | 0
PV | 0 | 0 | 0 | 0 | 0 | 0
PeakG | 0 | 0 | 0 | 0 | 0 | 0
PeakO | 0 | 0 | 0 | 0 | 0 | 0
ST | 0 | 0 | 0 | 0 | 0 | 0
STOG | 0 | 0 | 0 | 0 | 0 | 0
STWD | 0 | 0 | 0 | 0 | 0 | 0
WT | 0 | 0 | 0 | 0 | 0 | 0
IGCC | 0 | 0 | 0 | 0 | 0 | 0
DemandResponse | 0 | 0 | 0 | 0 | 0 | 0
IGCC-CCS | 0 | 0 | 0 | 0 | 0 | 0
WT_off | 0 | 0 | 0 | 0 | 0 | 0
PseudoUnit | 0 | 0 | 0 | 0 | 0 | 0
FixedInterchange | 0 | 0 | 0 | 0 | 0 | 0
Emission Cost by Reporting Type: VACAR
ReportingType | 2015 | 2020 | 2025 | 2030 | 2035 | 2040
BM | 0 | 0 | 0 | 0 | 0 | 0
CC | 0 | 0 | 0 | 0 | 0 | 0
CSP | 0 | 0 | 0 | 0 | 0 | 0
CT | 0 | 0 | 0 | 0 | 0 | 0
Coal | 0 | 0 | 0 | 0 | 0 | 0
Geo | 0 | 0 | 0 | 0 | 0 | 0
H | 0 | 0 | 0 | 0 | 0 | 0
LFG | 0 | 0 | 0 | 0 | 0 | 0
Nuc | 0 | 0 | 0 | 0 | 0 | 0
PS | 0 | 0 | 0 | 0 | 0 | 0
PV | 0 | 0 | 0 | 0 | 0 | 0
PeakG | 0 | 0 | 0 | 0 | 0 | 0
PeakO | 0 | 0 | 0 | 0 | 0 | 0
ST | 0 | 0 | 0 | 0 | 0 | 0
STOG | 0 | 0 | 0 | 0 | 0 | 0
STWD | 0 | 0 | 0 | 0 | 0 | 0
WT | 0 | 0 | 0 | 0 | 0 | 0
IGCC | 0 | 0 | 0 | 0 | 0 | 0
DemandResponse | 0 | 0 | 0 | 0 | 0 | 0
IGCC-CCS | 0 | 0 | 0 | 0 | 0 | 0
WT_off | 0 | 0 | 0 | 0 | 0 | 0
PseudoUnit | 0 | 0 | 0 | 0 | 0 | 0
FixedInterchange | 0 | 0 | 0 | 0 | 0 | 0
Emission Cost by Reporting Type: IESO
ReportingType | 2015 | 2020 | 2025 | 2030 | 2035 | 2040
BM | 0 | 0 | 0 | 0 | 0 | 0
CC | 0 | 0 | 0 | 0 | 0 | 0
CSP | 0 | 0 | 0 | 0 | 0 | 0
CT | 0 | 0 | 0 | 0 | 0 | 0
Coal | 0 | 0 | 0 | 0 | 0 | 0
Geo | 0 | 0 | 0 | 0 | 0 | 0
H | 0 | 0 | 0 | 0 | 0 | 0
LFG | 0 | 0 | 0 | 0 | 0 | 0
Nuc | 0 | 0 | 0 | 0 | 0 | 0
PS | 0 | 0 | 0 | 0 | 0 | 0
PV | 0 | 0 | 0 | 0 | 0 | 0
PeakG | 0 | 0 | 0 | 0 | 0 | 0
PeakO | 0 | 0 | 0 | 0 | 0 | 0
ST | 0 | 0 | 0 | 0 | 0 | 0
STOG | 0 | 0 | 0 | 0 | 0 | 0
STWD | 0 | 0 | 0 | 0 | 0 | 0
WT | 0 | 0 | 0 | 0 | 0 | 0
IGCC | 0 | 0 | 0 | 0 | 0 | 0
DemandResponse | 0 | 0 | 0 | 0 | 0 | 0
IGCC-CCS | 0 | 0 | 0 | 0 | 0 | 0
WT_off | 0 | 0 | 0 | 0 | 0 | 0
PseudoUnit | 0 | 0 | 0 | 0 | 0 | 0
FixedInterchange | 0 | 0 | 0 | 0 | 0 | 0
Emission Cost by Reporting Type: MAPP_CA
ReportingType | 2015 | 2020 | 2025 | 2030 | 2035 | 2040
BM | 0 | 0 | 0 | 0 | 0 | 0
CC | 0 | 0 | 0 | 0 | 0 | 0
CSP | 0 | 0 | 0 | 0 | 0 | 0
CT | 0 | 0 | 0 | 0 | 0 | 0
Coal | 0 | 0 | 0 | 0 | 0 | 0
Geo | 0 | 0 | 0 | 0 | 0 | 0
H | 0 | 0 | 0 | 0 | 0 | 0
LFG | 0 | 0 | 0 | 0 | 0 | 0
Nuc | 0 | 0 | 0 | 0 | 0 | 0
PS | 0 | 0 | 0 | 0 | 0 | 0
PV | 0 | 0 | 0 | 0 | 0 | 0
PeakG | 0 | 0 | 0 | 0 | 0 | 0
PeakO | 0 | 0 | 0 | 0 | 0 | 0
ST | 0 | 0 | 0 | 0 | 0 | 0
STOG | 0 | 0 | 0 | 0 | 0 | 0
STWD | 0 | 0 | 0 | 0 | 0 | 0
WT | 0 | 0 | 0 | 0 | 0 | 0
IGCC | 0 | 0 | 0 | 0 | 0 | 0
DemandResponse | 0 | 0 | 0 | 0 | 0 | 0
IGCC-CCS | 0 | 0 | 0 | 0 | 0 | 0
WT_off | 0 | 0 | 0 | 0 | 0 | 0
PseudoUnit | 0 | 0 | 0 | 0 | 0 | 0
FixedInterchange | 0 | 0 | 0 | 0 | 0 | 0
Emission Cost by Reporting Type: AZ_NM_SNV_Coal
ReportingType | 2015 | 2020 | 2025 | 2030 | 2035 | 2040
BM | 0 | 0 | 0 | 0 | 0 | 0
CC | 0 | 0 | 0 | 0 | 0 | 0
CSP | 0 | 0 | 0 | 0 | 0 | 0
CT | 0 | 0 | 0 | 0 | 0 | 0
Coal | 0 | 0 | 0 | 0 | 0 | 0
Geo | 0 | 0 | 0 | 0 | 0 | 0
H | 0 | 0 | 0 | 0 | 0 | 0
LFG | 0 | 0 | 0 | 0 | 0 | 0
Nuc | 0 | 0 | 0 | 0 | 0 | 0
PS | 0 | 0 | 0 | 0 | 0 | 0
PV | 0 | 0 | 0 | 0 | 0 | 0
PeakG | 0 | 0 | 0 | 0 | 0 | 0
PeakO | 0 | 0 | 0 | 0 | 0 | 0
ST | 0 | 0 | 0 | 0 | 0 | 0
STOG | 0 | 0 | 0 | 0 | 0 | 0
STWD | 0 | 0 | 0 | 0 | 0 | 0
WT | 0 | 0 | 0 | 0 | 0 | 0
IGCC | 0 | 0 | 0 | 0 | 0 | 0
DemandResponse | 0 | 0 | 0 | 0 | 0 | 0
IGCC-CCS | 0 | 0 | 0 | 0 | 0 | 0
WT_off | 0 | 0 | 0 | 0 | 0 | 0
PseudoUnit | 0 | 0 | 0 | 0 | 0 | 0
FixedInterchange | 0 | 0 | 0 | 0 | 0 | 0
Emission Cost by Reporting Type: AZ_NM_SNV_Gas
ReportingType | 2015 | 2020 | 2025 | 2030 | 2035 | 2040
BM | 0 | 0 | 0 | 0 | 0 | 0
CC | 0 | 0 | 0 | 0 | 0 | 0
CSP | 0 | 0 | 0 | 0 | 0 | 0
CT | 0 | 0 | 0 | 0 | 0 | 0
Coal | 0 | 0 | 0 | 0 | 0 | 0
Geo | 0 | 0 | 0 | 0 | 0 | 0
H | 0 | 0 | 0 | 0 | 0 | 0
LFG | 0 | 0 | 0 | 0 | 0 | 0
Nuc | 0 | 0 | 0 | 0 | 0 | 0
PS | 0 | 0 | 0 | 0 | 0 | 0
PV | 0 | 0 | 0 | 0 | 0 | 0
PeakG | 0 | 0 | 0 | 0 | 0 | 0
PeakO | 0 | 0 | 0 | 0 | 0 | 0
ST | 0 | 0 | 0 | 0 | 0 | 0
STOG | 0 | 0 | 0 | 0 | 0 | 0
STWD | 0 | 0 | 0 | 0 | 0 | 0
WT | 0 | 0 | 0 | 0 | 0 | 0
IGCC | 0 | 0 | 0 | 0 | 0 | 0
DemandResponse | 0 | 0 | 0 | 0 | 0 | 0
IGCC-CCS | 0 | 0 | 0 | 0 | 0 | 0
WT_off | 0 | 0 | 0 | 0 | 0 | 0
PseudoUnit | 0 | 0 | 0 | 0 | 0 | 0
FixedInterchange | 0 | 0 | 0 | 0 | 0 | 0
Emission Cost by Reporting Type: AZ_NM_SNV_NucRenew
ReportingType | 2015 | 2020 | 2025 | 2030 | 2035 | 2040
BM | 0 | 0 | 0 | 0 | 0 | 0
CC | 0 | 0 | 0 | 0 | 0 | 0
CSP | 0 | 0 | 0 | 0 | 0 | 0
CT | 0 | 0 | 0 | 0 | 0 | 0
Coal | 0 | 0 | 0 | 0 | 0 | 0
Geo | 0 | 0 | 0 | 0 | 0 | 0
H | 0 | 0 | 0 | 0 | 0 | 0
LFG | 0 | 0 | 0 | 0 | 0 | 0
Nuc | 0 | 0 | 0 | 0 | 0 | 0
PS | 0 | 0 | 0 | 0 | 0 | 0
PV | 0 | 0 | 0 | 0 | 0 | 0
PeakG | 0 | 0 | 0 | 0 | 0 | 0
PeakO | 0 | 0 | 0 | 0 | 0 | 0
ST | 0 | 0 | 0 | 0 | 0 | 0
STOG | 0 | 0 | 0 | 0 | 0 | 0
STWD | 0 | 0 | 0 | 0 | 0 | 0
WT | 0 | 0 | 0 | 0 | 0 | 0
IGCC | 0 | 0 | 0 | 0 | 0 | 0
DemandResponse | 0 | 0 | 0 | 0 | 0 | 0
IGCC-CCS | 0 | 0 | 0 | 0 | 0 | 0
WT_off | 0 | 0 | 0 | 0 | 0 | 0
PseudoUnit | 0 | 0 | 0 | 0 | 0 | 0
FixedInterchange | 0 | 0 | 0 | 0 | 0 | 0
Emission Cost by Reporting Type: ERCOT
ReportingType | 2015 | 2020 | 2025 | 2030 | 2035 | 2040
BM | 0 | 0 | 0 | 0 | 0 | 0
CC | 0 | 0 | 0 | 0 | 0 | 0
CSP | 0 | 0 | 0 | 0 | 0 | 0
CT | 0 | 0 | 0 | 0 | 0 | 0
Coal | 0 | 0 | 0 | 0 | 0 | 0
Geo | 0 | 0 | 0 | 0 | 0 | 0
H | 0 | 0 | 0 | 0 | 0 | 0
LFG | 0 | 0 | 0 | 0 | 0 | 0
Nuc | 0 | 0 | 0 | 0 | 0 | 0
PS | 0 | 0 | 0 | 0 | 0 | 0
PV | 0 | 0 | 0 | 0 | 0 | 0
PeakG | 0 | 0 | 0 | 0 | 0 | 0
PeakO | 0 | 0 | 0 | 0 | 0 | 0
ST | 0 | 0 | 0 | 0 | 0 | 0
STOG | 0 | 0 | 0 | 0 | 0 | 0
STWD | 0 | 0 | 0 | 0 | 0 | 0
WT | 0 | 0 | 0 | 0 | 0 | 0
IGCC | 0 | 0 | 0 | 0 | 0 | 0
DemandResponse | 0 | 0 | 0 | 0 | 0 | 0
IGCC-CCS | 0 | 0 | 0 | 0 | 0 | 0
WT_off | 0 | 0 | 0 | 0 | 0 | 0
PseudoUnit | 0 | 0 | 0 | 0 | 0 | 0
FixedInterchange | 0 | 0 | 0 | 0 | 0 | 0
Emission Cost by Reporting Type: NP15
ReportingType | 2015 | 2020 | 2025 | 2030 | 2035 | 2040
BM | 0 | 0 | 0 | 0 | 0 | 0
CC | 284.86 | 284.51 | 317.98 | 265.6 | 285.11 | 260.05
CSP | 0 | 0 | 0 | 0 | 0 | 0
CT | 0 | 0 | 0 | 0 | 0 | 0.35
Coal | 4.6 | 0 | 0 | 0 | 0 | 0
Geo | 0 | 0 | 0 | 0 | 0 | 0
H | 0 | 0 | 0 | 0 | 0 | 0
LFG | 0 | 0 | 0 | 0 | 0 | 0
Nuc | 0 | 0 | 0 | 0 | 0 | 0
PS | 0 | 0 | 0 | 0 | 0 | 0
PV | 0 | 0 | 0 | 0 | 0 | 0
PeakG | 0 | 0 | 0 | 0 | 0.26 | 1.01
PeakO | 0 | 0 | 0 | 0 | 0 | 0
ST | 0 | 0 | 0 | 0 | 0 | 0
STOG | 1.61 | 2.22 | 4.38 | 7.55 | 7.79 | 17.74
STWD | 0 | 0 | 0 | 0 | 0 | 0
WT | 0 | 0 | 0 | 0 | 0 | 0
IGCC | 0 | 0 | 0 | 0 | 0 | 0
DemandResponse | 0 | 0 | 0 | 0 | 0 | 0
IGCC-CCS | 0 | 0 | 0 | 0 | 0 | 0
WT_off | 0 | 0 | 0 | 0 | 0 | 0
PseudoUnit | 0 | 0 | 0 | 0 | 0 | 0
FixedInterchange | 0 | 0 | 0 | 0 | 0 | 0
Emission Cost by Reporting Type: NWPP_Coal
ReportingType | 2015 | 2020 | 2025 | 2030 | 2035 | 2040
BM | 0 | 0 | 0 | 0 | 0 | 0
CC | 0 | 0 | 0 | 0 | 0 | 0
CSP | 0 | 0 | 0 | 0 | 0 | 0
CT | 0 | 0 | 0 | 0 | 0 | 0
Coal | 0 | 0 | 0 | 0 | 0 | 0
Geo | 0 | 0 | 0 | 0 | 0 | 0
H | 0 | 0 | 0 | 0 | 0 | 0
LFG | 0 | 0 | 0 | 0 | 0 | 0
Nuc | 0 | 0 | 0 | 0 | 0 | 0
PS | 0 | 0 | 0 | 0 | 0 | 0
PV | 0 | 0 | 0 | 0 | 0 | 0
PeakG | 0 | 0 | 0 | 0 | 0 | 0
PeakO | 0 | 0 | 0 | 0 | 0 | 0
ST | 0 | 0 | 0 | 0 | 0 | 0
STOG | 0 | 0 | 0 | 0 | 0 | 0
STWD | 0 | 0 | 0 | 0 | 0 | 0
WT | 0 | 0 | 0 | 0 | 0 | 0
IGCC | 0 | 0 | 0 | 0 | 0 | 0
DemandResponse | 0 | 0 | 0 | 0 | 0 | 0
IGCC-CCS | 0 | 0 | 0 | 0 | 0 | 0
WT_off | 0 | 0 | 0 | 0 | 0 | 0
PseudoUnit | 0 | 0 | 0 | 0 | 0 | 0
FixedInterchange | 0 | 0 | 0 | 0 | 0 | 0
Emission Cost by Reporting Type: NWPP_Gas
ReportingType | 2015 | 2020 | 2025 | 2030 | 2035 | 2040
BM | 0 | 0 | 0 | 0 | 0 | 0
CC | 0 | 0 | 0 | 0 | 0 | 0
CSP | 0 | 0 | 0 | 0 | 0 | 0
CT | 0 | 0 | 0 | 0 | 0 | 0
Coal | 0 | 0 | 0 | 0 | 0 | 0
Geo | 0 | 0 | 0 | 0 | 0 | 0
H | 0 | 0 | 0 | 0 | 0 | 0
LFG | 0 | 0 | 0 | 0 | 0 | 0
Nuc | 0 | 0 | 0 | 0 | 0 | 0
PS | 0 | 0 | 0 | 0 | 0 | 0
PV | 0 | 0 | 0 | 0 | 0 | 0
PeakG | 0 | 0 | 0 | 0 | 0 | 0
PeakO | 0 | 0 | 0 | 0 | 0 | 0
ST | 0 | 0 | 0 | 0 | 0 | 0
STOG | 0 | 0 | 0 | 0 | 0 | 0
STWD | 0 | 0 | 0 | 0 | 0 | 0
WT | 0 | 0 | 0 | 0 | 0 | 0
IGCC | 0 | 0 | 0 | 0 | 0 | 0
DemandResponse | 0 | 0 | 0 | 0 | 0 | 0
IGCC-CCS | 0 | 0 | 0 | 0 | 0 | 0
WT_off | 0 | 0 | 0 | 0 | 0 | 0
PseudoUnit | 0 | 0 | 0 | 0 | 0 | 0
FixedInterchange | 0 | 0 | 0 | 0 | 0 | 0
Emission Cost by Reporting Type: NWPP_NucRenew
ReportingType | 2015 | 2020 | 2025 | 2030 | 2035 | 2040
BM | 0 | 0 | 0 | 0 | 0 | 0
CC | 0 | 0 | 0 | 0 | 0 | 0
CSP | 0 | 0 | 0 | 0 | 0 | 0
CT | 0 | 0 | 0 | 0 | 0 | 0
Coal | 0 | 0 | 0 | 0 | 0 | 0
Geo | 0 | 0 | 0 | 0 | 0 | 0
H | 0 | 0 | 0 | 0 | 0 | 0
LFG | 0 | 0 | 0 | 0 | 0 | 0
Nuc | 0 | 0 | 0 | 0 | 0 | 0
PS | 0 | 0 | 0 | 0 | 0 | 0
PV | 0 | 0 | 0 | 0 | 0 | 0
PeakG | 0 | 0 | 0 | 0 | 0 | 0
PeakO | 0 | 0 | 0 | 0 | 0 | 0
ST | 0 | 0 | 0 | 0 | 0 | 0
STOG | 0 | 0 | 0 | 0 | 0 | 0
STWD | 0 | 0 | 0 | 0 | 0 | 0
WT | 0 | 0 | 0 | 0 | 0 | 0
IGCC | 0 | 0 | 0 | 0 | 0 | 0
DemandResponse | 0 | 0 | 0 | 0 | 0 | 0
IGCC-CCS | 0 | 0 | 0 | 0 | 0 | 0
WT_off | 0 | 0 | 0 | 0 | 0 | 0
PseudoUnit | 0 | 0 | 0 | 0 | 0 | 0
FixedInterchange | 0 | 0 | 0 | 0 | 0 | 0
Emission Cost by Reporting Type: RMPA
ReportingType | 2015 | 2020 | 2025 | 2030 | 2035 | 2040
BM | 0 | 0 | 0 | 0 | 0 | 0
CC | 0 | 0 | 0 | 0 | 0 | 0
CSP | 0 | 0 | 0 | 0 | 0 | 0
CT | 0 | 0 | 0 | 0 | 0 | 0
Coal | 0 | 0 | 0 | 0 | 0 | 0
Geo | 0 | 0 | 0 | 0 | 0 | 0
H | 0 | 0 | 0 | 0 | 0 | 0
LFG | 0 | 0 | 0 | 0 | 0 | 0
Nuc | 0 | 0 | 0 | 0 | 0 | 0
PS | 0 | 0 | 0 | 0 | 0 | 0
PV | 0 | 0 | 0 | 0 | 0 | 0
PeakG | 0 | 0 | 0 | 0 | 0 | 0
PeakO | 0 | 0 | 0 | 0 | 0 | 0
ST | 0 | 0 | 0 | 0 | 0 | 0
STOG | 0 | 0 | 0 | 0 | 0 | 0
STWD | 0 | 0 | 0 | 0 | 0 | 0
WT | 0 | 0 | 0 | 0 | 0 | 0
IGCC | 0 | 0 | 0 | 0 | 0 | 0
DemandResponse | 0 | 0 | 0 | 0 | 0 | 0
IGCC-CCS | 0 | 0 | 0 | 0 | 0 | 0
WT_off | 0 | 0 | 0 | 0 | 0 | 0
PseudoUnit | 0 | 0 | 0 | 0 | 0 | 0
FixedInterchange | 0 | 0 | 0 | 0 | 0 | 0
Emission Cost by Reporting Type: SP15
ReportingType | 2015 | 2020 | 2025 | 2030 | 2035 | 2040
BM | 0 | 0 | 0 | 0 | 0 | 0
CC | 320.64 | 171.53 | 211.67 | 265.33 | 279.35 | 251.63
CSP | 0 | 0 | 0 | 0 | 0 | 0
CT | 0 | 0 | 0 | 0 | 0 | 0
Coal | 15.51 | 19.79 | 25.26 | 19.79 | 0 | 0
Geo | 0 | 0 | 0 | 0 | 0 | 0
H | 0 | 0 | 0 | 0 | 0 | 0
LFG | 0 | 0 | 0 | 0 | 0 | 0
Nuc | 0 | 0 | 0 | 0 | 0 | 0
PS | 0 | 0 | 0 | 0 | 0 | 0
PV | 0 | 0 | 0 | 0 | 0 | 0
PeakG | 0 | 0 | 0 | 0 | 0 | 0
PeakO | 0 | 0 | 0 | 0 | 0 | 0
ST | 0 | 0 | 0 | 0 | 0 | 0
STOG | 2.36 | 2.85 | 1.11 | 3.53 | 11.19 | 19.13
STWD | 0 | 0 | 0 | 0 | 0 | 0
WT | 0 | 0 | 0 | 0 | 0 | 0
IGCC | 0 | 0 | 0 | 0 | 0 | 0
DemandResponse | 0 | 0 | 0 | 0 | 0 | 0
IGCC-CCS | 0 | 0 | 0 | 0 | 0 | 0
WT_off | 0 | 0 | 0 | 0 | 0 | 0
PseudoUnit | 0 | 0 | 0 | 0 | 0 | 0
FixedInterchange | 0 | 0 | 0 | 0 | 0 | 0
Emission Cost by Reporting Type: ALB
ReportingType | 2015 | 2020 | 2025 | 2030 | 2035 | 2040
BM | 0 | 0 | 0 | 0 | 0 | 0
CC | 0 | 0 | 0 | 0 | 0 | 0
CSP | 0 | 0 | 0 | 0 | 0 | 0
CT | 0 | 0 | 0 | 0 | 0 | 0
Coal | 0 | 0 | 0 | 0 | 0 | 0
Geo | 0 | 0 | 0 | 0 | 0 | 0
H | 0 | 0 | 0 | 0 | 0 | 0
LFG | 0 | 0 | 0 | 0 | 0 | 0
Nuc | 0 | 0 | 0 | 0 | 0 | 0
PS | 0 | 0 | 0 | 0 | 0 | 0
PV | 0 | 0 | 0 | 0 | 0 | 0
PeakG | 0 | 0 | 0 | 0 | 0 | 0
PeakO | 0 | 0 | 0 | 0 | 0 | 0
ST | 0 | 0 | 0 | 0 | 0 | 0
STOG | 0 | 0 | 0 | 0 | 0 | 0
STWD | 0 | 0 | 0 | 0 | 0 | 0
WT | 0 | 0 | 0 | 0 | 0 | 0
IGCC | 0 | 0 | 0 | 0 | 0 | 0
DemandResponse | 0 | 0 | 0 | 0 | 0 | 0
IGCC-CCS | 0 | 0 | 0 | 0 | 0 | 0
WT_off | 0 | 0 | 0 | 0 | 0 | 0
PseudoUnit | 0 | 0 | 0 | 0 | 0 | 0
FixedInterchange | 0 | 0 | 0 | 0 | 0 | 0
Emission Cost by Reporting Type: BC
ReportingType | 2015 | 2020 | 2025 | 2030 | 2035 | 2040
BM | 0 | 0 | 0 | 0 | 0 | 0
CC | 0 | 0 | 0 | 0 | 0 | 0
CSP | 0 | 0 | 0 | 0 | 0 | 0
CT | 0 | 0 | 0 | 0 | 0 | 0
Coal | 0 | 0 | 0 | 0 | 0 | 0
Geo | 0 | 0 | 0 | 0 | 0 | 0
H | 0 | 0 | 0 | 0 | 0 | 0
LFG | 0 | 0 | 0 | 0 | 0 | 0
Nuc | 0 | 0 | 0 | 0 | 0 | 0
PS | 0 | 0 | 0 | 0 | 0 | 0
PV | 0 | 0 | 0 | 0 | 0 | 0
PeakG | 0 | 0 | 0 | 0 | 0 | 0
PeakO | 0 | 0 | 0 | 0 | 0 | 0
ST | 0 | 0 | 0 | 0 | 0 | 0
STOG | 0 | 0 | 0 | 0 | 0 | 0
STWD | 0 | 0 | 0 | 0 | 0 | 0
WT | 0 | 0 | 0 | 0 | 0 | 0
IGCC | 0 | 0 | 0 | 0 | 0 | 0
DemandResponse | 0 | 0 | 0 | 0 | 0 | 0
IGCC-CCS | 0 | 0 | 0 | 0 | 0 | 0
WT_off | 0 | 0 | 0 | 0 | 0 | 0
PseudoUnit | 0 | 0 | 0 | 0 | 0 | 0
FixedInterchange | 0 | 0 | 0 | 0 | 0 | 0
Emission Cost by Reporting Type: HQ_IESO
ReportingType | 2015 | 2020 | 2025 | 2030 | 2035 | 2040
BM | 0 | 0 | 0 | 0 | 0 | 0
CC | 0 | 0 | 0 | 0 | 0 | 0
CSP | 0 | 0 | 0 | 0 | 0 | 0
CT | 0 | 0 | 0 | 0 | 0 | 0
Coal | 0 | 0 | 0 | 0 | 0 | 0
Geo | 0 | 0 | 0 | 0 | 0 | 0
H | 0 | 0 | 0 | 0 | 0 | 0
LFG | 0 | 0 | 0 | 0 | 0 | 0
Nuc | 0 | 0 | 0 | 0 | 0 | 0
PS | 0 | 0 | 0 | 0 | 0 | 0
PV | 0 | 0 | 0 | 0 | 0 | 0
PeakG | 0 | 0 | 0 | 0 | 0 | 0
PeakO | 0 | 0 | 0 | 0 | 0 | 0
ST | 0 | 0 | 0 | 0 | 0 | 0
STOG | 0 | 0 | 0 | 0 | 0 | 0
STWD | 0 | 0 | 0 | 0 | 0 | 0
WT | 0 | 0 | 0 | 0 | 0 | 0
IGCC | 0 | 0 | 0 | 0 | 0 | 0
DemandResponse | 0 | 0 | 0 | 0 | 0 | 0
IGCC-CCS | 0 | 0 | 0 | 0 | 0 | 0
WT_off | 0 | 0 | 0 | 0 | 0 | 0
PseudoUnit | 0 | 0 | 0 | 0 | 0 | 0
FixedInterchange | 0 | 0 | 0 | 0 | 0 | 0
Emission Cost by Reporting Type: HQ_NEISO
ReportingType | 2015 | 2020 | 2025 | 2030 | 2035 | 2040
BM | 0 | 0 | 0 | 0 | 0 | 0
CC | 0 | 0 | 0 | 0 | 0 | 0
CSP | 0 | 0 | 0 | 0 | 0 | 0
CT | 0 | 0 | 0 | 0 | 0 | 0
Coal | 0 | 0 | 0 | 0 | 0 | 0
Geo | 0 | 0 | 0 | 0 | 0 | 0
H | 0 | 0 | 0 | 0 | 0 | 0
LFG | 0 | 0 | 0 | 0 | 0 | 0
Nuc | 0 | 0 | 0 | 0 | 0 | 0
PS | 0 | 0 | 0 | 0 | 0 | 0
PV | 0 | 0 | 0 | 0 | 0 | 0
PeakG | 0 | 0 | 0 | 0 | 0 | 0
PeakO | 0 | 0 | 0 | 0 | 0 | 0
ST | 0 | 0 | 0 | 0 | 0 | 0
STOG | 0 | 0 | 0 | 0 | 0 | 0
STWD | 0 | 0 | 0 | 0 | 0 | 0
WT | 0 | 0 | 0 | 0 | 0 | 0
IGCC | 0 | 0 | 0 | 0 | 0 | 0
DemandResponse | 0 | 0 | 0 | 0 | 0 | 0
IGCC-CCS | 0 | 0 | 0 | 0 | 0 | 0
WT_off | 0 | 0 | 0 | 0 | 0 | 0
PseudoUnit | 0 | 0 | 0 | 0 | 0 | 0
FixedInterchange | 0 | 0 | 0 | 0 | 0 | 0
Emission Cost by Reporting Type: HQ_NY
ReportingType | 2015 | 2020 | 2025 | 2030 | 2035 | 2040
BM | 0 | 0 | 0 | 0 | 0 | 0
CC | 0 | 0 | 0 | 0 | 0 | 0
CSP | 0 | 0 | 0 | 0 | 0 | 0
CT | 0 | 0 | 0 | 0 | 0 | 0
Coal | 0 | 0 | 0 | 0 | 0 | 0
Geo | 0 | 0 | 0 | 0 | 0 | 0
H | 0 | 0 | 0 | 0 | 0 | 0
LFG | 0 | 0 | 0 | 0 | 0 | 0
Nuc | 0 | 0 | 0 | 0 | 0 | 0
PS | 0 | 0 | 0 | 0 | 0 | 0
PV | 0 | 0 | 0 | 0 | 0 | 0
PeakG | 0 | 0 | 0 | 0 | 0 | 0
PeakO | 0 | 0 | 0 | 0 | 0 | 0
ST | 0 | 0 | 0 | 0 | 0 | 0
STOG | 0 | 0 | 0 | 0 | 0 | 0
STWD | 0 | 0 | 0 | 0 | 0 | 0
WT | 0 | 0 | 0 | 0 | 0 | 0
IGCC | 0 | 0 | 0 | 0 | 0 | 0
DemandResponse | 0 | 0 | 0 | 0 | 0 | 0
IGCC-CCS | 0 | 0 | 0 | 0 | 0 | 0
WT_off | 0 | 0 | 0 | 0 | 0 | 0
PseudoUnit | 0 | 0 | 0 | 0 | 0 | 0
FixedInterchange | 0 | 0 | 0 | 0 | 0 | 0
Emission Cost by Reporting Type: MARITIMES
ReportingType | 2015 | 2020 | 2025 | 2030 | 2035 | 2040
BM | 0 | 0 | 0 | 0 | 0 | 0
CC | 0 | 0 | 0 | 0 | 0 | 0
CSP | 0 | 0 | 0 | 0 | 0 | 0
CT | 0 | 0 | 0 | 0 | 0 | 0
Coal | 0 | 0 | 0 | 0 | 0 | 0
Geo | 0 | 0 | 0 | 0 | 0 | 0
H | 0 | 0 | 0 | 0 | 0 | 0
LFG | 0 | 0 | 0 | 0 | 0 | 0
Nuc | 0 | 0 | 0 | 0 | 0 | 0
PS | 0 | 0 | 0 | 0 | 0 | 0
PV | 0 | 0 | 0 | 0 | 0 | 0
PeakG | 0 | 0 | 0 | 0 | 0 | 0
PeakO | 0 | 0 | 0 | 0 | 0 | 0
ST | 0 | 0 | 0 | 0 | 0 | 0
STOG | 0 | 0 | 0 | 0 | 0 | 0
STWD | 0 | 0 | 0 | 0 | 0 | 0
WT | 0 | 0 | 0 | 0 | 0 | 0
IGCC | 0 | 0 | 0 | 0 | 0 | 0
DemandResponse | 0 | 0 | 0 | 0 | 0 | 0
IGCC-CCS | 0 | 0 | 0 | 0 | 0 | 0
WT_off | 0 | 0 | 0 | 0 | 0 | 0
PseudoUnit | 0 | 0 | 0 | 0 | 0 | 0
FixedInterchange | 0 | 0 | 0 | 0 | 0 | 0
Emission Cost by Reporting Type: All
ReportingType | 2015 | 2020 | 2025 | 2030 | 2035 | 2040
BM | 0 | 0 | 0 | 0 | 0 | 0
CC | 605.5 | 456.03 | 529.65 | 530.93 | 564.46 | 511.67
CSP | 0 | 0 | 0 | 0 | 0 | 0
CT | 0 | 0 | 0 | 0 | 0 | 0.35
Coal | 20.1 | 19.79 | 25.26 | 19.79 | 0 | 0
Geo | 0 | 0 | 0 | 0 | 0 | 0
H | 0 | 0 | 0 | 0 | 0 | 0
LFG | 0 | 0 | 0 | 0 | 0 | 0
Nuc | 0 | 0 | 0 | 0 | 0 | 0
PS | 0 | 0 | 0 | 0 | 0 | 0
PV | 0 | 0 | 0 | 0 | 0 | 0
PeakG | 0 | 0 | 0 | 0 | 0.26 | 1.01
PeakO | 0 | 0 | 0 | 0 | 0 | 0
ST | 0 | 0 | 0 | 0 | 0 | 0
STOG | 3.97 | 5.06 | 5.49 | 11.09 | 18.98 | 36.87
STWD | 0 | 0 | 0 | 0 | 0 | 0
WT | 0 | 0 | 0 | 0 | 0 | 0
IGCC | 0 | 0 | 0 | 0 | 0 | 0
DemandResponse | 0 | 0 | 0 | 0 | 0 | 0
IGCC-CCS | 0 | 0 | 0 | 0 | 0 | 0
WT_off | 0 | 0 | 0 | 0 | 0 | 0
PseudoUnit | 0 | 0 | 0 | 0 | 0 | 0
FixedInterchange | 0 | 0 | 0 | 0 | 0 | 0
Emission Cost by Reporting Type: EI_US
ReportingType | 2015 | 2020 | 2025 | 2030 | 2035 | 2040
BM | 0 | 0 | 0 | 0 | 0 | 0
CC | 0 | 0 | 0 | 0 | 0 | 0
CSP | 0 | 0 | 0 | 0 | 0 | 0
CT | 0 | 0 | 0 | 0 | 0 | 0
Coal | 0 | 0 | 0 | 0 | 0 | 0
Geo | 0 | 0 | 0 | 0 | 0 | 0
H | 0 | 0 | 0 | 0 | 0 | 0
LFG | 0 | 0 | 0 | 0 | 0 | 0
Nuc | 0 | 0 | 0 | 0 | 0 | 0
PS | 0 | 0 | 0 | 0 | 0 | 0
PV | 0 | 0 | 0 | 0 | 0 | 0
PeakG | 0 | 0 | 0 | 0 | 0 | 0
PeakO | 0 | 0 | 0 | 0 | 0 | 0
ST | 0 | 0 | 0 | 0 | 0 | 0
STOG | 0 | 0 | 0 | 0 | 0 | 0
STWD | 0 | 0 | 0 | 0 | 0 | 0
WT | 0 | 0 | 0 | 0 | 0 | 0
IGCC | 0 | 0 | 0 | 0 | 0 | 0
DemandResponse | 0 | 0 | 0 | 0 | 0 | 0
IGCC-CCS | 0 | 0 | 0 | 0 | 0 | 0
WT_off | 0 | 0 | 0 | 0 | 0 | 0
PseudoUnit | 0 | 0 | 0 | 0 | 0 | 0
FixedInterchange | 0 | 0 | 0 | 0 | 0 | 0
Emission Cost by Reporting Type: EI_Canada
ReportingType | 2015 | 2020 | 2025 | 2030 | 2035 | 2040
BM | 0 | 0 | 0 | 0 | 0 | 0
CC | 0 | 0 | 0 | 0 | 0 | 0
CSP | 0 | 0 | 0 | 0 | 0 | 0
CT | 0 | 0 | 0 | 0 | 0 | 0
Coal | 0 | 0 | 0 | 0 | 0 | 0
Geo | 0 | 0 | 0 | 0 | 0 | 0
H | 0 | 0 | 0 | 0 | 0 | 0
LFG | 0 | 0 | 0 | 0 | 0 | 0
Nuc | 0 | 0 | 0 | 0 | 0 | 0
PS | 0 | 0 | 0 | 0 | 0 | 0
PV | 0 | 0 | 0 | 0 | 0 | 0
PeakG | 0 | 0 | 0 | 0 | 0 | 0
PeakO | 0 | 0 | 0 | 0 | 0 | 0
ST | 0 | 0 | 0 | 0 | 0 | 0
STOG | 0 | 0 | 0 | 0 | 0 | 0
STWD | 0 | 0 | 0 | 0 | 0 | 0
WT | 0 | 0 | 0 | 0 | 0 | 0
IGCC | 0 | 0 | 0 | 0 | 0 | 0
DemandResponse | 0 | 0 | 0 | 0 | 0 | 0
IGCC-CCS | 0 | 0 | 0 | 0 | 0 | 0
WT_off | 0 | 0 | 0 | 0 | 0 | 0
PseudoUnit | 0 | 0 | 0 | 0 | 0 | 0
FixedInterchange | 0 | 0 | 0 | 0 | 0 | 0
Emission Cost by Reporting Type: EI
ReportingType | 2015 | 2020 | 2025 | 2030 | 2035 | 2040
BM | 0 | 0 | 0 | 0 | 0 | 0
CC | 0 | 0 | 0 | 0 | 0 | 0
CSP | 0 | 0 | 0 | 0 | 0 | 0
CT | 0 | 0 | 0 | 0 | 0 | 0
Coal | 0 | 0 | 0 | 0 | 0 | 0
Geo | 0 | 0 | 0 | 0 | 0 | 0
H | 0 | 0 | 0 | 0 | 0 | 0
LFG | 0 | 0 | 0 | 0 | 0 | 0
Nuc | 0 | 0 | 0 | 0 | 0 | 0
PS | 0 | 0 | 0 | 0 | 0 | 0
PV | 0 | 0 | 0 | 0 | 0 | 0
PeakG | 0 | 0 | 0 | 0 | 0 | 0
PeakO | 0 | 0 | 0 | 0 | 0 | 0
ST | 0 | 0 | 0 | 0 | 0 | 0
STOG | 0 | 0 | 0 | 0 | 0 | 0
STWD | 0 | 0 | 0 | 0 | 0 | 0
WT | 0 | 0 | 0 | 0 | 0 | 0
IGCC | 0 | 0 | 0 | 0 | 0 | 0
DemandResponse | 0 | 0 | 0 | 0 | 0 | 0
IGCC-CCS | 0 | 0 | 0 | 0 | 0 | 0
WT_off | 0 | 0 | 0 | 0 | 0 | 0
PseudoUnit | 0 | 0 | 0 | 0 | 0 | 0
FixedInterchange | 0 | 0 | 0 | 0 | 0 | 0
Emission Cost by Reporting Type: Outside_EI
ReportingType | 2015 | 2020 | 2025 | 2030 | 2035 | 2040
BM | 0 | 0 | 0 | 0 | 0 | 0
CC | 605.5 | 456.03 | 529.65 | 530.93 | 564.46 | 511.67
CSP | 0 | 0 | 0 | 0 | 0 | 0
CT | 0 | 0 | 0 | 0 | 0 | 0.35
Coal | 20.1 | 19.79 | 25.26 | 19.79 | 0 | 0
Geo | 0 | 0 | 0 | 0 | 0 | 0
H | 0 | 0 | 0 | 0 | 0 | 0
LFG | 0 | 0 | 0 | 0 | 0 | 0
Nuc | 0 | 0 | 0 | 0 | 0 | 0
PS | 0 | 0 | 0 | 0 | 0 | 0
PV | 0 | 0 | 0 | 0 | 0 | 0
PeakG | 0 | 0 | 0 | 0 | 0.26 | 1.01
PeakO | 0 | 0 | 0 | 0 | 0 | 0
ST | 0 | 0 | 0 | 0 | 0 | 0
STOG | 3.97 | 5.06 | 5.49 | 11.09 | 18.98 | 36.87
STWD | 0 | 0 | 0 | 0 | 0 | 0
WT | 0 | 0 | 0 | 0 | 0 | 0
IGCC | 0 | 0 | 0 | 0 | 0 | 0
DemandResponse | 0 | 0 | 0 | 0 | 0 | 0
IGCC-CCS | 0 | 0 | 0 | 0 | 0 | 0
WT_off | 0 | 0 | 0 | 0 | 0 | 0
PseudoUnit | 0 | 0 | 0 | 0 | 0 | 0
FixedInterchange | 0 | 0 | 0 | 0 | 0 | 0
==== Emission Program: RGGI : (CO2) ====
Emission Cost by Reporting Type: Entergy
ReportingType | 2015 | 2020 | 2025 | 2030 | 2035 | 2040
BM | 0 | 0 | 0 | 0 | 0 | 0
CC | 0 | 0 | 0 | 0 | 0 | 0
CSP | 0 | 0 | 0 | 0 | 0 | 0
CT | 0 | 0 | 0 | 0 | 0 | 0
Coal | 0 | 0 | 0 | 0 | 0 | 0
Geo | 0 | 0 | 0 | 0 | 0 | 0
H | 0 | 0 | 0 | 0 | 0 | 0
LFG | 0 | 0 | 0 | 0 | 0 | 0
Nuc | 0 | 0 | 0 | 0 | 0 | 0
PS | 0 | 0 | 0 | 0 | 0 | 0
PV | 0 | 0 | 0 | 0 | 0 | 0
PeakG | 0 | 0 | 0 | 0 | 0 | 0
PeakO | 0 | 0 | 0 | 0 | 0 | 0
ST | 0 | 0 | 0 | 0 | 0 | 0
STOG | 0 | 0 | 0 | 0 | 0 | 0
STWD | 0 | 0 | 0 | 0 | 0 | 0
WT | 0 | 0 | 0 | 0 | 0 | 0
IGCC | 0 | 0 | 0 | 0 | 0 | 0
DemandResponse | 0 | 0 | 0 | 0 | 0 | 0
IGCC-CCS | 0 | 0 | 0 | 0 | 0 | 0
WT_off | 0 | 0 | 0 | 0 | 0 | 0
PseudoUnit | 0 | 0 | 0 | 0 | 0 | 0
FixedInterchange | 0 | 0 | 0 | 0 | 0 | 0
Emission Cost by Reporting Type: FRCC
ReportingType | 2015 | 2020 | 2025 | 2030 | 2035 | 2040
BM | 0 | 0 | 0 | 0 | 0 | 0
CC | 0 | 0 | 0 | 0 | 0 | 0
CSP | 0 | 0 | 0 | 0 | 0 | 0
CT | 0 | 0 | 0 | 0 | 0 | 0
Coal | 0 | 0 | 0 | 0 | 0 | 0
Geo | 0 | 0 | 0 | 0 | 0 | 0
H | 0 | 0 | 0 | 0 | 0 | 0
LFG | 0 | 0 | 0 | 0 | 0 | 0
Nuc | 0 | 0 | 0 | 0 | 0 | 0
PS | 0 | 0 | 0 | 0 | 0 | 0
PV | 0 | 0 | 0 | 0 | 0 | 0
PeakG | 0 | 0 | 0 | 0 | 0 | 0
PeakO | 0 | 0 | 0 | 0 | 0 | 0
ST | 0 | 0 | 0 | 0 | 0 | 0
STOG | 0 | 0 | 0 | 0 | 0 | 0
STWD | 0 | 0 | 0 | 0 | 0 | 0
WT | 0 | 0 | 0 | 0 | 0 | 0
IGCC | 0 | 0 | 0 | 0 | 0 | 0
DemandResponse | 0 | 0 | 0 | 0 | 0 | 0
IGCC-CCS | 0 | 0 | 0 | 0 | 0 | 0
WT_off | 0 | 0 | 0 | 0 | 0 | 0
PseudoUnit | 0 | 0 | 0 | 0 | 0 | 0
FixedInterchange | 0 | 0 | 0 | 0 | 0 | 0
Emission Cost by Reporting Type: MAPP_US
ReportingType | 2015 | 2020 | 2025 | 2030 | 2035 | 2040
BM | 0 | 0 | 0 | 0 | 0 | 0
CC | 0 | 0 | 0 | 0 | 0 | 0
CSP | 0 | 0 | 0 | 0 | 0 | 0
CT | 0 | 0 | 0 | 0 | 0 | 0
Coal | 0 | 0 | 0 | 0 | 0 | 0
Geo | 0 | 0 | 0 | 0 | 0 | 0
H | 0 | 0 | 0 | 0 | 0 | 0
LFG | 0 | 0 | 0 | 0 | 0 | 0
Nuc | 0 | 0 | 0 | 0 | 0 | 0
PS | 0 | 0 | 0 | 0 | 0 | 0
PV | 0 | 0 | 0 | 0 | 0 | 0
PeakG | 0 | 0 | 0 | 0 | 0 | 0
PeakO | 0 | 0 | 0 | 0 | 0 | 0
ST | 0 | 0 | 0 | 0 | 0 | 0
STOG | 0 | 0 | 0 | 0 | 0 | 0
STWD | 0 | 0 | 0 | 0 | 0 | 0
WT | 0 | 0 | 0 | 0 | 0 | 0
IGCC | 0 | 0 | 0 | 0 | 0 | 0
DemandResponse | 0 | 0 | 0 | 0 | 0 | 0
IGCC-CCS | 0 | 0 | 0 | 0 | 0 | 0
WT_off | 0 | 0 | 0 | 0 | 0 | 0
PseudoUnit | 0 | 0 | 0 | 0 | 0 | 0
FixedInterchange | 0 | 0 | 0 | 0 | 0 | 0
Emission Cost by Reporting Type: MISO_IN
ReportingType | 2015 | 2020 | 2025 | 2030 | 2035 | 2040
BM | 0 | 0 | 0 | 0 | 0 | 0
CC | 0 | 0 | 0 | 0 | 0 | 0
CSP | 0 | 0 | 0 | 0 | 0 | 0
CT | 0 | 0 | 0 | 0 | 0 | 0
Coal | 0 | 0 | 0 | 0 | 0 | 0
Geo | 0 | 0 | 0 | 0 | 0 | 0
H | 0 | 0 | 0 | 0 | 0 | 0
LFG | 0 | 0 | 0 | 0 | 0 | 0
Nuc | 0 | 0 | 0 | 0 | 0 | 0
PS | 0 | 0 | 0 | 0 | 0 | 0
PV | 0 | 0 | 0 | 0 | 0 | 0
PeakG | 0 | 0 | 0 | 0 | 0 | 0
PeakO | 0 | 0 | 0 | 0 | 0 | 0
ST | 0 | 0 | 0 | 0 | 0 | 0
STOG | 0 | 0 | 0 | 0 | 0 | 0
STWD | 0 | 0 | 0 | 0 | 0 | 0
WT | 0 | 0 | 0 | 0 | 0 | 0
IGCC | 0 | 0 | 0 | 0 | 0 | 0
DemandResponse | 0 | 0 | 0 | 0 | 0 | 0
IGCC-CCS | 0 | 0 | 0 | 0 | 0 | 0
WT_off | 0 | 0 | 0 | 0 | 0 | 0
PseudoUnit | 0 | 0 | 0 | 0 | 0 | 0
FixedInterchange | 0 | 0 | 0 | 0 | 0 | 0
Emission Cost by Reporting Type: MISO_MI
ReportingType | 2015 | 2020 | 2025 | 2030 | 2035 | 2040
BM | 0 | 0 | 0 | 0 | 0 | 0
CC | 0 | 0 | 0 | 0 | 0 | 0
CSP | 0 | 0 | 0 | 0 | 0 | 0
CT | 0 | 0 | 0 | 0 | 0 | 0
Coal | 0 | 0 | 0 | 0 | 0 | 0
Geo | 0 | 0 | 0 | 0 | 0 | 0
H | 0 | 0 | 0 | 0 | 0 | 0
LFG | 0 | 0 | 0 | 0 | 0 | 0
Nuc | 0 | 0 | 0 | 0 | 0 | 0
PS | 0 | 0 | 0 | 0 | 0 | 0
PV | 0 | 0 | 0 | 0 | 0 | 0
PeakG | 0 | 0 | 0 | 0 | 0 | 0
PeakO | 0 | 0 | 0 | 0 | 0 | 0
ST | 0 | 0 | 0 | 0 | 0 | 0
STOG | 0 | 0 | 0 | 0 | 0 | 0
STWD | 0 | 0 | 0 | 0 | 0 | 0
WT | 0 | 0 | 0 | 0 | 0 | 0
IGCC | 0 | 0 | 0 | 0 | 0 | 0
DemandResponse | 0 | 0 | 0 | 0 | 0 | 0
IGCC-CCS | 0 | 0 | 0 | 0 | 0 | 0
WT_off | 0 | 0 | 0 | 0 | 0 | 0
PseudoUnit | 0 | 0 | 0 | 0 | 0 | 0
FixedInterchange | 0 | 0 | 0 | 0 | 0 | 0
Emission Cost by Reporting Type: MISO_MO-IL
ReportingType | 2015 | 2020 | 2025 | 2030 | 2035 | 2040
BM | 0 | 0 | 0 | 0 | 0 | 0
CC | 0 | 0 | 0 | 0 | 0 | 0
CSP | 0 | 0 | 0 | 0 | 0 | 0
CT | 0 | 0 | 0 | 0 | 0 | 0
Coal | 0 | 0 | 0 | 0 | 0 | 0
Geo | 0 | 0 | 0 | 0 | 0 | 0
H | 0 | 0 | 0 | 0 | 0 | 0
LFG | 0 | 0 | 0 | 0 | 0 | 0
Nuc | 0 | 0 | 0 | 0 | 0 | 0
PS | 0 | 0 | 0 | 0 | 0 | 0
PV | 0 | 0 | 0 | 0 | 0 | 0
PeakG | 0 | 0 | 0 | 0 | 0 | 0
PeakO | 0 | 0 | 0 | 0 | 0 | 0
ST | 0 | 0 | 0 | 0 | 0 | 0
STOG | 0 | 0 | 0 | 0 | 0 | 0
STWD | 0 | 0 | 0 | 0 | 0 | 0
WT | 0 | 0 | 0 | 0 | 0 | 0
IGCC | 0 | 0 | 0 | 0 | 0 | 0
DemandResponse | 0 | 0 | 0 | 0 | 0 | 0
IGCC-CCS | 0 | 0 | 0 | 0 | 0 | 0
WT_off | 0 | 0 | 0 | 0 | 0 | 0
PseudoUnit | 0 | 0 | 0 | 0 | 0 | 0
FixedInterchange | 0 | 0 | 0 | 0 | 0 | 0
Emission Cost by Reporting Type: MISO_W
ReportingType | 2015 | 2020 | 2025 | 2030 | 2035 | 2040
BM | 0 | 0 | 0 | 0 | 0 | 0
CC | 0 | 0 | 0 | 0 | 0 | 0
CSP | 0 | 0 | 0 | 0 | 0 | 0
CT | 0 | 0 | 0 | 0 | 0 | 0
Coal | 0 | 0 | 0 | 0 | 0 | 0
Geo | 0 | 0 | 0 | 0 | 0 | 0
H | 0 | 0 | 0 | 0 | 0 | 0
LFG | 0 | 0 | 0 | 0 | 0 | 0
Nuc | 0 | 0 | 0 | 0 | 0 | 0
PS | 0 | 0 | 0 | 0 | 0 | 0
PV | 0 | 0 | 0 | 0 | 0 | 0
PeakG | 0 | 0 | 0 | 0 | 0 | 0
PeakO | 0 | 0 | 0 | 0 | 0 | 0
ST | 0 | 0 | 0 | 0 | 0 | 0
STOG | 0 | 0 | 0 | 0 | 0 | 0
STWD | 0 | 0 | 0 | 0 | 0 | 0
WT | 0 | 0 | 0 | 0 | 0 | 0
IGCC | 0 | 0 | 0 | 0 | 0 | 0
DemandResponse | 0 | 0 | 0 | 0 | 0 | 0
IGCC-CCS | 0 | 0 | 0 | 0 | 0 | 0
WT_off | 0 | 0 | 0 | 0 | 0 | 0
PseudoUnit | 0 | 0 | 0 | 0 | 0 | 0
FixedInterchange | 0 | 0 | 0 | 0 | 0 | 0
Emission Cost by Reporting Type: MISO_WUMS
ReportingType | 2015 | 2020 | 2025 | 2030 | 2035 | 2040
BM | 0 | 0 | 0 | 0 | 0 | 0
CC | 0 | 0 | 0 | 0 | 0 | 0
CSP | 0 | 0 | 0 | 0 | 0 | 0
CT | 0 | 0 | 0 | 0 | 0 | 0
Coal | 0 | 0 | 0 | 0 | 0 | 0
Geo | 0 | 0 | 0 | 0 | 0 | 0
H | 0 | 0 | 0 | 0 | 0 | 0
LFG | 0 | 0 | 0 | 0 | 0 | 0
Nuc | 0 | 0 | 0 | 0 | 0 | 0
PS | 0 | 0 | 0 | 0 | 0 | 0
PV | 0 | 0 | 0 | 0 | 0 | 0
PeakG | 0 | 0 | 0 | 0 | 0 | 0
PeakO | 0 | 0 | 0 | 0 | 0 | 0
ST | 0 | 0 | 0 | 0 | 0 | 0
STOG | 0 | 0 | 0 | 0 | 0 | 0
STWD | 0 | 0 | 0 | 0 | 0 | 0
WT | 0 | 0 | 0 | 0 | 0 | 0
IGCC | 0 | 0 | 0 | 0 | 0 | 0
DemandResponse | 0 | 0 | 0 | 0 | 0 | 0
IGCC-CCS | 0 | 0 | 0 | 0 | 0 | 0
WT_off | 0 | 0 | 0 | 0 | 0 | 0
PseudoUnit | 0 | 0 | 0 | 0 | 0 | 0
FixedInterchange | 0 | 0 | 0 | 0 | 0 | 0
Emission Cost by Reporting Type: Nebraska
ReportingType | 2015 | 2020 | 2025 | 2030 | 2035 | 2040
BM | 0 | 0 | 0 | 0 | 0 | 0
CC | 0 | 0 | 0 | 0 | 0 | 0
CSP | 0 | 0 | 0 | 0 | 0 | 0
CT | 0 | 0 | 0 | 0 | 0 | 0
Coal | 0 | 0 | 0 | 0 | 0 | 0
Geo | 0 | 0 | 0 | 0 | 0 | 0
H | 0 | 0 | 0 | 0 | 0 | 0
LFG | 0 | 0 | 0 | 0 | 0 | 0
Nuc | 0 | 0 | 0 | 0 | 0 | 0
PS | 0 | 0 | 0 | 0 | 0 | 0
PV | 0 | 0 | 0 | 0 | 0 | 0
PeakG | 0 | 0 | 0 | 0 | 0 | 0
PeakO | 0 | 0 | 0 | 0 | 0 | 0
ST | 0 | 0 | 0 | 0 | 0 | 0
STOG | 0 | 0 | 0 | 0 | 0 | 0
STWD | 0 | 0 | 0 | 0 | 0 | 0
WT | 0 | 0 | 0 | 0 | 0 | 0
IGCC | 0 | 0 | 0 | 0 | 0 | 0
DemandResponse | 0 | 0 | 0 | 0 | 0 | 0
IGCC-CCS | 0 | 0 | 0 | 0 | 0 | 0
WT_off | 0 | 0 | 0 | 0 | 0 | 0
PseudoUnit | 0 | 0 | 0 | 0 | 0 | 0
FixedInterchange | 0 | 0 | 0 | 0 | 0 | 0
Emission Cost by Reporting Type: NEISO
ReportingType | 2015 | 2020 | 2025 | 2030 | 2035 | 2040
BM | 0 | 0 | 0 | 0 | 0 | 0
CC | 38.18 | 34.85 | 35.79 | 38.1 | 45.99 | 51.44
CSP | 0 | 0 | 0 | 0 | 0 | 0
CT | 0 | 0 | 0 | 0 | 0.07 | 0.13
Coal | 0.07 | 0 | 0 | 0 | 0 | 0
Geo | 0 | 0 | 0 | 0 | 0 | 0
H | 0 | 0 | 0 | 0 | 0 | 0
LFG | 0 | 0 | 0 | 0 | 0 | 0
Nuc | 0 | 0 | 0 | 0 | 0 | 0
PS | 0 | 0 | 0 | 0 | 0 | 0
PV | 0 | 0 | 0 | 0 | 0 | 0
PeakG | 0.01 | 0.03 | 0.04 | 0.04 | 0.12 | 0.11
PeakO | 0 | 0 | 0 | 0 | 0 | 0
ST | 0 | 0 | 0 | 0 | 0 | 0
STOG | 0 | 0 | 0 | 0 | 0 | 0
STWD | 0 | 0 | 0 | 0 | 0 | 0
WT | 0 | 0 | 0 | 0 | 0 | 0
IGCC | 0 | 0 | 0 | 0 | 0 | 0
DemandResponse | 0 | 0 | 0 | 0 | 0 | 0
IGCC-CCS | 0 | 0 | 0 | 0 | 0 | 0
WT_off | 0 | 0 | 0 | 0 | 0 | 0
PseudoUnit | 0 | 0 | 0 | 0 | 0 | 0
FixedInterchange | 0 | 0 | 0 | 0 | 0 | 0
Emission Cost by Reporting Type: NonRTO_Midwest
ReportingType | 2015 | 2020 | 2025 | 2030 | 2035 | 2040
BM | 0 | 0 | 0 | 0 | 0 | 0
CC | 0 | 0 | 0 | 0 | 0 | 0
CSP | 0 | 0 | 0 | 0 | 0 | 0
CT | 0 | 0 | 0 | 0 | 0 | 0
Coal | 0 | 0 | 0 | 0 | 0 | 0
Geo | 0 | 0 | 0 | 0 | 0 | 0
H | 0 | 0 | 0 | 0 | 0 | 0
LFG | 0 | 0 | 0 | 0 | 0 | 0
Nuc | 0 | 0 | 0 | 0 | 0 | 0
PS | 0 | 0 | 0 | 0 | 0 | 0
PV | 0 | 0 | 0 | 0 | 0 | 0
PeakG | 0 | 0 | 0 | 0 | 0 | 0
PeakO | 0 | 0 | 0 | 0 | 0 | 0
ST | 0 | 0 | 0 | 0 | 0 | 0
STOG | 0 | 0 | 0 | 0 | 0 | 0
STWD | 0 | 0 | 0 | 0 | 0 | 0
WT | 0 | 0 | 0 | 0 | 0 | 0
IGCC | 0 | 0 | 0 | 0 | 0 | 0
DemandResponse | 0 | 0 | 0 | 0 | 0 | 0
IGCC-CCS | 0 | 0 | 0 | 0 | 0 | 0
WT_off | 0 | 0 | 0 | 0 | 0 | 0
PseudoUnit | 0 | 0 | 0 | 0 | 0 | 0
FixedInterchange | 0 | 0 | 0 | 0 | 0 | 0
Emission Cost by Reporting Type: NYISO_A-F
ReportingType | 2015 | 2020 | 2025 | 2030 | 2035 | 2040
BM | 0 | 0 | 0 | 0 | 0 | 0
CC | 5.48 | 7.88 | 10.46 | 11.16 | 12.41 | 12.84
CSP | 0 | 0 | 0 | 0 | 0 | 0
CT | 0 | 0 | 0 | 0 | 0 | 0
Coal | 0 | 0 | 0 | 0 | 0 | 0
Geo | 0 | 0 | 0 | 0 | 0 | 0
H | 0 | 0 | 0 | 0 | 0 | 0
LFG | 0 | 0 | 0 | 0 | 0 | 0
Nuc | 0 | 0 | 0 | 0 | 0 | 0
PS | 0 | 0 | 0 | 0 | 0 | 0
PV | 0 | 0 | 0 | 0 | 0 | 0
PeakG | 0 | 0 | 0 | 0 | 0.01 | 0.01
PeakO | 0 | 0 | 0 | 0 | 0 | 0
ST | 0 | 0 | 0 | 0 | 0 | 0
STOG | 0 | 0 | 0 | 0 | 0 | 0
STWD | 0 | 0 | 0 | 0 | 0 | 0
WT | 0 | 0 | 0 | 0 | 0 | 0
IGCC | 0 | 0 | 0 | 0 | 0 | 0
DemandResponse | 0 | 0 | 0 | 0 | 0 | 0
IGCC-CCS | 0 | 0 | 0 | 0 | 0 | 0
WT_off | 0 | 0 | 0 | 0 | 0 | 0
PseudoUnit | 0 | 0 | 0 | 0 | 0 | 0
FixedInterchange | 0 | 0 | 0 | 0 | 0 | 0
Emission Cost by Reporting Type: NYISO_G-I
ReportingType | 2015 | 2020 | 2025 | 2030 | 2035 | 2040
BM | 0 | 0 | 0 | 0 | 0 | 0
CC | 5.54 | 6.92 | 11.27 | 16.72 | 34.49 | 47.4
CSP | 0 | 0 | 0 | 0 | 0 | 0
CT | 0 | 0 | 0 | 0 | 0 | 0
Coal | 0 | 0 | 0 | 0 | 0 | 0
Geo | 0 | 0 | 0 | 0 | 0 | 0
H | 0 | 0 | 0 | 0 | 0 | 0
LFG | 0 | 0 | 0 | 0 | 0 | 0
Nuc | 0 | 0 | 0 | 0 | 0 | 0
PS | 0 | 0 | 0 | 0 | 0 | 0
PV | 0 | 0 | 0 | 0 | 0 | 0
PeakG | 0 | 0 | 0 | 0 | 0 | 0
PeakO | 0 | 0 | 0 | 0 | 0 | 0
ST | 0 | 0 | 0 | 0 | 0 | 0
STOG | 0.02 | 0.08 | 0.08 | 0.08 | 0.08 | 0.16
STWD | 0 | 0 | 0 | 0 | 0 | 0
WT | 0 | 0 | 0 | 0 | 0 | 0
IGCC | 0 | 0 | 0 | 0 | 0 | 0
DemandResponse | 0 | 0 | 0 | 0 | 0 | 0
IGCC-CCS | 0 | 0 | 0 | 0 | 0 | 0
WT_off | 0 | 0 | 0 | 0 | 0 | 0
PseudoUnit | 0 | 0 | 0 | 0 | 0 | 0
FixedInterchange | 0 | 0 | 0 | 0 | 0 | 0
Emission Cost by Reporting Type: NYISO_J-K
ReportingType | 2015 | 2020 | 2025 | 2030 | 2035 | 2040
BM | 0 | 0 | 0 | 0 | 0 | 0
CC | 19.5 | 24.66 | 24.85 | 24.48 | 25.41 | 26.67
CSP | 0 | 0 | 0 | 0 | 0 | 0
CT | 0 | 0 | 0.02 | 0.07 | 0.12 | 0.15
Coal | 0 | 0 | 0 | 0 | 0 | 0
Geo | 0 | 0 | 0 | 0 | 0 | 0
H | 0 | 0 | 0 | 0 | 0 | 0
LFG | 0 | 0 | 0 | 0 | 0 | 0
Nuc | 0 | 0 | 0 | 0 | 0 | 0
PS | 0 | 0 | 0 | 0 | 0 | 0
PV | 0 | 0 | 0 | 0 | 0 | 0
PeakG | 0.01 | 0.06 | 0.07 | 0.18 | 0.33 | 0.35
PeakO | 0 | 0 | 0 | 0 | 0 | 0
ST | 0 | 0 | 0 | 0 | 0 | 0
STOG | 1.4 | 2.9 | 3.08 | 3.57 | 5.12 | 5.79
STWD | 0 | 0 | 0 | 0 | 0 | 0
WT | 0 | 0 | 0 | 0 | 0 | 0
IGCC | 0 | 0 | 0 | 0 | 0 | 0
DemandResponse | 0 | 0 | 0 | 0 | 0 | 0
IGCC-CCS | 0 | 0 | 0 | 0 | 0 | 0
WT_off | 0 | 0 | 0 | 0 | 0 | 0
PseudoUnit | 0 | 0 | 0 | 0 | 0 | 0
FixedInterchange | 0 | 0 | 0 | 0 | 0 | 0
Emission Cost by Reporting Type: PJM_E
ReportingType | 2015 | 2020 | 2025 | 2030 | 2035 | 2040
BM | 0 | 0 | 0 | 0 | 0 | 0
CC | 18.83 | 31.38 | 28.14 | 23.2 | 37.22 | 40.53
CSP | 0 | 0 | 0 | 0 | 0 | 0
CT | 0 | 0 | 0 | 0 | 1.04 | 0.52
Coal | 0.78 | 0.59 | 1.19 | 2.21 | 4.21 | 4.8
Geo | 0 | 0 | 0 | 0 | 0 | 0
H | 0 | 0 | 0 | 0 | 0 | 0
LFG | 0 | 0 | 0 | 0 | 0 | 0
Nuc | 0 | 0 | 0 | 0 | 0 | 0
PS | 0 | 0 | 0 | 0 | 0 | 0
PV | 0 | 0 | 0 | 0 | 0 | 0
PeakG | 0 | 0.06 | 0.3 | 0.3 | 0.58 | 0.31
PeakO | 0 | 0 | 0 | 0 | 0 | 0
ST | 0 | 0 | 0 | 0 | 0 | 0
STOG | 0.11 | 0.55 | 0.63 | 0.63 | 0.9 | 0.74
STWD | 0 | 0 | 0 | 0 | 0 | 0
WT | 0 | 0 | 0 | 0 | 0 | 0
IGCC | 0 | 0 | 0 | 0 | 0 | 0
DemandResponse | 0 | 0 | 0 | 0 | 0 | 0
IGCC-CCS | 0 | 0 | 0 | 0 | 0 | 0
WT_off | 0 | 0 | 0 | 0 | 0 | 0
PseudoUnit | 0 | 0 | 0 | 0 | 0 | 0
FixedInterchange | 0 | 0 | 0 | 0 | 0 | 0
Emission Cost by Reporting Type: PJM_ROM
ReportingType | 2015 | 2020 | 2025 | 2030 | 2035 | 2040
BM | 0 | 0 | 0 | 0 | 0 | 0
CC | 0.08 | 0.15 | 0.15 | 0.15 | 0.2 | 0.2
CSP | 0 | 0 | 0 | 0 | 0 | 0
CT | 0 | 0 | 0 | 0 | 0 | 0
Coal | 16.74 | 29.81 | 30.05 | 35.48 | 35.48 | 35.48
Geo | 0 | 0 | 0 | 0 | 0 | 0
H | 0 | 0 | 0 | 0 | 0 | 0
LFG | 0 | 0 | 0 | 0 | 0 | 0
Nuc | 0 | 0 | 0 | 0 | 0 | 0
PS | 0 | 0 | 0 | 0 | 0 | 0
PV | 0 | 0 | 0 | 0 | 0 | 0
PeakG | 0 | 0.02 | 0.02 | 0.02 | 0.19 | 0.06
PeakO | 0 | 0 | 0 | 0 | 0 | 0
ST | 0 | 0 | 0 | 0 | 0 | 0
STOG | 0 | 0 | 0 | 0 | 0 | 0
STWD | 0 | 0 | 0 | 0 | 0 | 0
WT | 0 | 0 | 0 | 0 | 0 | 0
IGCC | 0 | 0 | 0 | 0 | 0 | 0
DemandResponse | 0 | 0 | 0 | 0 | 0 | 0
IGCC-CCS | 0 | 0 | 0 | 0 | 0 | 0
WT_off | 0 | 0 | 0 | 0 | 0 | 0
PseudoUnit | 0 | 0 | 0 | 0 | 0 | 0
FixedInterchange | 0 | 0 | 0 | 0 | 0 | 0
Emission Cost by Reporting Type: PJM_ROR
ReportingType | 2015 | 2020 | 2025 | 2030 | 2035 | 2040
BM | 0 | 0 | 0 | 0 | 0 | 0
CC | 0 | 0 | 0 | 0 | 0 | 0
CSP | 0 | 0 | 0 | 0 | 0 | 0
CT | 0 | 0 | 0 | 0 | 0 | 0
Coal | 0 | 0 | 0 | 0 | 0 | 0
Geo | 0 | 0 | 0 | 0 | 0 | 0
H | 0 | 0 | 0 | 0 | 0 | 0
LFG | 0 | 0 | 0 | 0 | 0 | 0
Nuc | 0 | 0 | 0 | 0 | 0 | 0
PS | 0 | 0 | 0 | 0 | 0 | 0
PV | 0 | 0 | 0 | 0 | 0 | 0
PeakG | 0 | 0 | 0 | 0 | 0 | 0
PeakO | 0 | 0 | 0 | 0 | 0 | 0
ST | 0 | 0 | 0 | 0 | 0 | 0
STOG | 0 | 0 | 0 | 0 | 0 | 0
STWD | 0 | 0 | 0 | 0 | 0 | 0
WT | 0 | 0 | 0 | 0 | 0 | 0
IGCC | 0 | 0 | 0 | 0 | 0 | 0
DemandResponse | 0 | 0 | 0 | 0 | 0 | 0
IGCC-CCS | 0 | 0 | 0 | 0 | 0 | 0
WT_off | 0 | 0 | 0 | 0 | 0 | 0
PseudoUnit | 0 | 0 | 0 | 0 | 0 | 0
FixedInterchange | 0 | 0 | 0 | 0 | 0 | 0
Emission Cost by Reporting Type: SOCO
ReportingType | 2015 | 2020 | 2025 | 2030 | 2035 | 2040
BM | 0 | 0 | 0 | 0 | 0 | 0
CC | 0 | 0 | 0 | 0 | 0 | 0
CSP | 0 | 0 | 0 | 0 | 0 | 0
CT | 0 | 0 | 0 | 0 | 0 | 0
Coal | 0 | 0 | 0 | 0 | 0 | 0
Geo | 0 | 0 | 0 | 0 | 0 | 0
H | 0 | 0 | 0 | 0 | 0 | 0
LFG | 0 | 0 | 0 | 0 | 0 | 0
Nuc | 0 | 0 | 0 | 0 | 0 | 0
PS | 0 | 0 | 0 | 0 | 0 | 0
PV | 0 | 0 | 0 | 0 | 0 | 0
PeakG | 0 | 0 | 0 | 0 | 0 | 0
PeakO | 0 | 0 | 0 | 0 | 0 | 0
ST | 0 | 0 | 0 | 0 | 0 | 0
STOG | 0 | 0 | 0 | 0 | 0 | 0
STWD | 0 | 0 | 0 | 0 | 0 | 0
WT | 0 | 0 | 0 | 0 | 0 | 0
IGCC | 0 | 0 | 0 | 0 | 0 | 0
DemandResponse | 0 | 0 | 0 | 0 | 0 | 0
IGCC-CCS | 0 | 0 | 0 | 0 | 0 | 0
WT_off | 0 | 0 | 0 | 0 | 0 | 0
PseudoUnit | 0 | 0 | 0 | 0 | 0 | 0
FixedInterchange | 0 | 0 | 0 | 0 | 0 | 0
Emission Cost by Reporting Type: SPP_N
ReportingType | 2015 | 2020 | 2025 | 2030 | 2035 | 2040
BM | 0 | 0 | 0 | 0 | 0 | 0
CC | 0 | 0 | 0 | 0 | 0 | 0
CSP | 0 | 0 | 0 | 0 | 0 | 0
CT | 0 | 0 | 0 | 0 | 0 | 0
Coal | 0 | 0 | 0 | 0 | 0 | 0
Geo | 0 | 0 | 0 | 0 | 0 | 0
H | 0 | 0 | 0 | 0 | 0 | 0
LFG | 0 | 0 | 0 | 0 | 0 | 0
Nuc | 0 | 0 | 0 | 0 | 0 | 0
PS | 0 | 0 | 0 | 0 | 0 | 0
PV | 0 | 0 | 0 | 0 | 0 | 0
PeakG | 0 | 0 | 0 | 0 | 0 | 0
PeakO | 0 | 0 | 0 | 0 | 0 | 0
ST | 0 | 0 | 0 | 0 | 0 | 0
STOG | 0 | 0 | 0 | 0 | 0 | 0
STWD | 0 | 0 | 0 | 0 | 0 | 0
WT | 0 | 0 | 0 | 0 | 0 | 0
IGCC | 0 | 0 | 0 | 0 | 0 | 0
DemandResponse | 0 | 0 | 0 | 0 | 0 | 0
IGCC-CCS | 0 | 0 | 0 | 0 | 0 | 0
WT_off | 0 | 0 | 0 | 0 | 0 | 0
PseudoUnit | 0 | 0 | 0 | 0 | 0 | 0
FixedInterchange | 0 | 0 | 0 | 0 | 0 | 0
Emission Cost by Reporting Type: SPP_S
ReportingType | 2015 | 2020 | 2025 | 2030 | 2035 | 2040
BM | 0 | 0 | 0 | 0 | 0 | 0
CC | 0 | 0 | 0 | 0 | 0 | 0
CSP | 0 | 0 | 0 | 0 | 0 | 0
CT | 0 | 0 | 0 | 0 | 0 | 0
Coal | 0 | 0 | 0 | 0 | 0 | 0
Geo | 0 | 0 | 0 | 0 | 0 | 0
H | 0 | 0 | 0 | 0 | 0 | 0
LFG | 0 | 0 | 0 | 0 | 0 | 0
Nuc | 0 | 0 | 0 | 0 | 0 | 0
PS | 0 | 0 | 0 | 0 | 0 | 0
PV | 0 | 0 | 0 | 0 | 0 | 0
PeakG | 0 | 0 | 0 | 0 | 0 | 0
PeakO | 0 | 0 | 0 | 0 | 0 | 0
ST | 0 | 0 | 0 | 0 | 0 | 0
STOG | 0 | 0 | 0 | 0 | 0 | 0
STWD | 0 | 0 | 0 | 0 | 0 | 0
WT | 0 | 0 | 0 | 0 | 0 | 0
IGCC | 0 | 0 | 0 | 0 | 0 | 0
DemandResponse | 0 | 0 | 0 | 0 | 0 | 0
IGCC-CCS | 0 | 0 | 0 | 0 | 0 | 0
WT_off | 0 | 0 | 0 | 0 | 0 | 0
PseudoUnit | 0 | 0 | 0 | 0 | 0 | 0
FixedInterchange | 0 | 0 | 0 | 0 | 0 | 0
Emission Cost by Reporting Type: TVA
ReportingType | 2015 | 2020 | 2025 | 2030 | 2035 | 2040
BM | 0 | 0 | 0 | 0 | 0 | 0
CC | 0 | 0 | 0 | 0 | 0 | 0
CSP | 0 | 0 | 0 | 0 | 0 | 0
CT | 0 | 0 | 0 | 0 | 0 | 0
Coal | 0 | 0 | 0 | 0 | 0 | 0
Geo | 0 | 0 | 0 | 0 | 0 | 0
H | 0 | 0 | 0 | 0 | 0 | 0
LFG | 0 | 0 | 0 | 0 | 0 | 0
Nuc | 0 | 0 | 0 | 0 | 0 | 0
PS | 0 | 0 | 0 | 0 | 0 | 0
PV | 0 | 0 | 0 | 0 | 0 | 0
PeakG | 0 | 0 | 0 | 0 | 0 | 0
PeakO | 0 | 0 | 0 | 0 | 0 | 0
ST | 0 | 0 | 0 | 0 | 0 | 0
STOG | 0 | 0 | 0 | 0 | 0 | 0
STWD | 0 | 0 | 0 | 0 | 0 | 0
WT | 0 | 0 | 0 | 0 | 0 | 0
IGCC | 0 | 0 | 0 | 0 | 0 | 0
DemandResponse | 0 | 0 | 0 | 0 | 0 | 0
IGCC-CCS | 0 | 0 | 0 | 0 | 0 | 0
WT_off | 0 | 0 | 0 | 0 | 0 | 0
PseudoUnit | 0 | 0 | 0 | 0 | 0 | 0
FixedInterchange | 0 | 0 | 0 | 0 | 0 | 0
Emission Cost by Reporting Type: TVA_Transmission
ReportingType | 2015 | 2020 | 2025 | 2030 | 2035 | 2040
BM | 0 | 0 | 0 | 0 | 0 | 0
CC | 0 | 0 | 0 | 0 | 0 | 0
CSP | 0 | 0 | 0 | 0 | 0 | 0
CT | 0 | 0 | 0 | 0 | 0 | 0
Coal | 0 | 0 | 0 | 0 | 0 | 0
Geo | 0 | 0 | 0 | 0 | 0 | 0
H | 0 | 0 | 0 | 0 | 0 | 0
LFG | 0 | 0 | 0 | 0 | 0 | 0
Nuc | 0 | 0 | 0 | 0 | 0 | 0
PS | 0 | 0 | 0 | 0 | 0 | 0
PV | 0 | 0 | 0 | 0 | 0 | 0
PeakG | 0 | 0 | 0 | 0 | 0 | 0
PeakO | 0 | 0 | 0 | 0 | 0 | 0
ST | 0 | 0 | 0 | 0 | 0 | 0
STOG | 0 | 0 | 0 | 0 | 0 | 0
STWD | 0 | 0 | 0 | 0 | 0 | 0
WT | 0 | 0 | 0 | 0 | 0 | 0
IGCC | 0 | 0 | 0 | 0 | 0 | 0
DemandResponse | 0 | 0 | 0 | 0 | 0 | 0
IGCC-CCS | 0 | 0 | 0 | 0 | 0 | 0
WT_off | 0 | 0 | 0 | 0 | 0 | 0
PseudoUnit | 0 | 0 | 0 | 0 | 0 | 0
FixedInterchange | 0 | 0 | 0 | 0 | 0 | 0
Emission Cost by Reporting Type: VACAR
ReportingType | 2015 | 2020 | 2025 | 2030 | 2035 | 2040
BM | 0 | 0 | 0 | 0 | 0 | 0
CC | 0 | 0 | 0 | 0 | 0 | 0
CSP | 0 | 0 | 0 | 0 | 0 | 0
CT | 0 | 0 | 0 | 0 | 0 | 0
Coal | 0 | 0 | 0 | 0 | 0 | 0
Geo | 0 | 0 | 0 | 0 | 0 | 0
H | 0 | 0 | 0 | 0 | 0 | 0
LFG | 0 | 0 | 0 | 0 | 0 | 0
Nuc | 0 | 0 | 0 | 0 | 0 | 0
PS | 0 | 0 | 0 | 0 | 0 | 0
PV | 0 | 0 | 0 | 0 | 0 | 0
PeakG | 0 | 0 | 0 | 0 | 0 | 0
PeakO | 0 | 0 | 0 | 0 | 0 | 0
ST | 0 | 0 | 0 | 0 | 0 | 0
STOG | 0 | 0 | 0 | 0 | 0 | 0
STWD | 0 | 0 | 0 | 0 | 0 | 0
WT | 0 | 0 | 0 | 0 | 0 | 0
IGCC | 0 | 0 | 0 | 0 | 0 | 0
DemandResponse | 0 | 0 | 0 | 0 | 0 | 0
IGCC-CCS | 0 | 0 | 0 | 0 | 0 | 0
WT_off | 0 | 0 | 0 | 0 | 0 | 0
PseudoUnit | 0 | 0 | 0 | 0 | 0 | 0
FixedInterchange | 0 | 0 | 0 | 0 | 0 | 0
Emission Cost by Reporting Type: IESO
ReportingType | 2015 | 2020 | 2025 | 2030 | 2035 | 2040
BM | 0 | 0 | 0 | 0 | 0 | 0
CC | 0 | 0 | 0 | 0 | 0 | 0
CSP | 0 | 0 | 0 | 0 | 0 | 0
CT | 0 | 0 | 0 | 0 | 0 | 0
Coal | 0 | 0 | 0 | 0 | 0 | 0
Geo | 0 | 0 | 0 | 0 | 0 | 0
H | 0 | 0 | 0 | 0 | 0 | 0
LFG | 0 | 0 | 0 | 0 | 0 | 0
Nuc | 0 | 0 | 0 | 0 | 0 | 0
PS | 0 | 0 | 0 | 0 | 0 | 0
PV | 0 | 0 | 0 | 0 | 0 | 0
PeakG | 0 | 0 | 0 | 0 | 0 | 0
PeakO | 0 | 0 | 0 | 0 | 0 | 0
ST | 0 | 0 | 0 | 0 | 0 | 0
STOG | 0 | 0 | 0 | 0 | 0 | 0
STWD | 0 | 0 | 0 | 0 | 0 | 0
WT | 0 | 0 | 0 | 0 | 0 | 0
IGCC | 0 | 0 | 0 | 0 | 0 | 0
DemandResponse | 0 | 0 | 0 | 0 | 0 | 0
IGCC-CCS | 0 | 0 | 0 | 0 | 0 | 0
WT_off | 0 | 0 | 0 | 0 | 0 | 0
PseudoUnit | 0 | 0 | 0 | 0 | 0 | 0
FixedInterchange | 0 | 0 | 0 | 0 | 0 | 0
Emission Cost by Reporting Type: MAPP_CA
ReportingType | 2015 | 2020 | 2025 | 2030 | 2035 | 2040
BM | 0 | 0 | 0 | 0 | 0 | 0
CC | 0 | 0 | 0 | 0 | 0 | 0
CSP | 0 | 0 | 0 | 0 | 0 | 0
CT | 0 | 0 | 0 | 0 | 0 | 0
Coal | 0 | 0 | 0 | 0 | 0 | 0
Geo | 0 | 0 | 0 | 0 | 0 | 0
H | 0 | 0 | 0 | 0 | 0 | 0
LFG | 0 | 0 | 0 | 0 | 0 | 0
Nuc | 0 | 0 | 0 | 0 | 0 | 0
PS | 0 | 0 | 0 | 0 | 0 | 0
PV | 0 | 0 | 0 | 0 | 0 | 0
PeakG | 0 | 0 | 0 | 0 | 0 | 0
PeakO | 0 | 0 | 0 | 0 | 0 | 0
ST | 0 | 0 | 0 | 0 | 0 | 0
STOG | 0 | 0 | 0 | 0 | 0 | 0
STWD | 0 | 0 | 0 | 0 | 0 | 0
WT | 0 | 0 | 0 | 0 | 0 | 0
IGCC | 0 | 0 | 0 | 0 | 0 | 0
DemandResponse | 0 | 0 | 0 | 0 | 0 | 0
IGCC-CCS | 0 | 0 | 0 | 0 | 0 | 0
WT_off | 0 | 0 | 0 | 0 | 0 | 0
PseudoUnit | 0 | 0 | 0 | 0 | 0 | 0
FixedInterchange | 0 | 0 | 0 | 0 | 0 | 0
Emission Cost by Reporting Type: AZ_NM_SNV_Coal
ReportingType | 2015 | 2020 | 2025 | 2030 | 2035 | 2040
BM | 0 | 0 | 0 | 0 | 0 | 0
CC | 0 | 0 | 0 | 0 | 0 | 0
CSP | 0 | 0 | 0 | 0 | 0 | 0
CT | 0 | 0 | 0 | 0 | 0 | 0
Coal | 0 | 0 | 0 | 0 | 0 | 0
Geo | 0 | 0 | 0 | 0 | 0 | 0
H | 0 | 0 | 0 | 0 | 0 | 0
LFG | 0 | 0 | 0 | 0 | 0 | 0
Nuc | 0 | 0 | 0 | 0 | 0 | 0
PS | 0 | 0 | 0 | 0 | 0 | 0
PV | 0 | 0 | 0 | 0 | 0 | 0
PeakG | 0 | 0 | 0 | 0 | 0 | 0
PeakO | 0 | 0 | 0 | 0 | 0 | 0
ST | 0 | 0 | 0 | 0 | 0 | 0
STOG | 0 | 0 | 0 | 0 | 0 | 0
STWD | 0 | 0 | 0 | 0 | 0 | 0
WT | 0 | 0 | 0 | 0 | 0 | 0
IGCC | 0 | 0 | 0 | 0 | 0 | 0
DemandResponse | 0 | 0 | 0 | 0 | 0 | 0
IGCC-CCS | 0 | 0 | 0 | 0 | 0 | 0
WT_off | 0 | 0 | 0 | 0 | 0 | 0
PseudoUnit | 0 | 0 | 0 | 0 | 0 | 0
FixedInterchange | 0 | 0 | 0 | 0 | 0 | 0
Emission Cost by Reporting Type: AZ_NM_SNV_Gas
ReportingType | 2015 | 2020 | 2025 | 2030 | 2035 | 2040
BM | 0 | 0 | 0 | 0 | 0 | 0
CC | 0 | 0 | 0 | 0 | 0 | 0
CSP | 0 | 0 | 0 | 0 | 0 | 0
CT | 0 | 0 | 0 | 0 | 0 | 0
Coal | 0 | 0 | 0 | 0 | 0 | 0
Geo | 0 | 0 | 0 | 0 | 0 | 0
H | 0 | 0 | 0 | 0 | 0 | 0
LFG | 0 | 0 | 0 | 0 | 0 | 0
Nuc | 0 | 0 | 0 | 0 | 0 | 0
PS | 0 | 0 | 0 | 0 | 0 | 0
PV | 0 | 0 | 0 | 0 | 0 | 0
PeakG | 0 | 0 | 0 | 0 | 0 | 0
PeakO | 0 | 0 | 0 | 0 | 0 | 0
ST | 0 | 0 | 0 | 0 | 0 | 0
STOG | 0 | 0 | 0 | 0 | 0 | 0
STWD | 0 | 0 | 0 | 0 | 0 | 0
WT | 0 | 0 | 0 | 0 | 0 | 0
IGCC | 0 | 0 | 0 | 0 | 0 | 0
DemandResponse | 0 | 0 | 0 | 0 | 0 | 0
IGCC-CCS | 0 | 0 | 0 | 0 | 0 | 0
WT_off | 0 | 0 | 0 | 0 | 0 | 0
PseudoUnit | 0 | 0 | 0 | 0 | 0 | 0
FixedInterchange | 0 | 0 | 0 | 0 | 0 | 0
Emission Cost by Reporting Type: AZ_NM_SNV_NucRenew
ReportingType | 2015 | 2020 | 2025 | 2030 | 2035 | 2040
BM | 0 | 0 | 0 | 0 | 0 | 0
CC | 0 | 0 | 0 | 0 | 0 | 0
CSP | 0 | 0 | 0 | 0 | 0 | 0
CT | 0 | 0 | 0 | 0 | 0 | 0
Coal | 0 | 0 | 0 | 0 | 0 | 0
Geo | 0 | 0 | 0 | 0 | 0 | 0
H | 0 | 0 | 0 | 0 | 0 | 0
LFG | 0 | 0 | 0 | 0 | 0 | 0
Nuc | 0 | 0 | 0 | 0 | 0 | 0
PS | 0 | 0 | 0 | 0 | 0 | 0
PV | 0 | 0 | 0 | 0 | 0 | 0
PeakG | 0 | 0 | 0 | 0 | 0 | 0
PeakO | 0 | 0 | 0 | 0 | 0 | 0
ST | 0 | 0 | 0 | 0 | 0 | 0
STOG | 0 | 0 | 0 | 0 | 0 | 0
STWD | 0 | 0 | 0 | 0 | 0 | 0
WT | 0 | 0 | 0 | 0 | 0 | 0
IGCC | 0 | 0 | 0 | 0 | 0 | 0
DemandResponse | 0 | 0 | 0 | 0 | 0 | 0
IGCC-CCS | 0 | 0 | 0 | 0 | 0 | 0
WT_off | 0 | 0 | 0 | 0 | 0 | 0
PseudoUnit | 0 | 0 | 0 | 0 | 0 | 0
FixedInterchange | 0 | 0 | 0 | 0 | 0 | 0
Emission Cost by Reporting Type: ERCOT
ReportingType | 2015 | 2020 | 2025 | 2030 | 2035 | 2040
BM | 0 | 0 | 0 | 0 | 0 | 0
CC | 0 | 0 | 0 | 0 | 0 | 0
CSP | 0 | 0 | 0 | 0 | 0 | 0
CT | 0 | 0 | 0 | 0 | 0 | 0
Coal | 0 | 0 | 0 | 0 | 0 | 0
Geo | 0 | 0 | 0 | 0 | 0 | 0
H | 0 | 0 | 0 | 0 | 0 | 0
LFG | 0 | 0 | 0 | 0 | 0 | 0
Nuc | 0 | 0 | 0 | 0 | 0 | 0
PS | 0 | 0 | 0 | 0 | 0 | 0
PV | 0 | 0 | 0 | 0 | 0 | 0
PeakG | 0 | 0 | 0 | 0 | 0 | 0
PeakO | 0 | 0 | 0 | 0 | 0 | 0
ST | 0 | 0 | 0 | 0 | 0 | 0
STOG | 0 | 0 | 0 | 0 | 0 | 0
STWD | 0 | 0 | 0 | 0 | 0 | 0
WT | 0 | 0 | 0 | 0 | 0 | 0
IGCC | 0 | 0 | 0 | 0 | 0 | 0
DemandResponse | 0 | 0 | 0 | 0 | 0 | 0
IGCC-CCS | 0 | 0 | 0 | 0 | 0 | 0
WT_off | 0 | 0 | 0 | 0 | 0 | 0
PseudoUnit | 0 | 0 | 0 | 0 | 0 | 0
FixedInterchange | 0 | 0 | 0 | 0 | 0 | 0
Emission Cost by Reporting Type: NP15
ReportingType | 2015 | 2020 | 2025 | 2030 | 2035 | 2040
BM | 0 | 0 | 0 | 0 | 0 | 0
CC | 0 | 0 | 0 | 0 | 0 | 0
CSP | 0 | 0 | 0 | 0 | 0 | 0
CT | 0 | 0 | 0 | 0 | 0 | 0
Coal | 0 | 0 | 0 | 0 | 0 | 0
Geo | 0 | 0 | 0 | 0 | 0 | 0
H | 0 | 0 | 0 | 0 | 0 | 0
LFG | 0 | 0 | 0 | 0 | 0 | 0
Nuc | 0 | 0 | 0 | 0 | 0 | 0
PS | 0 | 0 | 0 | 0 | 0 | 0
PV | 0 | 0 | 0 | 0 | 0 | 0
PeakG | 0 | 0 | 0 | 0 | 0 | 0
PeakO | 0 | 0 | 0 | 0 | 0 | 0
ST | 0 | 0 | 0 | 0 | 0 | 0
STOG | 0 | 0 | 0 | 0 | 0 | 0
STWD | 0 | 0 | 0 | 0 | 0 | 0
WT | 0 | 0 | 0 | 0 | 0 | 0
IGCC | 0 | 0 | 0 | 0 | 0 | 0
DemandResponse | 0 | 0 | 0 | 0 | 0 | 0
IGCC-CCS | 0 | 0 | 0 | 0 | 0 | 0
WT_off | 0 | 0 | 0 | 0 | 0 | 0
PseudoUnit | 0 | 0 | 0 | 0 | 0 | 0
FixedInterchange | 0 | 0 | 0 | 0 | 0 | 0
Emission Cost by Reporting Type: NWPP_Coal
ReportingType | 2015 | 2020 | 2025 | 2030 | 2035 | 2040
BM | 0 | 0 | 0 | 0 | 0 | 0
CC | 0 | 0 | 0 | 0 | 0 | 0
CSP | 0 | 0 | 0 | 0 | 0 | 0
CT | 0 | 0 | 0 | 0 | 0 | 0
Coal | 0 | 0 | 0 | 0 | 0 | 0
Geo | 0 | 0 | 0 | 0 | 0 | 0
H | 0 | 0 | 0 | 0 | 0 | 0
LFG | 0 | 0 | 0 | 0 | 0 | 0
Nuc | 0 | 0 | 0 | 0 | 0 | 0
PS | 0 | 0 | 0 | 0 | 0 | 0
PV | 0 | 0 | 0 | 0 | 0 | 0
PeakG | 0 | 0 | 0 | 0 | 0 | 0
PeakO | 0 | 0 | 0 | 0 | 0 | 0
ST | 0 | 0 | 0 | 0 | 0 | 0
STOG | 0 | 0 | 0 | 0 | 0 | 0
STWD | 0 | 0 | 0 | 0 | 0 | 0
WT | 0 | 0 | 0 | 0 | 0 | 0
IGCC | 0 | 0 | 0 | 0 | 0 | 0
DemandResponse | 0 | 0 | 0 | 0 | 0 | 0
IGCC-CCS | 0 | 0 | 0 | 0 | 0 | 0
WT_off | 0 | 0 | 0 | 0 | 0 | 0
PseudoUnit | 0 | 0 | 0 | 0 | 0 | 0
FixedInterchange | 0 | 0 | 0 | 0 | 0 | 0
Emission Cost by Reporting Type: NWPP_Gas
ReportingType | 2015 | 2020 | 2025 | 2030 | 2035 | 2040
BM | 0 | 0 | 0 | 0 | 0 | 0
CC | 0 | 0 | 0 | 0 | 0 | 0
CSP | 0 | 0 | 0 | 0 | 0 | 0
CT | 0 | 0 | 0 | 0 | 0 | 0
Coal | 0 | 0 | 0 | 0 | 0 | 0
Geo | 0 | 0 | 0 | 0 | 0 | 0
H | 0 | 0 | 0 | 0 | 0 | 0
LFG | 0 | 0 | 0 | 0 | 0 | 0
Nuc | 0 | 0 | 0 | 0 | 0 | 0
PS | 0 | 0 | 0 | 0 | 0 | 0
PV | 0 | 0 | 0 | 0 | 0 | 0
PeakG | 0 | 0 | 0 | 0 | 0 | 0
PeakO | 0 | 0 | 0 | 0 | 0 | 0
ST | 0 | 0 | 0 | 0 | 0 | 0
STOG | 0 | 0 | 0 | 0 | 0 | 0
STWD | 0 | 0 | 0 | 0 | 0 | 0
WT | 0 | 0 | 0 | 0 | 0 | 0
IGCC | 0 | 0 | 0 | 0 | 0 | 0
DemandResponse | 0 | 0 | 0 | 0 | 0 | 0
IGCC-CCS | 0 | 0 | 0 | 0 | 0 | 0
WT_off | 0 | 0 | 0 | 0 | 0 | 0
PseudoUnit | 0 | 0 | 0 | 0 | 0 | 0
FixedInterchange | 0 | 0 | 0 | 0 | 0 | 0
Emission Cost by Reporting Type: NWPP_NucRenew
ReportingType | 2015 | 2020 | 2025 | 2030 | 2035 | 2040
BM | 0 | 0 | 0 | 0 | 0 | 0
CC | 0 | 0 | 0 | 0 | 0 | 0
CSP | 0 | 0 | 0 | 0 | 0 | 0
CT | 0 | 0 | 0 | 0 | 0 | 0
Coal | 0 | 0 | 0 | 0 | 0 | 0
Geo | 0 | 0 | 0 | 0 | 0 | 0
H | 0 | 0 | 0 | 0 | 0 | 0
LFG | 0 | 0 | 0 | 0 | 0 | 0
Nuc | 0 | 0 | 0 | 0 | 0 | 0
PS | 0 | 0 | 0 | 0 | 0 | 0
PV | 0 | 0 | 0 | 0 | 0 | 0
PeakG | 0 | 0 | 0 | 0 | 0 | 0
PeakO | 0 | 0 | 0 | 0 | 0 | 0
ST | 0 | 0 | 0 | 0 | 0 | 0
STOG | 0 | 0 | 0 | 0 | 0 | 0
STWD | 0 | 0 | 0 | 0 | 0 | 0
WT | 0 | 0 | 0 | 0 | 0 | 0
IGCC | 0 | 0 | 0 | 0 | 0 | 0
DemandResponse | 0 | 0 | 0 | 0 | 0 | 0
IGCC-CCS | 0 | 0 | 0 | 0 | 0 | 0
WT_off | 0 | 0 | 0 | 0 | 0 | 0
PseudoUnit | 0 | 0 | 0 | 0 | 0 | 0
FixedInterchange | 0 | 0 | 0 | 0 | 0 | 0
Emission Cost by Reporting Type: RMPA
ReportingType | 2015 | 2020 | 2025 | 2030 | 2035 | 2040
BM | 0 | 0 | 0 | 0 | 0 | 0
CC | 0 | 0 | 0 | 0 | 0 | 0
CSP | 0 | 0 | 0 | 0 | 0 | 0
CT | 0 | 0 | 0 | 0 | 0 | 0
Coal | 0 | 0 | 0 | 0 | 0 | 0
Geo | 0 | 0 | 0 | 0 | 0 | 0
H | 0 | 0 | 0 | 0 | 0 | 0
LFG | 0 | 0 | 0 | 0 | 0 | 0
Nuc | 0 | 0 | 0 | 0 | 0 | 0
PS | 0 | 0 | 0 | 0 | 0 | 0
PV | 0 | 0 | 0 | 0 | 0 | 0
PeakG | 0 | 0 | 0 | 0 | 0 | 0
PeakO | 0 | 0 | 0 | 0 | 0 | 0
ST | 0 | 0 | 0 | 0 | 0 | 0
STOG | 0 | 0 | 0 | 0 | 0 | 0
STWD | 0 | 0 | 0 | 0 | 0 | 0
WT | 0 | 0 | 0 | 0 | 0 | 0
IGCC | 0 | 0 | 0 | 0 | 0 | 0
DemandResponse | 0 | 0 | 0 | 0 | 0 | 0
IGCC-CCS | 0 | 0 | 0 | 0 | 0 | 0
WT_off | 0 | 0 | 0 | 0 | 0 | 0
PseudoUnit | 0 | 0 | 0 | 0 | 0 | 0
FixedInterchange | 0 | 0 | 0 | 0 | 0 | 0
Emission Cost by Reporting Type: SP15
ReportingType | 2015 | 2020 | 2025 | 2030 | 2035 | 2040
BM | 0 | 0 | 0 | 0 | 0 | 0
CC | 0 | 0 | 0 | 0 | 0 | 0
CSP | 0 | 0 | 0 | 0 | 0 | 0
CT | 0 | 0 | 0 | 0 | 0 | 0
Coal | 0 | 0 | 0 | 0 | 0 | 0
Geo | 0 | 0 | 0 | 0 | 0 | 0
H | 0 | 0 | 0 | 0 | 0 | 0
LFG | 0 | 0 | 0 | 0 | 0 | 0
Nuc | 0 | 0 | 0 | 0 | 0 | 0
PS | 0 | 0 | 0 | 0 | 0 | 0
PV | 0 | 0 | 0 | 0 | 0 | 0
PeakG | 0 | 0 | 0 | 0 | 0 | 0
PeakO | 0 | 0 | 0 | 0 | 0 | 0
ST | 0 | 0 | 0 | 0 | 0 | 0
STOG | 0 | 0 | 0 | 0 | 0 | 0
STWD | 0 | 0 | 0 | 0 | 0 | 0
WT | 0 | 0 | 0 | 0 | 0 | 0
IGCC | 0 | 0 | 0 | 0 | 0 | 0
DemandResponse | 0 | 0 | 0 | 0 | 0 | 0
IGCC-CCS | 0 | 0 | 0 | 0 | 0 | 0
WT_off | 0 | 0 | 0 | 0 | 0 | 0
PseudoUnit | 0 | 0 | 0 | 0 | 0 | 0
FixedInterchange | 0 | 0 | 0 | 0 | 0 | 0
Emission Cost by Reporting Type: ALB
ReportingType | 2015 | 2020 | 2025 | 2030 | 2035 | 2040
BM | 0 | 0 | 0 | 0 | 0 | 0
CC | 0 | 0 | 0 | 0 | 0 | 0
CSP | 0 | 0 | 0 | 0 | 0 | 0
CT | 0 | 0 | 0 | 0 | 0 | 0
Coal | 0 | 0 | 0 | 0 | 0 | 0
Geo | 0 | 0 | 0 | 0 | 0 | 0
H | 0 | 0 | 0 | 0 | 0 | 0
LFG | 0 | 0 | 0 | 0 | 0 | 0
Nuc | 0 | 0 | 0 | 0 | 0 | 0
PS | 0 | 0 | 0 | 0 | 0 | 0
PV | 0 | 0 | 0 | 0 | 0 | 0
PeakG | 0 | 0 | 0 | 0 | 0 | 0
PeakO | 0 | 0 | 0 | 0 | 0 | 0
ST | 0 | 0 | 0 | 0 | 0 | 0
STOG | 0 | 0 | 0 | 0 | 0 | 0
STWD | 0 | 0 | 0 | 0 | 0 | 0
WT | 0 | 0 | 0 | 0 | 0 | 0
IGCC | 0 | 0 | 0 | 0 | 0 | 0
DemandResponse | 0 | 0 | 0 | 0 | 0 | 0
IGCC-CCS | 0 | 0 | 0 | 0 | 0 | 0
WT_off | 0 | 0 | 0 | 0 | 0 | 0
PseudoUnit | 0 | 0 | 0 | 0 | 0 | 0
FixedInterchange | 0 | 0 | 0 | 0 | 0 | 0
Emission Cost by Reporting Type: BC
ReportingType | 2015 | 2020 | 2025 | 2030 | 2035 | 2040
BM | 0 | 0 | 0 | 0 | 0 | 0
CC | 0 | 0 | 0 | 0 | 0 | 0
CSP | 0 | 0 | 0 | 0 | 0 | 0
CT | 0 | 0 | 0 | 0 | 0 | 0
Coal | 0 | 0 | 0 | 0 | 0 | 0
Geo | 0 | 0 | 0 | 0 | 0 | 0
H | 0 | 0 | 0 | 0 | 0 | 0
LFG | 0 | 0 | 0 | 0 | 0 | 0
Nuc | 0 | 0 | 0 | 0 | 0 | 0
PS | 0 | 0 | 0 | 0 | 0 | 0
PV | 0 | 0 | 0 | 0 | 0 | 0
PeakG | 0 | 0 | 0 | 0 | 0 | 0
PeakO | 0 | 0 | 0 | 0 | 0 | 0
ST | 0 | 0 | 0 | 0 | 0 | 0
STOG | 0 | 0 | 0 | 0 | 0 | 0
STWD | 0 | 0 | 0 | 0 | 0 | 0
WT | 0 | 0 | 0 | 0 | 0 | 0
IGCC | 0 | 0 | 0 | 0 | 0 | 0
DemandResponse | 0 | 0 | 0 | 0 | 0 | 0
IGCC-CCS | 0 | 0 | 0 | 0 | 0 | 0
WT_off | 0 | 0 | 0 | 0 | 0 | 0
PseudoUnit | 0 | 0 | 0 | 0 | 0 | 0
FixedInterchange | 0 | 0 | 0 | 0 | 0 | 0
Emission Cost by Reporting Type: HQ_IESO
ReportingType | 2015 | 2020 | 2025 | 2030 | 2035 | 2040
BM | 0 | 0 | 0 | 0 | 0 | 0
CC | 0 | 0 | 0 | 0 | 0 | 0
CSP | 0 | 0 | 0 | 0 | 0 | 0
CT | 0 | 0 | 0 | 0 | 0 | 0
Coal | 0 | 0 | 0 | 0 | 0 | 0
Geo | 0 | 0 | 0 | 0 | 0 | 0
H | 0 | 0 | 0 | 0 | 0 | 0
LFG | 0 | 0 | 0 | 0 | 0 | 0
Nuc | 0 | 0 | 0 | 0 | 0 | 0
PS | 0 | 0 | 0 | 0 | 0 | 0
PV | 0 | 0 | 0 | 0 | 0 | 0
PeakG | 0 | 0 | 0 | 0 | 0 | 0
PeakO | 0 | 0 | 0 | 0 | 0 | 0
ST | 0 | 0 | 0 | 0 | 0 | 0
STOG | 0 | 0 | 0 | 0 | 0 | 0
STWD | 0 | 0 | 0 | 0 | 0 | 0
WT | 0 | 0 | 0 | 0 | 0 | 0
IGCC | 0 | 0 | 0 | 0 | 0 | 0
DemandResponse | 0 | 0 | 0 | 0 | 0 | 0
IGCC-CCS | 0 | 0 | 0 | 0 | 0 | 0
WT_off | 0 | 0 | 0 | 0 | 0 | 0
PseudoUnit | 0 | 0 | 0 | 0 | 0 | 0
FixedInterchange | 0 | 0 | 0 | 0 | 0 | 0
Emission Cost by Reporting Type: HQ_NEISO
ReportingType | 2015 | 2020 | 2025 | 2030 | 2035 | 2040
BM | 0 | 0 | 0 | 0 | 0 | 0
CC | 0 | 0 | 0 | 0 | 0 | 0
CSP | 0 | 0 | 0 | 0 | 0 | 0
CT | 0 | 0 | 0 | 0 | 0 | 0
Coal | 0 | 0 | 0 | 0 | 0 | 0
Geo | 0 | 0 | 0 | 0 | 0 | 0
H | 0 | 0 | 0 | 0 | 0 | 0
LFG | 0 | 0 | 0 | 0 | 0 | 0
Nuc | 0 | 0 | 0 | 0 | 0 | 0
PS | 0 | 0 | 0 | 0 | 0 | 0
PV | 0 | 0 | 0 | 0 | 0 | 0
PeakG | 0 | 0 | 0 | 0 | 0 | 0
PeakO | 0 | 0 | 0 | 0 | 0 | 0
ST | 0 | 0 | 0 | 0 | 0 | 0
STOG | 0 | 0 | 0 | 0 | 0 | 0
STWD | 0 | 0 | 0 | 0 | 0 | 0
WT | 0 | 0 | 0 | 0 | 0 | 0
IGCC | 0 | 0 | 0 | 0 | 0 | 0
DemandResponse | 0 | 0 | 0 | 0 | 0 | 0
IGCC-CCS | 0 | 0 | 0 | 0 | 0 | 0
WT_off | 0 | 0 | 0 | 0 | 0 | 0
PseudoUnit | 0 | 0 | 0 | 0 | 0 | 0
FixedInterchange | 0 | 0 | 0 | 0 | 0 | 0
Emission Cost by Reporting Type: HQ_NY
ReportingType | 2015 | 2020 | 2025 | 2030 | 2035 | 2040
BM | 0 | 0 | 0 | 0 | 0 | 0
CC | 0 | 0 | 0 | 0 | 0 | 0
CSP | 0 | 0 | 0 | 0 | 0 | 0
CT | 0 | 0 | 0 | 0 | 0 | 0
Coal | 0 | 0 | 0 | 0 | 0 | 0
Geo | 0 | 0 | 0 | 0 | 0 | 0
H | 0 | 0 | 0 | 0 | 0 | 0
LFG | 0 | 0 | 0 | 0 | 0 | 0
Nuc | 0 | 0 | 0 | 0 | 0 | 0
PS | 0 | 0 | 0 | 0 | 0 | 0
PV | 0 | 0 | 0 | 0 | 0 | 0
PeakG | 0 | 0 | 0 | 0 | 0 | 0
PeakO | 0 | 0 | 0 | 0 | 0 | 0
ST | 0 | 0 | 0 | 0 | 0 | 0
STOG | 0 | 0 | 0 | 0 | 0 | 0
STWD | 0 | 0 | 0 | 0 | 0 | 0
WT | 0 | 0 | 0 | 0 | 0 | 0
IGCC | 0 | 0 | 0 | 0 | 0 | 0
DemandResponse | 0 | 0 | 0 | 0 | 0 | 0
IGCC-CCS | 0 | 0 | 0 | 0 | 0 | 0
WT_off | 0 | 0 | 0 | 0 | 0 | 0
PseudoUnit | 0 | 0 | 0 | 0 | 0 | 0
FixedInterchange | 0 | 0 | 0 | 0 | 0 | 0
Emission Cost by Reporting Type: MARITIMES
ReportingType | 2015 | 2020 | 2025 | 2030 | 2035 | 2040
BM | 0 | 0 | 0 | 0 | 0 | 0
CC | 0 | 0 | 0 | 0 | 0 | 0
CSP | 0 | 0 | 0 | 0 | 0 | 0
CT | 0 | 0 | 0 | 0 | 0 | 0
Coal | 0 | 0 | 0 | 0 | 0 | 0
Geo | 0 | 0 | 0 | 0 | 0 | 0
H | 0 | 0 | 0 | 0 | 0 | 0
LFG | 0 | 0 | 0 | 0 | 0 | 0
Nuc | 0 | 0 | 0 | 0 | 0 | 0
PS | 0 | 0 | 0 | 0 | 0 | 0
PV | 0 | 0 | 0 | 0 | 0 | 0
PeakG | 0 | 0 | 0 | 0 | 0 | 0
PeakO | 0 | 0 | 0 | 0 | 0 | 0
ST | 0 | 0 | 0 | 0 | 0 | 0
STOG | 0 | 0 | 0 | 0 | 0 | 0
STWD | 0 | 0 | 0 | 0 | 0 | 0
WT | 0 | 0 | 0 | 0 | 0 | 0
IGCC | 0 | 0 | 0 | 0 | 0 | 0
DemandResponse | 0 | 0 | 0 | 0 | 0 | 0
IGCC-CCS | 0 | 0 | 0 | 0 | 0 | 0
WT_off | 0 | 0 | 0 | 0 | 0 | 0
PseudoUnit | 0 | 0 | 0 | 0 | 0 | 0
FixedInterchange | 0 | 0 | 0 | 0 | 0 | 0
Emission Cost by Reporting Type: All
ReportingType | 2015 | 2020 | 2025 | 2030 | 2035 | 2040
BM | 0 | 0 | 0 | 0 | 0 | 0
CC | 87.61 | 105.83 | 110.65 | 113.81 | 155.71 | 179.07
CSP | 0 | 0 | 0 | 0 | 0 | 0
CT | 0 | 0 | 0.03 | 0.07 | 1.22 | 0.79
Coal | 17.59 | 30.4 | 31.24 | 37.69 | 39.69 | 40.28
Geo | 0 | 0 | 0 | 0 | 0 | 0
H | 0 | 0 | 0 | 0 | 0 | 0
LFG | 0 | 0 | 0 | 0 | 0 | 0
Nuc | 0 | 0 | 0 | 0 | 0 | 0
PS | 0 | 0 | 0 | 0 | 0 | 0
PV | 0 | 0 | 0 | 0 | 0 | 0
PeakG | 0.01 | 0.17 | 0.43 | 0.54 | 1.22 | 0.84
PeakO | 0 | 0 | 0 | 0 | 0 | 0
ST | 0 | 0 | 0 | 0 | 0 | 0
STOG | 1.52 | 3.53 | 3.8 | 4.28 | 6.1 | 6.69
STWD | 0 | 0 | 0 | 0 | 0 | 0
WT | 0 | 0 | 0 | 0 | 0 | 0
IGCC | 0 | 0 | 0 | 0 | 0 | 0
DemandResponse | 0 | 0 | 0 | 0 | 0 | 0
IGCC-CCS | 0 | 0 | 0 | 0 | 0 | 0
WT_off | 0 | 0 | 0 | 0 | 0 | 0
PseudoUnit | 0 | 0 | 0 | 0 | 0 | 0
FixedInterchange | 0 | 0 | 0 | 0 | 0 | 0
Emission Cost by Reporting Type: EI_US
ReportingType | 2015 | 2020 | 2025 | 2030 | 2035 | 2040
BM | 0 | 0 | 0 | 0 | 0 | 0
CC | 87.61 | 105.83 | 110.65 | 113.81 | 155.71 | 179.07
CSP | 0 | 0 | 0 | 0 | 0 | 0
CT | 0 | 0 | 0.03 | 0.07 | 1.22 | 0.79
Coal | 17.59 | 30.4 | 31.24 | 37.69 | 39.69 | 40.28
Geo | 0 | 0 | 0 | 0 | 0 | 0
H | 0 | 0 | 0 | 0 | 0 | 0
LFG | 0 | 0 | 0 | 0 | 0 | 0
Nuc | 0 | 0 | 0 | 0 | 0 | 0
PS | 0 | 0 | 0 | 0 | 0 | 0
PV | 0 | 0 | 0 | 0 | 0 | 0
PeakG | 0.01 | 0.17 | 0.43 | 0.54 | 1.22 | 0.84
PeakO | 0 | 0 | 0 | 0 | 0 | 0
ST | 0 | 0 | 0 | 0 | 0 | 0
STOG | 1.52 | 3.53 | 3.8 | 4.28 | 6.1 | 6.69
STWD | 0 | 0 | 0 | 0 | 0 | 0
WT | 0 | 0 | 0 | 0 | 0 | 0
IGCC | 0 | 0 | 0 | 0 | 0 | 0
DemandResponse | 0 | 0 | 0 | 0 | 0 | 0
IGCC-CCS | 0 | 0 | 0 | 0 | 0 | 0
WT_off | 0 | 0 | 0 | 0 | 0 | 0
PseudoUnit | 0 | 0 | 0 | 0 | 0 | 0
FixedInterchange | 0 | 0 | 0 | 0 | 0 | 0
Emission Cost by Reporting Type: EI_Canada
ReportingType | 2015 | 2020 | 2025 | 2030 | 2035 | 2040
BM | 0 | 0 | 0 | 0 | 0 | 0
CC | 0 | 0 | 0 | 0 | 0 | 0
CSP | 0 | 0 | 0 | 0 | 0 | 0
CT | 0 | 0 | 0 | 0 | 0 | 0
Coal | 0 | 0 | 0 | 0 | 0 | 0
Geo | 0 | 0 | 0 | 0 | 0 | 0
H | 0 | 0 | 0 | 0 | 0 | 0
LFG | 0 | 0 | 0 | 0 | 0 | 0
Nuc | 0 | 0 | 0 | 0 | 0 | 0
PS | 0 | 0 | 0 | 0 | 0 | 0
PV | 0 | 0 | 0 | 0 | 0 | 0
PeakG | 0 | 0 | 0 | 0 | 0 | 0
PeakO | 0 | 0 | 0 | 0 | 0 | 0
ST | 0 | 0 | 0 | 0 | 0 | 0
STOG | 0 | 0 | 0 | 0 | 0 | 0
STWD | 0 | 0 | 0 | 0 | 0 | 0
WT | 0 | 0 | 0 | 0 | 0 | 0
IGCC | 0 | 0 | 0 | 0 | 0 | 0
DemandResponse | 0 | 0 | 0 | 0 | 0 | 0
IGCC-CCS | 0 | 0 | 0 | 0 | 0 | 0
WT_off | 0 | 0 | 0 | 0 | 0 | 0
PseudoUnit | 0 | 0 | 0 | 0 | 0 | 0
FixedInterchange | 0 | 0 | 0 | 0 | 0 | 0
Emission Cost by Reporting Type: EI
ReportingType | 2015 | 2020 | 2025 | 2030 | 2035 | 2040
BM | 0 | 0 | 0 | 0 | 0 | 0
CC | 87.61 | 105.83 | 110.65 | 113.81 | 155.71 | 179.07
CSP | 0 | 0 | 0 | 0 | 0 | 0
CT | 0 | 0 | 0.03 | 0.07 | 1.22 | 0.79
Coal | 17.59 | 30.4 | 31.24 | 37.69 | 39.69 | 40.28
Geo | 0 | 0 | 0 | 0 | 0 | 0
H | 0 | 0 | 0 | 0 | 0 | 0
LFG | 0 | 0 | 0 | 0 | 0 | 0
Nuc | 0 | 0 | 0 | 0 | 0 | 0
PS | 0 | 0 | 0 | 0 | 0 | 0
PV | 0 | 0 | 0 | 0 | 0 | 0
PeakG | 0.01 | 0.17 | 0.43 | 0.54 | 1.22 | 0.84
PeakO | 0 | 0 | 0 | 0 | 0 | 0
ST | 0 | 0 | 0 | 0 | 0 | 0
STOG | 1.52 | 3.53 | 3.8 | 4.28 | 6.1 | 6.69
STWD | 0 | 0 | 0 | 0 | 0 | 0
WT | 0 | 0 | 0 | 0 | 0 | 0
IGCC | 0 | 0 | 0 | 0 | 0 | 0
DemandResponse | 0 | 0 | 0 | 0 | 0 | 0
IGCC-CCS | 0 | 0 | 0 | 0 | 0 | 0
WT_off | 0 | 0 | 0 | 0 | 0 | 0
PseudoUnit | 0 | 0 | 0 | 0 | 0 | 0
FixedInterchange | 0 | 0 | 0 | 0 | 0 | 0
Emission Cost by Reporting Type: Outside_EI
ReportingType | 2015 | 2020 | 2025 | 2030 | 2035 | 2040
BM | 0 | 0 | 0 | 0 | 0 | 0
CC | 0 | 0 | 0 | 0 | 0 | 0
CSP | 0 | 0 | 0 | 0 | 0 | 0
CT | 0 | 0 | 0 | 0 | 0 | 0
Coal | 0 | 0 | 0 | 0 | 0 | 0
Geo | 0 | 0 | 0 | 0 | 0 | 0
H | 0 | 0 | 0 | 0 | 0 | 0
LFG | 0 | 0 | 0 | 0 | 0 | 0
Nuc | 0 | 0 | 0 | 0 | 0 | 0
PS | 0 | 0 | 0 | 0 | 0 | 0
PV | 0 | 0 | 0 | 0 | 0 | 0
PeakG | 0 | 0 | 0 | 0 | 0 | 0
PeakO | 0 | 0 | 0 | 0 | 0 | 0
ST | 0 | 0 | 0 | 0 | 0 | 0
STOG | 0 | 0 | 0 | 0 | 0 | 0
STWD | 0 | 0 | 0 | 0 | 0 | 0
WT | 0 | 0 | 0 | 0 | 0 | 0
IGCC | 0 | 0 | 0 | 0 | 0 | 0
DemandResponse | 0 | 0 | 0 | 0 | 0 | 0
IGCC-CCS | 0 | 0 | 0 | 0 | 0 | 0
WT_off | 0 | 0 | 0 | 0 | 0 | 0
PseudoUnit | 0 | 0 | 0 | 0 | 0 | 0
FixedInterchange | 0 | 0 | 0 | 0 | 0 | 0
#8 | 0.05: Base VOM Costs ($million)
Base VOM Costs by Reporting Type: Entergy
ReportingType | 2015 | 2020 | 2025 | 2030 | 2035 | 2040
BM | 0 | 0 | 0 | 0 | 0 | 0
CC | 159.75 | 228.08 | 216.22 | 237.89 | 279.48 | 296.04
CSP | 0 | 0 | 0 | 0 | 0 | 0
CT | 0 | 0 | 0 | 0 | 0 | 0
Coal | 232.94 | 201.46 | 243.74 | 252.94 | 252.94 | 252.94
Geo | 0 | 0 | 0 | 0 | 0 | 0
H | 0 | 0 | 0 | 0 | 0 | 0
LFG | 0 | 0 | 0.01 | 0.01 | 0.01 | 0.01
Nuc | 100.26 | 100.26 | 100.26 | 100.26 | 84.69 | 66.26
PS | 0 | 0 | 0 | 0 | 0 | 0
PV | 0 | 0 | 0 | 0 | 0 | 0
PeakG | 0 | 0 | 0.02 | 0 | 0 | 0
PeakO | 0 | 0 | 0 | 0 | 0 | 0
ST | 0 | 0 | 0 | 0 | 0 | 0
STOG | 3.74 | 3.84 | 4.14 | 3.8 | 4.12 | 3.55
STWD | 0 | 0 | 0 | 0 | 0 | 0.07
WT | 0 | 0 | 0 | 0 | 0 | 0
IGCC | 0 | 0 | 0 | 0 | 0 | 0
DemandResponse | 0 | 0 | 0 | 0 | 0 | 0
IGCC-CCS | 0 | 0 | 0 | 0 | 0 | 0
WT_off | 0 | 0 | 0 | 0 | 0 | 0
PseudoUnit | 0 | 0 | 0 | 0 | 0 | 0
FixedInterchange | 0 | 0 | 0 | 0 | 0 | 0
Base VOM Costs by Reporting Type: FRCC
ReportingType | 2015 | 2020 | 2025 | 2030 | 2035 | 2040
BM | 0 | 0 | 0 | 0 | 0 | 0
CC | 375.75 | 492.48 | 558.86 | 661.74 | 787.16 | 915.6
CSP | 0 | 0 | 0 | 0 | 0 | 0
CT | 5.16 | 6.36 | 4.69 | 1.51 | 0.9 | 0.62
Coal | 206.17 | 217.57 | 242.72 | 246.7 | 252.59 | 252.59
Geo | 0 | 0 | 0 | 0 | 0 | 0
H | 0 | 0 | 0 | 0 | 0 | 0
LFG | 0.04 | 0.04 | 0.06 | 0.06 | 0.06 | 0.06
Nuc | 76.4 | 76.4 | 76.4 | 76.4 | 46.53 | 15.51
PS | 0 | 0 | 0 | 0 | 0 | 0
PV | 0 | 0 | 0 | 0 | 0 | 0
PeakG | 2.37 | 1.07 | 0.88 | 0.4 | 0.29 | 0.26
PeakO | 0 | 0 | 0 | 0 | 0 | 0
ST | 0 | 0 | 0 | 0 | 0 | 0
STOG | 11.35 | 8.49 | 8.06 | 5.33 | 4.19 | 3.4
STWD | 0 | 0.05 | 0.19 | 0.31 | 0.31 | 0.31
WT | 0 | 0 | 0 | 0 | 0 | 0
IGCC | 0 | 0 | 0 | 0 | 0 | 0
DemandResponse | 0 | 0 | 0 | 0 | 0 | 0
IGCC-CCS | 0 | 0 | 0 | 0 | 0 | 0
WT_off | 0 | 0 | 0 | 0 | 0 | 0
PseudoUnit | 0 | 0 | 0 | 0 | 0 | 0
FixedInterchange | 0 | 0 | 0 | 0 | 0 | 0
Base VOM Costs by Reporting Type: MAPP_US
ReportingType | 2015 | 2020 | 2025 | 2030 | 2035 | 2040
BM | 0 | 0 | 0 | 0 | 0 | 0
CC | 0.48 | 0.56 | 0.5 | 0.86 | 0.66 | 0.49
CSP | 0 | 0 | 0 | 0 | 0 | 0
CT | 0 | 0 | 0 | 0 | 0 | 0
Coal | 75.3 | 82.66 | 83.07 | 83.07 | 83.46 | 87.35
Geo | 0 | 0 | 0 | 0 | 0 | 0
H | 0 | 0 | 0 | 0 | 0 | 0
LFG | 0 | 0 | 0.01 | 0.01 | 0.01 | 0.01
Nuc | 0 | 0 | 0 | 0 | 0 | 0
PS | 0 | 0 | 0 | 0 | 0 | 0
PV | 0 | 0 | 0 | 0 | 0 | 0
PeakG | 0.19 | 0.57 | 0.57 | 1.1 | 1.51 | 0.74
PeakO | 0 | 0 | 0 | 0 | 0 | 0
ST | 0 | 0 | 0 | 0 | 0 | 0
STOG | 0 | 0 | 0 | 0 | 0 | 0
STWD | 0 | 0 | 0 | 0 | 0 | 0
WT | 0.07 | 0.07 | 0.09 | 0.1 | 0.1 | 0.11
IGCC | 0 | 0 | 0 | 0 | 0 | 0
DemandResponse | 0 | 0 | 0 | 0 | 0 | 0
IGCC-CCS | 0 | 0 | 0 | 0 | 0 | 0
WT_off | 0 | 0 | 0 | 0 | 0 | 0
PseudoUnit | 0 | 0 | 0 | 0 | 0 | 0
FixedInterchange | 0 | 0 | 0 | 0 | 0 | 0
Base VOM Costs by Reporting Type: MISO_IN
ReportingType | 2015 | 2020 | 2025 | 2030 | 2035 | 2040
BM | 0 | 0 | 0 | 0 | 0 | 0
CC | 10.3 | 87.91 | 104.63 | 149.15 | 185.7 | 179.96
CSP | 0 | 0 | 0 | 0 | 0 | 0
CT | 0 | 0 | 0 | 0 | 0 | 0
Coal | 318.76 | 363.88 | 387.03 | 395.44 | 406.61 | 413.51
Geo | 0 | 0 | 0 | 0 | 0 | 0
H | 0 | 0 | 0 | 0 | 0 | 0
LFG | 0 | 0 | 0 | 0.01 | 0.01 | 0.01
Nuc | 0 | 0 | 0 | 0 | 0 | 0
PS | 0 | 0 | 0 | 0 | 0 | 0
PV | 0 | 0 | 0 | 0 | 0 | 0
PeakG | 0 | 0.06 | 0.21 | 0.21 | 0.21 | 0.75
PeakO | 0 | 0 | 0 | 0 | 0 | 0
ST | 0 | 0 | 0 | 0 | 0 | 0
STOG | 0.07 | 0.13 | 0.13 | 0.13 | 0.13 | 0.18
STWD | 0 | 0 | 0 | 0 | 0 | 0
WT | 0.02 | 0.02 | 0.02 | 0.02 | 0.02 | 0.02
IGCC | 30.43 | 30.43 | 30.43 | 30.43 | 30.43 | 30.43
DemandResponse | 0 | 0 | 0 | 0 | 0 | 0
IGCC-CCS | 0 | 0 | 0 | 0 | 0 | 0
WT_off | 0 | 0 | 0 | 0 | 0 | 0
PseudoUnit | 0 | 0 | 0 | 0 | 0 | 0
FixedInterchange | 0 | 0 | 0 | 0 | 0 | 0
Base VOM Costs by Reporting Type: MISO_MI
ReportingType | 2015 | 2020 | 2025 | 2030 | 2035 | 2040
BM | 0 | 0 | 0 | 0 | 0 | 0
CC | 32.71 | 35.01 | 30.92 | 21.73 | 23.16 | 18.45
CSP | 0 | 0 | 0 | 0 | 0 | 0
CT | 0 | 0 | 0 | 0 | 0 | 0
Coal | 212.42 | 193.17 | 209.16 | 218.23 | 222.46 | 223.51
Geo | 0 | 0 | 0 | 0 | 0 | 0
H | 0 | 0 | 0 | 0 | 0 | 0
LFG | 0.01 | 0.01 | 0.01 | 0.03 | 0.03 | 0.03
Nuc | 34.93 | 34.93 | 34.93 | 34.93 | 20.54 | 20.54
PS | 0 | 0 | 0 | 0 | 0 | 0
PV | 0 | 0 | 0 | 0 | 0 | 0
PeakG | 0 | 0.45 | 0.58 | 0.42 | 0.69 | 0.31
PeakO | 0 | 0 | 0 | 0 | 0 | 0
ST | 0 | 0 | 0 | 0 | 0 | 0
STOG | 0.53 | 1.14 | 1.28 | 1.28 | 1.02 | 1.28
STWD | 0 | 0 | 0 | 0 | 0.08 | 0.16
WT | 0.06 | 0.06 | 0.06 | 0.06 | 0.06 | 0.06
IGCC | 0 | 0 | 0 | 0 | 0 | 0
DemandResponse | 0 | 0 | 0 | 0 | 0 | 0
IGCC-CCS | 0 | 0 | 0 | 0 | 0 | 0
WT_off | 0 | 0 | 0 | 0 | 0 | 0
PseudoUnit | 0 | 0 | 0 | 0 | 0 | 0
FixedInterchange | 0 | 0 | 0 | 0 | 0 | 0
Base VOM Costs by Reporting Type: MISO_MO-IL
ReportingType | 2015 | 2020 | 2025 | 2030 | 2035 | 2040
BM | 0 | 0 | 0 | 0 | 0 | 0
CC | 5.81 | 11.27 | 6.63 | 5.81 | 5.81 | 4.41
CSP | 0 | 0 | 0 | 0 | 0 | 0
CT | 0 | 0 | 0 | 0 | 0 | 0
Coal | 387.54 | 344.72 | 382.74 | 404.76 | 417.86 | 417.86
Geo | 0 | 0 | 0 | 0 | 0 | 0
H | 0 | 0 | 0 | 0 | 0 | 0
LFG | 0 | 0 | 0.02 | 0.02 | 0.02 | 0.02
Nuc | 41.29 | 41.29 | 41.29 | 41.29 | 41.29 | 41.29
PS | 0 | 0 | 0 | 0 | 0 | 0
PV | 0 | 0 | 0 | 0 | 0 | 0
PeakG | 0.78 | 1.96 | 2.93 | 2.94 | 3.21 | 4
PeakO | 0 | 0 | 0 | 0 | 0 | 0
ST | 0 | 0 | 0 | 0 | 0 | 0
STOG | 0.14 | 0.23 | 0.2 | 0.14 | 0.04 | 0.14
STWD | 0 | 0 | 0 | 0 | 0 | 0
WT | 0.02 | 0.02 | 0.02 | 0.02 | 0.02 | 0.02
IGCC | 0 | 0 | 0 | 0 | 0 | 0
DemandResponse | 0 | 0 | 0 | 0 | 0 | 0
IGCC-CCS | 0 | 0 | 0 | 0 | 0 | 0
WT_off | 0 | 0 | 0 | 0 | 0 | 0
PseudoUnit | 0 | 0 | 0 | 0 | 0 | 0
FixedInterchange | 0 | 0 | 0 | 0 | 0 | 0
Base VOM Costs by Reporting Type: MISO_W
ReportingType | 2015 | 2020 | 2025 | 2030 | 2035 | 2040
BM | 0 | 0 | 0 | 0 | 0 | 0
CC | 23.8 | 28.96 | 18.21 | 15.41 | 14.42 | 6.77
CSP | 0 | 0 | 0 | 0 | 0 | 0
CT | 0 | 0 | 0 | 0 | 0 | 0
Coal | 349.64 | 340.87 | 349.7 | 352.24 | 450.38 | 616.52
Geo | 0 | 0 | 0 | 0 | 0 | 0
H | 0 | 0 | 0 | 0 | 0 | 0
LFG | 0.02 | 0.02 | 0.02 | 0.02 | 0.02 | 0.02
Nuc | 43.67 | 43.67 | 43.67 | 43.67 | 0 | 0
PS | 0 | 0 | 0 | 0 | 0 | 0
PV | 0 | 0 | 0 | 0 | 0 | 0
PeakG | 1.68 | 2.67 | 3.05 | 4.61 | 6.03 | 1.35
PeakO | 0 | 0 | 0 | 0 | 0 | 0
ST | 0 | 0 | 0 | 0 | 0 | 0
STOG | 0.03 | 0.04 | 0.01 | 0.01 | 0 | 0
STWD | 0 | 0 | 0.29 | 0.3 | 0.39 | 0.3
WT | 0.32 | 0.32 | 0.37 | 0.4 | 0.41 | 0.43
IGCC | 0 | 0 | 0 | 0 | 0 | 0
DemandResponse | 0 | 0 | 0 | 0 | 0 | 0
IGCC-CCS | 0 | 0 | 0 | 0 | 0 | 0
WT_off | 0 | 0 | 0 | 0 | 0 | 0
PseudoUnit | 0 | 0 | 0 | 0 | 0 | 0
FixedInterchange | 0 | 0 | 0 | 0 | 0 | 0
Base VOM Costs by Reporting Type: MISO_WUMS
ReportingType | 2015 | 2020 | 2025 | 2030 | 2035 | 2040
BM | 0 | 0 | 0 | 0 | 0 | 0
CC | 38.64 | 117.97 | 112.53 | 106.9 | 148.79 | 132.6
CSP | 0 | 0 | 0 | 0 | 0 | 0
CT | 0 | 1.94 | 3.75 | 3.89 | 3.87 | 7.22
Coal | 104.77 | 100.86 | 118.1 | 137.19 | 144.3 | 144.53
Geo | 0 | 0 | 0 | 0 | 0 | 0
H | 0 | 0 | 0 | 0 | 0 | 0
LFG | 0.01 | 0.01 | 0.03 | 0.03 | 0.03 | 0.03
Nuc | 33.6 | 33.6 | 33.6 | 33.6 | 0 | 0
PS | 0 | 0 | 0 | 0 | 0 | 0
PV | 0 | 0 | 0 | 0 | 0 | 0
PeakG | 0.22 | 0 | 0 | 0 | 0 | 0
PeakO | 0 | 0 | 0 | 0 | 0 | 0
ST | 0 | 0 | 0 | 0 | 0 | 0
STOG | 0.01 | 0 | 0 | 0 | 0 | 0
STWD | 0 | 0 | 0 | 0 | 0 | 0.09
WT | 0.05 | 0.05 | 0.05 | 0.05 | 0.05 | 0.05
IGCC | 0 | 0 | 0 | 0 | 0 | 0
DemandResponse | 0 | 0 | 0 | 0 | 0 | 0
IGCC-CCS | 0 | 0 | 0 | 0 | 0 | 0
WT_off | 0 | 0 | 0 | 0 | 0 | 0
PseudoUnit | 0 | 0 | 0 | 0 | 0 | 0
FixedInterchange | 0 | 0 | 0 | 0 | 0 | 0
Base VOM Costs by Reporting Type: Nebraska
ReportingType | 2015 | 2020 | 2025 | 2030 | 2035 | 2040
BM | 0 | 0 | 0 | 0 | 0 | 0
CC | 1.14 | 1.08 | 1.08 | 1.08 | 0.85 | 0.6
CSP | 0 | 0 | 0 | 0 | 0 | 0
CT | 0 | 0 | 0 | 0 | 0 | 0
Coal | 117.38 | 127.61 | 127.61 | 127.61 | 193.03 | 220.03
Geo | 0 | 0 | 0 | 0 | 0 | 0
H | 0 | 0 | 0 | 0 | 0 | 0
LFG | 0 | 0 | 0 | 0.01 | 0.01 | 0.01
Nuc | 23.15 | 23.15 | 23.15 | 23.15 | 0 | 0
PS | 0 | 0 | 0 | 0 | 0 | 0
PV | 0 | 0 | 0 | 0 | 0 | 0
PeakG | 0.5 | 0.46 | 0.5 | 0.13 | 0.05 | 0
PeakO | 0 | 0 | 0 | 0 | 0 | 0
ST | 0 | 0 | 0 | 0 | 0 | 0
STOG | 0.1 | 0.13 | 0.13 | 0.13 | 0.02 | 0
STWD | 0 | 0 | 0 | 0 | 0 | 0
WT | 0.01 | 0.01 | 0.01 | 0.01 | 0.01 | 0.01
IGCC | 0 | 0 | 0 | 0 | 0 | 0
DemandResponse | 0 | 0 | 0 | 0 | 0 | 0
IGCC-CCS | 0 | 0 | 0 | 0 | 0 | 0
WT_off | 0 | 0 | 0 | 0 | 0 | 0
PseudoUnit | 0 | 0 | 0 | 0 | 0 | 0
FixedInterchange | 0 | 0 | 0 | 0 | 0 | 0
Base VOM Costs by Reporting Type: NEISO
ReportingType | 2015 | 2020 | 2025 | 2030 | 2035 | 2040
BM | 9.41 | 9.41 | 2.64 | 0.13 | 2.33 | 2.21
CC | 134.65 | 124.66 | 127.45 | 134.38 | 157.93 | 174.17
CSP | 0 | 0 | 0 | 0 | 0 | 0
CT | 0 | 0.03 | 0.03 | 0.01 | 0.58 | 1.04
Coal | 0.12 | 0 | 0 | 0 | 0 | 0
Geo | 0 | 0 | 0 | 0 | 0 | 0
H | 0 | 0 | 0 | 0 | 0 | 0
LFG | 0.05 | 0.06 | 0.06 | 0.06 | 0.06 | 0.06
Nuc | 85.9 | 85.9 | 85.9 | 85.9 | 62.06 | 45.84
PS | 0 | 0 | 0 | 0 | 0 | 0
PV | 0 | 0 | 0 | 0 | 0 | 0
PeakG | 0.06 | 0.24 | 0.27 | 0.27 | 0.85 | 0.8
PeakO | 0 | 0 | 0 | 0 | 0 | 0
ST | 0 | 0 | 0 | 0 | 0 | 0
STOG | 0 | 0 | 0 | 0 | 0 | 0
STWD | 4.24 | 2.91 | 0.19 | 0.04 | 0.2 | 0.26
WT | 0.01 | 0.06 | 0.12 | 0.15 | 0.17 | 0.17
IGCC | 0 | 0 | 0 | 0 | 0 | 0
DemandResponse | 0 | 0 | 0 | 0 | 0 | 0
IGCC-CCS | 0 | 0 | 0 | 0 | 0 | 0
WT_off | 0.02 | 0.02 | 0.02 | 0.02 | 0 | 0
PseudoUnit | 0 | 0 | 0 | 0 | 0 | 0
FixedInterchange | 0 | 0 | 0 | 0 | 0 | 0
Base VOM Costs by Reporting Type: NonRTO_Midwest
ReportingType | 2015 | 2020 | 2025 | 2030 | 2035 | 2040
BM | 0 | 0 | 0 | 0 | 0 | 0
CC | 0 | 7.56 | 8.61 | 8.59 | 10.62 | 13.7
CSP | 0 | 0 | 0 | 0 | 0 | 0
CT | 0.16 | 1.16 | 1.28 | 1.83 | 2.17 | 4.11
Coal | 232.19 | 265.54 | 270.75 | 275.81 | 285.48 | 291.04
Geo | 0 | 0 | 0 | 0 | 0 | 0
H | 0 | 0 | 0 | 0 | 0 | 0
LFG | 0 | 0 | 0 | 0.01 | 0.01 | 0.01
Nuc | 0 | 0 | 0 | 0 | 0 | 0
PS | 0 | 0 | 0 | 0 | 0 | 0
PV | 0 | 0 | 0 | 0 | 0 | 0
PeakG | 0.94 | 1.37 | 1.37 | 1.19 | 1.15 | 1.7
PeakO | 0 | 0 | 0 | 0 | 0 | 0
ST | 0 | 0 | 0 | 0 | 0 | 0
STOG | 0 | 0 | 0 | 0 | 0 | 0
STWD | 0 | 0 | 0 | 0 | 0 | 0
WT | 0 | 0 | 0 | 0 | 0 | 0
IGCC | 0 | 0 | 0 | 0 | 0 | 0
DemandResponse | 0 | 0 | 0 | 0 | 0 | 0
IGCC-CCS | 0 | 0 | 0 | 0 | 0 | 0
WT_off | 0 | 0 | 0 | 0 | 0 | 0
PseudoUnit | 0 | 0 | 0 | 0 | 0 | 0
FixedInterchange | 0 | 0 | 0 | 0 | 0 | 0
Base VOM Costs by Reporting Type: NYISO_A-F
ReportingType | 2015 | 2020 | 2025 | 2030 | 2035 | 2040
BM | 0 | 0 | 0 | 0 | 0 | 0
CC | 22.59 | 29.7 | 37.29 | 39.26 | 42.39 | 43.7
CSP | 0 | 0 | 0 | 0 | 0 | 0
CT | 0 | 0 | 0 | 0 | 0 | 0
Coal | 0 | 0 | 0 | 0 | 0 | 0
Geo | 0 | 0 | 0 | 0 | 0 | 0
H | 0 | 0 | 0 | 0 | 0 | 0
LFG | 0.02 | 0.02 | 0.02 | 0.02 | 0.02 | 0.02
Nuc | 62.23 | 62.23 | 62.23 | 50.74 | 40 | 24.24
PS | 0 | 0 | 0 | 0 | 0 | 0
PV | 0 | 0 | 0 | 0 | 0 | 0
PeakG | 0 | 0 | 0.02 | 0 | 0.05 | 0.05
PeakO | 0 | 0 | 0 | 0 | 0 | 0
ST | 0 | 0 | 0 | 0 | 0 | 0
STOG | 0 | 0 | 0 | 0 | 0 | 0
STWD | 0 | 0 | 0 | 0 | 0 | 0
WT | 0.11 | 0.13 | 0.13 | 0.13 | 0.13 | 0.13
IGCC | 0 | 0 | 0 | 0 | 0 | 0
DemandResponse | 0 | 0 | 0 | 0 | 0 | 0
IGCC-CCS | 0 | 0 | 0 | 0 | 0 | 0
WT_off | 0 | 0 | 0 | 0 | 0 | 0
PseudoUnit | 0 | 0 | 0 | 0 | 0 | 0
FixedInterchange | 0 | 0 | 0 | 0 | 0 | 0
Base VOM Costs by Reporting Type: NYISO_G-I
ReportingType | 2015 | 2020 | 2025 | 2030 | 2035 | 2040
BM | 0 | 0 | 0 | 0 | 0 | 0
CC | 16.56 | 20.69 | 42.37 | 69.21 | 154.08 | 216.56
CSP | 0 | 0 | 0 | 0 | 0 | 0
CT | 0 | 0 | 0 | 0 | 0 | 0
Coal | 0 | 0 | 0 | 0 | 0 | 0
Geo | 0 | 0 | 0 | 0 | 0 | 0
H | 0 | 0 | 0 | 0 | 0 | 0
LFG | 0.01 | 0.01 | 0.01 | 0.01 | 0.01 | 0.01
Nuc | 37.82 | 37.82 | 37.82 | 37.82 | 18.96 | 0.01
PS | 0 | 0 | 0 | 0 | 0 | 0
PV | 0 | 0 | 0 | 0 | 0 | 0
PeakG | 0 | 0 | 0 | 0 | 0 | 0
PeakO | 0 | 0 | 0 | 0 | 0 | 0
ST | 0 | 0 | 0 | 0 | 0 | 0
STOG | 0.03 | 0.17 | 0.17 | 0.17 | 0.17 | 0.31
STWD | 0 | 0 | 0 | 0 | 0 | 0
WT | 0 | 0 | 0 | 0 | 0 | 0
IGCC | 0 | 0 | 0 | 0 | 0 | 0
DemandResponse | 0 | 0 | 0 | 0 | 0 | 0
IGCC-CCS | 0 | 0 | 0 | 0 | 0 | 0
WT_off | 0 | 0 | 0 | 0 | 0 | 0
PseudoUnit | 0 | 0 | 0 | 0 | 0 | 0
FixedInterchange | 0 | 0 | 0 | 0 | 0 | 0
Base VOM Costs by Reporting Type: NYISO_J-K
ReportingType | 2015 | 2020 | 2025 | 2030 | 2035 | 2040
BM | 0 | 0 | 0 | 0 | 0 | 0
CC | 69.8 | 84.38 | 84.92 | 83.92 | 86.58 | 94
CSP | 0 | 0 | 0 | 0 | 0 | 0
CT | 0 | 0 | 0.18 | 0.56 | 0.96 | 1.21
Coal | 0 | 0 | 0 | 0 | 0 | 0
Geo | 0 | 0 | 0 | 0 | 0 | 0
H | 0 | 0 | 0 | 0 | 0 | 0
LFG | 0.01 | 0.01 | 0.01 | 0.02 | 0.02 | 0.02
Nuc | 0 | 0 | 0 | 0 | 0 | 0
PS | 0 | 0 | 0 | 0 | 0 | 0
PV | 0 | 0 | 0 | 0 | 0 | 0
PeakG | 0.05 | 0.44 | 0.55 | 1.39 | 2.49 | 2.65
PeakO | 0 | 0 | 0 | 0 | 0 | 0
ST | 0 | 0 | 0 | 0 | 0 | 0
STOG | 2.9 | 6.03 | 6.4 | 7.41 | 10.63 | 12.02
STWD | 0 | 0 | 0 | 0 | 0 | 0
WT | 0 | 0 | 0 | 0 | 0 | 0
IGCC | 0 | 0 | 0 | 0 | 0 | 0
DemandResponse | 0 | 0 | 0 | 0 | 0 | 0
IGCC-CCS | 0 | 0 | 0 | 0 | 0 | 0
WT_off | 0 | 0 | 0 | 0 | 0 | 0
PseudoUnit | 0 | 0 | 0 | 0 | 0 | 0
FixedInterchange | 0 | 0 | 0 | 0 | 0 | 0
Base VOM Costs by Reporting Type: PJM_E
ReportingType | 2015 | 2020 | 2025 | 2030 | 2035 | 2040
BM | 0 | 1.12 | 0.83 | 1.12 | 1.12 | 1.12
CC | 81.12 | 129.63 | 112.68 | 94.54 | 149.28 | 161.83
CSP | 0 | 0 | 0 | 0 | 0 | 0
CT | 0 | 0 | 0.01 | 0.01 | 8.58 | 4.3
Coal | 1.6 | 1.31 | 2.65 | 4.87 | 9.2 | 10.48
Geo | 0 | 0 | 0 | 0 | 0 | 0
H | 0 | 0 | 0 | 0 | 0 | 0
LFG | 0.04 | 0.05 | 0.05 | 0.05 | 0.05 | 0.05
Nuc | 157.37 | 146 | 146 | 146 | 104.88 | 83.17
PS | 0 | 0 | 0 | 0 | 0 | 0
PV | 0 | 0 | 0 | 0 | 0 | 0
PeakG | 0 | 0.43 | 2.1 | 2.1 | 4 | 2.13
PeakO | 0 | 0 | 0 | 0 | 0 | 0
ST | 0 | 0 | 0 | 0 | 0 | 0
STOG | 0.2 | 1.04 | 1.22 | 1.22 | 1.72 | 1.43
STWD | 0 | 0 | 0 | 0 | 0 | 0
WT | 0.02 | 0.02 | 0.02 | 0.02 | 0.02 | 0.02
IGCC | 0 | 0 | 0 | 0 | 0 | 0
DemandResponse | 0 | 0 | 0 | 0 | 0 | 0
IGCC-CCS | 0 | 0 | 0 | 0 | 0 | 0
WT_off | 0 | 0 | 0.04 | 0.04 | 0.04 | 0.04
PseudoUnit | 0 | 0 | 0 | 0 | 0 | 0
FixedInterchange | 0 | 0 | 0 | 0 | 0 | 0
Base VOM Costs by Reporting Type: PJM_ROM
ReportingType | 2015 | 2020 | 2025 | 2030 | 2035 | 2040
BM | 0 | 0.67 | 0.5 | 0.67 | 0.67 | 0.67
CC | 49.08 | 64.81 | 64.16 | 58.3 | 190.42 | 546.69
CSP | 0 | 0 | 0 | 0 | 0 | 0
CT | 0 | 0 | 0.02 | 0.02 | 0.03 | 0.02
Coal | 201.43 | 250.4 | 263.1 | 279.69 | 282.91 | 282.91
Geo | 0 | 0 | 0 | 0 | 0 | 0
H | 0 | 0 | 0 | 0 | 0 | 0
LFG | 0.03 | 0.05 | 0.05 | 0.05 | 0.05 | 0.05
Nuc | 93.13 | 93.13 | 93.13 | 93.13 | 61.1 | 44.47
PS | 0 | 0 | 0 | 0 | 0 | 0
PV | 0 | 0.02 | 0.03 | 0.03 | 0.03 | 0.04
PeakG | 0 | 0.12 | 0.12 | 0.1 | 1.27 | 0.4
PeakO | 0 | 0 | 0 | 0 | 0 | 0
ST | 0 | 0 | 0 | 0 | 0 | 0
STOG | 0.86 | 1.64 | 2.97 | 3.21 | 3.42 | 3.4
STWD | 0 | 1.16 | 0.86 | 1.16 | 1.16 | 1.16
WT | 0.03 | 0.03 | 0.05 | 0.05 | 0.06 | 0.08
IGCC | 0 | 0 | 0 | 0 | 0 | 0
DemandResponse | 0 | 0 | 0 | 0 | 0 | 0
IGCC-CCS | 0 | 0 | 0 | 0 | 0 | 0
WT_off | 0 | 0 | 0 | 0 | 0 | 0
PseudoUnit | 0 | 0 | 0 | 0 | 0 | 0
FixedInterchange | 0 | 0 | 0 | 0 | 0 | 0
Base VOM Costs by Reporting Type: PJM_ROR
ReportingType | 2015 | 2020 | 2025 | 2030 | 2035 | 2040
BM | 0 | 0.81 | 0.81 | 2.05 | 4.56 | 4.09
CC | 185.54 | 264.87 | 342.07 | 504.76 | 597.94 | 478.11
CSP | 0 | 0 | 0 | 0 | 0 | 0
CT | 0.03 | 0.03 | 0.03 | 2.86 | 4.06 | 7.75
Coal | 1390.48 | 1325.87 | 1384.9 | 1411.56 | 1435.32 | 1448.37
Geo | 0 | 0 | 0 | 0 | 0 | 0
H | 0 | 0 | 0 | 0 | 0 | 0
LFG | 0.05 | 0.05 | 0.09 | 0.09 | 0.09 | 0.09
Nuc | 370.54 | 370.54 | 370.54 | 354.51 | 275.46 | 185.16
PS | 0 | 0 | 0 | 0 | 0 | 0
PV | 0 | 0 | 0 | 0 | 0 | 0
PeakG | 9.03 | 8.08 | 6.74 | 4.96 | 3.4 | 4.5
PeakO | 0 | 0 | 0 | 0 | 0 | 0
ST | 0 | 0 | 0 | 0 | 0 | 0
STOG | 1.82 | 1.9 | 1.93 | 1.93 | 2.01 | 1.9
STWD | 0 | 1.44 | 0.35 | 2.72 | 3.23 | 3.23
WT | 0.31 | 0.31 | 0.31 | 0.31 | 0.31 | 0.31
IGCC | 0 | 0 | 0 | 0 | 0 | 0
DemandResponse | 0 | 0 | 0 | 0 | 0 | 0
IGCC-CCS | 0 | 0 | 0 | 0 | 0 | 0
WT_off | 0 | 0 | 0 | 0 | 0 | 0
PseudoUnit | 0 | 0 | 0 | 0 | 0 | 0
FixedInterchange | 0 | 0 | 0 | 0 | 0 | 0
Base VOM Costs by Reporting Type: SOCO
ReportingType | 2015 | 2020 | 2025 | 2030 | 2035 | 2040
BM | 0 | 0 | 0.1 | 0.11 | 0.11 | 0.19
CC | 323.46 | 330.16 | 310.23 | 363.19 | 340.86 | 316.8
CSP | 0 | 0 | 0 | 0 | 0 | 0
CT | 0 | 0 | 0 | 0 | 0 | 0
Coal | 369.16 | 416.14 | 508.7 | 524.75 | 617.17 | 798.93
Geo | 0 | 0 | 0 | 0 | 0 | 0
H | 0 | 0 | 0 | 0 | 0 | 0
LFG | 0 | 0 | 0.01 | 0.01 | 0.01 | 0.01
Nuc | 108.01 | 143 | 143 | 143 | 143 | 94.09
PS | 0 | 0 | 0 | 0 | 0 | 0
PV | 0 | 0 | 0 | 0 | 0 | 0
PeakG | 3.67 | 7.67 | 9.92 | 8.08 | 6 | 5.41
PeakO | 0 | 0 | 0 | 0 | 0 | 0
ST | 0 | 0 | 0 | 0 | 0 | 0
STOG | 0 | 0 | 0 | 0 | 0 | 0
STWD | 0 | 0 | 0 | 0 | 0.59 | 0.62
WT | 0 | 0 | 0 | 0 | 0 | 0
IGCC | 0 | 0 | 0 | 0 | 0 | 0
DemandResponse | 0 | 0 | 0 | 0 | 0 | 0
IGCC-CCS | 0 | 0 | 0 | 0 | 0 | 0
WT_off | 0 | 0 | 0 | 0 | 0 | 0
PseudoUnit | 0 | 0 | 0 | 0 | 0 | 0
FixedInterchange | 0 | 0 | 0 | 0 | 0 | 0
Base VOM Costs by Reporting Type: SPP_N
ReportingType | 2015 | 2020 | 2025 | 2030 | 2035 | 2040
BM | 0 | 0 | 0 | 0 | 0 | 0
CC | 21.37 | 52.55 | 47.89 | 58.58 | 36.26 | 28.07
CSP | 0 | 0 | 0 | 0 | 0 | 0
CT | 0 | 0 | 0 | 3.55 | 6.37 | 4.79
Coal | 236.28 | 255.56 | 257.1 | 257.35 | 257.35 | 283.49
Geo | 0 | 0 | 0 | 0 | 0 | 0
H | 0 | 0 | 0 | 0 | 0 | 0
LFG | 0 | 0 | 0.01 | 0.01 | 0.01 | 0.01
Nuc | 21.45 | 21.45 | 21.45 | 21.45 | 21.45 | 21.45
PS | 0 | 0 | 0 | 0 | 0 | 0
PV | 0 | 0 | 0 | 0 | 0 | 0
PeakG | 0.36 | 0.51 | 1.17 | 0 | 0 | 0
PeakO | 0 | 0 | 0 | 0 | 0 | 0
ST | 0 | 0 | 0 | 0 | 0 | 0
STOG | 0.77 | 1.29 | 1.31 | 1.6 | 1.6 | 1.51
STWD | 0 | 0 | 0 | 0 | 0 | 0
WT | 0.05 | 0.05 | 0.05 | 0.05 | 0.07 | 0.07
IGCC | 0 | 0 | 0 | 0 | 0 | 0
DemandResponse | 0 | 0 | 0 | 0 | 0 | 0
IGCC-CCS | 0 | 0 | 0 | 0 | 0 | 0
WT_off | 0 | 0 | 0 | 0 | 0 | 0
PseudoUnit | 0 | 0 | 0 | 0 | 0 | 0
FixedInterchange | 0 | 0 | 0 | 0 | 0 | 0
Base VOM Costs by Reporting Type: SPP_S
ReportingType | 2015 | 2020 | 2025 | 2030 | 2035 | 2040
BM | 0 | 0 | 0 | 0 | 0 | 0
CC | 105.69 | 186.2 | 192.09 | 210.79 | 149.43 | 101.08
CSP | 0 | 0 | 0 | 0 | 0 | 0
CT | 0 | 0 | 0.03 | 0.52 | 0 | 0
Coal | 328.18 | 315.08 | 371.71 | 385.05 | 385.05 | 385.05
Geo | 0 | 0 | 0 | 0 | 0 | 0
H | 0 | 0 | 0 | 0 | 0 | 0
LFG | 0 | 0 | 0.01 | 0.01 | 0.01 | 0.01
Nuc | 0 | 0 | 0 | 0 | 0 | 0
PS | 0 | 0 | 0 | 0 | 0 | 0
PV | 0 | 0 | 0 | 0 | 0 | 0
PeakG | 0 | 0 | 0 | 0.03 | 0 | 0
PeakO | 0 | 0 | 0 | 0 | 0 | 0
ST | 0 | 0 | 0 | 0 | 0 | 0
STOG | 5.96 | 5.81 | 6.04 | 7.5 | 3.98 | 2.06
STWD | 0 | 0 | 0 | 0 | 0 | 0
WT | 0.11 | 0.12 | 0.12 | 0.12 | 0.55 | 0.89
IGCC | 0 | 0 | 0 | 0 | 0 | 0
DemandResponse | 0 | 0 | 0 | 0 | 0 | 0
IGCC-CCS | 0 | 0 | 0 | 0 | 0 | 0
WT_off | 0 | 0 | 0 | 0 | 0 | 0
PseudoUnit | 0 | 0 | 0 | 0 | 0 | 0
FixedInterchange | 0 | 0 | 0 | 0 | 0 | 0
Base VOM Costs by Reporting Type: TVA
ReportingType | 2015 | 2020 | 2025 | 2030 | 2035 | 2040
BM | 0 | 0 | 0 | 0 | 0 | 0
CC | 47.08 | 98.81 | 113.03 | 129.83 | 117.85 | 106.54
CSP | 0 | 0 | 0 | 0 | 0 | 0
CT | 0 | 3.31 | 3.02 | 4.07 | 3.56 | 4.86
Coal | 340.88 | 329.92 | 342.09 | 345.13 | 465.35 | 546.2
Geo | 0 | 0 | 0 | 0 | 0 | 0
H | 0 | 0 | 0 | 0 | 0 | 0
LFG | 0 | 0 | 0.01 | 0.01 | 0.01 | 0.01
Nuc | 152.12 | 152.12 | 152.12 | 152.12 | 105.66 | 82.02
PS | 0 | 0 | 0 | 0 | 0 | 0
PV | 0 | 0 | 0 | 0 | 0 | 0
PeakG | 0 | 0 | 0 | 0 | 0 | 0
PeakO | 0 | 0 | 0 | 0 | 0 | 0
ST | 0 | 0 | 0 | 0 | 0 | 0
STOG | 0 | 0 | 0 | 0 | 0 | 0
STWD | 0 | 0 | 0 | 0 | 0 | 0
WT | 0 | 0 | 0 | 0 | 0 | 0
IGCC | 0 | 0 | 0 | 0 | 0 | 0
DemandResponse | 0 | 0 | 0 | 0 | 0 | 0
IGCC-CCS | 0 | 0 | 0 | 0 | 0 | 0
WT_off | 0 | 0 | 0 | 0 | 0 | 0
PseudoUnit | 0 | 0 | 0 | 0 | 0 | 0
FixedInterchange | 0 | 0 | 0 | 0 | 0 | 0
Base VOM Costs by Reporting Type: TVA_Transmission
ReportingType | 2015 | 2020 | 2025 | 2030 | 2035 | 2040
BM | 0 | 0 | 0 | 0 | 0 | 0
CC | 0 | 0 | 0 | 0 | 0 | 0
CSP | 0 | 0 | 0 | 0 | 0 | 0
CT | 0 | 0 | 0 | 0 | 0 | 0
Coal | 0 | 0 | 0 | 0 | 0 | 0
Geo | 0 | 0 | 0 | 0 | 0 | 0
H | 0 | 0 | 0 | 0 | 0 | 0
LFG | 0 | 0 | 0 | 0 | 0 | 0
Nuc | 0 | 0 | 0 | 0 | 0 | 0
PS | 0 | 0 | 0 | 0 | 0 | 0
PV | 0 | 0 | 0 | 0 | 0 | 0
PeakG | 0 | 0 | 0 | 0 | 0 | 0
PeakO | 0 | 0 | 0 | 0 | 0 | 0
ST | 0 | 0 | 0 | 0 | 0 | 0
STOG | 0 | 0 | 0 | 0 | 0 | 0
STWD | 0 | 0 | 0 | 0 | 0 | 0
WT | 0 | 0 | 0 | 0 | 0 | 0
IGCC | 0 | 0 | 0 | 0 | 0 | 0
DemandResponse | 0 | 0 | 0 | 0 | 0 | 0
IGCC-CCS | 0 | 0 | 0 | 0 | 0 | 0
WT_off | 0 | 0 | 0 | 0 | 0 | 0
PseudoUnit | 0 | 0 | 0 | 0 | 0 | 0
FixedInterchange | 0 | 0 | 0 | 0 | 0 | 0
Base VOM Costs by Reporting Type: VACAR
ReportingType | 2015 | 2020 | 2025 | 2030 | 2035 | 2040
BM | 0.03 | 0.03 | 1.34 | 4.29 | 5.96 | 9.27
CC | 202.76 | 252.29 | 219.3 | 222.15 | 330.16 | 442.6
CSP | 0 | 0 | 0 | 0 | 0 | 0
CT | 0.51 | 1.14 | 3.59 | 6.82 | 7.5 | 7.88
Coal | 292.83 | 310.09 | 399.74 | 442.7 | 478.05 | 483.29
Geo | 0 | 0 | 0 | 0 | 0 | 0
H | 0 | 0 | 0 | 0 | 0 | 0
LFG | 0.01 | 0.01 | 0.01 | 0.01 | 0.01 | 0.01
Nuc | 211.36 | 248.42 | 248.42 | 248.42 | 188.36 | 154
PS | 0 | 0 | 0 | 0 | 0 | 0
PV | 0 | 0 | 0 | 0 | 0 | 0
PeakG | 0.51 | 0.58 | 0.79 | 0.48 | 0.45 | 0.41
PeakO | 0 | 0 | 0 | 0 | 0 | 0
ST | 0 | 0 | 0 | 0 | 0 | 0
STOG | 0 | 0 | 0 | 0 | 0 | 0
STWD | 4.67 | 0.27 | 2.95 | 3.44 | 4.67 | 4.67
WT | 0 | 0.07 | 0.08 | 0.08 | 0.08 | 0.08
IGCC | 0 | 0 | 0 | 0 | 0 | 0
DemandResponse | 0 | 0 | 0 | 0 | 0 | 0
IGCC-CCS | 0 | 0 | 0 | 0 | 0 | 0
WT_off | 0 | 0 | 0 | 0 | 0 | 0
PseudoUnit | 0 | 0 | 0 | 0 | 0 | 0
FixedInterchange | 0 | 0 | 0 | 0 | 0 | 0
Base VOM Costs by Reporting Type: IESO
ReportingType | 2015 | 2020 | 2025 | 2030 | 2035 | 2040
BM | 0 | 0 | 0 | 0 | 0 | 0
CC | 2.78 | 4.55 | 5.86 | 12.83 | 37.13 | 103.2
CSP | 0 | 0 | 0 | 0 | 0 | 0
CT | 0 | 0 | 0 | 0 | 0.84 | 1.09
Coal | 0 | 0 | 0 | 0 | 0 | 0
Geo | 0 | 0 | 0 | 0 | 0 | 0
H | 0 | 0 | 0 | 0 | 0 | 0
LFG | 0.01 | 0.01 | 0.01 | 0.01 | 0.01 | 0.01
Nuc | 240.73 | 240.73 | 240.73 | 240.73 | 221.68 | 193.2
PS | 0 | 0 | 0 | 0 | 0 | 0
PV | 0 | 0 | 0 | 0 | 0 | 0
PeakG | 0 | 0 | 0 | 0 | 0.01 | 0.04
PeakO | 0 | 0 | 0 | 0 | 0 | 0
ST | 0 | 0 | 0 | 0 | 0 | 0
STOG | 0 | 0 | 0 | 0 | 0 | 0
STWD | 0 | 0 | 0 | 0 | 0 | 0
WT | 0.09 | 0.09 | 0.09 | 0.09 | 0.04 | 0.04
IGCC | 0 | 0 | 0 | 0 | 0 | 0
DemandResponse | 0 | 0 | 0 | 0 | 0 | 0
IGCC-CCS | 0 | 0 | 0 | 0 | 0 | 0
WT_off | 0 | 0 | 0 | 0 | 0 | 0
PseudoUnit | 0 | 0 | 0 | 0 | 0 | 0
FixedInterchange | 0 | 0 | 0 | 0 | 0 | 0
Base VOM Costs by Reporting Type: MAPP_CA
ReportingType | 2015 | 2020 | 2025 | 2030 | 2035 | 2040
BM | 0 | 0 | 0 | 0 | 0 | 0
CC | 31.67 | 50.12 | 54.54 | 69.94 | 70.96 | 67.32
CSP | 0 | 0 | 0 | 0 | 0 | 0
CT | 0 | 0 | 0 | 0 | 0.02 | 0.1
Coal | 0.36 | 0.56 | 1.3 | 7.16 | 13.46 | 15.55
Geo | 0 | 0 | 0 | 0 | 0 | 0
H | 0 | 0 | 0 | 0 | 0 | 0
LFG | 0 | 0 | 0 | 0 | 0 | 0
Nuc | 0 | 0 | 0 | 0 | 0 | 0
PS | 0 | 0 | 0 | 0 | 0 | 0
PV | 0 | 0 | 0 | 0 | 0 | 0
PeakG | 0 | 0 | 0 | 0 | 0 | 0
PeakO | 0 | 0 | 0 | 0 | 0 | 0
ST | 0 | 0 | 0 | 0 | 0 | 0
STOG | 0 | 0 | 0 | 0 | 0 | 0
STWD | 0 | 0 | 0 | 0 | 0 | 0
WT | 0.02 | 0.02 | 0.02 | 0.02 | 0.02 | 0.02
IGCC | 0 | 0 | 0 | 0 | 0 | 0
DemandResponse | 0 | 0 | 0 | 0 | 0 | 0
IGCC-CCS | 0 | 0 | 0 | 0 | 0 | 0
WT_off | 0 | 0 | 0 | 0 | 0 | 0
PseudoUnit | 0 | 0 | 0 | 0 | 0 | 0
FixedInterchange | 0 | 0 | 0 | 0 | 0 | 0
Base VOM Costs by Reporting Type: AZ_NM_SNV_Coal
ReportingType | 2015 | 2020 | 2025 | 2030 | 2035 | 2040
BM | 0 | 0 | 0 | 0 | 0 | 0
CC | 0 | 0 | 0 | 0 | 0 | 0
CSP | 0 | 0 | 0 | 0 | 0 | 0
CT | 0 | 0 | 0 | 0 | 0 | 0
Coal | 272.79 | 324.69 | 324.69 | 324.69 | 324.69 | 542.04
Geo | 0 | 0 | 0 | 0 | 0 | 0
H | 0 | 0 | 0 | 0 | 0 | 0
LFG | 0 | 0 | 0 | 0 | 0 | 0
Nuc | 0 | 0 | 0 | 0 | 0 | 0
PS | 0 | 0 | 0 | 0 | 0 | 0
PV | 0 | 0 | 0 | 0 | 0 | 0
PeakG | 0 | 0 | 0 | 0 | 0 | 0
PeakO | 0 | 0 | 0 | 0 | 0 | 0
ST | 0 | 0 | 0 | 0 | 0 | 0
STOG | 0 | 0 | 0 | 0 | 0 | 0
STWD | 0 | 0 | 0 | 0 | 0 | 0
WT | 0 | 0 | 0 | 0 | 0 | 0
IGCC | 0 | 0 | 0 | 0 | 0 | 0
DemandResponse | 0 | 0 | 0 | 0 | 0 | 0
IGCC-CCS | 0 | 0 | 0 | 0 | 0 | 0
WT_off | 0 | 0 | 0 | 0 | 0 | 0
PseudoUnit | 0 | 0 | 0 | 0 | 0 | 0
FixedInterchange | 0 | 0 | 0 | 0 | 0 | 0
Base VOM Costs by Reporting Type: AZ_NM_SNV_Gas
ReportingType | 2015 | 2020 | 2025 | 2030 | 2035 | 2040
BM | 0 | 0 | 0 | 0 | 0 | 0
CC | 254.99 | 302.89 | 337.19 | 432.37 | 519.71 | 483.51
CSP | 0 | 0 | 0 | 0 | 0 | 0
CT | 0 | 0 | 0.75 | 1.43 | 0 | 0
Coal | 0 | 0 | 0 | 0 | 0 | 0
Geo | 0 | 0 | 0 | 0 | 0 | 0
H | 0 | 0 | 0 | 0 | 0 | 0
LFG | 0 | 0 | 0 | 0 | 0 | 0
Nuc | 0 | 0 | 0 | 0 | 0 | 0
PS | 0 | 0 | 0 | 0 | 0 | 0
PV | 0 | 0 | 0 | 0 | 0 | 0
PeakG | 0 | 0 | 2.11 | 4.12 | 5.11 | 1.17
PeakO | 0 | 0 | 0 | 0 | 0 | 0
ST | 0 | 0 | 0 | 0 | 0 | 0
STOG | 0 | 0 | 0 | 0 | 0 | 0
STWD | 0 | 0 | 0 | 0 | 0 | 0
WT | 0 | 0 | 0 | 0 | 0 | 0
IGCC | 0 | 0 | 0 | 0 | 0 | 0
DemandResponse | 0 | 0 | 0 | 0 | 0 | 0
IGCC-CCS | 0 | 0 | 0 | 0 | 0 | 0
WT_off | 0 | 0 | 0 | 0 | 0 | 0
PseudoUnit | 0 | 0 | 0 | 0 | 0 | 0
FixedInterchange | 0 | 0 | 0 | 0 | 0 | 0
Base VOM Costs by Reporting Type: AZ_NM_SNV_NucRenew
ReportingType | 2015 | 2020 | 2025 | 2030 | 2035 | 2040
BM | 0 | 0 | 0 | 0 | 0 | 0
CC | 0 | 0 | 0 | 0 | 0 | 0
CSP | 0 | 0 | 0 | 0 | 0 | 0
CT | 0 | 0 | 0 | 0 | 0 | 0
Coal | 0 | 0 | 0 | 0 | 0 | 0
Geo | 0 | 0 | 116.31 | 116.31 | 116.31 | 116.31
H | 0 | 0 | 0 | 0 | 0 | 0
LFG | 0 | 0.01 | 0.01 | 0.01 | 0.01 | 0.01
Nuc | 71.66 | 71.66 | 71.66 | 71.66 | 71.66 | 71.66
PS | 0 | 0 | 0 | 0 | 0 | 0
PV | 0 | 0 | 0 | 0 | 0 | 0
PeakG | 0 | 0 | 0 | 0 | 0 | 0
PeakO | 0 | 0 | 0 | 0 | 0 | 0
ST | 0.01 | 0.03 | 0.04 | 0.04 | 0.04 | 0.04
STOG | 0 | 0 | 0 | 0 | 0 | 0
STWD | 0.43 | 0.43 | 0.04 | 0.36 | 0.36 | 0.36
WT | 0.02 | 0.36 | 0.36 | 0.37 | 0.37 | 0.37
IGCC | 0 | 0 | 0 | 0 | 0 | 0
DemandResponse | 0 | 0 | 0 | 0 | 0 | 0
IGCC-CCS | 0 | 0 | 0 | 0 | 0 | 0
WT_off | 0 | 0 | 0 | 0 | 0 | 0
PseudoUnit | 0 | 0 | 0 | 0 | 0 | 0
FixedInterchange | 0 | 0 | 0 | 0 | 0 | 0
Base VOM Costs by Reporting Type: ERCOT
ReportingType | 2015 | 2020 | 2025 | 2030 | 2035 | 2040
BM | 0 | 0 | 0.01 | 0 | 0.49 | 0.49
CC | 412.05 | 494.39 | 491.51 | 574.87 | 631.69 | 685.38
CSP | 0 | 0 | 0 | 0 | 0 | 0
CT | 0 | 0 | 0.02 | 0 | 0 | 0
Coal | 404.56 | 501.87 | 591.86 | 591.86 | 591.86 | 591.86
Geo | 0 | 0 | 0 | 0 | 0 | 0
H | 0 | 0 | 0 | 0 | 0 | 0
LFG | 0.01 | 0.01 | 0.04 | 0.04 | 0.04 | 0.04
Nuc | 94.14 | 94.14 | 94.14 | 94.14 | 94.14 | 94.14
PS | 0 | 0 | 0 | 0 | 0 | 0
PV | 0 | 0 | 0 | 0 | 0 | 0
PeakG | 0 | 0 | 0.06 | 0 | 0 | 0
PeakO | 0 | 0 | 0 | 0 | 0 | 0
ST | 0 | 0 | 0 | 0 | 0 | 0
STOG | 12.49 | 12.96 | 14.95 | 12.18 | 11.09 | 9.61
STWD | 0 | 0 | 0 | 0 | 0 | 0
WT | 0.32 | 0.32 | 0.32 | 0.32 | 0.32 | 0.32
IGCC | 0 | 0 | 0 | 0 | 0 | 0
DemandResponse | 0 | 0 | 0 | 0 | 0 | 0
IGCC-CCS | 0 | 0 | 0 | 0 | 0 | 0
WT_off | 0 | 0 | 0 | 0 | 0 | 0
PseudoUnit | 0 | 0 | 0 | 0 | 0 | 0
FixedInterchange | 0 | 0 | 0 | 0 | 0 | 0
Base VOM Costs by Reporting Type: NP15
ReportingType | 2015 | 2020 | 2025 | 2030 | 2035 | 2040
BM | 0 | 0 | 0 | 0 | 0 | 0
CC | 102.26 | 82.05 | 72.94 | 50.86 | 44.19 | 29.85
CSP | 0 | 0 | 0 | 0 | 0 | 0
CT | 0 | 0 | 0 | 0 | 0 | 0.09
Coal | 0.81 | 0 | 0 | 0 | 0 | 0
Geo | 0.11 | 0.11 | 48.23 | 48.23 | 48.23 | 48.23
H | 0 | 0 | 0 | 0 | 0 | 0
LFG | 0.01 | 0.06 | 0.06 | 0.06 | 0.06 | 0.06
Nuc | 42.53 | 42.53 | 42.53 | 42.53 | 42.53 | 42.53
PS | 0 | 0 | 0 | 0 | 0 | 0
PV | 0 | 0 | 0 | 0 | 0 | 0
PeakG | 0 | 0 | 0 | 0 | 0.07 | 0.23
PeakO | 0 | 0 | 0 | 0 | 0 | 0
ST | 0 | 0 | 0 | 0 | 0 | 0
STOG | 0.38 | 0.41 | 0.64 | 0.86 | 0.7 | 1.25
STWD | 7.35 | 7.35 | 0.03 | 4.3 | 4.33 | 4.8
WT | 0.04 | 0.13 | 0.13 | 0.13 | 0.13 | 0.13
IGCC | 0 | 0 | 0 | 0 | 0 | 0
DemandResponse | 0 | 0 | 0 | 0 | 0 | 0
IGCC-CCS | 0 | 0 | 0 | 0 | 0 | 0
WT_off | 0 | 0 | 0 | 0 | 0 | 0
PseudoUnit | 0 | 0 | 0 | 0 | 0 | 0
FixedInterchange | 0 | 0 | 0 | 0 | 0 | 0
Base VOM Costs by Reporting Type: NWPP_Coal
ReportingType | 2015 | 2020 | 2025 | 2030 | 2035 | 2040
BM | 0 | 0 | 0 | 0 | 0 | 0
CC | 0 | 0 | 0 | 0 | 0 | 0
CSP | 0 | 0 | 0 | 0 | 0 | 0
CT | 0 | 0 | 0 | 0 | 0 | 0
Coal | 365.79 | 403.49 | 403.49 | 403.49 | 403.49 | 403.49
Geo | 0 | 0 | 0 | 0 | 0 | 0
H | 0 | 0 | 0 | 0 | 0 | 0
LFG | 0 | 0 | 0 | 0 | 0 | 0
Nuc | 0 | 0 | 0 | 0 | 0 | 0
PS | 0 | 0 | 0 | 0 | 0 | 0
PV | 0 | 0 | 0 | 0 | 0 | 0
PeakG | 0 | 0 | 0 | 0 | 0 | 0
PeakO | 0 | 0 | 0 | 0 | 0 | 0
ST | 0 | 0 | 0 | 0 | 0 | 0
STOG | 0 | 0 | 0 | 0 | 0 | 0
STWD | 0 | 0 | 0 | 0 | 0 | 0
WT | 0 | 0 | 0 | 0 | 0 | 0
IGCC | 0 | 0 | 0 | 0 | 0 | 0
DemandResponse | 0 | 0 | 0 | 0 | 0 | 0
IGCC-CCS | 0 | 0 | 0 | 0 | 0 | 0
WT_off | 0 | 0 | 0 | 0 | 0 | 0
PseudoUnit | 0 | 0 | 0 | 0 | 0 | 0
FixedInterchange | 0 | 0 | 0 | 0 | 0 | 0
Base VOM Costs by Reporting Type: NWPP_Gas
ReportingType | 2015 | 2020 | 2025 | 2030 | 2035 | 2040
BM | 0 | 0 | 0 | 0 | 0 | 0
CC | 122.48 | 122.48 | 182.33 | 276.38 | 359.23 | 415.44
CSP | 0 | 0 | 0 | 0 | 0 | 0
CT | 0 | 0 | 0 | 0 | 0 | 0
Coal | 0 | 0 | 0 | 0 | 0 | 30.62
Geo | 0 | 0 | 0 | 0 | 0 | 0
H | 0 | 0 | 0 | 0 | 0 | 0
LFG | 0 | 0 | 0 | 0 | 0 | 0
Nuc | 0 | 0 | 0 | 0 | 0 | 0
PS | 0 | 0 | 0 | 0 | 0 | 0
PV | 0 | 0 | 0 | 0 | 0 | 0
PeakG | 0 | 0 | 0 | 0 | 0 | 0
PeakO | 0 | 0 | 0 | 0 | 0 | 0
ST | 0 | 0 | 0 | 0 | 0 | 0
STOG | 0 | 0 | 0 | 0 | 0 | 0
STWD | 0 | 0 | 0 | 0 | 0 | 0
WT | 0 | 0 | 0 | 0 | 0 | 0
IGCC | 0 | 0 | 0 | 0 | 0 | 0
DemandResponse | 0 | 0 | 0 | 0 | 0 | 0
IGCC-CCS | 0 | 0 | 0 | 0 | 0 | 0
WT_off | 0 | 0 | 0 | 0 | 0 | 0
PseudoUnit | 0 | 0 | 0 | 0 | 0 | 0
FixedInterchange | 0 | 0 | 0 | 0 | 0 | 0
Base VOM Costs by Reporting Type: NWPP_NucRenew
ReportingType | 2015 | 2020 | 2025 | 2030 | 2035 | 2040
BM | 0 | 0.01 | 0 | 1.21 | 1.21 | 1.21
CC | 0 | 0 | 0 | 0 | 0 | 0
CSP | 0 | 0 | 0 | 0 | 0 | 0
CT | 0 | 0 | 0 | 0 | 0 | 0
Coal | 0 | 0 | 0 | 0 | 0 | 0
Geo | 6.93 | 6.93 | 41.74 | 41.74 | 41.74 | 41.74
H | 0 | 0 | 0 | 0 | 0 | 0
LFG | 0.01 | 0.02 | 0.03 | 0.03 | 0.03 | 0.03
Nuc | 20.91 | 20.91 | 20.91 | 20.91 | 20.91 | 20.91
PS | 0 | 0 | 0 | 0 | 0 | 0
PV | 0 | 0 | 0 | 0 | 0 | 0
PeakG | 0 | 0 | 0 | 0 | 0 | 0
PeakO | 0 | 0 | 0 | 0 | 0 | 0
ST | 0 | 0 | 0 | 0 | 0 | 0
STOG | 0 | 0 | 0 | 0 | 0 | 0
STWD | 0 | 0 | 0 | 2.85 | 2.85 | 2.85
WT | 0.19 | 0.19 | 0.19 | 0.19 | 0.19 | 0.19
IGCC | 0 | 0 | 0 | 0 | 0 | 0
DemandResponse | 0 | 0 | 0 | 0 | 0 | 0
IGCC-CCS | 0 | 0 | 0 | 0 | 0 | 0
WT_off | 0 | 0 | 0 | 0 | 0 | 0
PseudoUnit | 0 | 0 | 0 | 0 | 0 | 0
FixedInterchange | 0 | 0 | 0 | 0 | 0 | 0
Base VOM Costs by Reporting Type: RMPA
ReportingType | 2015 | 2020 | 2025 | 2030 | 2035 | 2040
BM | 0 | 0 | 0 | 0 | 0 | 0
CC | 17.8 | 16.54 | 6.44 | 5.34 | 5.4 | 2.95
CSP | 0 | 0 | 0 | 0 | 0 | 0
CT | 0 | 0 | 0 | 0 | 0 | 0
Coal | 211.72 | 234.43 | 223.11 | 259.64 | 297.53 | 338.52
Geo | 0 | 50.13 | 206.14 | 206.14 | 206.14 | 206.14
H | 0 | 0 | 0 | 0 | 0 | 0
LFG | 0 | 0 | 0 | 0 | 0 | 0
Nuc | 0 | 0 | 0 | 0 | 0 | 0
PS | 0 | 0 | 0 | 0 | 0 | 0
PV | 0 | 0 | 0 | 0 | 0 | 0
PeakG | 0.12 | 0.13 | 0.03 | 0.06 | 0.06 | 0.04
PeakO | 0 | 0 | 0 | 0 | 0 | 0
ST | 0 | 0.01 | 0.01 | 0.02 | 0.02 | 0.02
STOG | 0 | 0 | 0 | 0 | 0 | 0
STWD | 0 | 0 | 0 | 0 | 0 | 0
WT | 0.07 | 0.07 | 0.07 | 0.07 | 0.07 | 0.07
IGCC | 0 | 0 | 0 | 0 | 0 | 0
DemandResponse | 0 | 0 | 0 | 0 | 0 | 0
IGCC-CCS | 0 | 0 | 0 | 0 | 0 | 0
WT_off | 0 | 0 | 0 | 0 | 0 | 0
PseudoUnit | 0 | 0 | 0 | 0 | 0 | 0
FixedInterchange | 0 | 0 | 0 | 0 | 0 | 0
Base VOM Costs by Reporting Type: SP15
ReportingType | 2015 | 2020 | 2025 | 2030 | 2035 | 2040
BM | 0.22 | 0.22 | 0.01 | 0.2 | 0.16 | 0.16
CC | 108.33 | 47.67 | 45.27 | 43.77 | 36.49 | 24.8
CSP | 0 | 0 | 0 | 0 | 0 | 0
CT | 0 | 0 | 0 | 0 | 0 | 0
Coal | 2.89 | 3.19 | 3.19 | 1.96 | 0 | 0
Geo | 4.1 | 120.4 | 120.4 | 120.4 | 120.4 | 120.4
H | 0 | 0 | 0 | 0 | 0 | 0
LFG | 0.02 | 0.07 | 0.07 | 0.07 | 0.07 | 0.07
Nuc | 41.61 | 41.61 | 41.61 | 41.61 | 41.61 | 41.61
PS | 0 | 0 | 0 | 0 | 0 | 0
PV | 0 | 0 | 0 | 0 | 0 | 0
PeakG | 0 | 0 | 0 | 0 | 0 | 0
PeakO | 0 | 0 | 0 | 0 | 0 | 0
ST | 0.02 | 0.02 | 0.02 | 0.02 | 0.02 | 0.02
STOG | 0.53 | 0.5 | 0.15 | 0.38 | 0.95 | 1.27
STWD | 1.98 | 1.98 | 0.05 | 1.22 | 1.22 | 0.75
WT | 0.07 | 0.07 | 0.07 | 0.07 | 0.07 | 0.07
IGCC | 0 | 0 | 0 | 0 | 0 | 0
DemandResponse | 0 | 0 | 0 | 0 | 0 | 0
IGCC-CCS | 0 | 0 | 0 | 0 | 0 | 0
WT_off | 0 | 0 | 0 | 0 | 0 | 0
PseudoUnit | 0 | 0 | 0 | 0 | 0 | 0
FixedInterchange | 0 | 0 | 0 | 0 | 0 | 0
Base VOM Costs by Reporting Type: ALB
ReportingType | 2015 | 2020 | 2025 | 2030 | 2035 | 2040
BM | 0 | 0 | 0 | 0 | 0 | 0
CC | 39.89 | 65.7 | 79.42 | 104.86 | 129.27 | 153.9
CSP | 0 | 0 | 0 | 0 | 0 | 0
CT | 0 | 0 | 0 | 0 | 0 | 0
Coal | 167.67 | 167.67 | 167.67 | 167.67 | 167.67 | 167.67
Geo | 0 | 0 | 0 | 0 | 0 | 0
H | 0 | 0 | 0 | 0 | 0 | 0
LFG | 0 | 0 | 0 | 0 | 0 | 0
Nuc | 0 | 0 | 0 | 0 | 0 | 0
PS | 0 | 0 | 0 | 0 | 0 | 0
PV | 0 | 0 | 0 | 0 | 0 | 0
PeakG | 0 | 0 | 0 | 0 | 0 | 0
PeakO | 0 | 0 | 0 | 0 | 0 | 0
ST | 0 | 0 | 0 | 0 | 0 | 0
STOG | 0 | 0 | 0 | 0 | 0 | 0
STWD | 0 | 0 | 0 | 0 | 0 | 0
WT | 0.02 | 0.02 | 0.02 | 0.02 | 0.02 | 0.02
IGCC | 0 | 0 | 0 | 0 | 0 | 0
DemandResponse | 0 | 0 | 0 | 0 | 0 | 0
IGCC-CCS | 0 | 0 | 0 | 0 | 0 | 0
WT_off | 0 | 0 | 0 | 0 | 0 | 0
PseudoUnit | 0 | 0 | 0 | 0 | 0 | 0
FixedInterchange | 0 | 0 | 0 | 0 | 0 | 0
Base VOM Costs by Reporting Type: BC
ReportingType | 2015 | 2020 | 2025 | 2030 | 2035 | 2040
BM | 0 | 0 | 0 | 0 | 0 | 0
CC | 28.54 | 46.85 | 65.77 | 86.2 | 106.17 | 110.66
CSP | 0 | 0 | 0 | 0 | 0 | 0
CT | 0 | 0 | 0 | 0 | 0 | 0
Coal | 0 | 0 | 0 | 0 | 0 | 0
Geo | 0 | 0 | 0 | 0 | 0 | 0
H | 0 | 0 | 0 | 0 | 0 | 0
LFG | 0 | 0 | 0 | 0 | 0 | 0
Nuc | 0 | 0 | 0 | 0 | 0 | 0
PS | 0 | 0 | 0 | 0 | 0 | 0
PV | 0 | 0 | 0 | 0 | 0 | 0
PeakG | 0 | 0 | 0 | 0 | 0 | 0
PeakO | 0 | 0 | 0 | 0 | 0 | 0
ST | 0 | 0 | 0 | 0 | 0 | 0
STOG | 1.56 | 0 | 0 | 0 | 0 | 0
STWD | 0 | 0 | 0 | 0 | 0 | 0
WT | 0.01 | 0.01 | 0.01 | 0.01 | 0.01 | 0.01
IGCC | 0 | 0 | 0 | 0 | 0 | 0
DemandResponse | 0 | 0 | 0 | 0 | 0 | 0
IGCC-CCS | 0 | 0 | 0 | 0 | 0 | 0
WT_off | 0 | 0 | 0 | 0 | 0 | 0
PseudoUnit | 0 | 0 | 0 | 0 | 0 | 0
FixedInterchange | 0 | 0 | 0 | 0 | 0 | 0
Base VOM Costs by Reporting Type: HQ_IESO
ReportingType | 2015 | 2020 | 2025 | 2030 | 2035 | 2040
BM | 0 | 0 | 0 | 0 | 0 | 0
CC | 0 | 0 | 0 | 0 | 0 | 0
CSP | 0 | 0 | 0 | 0 | 0 | 0
CT | 0 | 0 | 0 | 0 | 0 | 0
Coal | 0 | 0 | 0 | 0 | 0 | 0
Geo | 0 | 0 | 0 | 0 | 0 | 0
H | 0 | 0 | 0 | 0 | 0 | 0
LFG | 0 | 0 | 0 | 0 | 0 | 0
Nuc | 0 | 0 | 0 | 0 | 0 | 0
PS | 0 | 0 | 0 | 0 | 0 | 0
PV | 0 | 0 | 0 | 0 | 0 | 0
PeakG | 0 | 0 | 0 | 0 | 0 | 0
PeakO | 0 | 0 | 0 | 0 | 0 | 0
ST | 0 | 0 | 0 | 0 | 0 | 0
STOG | 0 | 0 | 0 | 0 | 0 | 0
STWD | 0 | 0 | 0 | 0 | 0 | 0
WT | 0 | 0 | 0 | 0 | 0 | 0
IGCC | 0 | 0 | 0 | 0 | 0 | 0
DemandResponse | 0 | 0 | 0 | 0 | 0 | 0
IGCC-CCS | 0 | 0 | 0 | 0 | 0 | 0
WT_off | 0 | 0 | 0 | 0 | 0 | 0
PseudoUnit | 0 | 0 | 0 | 0 | 0 | 0
FixedInterchange | 0 | 0 | 0 | 0 | 0 | 0
Base VOM Costs by Reporting Type: HQ_NEISO
ReportingType | 2015 | 2020 | 2025 | 2030 | 2035 | 2040
BM | 0 | 0 | 0 | 0 | 0 | 0
CC | 0 | 0 | 0 | 0 | 0 | 0
CSP | 0 | 0 | 0 | 0 | 0 | 0
CT | 0 | 0 | 0 | 0 | 0 | 0
Coal | 0 | 0 | 0 | 0 | 0 | 0
Geo | 0 | 0 | 0 | 0 | 0 | 0
H | 0 | 0 | 0 | 0 | 0 | 0
LFG | 0 | 0 | 0 | 0 | 0 | 0
Nuc | 0 | 0 | 0 | 0 | 0 | 0
PS | 0 | 0 | 0 | 0 | 0 | 0
PV | 0 | 0 | 0 | 0 | 0 | 0
PeakG | 0 | 0 | 0 | 0 | 0 | 0
PeakO | 0 | 0 | 0 | 0 | 0 | 0
ST | 0 | 0 | 0 | 0 | 0 | 0
STOG | 0 | 0 | 0 | 0 | 0 | 0
STWD | 0 | 0 | 0 | 0 | 0 | 0
WT | 0 | 0 | 0 | 0 | 0 | 0
IGCC | 0 | 0 | 0 | 0 | 0 | 0
DemandResponse | 0 | 0 | 0 | 0 | 0 | 0
IGCC-CCS | 0 | 0 | 0 | 0 | 0 | 0
WT_off | 0 | 0 | 0 | 0 | 0 | 0
PseudoUnit | 0 | 0 | 0 | 0 | 0 | 0
FixedInterchange | 0 | 0 | 0 | 0 | 0 | 0
Base VOM Costs by Reporting Type: HQ_NY
ReportingType | 2015 | 2020 | 2025 | 2030 | 2035 | 2040
BM | 0 | 0 | 0 | 0 | 0 | 0
CC | 0 | 0 | 0 | 0 | 0 | 0
CSP | 0 | 0 | 0 | 0 | 0 | 0
CT | 0 | 0 | 0 | 0 | 0 | 0
Coal | 0 | 0 | 0 | 0 | 0 | 0
Geo | 0 | 0 | 0 | 0 | 0 | 0
H | 0 | 0 | 0 | 0 | 0 | 0
LFG | 0 | 0 | 0 | 0 | 0 | 0
Nuc | 0 | 0 | 0 | 0 | 0 | 0
PS | 0 | 0 | 0 | 0 | 0 | 0
PV | 0 | 0 | 0 | 0 | 0 | 0
PeakG | 0 | 0 | 0 | 0 | 0 | 0
PeakO | 0 | 0 | 0 | 0 | 0 | 0
ST | 0 | 0 | 0 | 0 | 0 | 0
STOG | 0 | 0 | 0 | 0 | 0 | 0
STWD | 0 | 0 | 0 | 0 | 0 | 0
WT | 0 | 0 | 0 | 0 | 0 | 0
IGCC | 0 | 0 | 0 | 0 | 0 | 0
DemandResponse | 0 | 0 | 0 | 0 | 0 | 0
IGCC-CCS | 0 | 0 | 0 | 0 | 0 | 0
WT_off | 0 | 0 | 0 | 0 | 0 | 0
PseudoUnit | 0 | 0 | 0 | 0 | 0 | 0
FixedInterchange | 0 | 0 | 0 | 0 | 0 | 0
Base VOM Costs by Reporting Type: MARITIMES
ReportingType | 2015 | 2020 | 2025 | 2030 | 2035 | 2040
BM | 0 | 0 | 0 | 0 | 0 | 0
CC | 0 | 0 | 0 | 0 | 0 | 0
CSP | 0 | 0 | 0 | 0 | 0 | 0
CT | 0 | 0 | 0 | 0 | 0 | 0
Coal | 0 | 0 | 0 | 0 | 0 | 0
Geo | 0 | 0 | 0 | 0 | 0 | 0
H | 0 | 0 | 0 | 0 | 0 | 0
LFG | 0 | 0 | 0 | 0 | 0 | 0
Nuc | 0 | 0 | 0 | 0 | 0 | 0
PS | 0 | 0 | 0 | 0 | 0 | 0
PV | 0 | 0 | 0 | 0 | 0 | 0
PeakG | 0 | 0 | 0 | 0 | 0 | 0
PeakO | 0 | 0 | 0 | 0 | 0 | 0
ST | 0 | 0 | 0 | 0 | 0 | 0
STOG | 0 | 0 | 0 | 0 | 0 | 0
STWD | 0 | 0 | 0 | 0 | 0 | 0
WT | 0 | 0 | 0 | 0 | 0 | 0
IGCC | 0 | 0 | 0 | 0 | 0 | 0
DemandResponse | 0 | 0 | 0 | 0 | 0 | 0
IGCC-CCS | 0 | 0 | 0 | 0 | 0 | 0
WT_off | 0 | 0 | 0 | 0 | 0 | 0
PseudoUnit | 0 | 0 | 0 | 0 | 0 | 0
FixedInterchange | 0 | 0 | 0 | 0 | 0 | 0
Base VOM Costs by Reporting Type: All
ReportingType | 2015 | 2020 | 2025 | 2030 | 2035 | 2040
BM | 9.67 | 12.27 | 6.23 | 9.79 | 16.63 | 19.43
CC | 3028.87 | 3882.86 | 4092.92 | 4835.47 | 5750.05 | 6355.77
CSP | 0 | 0 | 0 | 0 | 0 | 0
CT | 5.86 | 13.97 | 17.4 | 27.07 | 39.44 | 45.08
Coal | 6824.68 | 7078.64 | 7659.92 | 7901.58 | 8438.21 | 9248.36
Geo | 11.14 | 177.58 | 532.83 | 532.83 | 532.83 | 532.83
H | 0 | 0 | 0 | 0 | 0 | 0
LFG | 0.38 | 0.54 | 0.73 | 0.79 | 0.79 | 0.79
Nuc | 2164.81 | 2225.48 | 2225.48 | 2197.96 | 1706.52 | 1342.12
PS | 0 | 0 | 0 | 0 | 0 | 0
PV | 0.02 | 0.03 | 0.05 | 0.05 | 0.05 | 0.05
PeakG | 20.48 | 26.78 | 33.98 | 32.59 | 36.91 | 26.94
PeakO | 0 | 0 | 0 | 0 | 0 | 0
ST | 0.03 | 0.06 | 0.07 | 0.08 | 0.08 | 0.08
STOG | 43.49 | 45.75 | 49.73 | 47.28 | 45.8 | 43.29
STWD | 18.68 | 15.6 | 4.95 | 16.7 | 19.4 | 19.65
WT | 2.03 | 2.61 | 2.78 | 2.87 | 3.3 | 3.68
IGCC | 30.43 | 30.43 | 30.43 | 30.43 | 30.43 | 30.43
DemandResponse | 0 | 0 | 0 | 0 | 0 | 0
IGCC-CCS | 0 | 0 | 0 | 0 | 0 | 0
WT_off | 0.02 | 0.02 | 0.06 | 0.06 | 0.04 | 0.04
PseudoUnit | 0 | 0 | 0 | 0 | 0 | 0
FixedInterchange | 0 | 0 | 0 | 0 | 0 | 0
Base VOM Costs by Reporting Type: EI_US
ReportingType | 2015 | 2020 | 2025 | 2030 | 2035 | 2040
BM | 9.44 | 12.04 | 6.22 | 8.37 | 14.76 | 17.56
CC | 1908.09 | 2649.62 | 2751.65 | 3178.06 | 3809.82 | 4278.77
CSP | 0 | 0 | 0 | 0 | 0 | 0
CT | 5.86 | 13.97 | 16.63 | 25.64 | 38.58 | 43.8
Coal | 5398.09 | 5442.73 | 5944.6 | 6145.1 | 6639.5 | 7158.6
Geo | 0 | 0 | 0 | 0 | 0 | 0
H | 0 | 0 | 0 | 0 | 0 | 0
LFG | 0.32 | 0.37 | 0.51 | 0.57 | 0.57 | 0.57
Nuc | 1653.22 | 1713.9 | 1713.9 | 1686.38 | 1213.99 | 878.06
PS | 0 | 0 | 0 | 0 | 0 | 0
PV | 0 | 0.02 | 0.03 | 0.04 | 0.04 | 0.04
PeakG | 20.36 | 26.65 | 31.78 | 28.41 | 31.65 | 25.46
PeakO | 0 | 0 | 0 | 0 | 0 | 0
ST | 0 | 0 | 0 | 0 | 0 | 0
STOG | 28.52 | 31.87 | 33.98 | 33.85 | 33.07 | 31.17
STWD | 8.91 | 5.83 | 4.83 | 7.97 | 10.63 | 10.89
WT | 1.2 | 1.34 | 1.51 | 1.58 | 2.08 | 2.45
IGCC | 30.43 | 30.43 | 30.43 | 30.43 | 30.43 | 30.43
DemandResponse | 0 | 0 | 0 | 0 | 0 | 0
IGCC-CCS | 0 | 0 | 0 | 0 | 0 | 0
WT_off | 0.02 | 0.02 | 0.06 | 0.06 | 0.04 | 0.04
PseudoUnit | 0 | 0 | 0 | 0 | 0 | 0
FixedInterchange | 0 | 0 | 0 | 0 | 0 | 0
Base VOM Costs by Reporting Type: EI_Canada
ReportingType | 2015 | 2020 | 2025 | 2030 | 2035 | 2040
BM | 0 | 0 | 0 | 0 | 0 | 0
CC | 34.44 | 54.67 | 60.39 | 82.77 | 108.09 | 170.52
CSP | 0 | 0 | 0 | 0 | 0 | 0
CT | 0 | 0 | 0 | 0 | 0.86 | 1.18
Coal | 0.36 | 0.56 | 1.3 | 7.16 | 13.46 | 15.55
Geo | 0 | 0 | 0 | 0 | 0 | 0
H | 0 | 0 | 0 | 0 | 0 | 0
LFG | 0.01 | 0.01 | 0.01 | 0.01 | 0.01 | 0.01
Nuc | 240.73 | 240.73 | 240.73 | 240.73 | 221.68 | 193.2
PS | 0 | 0 | 0 | 0 | 0 | 0
PV | 0 | 0 | 0 | 0 | 0 | 0
PeakG | 0 | 0 | 0 | 0 | 0.01 | 0.04
PeakO | 0 | 0 | 0 | 0 | 0 | 0
ST | 0 | 0 | 0 | 0 | 0 | 0
STOG | 0 | 0 | 0 | 0 | 0 | 0
STWD | 0 | 0 | 0 | 0 | 0 | 0
WT | 0.11 | 0.11 | 0.11 | 0.11 | 0.05 | 0.05
IGCC | 0 | 0 | 0 | 0 | 0 | 0
DemandResponse | 0 | 0 | 0 | 0 | 0 | 0
IGCC-CCS | 0 | 0 | 0 | 0 | 0 | 0
WT_off | 0 | 0 | 0 | 0 | 0 | 0
PseudoUnit | 0 | 0 | 0 | 0 | 0 | 0
FixedInterchange | 0 | 0 | 0 | 0 | 0 | 0
Base VOM Costs by Reporting Type: EI
ReportingType | 2015 | 2020 | 2025 | 2030 | 2035 | 2040
BM | 9.44 | 12.04 | 6.22 | 8.37 | 14.76 | 17.56
CC | 1942.53 | 2704.29 | 2812.05 | 3260.83 | 3917.91 | 4449.28
CSP | 0 | 0 | 0 | 0 | 0 | 0
CT | 5.86 | 13.97 | 16.63 | 25.64 | 39.44 | 44.99
Coal | 5398.45 | 5443.29 | 5945.9 | 6152.26 | 6652.96 | 7174.14
Geo | 0 | 0 | 0 | 0 | 0 | 0
H | 0 | 0 | 0 | 0 | 0 | 0
LFG | 0.33 | 0.38 | 0.52 | 0.58 | 0.58 | 0.58
Nuc | 1893.95 | 1954.63 | 1954.63 | 1927.11 | 1435.67 | 1071.27
PS | 0 | 0 | 0 | 0 | 0 | 0
PV | 0.01 | 0.02 | 0.04 | 0.04 | 0.04 | 0.04
PeakG | 20.36 | 26.65 | 31.78 | 28.41 | 31.66 | 25.5
PeakO | 0 | 0 | 0 | 0 | 0 | 0
ST | 0 | 0 | 0 | 0 | 0 | 0
STOG | 28.52 | 31.87 | 33.98 | 33.85 | 33.07 | 31.17
STWD | 8.91 | 5.83 | 4.83 | 7.97 | 10.63 | 10.89
WT | 1.31 | 1.45 | 1.62 | 1.69 | 2.13 | 2.51
IGCC | 30.43 | 30.43 | 30.43 | 30.43 | 30.43 | 30.43
DemandResponse | 0 | 0 | 0 | 0 | 0 | 0
IGCC-CCS | 0 | 0 | 0 | 0 | 0 | 0
WT_off | 0.02 | 0.02 | 0.06 | 0.06 | 0.04 | 0.04
PseudoUnit | 0 | 0 | 0 | 0 | 0 | 0
FixedInterchange | 0 | 0 | 0 | 0 | 0 | 0
Base VOM Costs by Reporting Type: Outside_EI
ReportingType | 2015 | 2020 | 2025 | 2030 | 2035 | 2040
BM | 0.22 | 0.23 | 0.01 | 1.41 | 1.87 | 1.87
CC | 1086.34 | 1178.57 | 1280.87 | 1574.65 | 1832.14 | 1906.49
CSP | 0 | 0 | 0 | 0 | 0 | 0
CT | 0 | 0 | 0.77 | 1.43 | 0 | 0.09
Coal | 1426.23 | 1635.35 | 1714.02 | 1749.32 | 1785.25 | 2074.22
Geo | 11.13 | 177.57 | 532.83 | 532.83 | 532.83 | 532.83
H | 0 | 0 | 0 | 0 | 0 | 0
LFG | 0.05 | 0.16 | 0.2 | 0.2 | 0.2 | 0.2
Nuc | 270.85 | 270.85 | 270.85 | 270.85 | 270.85 | 270.85
PS | 0 | 0 | 0 | 0 | 0 | 0
PV | 0.01 | 0.01 | 0.01 | 0.01 | 0.01 | 0.01
PeakG | 0.12 | 0.13 | 2.2 | 4.19 | 5.25 | 1.44
PeakO | 0 | 0 | 0 | 0 | 0 | 0
ST | 0.03 | 0.06 | 0.07 | 0.08 | 0.08 | 0.08
STOG | 14.96 | 13.88 | 15.74 | 13.43 | 12.73 | 12.13
STWD | 9.77 | 9.77 | 0.12 | 8.73 | 8.76 | 8.76
WT | 0.72 | 1.16 | 1.16 | 1.17 | 1.17 | 1.17
IGCC | 0 | 0 | 0 | 0 | 0 | 0
DemandResponse | 0 | 0 | 0 | 0 | 0 | 0
IGCC-CCS | 0 | 0 | 0 | 0 | 0 | 0
WT_off | 0 | 0 | 0 | 0 | 0 | 0
PseudoUnit | 0 | 0 | 0 | 0 | 0 | 0
FixedInterchange | 0 | 0 | 0 | 0 | 0 | 0
#9 | 0.05: Retrofit VOM Costs ($million)
Retrofit VOM Costs by Reporting Type: Entergy
ReportingType | 2015 | 2020 | 2025 | 2030 | 2035 | 2040
BM | 0 | 0 | 0 | 0 | 0 | 0
CC | 0 | 0 | 0 | 0 | 0 | 0
CSP | 0 | 0 | 0 | 0 | 0 | 0
CT | 0 | 0 | 0 | 0 | 0 | 0
Coal | 13.97 | 255.27 | 390.85 | 420 | 420 | 420
Geo | 0 | 0 | 0 | 0 | 0 | 0
H | 0 | 0 | 0 | 0 | 0 | 0
LFG | 0 | 0 | 0 | 0 | 0 | 0
Nuc | 0 | 0 | 0 | 0 | 0 | 0
PS | 0 | 0 | 0 | 0 | 0 | 0
PV | 0 | 0 | 0 | 0 | 0 | 0
PeakG | 0 | 0 | 0 | 0 | 0 | 0
PeakO | 0 | 0 | 0 | 0 | 0 | 0
ST | 0 | 0 | 0 | 0 | 0 | 0
STOG | 0 | 0 | 0 | 0 | 0 | 0
STWD | 0 | 0 | 0 | 0 | 0 | 0
WT | 0 | 0 | 0 | 0 | 0 | 0
IGCC | 0 | 0 | 0 | 0 | 0 | 0
DemandResponse | 0 | 0 | 0 | 0 | 0 | 0
IGCC-CCS | 0 | 0 | 0 | 0 | 0 | 0
WT_off | 0 | 0 | 0 | 0 | 0 | 0
PseudoUnit | 0 | 0 | 0 | 0 | 0 | 0
FixedInterchange | 0 | 0 | 0 | 0 | 0 | 0
Retrofit VOM Costs by Reporting Type: FRCC
ReportingType | 2015 | 2020 | 2025 | 2030 | 2035 | 2040
BM | 0 | 0 | 0 | 0 | 0 | 0
CC | 0 | 0 | 0 | 0 | 0 | 0
CSP | 0 | 0 | 0 | 0 | 0 | 0
CT | 0 | 0 | 0 | 0 | 0 | 0
Coal | 219.46 | 261.05 | 289.9 | 297.61 | 309.24 | 309.24
Geo | 0 | 0 | 0 | 0 | 0 | 0
H | 0 | 0 | 0 | 0 | 0 | 0
LFG | 0 | 0 | 0 | 0 | 0 | 0
Nuc | 0 | 0 | 0 | 0 | 0 | 0
PS | 0 | 0 | 0 | 0 | 0 | 0
PV | 0 | 0 | 0 | 0 | 0 | 0
PeakG | 0 | 0 | 0 | 0 | 0 | 0
PeakO | 0 | 0 | 0 | 0 | 0 | 0
ST | 0 | 0 | 0 | 0 | 0 | 0
STOG | 0 | 0 | 0 | 0 | 0 | 0
STWD | 0 | 0 | 0 | 0 | 0 | 0
WT | 0 | 0 | 0 | 0 | 0 | 0
IGCC | 0 | 0 | 0 | 0 | 0 | 0
DemandResponse | 0 | 0 | 0 | 0 | 0 | 0
IGCC-CCS | 0 | 0 | 0 | 0 | 0 | 0
WT_off | 0 | 0 | 0 | 0 | 0 | 0
PseudoUnit | 0 | 0 | 0 | 0 | 0 | 0
FixedInterchange | 0 | 0 | 0 | 0 | 0 | 0
Retrofit VOM Costs by Reporting Type: MAPP_US
ReportingType | 2015 | 2020 | 2025 | 2030 | 2035 | 2040
BM | 0 | 0 | 0 | 0 | 0 | 0
CC | 0 | 0 | 0 | 0 | 0 | 0
CSP | 0 | 0 | 0 | 0 | 0 | 0
CT | 0 | 0 | 0 | 0 | 0 | 0
Coal | 89.13 | 111.87 | 113.15 | 113.15 | 114.4 | 114.4
Geo | 0 | 0 | 0 | 0 | 0 | 0
H | 0 | 0 | 0 | 0 | 0 | 0
LFG | 0 | 0 | 0 | 0 | 0 | 0
Nuc | 0 | 0 | 0 | 0 | 0 | 0
PS | 0 | 0 | 0 | 0 | 0 | 0
PV | 0 | 0 | 0 | 0 | 0 | 0
PeakG | 0 | 0 | 0 | 0 | 0 | 0
PeakO | 0 | 0 | 0 | 0 | 0 | 0
ST | 0 | 0 | 0 | 0 | 0 | 0
STOG | 0 | 0 | 0 | 0 | 0 | 0
STWD | 0 | 0 | 0 | 0 | 0 | 0
WT | 0 | 0 | 0 | 0 | 0 | 0
IGCC | 0 | 0 | 0 | 0 | 0 | 0
DemandResponse | 0 | 0 | 0 | 0 | 0 | 0
IGCC-CCS | 0 | 0 | 0 | 0 | 0 | 0
WT_off | 0 | 0 | 0 | 0 | 0 | 0
PseudoUnit | 0 | 0 | 0 | 0 | 0 | 0
FixedInterchange | 0 | 0 | 0 | 0 | 0 | 0
Retrofit VOM Costs by Reporting Type: MISO_IN
ReportingType | 2015 | 2020 | 2025 | 2030 | 2035 | 2040
BM | 0 | 0 | 0 | 0 | 0 | 0
CC | 0 | 0 | 0 | 0 | 0 | 0
CSP | 0 | 0 | 0 | 0 | 0 | 0
CT | 0 | 0 | 0 | 0 | 0 | 0
Coal | 289.59 | 456.07 | 512 | 536.15 | 570.75 | 588.83
Geo | 0 | 0 | 0 | 0 | 0 | 0
H | 0 | 0 | 0 | 0 | 0 | 0
LFG | 0 | 0 | 0 | 0 | 0 | 0
Nuc | 0 | 0 | 0 | 0 | 0 | 0
PS | 0 | 0 | 0 | 0 | 0 | 0
PV | 0 | 0 | 0 | 0 | 0 | 0
PeakG | 0 | 0 | 0 | 0 | 0 | 0
PeakO | 0 | 0 | 0 | 0 | 0 | 0
ST | 0 | 0 | 0 | 0 | 0 | 0
STOG | 0 | 0 | 0 | 0 | 0 | 0
STWD | 0 | 0 | 0 | 0 | 0 | 0
WT | 0 | 0 | 0 | 0 | 0 | 0
IGCC | 0 | 0 | 0 | 0 | 0 | 0
DemandResponse | 0 | 0 | 0 | 0 | 0 | 0
IGCC-CCS | 0 | 0 | 0 | 0 | 0 | 0
WT_off | 0 | 0 | 0 | 0 | 0 | 0
PseudoUnit | 0 | 0 | 0 | 0 | 0 | 0
FixedInterchange | 0 | 0 | 0 | 0 | 0 | 0
Retrofit VOM Costs by Reporting Type: MISO_MI
ReportingType | 2015 | 2020 | 2025 | 2030 | 2035 | 2040
BM | 0 | 0 | 0 | 0 | 0 | 0
CC | 0 | 0 | 0 | 0 | 0 | 0
CSP | 0 | 0 | 0 | 0 | 0 | 0
CT | 0 | 0 | 0 | 0 | 0 | 0
Coal | 37.3 | 200.03 | 233.56 | 252.82 | 264.54 | 267.89
Geo | 0 | 0 | 0 | 0 | 0 | 0
H | 0 | 0 | 0 | 0 | 0 | 0
LFG | 0 | 0 | 0 | 0 | 0 | 0
Nuc | 0 | 0 | 0 | 0 | 0 | 0
PS | 0 | 0 | 0 | 0 | 0 | 0
PV | 0 | 0 | 0 | 0 | 0 | 0
PeakG | 0 | 0 | 0 | 0 | 0 | 0
PeakO | 0 | 0 | 0 | 0 | 0 | 0
ST | 0 | 0 | 0 | 0 | 0 | 0
STOG | 0 | 0 | 0 | 0 | 0 | 0
STWD | 0 | 0 | 0 | 0 | 0 | 0
WT | 0 | 0 | 0 | 0 | 0 | 0
IGCC | 0 | 0 | 0 | 0 | 0 | 0
DemandResponse | 0 | 0 | 0 | 0 | 0 | 0
IGCC-CCS | 0 | 0 | 0 | 0 | 0 | 0
WT_off | 0 | 0 | 0 | 0 | 0 | 0
PseudoUnit | 0 | 0 | 0 | 0 | 0 | 0
FixedInterchange | 0 | 0 | 0 | 0 | 0 | 0
Retrofit VOM Costs by Reporting Type: MISO_MO-IL
ReportingType | 2015 | 2020 | 2025 | 2030 | 2035 | 2040
BM | 0 | 0 | 0 | 0 | 0 | 0
CC | 0 | 0 | 0 | 0 | 0 | 0
CSP | 0 | 0 | 0 | 0 | 0 | 0
CT | 0 | 0 | 0 | 0 | 0 | 0
Coal | 98.92 | 399.23 | 511.87 | 576.88 | 617.97 | 617.97
Geo | 0 | 0 | 0 | 0 | 0 | 0
H | 0 | 0 | 0 | 0 | 0 | 0
LFG | 0 | 0 | 0 | 0 | 0 | 0
Nuc | 0 | 0 | 0 | 0 | 0 | 0
PS | 0 | 0 | 0 | 0 | 0 | 0
PV | 0 | 0 | 0 | 0 | 0 | 0
PeakG | 0 | 0 | 0 | 0 | 0 | 0
PeakO | 0 | 0 | 0 | 0 | 0 | 0
ST | 0 | 0 | 0 | 0 | 0 | 0
STOG | 0 | 0 | 0 | 0 | 0 | 0
STWD | 0 | 0 | 0 | 0 | 0 | 0
WT | 0 | 0 | 0 | 0 | 0 | 0
IGCC | 0 | 0 | 0 | 0 | 0 | 0
DemandResponse | 0 | 0 | 0 | 0 | 0 | 0
IGCC-CCS | 0 | 0 | 0 | 0 | 0 | 0
WT_off | 0 | 0 | 0 | 0 | 0 | 0
PseudoUnit | 0 | 0 | 0 | 0 | 0 | 0
FixedInterchange | 0 | 0 | 0 | 0 | 0 | 0
Retrofit VOM Costs by Reporting Type: MISO_W
ReportingType | 2015 | 2020 | 2025 | 2030 | 2035 | 2040
BM | 0 | 0 | 0 | 0 | 0 | 0
CC | 0 | 0 | 0 | 0 | 0 | 0
CSP | 0 | 0 | 0 | 0 | 0 | 0
CT | 0 | 0 | 0 | 0 | 0 | 0
Coal | 144.38 | 406.85 | 426.59 | 431.26 | 433.8 | 433.8
Geo | 0 | 0 | 0 | 0 | 0 | 0
H | 0 | 0 | 0 | 0 | 0 | 0
LFG | 0 | 0 | 0 | 0 | 0 | 0
Nuc | 0 | 0 | 0 | 0 | 0 | 0
PS | 0 | 0 | 0 | 0 | 0 | 0
PV | 0 | 0 | 0 | 0 | 0 | 0
PeakG | 0 | 0 | 0 | 0 | 0 | 0
PeakO | 0 | 0 | 0 | 0 | 0 | 0
ST | 0 | 0 | 0 | 0 | 0 | 0
STOG | 0 | 0 | 0 | 0 | 0 | 0
STWD | 0 | 0 | 0 | 0 | 0 | 0
WT | 0 | 0 | 0 | 0 | 0 | 0
IGCC | 0 | 0 | 0 | 0 | 0 | 0
DemandResponse | 0 | 0 | 0 | 0 | 0 | 0
IGCC-CCS | 0 | 0 | 0 | 0 | 0 | 0
WT_off | 0 | 0 | 0 | 0 | 0 | 0
PseudoUnit | 0 | 0 | 0 | 0 | 0 | 0
FixedInterchange | 0 | 0 | 0 | 0 | 0 | 0
Retrofit VOM Costs by Reporting Type: MISO_WUMS
ReportingType | 2015 | 2020 | 2025 | 2030 | 2035 | 2040
BM | 0 | 0 | 0 | 0 | 0 | 0
CC | 0 | 0 | 0 | 0 | 0 | 0
CSP | 0 | 0 | 0 | 0 | 0 | 0
CT | 0 | 0 | 0 | 0 | 0 | 0
Coal | 66.66 | 123.1 | 147.18 | 172.17 | 184.65 | 185.33
Geo | 0 | 0 | 0 | 0 | 0 | 0
H | 0 | 0 | 0 | 0 | 0 | 0
LFG | 0 | 0 | 0 | 0 | 0 | 0
Nuc | 0 | 0 | 0 | 0 | 0 | 0
PS | 0 | 0 | 0 | 0 | 0 | 0
PV | 0 | 0 | 0 | 0 | 0 | 0
PeakG | 0 | 0 | 0 | 0 | 0 | 0
PeakO | 0 | 0 | 0 | 0 | 0 | 0
ST | 0 | 0 | 0 | 0 | 0 | 0
STOG | 0 | 0 | 0 | 0 | 0 | 0
STWD | 0 | 0 | 0 | 0 | 0 | 0
WT | 0 | 0 | 0 | 0 | 0 | 0
IGCC | 0 | 0 | 0 | 0 | 0 | 0
DemandResponse | 0 | 0 | 0 | 0 | 0 | 0
IGCC-CCS | 0 | 0 | 0 | 0 | 0 | 0
WT_off | 0 | 0 | 0 | 0 | 0 | 0
PseudoUnit | 0 | 0 | 0 | 0 | 0 | 0
FixedInterchange | 0 | 0 | 0 | 0 | 0 | 0
Retrofit VOM Costs by Reporting Type: Nebraska
ReportingType | 2015 | 2020 | 2025 | 2030 | 2035 | 2040
BM | 0 | 0 | 0 | 0 | 0 | 0
CC | 0 | 0 | 0 | 0 | 0 | 0
CSP | 0 | 0 | 0 | 0 | 0 | 0
CT | 0 | 0 | 0 | 0 | 0 | 0
Coal | 16.57 | 135.66 | 135.66 | 135.66 | 135.66 | 135.66
Geo | 0 | 0 | 0 | 0 | 0 | 0
H | 0 | 0 | 0 | 0 | 0 | 0
LFG | 0 | 0 | 0 | 0 | 0 | 0
Nuc | 0 | 0 | 0 | 0 | 0 | 0
PS | 0 | 0 | 0 | 0 | 0 | 0
PV | 0 | 0 | 0 | 0 | 0 | 0
PeakG | 0 | 0 | 0 | 0 | 0 | 0
PeakO | 0 | 0 | 0 | 0 | 0 | 0
ST | 0 | 0 | 0 | 0 | 0 | 0
STOG | 0 | 0 | 0 | 0 | 0 | 0
STWD | 0 | 0 | 0 | 0 | 0 | 0
WT | 0 | 0 | 0 | 0 | 0 | 0
IGCC | 0 | 0 | 0 | 0 | 0 | 0
DemandResponse | 0 | 0 | 0 | 0 | 0 | 0
IGCC-CCS | 0 | 0 | 0 | 0 | 0 | 0
WT_off | 0 | 0 | 0 | 0 | 0 | 0
PseudoUnit | 0 | 0 | 0 | 0 | 0 | 0
FixedInterchange | 0 | 0 | 0 | 0 | 0 | 0
Retrofit VOM Costs by Reporting Type: NEISO
ReportingType | 2015 | 2020 | 2025 | 2030 | 2035 | 2040
BM | 0 | 0 | 0 | 0 | 0 | 0
CC | 0 | 0 | 0 | 0 | 0 | 0
CSP | 0 | 0 | 0 | 0 | 0 | 0
CT | 0 | 0 | 0 | 0 | 0 | 0
Coal | 0.16 | 0 | 0 | 0 | 0 | 0
Geo | 0 | 0 | 0 | 0 | 0 | 0
H | 0 | 0 | 0 | 0 | 0 | 0
LFG | 0 | 0 | 0 | 0 | 0 | 0
Nuc | 0 | 0 | 0 | 0 | 0 | 0
PS | 0 | 0 | 0 | 0 | 0 | 0
PV | 0 | 0 | 0 | 0 | 0 | 0
PeakG | 0 | 0 | 0 | 0 | 0 | 0
PeakO | 0 | 0 | 0 | 0 | 0 | 0
ST | 0 | 0 | 0 | 0 | 0 | 0
STOG | 0 | 0 | 0 | 0 | 0 | 0
STWD | 0 | 0 | 0 | 0 | 0 | 0
WT | 0 | 0 | 0 | 0 | 0 | 0
IGCC | 0 | 0 | 0 | 0 | 0 | 0
DemandResponse | 0 | 0 | 0 | 0 | 0 | 0
IGCC-CCS | 0 | 0 | 0 | 0 | 0 | 0
WT_off | 0 | 0 | 0 | 0 | 0 | 0
PseudoUnit | 0 | 0 | 0 | 0 | 0 | 0
FixedInterchange | 0 | 0 | 0 | 0 | 0 | 0
Retrofit VOM Costs by Reporting Type: NonRTO_Midwest
ReportingType | 2015 | 2020 | 2025 | 2030 | 2035 | 2040
BM | 0 | 0 | 0 | 0 | 0 | 0
CC | 0 | 0 | 0 | 0 | 0 | 0
CSP | 0 | 0 | 0 | 0 | 0 | 0
CT | 0 | 0 | 0 | 0 | 0 | 0
Coal | 246.03 | 330.05 | 339.17 | 348.68 | 369.86 | 388.27
Geo | 0 | 0 | 0 | 0 | 0 | 0
H | 0 | 0 | 0 | 0 | 0 | 0
LFG | 0 | 0 | 0 | 0 | 0 | 0
Nuc | 0 | 0 | 0 | 0 | 0 | 0
PS | 0 | 0 | 0 | 0 | 0 | 0
PV | 0 | 0 | 0 | 0 | 0 | 0
PeakG | 0 | 0 | 0 | 0 | 0 | 0
PeakO | 0 | 0 | 0 | 0 | 0 | 0
ST | 0 | 0 | 0 | 0 | 0 | 0
STOG | 0 | 0 | 0 | 0 | 0 | 0
STWD | 0 | 0 | 0 | 0 | 0 | 0
WT | 0 | 0 | 0 | 0 | 0 | 0
IGCC | 0 | 0 | 0 | 0 | 0 | 0
DemandResponse | 0 | 0 | 0 | 0 | 0 | 0
IGCC-CCS | 0 | 0 | 0 | 0 | 0 | 0
WT_off | 0 | 0 | 0 | 0 | 0 | 0
PseudoUnit | 0 | 0 | 0 | 0 | 0 | 0
FixedInterchange | 0 | 0 | 0 | 0 | 0 | 0
Retrofit VOM Costs by Reporting Type: NYISO_A-F
ReportingType | 2015 | 2020 | 2025 | 2030 | 2035 | 2040
BM | 0 | 0 | 0 | 0 | 0 | 0
CC | 0 | 0 | 0 | 0 | 0 | 0
CSP | 0 | 0 | 0 | 0 | 0 | 0
CT | 0 | 0 | 0 | 0 | 0 | 0
Coal | 0 | 0 | 0 | 0 | 0 | 0
Geo | 0 | 0 | 0 | 0 | 0 | 0
H | 0 | 0 | 0 | 0 | 0 | 0
LFG | 0 | 0 | 0 | 0 | 0 | 0
Nuc | 0 | 0 | 0 | 0 | 0 | 0
PS | 0 | 0 | 0 | 0 | 0 | 0
PV | 0 | 0 | 0 | 0 | 0 | 0
PeakG | 0 | 0 | 0 | 0 | 0 | 0
PeakO | 0 | 0 | 0 | 0 | 0 | 0
ST | 0 | 0 | 0 | 0 | 0 | 0
STOG | 0 | 0 | 0 | 0 | 0 | 0
STWD | 0 | 0 | 0 | 0 | 0 | 0
WT | 0 | 0 | 0 | 0 | 0 | 0
IGCC | 0 | 0 | 0 | 0 | 0 | 0
DemandResponse | 0 | 0 | 0 | 0 | 0 | 0
IGCC-CCS | 0 | 0 | 0 | 0 | 0 | 0
WT_off | 0 | 0 | 0 | 0 | 0 | 0
PseudoUnit | 0 | 0 | 0 | 0 | 0 | 0
FixedInterchange | 0 | 0 | 0 | 0 | 0 | 0
Retrofit VOM Costs by Reporting Type: NYISO_G-I
ReportingType | 2015 | 2020 | 2025 | 2030 | 2035 | 2040
BM | 0 | 0 | 0 | 0 | 0 | 0
CC | 0 | 0 | 0 | 0 | 0 | 0
CSP | 0 | 0 | 0 | 0 | 0 | 0
CT | 0 | 0 | 0 | 0 | 0 | 0
Coal | 0 | 0 | 0 | 0 | 0 | 0
Geo | 0 | 0 | 0 | 0 | 0 | 0
H | 0 | 0 | 0 | 0 | 0 | 0
LFG | 0 | 0 | 0 | 0 | 0 | 0
Nuc | 0 | 0 | 0 | 0 | 0 | 0
PS | 0 | 0 | 0 | 0 | 0 | 0
PV | 0 | 0 | 0 | 0 | 0 | 0
PeakG | 0 | 0 | 0 | 0 | 0 | 0
PeakO | 0 | 0 | 0 | 0 | 0 | 0
ST | 0 | 0 | 0 | 0 | 0 | 0
STOG | 0 | 0 | 0 | 0 | 0 | 0
STWD | 0 | 0 | 0 | 0 | 0 | 0
WT | 0 | 0 | 0 | 0 | 0 | 0
IGCC | 0 | 0 | 0 | 0 | 0 | 0
DemandResponse | 0 | 0 | 0 | 0 | 0 | 0
IGCC-CCS | 0 | 0 | 0 | 0 | 0 | 0
WT_off | 0 | 0 | 0 | 0 | 0 | 0
PseudoUnit | 0 | 0 | 0 | 0 | 0 | 0
FixedInterchange | 0 | 0 | 0 | 0 | 0 | 0
Retrofit VOM Costs by Reporting Type: NYISO_J-K
ReportingType | 2015 | 2020 | 2025 | 2030 | 2035 | 2040
BM | 0 | 0 | 0 | 0 | 0 | 0
CC | 0 | 0 | 0 | 0 | 0 | 0
CSP | 0 | 0 | 0 | 0 | 0 | 0
CT | 0 | 0 | 0 | 0 | 0 | 0
Coal | 0 | 0 | 0 | 0 | 0 | 0
Geo | 0 | 0 | 0 | 0 | 0 | 0
H | 0 | 0 | 0 | 0 | 0 | 0
LFG | 0 | 0 | 0 | 0 | 0 | 0
Nuc | 0 | 0 | 0 | 0 | 0 | 0
PS | 0 | 0 | 0 | 0 | 0 | 0
PV | 0 | 0 | 0 | 0 | 0 | 0
PeakG | 0 | 0 | 0 | 0 | 0 | 0
PeakO | 0 | 0 | 0 | 0 | 0 | 0
ST | 0 | 0 | 0 | 0 | 0 | 0
STOG | 0 | 0 | 0 | 0 | 0 | 0
STWD | 0 | 0 | 0 | 0 | 0 | 0
WT | 0 | 0 | 0 | 0 | 0 | 0
IGCC | 0 | 0 | 0 | 0 | 0 | 0
DemandResponse | 0 | 0 | 0 | 0 | 0 | 0
IGCC-CCS | 0 | 0 | 0 | 0 | 0 | 0
WT_off | 0 | 0 | 0 | 0 | 0 | 0
PseudoUnit | 0 | 0 | 0 | 0 | 0 | 0
FixedInterchange | 0 | 0 | 0 | 0 | 0 | 0
Retrofit VOM Costs by Reporting Type: PJM_E
ReportingType | 2015 | 2020 | 2025 | 2030 | 2035 | 2040
BM | 0 | 0 | 0 | 0 | 0 | 0
CC | 0 | 0 | 0 | 0 | 0 | 0
CSP | 0 | 0 | 0 | 0 | 0 | 0
CT | 0 | 0 | 0 | 0 | 0 | 0
Coal | 1.71 | 1.56 | 3.45 | 7.23 | 15.07 | 17.4
Geo | 0 | 0 | 0 | 0 | 0 | 0
H | 0 | 0 | 0 | 0 | 0 | 0
LFG | 0 | 0 | 0 | 0 | 0 | 0
Nuc | 0 | 0 | 0 | 0 | 0 | 0
PS | 0 | 0 | 0 | 0 | 0 | 0
PV | 0 | 0 | 0 | 0 | 0 | 0
PeakG | 0 | 0 | 0 | 0 | 0 | 0
PeakO | 0 | 0 | 0 | 0 | 0 | 0
ST | 0 | 0 | 0 | 0 | 0 | 0
STOG | 0 | 0 | 0 | 0 | 0 | 0
STWD | 0 | 0 | 0 | 0 | 0 | 0
WT | 0 | 0 | 0 | 0 | 0 | 0
IGCC | 0 | 0 | 0 | 0 | 0 | 0
DemandResponse | 0 | 0 | 0 | 0 | 0 | 0
IGCC-CCS | 0 | 0 | 0 | 0 | 0 | 0
WT_off | 0 | 0 | 0 | 0 | 0 | 0
PseudoUnit | 0 | 0 | 0 | 0 | 0 | 0
FixedInterchange | 0 | 0 | 0 | 0 | 0 | 0
Retrofit VOM Costs by Reporting Type: PJM_ROM
ReportingType | 2015 | 2020 | 2025 | 2030 | 2035 | 2040
BM | 0 | 0 | 0 | 0 | 0 | 0
CC | 0 | 0 | 0 | 0 | 0 | 0
CSP | 0 | 0 | 0 | 0 | 0 | 0
CT | 0 | 0 | 0 | 0 | 0 | 0
Coal | 197.18 | 261.13 | 280.42 | 300.45 | 303.8 | 303.8
Geo | 0 | 0 | 0 | 0 | 0 | 0
H | 0 | 0 | 0 | 0 | 0 | 0
LFG | 0 | 0 | 0 | 0 | 0 | 0
Nuc | 0 | 0 | 0 | 0 | 0 | 0
PS | 0 | 0 | 0 | 0 | 0 | 0
PV | 0 | 0 | 0 | 0 | 0 | 0
PeakG | 0 | 0 | 0 | 0 | 0 | 0
PeakO | 0 | 0 | 0 | 0 | 0 | 0
ST | 0 | 0 | 0 | 0 | 0 | 0
STOG | 0 | 0 | 0 | 0 | 0 | 0
STWD | 0 | 0 | 0 | 0 | 0 | 0
WT | 0 | 0 | 0 | 0 | 0 | 0
IGCC | 0 | 0 | 0 | 0 | 0 | 0
DemandResponse | 0 | 0 | 0 | 0 | 0 | 0
IGCC-CCS | 0 | 0 | 0 | 0 | 0 | 0
WT_off | 0 | 0 | 0 | 0 | 0 | 0
PseudoUnit | 0 | 0 | 0 | 0 | 0 | 0
FixedInterchange | 0 | 0 | 0 | 0 | 0 | 0
Retrofit VOM Costs by Reporting Type: PJM_ROR
ReportingType | 2015 | 2020 | 2025 | 2030 | 2035 | 2040
BM | 0 | 0 | 0 | 0 | 0 | 0
CC | 0 | 0 | 0 | 0 | 0 | 0
CSP | 0 | 0 | 0 | 0 | 0 | 0
CT | 0 | 0 | 0 | 0 | 0 | 0
Coal | 957.18 | 1420.83 | 1538.19 | 1595.84 | 1653.41 | 1680.3
Geo | 0 | 0 | 0 | 0 | 0 | 0
H | 0 | 0 | 0 | 0 | 0 | 0
LFG | 0 | 0 | 0 | 0 | 0 | 0
Nuc | 0 | 0 | 0 | 0 | 0 | 0
PS | 0 | 0 | 0 | 0 | 0 | 0
PV | 0 | 0 | 0 | 0 | 0 | 0
PeakG | 0 | 0 | 0 | 0 | 0 | 0
PeakO | 0 | 0 | 0 | 0 | 0 | 0
ST | 0 | 0 | 0 | 0 | 0 | 0
STOG | 0 | 0 | 0 | 0 | 0 | 0
STWD | 0 | 0 | 0 | 0 | 0 | 0
WT | 0 | 0 | 0 | 0 | 0 | 0
IGCC | 0 | 0 | 0 | 0 | 0 | 0
DemandResponse | 0 | 0 | 0 | 0 | 0 | 0
IGCC-CCS | 0 | 0 | 0 | 0 | 0 | 0
WT_off | 0 | 0 | 0 | 0 | 0 | 0
PseudoUnit | 0 | 0 | 0 | 0 | 0 | 0
FixedInterchange | 0 | 0 | 0 | 0 | 0 | 0
Retrofit VOM Costs by Reporting Type: SOCO
ReportingType | 2015 | 2020 | 2025 | 2030 | 2035 | 2040
BM | 0 | 0 | 0 | 0 | 0 | 0
CC | 0 | 0 | 0 | 0 | 0 | 0
CSP | 0 | 0 | 0 | 0 | 0 | 0
CT | 0 | 0 | 0 | 0 | 0 | 0
Coal | 366.12 | 511.76 | 650.2 | 674.41 | 675.35 | 675.35
Geo | 0 | 0 | 0 | 0 | 0 | 0
H | 0 | 0 | 0 | 0 | 0 | 0
LFG | 0 | 0 | 0 | 0 | 0 | 0
Nuc | 0 | 0 | 0 | 0 | 0 | 0
PS | 0 | 0 | 0 | 0 | 0 | 0
PV | 0 | 0 | 0 | 0 | 0 | 0
PeakG | 0 | 0 | 0 | 0 | 0 | 0
PeakO | 0 | 0 | 0 | 0 | 0 | 0
ST | 0 | 0 | 0 | 0 | 0 | 0
STOG | 0 | 0 | 0 | 0 | 0 | 0
STWD | 0 | 0 | 0 | 0 | 0 | 0
WT | 0 | 0 | 0 | 0 | 0 | 0
IGCC | 0 | 0 | 0 | 0 | 0 | 0
DemandResponse | 0 | 0 | 0 | 0 | 0 | 0
IGCC-CCS | 0 | 0 | 0 | 0 | 0 | 0
WT_off | 0 | 0 | 0 | 0 | 0 | 0
PseudoUnit | 0 | 0 | 0 | 0 | 0 | 0
FixedInterchange | 0 | 0 | 0 | 0 | 0 | 0
Retrofit VOM Costs by Reporting Type: SPP_N
ReportingType | 2015 | 2020 | 2025 | 2030 | 2035 | 2040
BM | 0 | 0 | 0 | 0 | 0 | 0
CC | 0 | 0 | 0 | 0 | 0 | 0
CSP | 0 | 0 | 0 | 0 | 0 | 0
CT | 0 | 0 | 0 | 0 | 0 | 0
Coal | 190.31 | 353.34 | 358.53 | 359.36 | 359.36 | 359.36
Geo | 0 | 0 | 0 | 0 | 0 | 0
H | 0 | 0 | 0 | 0 | 0 | 0
LFG | 0 | 0 | 0 | 0 | 0 | 0
Nuc | 0 | 0 | 0 | 0 | 0 | 0
PS | 0 | 0 | 0 | 0 | 0 | 0
PV | 0 | 0 | 0 | 0 | 0 | 0
PeakG | 0 | 0 | 0 | 0 | 0 | 0
PeakO | 0 | 0 | 0 | 0 | 0 | 0
ST | 0 | 0 | 0 | 0 | 0 | 0
STOG | 0 | 0 | 0 | 0 | 0 | 0
STWD | 0 | 0 | 0 | 0 | 0 | 0
WT | 0 | 0 | 0 | 0 | 0 | 0
IGCC | 0 | 0 | 0 | 0 | 0 | 0
DemandResponse | 0 | 0 | 0 | 0 | 0 | 0
IGCC-CCS | 0 | 0 | 0 | 0 | 0 | 0
WT_off | 0 | 0 | 0 | 0 | 0 | 0
PseudoUnit | 0 | 0 | 0 | 0 | 0 | 0
FixedInterchange | 0 | 0 | 0 | 0 | 0 | 0
Retrofit VOM Costs by Reporting Type: SPP_S
ReportingType | 2015 | 2020 | 2025 | 2030 | 2035 | 2040
BM | 0 | 0 | 0 | 0 | 0 | 0
CC | 0 | 0 | 0 | 0 | 0 | 0
CSP | 0 | 0 | 0 | 0 | 0 | 0
CT | 0 | 0 | 0 | 0 | 0 | 0
Coal | 84.13 | 630.56 | 795.22 | 832.15 | 832.15 | 832.15
Geo | 0 | 0 | 0 | 0 | 0 | 0
H | 0 | 0 | 0 | 0 | 0 | 0
LFG | 0 | 0 | 0 | 0 | 0 | 0
Nuc | 0 | 0 | 0 | 0 | 0 | 0
PS | 0 | 0 | 0 | 0 | 0 | 0
PV | 0 | 0 | 0 | 0 | 0 | 0
PeakG | 0 | 0 | 0 | 0 | 0 | 0
PeakO | 0 | 0 | 0 | 0 | 0 | 0
ST | 0 | 0 | 0 | 0 | 0 | 0
STOG | 0 | 0 | 0 | 0 | 0 | 0
STWD | 0 | 0 | 0 | 0 | 0 | 0
WT | 0 | 0 | 0 | 0 | 0 | 0
IGCC | 0 | 0 | 0 | 0 | 0 | 0
DemandResponse | 0 | 0 | 0 | 0 | 0 | 0
IGCC-CCS | 0 | 0 | 0 | 0 | 0 | 0
WT_off | 0 | 0 | 0 | 0 | 0 | 0
PseudoUnit | 0 | 0 | 0 | 0 | 0 | 0
FixedInterchange | 0 | 0 | 0 | 0 | 0 | 0
Retrofit VOM Costs by Reporting Type: TVA
ReportingType | 2015 | 2020 | 2025 | 2030 | 2035 | 2040
BM | 0 | 0 | 0 | 0 | 0 | 0
CC | 0 | 0 | 0 | 0 | 0 | 0
CSP | 0 | 0 | 0 | 0 | 0 | 0
CT | 0 | 0 | 0 | 0 | 0 | 0
Coal | 243.32 | 452.21 | 482.81 | 492.99 | 492.99 | 492.99
Geo | 0 | 0 | 0 | 0 | 0 | 0
H | 0 | 0 | 0 | 0 | 0 | 0
LFG | 0 | 0 | 0 | 0 | 0 | 0
Nuc | 0 | 0 | 0 | 0 | 0 | 0
PS | 0 | 0 | 0 | 0 | 0 | 0
PV | 0 | 0 | 0 | 0 | 0 | 0
PeakG | 0 | 0 | 0 | 0 | 0 | 0
PeakO | 0 | 0 | 0 | 0 | 0 | 0
ST | 0 | 0 | 0 | 0 | 0 | 0
STOG | 0 | 0 | 0 | 0 | 0 | 0
STWD | 0 | 0 | 0 | 0 | 0 | 0
WT | 0 | 0 | 0 | 0 | 0 | 0
IGCC | 0 | 0 | 0 | 0 | 0 | 0
DemandResponse | 0 | 0 | 0 | 0 | 0 | 0
IGCC-CCS | 0 | 0 | 0 | 0 | 0 | 0
WT_off | 0 | 0 | 0 | 0 | 0 | 0
PseudoUnit | 0 | 0 | 0 | 0 | 0 | 0
FixedInterchange | 0 | 0 | 0 | 0 | 0 | 0
Retrofit VOM Costs by Reporting Type: TVA_Transmission
ReportingType | 2015 | 2020 | 2025 | 2030 | 2035 | 2040
BM | 0 | 0 | 0 | 0 | 0 | 0
CC | 0 | 0 | 0 | 0 | 0 | 0
CSP | 0 | 0 | 0 | 0 | 0 | 0
CT | 0 | 0 | 0 | 0 | 0 | 0
Coal | 0 | 0 | 0 | 0 | 0 | 0
Geo | 0 | 0 | 0 | 0 | 0 | 0
H | 0 | 0 | 0 | 0 | 0 | 0
LFG | 0 | 0 | 0 | 0 | 0 | 0
Nuc | 0 | 0 | 0 | 0 | 0 | 0
PS | 0 | 0 | 0 | 0 | 0 | 0
PV | 0 | 0 | 0 | 0 | 0 | 0
PeakG | 0 | 0 | 0 | 0 | 0 | 0
PeakO | 0 | 0 | 0 | 0 | 0 | 0
ST | 0 | 0 | 0 | 0 | 0 | 0
STOG | 0 | 0 | 0 | 0 | 0 | 0
STWD | 0 | 0 | 0 | 0 | 0 | 0
WT | 0 | 0 | 0 | 0 | 0 | 0
IGCC | 0 | 0 | 0 | 0 | 0 | 0
DemandResponse | 0 | 0 | 0 | 0 | 0 | 0
IGCC-CCS | 0 | 0 | 0 | 0 | 0 | 0
WT_off | 0 | 0 | 0 | 0 | 0 | 0
PseudoUnit | 0 | 0 | 0 | 0 | 0 | 0
FixedInterchange | 0 | 0 | 0 | 0 | 0 | 0
Retrofit VOM Costs by Reporting Type: VACAR
ReportingType | 2015 | 2020 | 2025 | 2030 | 2035 | 2040
BM | 0 | 0 | 0 | 0 | 0 | 0
CC | 0 | 0 | 0 | 0 | 0 | 0
CSP | 0 | 0 | 0 | 0 | 0 | 0
CT | 0 | 0 | 0 | 0 | 0 | 0
Coal | 266.02 | 317.67 | 427.92 | 485.05 | 528.74 | 534.82
Geo | 0 | 0 | 0 | 0 | 0 | 0
H | 0 | 0 | 0 | 0 | 0 | 0
LFG | 0 | 0 | 0 | 0 | 0 | 0
Nuc | 0 | 0 | 0 | 0 | 0 | 0
PS | 0 | 0 | 0 | 0 | 0 | 0
PV | 0 | 0 | 0 | 0 | 0 | 0
PeakG | 0 | 0 | 0 | 0 | 0 | 0
PeakO | 0 | 0 | 0 | 0 | 0 | 0
ST | 0 | 0 | 0 | 0 | 0 | 0
STOG | 0 | 0 | 0 | 0 | 0 | 0
STWD | 0 | 0 | 0 | 0 | 0 | 0
WT | 0 | 0 | 0 | 0 | 0 | 0
IGCC | 0 | 0 | 0 | 0 | 0 | 0
DemandResponse | 0 | 0 | 0 | 0 | 0 | 0
IGCC-CCS | 0 | 0 | 0 | 0 | 0 | 0
WT_off | 0 | 0 | 0 | 0 | 0 | 0
PseudoUnit | 0 | 0 | 0 | 0 | 0 | 0
FixedInterchange | 0 | 0 | 0 | 0 | 0 | 0
Retrofit VOM Costs by Reporting Type: IESO
ReportingType | 2015 | 2020 | 2025 | 2030 | 2035 | 2040
BM | 0 | 0 | 0 | 0 | 0 | 0
CC | 0 | 0 | 0 | 0 | 0 | 0
CSP | 0 | 0 | 0 | 0 | 0 | 0
CT | 0 | 0 | 0 | 0 | 0 | 0
Coal | 0 | 0 | 0 | 0 | 0 | 0
Geo | 0 | 0 | 0 | 0 | 0 | 0
H | 0 | 0 | 0 | 0 | 0 | 0
LFG | 0 | 0 | 0 | 0 | 0 | 0
Nuc | 0 | 0 | 0 | 0 | 0 | 0
PS | 0 | 0 | 0 | 0 | 0 | 0
PV | 0 | 0 | 0 | 0 | 0 | 0
PeakG | 0 | 0 | 0 | 0 | 0 | 0
PeakO | 0 | 0 | 0 | 0 | 0 | 0
ST | 0 | 0 | 0 | 0 | 0 | 0
STOG | 0 | 0 | 0 | 0 | 0 | 0
STWD | 0 | 0 | 0 | 0 | 0 | 0
WT | 0 | 0 | 0 | 0 | 0 | 0
IGCC | 0 | 0 | 0 | 0 | 0 | 0
DemandResponse | 0 | 0 | 0 | 0 | 0 | 0
IGCC-CCS | 0 | 0 | 0 | 0 | 0 | 0
WT_off | 0 | 0 | 0 | 0 | 0 | 0
PseudoUnit | 0 | 0 | 0 | 0 | 0 | 0
FixedInterchange | 0 | 0 | 0 | 0 | 0 | 0
Retrofit VOM Costs by Reporting Type: MAPP_CA
ReportingType | 2015 | 2020 | 2025 | 2030 | 2035 | 2040
BM | 0 | 0 | 0 | 0 | 0 | 0
CC | 0 | 0 | 0 | 0 | 0 | 0
CSP | 0 | 0 | 0 | 0 | 0 | 0
CT | 0 | 0 | 0 | 0 | 0 | 0
Coal | 0 | 0 | 0 | 0 | 0 | 0
Geo | 0 | 0 | 0 | 0 | 0 | 0
H | 0 | 0 | 0 | 0 | 0 | 0
LFG | 0 | 0 | 0 | 0 | 0 | 0
Nuc | 0 | 0 | 0 | 0 | 0 | 0
PS | 0 | 0 | 0 | 0 | 0 | 0
PV | 0 | 0 | 0 | 0 | 0 | 0
PeakG | 0 | 0 | 0 | 0 | 0 | 0
PeakO | 0 | 0 | 0 | 0 | 0 | 0
ST | 0 | 0 | 0 | 0 | 0 | 0
STOG | 0 | 0 | 0 | 0 | 0 | 0
STWD | 0 | 0 | 0 | 0 | 0 | 0
WT | 0 | 0 | 0 | 0 | 0 | 0
IGCC | 0 | 0 | 0 | 0 | 0 | 0
DemandResponse | 0 | 0 | 0 | 0 | 0 | 0
IGCC-CCS | 0 | 0 | 0 | 0 | 0 | 0
WT_off | 0 | 0 | 0 | 0 | 0 | 0
PseudoUnit | 0 | 0 | 0 | 0 | 0 | 0
FixedInterchange | 0 | 0 | 0 | 0 | 0 | 0
Retrofit VOM Costs by Reporting Type: AZ_NM_SNV_Coal
ReportingType | 2015 | 2020 | 2025 | 2030 | 2035 | 2040
BM | 0 | 0 | 0 | 0 | 0 | 0
CC | 0 | 0 | 0 | 0 | 0 | 0
CSP | 0 | 0 | 0 | 0 | 0 | 0
CT | 0 | 0 | 0 | 0 | 0 | 0
Coal | 319.48 | 404.7 | 404.7 | 404.7 | 404.7 | 404.7
Geo | 0 | 0 | 0 | 0 | 0 | 0
H | 0 | 0 | 0 | 0 | 0 | 0
LFG | 0 | 0 | 0 | 0 | 0 | 0
Nuc | 0 | 0 | 0 | 0 | 0 | 0
PS | 0 | 0 | 0 | 0 | 0 | 0
PV | 0 | 0 | 0 | 0 | 0 | 0
PeakG | 0 | 0 | 0 | 0 | 0 | 0
PeakO | 0 | 0 | 0 | 0 | 0 | 0
ST | 0 | 0 | 0 | 0 | 0 | 0
STOG | 0 | 0 | 0 | 0 | 0 | 0
STWD | 0 | 0 | 0 | 0 | 0 | 0
WT | 0 | 0 | 0 | 0 | 0 | 0
IGCC | 0 | 0 | 0 | 0 | 0 | 0
DemandResponse | 0 | 0 | 0 | 0 | 0 | 0
IGCC-CCS | 0 | 0 | 0 | 0 | 0 | 0
WT_off | 0 | 0 | 0 | 0 | 0 | 0
PseudoUnit | 0 | 0 | 0 | 0 | 0 | 0
FixedInterchange | 0 | 0 | 0 | 0 | 0 | 0
Retrofit VOM Costs by Reporting Type: AZ_NM_SNV_Gas
ReportingType | 2015 | 2020 | 2025 | 2030 | 2035 | 2040
BM | 0 | 0 | 0 | 0 | 0 | 0
CC | 0 | 0 | 0 | 0 | 0 | 0
CSP | 0 | 0 | 0 | 0 | 0 | 0
CT | 0 | 0 | 0 | 0 | 0 | 0
Coal | 0 | 0 | 0 | 0 | 0 | 0
Geo | 0 | 0 | 0 | 0 | 0 | 0
H | 0 | 0 | 0 | 0 | 0 | 0
LFG | 0 | 0 | 0 | 0 | 0 | 0
Nuc | 0 | 0 | 0 | 0 | 0 | 0
PS | 0 | 0 | 0 | 0 | 0 | 0
PV | 0 | 0 | 0 | 0 | 0 | 0
PeakG | 0 | 0 | 0 | 0 | 0 | 0
PeakO | 0 | 0 | 0 | 0 | 0 | 0
ST | 0 | 0 | 0 | 0 | 0 | 0
STOG | 0 | 0 | 0 | 0 | 0 | 0
STWD | 0 | 0 | 0 | 0 | 0 | 0
WT | 0 | 0 | 0 | 0 | 0 | 0
IGCC | 0 | 0 | 0 | 0 | 0 | 0
DemandResponse | 0 | 0 | 0 | 0 | 0 | 0
IGCC-CCS | 0 | 0 | 0 | 0 | 0 | 0
WT_off | 0 | 0 | 0 | 0 | 0 | 0
PseudoUnit | 0 | 0 | 0 | 0 | 0 | 0
FixedInterchange | 0 | 0 | 0 | 0 | 0 | 0
Retrofit VOM Costs by Reporting Type: AZ_NM_SNV_NucRenew
ReportingType | 2015 | 2020 | 2025 | 2030 | 2035 | 2040
BM | 0 | 0 | 0 | 0 | 0 | 0
CC | 0 | 0 | 0 | 0 | 0 | 0
CSP | 0 | 0 | 0 | 0 | 0 | 0
CT | 0 | 0 | 0 | 0 | 0 | 0
Coal | 0 | 0 | 0 | 0 | 0 | 0
Geo | 0 | 0 | 0 | 0 | 0 | 0
H | 0 | 0 | 0 | 0 | 0 | 0
LFG | 0 | 0 | 0 | 0 | 0 | 0
Nuc | 0 | 0 | 0 | 0 | 0 | 0
PS | 0 | 0 | 0 | 0 | 0 | 0
PV | 0 | 0 | 0 | 0 | 0 | 0
PeakG | 0 | 0 | 0 | 0 | 0 | 0
PeakO | 0 | 0 | 0 | 0 | 0 | 0
ST | 0 | 0 | 0 | 0 | 0 | 0
STOG | 0 | 0 | 0 | 0 | 0 | 0
STWD | 0 | 0 | 0 | 0 | 0 | 0
WT | 0 | 0 | 0 | 0 | 0 | 0
IGCC | 0 | 0 | 0 | 0 | 0 | 0
DemandResponse | 0 | 0 | 0 | 0 | 0 | 0
IGCC-CCS | 0 | 0 | 0 | 0 | 0 | 0
WT_off | 0 | 0 | 0 | 0 | 0 | 0
PseudoUnit | 0 | 0 | 0 | 0 | 0 | 0
FixedInterchange | 0 | 0 | 0 | 0 | 0 | 0
Retrofit VOM Costs by Reporting Type: ERCOT
ReportingType | 2015 | 2020 | 2025 | 2030 | 2035 | 2040
BM | 0 | 0 | 0 | 0 | 0 | 0
CC | 0 | 0 | 0 | 0 | 0 | 0
CSP | 0 | 0 | 0 | 0 | 0 | 0
CT | 0 | 0 | 0 | 0 | 0 | 0
Coal | 269.47 | 503.88 | 639.14 | 639.14 | 639.14 | 639.14
Geo | 0 | 0 | 0 | 0 | 0 | 0
H | 0 | 0 | 0 | 0 | 0 | 0
LFG | 0 | 0 | 0 | 0 | 0 | 0
Nuc | 0 | 0 | 0 | 0 | 0 | 0
PS | 0 | 0 | 0 | 0 | 0 | 0
PV | 0 | 0 | 0 | 0 | 0 | 0
PeakG | 0 | 0 | 0 | 0 | 0 | 0
PeakO | 0 | 0 | 0 | 0 | 0 | 0
ST | 0 | 0 | 0 | 0 | 0 | 0
STOG | 0 | 0 | 0 | 0 | 0 | 0
STWD | 0 | 0 | 0 | 0 | 0 | 0
WT | 0 | 0 | 0 | 0 | 0 | 0
IGCC | 0 | 0 | 0 | 0 | 0 | 0
DemandResponse | 0 | 0 | 0 | 0 | 0 | 0
IGCC-CCS | 0 | 0 | 0 | 0 | 0 | 0
WT_off | 0 | 0 | 0 | 0 | 0 | 0
PseudoUnit | 0 | 0 | 0 | 0 | 0 | 0
FixedInterchange | 0 | 0 | 0 | 0 | 0 | 0
Retrofit VOM Costs by Reporting Type: NP15
ReportingType | 2015 | 2020 | 2025 | 2030 | 2035 | 2040
BM | 0 | 0 | 0 | 0 | 0 | 0
CC | 0 | 0 | 0 | 0 | 0 | 0
CSP | 0 | 0 | 0 | 0 | 0 | 0
CT | 0 | 0 | 0 | 0 | 0 | 0
Coal | 1.46 | 0 | 0 | 0 | 0 | 0
Geo | 0 | 0 | 0 | 0 | 0 | 0
H | 0 | 0 | 0 | 0 | 0 | 0
LFG | 0 | 0 | 0 | 0 | 0 | 0
Nuc | 0 | 0 | 0 | 0 | 0 | 0
PS | 0 | 0 | 0 | 0 | 0 | 0
PV | 0 | 0 | 0 | 0 | 0 | 0
PeakG | 0 | 0 | 0 | 0 | 0 | 0
PeakO | 0 | 0 | 0 | 0 | 0 | 0
ST | 0 | 0 | 0 | 0 | 0 | 0
STOG | 0 | 0 | 0 | 0 | 0 | 0
STWD | 0 | 0 | 0 | 0 | 0 | 0
WT | 0 | 0 | 0 | 0 | 0 | 0
IGCC | 0 | 0 | 0 | 0 | 0 | 0
DemandResponse | 0 | 0 | 0 | 0 | 0 | 0
IGCC-CCS | 0 | 0 | 0 | 0 | 0 | 0
WT_off | 0 | 0 | 0 | 0 | 0 | 0
PseudoUnit | 0 | 0 | 0 | 0 | 0 | 0
FixedInterchange | 0 | 0 | 0 | 0 | 0 | 0
Retrofit VOM Costs by Reporting Type: NWPP_Coal
ReportingType | 2015 | 2020 | 2025 | 2030 | 2035 | 2040
BM | 0 | 0 | 0 | 0 | 0 | 0
CC | 0 | 0 | 0 | 0 | 0 | 0
CSP | 0 | 0 | 0 | 0 | 0 | 0
CT | 0 | 0 | 0 | 0 | 0 | 0
Coal | 533.16 | 689.65 | 689.65 | 689.65 | 689.65 | 689.65
Geo | 0 | 0 | 0 | 0 | 0 | 0
H | 0 | 0 | 0 | 0 | 0 | 0
LFG | 0 | 0 | 0 | 0 | 0 | 0
Nuc | 0 | 0 | 0 | 0 | 0 | 0
PS | 0 | 0 | 0 | 0 | 0 | 0
PV | 0 | 0 | 0 | 0 | 0 | 0
PeakG | 0 | 0 | 0 | 0 | 0 | 0
PeakO | 0 | 0 | 0 | 0 | 0 | 0
ST | 0 | 0 | 0 | 0 | 0 | 0
STOG | 0 | 0 | 0 | 0 | 0 | 0
STWD | 0 | 0 | 0 | 0 | 0 | 0
WT | 0 | 0 | 0 | 0 | 0 | 0
IGCC | 0 | 0 | 0 | 0 | 0 | 0
DemandResponse | 0 | 0 | 0 | 0 | 0 | 0
IGCC-CCS | 0 | 0 | 0 | 0 | 0 | 0
WT_off | 0 | 0 | 0 | 0 | 0 | 0
PseudoUnit | 0 | 0 | 0 | 0 | 0 | 0
FixedInterchange | 0 | 0 | 0 | 0 | 0 | 0
Retrofit VOM Costs by Reporting Type: NWPP_Gas
ReportingType | 2015 | 2020 | 2025 | 2030 | 2035 | 2040
BM | 0 | 0 | 0 | 0 | 0 | 0
CC | 0 | 0 | 0 | 0 | 0 | 0
CSP | 0 | 0 | 0 | 0 | 0 | 0
CT | 0 | 0 | 0 | 0 | 0 | 0
Coal | 0 | 0 | 0 | 0 | 0 | 0
Geo | 0 | 0 | 0 | 0 | 0 | 0
H | 0 | 0 | 0 | 0 | 0 | 0
LFG | 0 | 0 | 0 | 0 | 0 | 0
Nuc | 0 | 0 | 0 | 0 | 0 | 0
PS | 0 | 0 | 0 | 0 | 0 | 0
PV | 0 | 0 | 0 | 0 | 0 | 0
PeakG | 0 | 0 | 0 | 0 | 0 | 0
PeakO | 0 | 0 | 0 | 0 | 0 | 0
ST | 0 | 0 | 0 | 0 | 0 | 0
STOG | 0 | 0 | 0 | 0 | 0 | 0
STWD | 0 | 0 | 0 | 0 | 0 | 0
WT | 0 | 0 | 0 | 0 | 0 | 0
IGCC | 0 | 0 | 0 | 0 | 0 | 0
DemandResponse | 0 | 0 | 0 | 0 | 0 | 0
IGCC-CCS | 0 | 0 | 0 | 0 | 0 | 0
WT_off | 0 | 0 | 0 | 0 | 0 | 0
PseudoUnit | 0 | 0 | 0 | 0 | 0 | 0
FixedInterchange | 0 | 0 | 0 | 0 | 0 | 0
Retrofit VOM Costs by Reporting Type: NWPP_NucRenew
ReportingType | 2015 | 2020 | 2025 | 2030 | 2035 | 2040
BM | 0 | 0 | 0 | 0 | 0 | 0
CC | 0 | 0 | 0 | 0 | 0 | 0
CSP | 0 | 0 | 0 | 0 | 0 | 0
CT | 0 | 0 | 0 | 0 | 0 | 0
Coal | 0 | 0 | 0 | 0 | 0 | 0
Geo | 0 | 0 | 0 | 0 | 0 | 0
H | 0 | 0 | 0 | 0 | 0 | 0
LFG | 0 | 0 | 0 | 0 | 0 | 0
Nuc | 0 | 0 | 0 | 0 | 0 | 0
PS | 0 | 0 | 0 | 0 | 0 | 0
PV | 0 | 0 | 0 | 0 | 0 | 0
PeakG | 0 | 0 | 0 | 0 | 0 | 0
PeakO | 0 | 0 | 0 | 0 | 0 | 0
ST | 0 | 0 | 0 | 0 | 0 | 0
STOG | 0 | 0 | 0 | 0 | 0 | 0
STWD | 0 | 0 | 0 | 0 | 0 | 0
WT | 0 | 0 | 0 | 0 | 0 | 0
IGCC | 0 | 0 | 0 | 0 | 0 | 0
DemandResponse | 0 | 0 | 0 | 0 | 0 | 0
IGCC-CCS | 0 | 0 | 0 | 0 | 0 | 0
WT_off | 0 | 0 | 0 | 0 | 0 | 0
PseudoUnit | 0 | 0 | 0 | 0 | 0 | 0
FixedInterchange | 0 | 0 | 0 | 0 | 0 | 0
Retrofit VOM Costs by Reporting Type: RMPA
ReportingType | 2015 | 2020 | 2025 | 2030 | 2035 | 2040
BM | 0 | 0 | 0 | 0 | 0 | 0
CC | 0 | 0 | 0 | 0 | 0 | 0
CSP | 0 | 0 | 0 | 0 | 0 | 0
CT | 0 | 0 | 0 | 0 | 0 | 0
Coal | 259.51 | 340.11 | 320.21 | 320.52 | 318.13 | 316.28
Geo | 0 | 0 | 0 | 0 | 0 | 0
H | 0 | 0 | 0 | 0 | 0 | 0
LFG | 0 | 0 | 0 | 0 | 0 | 0
Nuc | 0 | 0 | 0 | 0 | 0 | 0
PS | 0 | 0 | 0 | 0 | 0 | 0
PV | 0 | 0 | 0 | 0 | 0 | 0
PeakG | 0 | 0 | 0 | 0 | 0 | 0
PeakO | 0 | 0 | 0 | 0 | 0 | 0
ST | 0 | 0 | 0 | 0 | 0 | 0
STOG | 0 | 0 | 0 | 0 | 0 | 0
STWD | 0 | 0 | 0 | 0 | 0 | 0
WT | 0 | 0 | 0 | 0 | 0 | 0
IGCC | 0 | 0 | 0 | 0 | 0 | 0
DemandResponse | 0 | 0 | 0 | 0 | 0 | 0
IGCC-CCS | 0 | 0 | 0 | 0 | 0 | 0
WT_off | 0 | 0 | 0 | 0 | 0 | 0
PseudoUnit | 0 | 0 | 0 | 0 | 0 | 0
FixedInterchange | 0 | 0 | 0 | 0 | 0 | 0
Retrofit VOM Costs by Reporting Type: SP15
ReportingType | 2015 | 2020 | 2025 | 2030 | 2035 | 2040
BM | 0 | 0 | 0 | 0 | 0 | 0
CC | 0 | 0 | 0 | 0 | 0 | 0
CSP | 0 | 0 | 0 | 0 | 0 | 0
CT | 0 | 0 | 0 | 0 | 0 | 0
Coal | 5.19 | 5.66 | 5.66 | 3.48 | 0 | 0
Geo | 0 | 0 | 0 | 0 | 0 | 0
H | 0 | 0 | 0 | 0 | 0 | 0
LFG | 0 | 0 | 0 | 0 | 0 | 0
Nuc | 0 | 0 | 0 | 0 | 0 | 0
PS | 0 | 0 | 0 | 0 | 0 | 0
PV | 0 | 0 | 0 | 0 | 0 | 0
PeakG | 0 | 0 | 0 | 0 | 0 | 0
PeakO | 0 | 0 | 0 | 0 | 0 | 0
ST | 0 | 0 | 0 | 0 | 0 | 0
STOG | 0 | 0 | 0 | 0 | 0 | 0
STWD | 0 | 0 | 0 | 0 | 0 | 0
WT | 0 | 0 | 0 | 0 | 0 | 0
IGCC | 0 | 0 | 0 | 0 | 0 | 0
DemandResponse | 0 | 0 | 0 | 0 | 0 | 0
IGCC-CCS | 0 | 0 | 0 | 0 | 0 | 0
WT_off | 0 | 0 | 0 | 0 | 0 | 0
PseudoUnit | 0 | 0 | 0 | 0 | 0 | 0
FixedInterchange | 0 | 0 | 0 | 0 | 0 | 0
Retrofit VOM Costs by Reporting Type: ALB
ReportingType | 2015 | 2020 | 2025 | 2030 | 2035 | 2040
BM | 0 | 0 | 0 | 0 | 0 | 0
CC | 0 | 0 | 0 | 0 | 0 | 0
CSP | 0 | 0 | 0 | 0 | 0 | 0
CT | 0 | 0 | 0 | 0 | 0 | 0
Coal | 21.2 | 21.2 | 21.2 | 21.2 | 21.2 | 21.2
Geo | 0 | 0 | 0 | 0 | 0 | 0
H | 0 | 0 | 0 | 0 | 0 | 0
LFG | 0 | 0 | 0 | 0 | 0 | 0
Nuc | 0 | 0 | 0 | 0 | 0 | 0
PS | 0 | 0 | 0 | 0 | 0 | 0
PV | 0 | 0 | 0 | 0 | 0 | 0
PeakG | 0 | 0 | 0 | 0 | 0 | 0
PeakO | 0 | 0 | 0 | 0 | 0 | 0
ST | 0 | 0 | 0 | 0 | 0 | 0
STOG | 0 | 0 | 0 | 0 | 0 | 0
STWD | 0 | 0 | 0 | 0 | 0 | 0
WT | 0 | 0 | 0 | 0 | 0 | 0
IGCC | 0 | 0 | 0 | 0 | 0 | 0
DemandResponse | 0 | 0 | 0 | 0 | 0 | 0
IGCC-CCS | 0 | 0 | 0 | 0 | 0 | 0
WT_off | 0 | 0 | 0 | 0 | 0 | 0
PseudoUnit | 0 | 0 | 0 | 0 | 0 | 0
FixedInterchange | 0 | 0 | 0 | 0 | 0 | 0
Retrofit VOM Costs by Reporting Type: BC
ReportingType | 2015 | 2020 | 2025 | 2030 | 2035 | 2040
BM | 0 | 0 | 0 | 0 | 0 | 0
CC | 0 | 0 | 0 | 0 | 0 | 0
CSP | 0 | 0 | 0 | 0 | 0 | 0
CT | 0 | 0 | 0 | 0 | 0 | 0
Coal | 0 | 0 | 0 | 0 | 0 | 0
Geo | 0 | 0 | 0 | 0 | 0 | 0
H | 0 | 0 | 0 | 0 | 0 | 0
LFG | 0 | 0 | 0 | 0 | 0 | 0
Nuc | 0 | 0 | 0 | 0 | 0 | 0
PS | 0 | 0 | 0 | 0 | 0 | 0
PV | 0 | 0 | 0 | 0 | 0 | 0
PeakG | 0 | 0 | 0 | 0 | 0 | 0
PeakO | 0 | 0 | 0 | 0 | 0 | 0
ST | 0 | 0 | 0 | 0 | 0 | 0
STOG | 0 | 0 | 0 | 0 | 0 | 0
STWD | 0 | 0 | 0 | 0 | 0 | 0
WT | 0 | 0 | 0 | 0 | 0 | 0
IGCC | 0 | 0 | 0 | 0 | 0 | 0
DemandResponse | 0 | 0 | 0 | 0 | 0 | 0
IGCC-CCS | 0 | 0 | 0 | 0 | 0 | 0
WT_off | 0 | 0 | 0 | 0 | 0 | 0
PseudoUnit | 0 | 0 | 0 | 0 | 0 | 0
FixedInterchange | 0 | 0 | 0 | 0 | 0 | 0
Retrofit VOM Costs by Reporting Type: HQ_IESO
ReportingType | 2015 | 2020 | 2025 | 2030 | 2035 | 2040
BM | 0 | 0 | 0 | 0 | 0 | 0
CC | 0 | 0 | 0 | 0 | 0 | 0
CSP | 0 | 0 | 0 | 0 | 0 | 0
CT | 0 | 0 | 0 | 0 | 0 | 0
Coal | 0 | 0 | 0 | 0 | 0 | 0
Geo | 0 | 0 | 0 | 0 | 0 | 0
H | 0 | 0 | 0 | 0 | 0 | 0
LFG | 0 | 0 | 0 | 0 | 0 | 0
Nuc | 0 | 0 | 0 | 0 | 0 | 0
PS | 0 | 0 | 0 | 0 | 0 | 0
PV | 0 | 0 | 0 | 0 | 0 | 0
PeakG | 0 | 0 | 0 | 0 | 0 | 0
PeakO | 0 | 0 | 0 | 0 | 0 | 0
ST | 0 | 0 | 0 | 0 | 0 | 0
STOG | 0 | 0 | 0 | 0 | 0 | 0
STWD | 0 | 0 | 0 | 0 | 0 | 0
WT | 0 | 0 | 0 | 0 | 0 | 0
IGCC | 0 | 0 | 0 | 0 | 0 | 0
DemandResponse | 0 | 0 | 0 | 0 | 0 | 0
IGCC-CCS | 0 | 0 | 0 | 0 | 0 | 0
WT_off | 0 | 0 | 0 | 0 | 0 | 0
PseudoUnit | 0 | 0 | 0 | 0 | 0 | 0
FixedInterchange | 0 | 0 | 0 | 0 | 0 | 0
Retrofit VOM Costs by Reporting Type: HQ_NEISO
ReportingType | 2015 | 2020 | 2025 | 2030 | 2035 | 2040
BM | 0 | 0 | 0 | 0 | 0 | 0
CC | 0 | 0 | 0 | 0 | 0 | 0
CSP | 0 | 0 | 0 | 0 | 0 | 0
CT | 0 | 0 | 0 | 0 | 0 | 0
Coal | 0 | 0 | 0 | 0 | 0 | 0
Geo | 0 | 0 | 0 | 0 | 0 | 0
H | 0 | 0 | 0 | 0 | 0 | 0
LFG | 0 | 0 | 0 | 0 | 0 | 0
Nuc | 0 | 0 | 0 | 0 | 0 | 0
PS | 0 | 0 | 0 | 0 | 0 | 0
PV | 0 | 0 | 0 | 0 | 0 | 0
PeakG | 0 | 0 | 0 | 0 | 0 | 0
PeakO | 0 | 0 | 0 | 0 | 0 | 0
ST | 0 | 0 | 0 | 0 | 0 | 0
STOG | 0 | 0 | 0 | 0 | 0 | 0
STWD | 0 | 0 | 0 | 0 | 0 | 0
WT | 0 | 0 | 0 | 0 | 0 | 0
IGCC | 0 | 0 | 0 | 0 | 0 | 0
DemandResponse | 0 | 0 | 0 | 0 | 0 | 0
IGCC-CCS | 0 | 0 | 0 | 0 | 0 | 0
WT_off | 0 | 0 | 0 | 0 | 0 | 0
PseudoUnit | 0 | 0 | 0 | 0 | 0 | 0
FixedInterchange | 0 | 0 | 0 | 0 | 0 | 0
Retrofit VOM Costs by Reporting Type: HQ_NY
ReportingType | 2015 | 2020 | 2025 | 2030 | 2035 | 2040
BM | 0 | 0 | 0 | 0 | 0 | 0
CC | 0 | 0 | 0 | 0 | 0 | 0
CSP | 0 | 0 | 0 | 0 | 0 | 0
CT | 0 | 0 | 0 | 0 | 0 | 0
Coal | 0 | 0 | 0 | 0 | 0 | 0
Geo | 0 | 0 | 0 | 0 | 0 | 0
H | 0 | 0 | 0 | 0 | 0 | 0
LFG | 0 | 0 | 0 | 0 | 0 | 0
Nuc | 0 | 0 | 0 | 0 | 0 | 0
PS | 0 | 0 | 0 | 0 | 0 | 0
PV | 0 | 0 | 0 | 0 | 0 | 0
PeakG | 0 | 0 | 0 | 0 | 0 | 0
PeakO | 0 | 0 | 0 | 0 | 0 | 0
ST | 0 | 0 | 0 | 0 | 0 | 0
STOG | 0 | 0 | 0 | 0 | 0 | 0
STWD | 0 | 0 | 0 | 0 | 0 | 0
WT | 0 | 0 | 0 | 0 | 0 | 0
IGCC | 0 | 0 | 0 | 0 | 0 | 0
DemandResponse | 0 | 0 | 0 | 0 | 0 | 0
IGCC-CCS | 0 | 0 | 0 | 0 | 0 | 0
WT_off | 0 | 0 | 0 | 0 | 0 | 0
PseudoUnit | 0 | 0 | 0 | 0 | 0 | 0
FixedInterchange | 0 | 0 | 0 | 0 | 0 | 0
Retrofit VOM Costs by Reporting Type: MARITIMES
ReportingType | 2015 | 2020 | 2025 | 2030 | 2035 | 2040
BM | 0 | 0 | 0 | 0 | 0 | 0
CC | 0 | 0 | 0 | 0 | 0 | 0
CSP | 0 | 0 | 0 | 0 | 0 | 0
CT | 0 | 0 | 0 | 0 | 0 | 0
Coal | 0 | 0 | 0 | 0 | 0 | 0
Geo | 0 | 0 | 0 | 0 | 0 | 0
H | 0 | 0 | 0 | 0 | 0 | 0
LFG | 0 | 0 | 0 | 0 | 0 | 0
Nuc | 0 | 0 | 0 | 0 | 0 | 0
PS | 0 | 0 | 0 | 0 | 0 | 0
PV | 0 | 0 | 0 | 0 | 0 | 0
PeakG | 0 | 0 | 0 | 0 | 0 | 0
PeakO | 0 | 0 | 0 | 0 | 0 | 0
ST | 0 | 0 | 0 | 0 | 0 | 0
STOG | 0 | 0 | 0 | 0 | 0 | 0
STWD | 0 | 0 | 0 | 0 | 0 | 0
WT | 0 | 0 | 0 | 0 | 0 | 0
IGCC | 0 | 0 | 0 | 0 | 0 | 0
DemandResponse | 0 | 0 | 0 | 0 | 0 | 0
IGCC-CCS | 0 | 0 | 0 | 0 | 0 | 0
WT_off | 0 | 0 | 0 | 0 | 0 | 0
PseudoUnit | 0 | 0 | 0 | 0 | 0 | 0
FixedInterchange | 0 | 0 | 0 | 0 | 0 | 0
retrofit VOM Costs by Reporting Type: All
ReportingType | 2015 | 2020 | 2025 | 2030 | 2035 | 2040
BM | 0 | 0 | 0 | 0 | 0 | 0
CC | 0 | 0 | 0 | 0 | 0 | 0
CSP | 0 | 0 | 0 | 0 | 0 | 0
CT | 0 | 0 | 0 | 0 | 0 | 0
Coal | 4937.62 | 8593.44 | 9717.24 | 10110.56 | 10354.56 | 10428.53
Geo | 0 | 0 | 0 | 0 | 0 | 0
H | 0 | 0 | 0 | 0 | 0 | 0
LFG | 0 | 0 | 0 | 0 | 0 | 0
Nuc | 0 | 0 | 0 | 0 | 0 | 0
PS | 0 | 0 | 0 | 0 | 0 | 0
PV | 0 | 0 | 0 | 0 | 0 | 0
PeakG | 0 | 0 | 0 | 0 | 0 | 0
PeakO | 0 | 0 | 0 | 0 | 0 | 0
ST | 0 | 0 | 0 | 0 | 0 | 0
STOG | 0 | 0 | 0 | 0 | 0 | 0
STWD | 0 | 0 | 0 | 0 | 0 | 0
WT | 0 | 0 | 0 | 0 | 0 | 0
IGCC | 0 | 0 | 0 | 0 | 0 | 0
DemandResponse | 0 | 0 | 0 | 0 | 0 | 0
IGCC-CCS | 0 | 0 | 0 | 0 | 0 | 0
WT_off | 0 | 0 | 0 | 0 | 0 | 0
PseudoUnit | 0 | 0 | 0 | 0 | 0 | 0
FixedInterchange | 0 | 0 | 0 | 0 | 0 | 0
retrofit VOM Costs by Reporting Type: EI_US
ReportingType | 2015 | 2020 | 2025 | 2030 | 2035 | 2040
BM | 0 | 0 | 0 | 0 | 0 | 0
CC | 0 | 0 | 0 | 0 | 0 | 0
CSP | 0 | 0 | 0 | 0 | 0 | 0
CT | 0 | 0 | 0 | 0 | 0 | 0
Coal | 3528.15 | 6628.24 | 7636.67 | 8031.88 | 8281.73 | 8357.55
Geo | 0 | 0 | 0 | 0 | 0 | 0
H | 0 | 0 | 0 | 0 | 0 | 0
LFG | 0 | 0 | 0 | 0 | 0 | 0
Nuc | 0 | 0 | 0 | 0 | 0 | 0
PS | 0 | 0 | 0 | 0 | 0 | 0
PV | 0 | 0 | 0 | 0 | 0 | 0
PeakG | 0 | 0 | 0 | 0 | 0 | 0
PeakO | 0 | 0 | 0 | 0 | 0 | 0
ST | 0 | 0 | 0 | 0 | 0 | 0
STOG | 0 | 0 | 0 | 0 | 0 | 0
STWD | 0 | 0 | 0 | 0 | 0 | 0
WT | 0 | 0 | 0 | 0 | 0 | 0
IGCC | 0 | 0 | 0 | 0 | 0 | 0
DemandResponse | 0 | 0 | 0 | 0 | 0 | 0
IGCC-CCS | 0 | 0 | 0 | 0 | 0 | 0
WT_off | 0 | 0 | 0 | 0 | 0 | 0
PseudoUnit | 0 | 0 | 0 | 0 | 0 | 0
FixedInterchange | 0 | 0 | 0 | 0 | 0 | 0
retrofit VOM Costs by Reporting Type: EI_Canada
ReportingType | 2015 | 2020 | 2025 | 2030 | 2035 | 2040
BM | 0 | 0 | 0 | 0 | 0 | 0
CC | 0 | 0 | 0 | 0 | 0 | 0
CSP | 0 | 0 | 0 | 0 | 0 | 0
CT | 0 | 0 | 0 | 0 | 0 | 0
Coal | 0 | 0 | 0 | 0 | 0 | 0
Geo | 0 | 0 | 0 | 0 | 0 | 0
H | 0 | 0 | 0 | 0 | 0 | 0
LFG | 0 | 0 | 0 | 0 | 0 | 0
Nuc | 0 | 0 | 0 | 0 | 0 | 0
PS | 0 | 0 | 0 | 0 | 0 | 0
PV | 0 | 0 | 0 | 0 | 0 | 0
PeakG | 0 | 0 | 0 | 0 | 0 | 0
PeakO | 0 | 0 | 0 | 0 | 0 | 0
ST | 0 | 0 | 0 | 0 | 0 | 0
STOG | 0 | 0 | 0 | 0 | 0 | 0
STWD | 0 | 0 | 0 | 0 | 0 | 0
WT | 0 | 0 | 0 | 0 | 0 | 0
IGCC | 0 | 0 | 0 | 0 | 0 | 0
DemandResponse | 0 | 0 | 0 | 0 | 0 | 0
IGCC-CCS | 0 | 0 | 0 | 0 | 0 | 0
WT_off | 0 | 0 | 0 | 0 | 0 | 0
PseudoUnit | 0 | 0 | 0 | 0 | 0 | 0
FixedInterchange | 0 | 0 | 0 | 0 | 0 | 0
retrofit VOM Costs by Reporting Type: EI
ReportingType | 2015 | 2020 | 2025 | 2030 | 2035 | 2040
BM | 0 | 0 | 0 | 0 | 0 | 0
CC | 0 | 0 | 0 | 0 | 0 | 0
CSP | 0 | 0 | 0 | 0 | 0 | 0
CT | 0 | 0 | 0 | 0 | 0 | 0
Coal | 3528.15 | 6628.24 | 7636.67 | 8031.88 | 8281.73 | 8357.55
Geo | 0 | 0 | 0 | 0 | 0 | 0
H | 0 | 0 | 0 | 0 | 0 | 0
LFG | 0 | 0 | 0 | 0 | 0 | 0
Nuc | 0 | 0 | 0 | 0 | 0 | 0
PS | 0 | 0 | 0 | 0 | 0 | 0
PV | 0 | 0 | 0 | 0 | 0 | 0
PeakG | 0 | 0 | 0 | 0 | 0 | 0
PeakO | 0 | 0 | 0 | 0 | 0 | 0
ST | 0 | 0 | 0 | 0 | 0 | 0
STOG | 0 | 0 | 0 | 0 | 0 | 0
STWD | 0 | 0 | 0 | 0 | 0 | 0
WT | 0 | 0 | 0 | 0 | 0 | 0
IGCC | 0 | 0 | 0 | 0 | 0 | 0
DemandResponse | 0 | 0 | 0 | 0 | 0 | 0
IGCC-CCS | 0 | 0 | 0 | 0 | 0 | 0
WT_off | 0 | 0 | 0 | 0 | 0 | 0
PseudoUnit | 0 | 0 | 0 | 0 | 0 | 0
FixedInterchange | 0 | 0 | 0 | 0 | 0 | 0
retrofit VOM Costs by Reporting Type: Outside_EI
ReportingType | 2015 | 2020 | 2025 | 2030 | 2035 | 2040
BM | 0 | 0 | 0 | 0 | 0 | 0
CC | 0 | 0 | 0 | 0 | 0 | 0
CSP | 0 | 0 | 0 | 0 | 0 | 0
CT | 0 | 0 | 0 | 0 | 0 | 0
Coal | 1409.46 | 1965.21 | 2080.57 | 2078.68 | 2072.82 | 2070.97
Geo | 0 | 0 | 0 | 0 | 0 | 0
H | 0 | 0 | 0 | 0 | 0 | 0
LFG | 0 | 0 | 0 | 0 | 0 | 0
Nuc | 0 | 0 | 0 | 0 | 0 | 0
PS | 0 | 0 | 0 | 0 | 0 | 0
PV | 0 | 0 | 0 | 0 | 0 | 0
PeakG | 0 | 0 | 0 | 0 | 0 | 0
PeakO | 0 | 0 | 0 | 0 | 0 | 0
ST | 0 | 0 | 0 | 0 | 0 | 0
STOG | 0 | 0 | 0 | 0 | 0 | 0
STWD | 0 | 0 | 0 | 0 | 0 | 0
WT | 0 | 0 | 0 | 0 | 0 | 0
IGCC | 0 | 0 | 0 | 0 | 0 | 0
DemandResponse | 0 | 0 | 0 | 0 | 0 | 0
IGCC-CCS | 0 | 0 | 0 | 0 | 0 | 0
WT_off | 0 | 0 | 0 | 0 | 0 | 0
PseudoUnit | 0 | 0 | 0 | 0 | 0 | 0
FixedInterchange | 0 | 0 | 0 | 0 | 0 | 0
#10 | 0.05: Base FOM Costs ($million)
Base FOM Costs by Reporting Type: Entergy
ReportingType | 2015 | 2020 | 2025 | 2030 | 2035 | 2040
BM | 0 | 0 | 0 | 0 | 0 | 0
CC | 413.46 | 549.55 | 449.93 | 500.63 | 592.8 | 622.73
CSP | 0 | 0 | 0 | 0 | 0 | 0
CT | 0 | 0 | 0 | 0 | 0 | 0
Coal | 517.35 | 557.26 | 562.84 | 589.52 | 615.72 | 775.53
Geo | 0 | 0 | 0 | 0 | 0 | 0
H | 10.6 | 10.6 | 10.6 | 10.6 | 10.6 | 10.6
LFG | 0.97 | 0.97 | 9.72 | 13.89 | 13.89 | 13.89
Nuc | 789.41 | 804.93 | 789.41 | 789.41 | 666.82 | 1125.48
PS | 1.4 | 1.4 | 1.4 | 1.4 | 1.4 | 1.4
PV | 0 | 0 | 0 | 0 | 0 | 0
PeakG | 47.54 | 69.98 | 49.29 | 63.1 | 67 | 67
PeakO | 4.42 | 5.87 | 5.08 | 5.22 | 5.22 | 5.22
ST | 0 | 0 | 0 | 0 | 0 | 0
STOG | 194.89 | 230.61 | 197.68 | 197.68 | 197.68 | 197.68
STWD | 6.6 | 8.26 | 6.73 | 6.73 | 6.73 | 6.73
WT | 3.66 | 3.66 | 3.66 | 3.66 | 3.66 | 3.66
IGCC | 0 | 0 | 0 | 0 | 0 | 0
DemandResponse | 0 | 0 | 0 | 0 | 0 | 0
IGCC-CCS | 0 | 0 | 0 | 0 | 0 | 0
WT_off | 0 | 0 | 0 | 0 | 0 | 0
PseudoUnit | 0 | 0 | 0 | 0 | 0 | 0
FixedInterchange | 0 | 0 | 0 | 0 | 0 | 0
Base FOM Costs by Reporting Type: FRCC
ReportingType | 2015 | 2020 | 2025 | 2030 | 2035 | 2040
BM | 0 | 0 | 0 | 0 | 0 | 0
CC | 674.93 | 942.4 | 838.42 | 950.94 | 1128.36 | 1247.24
CSP | 0 | 0 | 0 | 0 | 0 | 0
CT | 16.6 | 16.6 | 16.6 | 16.6 | 16.6 | 16.6
Coal | 581.48 | 559.11 | 579.81 | 624.95 | 657.59 | 710.17
Geo | 0 | 0 | 0 | 0 | 0 | 0
H | 0.78 | 0.78 | 0.78 | 0.78 | 0.78 | 0.78
LFG | 58.63 | 58.63 | 82.46 | 82.46 | 82.46 | 82.46
Nuc | 601.49 | 635.55 | 601.49 | 601.49 | 946.02 | 369.98
PS | 0 | 0 | 0 | 0 | 0 | 0
PV | 0.75 | 0.75 | 0.75 | 0.75 | 0.75 | 0.75
PeakG | 149.81 | 217.71 | 155.12 | 202.68 | 202.68 | 202.68
PeakO | 64.61 | 83.43 | 68.43 | 68.43 | 68.43 | 68.43
ST | 0 | 0 | 0 | 0 | 0 | 0
STOG | 252.24 | 298.47 | 255.85 | 255.85 | 255.85 | 255.85
STWD | 6.25 | 7.82 | 6.37 | 6.37 | 6.37 | 6.37
WT | 0 | 0 | 0 | 0 | 0 | 0
IGCC | 0 | 0 | 0 | 0 | 0 | 0
DemandResponse | 0 | 0 | 0 | 0 | 0 | 0
IGCC-CCS | 0 | 0 | 0 | 0 | 0 | 0
WT_off | 0 | 0 | 0 | 0 | 0 | 0
PseudoUnit | 0 | 0 | 0 | 0 | 0 | 0
FixedInterchange | 0 | 0 | 0 | 0 | 0 | 0
Base FOM Costs by Reporting Type: MAPP_US
ReportingType | 2015 | 2020 | 2025 | 2030 | 2035 | 2040
BM | 0 | 0 | 0 | 0 | 0 | 0
CC | 8.58 | 10.9 | 8.79 | 8.81 | 9.52 | 10.72
CSP | 0 | 0 | 0 | 0 | 0 | 0
CT | 2.06 | 2.06 | 2.06 | 4.39 | 6.24 | 7.36
Coal | 190.34 | 197.18 | 201.74 | 208.64 | 240.09 | 275.57
Geo | 3.95 | 3.95 | 3.95 | 3.95 | 3.95 | 3.95
H | 31.14 | 31.14 | 31.14 | 31.14 | 31.14 | 31.14
LFG | 0.24 | 0.24 | 8.86 | 8.86 | 8.86 | 8.86
Nuc | 0.01 | 0.01 | 0.01 | 0.01 | 0.01 | 0.01
PS | 0 | 0 | 0 | 0 | 0 | 0
PV | 0 | 0 | 0 | 0 | 0 | 0
PeakG | 12.29 | 19.13 | 14.16 | 16.07 | 17.04 | 17.04
PeakO | 9.45 | 12.88 | 10.32 | 10.32 | 10.32 | 10.32
ST | 0 | 0 | 0 | 0 | 0 | 0
STOG | 0 | 0 | 0 | 0 | 0 | 0
STWD | 0 | 0 | 0 | 0 | 0 | 0
WT | 55.22 | 55.22 | 75.08 | 77.75 | 80.52 | 83.4
IGCC | 0 | 0 | 0 | 0 | 0 | 0
DemandResponse | 0 | 0 | 0 | 0 | 0 | 0
IGCC-CCS | 0 | 0 | 0 | 0 | 0 | 0
WT_off | 0 | 0 | 0 | 0 | 0 | 0
PseudoUnit | 0 | 0 | 0 | 0 | 0 | 0
FixedInterchange | 0 | 0 | 0 | 0 | 0 | 0
Base FOM Costs by Reporting Type: MISO_IN
ReportingType | 2015 | 2020 | 2025 | 2030 | 2035 | 2040
BM | 0 | 0 | 0 | 0 | 0 | 0
CC | 41.43 | 92.05 | 98.73 | 138.92 | 172.12 | 172.12
CSP | 0 | 0 | 0 | 0 | 0 | 0
CT | 0 | 0 | 0 | 0 | 0 | 0
Coal | 959.94 | 1050.46 | 1043.15 | 1172.34 | 1310.67 | 1455.93
Geo | 0 | 0 | 0 | 0 | 0 | 0
H | 1.07 | 1.07 | 1.07 | 1.07 | 1.07 | 1.07
LFG | 4.46 | 4.46 | 4.46 | 14.11 | 14.11 | 14.11
Nuc | 0.01 | 0.01 | 0.01 | 0.01 | 0.01 | 0.01
PS | 0 | 0 | 0 | 0 | 0 | 0
PV | 0 | 0 | 0 | 0 | 0 | 0
PeakG | 52.35 | 76.94 | 54.27 | 73.39 | 73.39 | 73.39
PeakO | 10.59 | 13.5 | 10.82 | 10.82 | 10.82 | 10.82
ST | 0 | 0 | 0 | 0 | 0 | 0
STOG | 12.26 | 14.51 | 12.44 | 12.44 | 12.44 | 12.44
STWD | 0 | 0 | 0 | 0 | 0 | 0
WT | 18.31 | 18.31 | 18.31 | 18.31 | 18.31 | 18.31
IGCC | 30.22 | 30.22 | 30.22 | 30.22 | 30.22 | 30.22
DemandResponse | 0 | 0 | 0 | 0 | 0 | 0
IGCC-CCS | 0 | 0 | 0 | 0 | 0 | 0
WT_off | 0 | 0 | 0 | 0 | 0 | 0
PseudoUnit | 0 | 0 | 0 | 0 | 0 | 0
FixedInterchange | 0 | 0 | 0 | 0 | 0 | 0
Base FOM Costs by Reporting Type: MISO_MI
ReportingType | 2015 | 2020 | 2025 | 2030 | 2035 | 2040
BM | 0 | 0 | 0 | 0 | 0 | 0
CC | 128.88 | 172.17 | 142.32 | 148.71 | 160.93 | 160.93
CSP | 0 | 0 | 0 | 0 | 0 | 0
CT | 0 | 0 | 0 | 0 | 0 | 0
Coal | 671.02 | 647.01 | 591.69 | 665.82 | 745.96 | 794.18
Geo | 0 | 0 | 0 | 0 | 0 | 0
H | 2.01 | 2.01 | 2.01 | 2.01 | 2.01 | 2.01
LFG | 19.67 | 19.67 | 19.67 | 38.95 | 38.95 | 38.95
Nuc | 275.03 | 275.03 | 275.03 | 275.03 | 161.75 | 417.74
PS | 44.44 | 44.44 | 44.44 | 44.44 | 44.44 | 44.44
PV | 0 | 0 | 0 | 0 | 0 | 0
PeakG | 61.2 | 89.88 | 71.67 | 85.63 | 85.63 | 85.63
PeakO | 15.67 | 19.97 | 16.01 | 16.01 | 16.01 | 16.01
ST | 0 | 0 | 0 | 0 | 0 | 0
STOG | 125.33 | 148.3 | 127.13 | 127.13 | 127.13 | 127.13
STWD | 5.22 | 6.54 | 5.33 | 5.33 | 5.33 | 5.33
WT | 61.65 | 61.65 | 61.65 | 61.65 | 61.65 | 61.65
IGCC | 0 | 0 | 0 | 0 | 0 | 0
DemandResponse | 0 | 0 | 0 | 0 | 0 | 0
IGCC-CCS | 0 | 0 | 0 | 0 | 0 | 0
WT_off | 0 | 0 | 0 | 0 | 0 | 0
PseudoUnit | 0 | 0 | 0 | 0 | 0 | 0
FixedInterchange | 0 | 0 | 0 | 0 | 0 | 0
Base FOM Costs by Reporting Type: MISO_MO-IL
ReportingType | 2015 | 2020 | 2025 | 2030 | 2035 | 2040
BM | 0 | 0 | 0 | 0 | 0 | 0
CC | 31.4 | 39.92 | 32.06 | 35.22 | 39.25 | 39.25
CSP | 0 | 0 | 0 | 0 | 0 | 0
CT | 0 | 0 | 0 | 0 | 0 | 0
Coal | 1046.98 | 1093.78 | 1022.94 | 1173.14 | 1338.34 | 1410.76
Geo | 0 | 0 | 0 | 0 | 0 | 0
H | 5.01 | 5.01 | 5.01 | 5.01 | 5.01 | 5.01
LFG | 2.17 | 2.17 | 29.04 | 29.04 | 29.04 | 29.04
Nuc | 308.98 | 325.11 | 325.11 | 325.11 | 325.11 | 325.11
PS | 10.45 | 10.45 | 10.45 | 10.45 | 10.45 | 10.45
PV | 0 | 0 | 0 | 0 | 0 | 0
PeakG | 77.83 | 114.84 | 80.73 | 103.92 | 110.46 | 110.46
PeakO | 21.48 | 28.65 | 22.96 | 22.96 | 22.96 | 22.96
ST | 0 | 0 | 0 | 0 | 0 | 0
STOG | 26.02 | 30.78 | 26.39 | 26.39 | 26.39 | 26.39
STWD | 0 | 0 | 0 | 0 | 0 | 0
WT | 21.36 | 21.36 | 21.36 | 21.36 | 21.36 | 21.36
IGCC | 0 | 0 | 0 | 0 | 0 | 0
DemandResponse | 0 | 0 | 0 | 0 | 0 | 0
IGCC-CCS | 0 | 0 | 0 | 0 | 0 | 0
WT_off | 0 | 0 | 0 | 0 | 0 | 0
PseudoUnit | 0 | 0 | 0 | 0 | 0 | 0
FixedInterchange | 0 | 0 | 0 | 0 | 0 | 0
Base FOM Costs by Reporting Type: MISO_W
ReportingType | 2015 | 2020 | 2025 | 2030 | 2035 | 2040
BM | 0 | 0 | 0 | 0 | 0 | 0
CC | 90.43 | 114.8 | 92.68 | 92.68 | 109.48 | 112.22
CSP | 0 | 0 | 0 | 0 | 0 | 0
CT | 0 | 0 | 0 | 0 | 0 | 0
Coal | 868.89 | 835.38 | 835.37 | 868.73 | 1105.39 | 1450.82
Geo | 0 | 0 | 0 | 0 | 0 | 0
H | 7.08 | 7.08 | 7.08 | 7.08 | 7.08 | 7.08
LFG | 24.73 | 24.73 | 33.36 | 33.36 | 33.36 | 33.36
Nuc | 343.79 | 343.79 | 343.79 | 602.57 | 0.04 | 0.04
PS | 0 | 0 | 0 | 0 | 0 | 0
PV | 0 | 0 | 0 | 0 | 0 | 0
PeakG | 87.12 | 123.54 | 89.97 | 105.17 | 108.71 | 108.71
PeakO | 56.38 | 79.08 | 64.57 | 64.57 | 64.57 | 64.57
ST | 0 | 0 | 0 | 0 | 0 | 0
STOG | 7.56 | 8.94 | 7.67 | 7.67 | 7.67 | 7.67
STWD | 10.03 | 12.55 | 10.23 | 10.23 | 10.23 | 10.23
WT | 268.82 | 268.82 | 310.15 | 334.2 | 345.71 | 358.16
IGCC | 0 | 0 | 0 | 0 | 0 | 0
DemandResponse | 0 | 0 | 0 | 0 | 0 | 0
IGCC-CCS | 0 | 0 | 0 | 0 | 0 | 0
WT_off | 0 | 0 | 0 | 0 | 0 | 0
PseudoUnit | 0 | 0 | 0 | 0 | 0 | 0
FixedInterchange | 0 | 0 | 0 | 0 | 0 | 0
Base FOM Costs by Reporting Type: MISO_WUMS
ReportingType | 2015 | 2020 | 2025 | 2030 | 2035 | 2040
BM | 0 | 0 | 0 | 0 | 0 | 0
CC | 80.83 | 147.14 | 127.62 | 133.05 | 173.31 | 177.12
CSP | 0 | 0 | 0 | 0 | 0 | 0
CT | 0 | 52.09 | 73.47 | 102.64 | 124.21 | 124.21
Coal | 393.51 | 310.45 | 324.57 | 333.85 | 336.43 | 387.54
Geo | 0 | 0 | 0 | 0 | 0 | 0
H | 4.79 | 4.79 | 4.79 | 4.79 | 4.79 | 4.79
LFG | 8.57 | 8.57 | 35.44 | 35.44 | 35.44 | 35.44
Nuc | 264.54 | 287.77 | 264.54 | 570.75 | 0.04 | 0.04
PS | 0 | 0 | 0 | 0 | 0 | 0
PV | 0 | 0 | 0 | 0 | 0 | 0
PeakG | 55.64 | 81.65 | 65.08 | 77.65 | 77.65 | 77.65
PeakO | 13.52 | 17.78 | 14.69 | 14.69 | 14.69 | 14.69
ST | 0 | 0 | 0 | 0 | 0 | 0
STOG | 13.21 | 15.63 | 13.39 | 13.39 | 13.39 | 13.39
STWD | 3.37 | 4.21 | 3.43 | 3.43 | 3.43 | 3.43
WT | 46.36 | 46.36 | 46.36 | 46.36 | 46.36 | 46.36
IGCC | 0 | 0 | 0 | 0 | 0 | 0
DemandResponse | 0 | 0 | 0 | 0 | 0 | 0
IGCC-CCS | 0 | 0 | 0 | 0 | 0 | 0
WT_off | 0 | 0 | 0 | 0 | 0 | 0
PseudoUnit | 0 | 0 | 0 | 0 | 0 | 0
FixedInterchange | 0 | 0 | 0 | 0 | 0 | 0
Base FOM Costs by Reporting Type: Nebraska
ReportingType | 2015 | 2020 | 2025 | 2030 | 2035 | 2040
BM | 0 | 0 | 0 | 0 | 0 | 0
CC | 10.62 | 13.51 | 10.85 | 10.85 | 12.75 | 13.28
CSP | 0 | 0 | 0 | 0 | 0 | 0
CT | 0 | 0 | 0 | 0 | 0 | 0
Coal | 257.61 | 296.53 | 307.03 | 324.87 | 394.89 | 493.07
Geo | 0 | 0 | 0 | 0 | 0 | 0
H | 2.38 | 2.38 | 2.38 | 2.38 | 2.38 | 2.38
LFG | 0.72 | 0.72 | 0.72 | 9.35 | 9.35 | 9.35
Nuc | 182.28 | 198.29 | 182.28 | 249.21 | 0.09 | 0.09
PS | 0 | 0 | 0 | 0 | 0 | 0
PV | 0 | 0 | 0 | 0 | 0 | 0
PeakG | 21.82 | 37.31 | 31.37 | 31.37 | 31.37 | 31.37
PeakO | 9.57 | 12.19 | 9.77 | 9.77 | 9.77 | 9.77
ST | 0 | 0 | 0 | 0 | 0 | 0
STOG | 11.87 | 14.04 | 12.04 | 12.04 | 12.04 | 12.04
STWD | 0 | 0 | 0 | 0 | 0 | 0
WT | 10.53 | 10.53 | 10.53 | 10.53 | 10.53 | 10.53
IGCC | 0 | 0 | 0 | 0 | 0 | 0
DemandResponse | 0 | 0 | 0 | 0 | 0 | 0
IGCC-CCS | 0 | 0 | 0 | 0 | 0 | 0
WT_off | 0 | 0 | 0 | 0 | 0 | 0
PseudoUnit | 0 | 0 | 0 | 0 | 0 | 0
FixedInterchange | 0 | 0 | 0 | 0 | 0 | 0
Base FOM Costs by Reporting Type: NEISO
ReportingType | 2015 | 2020 | 2025 | 2030 | 2035 | 2040
BM | 25.35 | 25.35 | 25.35 | 25.35 | 25.35 | 25.35
CC | 339.84 | 425.08 | 357.14 | 384.04 | 417.46 | 417.46
CSP | 0 | 0 | 0 | 0 | 0 | 0
CT | 2.24 | 2.24 | 2.24 | 6.97 | 17.32 | 24.44
Coal | 22.84 | 0 | 0 | 0 | 0 | 0
Geo | 0 | 0 | 0 | 0 | 0 | 0
H | 46.4 | 46.4 | 46.4 | 46.4 | 46.4 | 46.4
LFG | 70.11 | 78.5 | 78.5 | 78.5 | 78.5 | 78.5
Nuc | 676.28 | 735.67 | 676.28 | 676.28 | 488.61 | 932.14
PS | 39.74 | 39.74 | 39.74 | 39.74 | 39.74 | 39.74
PV | 0.03 | 0.03 | 0.03 | 0.03 | 0.03 | 0.03
PeakG | 19.94 | 29.61 | 20.7 | 22.52 | 28.85 | 28.85
PeakO | 34.72 | 44.24 | 35.46 | 35.46 | 35.46 | 35.46
ST | 0 | 0 | 0 | 0 | 0 | 0
STOG | 0 | 0 | 0 | 0 | 0 | 0
STWD | 17.18 | 21.5 | 17.52 | 17.52 | 17.52 | 17.52
WT | 13.44 | 53.4 | 105.19 | 136.58 | 149.59 | 149.59
IGCC | 0 | 0 | 0 | 0 | 0 | 0
DemandResponse | 0 | 0 | 0 | 0 | 0 | 0
IGCC-CCS | 0 | 0 | 0 | 0 | 0 | 0
WT_off | 24.96 | 24.96 | 24.96 | 24.96 | 0 | 0
PseudoUnit | 0 | 0 | 0 | 0 | 0 | 0
FixedInterchange | 0 | 0 | 0 | 0 | 0 | 0
Base FOM Costs by Reporting Type: NonRTO_Midwest
ReportingType | 2015 | 2020 | 2025 | 2030 | 2035 | 2040
BM | 0 | 0 | 0 | 0 | 0 | 0
CC | 0 | 6.95 | 9.75 | 10.97 | 16.27 | 19.66
CSP | 0 | 0 | 0 | 0 | 0 | 0
CT | 1.03 | 4 | 4.41 | 6.32 | 6.32 | 7.27
Coal | 715.84 | 782.58 | 782.1 | 833.12 | 911.7 | 999.2
Geo | 0 | 0 | 0 | 0 | 0 | 0
H | 2.04 | 2.04 | 2.04 | 2.04 | 2.04 | 2.04
LFG | 1.69 | 1.69 | 1.69 | 20.97 | 20.97 | 20.97
Nuc | 0.01 | 0.01 | 0.01 | 0.01 | 0.01 | 0.01
PS | 0 | 0 | 0 | 0 | 0 | 0
PV | 0 | 0 | 0 | 0 | 0 | 0
PeakG | 56.39 | 83.4 | 58.5 | 71.11 | 80.61 | 80.61
PeakO | 0.35 | 0.45 | 0.36 | 0.36 | 0.36 | 0.36
ST | 0 | 0 | 0 | 0 | 0 | 0
STOG | 0 | 0 | 0 | 0 | 0 | 0
STWD | 0 | 0 | 0 | 0 | 0 | 0
WT | 2.26 | 2.26 | 2.26 | 2.26 | 2.26 | 2.26
IGCC | 0 | 0 | 0 | 0 | 0 | 0
DemandResponse | 0 | 0 | 0 | 0 | 0 | 0
IGCC-CCS | 0 | 0 | 0 | 0 | 0 | 0
WT_off | 0 | 0 | 0 | 0 | 0 | 0
PseudoUnit | 0 | 0 | 0 | 0 | 0 | 0
FixedInterchange | 0 | 0 | 0 | 0 | 0 | 0
Base FOM Costs by Reporting Type: NYISO_A-F
ReportingType | 2015 | 2020 | 2025 | 2030 | 2035 | 2040
BM | 0 | 0 | 0 | 0 | 0 | 0
CC | 115.84 | 148.08 | 131.11 | 142.52 | 142.52 | 142.52
CSP | 0 | 0 | 0 | 0 | 0 | 0
CT | 0 | 0 | 0 | 0 | 0 | 0
Coal | 0 | 0 | 0 | 0 | 0 | 0
Geo | 0 | 0 | 0 | 0 | 0 | 0
H | 62.6 | 62.6 | 62.6 | 62.6 | 62.6 | 62.6
LFG | 20.8 | 20.8 | 20.8 | 28.97 | 28.97 | 28.97
Nuc | 489.92 | 509.2 | 489.92 | 399.48 | 552.03 | 578.17
PS | 33.52 | 33.52 | 33.52 | 33.52 | 33.52 | 33.52
PV | 0 | 0 | 0 | 0 | 0 | 0
PeakG | 3.78 | 5.56 | 5.31 | 5.31 | 5.31 | 5.31
PeakO | 1.14 | 1.46 | 1.17 | 1.17 | 1.17 | 1.17
ST | 0 | 0 | 0 | 0 | 0 | 0
STOG | 0 | 0 | 0 | 0 | 0 | 0
STWD | 2.76 | 3.45 | 2.81 | 2.81 | 2.81 | 2.81
WT | 113.42 | 133.35 | 133.35 | 133.35 | 133.35 | 133.35
IGCC | 0 | 0 | 0 | 0 | 0 | 0
DemandResponse | 0 | 0 | 0 | 0 | 0 | 0
IGCC-CCS | 0 | 0 | 0 | 0 | 0 | 0
WT_off | 0 | 0 | 0 | 0 | 0 | 0
PseudoUnit | 0 | 0 | 0 | 0 | 0 | 0
FixedInterchange | 0 | 0 | 0 | 0 | 0 | 0
Base FOM Costs by Reporting Type: NYISO_G-I
ReportingType | 2015 | 2020 | 2025 | 2030 | 2035 | 2040
BM | 0 | 0 | 0 | 0 | 0 | 0
CC | 34.33 | 43.65 | 47.57 | 62.82 | 116.24 | 150.57
CSP | 0 | 0 | 0 | 0 | 0 | 0
CT | 0 | 0 | 0 | 0 | 0 | 0
Coal | 0 | 0 | 0 | 0 | 0 | 0
Geo | 0 | 0 | 0 | 0 | 0 | 0
H | 0.46 | 0.46 | 0.46 | 0.46 | 0.46 | 0.46
LFG | 7.72 | 7.72 | 7.72 | 16.67 | 16.67 | 16.67
Nuc | 297.74 | 323.88 | 297.74 | 297.74 | 452.18 | 0.18
PS | 0 | 0 | 0 | 0 | 0 | 0
PV | 0 | 0 | 0 | 0 | 0 | 0
PeakG | 1.51 | 2.04 | 1.56 | 1.56 | 1.56 | 1.56
PeakO | 2.55 | 3.25 | 2.61 | 2.61 | 2.61 | 2.61
ST | 0 | 0 | 0 | 0 | 0 | 0
STOG | 30.39 | 35.96 | 30.83 | 30.83 | 30.83 | 30.83
STWD | 0 | 0 | 0 | 0 | 0 | 0
WT | 0 | 1.68 | 1.68 | 1.68 | 1.68 | 1.68
IGCC | 0 | 0 | 0 | 0 | 0 | 0
DemandResponse | 0 | 0 | 0 | 0 | 0 | 0
IGCC-CCS | 0 | 0 | 0 | 0 | 0 | 0
WT_off | 0 | 0 | 0 | 0 | 0 | 0
PseudoUnit | 0 | 0 | 0 | 0 | 0 | 0
FixedInterchange | 0 | 0 | 0 | 0 | 0 | 0
Base FOM Costs by Reporting Type: NYISO_J-K
ReportingType | 2015 | 2020 | 2025 | 2030 | 2035 | 2040
BM | 0 | 0 | 0 | 0 | 0 | 0
CC | 125.46 | 154.92 | 127.77 | 138.94 | 152.61 | 157.74
CSP | 0 | 0 | 0 | 0 | 0 | 0
CT | 0 | 0 | 7.91 | 19.97 | 19.97 | 25.08
Coal | 0 | 0 | 0 | 0 | 0 | 0
Geo | 0 | 0 | 0 | 0 | 0 | 0
H | 0 | 0 | 0 | 0 | 0 | 0
LFG | 14.96 | 14.96 | 14.96 | 23.9 | 23.9 | 23.9
Nuc | 0.01 | 0.01 | 0.01 | 0.01 | 0.01 | 0.01
PS | 0 | 0 | 0 | 0 | 0 | 0
PV | 0.53 | 0.53 | 0.53 | 0.53 | 0 | 0
PeakG | 54.7 | 77.08 | 56.45 | 62.35 | 66.78 | 66.78
PeakO | 61.69 | 79.16 | 63.78 | 65.02 | 65.02 | 65.02
ST | 0 | 0 | 0 | 0 | 0 | 0
STOG | 298.78 | 353.54 | 303.07 | 303.07 | 303.07 | 303.07
STWD | 0 | 0 | 0 | 0 | 0 | 0
WT | 0 | 0 | 0 | 0 | 0 | 0
IGCC | 0 | 0 | 0 | 0 | 0 | 0
DemandResponse | 0 | 0 | 0 | 0 | 0 | 0
IGCC-CCS | 0 | 0 | 0 | 0 | 0 | 0
WT_off | 0 | 0 | 0 | 0 | 0 | 0
PseudoUnit | 0 | 0 | 0 | 0 | 0 | 0
FixedInterchange | 0 | 0 | 0 | 0 | 0 | 0
Base FOM Costs by Reporting Type: PJM_E
ReportingType | 2015 | 2020 | 2025 | 2030 | 2035 | 2040
BM | 3.02 | 3.02 | 3.02 | 3.02 | 3.02 | 3.02
CC | 297.21 | 359.4 | 312.87 | 330.19 | 350.43 | 350.43
CSP | 0 | 0 | 0 | 0 | 0 | 0
CT | 0.18 | 0.18 | 0.18 | 0.18 | 29.86 | 29.86
Coal | 67.42 | 27.04 | 31.98 | 32.27 | 34.91 | 34.91
Geo | 0 | 0 | 0 | 0 | 0 | 0
H | 3.85 | 3.85 | 3.85 | 3.85 | 3.85 | 3.85
LFG | 56.83 | 72.83 | 72.83 | 72.83 | 72.83 | 72.83
Nuc | 1239 | 1184.31 | 1149.53 | 1149.53 | 825.73 | 1983.3
PS | 9.5 | 9.5 | 9.5 | 9.5 | 9.5 | 9.5
PV | 0.75 | 0.75 | 0.75 | 0.75 | 0.75 | 0.75
PeakG | 75.2 | 106.43 | 77.64 | 89.79 | 93.22 | 93.22
PeakO | 75.92 | 100.78 | 82.41 | 82.41 | 82.41 | 82.41
ST | 0 | 0 | 0 | 0 | 0 | 0
STOG | 115.25 | 136.37 | 116.9 | 116.9 | 116.9 | 116.9
STWD | 0 | 0 | 0 | 0 | 0 | 0
WT | 32.63 | 32.63 | 32.63 | 32.63 | 32.63 | 32.63
IGCC | 0 | 0 | 0 | 0 | 0 | 0
DemandResponse | 0 | 0 | 0 | 0 | 0 | 0
IGCC-CCS | 0 | 0 | 0 | 0 | 0 | 0
WT_off | 0 | 0 | 58.67 | 58.67 | 58.67 | 58.67
PseudoUnit | 0 | 0 | 0 | 0 | 0 | 0
FixedInterchange | 0 | 0 | 0 | 0 | 0 | 0
Base FOM Costs by Reporting Type: PJM_ROM
ReportingType | 2015 | 2020 | 2025 | 2030 | 2035 | 2040
BM | 1.81 | 1.81 | 1.81 | 1.81 | 1.81 | 1.81
CC | 142.43 | 174.53 | 145.82 | 151.1 | 237.32 | 430.12
CSP | 0 | 0 | 0 | 0 | 0 | 0
CT | 0.11 | 0.11 | 0.11 | 0.11 | 0.11 | 0.11
Coal | 640.85 | 661.34 | 701.43 | 925.46 | 974.04 | 991.74
Geo | 0 | 0 | 0 | 0 | 0 | 0
H | 19.83 | 19.83 | 19.83 | 19.83 | 19.83 | 19.83
LFG | 43.05 | 74.95 | 74.95 | 74.95 | 74.95 | 74.95
Nuc | 733.21 | 756.8 | 733.21 | 733.21 | 657.66 | 1060.55
PS | 35.92 | 35.92 | 35.92 | 35.92 | 35.92 | 35.92
PV | 0.06 | 14.09 | 26.42 | 30.09 | 31.14 | 32.24
PeakG | 30.83 | 44.67 | 41.32 | 41.32 | 41.32 | 41.32
PeakO | 45.95 | 58.57 | 46.94 | 46.94 | 46.94 | 46.94
ST | 0 | 0 | 0 | 0 | 0 | 0
STOG | 155.08 | 183.5 | 157.31 | 157.31 | 157.31 | 157.31
STWD | 2.24 | 2.81 | 2.29 | 2.29 | 2.29 | 2.29
WT | 38.48 | 38.48 | 56.38 | 59.55 | 72.33 | 92.01
IGCC | 0 | 0 | 0 | 0 | 0 | 0
DemandResponse | 0 | 0 | 0 | 0 | 0 | 0
IGCC-CCS | 0 | 0 | 0 | 0 | 0 | 0
WT_off | 0 | 0 | 0 | 0 | 0 | 0
PseudoUnit | 0 | 0 | 0 | 0 | 0 | 0
FixedInterchange | 0 | 0 | 0 | 0 | 0 | 0
Base FOM Costs by Reporting Type: PJM_ROR
ReportingType | 2015 | 2020 | 2025 | 2030 | 2035 | 2040
BM | 38.69 | 38.69 | 38.69 | 38.69 | 38.69 | 19.4
CC | 357.07 | 495.1 | 489.13 | 636.21 | 732.68 | 732.68
CSP | 0 | 0 | 0 | 0 | 0 | 0
CT | 0.19 | 0.19 | 0.19 | 18.87 | 26.8 | 26.8
Coal | 3801.46 | 3699.97 | 3755.23 | 4318.74 | 4839.1 | 5110.45
Geo | 0 | 0 | 0 | 0 | 0 | 0
H | 26.17 | 26.17 | 26.17 | 26.17 | 26.17 | 26.17
LFG | 65.06 | 73.76 | 126.87 | 126.87 | 126.87 | 126.87
Nuc | 2917.4 | 3014.07 | 2917.4 | 2791.17 | 2168.76 | 4415.45
PS | 73.14 | 73.14 | 73.14 | 73.14 | 73.14 | 73.14
PV | 0.35 | 0.35 | 0.35 | 0.35 | 0.35 | 0.35
PeakG | 325.76 | 481.29 | 337.93 | 436.45 | 464.24 | 464.24
PeakO | 48.69 | 65.15 | 52.22 | 52.22 | 52.22 | 52.22
ST | 0 | 0 | 0 | 0 | 0 | 0
STOG | 93.25 | 110.34 | 94.59 | 94.59 | 94.59 | 94.59
STWD | 6.22 | 7.78 | 6.34 | 6.34 | 6.34 | 6.34
WT | 322.6 | 322.6 | 322.6 | 327.98 | 327.98 | 327.98
IGCC | 0 | 0 | 0 | 0 | 0 | 0
DemandResponse | 0 | 0 | 0 | 0 | 0 | 0
IGCC-CCS | 0 | 0 | 0 | 0 | 0 | 0
WT_off | 0 | 0 | 0 | 0 | 0 | 0
PseudoUnit | 0 | 0 | 0 | 0 | 0 | 0
FixedInterchange | 0 | 0 | 0 | 0 | 0 | 0
Base FOM Costs by Reporting Type: SOCO
ReportingType | 2015 | 2020 | 2025 | 2030 | 2035 | 2040
BM | 5.53 | 5.53 | 5.53 | 5.53 | 5.53 | 5.53
CC | 511.87 | 633.85 | 540.01 | 611.4 | 690.32 | 690.32
CSP | 0 | 0 | 0 | 0 | 0 | 0
CT | 0 | 0 | 0 | 0 | 0 | 0
Coal | 1173.88 | 1247.21 | 1267.8 | 1430.71 | 1751.19 | 2013.78
Geo | 0 | 0 | 0 | 0 | 0 | 0
H | 59.74 | 59.74 | 59.74 | 59.74 | 59.74 | 59.74
LFG | 4.46 | 4.46 | 17.39 | 17.39 | 17.39 | 17.39
Nuc | 850.41 | 1045.67 | 1045.67 | 1045.67 | 1045.67 | 1199.16
PS | 39.76 | 39.76 | 39.76 | 39.76 | 39.76 | 39.76
PV | 0 | 0 | 0 | 0 | 0 | 0
PeakG | 182.94 | 270.92 | 189.83 | 246.58 | 262.59 | 262.59
PeakO | 32.01 | 41.31 | 33.6 | 34.14 | 34.14 | 34.14
ST | 0 | 0 | 0 | 0 | 0 | 0
STOG | 0 | 0 | 0 | 0 | 0 | 0
STWD | 21.41 | 26.79 | 21.83 | 21.83 | 21.83 | 21.83
WT | 0 | 0 | 0 | 0 | 0 | 0
IGCC | 0 | 0 | 0 | 0 | 0 | 0
DemandResponse | 0 | 0 | 0 | 0 | 0 | 0
IGCC-CCS | 0 | 0 | 0 | 0 | 0 | 0
WT_off | 0 | 0 | 0 | 0 | 0 | 0
PseudoUnit | 0 | 0 | 0 | 0 | 0 | 0
FixedInterchange | 0 | 0 | 0 | 0 | 0 | 0
Base FOM Costs by Reporting Type: SPP_N
ReportingType | 2015 | 2020 | 2025 | 2030 | 2035 | 2040
BM | 0 | 0 | 0 | 0 | 0 | 0
CC | 41.13 | 75.06 | 64.77 | 74.72 | 79.6 | 79.6
CSP | 0 | 0 | 0 | 0 | 0 | 0
CT | 0 | 0 | 0 | 20.17 | 28.75 | 33.42
Coal | 578.25 | 655.72 | 664.59 | 732.22 | 785.95 | 930.78
Geo | 0 | 0 | 0 | 0 | 0 | 0
H | 0.3 | 0.3 | 0.3 | 0.3 | 0.3 | 0.3
LFG | 0.84 | 0.84 | 12.28 | 12.28 | 12.28 | 12.28
Nuc | 160.51 | 168.89 | 168.89 | 168.89 | 168.89 | 168.89
PS | 0 | 0 | 0 | 0 | 0 | 0
PV | 0 | 0 | 0 | 0 | 0 | 0
PeakG | 74.97 | 117.69 | 105.7 | 105.7 | 105.7 | 105.7
PeakO | 34.89 | 44.84 | 35.94 | 35.94 | 35.94 | 35.94
ST | 0 | 0 | 0 | 0 | 0 | 0
STOG | 73.04 | 86.43 | 74.09 | 74.09 | 74.09 | 74.09
STWD | 0 | 0 | 0 | 0 | 0 | 0
WT | 41.99 | 41.99 | 41.99 | 41.99 | 53.94 | 53.94
IGCC | 0 | 0 | 0 | 0 | 0 | 0
DemandResponse | 0 | 0 | 0 | 0 | 0 | 0
IGCC-CCS | 0 | 0 | 0 | 0 | 0 | 0
WT_off | 0 | 0 | 0 | 0 | 0 | 0
PseudoUnit | 0 | 0 | 0 | 0 | 0 | 0
FixedInterchange | 0 | 0 | 0 | 0 | 0 | 0
Base FOM Costs by Reporting Type: SPP_S
ReportingType | 2015 | 2020 | 2025 | 2030 | 2035 | 2040
BM | 0 | 0 | 0 | 0 | 0 | 0
CC | 327.42 | 448.97 | 390.38 | 427.26 | 463.32 | 466.96
CSP | 0 | 0 | 0 | 0 | 0 | 0
CT | 2.76 | 4.77 | 4.77 | 4.77 | 4.77 | 4.78
Coal | 783.1 | 869.79 | 860.82 | 868.77 | 931.87 | 1154.25
Geo | 0 | 0 | 0 | 0 | 0 | 0
H | 30.03 | 30.03 | 30.03 | 30.03 | 30.03 | 30.03
LFG | 2.29 | 2.29 | 13.72 | 13.72 | 13.72 | 13.72
Nuc | 0.01 | 0.01 | 0.01 | 0.01 | 0.01 | 0.01
PS | 10.59 | 10.59 | 10.59 | 10.59 | 10.59 | 10.59
PV | 0 | 0 | 0 | 0 | 0 | 0
PeakG | 60.2 | 87.93 | 62.37 | 76.78 | 82.77 | 82.77
PeakO | 3.36 | 4.54 | 3.63 | 3.63 | 3.64 | 3.66
ST | 0 | 0 | 0 | 0 | 0 | 0
STOG | 357.89 | 423.49 | 363.03 | 363.03 | 363.03 | 363.03
STWD | 2.69 | 3.37 | 2.75 | 2.75 | 2.75 | 2.75
WT | 90.68 | 94.89 | 94.89 | 94.89 | 428.68 | 688
IGCC | 0 | 0 | 0 | 0 | 0 | 0
DemandResponse | 0 | 0 | 0 | 0 | 0 | 0
IGCC-CCS | 0 | 0 | 0 | 0 | 0 | 0
WT_off | 0 | 0 | 0 | 0 | 0 | 0
PseudoUnit | 0 | 0 | 0 | 0 | 0 | 0
FixedInterchange | 0 | 0 | 0 | 0 | 0 | 0
Base FOM Costs by Reporting Type: TVA
ReportingType | 2015 | 2020 | 2025 | 2030 | 2035 | 2040
BM | 0 | 0 | 0 | 0 | 0 | 0
CC | 152.84 | 213.35 | 199.2 | 214.36 | 238.81 | 238.81
CSP | 0 | 0 | 0 | 0 | 0 | 0
CT | 0 | 24.04 | 24.04 | 34.62 | 34.62 | 34.62
Coal | 1077.46 | 1089.38 | 1128.37 | 1231.52 | 1413.6 | 1488.01
Geo | 0 | 0 | 0 | 0 | 0 | 0
H | 72.8 | 72.8 | 72.8 | 72.8 | 72.8 | 72.8
LFG | 1.57 | 1.57 | 14.49 | 14.49 | 14.49 | 14.49
Nuc | 1153.81 | 1199.07 | 1153.81 | 1153.81 | 788.03 | 1385.25
PS | 41.38 | 41.38 | 41.38 | 41.38 | 41.38 | 41.38
PV | 0 | 0 | 0 | 0 | 0 | 0
PeakG | 99.24 | 153.37 | 140.99 | 140.99 | 140.99 | 140.99
PeakO | 1.87 | 2.54 | 1.92 | 2.49 | 2.49 | 2.49
ST | 0 | 0 | 0 | 0 | 0 | 0
STOG | 0 | 0 | 0 | 0 | 0 | 0
STWD | 0.16 | 0.2 | 0.16 | 0.16 | 0.16 | 0.16
WT | 0.99 | 0.99 | 0.99 | 0.99 | 0.99 | 0.99
IGCC | 0 | 0 | 0 | 0 | 0 | 0
DemandResponse | 0 | 0 | 0 | 0 | 0 | 0
IGCC-CCS | 0 | 0 | 0 | 0 | 0 | 0
WT_off | 0 | 0 | 0 | 0 | 0 | 0
PseudoUnit | 0 | 0 | 0 | 0 | 0 | 0
FixedInterchange | 0 | 0 | 0 | 0 | 0 | 0
Base FOM Costs by Reporting Type: TVA_Transmission
ReportingType | 2015 | 2020 | 2025 | 2030 | 2035 | 2040
BM | 0 | 0 | 0 | 0 | 0 | 0
CC | 0 | 0 | 0 | 0 | 0 | 0
CSP | 0 | 0 | 0 | 0 | 0 | 0
CT | 0 | 0 | 0 | 0 | 0 | 0
Coal | 0 | 0 | 0 | 0 | 0 | 0
Geo | 0 | 0 | 0 | 0 | 0 | 0
H | 0 | 0 | 0 | 0 | 0 | 0
LFG | 0 | 0 | 0 | 0 | 0 | 0
Nuc | 0 | 0 | 0 | 0 | 0 | 0
PS | 0 | 0 | 0 | 0 | 0 | 0
PV | 0 | 0 | 0 | 0 | 0 | 0
PeakG | 0 | 0 | 0 | 0 | 0 | 0
PeakO | 0 | 0 | 0 | 0 | 0 | 0
ST | 0 | 0 | 0 | 0 | 0 | 0
STOG | 0 | 0 | 0 | 0 | 0 | 0
STWD | 0 | 0 | 0 | 0 | 0 | 0
WT | 0 | 0 | 0 | 0 | 0 | 0
IGCC | 0 | 0 | 0 | 0 | 0 | 0
DemandResponse | 0 | 0 | 0 | 0 | 0 | 0
IGCC-CCS | 0 | 0 | 0 | 0 | 0 | 0
WT_off | 0 | 0 | 0 | 0 | 0 | 0
PseudoUnit | 0 | 0 | 0 | 0 | 0 | 0
FixedInterchange | 0 | 0 | 0 | 0 | 0 | 0
Base FOM Costs by Reporting Type: VACAR
ReportingType | 2015 | 2020 | 2025 | 2030 | 2035 | 2040
BM | 0.09 | 0.09 | 3.6 | 11.56 | 16.06 | 24.97
CC | 205.8 | 273.85 | 258.69 | 290.06 | 388.08 | 455.09
CSP | 0 | 0 | 0 | 0 | 0 | 0
CT | 4.8 | 9.84 | 20.98 | 38.91 | 42.96 | 46.37
Coal | 1237.44 | 1154.9 | 1184.81 | 1366.17 | 1538.4 | 1626.16
Geo | 0 | 0 | 0 | 0 | 0 | 0
H | 30.23 | 30.23 | 30.23 | 30.23 | 30.23 | 30.23
LFG | 7.64 | 20.52 | 20.52 | 20.52 | 20.52 | 20.52
Nuc | 1664.13 | 1955.26 | 1870.92 | 1870.92 | 1398.04 | 2995.54
PS | 62.1 | 62.1 | 62.1 | 62.1 | 62.1 | 62.1
PV | 0.23 | 0.23 | 0.23 | 0.23 | 0.23 | 0.23
PeakG | 142.93 | 209.84 | 148.17 | 188.38 | 199.72 | 199.72
PeakO | 36.13 | 46.34 | 37.33 | 38.01 | 38.01 | 38.01
ST | 0 | 0 | 0 | 0 | 0 | 0
STOG | 4.04 | 4.78 | 4.1 | 4.1 | 4.1 | 4.1
STWD | 9.01 | 11.27 | 9.18 | 9.18 | 9.18 | 9.18
WT | 0.03 | 81.12 | 98.25 | 98.25 | 98.25 | 98.25
IGCC | 0 | 0 | 0 | 0 | 0 | 0
DemandResponse | 0 | 0 | 0 | 0 | 0 | 0
IGCC-CCS | 0 | 0 | 0 | 0 | 0 | 0
WT_off | 0.05 | 0.05 | 0.05 | 0.05 | 0.05 | 0.05
PseudoUnit | 0 | 0 | 0 | 0 | 0 | 0
FixedInterchange | 0 | 0 | 0 | 0 | 0 | 0
Base FOM Costs by Reporting Type: IESO
ReportingType | 2015 | 2020 | 2025 | 2030 | 2035 | 2040
BM | 32.8 | 32.8 | 32.8 | 32.8 | 32.8 | 32.8
CC | 102.34 | 102.34 | 102.34 | 102.34 | 109.49 | 154.29
CSP | 0 | 0 | 0 | 0 | 0 | 0
CT | 2.46 | 2.46 | 2.46 | 2.46 | 17.33 | 19.05
Coal | 0 | 0 | 0 | 0 | 0 | 0
Geo | 0 | 0 | 0 | 0 | 0 | 0
H | 123.83 | 123.83 | 123.83 | 123.83 | 123.83 | 123.83
LFG | 14.17 | 14.17 | 14.17 | 14.17 | 14.23 | 14.23
Nuc | 1895.33 | 1895.33 | 1895.33 | 1895.33 | 1745.37 | 2079.68
PS | 2.92 | 2.92 | 2.92 | 2.92 | 2.92 | 2.92
PV | 18.26 | 18.26 | 18.26 | 18.26 | 0.44 | 0.44
PeakG | 11.67 | 13.67 | 13.67 | 13.67 | 13.67 | 13.67
PeakO | 0.66 | 0.66 | 0.78 | 0.86 | 0.86 | 0.86
ST | 0 | 0 | 0 | 0 | 0 | 0
STOG | 0 | 0 | 0 | 0 | 0 | 0
STWD | 0 | 0 | 0 | 0 | 0 | 0
WT | 102.92 | 102.92 | 102.92 | 102.92 | 43.8 | 43.8
IGCC | 0 | 0 | 0 | 0 | 0 | 0
DemandResponse | 0 | 0 | 0 | 0 | 0 | 0
IGCC-CCS | 0 | 0 | 0 | 0 | 0 | 0
WT_off | 0 | 0 | 0 | 0 | 0 | 0
PseudoUnit | 0 | 0 | 0 | 0 | 0 | 0
FixedInterchange | 0 | 0 | 0 | 0 | 0 | 0
Base FOM Costs by Reporting Type: MAPP_CA
ReportingType | 2015 | 2020 | 2025 | 2030 | 2035 | 2040
BM | 0 | 0 | 0 | 0 | 0 | 0
CC | 36.12 | 45.74 | 50.23 | 60.67 | 63.77 | 63.77
CSP | 0 | 0 | 0 | 0 | 0 | 0
CT | 0 | 0 | 0 | 0 | 2.71 | 5.81
Coal | 48.71 | 49.51 | 53.13 | 53.13 | 53.13 | 65.36
Geo | 0 | 0 | 0 | 0 | 0 | 0
H | 92.24 | 92.24 | 92.24 | 92.24 | 92.24 | 92.24
LFG | 0 | 0 | 0 | 0 | 0 | 0
Nuc | 0.01 | 0.01 | 0.01 | 0.01 | 0.01 | 0.01
PS | 0 | 0 | 0 | 0 | 0 | 0
PV | 0 | 0 | 0 | 0 | 0 | 0
PeakG | 9.88 | 9.88 | 9.88 | 9.88 | 13.09 | 13.09
PeakO | 0.09 | 0.09 | 0.09 | 0.12 | 0.12 | 0.12
ST | 0 | 0 | 0 | 0 | 0 | 0
STOG | 5.54 | 5.54 | 5.54 | 5.54 | 5.54 | 5.54
STWD | 0 | 0 | 0 | 0 | 0 | 0
WT | 17.9 | 17.9 | 17.9 | 17.9 | 17.9 | 17.9
IGCC | 0 | 0 | 0 | 0 | 0 | 0
DemandResponse | 0 | 0 | 0 | 0 | 0 | 0
IGCC-CCS | 0 | 0 | 0 | 0 | 0 | 0
WT_off | 0 | 0 | 0 | 0 | 0 | 0
PseudoUnit | 0 | 0 | 0 | 0 | 0 | 0
FixedInterchange | 0 | 0 | 0 | 0 | 0 | 0
Base FOM Costs by Reporting Type: AZ_NM_SNV_Coal
ReportingType | 2015 | 2020 | 2025 | 2030 | 2035 | 2040
BM | 0 | 0 | 0 | 0 | 0 | 0
CC | 0 | 0 | 0 | 0 | 0 | 0
CSP | 0 | 0 | 0 | 0 | 0 | 0
CT | 0 | 0 | 0 | 0 | 0 | 0
Coal | 731.78 | 781.65 | 789.38 | 904.87 | 1033.76 | 1347.97
Geo | 0 | 0 | 0 | 0 | 0 | 0
H | 0 | 0 | 0 | 0 | 0 | 0
LFG | 0 | 0 | 0 | 0 | 0 | 0
Nuc | 0 | 0 | 0 | 0 | 0 | 0
PS | 0 | 0 | 0 | 0 | 0 | 0
PV | 0 | 0 | 0 | 0 | 0 | 0
PeakG | 0 | 0 | 0 | 0 | 0 | 0
PeakO | 5.77 | 7.38 | 6 | 6 | 6 | 0
ST | 0 | 0 | 0 | 0 | 0 | 0
STOG | 0 | 0 | 0 | 0 | 0 | 0
STWD | 0 | 0 | 0 | 0 | 0 | 0
WT | 0 | 0 | 0 | 0 | 0 | 0
IGCC | 0 | 0 | 0 | 0 | 0 | 0
DemandResponse | 0 | 0 | 0 | 0 | 0 | 0
IGCC-CCS | 0 | 0 | 0 | 0 | 0 | 0
WT_off | 0 | 0 | 0 | 0 | 0 | 0
PseudoUnit | 0 | 0 | 0 | 0 | 0 | 0
FixedInterchange | 0 | 0 | 0 | 0 | 0 | 0
Base FOM Costs by Reporting Type: AZ_NM_SNV_Gas
ReportingType | 2015 | 2020 | 2025 | 2030 | 2035 | 2040
BM | 0 | 0 | 0 | 0 | 0 | 0
CC | 475.32 | 625.62 | 527.82 | 607.95 | 733.44 | 728.4
CSP | 0 | 0 | 0 | 0 | 0 | 0
CT | 4.93 | 4.93 | 4.93 | 4.93 | 0 | 0
Coal | 0 | 0 | 0 | 0 | 0 | 0
Geo | 0 | 0 | 0 | 0 | 0 | 0
H | 0 | 0 | 0 | 0 | 0 | 0
LFG | 0 | 0 | 0 | 0 | 0 | 0
Nuc | 0 | 0 | 0 | 0 | 0 | 0
PS | 0 | 0 | 0 | 0 | 0 | 0
PV | 0 | 0 | 0 | 0 | 0 | 0
PeakG | 63.97 | 93.45 | 74.33 | 87.99 | 87.99 | 11.21
PeakO | 0 | 0 | 0 | 0 | 0 | 0
ST | 0 | 0 | 0 | 0 | 0 | 0
STOG | 0 | 0 | 0 | 0 | 0 | 0
STWD | 0 | 0 | 0 | 0 | 0 | 0
WT | 0 | 0 | 0 | 0 | 0 | 0
IGCC | 0 | 0 | 0 | 0 | 0 | 0
DemandResponse | 0 | 0 | 0 | 0 | 0 | 0
IGCC-CCS | 0 | 0 | 0 | 0 | 0 | 0
WT_off | 0 | 0 | 0 | 0 | 0 | 0
PseudoUnit | 0 | 0 | 0 | 0 | 0 | 0
FixedInterchange | 0 | 0 | 0 | 0 | 0 | 0
Base FOM Costs by Reporting Type: AZ_NM_SNV_NucRenew
ReportingType | 2015 | 2020 | 2025 | 2030 | 2035 | 2040
BM | 0 | 0 | 0 | 0 | 0 | 0
CC | 0 | 0 | 0 | 0 | 0 | 0
CSP | 0 | 0 | 0 | 0 | 0 | 0
CT | 0 | 0 | 0 | 0 | 0 | 0
Coal | 0 | 0 | 0 | 0 | 0 | 0
Geo | 0 | 0 | 122.18 | 122.18 | 122.18 | 122.18
H | 44.6 | 44.6 | 44.6 | 44.6 | 44.6 | 44.6
LFG | 0.84 | 8.14 | 8.14 | 8.14 | 8.14 | 8.14
Nuc | 484.16 | 564.17 | 564.17 | 564.17 | 564.17 | 564.17
PS | 5.13 | 5.13 | 5.13 | 5.13 | 5.13 | 5.13
PV | 2.38 | 2.38 | 2.38 | 2.38 | 2.38 | 2.38
PeakG | 0 | 0 | 0 | 0 | 0 | 0
PeakO | 0 | 0 | 0 | 0 | 0 | 0
ST | 17.92 | 48.99 | 68.15 | 74.09 | 74.09 | 74.09
STOG | 0 | 0 | 0 | 0 | 0 | 0
STWD | 0.83 | 1.04 | 0.85 | 0.85 | 0.85 | 0.85
WT | 17.57 | 359.1 | 359.1 | 370.4 | 370.4 | 370.4
IGCC | 0 | 0 | 0 | 0 | 0 | 0
DemandResponse | 0 | 0 | 0 | 0 | 0 | 0
IGCC-CCS | 0 | 0 | 0 | 0 | 0 | 0
WT_off | 0 | 0 | 0 | 0 | 0 | 0
PseudoUnit | 0 | 0 | 0 | 0 | 0 | 0
FixedInterchange | 0 | 0 | 0 | 0 | 0 | 0
Base FOM Costs by Reporting Type: ERCOT
ReportingType | 2015 | 2020 | 2025 | 2030 | 2035 | 2040
BM | 14.57 | 14.57 | 14.57 | 14.57 | 14.57 | 14.57
CC | 881.61 | 1200.9 | 1037.38 | 1137.55 | 1314.85 | 1360.19
CSP | 0 | 0 | 0 | 0 | 0 | 0
CT | 1.67 | 1.67 | 1.67 | 1.67 | 1.67 | 1.67
Coal | 1175.78 | 1362.67 | 1256.35 | 1310.78 | 1466.71 | 1773.28
Geo | 0 | 0 | 0 | 0 | 0 | 0
H | 8.05 | 8.05 | 8.05 | 8.05 | 8.05 | 8.05
LFG | 9.05 | 9.05 | 51.64 | 51.64 | 51.64 | 51.64
Nuc | 574.09 | 734.71 | 741.22 | 741.22 | 741.22 | 741.22
PS | 0 | 0 | 0 | 0 | 0 | 0
PV | 0.25 | 0.25 | 0.25 | 0.25 | 0.01 | 0.01
PeakG | 80.63 | 119.03 | 114.62 | 114.62 | 114.62 | 114.62
PeakO | 1.29 | 1.86 | 1.53 | 1.53 | 1.53 | 1.53
ST | 0 | 0 | 0 | 0 | 0 | 0
STOG | 832.01 | 984.5 | 843.94 | 843.94 | 843.94 | 843.94
STWD | 0 | 0 | 0 | 0 | 0 | 0
WT | 315.42 | 315.42 | 315.42 | 315.42 | 315.42 | 315.42
IGCC | 0 | 0 | 0 | 0 | 0 | 0
DemandResponse | 0 | 0 | 0 | 0 | 0 | 0
IGCC-CCS | 0 | 0 | 0 | 0 | 0 | 0
WT_off | 0 | 0 | 0 | 0 | 0 | 0
PseudoUnit | 0 | 0 | 0 | 0 | 0 | 0
FixedInterchange | 0 | 0 | 0 | 0 | 0 | 0
Base FOM Costs by Reporting Type: NP15
ReportingType | 2015 | 2020 | 2025 | 2030 | 2035 | 2040
BM | 0 | 0 | 0 | 0 | 0 | 0
CC | 205.4 | 258.04 | 212.25 | 226.85 | 253.32 | 253.32
CSP | 0 | 0 | 0 | 0 | 0 | 0
CT | 13.64 | 34.49 | 64.95 | 109.95 | 141.46 | 173.75
Coal | 1.65 | 0 | 0 | 0 | 0 | 0
Geo | 100.8 | 100.8 | 151.36 | 151.36 | 151.36 | 151.36
H | 125.7 | 125.7 | 125.7 | 125.7 | 125.7 | 125.7
LFG | 10.26 | 78.24 | 78.24 | 78.24 | 78.24 | 78.24
Nuc | 302.44 | 364.27 | 334.86 | 334.86 | 334.86 | 334.86
PS | 53.58 | 53.58 | 53.58 | 53.58 | 53.58 | 53.58
PV | 0.89 | 0.89 | 0.89 | 0.89 | 0.89 | 0.89
PeakG | 56.04 | 82.34 | 58.1 | 74.01 | 78.49 | 78.49
PeakO | 10.26 | 13.08 | 10.48 | 10.49 | 10.49 | 10.49
ST | 1.86 | 1.86 | 1.86 | 1.86 | 1.86 | 1.86
STOG | 167.55 | 198.25 | 169.95 | 169.95 | 169.95 | 169.95
STWD | 14.17 | 17.73 | 14.44 | 14.44 | 14.44 | 14.44
WT | 40.21 | 132.82 | 132.82 | 132.82 | 132.82 | 132.82
IGCC | 0 | 0 | 0 | 0 | 0 | 0
DemandResponse | 0 | 0 | 0 | 0 | 0 | 0
IGCC-CCS | 0 | 0 | 0 | 0 | 0 | 0
WT_off | 0 | 0 | 0 | 0 | 0 | 0
PseudoUnit | 0 | 0 | 0 | 0 | 0 | 0
FixedInterchange | 0 | 0 | 0 | 0 | 0 | 0
Base FOM Costs by Reporting Type: NWPP_Coal
ReportingType | 2015 | 2020 | 2025 | 2030 | 2035 | 2040
BM | 0 | 0 | 0 | 0 | 0 | 0
CC | 0 | 0 | 0 | 0 | 0 | 0
CSP | 0 | 0 | 0 | 0 | 0 | 0
CT | 0 | 0 | 0 | 0 | 0 | 0
Coal | 892.42 | 946.59 | 985.29 | 1054.45 | 1223.66 | 1325.75
Geo | 0 | 0 | 0 | 0 | 0 | 0
H | 0 | 0 | 0 | 0 | 0 | 0
LFG | 0 | 0 | 0 | 0 | 0 | 0
Nuc | 0 | 0 | 0 | 0 | 0 | 0
PS | 0 | 0 | 0 | 0 | 0 | 0
PV | 0 | 0 | 0 | 0 | 0 | 0
PeakG | 0 | 0 | 0 | 0 | 0 | 0
PeakO | 0 | 0 | 0 | 0 | 0 | 0
ST | 0 | 0 | 0 | 0 | 0 | 0
STOG | 0 | 0 | 0 | 0 | 0 | 0
STWD | 0 | 0 | 0 | 0 | 0 | 0
WT | 0 | 0 | 0 | 0 | 0 | 0
IGCC | 0 | 0 | 0 | 0 | 0 | 0
DemandResponse | 0 | 0 | 0 | 0 | 0 | 0
IGCC-CCS | 0 | 0 | 0 | 0 | 0 | 0
WT_off | 0 | 0 | 0 | 0 | 0 | 0
PseudoUnit | 0 | 0 | 0 | 0 | 0 | 0
FixedInterchange | 0 | 0 | 0 | 0 | 0 | 0
Base FOM Costs by Reporting Type: NWPP_Gas
ReportingType | 2015 | 2020 | 2025 | 2030 | 2035 | 2040
BM | 0 | 0 | 0 | 0 | 0 | 0
CC | 192.07 | 243.03 | 228.94 | 280.62 | 369.12 | 400.02
CSP | 0 | 0 | 0 | 0 | 0 | 0
CT | 1 | 1 | 1 | 1 | 0 | 0
Coal | 0 | 0 | 0 | 0 | 0 | 27.81
Geo | 0 | 0 | 0 | 0 | 0 | 0
H | 0 | 0 | 0 | 0 | 0 | 0
LFG | 0 | 0 | 0 | 0 | 0 | 0
Nuc | 0 | 0 | 0 | 0 | 0 | 0
PS | 0 | 0 | 0 | 0 | 0 | 0
PV | 0 | 0 | 0 | 0 | 0 | 0
PeakG | 0 | 0 | 0 | 0 | 0 | 0
PeakO | 0 | 0 | 0 | 0 | 0 | 0
ST | 0 | 0 | 0 | 0 | 0 | 0
STOG | 0 | 0 | 0 | 0 | 0 | 0
STWD | 0 | 0 | 0 | 0 | 0 | 0
WT | 0 | 0 | 0 | 0 | 0 | 0
IGCC | 0 | 0 | 0 | 0 | 0 | 0
DemandResponse | 0 | 0 | 0 | 0 | 0 | 0
IGCC-CCS | 0 | 0 | 0 | 0 | 0 | 0
WT_off | 0 | 0 | 0 | 0 | 0 | 0
PseudoUnit | 0 | 0 | 0 | 0 | 0 | 0
FixedInterchange | 0 | 0 | 0 | 0 | 0 | 0
Base FOM Costs by Reporting Type: NWPP_NucRenew
ReportingType | 2015 | 2020 | 2025 | 2030 | 2035 | 2040
BM | 3.27 | 3.27 | 3.27 | 3.27 | 3.27 | 3.27
CC | 0 | 0 | 0 | 0 | 0 | 0
CSP | 0 | 0 | 0 | 0 | 0 | 0
CT | 0 | 0 | 0 | 0 | 0 | 0
Coal | 0 | 0 | 0 | 0 | 0 | 0
Geo | 35.81 | 35.81 | 72.38 | 72.38 | 72.38 | 72.38
H | 480.54 | 480.54 | 480.54 | 480.54 | 480.54 | 480.54
LFG | 15.5 | 26.98 | 44.91 | 44.91 | 44.91 | 44.91
Nuc | 164.67 | 164.67 | 164.67 | 164.67 | 164.67 | 225.13
PS | 6.12 | 6.12 | 6.12 | 6.12 | 6.12 | 6.12
PV | 0.04 | 0.04 | 0.04 | 0.04 | 0.04 | 0.04
PeakG | 0 | 0 | 0 | 0 | 0 | 0
PeakO | 0 | 0 | 0 | 0 | 0 | 0
ST | 0 | 0 | 0 | 0 | 0 | 0
STOG | 0 | 0 | 0 | 0 | 0 | 0
STWD | 6.61 | 8.27 | 6.74 | 6.74 | 6.74 | 6.74
WT | 228.93 | 228.93 | 228.93 | 228.93 | 228.93 | 228.93
IGCC | 0 | 0 | 0 | 0 | 0 | 0
DemandResponse | 0 | 0 | 0 | 0 | 0 | 0
IGCC-CCS | 0 | 0 | 0 | 0 | 0 | 0
WT_off | 0 | 0 | 0 | 0 | 0 | 0
PseudoUnit | 0 | 0 | 0 | 0 | 0 | 0
FixedInterchange | 0 | 0 | 0 | 0 | 0 | 0
Base FOM Costs by Reporting Type: RMPA
ReportingType | 2015 | 2020 | 2025 | 2030 | 2035 | 2040
BM | 0 | 0 | 0 | 0 | 0 | 0
CC | 79.71 | 101.34 | 81.4 | 99.64 | 99.64 | 99.64
CSP | 0 | 0 | 0 | 0 | 0 | 0
CT | 1.02 | 1.02 | 1.02 | 1.02 | 1.02 | 1.02
Coal | 483.02 | 507.7 | 512.82 | 553.57 | 629.2 | 781.92
Geo | 0 | 52.67 | 216.56 | 216.56 | 216.56 | 216.56
H | 13.99 | 13.99 | 13.99 | 13.99 | 13.99 | 13.99
LFG | 0.89 | 4.37 | 4.37 | 4.37 | 4.37 | 4.37
Nuc | 0.01 | 0.01 | 0.01 | 0.01 | 0.01 | 0.01
PS | 13.37 | 13.37 | 13.37 | 13.37 | 13.37 | 13.37
PV | 0.31 | 0.31 | 0.31 | 0.31 | 0.31 | 0.31
PeakG | 48.87 | 72.26 | 50.7 | 61.6 | 69.81 | 69.81
PeakO | 5.49 | 6.99 | 5.61 | 5.61 | 5.61 | 5.61
ST | 0.19 | 24.65 | 26.52 | 28.54 | 28.54 | 28.54
STOG | 1.11 | 1.31 | 1.12 | 1.12 | 1.12 | 1.12
STWD | 0 | 0 | 0 | 0 | 0 | 0
WT | 67.62 | 67.62 | 67.62 | 67.62 | 67.62 | 67.62
IGCC | 0 | 0 | 0 | 0 | 0 | 0
DemandResponse | 0 | 0 | 0 | 0 | 0 | 0
IGCC-CCS | 0 | 0 | 0 | 0 | 0 | 0
WT_off | 0 | 0 | 0 | 0 | 0 | 0
PseudoUnit | 0 | 0 | 0 | 0 | 0 | 0
FixedInterchange | 0 | 0 | 0 | 0 | 0 | 0
Base FOM Costs by Reporting Type: SP15
ReportingType | 2015 | 2020 | 2025 | 2030 | 2035 | 2040
BM | 0.6 | 0.6 | 0.6 | 0.6 | 0.6 | 0.6
CC | 299.75 | 377.64 | 311.5 | 321.09 | 355.07 | 364.66
CSP | 0 | 0 | 0 | 0 | 0 | 0
CT | 0 | 0 | 0 | 0 | 0 | 0
Coal | 6.4 | 8.11 | 7.61 | 8.09 | 0 | 0
Geo | 86.16 | 208.35 | 208.35 | 208.35 | 208.35 | 208.35
H | 16.57 | 16.57 | 16.57 | 16.57 | 16.57 | 16.57
LFG | 26.93 | 93.8 | 93.8 | 93.8 | 93.8 | 93.8
Nuc | 327.58 | 356.35 | 327.58 | 327.58 | 327.58 | 447.86
PS | 34.19 | 34.19 | 34.19 | 34.19 | 34.19 | 34.19
PV | 1.87 | 1.87 | 1.87 | 1.87 | 1.8 | 1.8
PeakG | 76.73 | 111.44 | 93.22 | 103.59 | 103.59 | 103.59
PeakO | 1.47 | 1.91 | 1.53 | 1.53 | 1.53 | 1.53
ST | 28.67 | 28.67 | 28.67 | 28.67 | 28.67 | 28.67
STOG | 450.09 | 532.57 | 456.54 | 456.54 | 456.54 | 456.54
STWD | 3.81 | 4.77 | 3.89 | 3.89 | 3.89 | 3.89
WT | 71.03 | 71.03 | 71.03 | 71.03 | 71.03 | 71.03
IGCC | 0 | 0 | 0 | 0 | 0 | 0
DemandResponse | 0 | 0 | 0 | 0 | 0 | 0
IGCC-CCS | 0 | 0 | 0 | 0 | 0 | 0
WT_off | 0 | 0 | 0 | 0 | 0 | 0
PseudoUnit | 0 | 0 | 0 | 0 | 0 | 0
FixedInterchange | 0 | 0 | 0 | 0 | 0 | 0
Base FOM Costs by Reporting Type: ALB
ReportingType | 2015 | 2020 | 2025 | 2030 | 2035 | 2040
BM | 0 | 0 | 0 | 0 | 0 | 0
CC | 65.54 | 80.23 | 90.31 | 117.64 | 136.51 | 152.53
CSP | 0 | 0 | 0 | 0 | 0 | 0
CT | 1.35 | 1.35 | 1.35 | 1.35 | 0.17 | 0.17
Coal | 380.9 | 399.22 | 412.86 | 439.17 | 499.16 | 562.47
Geo | 0 | 0 | 0 | 0 | 0 | 0
H | 12.99 | 12.99 | 12.99 | 12.99 | 12.99 | 12.99
LFG | 1.21 | 1.21 | 1.21 | 1.21 | 1.21 | 1.21
Nuc | 0.01 | 0.01 | 0.01 | 0.01 | 0.01 | 0.01
PS | 0 | 0 | 0 | 0 | 0 | 0
PV | 0 | 0 | 0 | 0 | 0 | 0
PeakG | 32.58 | 32.58 | 32.58 | 32.58 | 45.9 | 45.9
PeakO | 0 | 0 | 0 | 0 | 0 | 0
ST | 0 | 0 | 0 | 0 | 0 | 0
STOG | 0 | 0 | 0 | 0 | 0 | 0
STWD | 0 | 0 | 0 | 0 | 0 | 0
WT | 22.94 | 22.94 | 22.94 | 22.94 | 22.94 | 22.94
IGCC | 0 | 0 | 0 | 0 | 0 | 0
DemandResponse | 0 | 0 | 0 | 0 | 0 | 0
IGCC-CCS | 0 | 0 | 0 | 0 | 0 | 0
WT_off | 0 | 0 | 0 | 0 | 0 | 0
PseudoUnit | 0 | 0 | 0 | 0 | 0 | 0
FixedInterchange | 0 | 0 | 0 | 0 | 0 | 0
Base FOM Costs by Reporting Type: BC
ReportingType | 2015 | 2020 | 2025 | 2030 | 2035 | 2040
BM | 0 | 0 | 0 | 0 | 0 | 0
CC | 19.73 | 29.79 | 40.18 | 51.93 | 64.42 | 67.96
CSP | 0 | 0 | 0 | 0 | 0 | 0
CT | 0 | 0 | 0 | 0 | 0 | 4.02
Coal | 0 | 0 | 0 | 0 | 0 | 0
Geo | 0 | 0 | 0 | 0 | 0 | 0
H | 173.22 | 173.22 | 173.22 | 173.22 | 173.22 | 173.22
LFG | 2.9 | 2.9 | 2.9 | 2.9 | 2.9 | 2.9
Nuc | 0.01 | 0.01 | 0.01 | 0.01 | 0.01 | 0.01
PS | 0 | 0 | 0 | 0 | 0 | 0
PV | 0 | 0 | 0 | 0 | 0 | 0
PeakG | 2.66 | 2.77 | 3.3 | 3.3 | 3.3 | 3.3
PeakO | 1.16 | 1.29 | 1.29 | 1.29 | 1.29 | 1.29
ST | 0 | 0 | 0 | 0 | 0 | 0
STOG | 8.43 | 8.43 | 8.43 | 8.43 | 8.43 | 8.43
STWD | 16.34 | 16.34 | 16.34 | 16.34 | 16.34 | 16.34
WT | 7.53 | 7.53 | 7.53 | 7.53 | 7.53 | 7.53
IGCC | 0 | 0 | 0 | 0 | 0 | 0
DemandResponse | 0 | 0 | 0 | 0 | 0 | 0
IGCC-CCS | 0 | 0 | 0 | 0 | 0 | 0
WT_off | 0 | 0 | 0 | 0 | 0 | 0
PseudoUnit | 0 | 0 | 0 | 0 | 0 | 0
FixedInterchange | 0 | 0 | 0 | 0 | 0 | 0
Base FOM Costs by Reporting Type: HQ_IESO
ReportingType | 2015 | 2020 | 2025 | 2030 | 2035 | 2040
BM | 0 | 0 | 0 | 0 | 0 | 0
CC | 0 | 0 | 0 | 0 | 0 | 0
CSP | 0 | 0 | 0 | 0 | 0 | 0
CT | 0 | 0 | 0 | 0 | 0 | 0
Coal | 0 | 0 | 0 | 0 | 0 | 0
Geo | 0 | 0 | 0 | 0 | 0 | 0
H | 0 | 0 | 0 | 0 | 0 | 0
LFG | 0 | 0 | 0 | 0 | 0 | 0
Nuc | 0.01 | 0.01 | 0.01 | 0.01 | 0.01 | 0.01
PS | 0 | 0 | 0 | 0 | 0 | 0
PV | 0 | 0 | 0 | 0 | 0 | 0
PeakG | 0 | 0 | 0 | 0 | 0 | 0
PeakO | 0 | 0 | 0 | 0 | 0 | 0
ST | 0 | 0 | 0 | 0 | 0 | 0
STOG | 0 | 0 | 0 | 0 | 0 | 0
STWD | 0 | 0 | 0 | 0 | 0 | 0
WT | 0 | 0 | 0 | 0 | 0 | 0
IGCC | 0 | 0 | 0 | 0 | 0 | 0
DemandResponse | 0 | 0 | 0 | 0 | 0 | 0
IGCC-CCS | 0 | 0 | 0 | 0 | 0 | 0
WT_off | 0 | 0 | 0 | 0 | 0 | 0
PseudoUnit | 0 | 0 | 0 | 0 | 0 | 0
FixedInterchange | 0 | 0 | 0 | 0 | 0 | 0
Base FOM Costs by Reporting Type: HQ_NEISO
ReportingType | 2015 | 2020 | 2025 | 2030 | 2035 | 2040
BM | 0 | 0 | 0 | 0 | 0 | 0
CC | 0 | 0 | 0 | 0 | 0 | 0
CSP | 0 | 0 | 0 | 0 | 0 | 0
CT | 0 | 0 | 0 | 0 | 0 | 0
Coal | 0 | 0 | 0 | 0 | 0 | 0
Geo | 0 | 0 | 0 | 0 | 0 | 0
H | 0 | 0 | 0 | 0 | 0 | 0
LFG | 0 | 0 | 0 | 0 | 0 | 0
Nuc | 0.01 | 0.01 | 0.01 | 0.01 | 0.01 | 0.01
PS | 0 | 0 | 0 | 0 | 0 | 0
PV | 0 | 0 | 0 | 0 | 0 | 0
PeakG | 0 | 0 | 0 | 0 | 0 | 0
PeakO | 0 | 0 | 0 | 0 | 0 | 0
ST | 0 | 0 | 0 | 0 | 0 | 0
STOG | 0 | 0 | 0 | 0 | 0 | 0
STWD | 0 | 0 | 0 | 0 | 0 | 0
WT | 0 | 0 | 0 | 0 | 0 | 0
IGCC | 0 | 0 | 0 | 0 | 0 | 0
DemandResponse | 0 | 0 | 0 | 0 | 0 | 0
IGCC-CCS | 0 | 0 | 0 | 0 | 0 | 0
WT_off | 0 | 0 | 0 | 0 | 0 | 0
PseudoUnit | 0 | 0 | 0 | 0 | 0 | 0
FixedInterchange | 0 | 0 | 0 | 0 | 0 | 0
Base FOM Costs by Reporting Type: HQ_NY
ReportingType | 2015 | 2020 | 2025 | 2030 | 2035 | 2040
BM | 0 | 0 | 0 | 0 | 0 | 0
CC | 0 | 0 | 0 | 0 | 0 | 0
CSP | 0 | 0 | 0 | 0 | 0 | 0
CT | 0 | 0 | 0 | 0 | 0 | 0
Coal | 0 | 0 | 0 | 0 | 0 | 0
Geo | 0 | 0 | 0 | 0 | 0 | 0
H | 0 | 0 | 0 | 0 | 0 | 0
LFG | 0 | 0 | 0 | 0 | 0 | 0
Nuc | 0.01 | 0.01 | 0.01 | 0.01 | 0.01 | 0.01
PS | 0 | 0 | 0 | 0 | 0 | 0
PV | 0 | 0 | 0 | 0 | 0 | 0
PeakG | 0 | 0 | 0 | 0 | 0 | 0
PeakO | 0 | 0 | 0 | 0 | 0 | 0
ST | 0 | 0 | 0 | 0 | 0 | 0
STOG | 0 | 0 | 0 | 0 | 0 | 0
STWD | 0 | 0 | 0 | 0 | 0 | 0
WT | 0 | 0 | 0 | 0 | 0 | 0
IGCC | 0 | 0 | 0 | 0 | 0 | 0
DemandResponse | 0 | 0 | 0 | 0 | 0 | 0
IGCC-CCS | 0 | 0 | 0 | 0 | 0 | 0
WT_off | 0 | 0 | 0 | 0 | 0 | 0
PseudoUnit | 0 | 0 | 0 | 0 | 0 | 0
FixedInterchange | 0 | 0 | 0 | 0 | 0 | 0
Base FOM Costs by Reporting Type: MARITIMES
ReportingType | 2015 | 2020 | 2025 | 2030 | 2035 | 2040
BM | 0 | 0 | 0 | 0 | 0 | 0
CC | 0 | 0 | 0 | 0 | 0 | 0
CSP | 0 | 0 | 0 | 0 | 0 | 0
CT | 0 | 0 | 0 | 0 | 0 | 0
Coal | 0 | 0 | 0 | 0 | 0 | 0
Geo | 0 | 0 | 0 | 0 | 0 | 0
H | 0 | 0 | 0 | 0 | 0 | 0
LFG | 0 | 0 | 0 | 0 | 0 | 0
Nuc | 0.01 | 0.01 | 0.01 | 0.01 | 0.01 | 0.01
PS | 0 | 0 | 0 | 0 | 0 | 0
PV | 0 | 0 | 0 | 0 | 0 | 0
PeakG | 0 | 0 | 0 | 0 | 0 | 0
PeakO | 0 | 0 | 0 | 0 | 0 | 0
ST | 0 | 0 | 0 | 0 | 0 | 0
STOG | 0 | 0 | 0 | 0 | 0 | 0
STWD | 0 | 0 | 0 | 0 | 0 | 0
WT | 0 | 0 | 0 | 0 | 0 | 0
IGCC | 0 | 0 | 0 | 0 | 0 | 0
DemandResponse | 0 | 0 | 0 | 0 | 0 | 0
IGCC-CCS | 0 | 0 | 0 | 0 | 0 | 0
WT_off | 0 | 0 | 0 | 0 | 0 | 0
PseudoUnit | 0 | 0 | 0 | 0 | 0 | 0
FixedInterchange | 0 | 0 | 0 | 0 | 0 | 0
Base FOM Costs by Reporting Type: All
ReportingType | 2015 | 2020 | 2025 | 2030 | 2035 | 2040
BM | 125.73 | 125.73 | 129.24 | 137.2 | 141.7 | 131.31
CC | 6489.38 | 8599.89 | 7557.95 | 8500.68 | 9923.8 | 10532.36
CSP | 0 | 0 | 0 | 0 | 0 | 0
CT | 56.05 | 163.04 | 234.34 | 396.9 | 522.9 | 586.42
Coal | 19306.32 | 19790.54 | 19863.71 | 22024.91 | 24831.48 | 27987.4
Geo | 226.72 | 401.57 | 774.79 | 774.79 | 774.79 | 774.79
H | 1511 | 1511 | 1511 | 1511 | 1511 | 1511
LFG | 498.94 | 733.94 | 999.86 | 1086.91 | 1086.97 | 1086.97
Nuc | 16696.36 | 17842.96 | 17313.01 | 17728.25 | 14523.5 | 21350.19
PS | 517.25 | 517.25 | 517.25 | 517.25 | 517.25 | 517.25
PV | 26.7 | 40.73 | 53.06 | 56.73 | 39.13 | 40.22
PeakG | 2077.05 | 3038.24 | 2308.57 | 2749.1 | 2878.08 | 2801.3
PeakO | 611.14 | 799.23 | 647.32 | 650.59 | 650.6 | 644.63
ST | 48.64 | 104.17 | 125.2 | 133.16 | 133.16 | 133.16
STOG | 3235.82 | 3826.3 | 3282.01 | 3282.01 | 3282.01 | 3282.01
STWD | 134.9 | 164.69 | 137.23 | 137.23 | 137.23 | 137.23
WT | 2034.5 | 2615.53 | 2763.53 | 2841.48 | 3168.2 | 3462.52
IGCC | 30.22 | 30.22 | 30.22 | 30.22 | 30.22 | 30.22
DemandResponse | 0 | 0 | 0 | 0 | 0 | 0
IGCC-CCS | 0 | 0 | 0 | 0 | 0 | 0
WT_off | 25.01 | 25.01 | 83.68 | 83.68 | 58.72 | 58.72
PseudoUnit | 0 | 0 | 0 | 0 | 0 | 0
FixedInterchange | 0 | 0 | 0 | 0 | 0 | 0
Base FOM Costs by Reporting Type: EI_US
ReportingType | 2015 | 2020 | 2025 | 2030 | 2035 | 2040
BM | 74.48 | 74.48 | 77.99 | 85.96 | 90.45 | 80.07
CC | 4131.8 | 5535.24 | 4875.6 | 5494.39 | 6424.17 | 6887.57
CSP | 0 | 0 | 0 | 0 | 0 | 0
CT | 29.98 | 116.12 | 156.96 | 274.52 | 358.54 | 380.94
Coal | 15585.67 | 15735.1 | 15846.26 | 17700.85 | 19925.87 | 22102.85
Geo | 3.95 | 3.95 | 3.95 | 3.95 | 3.95 | 3.95
H | 419.29 | 419.29 | 419.29 | 419.29 | 419.29 | 419.29
LFG | 417.2 | 495.07 | 700.46 | 787.52 | 787.52 | 787.52
Nuc | 12948.03 | 13763.39 | 13285.11 | 13700.35 | 10645.57 | 16957.2
PS | 401.94 | 401.94 | 401.94 | 401.94 | 401.94 | 401.94
PV | 2.71 | 16.74 | 29.06 | 32.73 | 33.25 | 34.35
PeakG | 1694.01 | 2500.81 | 1858.16 | 2247.85 | 2347.62 | 2347.62
PeakO | 584.95 | 765.97 | 620.02 | 623.18 | 623.19 | 623.2
ST | 0 | 0 | 0 | 0 | 0 | 0
STOG | 1771.1 | 2095.69 | 1796.49 | 1796.49 | 1796.49 | 1796.49
STWD | 93.13 | 116.54 | 94.97 | 94.97 | 94.97 | 94.97
WT | 1142.42 | 1289.31 | 1437.31 | 1503.96 | 1889.79 | 2184.12
IGCC | 30.22 | 30.22 | 30.22 | 30.22 | 30.22 | 30.22
DemandResponse | 0 | 0 | 0 | 0 | 0 | 0
IGCC-CCS | 0 | 0 | 0 | 0 | 0 | 0
WT_off | 25.01 | 25.01 | 83.68 | 83.68 | 58.72 | 58.72
PseudoUnit | 0 | 0 | 0 | 0 | 0 | 0
FixedInterchange | 0 | 0 | 0 | 0 | 0 | 0
Base FOM Costs by Reporting Type: EI_Canada
ReportingType | 2015 | 2020 | 2025 | 2030 | 2035 | 2040
BM | 32.8 | 32.8 | 32.8 | 32.8 | 32.8 | 32.8
CC | 138.46 | 148.08 | 152.57 | 163.01 | 173.26 | 218.07
CSP | 0 | 0 | 0 | 0 | 0 | 0
CT | 2.46 | 2.46 | 2.46 | 2.46 | 20.04 | 24.86
Coal | 48.71 | 49.51 | 53.13 | 53.13 | 53.13 | 65.36
Geo | 0 | 0 | 0 | 0 | 0 | 0
H | 216.06 | 216.06 | 216.06 | 216.06 | 216.06 | 216.06
LFG | 14.17 | 14.17 | 14.17 | 14.17 | 14.23 | 14.23
Nuc | 1895.36 | 1895.36 | 1895.36 | 1895.36 | 1745.4 | 2079.7
PS | 2.92 | 2.92 | 2.92 | 2.92 | 2.92 | 2.92
PV | 18.26 | 18.26 | 18.26 | 18.26 | 0.44 | 0.44
PeakG | 21.55 | 23.55 | 23.55 | 23.55 | 26.76 | 26.76
PeakO | 0.75 | 0.75 | 0.87 | 0.98 | 0.98 | 0.98
ST | 0 | 0 | 0 | 0 | 0 | 0
STOG | 5.54 | 5.54 | 5.54 | 5.54 | 5.54 | 5.54
STWD | 0 | 0 | 0 | 0 | 0 | 0
WT | 120.82 | 120.82 | 120.82 | 120.82 | 61.7 | 61.7
IGCC | 0 | 0 | 0 | 0 | 0 | 0
DemandResponse | 0 | 0 | 0 | 0 | 0 | 0
IGCC-CCS | 0 | 0 | 0 | 0 | 0 | 0
WT_off | 0 | 0 | 0 | 0 | 0 | 0
PseudoUnit | 0 | 0 | 0 | 0 | 0 | 0
FixedInterchange | 0 | 0 | 0 | 0 | 0 | 0
Base FOM Costs by Reporting Type: EI
ReportingType | 2015 | 2020 | 2025 | 2030 | 2035 | 2040
BM | 107.28 | 107.28 | 110.79 | 118.75 | 123.25 | 112.87
CC | 4270.25 | 5683.32 | 5028.17 | 5657.4 | 6597.43 | 7105.64
CSP | 0 | 0 | 0 | 0 | 0 | 0
CT | 32.44 | 118.58 | 159.42 | 276.99 | 378.59 | 405.8
Coal | 15634.38 | 15784.61 | 15899.39 | 17753.98 | 19979 | 22168.2
Geo | 3.95 | 3.95 | 3.95 | 3.95 | 3.95 | 3.95
H | 635.35 | 635.35 | 635.35 | 635.35 | 635.35 | 635.35
LFG | 431.38 | 509.24 | 714.64 | 801.69 | 801.75 | 801.75
Nuc | 14843.39 | 15658.74 | 15180.47 | 15595.71 | 12390.96 | 19036.91
PS | 404.86 | 404.86 | 404.86 | 404.86 | 404.86 | 404.86
PV | 20.97 | 35 | 47.33 | 51 | 33.69 | 34.79
PeakG | 1715.56 | 2524.37 | 1881.71 | 2271.41 | 2374.38 | 2374.38
PeakO | 585.7 | 766.72 | 620.89 | 624.15 | 624.16 | 624.18
ST | 0 | 0 | 0 | 0 | 0 | 0
STOG | 1776.64 | 2101.23 | 1802.03 | 1802.03 | 1802.03 | 1802.03
STWD | 93.13 | 116.54 | 94.97 | 94.97 | 94.97 | 94.97
WT | 1263.24 | 1410.13 | 1558.13 | 1624.78 | 1951.5 | 2245.82
IGCC | 30.22 | 30.22 | 30.22 | 30.22 | 30.22 | 30.22
DemandResponse | 0 | 0 | 0 | 0 | 0 | 0
IGCC-CCS | 0 | 0 | 0 | 0 | 0 | 0
WT_off | 25.01 | 25.01 | 83.68 | 83.68 | 58.72 | 58.72
PseudoUnit | 0 | 0 | 0 | 0 | 0 | 0
FixedInterchange | 0 | 0 | 0 | 0 | 0 | 0
Base FOM Costs by Reporting Type: Outside_EI
ReportingType | 2015 | 2020 | 2025 | 2030 | 2035 | 2040
BM | 18.45 | 18.45 | 18.45 | 18.45 | 18.45 | 18.45
CC | 2219.12 | 2916.58 | 2529.78 | 2843.28 | 3326.37 | 3426.72
CSP | 0 | 0 | 0 | 0 | 0 | 0
CT | 23.61 | 44.46 | 74.92 | 119.92 | 144.31 | 180.62
Coal | 3671.94 | 4005.93 | 3964.32 | 4270.93 | 4852.48 | 5819.2
Geo | 222.78 | 397.63 | 770.84 | 770.84 | 770.84 | 770.84
H | 875.65 | 875.65 | 875.65 | 875.65 | 875.65 | 875.65
LFG | 67.56 | 224.7 | 285.22 | 285.22 | 285.22 | 285.22
Nuc | 1852.97 | 2184.21 | 2132.54 | 2132.54 | 2132.54 | 2313.28
PS | 112.39 | 112.39 | 112.39 | 112.39 | 112.39 | 112.39
PV | 5.73 | 5.73 | 5.73 | 5.73 | 5.43 | 5.43
PeakG | 361.49 | 513.87 | 426.86 | 477.69 | 503.7 | 426.93
PeakO | 25.44 | 32.51 | 26.43 | 26.44 | 26.44 | 20.45
ST | 48.64 | 104.17 | 125.2 | 133.16 | 133.16 | 133.16
STOG | 1459.19 | 1725.07 | 1479.98 | 1479.98 | 1479.98 | 1479.98
STWD | 41.76 | 48.15 | 42.26 | 42.26 | 42.26 | 42.26
WT | 771.26 | 1205.4 | 1205.4 | 1216.7 | 1216.7 | 1216.7
IGCC | 0 | 0 | 0 | 0 | 0 | 0
DemandResponse | 0 | 0 | 0 | 0 | 0 | 0
IGCC-CCS | 0 | 0 | 0 | 0 | 0 | 0
WT_off | 0 | 0 | 0 | 0 | 0 | 0
PseudoUnit | 0 | 0 | 0 | 0 | 0 | 0
FixedInterchange | 0 | 0 | 0 | 0 | 0 | 0
#11 | 0.05: Retrofit FOM Costs ($million)
Retrofit FOM Costs by Reporting Type: Entergy
ReportingType | 2015 | 2020 | 2025 | 2030 | 2035 | 2040
BM | 0 | 0 | 0 | 0 | 0 | 0
CC | 0 | 0 | 0 | 0 | 0 | 0
CSP | 0 | 0 | 0 | 0 | 0 | 0
CT | 0 | 0 | 0 | 0 | 0 | 0
Coal | 3.38 | 31.29 | 31.29 | 31.29 | 31.29 | 31.29
Geo | 0 | 0 | 0 | 0 | 0 | 0
H | 0 | 0 | 0 | 0 | 0 | 0
LFG | 0 | 0 | 0 | 0 | 0 | 0
Nuc | 0 | 0 | 0 | 0 | 0 | 0
PS | 0 | 0 | 0 | 0 | 0 | 0
PV | 0 | 0 | 0 | 0 | 0 | 0
PeakG | 0 | 0 | 0 | 0 | 0 | 0
PeakO | 0 | 0 | 0 | 0 | 0 | 0
ST | 0 | 0 | 0 | 0 | 0 | 0
STOG | 0 | 0 | 0 | 0 | 0 | 0
STWD | 0 | 0 | 0 | 0 | 0 | 0
WT | 0 | 0 | 0 | 0 | 0 | 0
IGCC | 0 | 0 | 0 | 0 | 0 | 0
DemandResponse | 0 | 0 | 0 | 0 | 0 | 0
IGCC-CCS | 0 | 0 | 0 | 0 | 0 | 0
WT_off | 0 | 0 | 0 | 0 | 0 | 0
PseudoUnit | 0 | 0 | 0 | 0 | 0 | 0
FixedInterchange | 0 | 0 | 0 | 0 | 0 | 0
Retrofit FOM Costs by Reporting Type: FRCC
ReportingType | 2015 | 2020 | 2025 | 2030 | 2035 | 2040
BM | 0 | 0 | 0 | 0 | 0 | 0
CC | 0 | 0 | 0 | 0 | 0 | 0
CSP | 0 | 0 | 0 | 0 | 0 | 0
CT | 0 | 0 | 0 | 0 | 0 | 0
Coal | 67.35 | 70.41 | 70.41 | 70.41 | 70.41 | 70.41
Geo | 0 | 0 | 0 | 0 | 0 | 0
H | 0 | 0 | 0 | 0 | 0 | 0
LFG | 0 | 0 | 0 | 0 | 0 | 0
Nuc | 0 | 0 | 0 | 0 | 0 | 0
PS | 0 | 0 | 0 | 0 | 0 | 0
PV | 0 | 0 | 0 | 0 | 0 | 0
PeakG | 0 | 0 | 0 | 0 | 0 | 0
PeakO | 0 | 0 | 0 | 0 | 0 | 0
ST | 0 | 0 | 0 | 0 | 0 | 0
STOG | 0 | 0 | 0 | 0 | 0 | 0
STWD | 0 | 0 | 0 | 0 | 0 | 0
WT | 0 | 0 | 0 | 0 | 0 | 0
IGCC | 0 | 0 | 0 | 0 | 0 | 0
DemandResponse | 0 | 0 | 0 | 0 | 0 | 0
IGCC-CCS | 0 | 0 | 0 | 0 | 0 | 0
WT_off | 0 | 0 | 0 | 0 | 0 | 0
PseudoUnit | 0 | 0 | 0 | 0 | 0 | 0
FixedInterchange | 0 | 0 | 0 | 0 | 0 | 0
Retrofit FOM Costs by Reporting Type: MAPP_US
ReportingType | 2015 | 2020 | 2025 | 2030 | 2035 | 2040
BM | 0 | 0 | 0 | 0 | 0 | 0
CC | 0 | 0 | 0 | 0 | 0 | 0
CSP | 0 | 0 | 0 | 0 | 0 | 0
CT | 0 | 0 | 0 | 0 | 0 | 0
Coal | 16.92 | 18.37 | 18.37 | 18.37 | 18.37 | 18.37
Geo | 0 | 0 | 0 | 0 | 0 | 0
H | 0 | 0 | 0 | 0 | 0 | 0
LFG | 0 | 0 | 0 | 0 | 0 | 0
Nuc | 0 | 0 | 0 | 0 | 0 | 0
PS | 0 | 0 | 0 | 0 | 0 | 0
PV | 0 | 0 | 0 | 0 | 0 | 0
PeakG | 0 | 0 | 0 | 0 | 0 | 0
PeakO | 0 | 0 | 0 | 0 | 0 | 0
ST | 0 | 0 | 0 | 0 | 0 | 0
STOG | 0 | 0 | 0 | 0 | 0 | 0
STWD | 0 | 0 | 0 | 0 | 0 | 0
WT | 0 | 0 | 0 | 0 | 0 | 0
IGCC | 0 | 0 | 0 | 0 | 0 | 0
DemandResponse | 0 | 0 | 0 | 0 | 0 | 0
IGCC-CCS | 0 | 0 | 0 | 0 | 0 | 0
WT_off | 0 | 0 | 0 | 0 | 0 | 0
PseudoUnit | 0 | 0 | 0 | 0 | 0 | 0
FixedInterchange | 0 | 0 | 0 | 0 | 0 | 0
Retrofit FOM Costs by Reporting Type: MISO_IN
ReportingType | 2015 | 2020 | 2025 | 2030 | 2035 | 2040
BM | 0 | 0 | 0 | 0 | 0 | 0
CC | 0 | 0 | 0 | 0 | 0 | 0
CSP | 0 | 0 | 0 | 0 | 0 | 0
CT | 0 | 0 | 0 | 0 | 0 | 0
Coal | 103.74 | 113.14 | 113.14 | 113.14 | 113.14 | 113.14
Geo | 0 | 0 | 0 | 0 | 0 | 0
H | 0 | 0 | 0 | 0 | 0 | 0
LFG | 0 | 0 | 0 | 0 | 0 | 0
Nuc | 0 | 0 | 0 | 0 | 0 | 0
PS | 0 | 0 | 0 | 0 | 0 | 0
PV | 0 | 0 | 0 | 0 | 0 | 0
PeakG | 0 | 0 | 0 | 0 | 0 | 0
PeakO | 0 | 0 | 0 | 0 | 0 | 0
ST | 0 | 0 | 0 | 0 | 0 | 0
STOG | 0 | 0 | 0 | 0 | 0 | 0
STWD | 0 | 0 | 0 | 0 | 0 | 0
WT | 0 | 0 | 0 | 0 | 0 | 0
IGCC | 0 | 0 | 0 | 0 | 0 | 0
DemandResponse | 0 | 0 | 0 | 0 | 0 | 0
IGCC-CCS | 0 | 0 | 0 | 0 | 0 | 0
WT_off | 0 | 0 | 0 | 0 | 0 | 0
PseudoUnit | 0 | 0 | 0 | 0 | 0 | 0
FixedInterchange | 0 | 0 | 0 | 0 | 0 | 0
Retrofit FOM Costs by Reporting Type: MISO_MI
ReportingType | 2015 | 2020 | 2025 | 2030 | 2035 | 2040
BM | 0 | 0 | 0 | 0 | 0 | 0
CC | 0 | 0 | 0 | 0 | 0 | 0
CSP | 0 | 0 | 0 | 0 | 0 | 0
CT | 0 | 0 | 0 | 0 | 0 | 0
Coal | 18.05 | 44.68 | 44.68 | 44.68 | 44.68 | 44.68
Geo | 0 | 0 | 0 | 0 | 0 | 0
H | 0 | 0 | 0 | 0 | 0 | 0
LFG | 0 | 0 | 0 | 0 | 0 | 0
Nuc | 0 | 0 | 0 | 0 | 0 | 0
PS | 0 | 0 | 0 | 0 | 0 | 0
PV | 0 | 0 | 0 | 0 | 0 | 0
PeakG | 0 | 0 | 0 | 0 | 0 | 0
PeakO | 0 | 0 | 0 | 0 | 0 | 0
ST | 0 | 0 | 0 | 0 | 0 | 0
STOG | 0 | 0 | 0 | 0 | 0 | 0
STWD | 0 | 0 | 0 | 0 | 0 | 0
WT | 0 | 0 | 0 | 0 | 0 | 0
IGCC | 0 | 0 | 0 | 0 | 0 | 0
DemandResponse | 0 | 0 | 0 | 0 | 0 | 0
IGCC-CCS | 0 | 0 | 0 | 0 | 0 | 0
WT_off | 0 | 0 | 0 | 0 | 0 | 0
PseudoUnit | 0 | 0 | 0 | 0 | 0 | 0
FixedInterchange | 0 | 0 | 0 | 0 | 0 | 0
Retrofit FOM Costs by Reporting Type: MISO_MO-IL
ReportingType | 2015 | 2020 | 2025 | 2030 | 2035 | 2040
BM | 0 | 0 | 0 | 0 | 0 | 0
CC | 0 | 0 | 0 | 0 | 0 | 0
CSP | 0 | 0 | 0 | 0 | 0 | 0
CT | 0 | 0 | 0 | 0 | 0 | 0
Coal | 30.23 | 58.13 | 58.13 | 58.13 | 58.13 | 58.13
Geo | 0 | 0 | 0 | 0 | 0 | 0
H | 0 | 0 | 0 | 0 | 0 | 0
LFG | 0 | 0 | 0 | 0 | 0 | 0
Nuc | 0 | 0 | 0 | 0 | 0 | 0
PS | 0 | 0 | 0 | 0 | 0 | 0
PV | 0 | 0 | 0 | 0 | 0 | 0
PeakG | 0 | 0 | 0 | 0 | 0 | 0
PeakO | 0 | 0 | 0 | 0 | 0 | 0
ST | 0 | 0 | 0 | 0 | 0 | 0
STOG | 0 | 0 | 0 | 0 | 0 | 0
STWD | 0 | 0 | 0 | 0 | 0 | 0
WT | 0 | 0 | 0 | 0 | 0 | 0
IGCC | 0 | 0 | 0 | 0 | 0 | 0
DemandResponse | 0 | 0 | 0 | 0 | 0 | 0
IGCC-CCS | 0 | 0 | 0 | 0 | 0 | 0
WT_off | 0 | 0 | 0 | 0 | 0 | 0
PseudoUnit | 0 | 0 | 0 | 0 | 0 | 0
FixedInterchange | 0 | 0 | 0 | 0 | 0 | 0
Retrofit FOM Costs by Reporting Type: MISO_W
ReportingType | 2015 | 2020 | 2025 | 2030 | 2035 | 2040
BM | 0 | 0 | 0 | 0 | 0 | 0
CC | 0 | 0 | 0 | 0 | 0 | 0
CSP | 0 | 0 | 0 | 0 | 0 | 0
CT | 0 | 0 | 0 | 0 | 0 | 0
Coal | 38.86 | 62.84 | 62.84 | 62.84 | 62.84 | 62.84
Geo | 0 | 0 | 0 | 0 | 0 | 0
H | 0 | 0 | 0 | 0 | 0 | 0
LFG | 0 | 0 | 0 | 0 | 0 | 0
Nuc | 0 | 0 | 0 | 0 | 0 | 0
PS | 0 | 0 | 0 | 0 | 0 | 0
PV | 0 | 0 | 0 | 0 | 0 | 0
PeakG | 0 | 0 | 0 | 0 | 0 | 0
PeakO | 0 | 0 | 0 | 0 | 0 | 0
ST | 0 | 0 | 0 | 0 | 0 | 0
STOG | 0 | 0 | 0 | 0 | 0 | 0
STWD | 0 | 0 | 0 | 0 | 0 | 0
WT | 0 | 0 | 0 | 0 | 0 | 0
IGCC | 0 | 0 | 0 | 0 | 0 | 0
DemandResponse | 0 | 0 | 0 | 0 | 0 | 0
IGCC-CCS | 0 | 0 | 0 | 0 | 0 | 0
WT_off | 0 | 0 | 0 | 0 | 0 | 0
PseudoUnit | 0 | 0 | 0 | 0 | 0 | 0
FixedInterchange | 0 | 0 | 0 | 0 | 0 | 0
Retrofit FOM Costs by Reporting Type: MISO_WUMS
ReportingType | 2015 | 2020 | 2025 | 2030 | 2035 | 2040
BM | 0 | 0 | 0 | 0 | 0 | 0
CC | 0 | 0 | 0 | 0 | 0 | 0
CSP | 0 | 0 | 0 | 0 | 0 | 0
CT | 0 | 0 | 0 | 0 | 0 | 0
Coal | 35.36 | 32.82 | 32.82 | 32.82 | 32.82 | 32.82
Geo | 0 | 0 | 0 | 0 | 0 | 0
H | 0 | 0 | 0 | 0 | 0 | 0
LFG | 0 | 0 | 0 | 0 | 0 | 0
Nuc | 0 | 0 | 0 | 0 | 0 | 0
PS | 0 | 0 | 0 | 0 | 0 | 0
PV | 0 | 0 | 0 | 0 | 0 | 0
PeakG | 0 | 0 | 0 | 0 | 0 | 0
PeakO | 0 | 0 | 0 | 0 | 0 | 0
ST | 0 | 0 | 0 | 0 | 0 | 0
STOG | 0 | 0 | 0 | 0 | 0 | 0
STWD | 0 | 0 | 0 | 0 | 0 | 0
WT | 0 | 0 | 0 | 0 | 0 | 0
IGCC | 0 | 0 | 0 | 0 | 0 | 0
DemandResponse | 0 | 0 | 0 | 0 | 0 | 0
IGCC-CCS | 0 | 0 | 0 | 0 | 0 | 0
WT_off | 0 | 0 | 0 | 0 | 0 | 0
PseudoUnit | 0 | 0 | 0 | 0 | 0 | 0
FixedInterchange | 0 | 0 | 0 | 0 | 0 | 0
Retrofit FOM Costs by Reporting Type: Nebraska
ReportingType | 2015 | 2020 | 2025 | 2030 | 2035 | 2040
BM | 0 | 0 | 0 | 0 | 0 | 0
CC | 0 | 0 | 0 | 0 | 0 | 0
CSP | 0 | 0 | 0 | 0 | 0 | 0
CT | 0 | 0 | 0 | 0 | 0 | 0
Coal | 4.88 | 22.22 | 22.22 | 22.22 | 22.22 | 22.22
Geo | 0 | 0 | 0 | 0 | 0 | 0
H | 0 | 0 | 0 | 0 | 0 | 0
LFG | 0 | 0 | 0 | 0 | 0 | 0
Nuc | 0 | 0 | 0 | 0 | 0 | 0
PS | 0 | 0 | 0 | 0 | 0 | 0
PV | 0 | 0 | 0 | 0 | 0 | 0
PeakG | 0 | 0 | 0 | 0 | 0 | 0
PeakO | 0 | 0 | 0 | 0 | 0 | 0
ST | 0 | 0 | 0 | 0 | 0 | 0
STOG | 0 | 0 | 0 | 0 | 0 | 0
STWD | 0 | 0 | 0 | 0 | 0 | 0
WT | 0 | 0 | 0 | 0 | 0 | 0
IGCC | 0 | 0 | 0 | 0 | 0 | 0
DemandResponse | 0 | 0 | 0 | 0 | 0 | 0
IGCC-CCS | 0 | 0 | 0 | 0 | 0 | 0
WT_off | 0 | 0 | 0 | 0 | 0 | 0
PseudoUnit | 0 | 0 | 0 | 0 | 0 | 0
FixedInterchange | 0 | 0 | 0 | 0 | 0 | 0
Retrofit FOM Costs by Reporting Type: NEISO
ReportingType | 2015 | 2020 | 2025 | 2030 | 2035 | 2040
BM | 0 | 0 | 0 | 0 | 0 | 0
CC | 0 | 0 | 0 | 0 | 0 | 0
CSP | 0 | 0 | 0 | 0 | 0 | 0
CT | 0 | 0 | 0 | 0 | 0 | 0
Coal | 4.08 | 0 | 0 | 0 | 0 | 0
Geo | 0 | 0 | 0 | 0 | 0 | 0
H | 0 | 0 | 0 | 0 | 0 | 0
LFG | 0 | 0 | 0 | 0 | 0 | 0
Nuc | 0 | 0 | 0 | 0 | 0 | 0
PS | 0 | 0 | 0 | 0 | 0 | 0
PV | 0 | 0 | 0 | 0 | 0 | 0
PeakG | 0 | 0 | 0 | 0 | 0 | 0
PeakO | 0 | 0 | 0 | 0 | 0 | 0
ST | 0 | 0 | 0 | 0 | 0 | 0
STOG | 0 | 0 | 0 | 0 | 0 | 0
STWD | 0 | 0 | 0 | 0 | 0 | 0
WT | 0 | 0 | 0 | 0 | 0 | 0
IGCC | 0 | 0 | 0 | 0 | 0 | 0
DemandResponse | 0 | 0 | 0 | 0 | 0 | 0
IGCC-CCS | 0 | 0 | 0 | 0 | 0 | 0
WT_off | 0 | 0 | 0 | 0 | 0 | 0
PseudoUnit | 0 | 0 | 0 | 0 | 0 | 0
FixedInterchange | 0 | 0 | 0 | 0 | 0 | 0
Retrofit FOM Costs by Reporting Type: NonRTO_Midwest
ReportingType | 2015 | 2020 | 2025 | 2030 | 2035 | 2040
BM | 0 | 0 | 0 | 0 | 0 | 0
CC | 0 | 0 | 0 | 0 | 0 | 0
CSP | 0 | 0 | 0 | 0 | 0 | 0
CT | 0 | 0 | 0 | 0 | 0 | 0
Coal | 87.27 | 93.34 | 93.34 | 93.34 | 93.34 | 93.34
Geo | 0 | 0 | 0 | 0 | 0 | 0
H | 0 | 0 | 0 | 0 | 0 | 0
LFG | 0 | 0 | 0 | 0 | 0 | 0
Nuc | 0 | 0 | 0 | 0 | 0 | 0
PS | 0 | 0 | 0 | 0 | 0 | 0
PV | 0 | 0 | 0 | 0 | 0 | 0
PeakG | 0 | 0 | 0 | 0 | 0 | 0
PeakO | 0 | 0 | 0 | 0 | 0 | 0
ST | 0 | 0 | 0 | 0 | 0 | 0
STOG | 0 | 0 | 0 | 0 | 0 | 0
STWD | 0 | 0 | 0 | 0 | 0 | 0
WT | 0 | 0 | 0 | 0 | 0 | 0
IGCC | 0 | 0 | 0 | 0 | 0 | 0
DemandResponse | 0 | 0 | 0 | 0 | 0 | 0
IGCC-CCS | 0 | 0 | 0 | 0 | 0 | 0
WT_off | 0 | 0 | 0 | 0 | 0 | 0
PseudoUnit | 0 | 0 | 0 | 0 | 0 | 0
FixedInterchange | 0 | 0 | 0 | 0 | 0 | 0
Retrofit FOM Costs by Reporting Type: NYISO_A-F
ReportingType | 2015 | 2020 | 2025 | 2030 | 2035 | 2040
BM | 0 | 0 | 0 | 0 | 0 | 0
CC | 0 | 0 | 0 | 0 | 0 | 0
CSP | 0 | 0 | 0 | 0 | 0 | 0
CT | 0 | 0 | 0 | 0 | 0 | 0
Coal | 0 | 0 | 0 | 0 | 0 | 0
Geo | 0 | 0 | 0 | 0 | 0 | 0
H | 0 | 0 | 0 | 0 | 0 | 0
LFG | 0 | 0 | 0 | 0 | 0 | 0
Nuc | 0 | 0 | 0 | 0 | 0 | 0
PS | 0 | 0 | 0 | 0 | 0 | 0
PV | 0 | 0 | 0 | 0 | 0 | 0
PeakG | 0 | 0 | 0 | 0 | 0 | 0
PeakO | 0 | 0 | 0 | 0 | 0 | 0
ST | 0 | 0 | 0 | 0 | 0 | 0
STOG | 0 | 0 | 0 | 0 | 0 | 0
STWD | 0 | 0 | 0 | 0 | 0 | 0
WT | 0 | 0 | 0 | 0 | 0 | 0
IGCC | 0 | 0 | 0 | 0 | 0 | 0
DemandResponse | 0 | 0 | 0 | 0 | 0 | 0
IGCC-CCS | 0 | 0 | 0 | 0 | 0 | 0
WT_off | 0 | 0 | 0 | 0 | 0 | 0
PseudoUnit | 0 | 0 | 0 | 0 | 0 | 0
FixedInterchange | 0 | 0 | 0 | 0 | 0 | 0
Retrofit FOM Costs by Reporting Type: NYISO_G-I
ReportingType | 2015 | 2020 | 2025 | 2030 | 2035 | 2040
BM | 0 | 0 | 0 | 0 | 0 | 0
CC | 0 | 0 | 0 | 0 | 0 | 0
CSP | 0 | 0 | 0 | 0 | 0 | 0
CT | 0 | 0 | 0 | 0 | 0 | 0
Coal | 0 | 0 | 0 | 0 | 0 | 0
Geo | 0 | 0 | 0 | 0 | 0 | 0
H | 0 | 0 | 0 | 0 | 0 | 0
LFG | 0 | 0 | 0 | 0 | 0 | 0
Nuc | 0 | 0 | 0 | 0 | 0 | 0
PS | 0 | 0 | 0 | 0 | 0 | 0
PV | 0 | 0 | 0 | 0 | 0 | 0
PeakG | 0 | 0 | 0 | 0 | 0 | 0
PeakO | 0 | 0 | 0 | 0 | 0 | 0
ST | 0 | 0 | 0 | 0 | 0 | 0
STOG | 0 | 0 | 0 | 0 | 0 | 0
STWD | 0 | 0 | 0 | 0 | 0 | 0
WT | 0 | 0 | 0 | 0 | 0 | 0
IGCC | 0 | 0 | 0 | 0 | 0 | 0
DemandResponse | 0 | 0 | 0 | 0 | 0 | 0
IGCC-CCS | 0 | 0 | 0 | 0 | 0 | 0
WT_off | 0 | 0 | 0 | 0 | 0 | 0
PseudoUnit | 0 | 0 | 0 | 0 | 0 | 0
FixedInterchange | 0 | 0 | 0 | 0 | 0 | 0
Retrofit FOM Costs by Reporting Type: NYISO_J-K
ReportingType | 2015 | 2020 | 2025 | 2030 | 2035 | 2040
BM | 0 | 0 | 0 | 0 | 0 | 0
CC | 0 | 0 | 0 | 0 | 0 | 0
CSP | 0 | 0 | 0 | 0 | 0 | 0
CT | 0 | 0 | 0 | 0 | 0 | 0
Coal | 0 | 0 | 0 | 0 | 0 | 0
Geo | 0 | 0 | 0 | 0 | 0 | 0
H | 0 | 0 | 0 | 0 | 0 | 0
LFG | 0 | 0 | 0 | 0 | 0 | 0
Nuc | 0 | 0 | 0 | 0 | 0 | 0
PS | 0 | 0 | 0 | 0 | 0 | 0
PV | 0 | 0 | 0 | 0 | 0 | 0
PeakG | 0 | 0 | 0 | 0 | 0 | 0
PeakO | 0 | 0 | 0 | 0 | 0 | 0
ST | 0 | 0 | 0 | 0 | 0 | 0
STOG | 0 | 0 | 0 | 0 | 0 | 0
STWD | 0 | 0 | 0 | 0 | 0 | 0
WT | 0 | 0 | 0 | 0 | 0 | 0
IGCC | 0 | 0 | 0 | 0 | 0 | 0
DemandResponse | 0 | 0 | 0 | 0 | 0 | 0
IGCC-CCS | 0 | 0 | 0 | 0 | 0 | 0
WT_off | 0 | 0 | 0 | 0 | 0 | 0
PseudoUnit | 0 | 0 | 0 | 0 | 0 | 0
FixedInterchange | 0 | 0 | 0 | 0 | 0 | 0
Retrofit FOM Costs by Reporting Type: PJM_E
ReportingType | 2015 | 2020 | 2025 | 2030 | 2035 | 2040
BM | 0 | 0 | 0 | 0 | 0 | 0
CC | 0 | 0 | 0 | 0 | 0 | 0
CSP | 0 | 0 | 0 | 0 | 0 | 0
CT | 0 | 0 | 0 | 0 | 0 | 0
Coal | 2.35 | 1.28 | 1.28 | 1.28 | 1.28 | 1.28
Geo | 0 | 0 | 0 | 0 | 0 | 0
H | 0 | 0 | 0 | 0 | 0 | 0
LFG | 0 | 0 | 0 | 0 | 0 | 0
Nuc | 0 | 0 | 0 | 0 | 0 | 0
PS | 0 | 0 | 0 | 0 | 0 | 0
PV | 0 | 0 | 0 | 0 | 0 | 0
PeakG | 0 | 0 | 0 | 0 | 0 | 0
PeakO | 0 | 0 | 0 | 0 | 0 | 0
ST | 0 | 0 | 0 | 0 | 0 | 0
STOG | 0 | 0 | 0 | 0 | 0 | 0
STWD | 0 | 0 | 0 | 0 | 0 | 0
WT | 0 | 0 | 0 | 0 | 0 | 0
IGCC | 0 | 0 | 0 | 0 | 0 | 0
DemandResponse | 0 | 0 | 0 | 0 | 0 | 0
IGCC-CCS | 0 | 0 | 0 | 0 | 0 | 0
WT_off | 0 | 0 | 0 | 0 | 0 | 0
PseudoUnit | 0 | 0 | 0 | 0 | 0 | 0
FixedInterchange | 0 | 0 | 0 | 0 | 0 | 0
Retrofit FOM Costs by Reporting Type: PJM_ROM
ReportingType | 2015 | 2020 | 2025 | 2030 | 2035 | 2040
BM | 0 | 0 | 0 | 0 | 0 | 0
CC | 0 | 0 | 0 | 0 | 0 | 0
CSP | 0 | 0 | 0 | 0 | 0 | 0
CT | 0 | 0 | 0 | 0 | 0 | 0
Coal | 64.17 | 73.84 | 73.84 | 73.84 | 73.84 | 73.84
Geo | 0 | 0 | 0 | 0 | 0 | 0
H | 0 | 0 | 0 | 0 | 0 | 0
LFG | 0 | 0 | 0 | 0 | 0 | 0
Nuc | 0 | 0 | 0 | 0 | 0 | 0
PS | 0 | 0 | 0 | 0 | 0 | 0
PV | 0 | 0 | 0 | 0 | 0 | 0
PeakG | 0 | 0 | 0 | 0 | 0 | 0
PeakO | 0 | 0 | 0 | 0 | 0 | 0
ST | 0 | 0 | 0 | 0 | 0 | 0
STOG | 0 | 0 | 0 | 0 | 0 | 0
STWD | 0 | 0 | 0 | 0 | 0 | 0
WT | 0 | 0 | 0 | 0 | 0 | 0
IGCC | 0 | 0 | 0 | 0 | 0 | 0
DemandResponse | 0 | 0 | 0 | 0 | 0 | 0
IGCC-CCS | 0 | 0 | 0 | 0 | 0 | 0
WT_off | 0 | 0 | 0 | 0 | 0 | 0
PseudoUnit | 0 | 0 | 0 | 0 | 0 | 0
FixedInterchange | 0 | 0 | 0 | 0 | 0 | 0
Retrofit FOM Costs by Reporting Type: PJM_ROR
ReportingType | 2015 | 2020 | 2025 | 2030 | 2035 | 2040
BM | 0 | 0 | 0 | 0 | 0 | 0
CC | 0 | 0 | 0 | 0 | 0 | 0
CSP | 0 | 0 | 0 | 0 | 0 | 0
CT | 0 | 0 | 0 | 0 | 0 | 0
Coal | 271.27 | 331.76 | 331.76 | 331.76 | 331.76 | 331.76
Geo | 0 | 0 | 0 | 0 | 0 | 0
H | 0 | 0 | 0 | 0 | 0 | 0
LFG | 0 | 0 | 0 | 0 | 0 | 0
Nuc | 0 | 0 | 0 | 0 | 0 | 0
PS | 0 | 0 | 0 | 0 | 0 | 0
PV | 0 | 0 | 0 | 0 | 0 | 0
PeakG | 0 | 0 | 0 | 0 | 0 | 0
PeakO | 0 | 0 | 0 | 0 | 0 | 0
ST | 0 | 0 | 0 | 0 | 0 | 0
STOG | 0 | 0 | 0 | 0 | 0 | 0
STWD | 0 | 0 | 0 | 0 | 0 | 0
WT | 0 | 0 | 0 | 0 | 0 | 0
IGCC | 0 | 0 | 0 | 0 | 0 | 0
DemandResponse | 0 | 0 | 0 | 0 | 0 | 0
IGCC-CCS | 0 | 0 | 0 | 0 | 0 | 0
WT_off | 0 | 0 | 0 | 0 | 0 | 0
PseudoUnit | 0 | 0 | 0 | 0 | 0 | 0
FixedInterchange | 0 | 0 | 0 | 0 | 0 | 0
Retrofit FOM Costs by Reporting Type: SOCO
ReportingType | 2015 | 2020 | 2025 | 2030 | 2035 | 2040
BM | 0 | 0 | 0 | 0 | 0 | 0
CC | 0 | 0 | 0 | 0 | 0 | 0
CSP | 0 | 0 | 0 | 0 | 0 | 0
CT | 0 | 0 | 0 | 0 | 0 | 0
Coal | 128.39 | 136.02 | 136.02 | 136.02 | 136.02 | 136.02
Geo | 0 | 0 | 0 | 0 | 0 | 0
H | 0 | 0 | 0 | 0 | 0 | 0
LFG | 0 | 0 | 0 | 0 | 0 | 0
Nuc | 0 | 0 | 0 | 0 | 0 | 0
PS | 0 | 0 | 0 | 0 | 0 | 0
PV | 0 | 0 | 0 | 0 | 0 | 0
PeakG | 0 | 0 | 0 | 0 | 0 | 0
PeakO | 0 | 0 | 0 | 0 | 0 | 0
ST | 0 | 0 | 0 | 0 | 0 | 0
STOG | 0 | 0 | 0 | 0 | 0 | 0
STWD | 0 | 0 | 0 | 0 | 0 | 0
WT | 0 | 0 | 0 | 0 | 0 | 0
IGCC | 0 | 0 | 0 | 0 | 0 | 0
DemandResponse | 0 | 0 | 0 | 0 | 0 | 0
IGCC-CCS | 0 | 0 | 0 | 0 | 0 | 0
WT_off | 0 | 0 | 0 | 0 | 0 | 0
PseudoUnit | 0 | 0 | 0 | 0 | 0 | 0
FixedInterchange | 0 | 0 | 0 | 0 | 0 | 0
Retrofit FOM Costs by Reporting Type: SPP_N
ReportingType | 2015 | 2020 | 2025 | 2030 | 2035 | 2040
BM | 0 | 0 | 0 | 0 | 0 | 0
CC | 0 | 0 | 0 | 0 | 0 | 0
CSP | 0 | 0 | 0 | 0 | 0 | 0
CT | 0 | 0 | 0 | 0 | 0 | 0
Coal | 36.22 | 47.43 | 47.43 | 47.43 | 47.43 | 47.43
Geo | 0 | 0 | 0 | 0 | 0 | 0
H | 0 | 0 | 0 | 0 | 0 | 0
LFG | 0 | 0 | 0 | 0 | 0 | 0
Nuc | 0 | 0 | 0 | 0 | 0 | 0
PS | 0 | 0 | 0 | 0 | 0 | 0
PV | 0 | 0 | 0 | 0 | 0 | 0
PeakG | 0 | 0 | 0 | 0 | 0 | 0
PeakO | 0 | 0 | 0 | 0 | 0 | 0
ST | 0 | 0 | 0 | 0 | 0 | 0
STOG | 0 | 0 | 0 | 0 | 0 | 0
STWD | 0 | 0 | 0 | 0 | 0 | 0
WT | 0 | 0 | 0 | 0 | 0 | 0
IGCC | 0 | 0 | 0 | 0 | 0 | 0
DemandResponse | 0 | 0 | 0 | 0 | 0 | 0
IGCC-CCS | 0 | 0 | 0 | 0 | 0 | 0
WT_off | 0 | 0 | 0 | 0 | 0 | 0
PseudoUnit | 0 | 0 | 0 | 0 | 0 | 0
FixedInterchange | 0 | 0 | 0 | 0 | 0 | 0
Retrofit FOM Costs by Reporting Type: SPP_S
ReportingType | 2015 | 2020 | 2025 | 2030 | 2035 | 2040
BM | 0 | 0 | 0 | 0 | 0 | 0
CC | 0 | 0 | 0 | 0 | 0 | 0
CSP | 0 | 0 | 0 | 0 | 0 | 0
CT | 0 | 0 | 0 | 0 | 0 | 0
Coal | 20.12 | 33.71 | 33.71 | 33.71 | 33.71 | 33.71
Geo | 0 | 0 | 0 | 0 | 0 | 0
H | 0 | 0 | 0 | 0 | 0 | 0
LFG | 0 | 0 | 0 | 0 | 0 | 0
Nuc | 0 | 0 | 0 | 0 | 0 | 0
PS | 0 | 0 | 0 | 0 | 0 | 0
PV | 0 | 0 | 0 | 0 | 0 | 0
PeakG | 0 | 0 | 0 | 0 | 0 | 0
PeakO | 0 | 0 | 0 | 0 | 0 | 0
ST | 0 | 0 | 0 | 0 | 0 | 0
STOG | 0 | 0 | 0 | 0 | 0 | 0
STWD | 0 | 0 | 0 | 0 | 0 | 0
WT | 0 | 0 | 0 | 0 | 0 | 0
IGCC | 0 | 0 | 0 | 0 | 0 | 0
DemandResponse | 0 | 0 | 0 | 0 | 0 | 0
IGCC-CCS | 0 | 0 | 0 | 0 | 0 | 0
WT_off | 0 | 0 | 0 | 0 | 0 | 0
PseudoUnit | 0 | 0 | 0 | 0 | 0 | 0
FixedInterchange | 0 | 0 | 0 | 0 | 0 | 0
Retrofit FOM Costs by Reporting Type: TVA
ReportingType | 2015 | 2020 | 2025 | 2030 | 2035 | 2040
BM | 0 | 0 | 0 | 0 | 0 | 0
CC | 0 | 0 | 0 | 0 | 0 | 0
CSP | 0 | 0 | 0 | 0 | 0 | 0
CT | 0 | 0 | 0 | 0 | 0 | 0
Coal | 56.14 | 69.83 | 69.83 | 69.83 | 69.83 | 69.83
Geo | 0 | 0 | 0 | 0 | 0 | 0
H | 0 | 0 | 0 | 0 | 0 | 0
LFG | 0 | 0 | 0 | 0 | 0 | 0
Nuc | 0 | 0 | 0 | 0 | 0 | 0
PS | 0 | 0 | 0 | 0 | 0 | 0
PV | 0 | 0 | 0 | 0 | 0 | 0
PeakG | 0 | 0 | 0 | 0 | 0 | 0
PeakO | 0 | 0 | 0 | 0 | 0 | 0
ST | 0 | 0 | 0 | 0 | 0 | 0
STOG | 0 | 0 | 0 | 0 | 0 | 0
STWD | 0 | 0 | 0 | 0 | 0 | 0
WT | 0 | 0 | 0 | 0 | 0 | 0
IGCC | 0 | 0 | 0 | 0 | 0 | 0
DemandResponse | 0 | 0 | 0 | 0 | 0 | 0
IGCC-CCS | 0 | 0 | 0 | 0 | 0 | 0
WT_off | 0 | 0 | 0 | 0 | 0 | 0
PseudoUnit | 0 | 0 | 0 | 0 | 0 | 0
FixedInterchange | 0 | 0 | 0 | 0 | 0 | 0
Retrofit FOM Costs by Reporting Type: TVA_Transmission
ReportingType | 2015 | 2020 | 2025 | 2030 | 2035 | 2040
BM | 0 | 0 | 0 | 0 | 0 | 0
CC | 0 | 0 | 0 | 0 | 0 | 0
CSP | 0 | 0 | 0 | 0 | 0 | 0
CT | 0 | 0 | 0 | 0 | 0 | 0
Coal | 0 | 0 | 0 | 0 | 0 | 0
Geo | 0 | 0 | 0 | 0 | 0 | 0
H | 0 | 0 | 0 | 0 | 0 | 0
LFG | 0 | 0 | 0 | 0 | 0 | 0
Nuc | 0 | 0 | 0 | 0 | 0 | 0
PS | 0 | 0 | 0 | 0 | 0 | 0
PV | 0 | 0 | 0 | 0 | 0 | 0
PeakG | 0 | 0 | 0 | 0 | 0 | 0
PeakO | 0 | 0 | 0 | 0 | 0 | 0
ST | 0 | 0 | 0 | 0 | 0 | 0
STOG | 0 | 0 | 0 | 0 | 0 | 0
STWD | 0 | 0 | 0 | 0 | 0 | 0
WT | 0 | 0 | 0 | 0 | 0 | 0
IGCC | 0 | 0 | 0 | 0 | 0 | 0
DemandResponse | 0 | 0 | 0 | 0 | 0 | 0
IGCC-CCS | 0 | 0 | 0 | 0 | 0 | 0
WT_off | 0 | 0 | 0 | 0 | 0 | 0
PseudoUnit | 0 | 0 | 0 | 0 | 0 | 0
FixedInterchange | 0 | 0 | 0 | 0 | 0 | 0
Retrofit FOM Costs by Reporting Type: VACAR
ReportingType | 2015 | 2020 | 2025 | 2030 | 2035 | 2040
BM | 0 | 0 | 0 | 0 | 0 | 0
CC | 0 | 0 | 0 | 0 | 0 | 0
CSP | 0 | 0 | 0 | 0 | 0 | 0
CT | 0 | 0 | 0 | 0 | 0 | 0
Coal | 138.62 | 142.04 | 142.04 | 142.04 | 142.04 | 142.04
Geo | 0 | 0 | 0 | 0 | 0 | 0
H | 0 | 0 | 0 | 0 | 0 | 0
LFG | 0 | 0 | 0 | 0 | 0 | 0
Nuc | 0 | 0 | 0 | 0 | 0 | 0
PS | 0 | 0 | 0 | 0 | 0 | 0
PV | 0 | 0 | 0 | 0 | 0 | 0
PeakG | 0 | 0 | 0 | 0 | 0 | 0
PeakO | 0 | 0 | 0 | 0 | 0 | 0
ST | 0 | 0 | 0 | 0 | 0 | 0
STOG | 0 | 0 | 0 | 0 | 0 | 0
STWD | 0 | 0 | 0 | 0 | 0 | 0
WT | 0 | 0 | 0 | 0 | 0 | 0
IGCC | 0 | 0 | 0 | 0 | 0 | 0
DemandResponse | 0 | 0 | 0 | 0 | 0 | 0
IGCC-CCS | 0 | 0 | 0 | 0 | 0 | 0
WT_off | 0 | 0 | 0 | 0 | 0 | 0
PseudoUnit | 0 | 0 | 0 | 0 | 0 | 0
FixedInterchange | 0 | 0 | 0 | 0 | 0 | 0
Retrofit FOM Costs by Reporting Type: IESO
ReportingType | 2015 | 2020 | 2025 | 2030 | 2035 | 2040
BM | 0 | 0 | 0 | 0 | 0 | 0
CC | 0 | 0 | 0 | 0 | 0 | 0
CSP | 0 | 0 | 0 | 0 | 0 | 0
CT | 0 | 0 | 0 | 0 | 0 | 0
Coal | 0 | 0 | 0 | 0 | 0 | 0
Geo | 0 | 0 | 0 | 0 | 0 | 0
H | 0 | 0 | 0 | 0 | 0 | 0
LFG | 0 | 0 | 0 | 0 | 0 | 0
Nuc | 0 | 0 | 0 | 0 | 0 | 0
PS | 0 | 0 | 0 | 0 | 0 | 0
PV | 0 | 0 | 0 | 0 | 0 | 0
PeakG | 0 | 0 | 0 | 0 | 0 | 0
PeakO | 0 | 0 | 0 | 0 | 0 | 0
ST | 0 | 0 | 0 | 0 | 0 | 0
STOG | 0 | 0 | 0 | 0 | 0 | 0
STWD | 0 | 0 | 0 | 0 | 0 | 0
WT | 0 | 0 | 0 | 0 | 0 | 0
IGCC | 0 | 0 | 0 | 0 | 0 | 0
DemandResponse | 0 | 0 | 0 | 0 | 0 | 0
IGCC-CCS | 0 | 0 | 0 | 0 | 0 | 0
WT_off | 0 | 0 | 0 | 0 | 0 | 0
PseudoUnit | 0 | 0 | 0 | 0 | 0 | 0
FixedInterchange | 0 | 0 | 0 | 0 | 0 | 0
Retrofit FOM Costs by Reporting Type: MAPP_CA
ReportingType | 2015 | 2020 | 2025 | 2030 | 2035 | 2040
BM | 0 | 0 | 0 | 0 | 0 | 0
CC | 0 | 0 | 0 | 0 | 0 | 0
CSP | 0 | 0 | 0 | 0 | 0 | 0
CT | 0 | 0 | 0 | 0 | 0 | 0
Coal | 0 | 0 | 0 | 0 | 0 | 0
Geo | 0 | 0 | 0 | 0 | 0 | 0
H | 0 | 0 | 0 | 0 | 0 | 0
LFG | 0 | 0 | 0 | 0 | 0 | 0
Nuc | 0 | 0 | 0 | 0 | 0 | 0
PS | 0 | 0 | 0 | 0 | 0 | 0
PV | 0 | 0 | 0 | 0 | 0 | 0
PeakG | 0 | 0 | 0 | 0 | 0 | 0
PeakO | 0 | 0 | 0 | 0 | 0 | 0
ST | 0 | 0 | 0 | 0 | 0 | 0
STOG | 0 | 0 | 0 | 0 | 0 | 0
STWD | 0 | 0 | 0 | 0 | 0 | 0
WT | 0 | 0 | 0 | 0 | 0 | 0
IGCC | 0 | 0 | 0 | 0 | 0 | 0
DemandResponse | 0 | 0 | 0 | 0 | 0 | 0
IGCC-CCS | 0 | 0 | 0 | 0 | 0 | 0
WT_off | 0 | 0 | 0 | 0 | 0 | 0
PseudoUnit | 0 | 0 | 0 | 0 | 0 | 0
FixedInterchange | 0 | 0 | 0 | 0 | 0 | 0
Retrofit FOM Costs by Reporting Type: AZ_NM_SNV_Coal
ReportingType | 2015 | 2020 | 2025 | 2030 | 2035 | 2040
BM | 0 | 0 | 0 | 0 | 0 | 0
CC | 0 | 0 | 0 | 0 | 0 | 0
CSP | 0 | 0 | 0 | 0 | 0 | 0
CT | 0 | 0 | 0 | 0 | 0 | 0
Coal | 70.07 | 75.36 | 75.36 | 75.36 | 75.36 | 75.36
Geo | 0 | 0 | 0 | 0 | 0 | 0
H | 0 | 0 | 0 | 0 | 0 | 0
LFG | 0 | 0 | 0 | 0 | 0 | 0
Nuc | 0 | 0 | 0 | 0 | 0 | 0
PS | 0 | 0 | 0 | 0 | 0 | 0
PV | 0 | 0 | 0 | 0 | 0 | 0
PeakG | 0 | 0 | 0 | 0 | 0 | 0
PeakO | 0 | 0 | 0 | 0 | 0 | 0
ST | 0 | 0 | 0 | 0 | 0 | 0
STOG | 0 | 0 | 0 | 0 | 0 | 0
STWD | 0 | 0 | 0 | 0 | 0 | 0
WT | 0 | 0 | 0 | 0 | 0 | 0
IGCC | 0 | 0 | 0 | 0 | 0 | 0
DemandResponse | 0 | 0 | 0 | 0 | 0 | 0
IGCC-CCS | 0 | 0 | 0 | 0 | 0 | 0
WT_off | 0 | 0 | 0 | 0 | 0 | 0
PseudoUnit | 0 | 0 | 0 | 0 | 0 | 0
FixedInterchange | 0 | 0 | 0 | 0 | 0 | 0
Retrofit FOM Costs by Reporting Type: AZ_NM_SNV_Gas
ReportingType | 2015 | 2020 | 2025 | 2030 | 2035 | 2040
BM | 0 | 0 | 0 | 0 | 0 | 0
CC | 0 | 0 | 0 | 0 | 0 | 0
CSP | 0 | 0 | 0 | 0 | 0 | 0
CT | 0 | 0 | 0 | 0 | 0 | 0
Coal | 0 | 0 | 0 | 0 | 0 | 0
Geo | 0 | 0 | 0 | 0 | 0 | 0
H | 0 | 0 | 0 | 0 | 0 | 0
LFG | 0 | 0 | 0 | 0 | 0 | 0
Nuc | 0 | 0 | 0 | 0 | 0 | 0
PS | 0 | 0 | 0 | 0 | 0 | 0
PV | 0 | 0 | 0 | 0 | 0 | 0
PeakG | 0 | 0 | 0 | 0 | 0 | 0
PeakO | 0 | 0 | 0 | 0 | 0 | 0
ST | 0 | 0 | 0 | 0 | 0 | 0
STOG | 0 | 0 | 0 | 0 | 0 | 0
STWD | 0 | 0 | 0 | 0 | 0 | 0
WT | 0 | 0 | 0 | 0 | 0 | 0
IGCC | 0 | 0 | 0 | 0 | 0 | 0
DemandResponse | 0 | 0 | 0 | 0 | 0 | 0
IGCC-CCS | 0 | 0 | 0 | 0 | 0 | 0
WT_off | 0 | 0 | 0 | 0 | 0 | 0
PseudoUnit | 0 | 0 | 0 | 0 | 0 | 0
FixedInterchange | 0 | 0 | 0 | 0 | 0 | 0
Retrofit FOM Costs by Reporting Type: AZ_NM_SNV_NucRenew
ReportingType | 2015 | 2020 | 2025 | 2030 | 2035 | 2040
BM | 0 | 0 | 0 | 0 | 0 | 0
CC | 0 | 0 | 0 | 0 | 0 | 0
CSP | 0 | 0 | 0 | 0 | 0 | 0
CT | 0 | 0 | 0 | 0 | 0 | 0
Coal | 0 | 0 | 0 | 0 | 0 | 0
Geo | 0 | 0 | 0 | 0 | 0 | 0
H | 0 | 0 | 0 | 0 | 0 | 0
LFG | 0 | 0 | 0 | 0 | 0 | 0
Nuc | 0 | 0 | 0 | 0 | 0 | 0
PS | 0 | 0 | 0 | 0 | 0 | 0
PV | 0 | 0 | 0 | 0 | 0 | 0
PeakG | 0 | 0 | 0 | 0 | 0 | 0
PeakO | 0 | 0 | 0 | 0 | 0 | 0
ST | 0 | 0 | 0 | 0 | 0 | 0
STOG | 0 | 0 | 0 | 0 | 0 | 0
STWD | 0 | 0 | 0 | 0 | 0 | 0
WT | 0 | 0 | 0 | 0 | 0 | 0
IGCC | 0 | 0 | 0 | 0 | 0 | 0
DemandResponse | 0 | 0 | 0 | 0 | 0 | 0
IGCC-CCS | 0 | 0 | 0 | 0 | 0 | 0
WT_off | 0 | 0 | 0 | 0 | 0 | 0
PseudoUnit | 0 | 0 | 0 | 0 | 0 | 0
FixedInterchange | 0 | 0 | 0 | 0 | 0 | 0
Retrofit FOM Costs by Reporting Type: ERCOT
ReportingType | 2015 | 2020 | 2025 | 2030 | 2035 | 2040
BM | 0 | 0 | 0 | 0 | 0 | 0
CC | 0 | 0 | 0 | 0 | 0 | 0
CSP | 0 | 0 | 0 | 0 | 0 | 0
CT | 0 | 0 | 0 | 0 | 0 | 0
Coal | 95.78 | 116.56 | 116.56 | 116.56 | 116.56 | 116.56
Geo | 0 | 0 | 0 | 0 | 0 | 0
H | 0 | 0 | 0 | 0 | 0 | 0
LFG | 0 | 0 | 0 | 0 | 0 | 0
Nuc | 0 | 0 | 0 | 0 | 0 | 0
PS | 0 | 0 | 0 | 0 | 0 | 0
PV | 0 | 0 | 0 | 0 | 0 | 0
PeakG | 0 | 0 | 0 | 0 | 0 | 0
PeakO | 0 | 0 | 0 | 0 | 0 | 0
ST | 0 | 0 | 0 | 0 | 0 | 0
STOG | 0 | 0 | 0 | 0 | 0 | 0
STWD | 0 | 0 | 0 | 0 | 0 | 0
WT | 0 | 0 | 0 | 0 | 0 | 0
IGCC | 0 | 0 | 0 | 0 | 0 | 0
DemandResponse | 0 | 0 | 0 | 0 | 0 | 0
IGCC-CCS | 0 | 0 | 0 | 0 | 0 | 0
WT_off | 0 | 0 | 0 | 0 | 0 | 0
PseudoUnit | 0 | 0 | 0 | 0 | 0 | 0
FixedInterchange | 0 | 0 | 0 | 0 | 0 | 0
Retrofit FOM Costs by Reporting Type: NP15
ReportingType | 2015 | 2020 | 2025 | 2030 | 2035 | 2040
BM | 0 | 0 | 0 | 0 | 0 | 0
CC | 0 | 0 | 0 | 0 | 0 | 0
CSP | 0 | 0 | 0 | 0 | 0 | 0
CT | 0 | 0 | 0 | 0 | 0 | 0
Coal | 0.19 | 0 | 0 | 0 | 0 | 0
Geo | 0 | 0 | 0 | 0 | 0 | 0
H | 0 | 0 | 0 | 0 | 0 | 0
LFG | 0 | 0 | 0 | 0 | 0 | 0
Nuc | 0 | 0 | 0 | 0 | 0 | 0
PS | 0 | 0 | 0 | 0 | 0 | 0
PV | 0 | 0 | 0 | 0 | 0 | 0
PeakG | 0 | 0 | 0 | 0 | 0 | 0
PeakO | 0 | 0 | 0 | 0 | 0 | 0
ST | 0 | 0 | 0 | 0 | 0 | 0
STOG | 0 | 0 | 0 | 0 | 0 | 0
STWD | 0 | 0 | 0 | 0 | 0 | 0
WT | 0 | 0 | 0 | 0 | 0 | 0
IGCC | 0 | 0 | 0 | 0 | 0 | 0
DemandResponse | 0 | 0 | 0 | 0 | 0 | 0
IGCC-CCS | 0 | 0 | 0 | 0 | 0 | 0
WT_off | 0 | 0 | 0 | 0 | 0 | 0
PseudoUnit | 0 | 0 | 0 | 0 | 0 | 0
FixedInterchange | 0 | 0 | 0 | 0 | 0 | 0
Retrofit FOM Costs by Reporting Type: NWPP_Coal
ReportingType | 2015 | 2020 | 2025 | 2030 | 2035 | 2040
BM | 0 | 0 | 0 | 0 | 0 | 0
CC | 0 | 0 | 0 | 0 | 0 | 0
CSP | 0 | 0 | 0 | 0 | 0 | 0
CT | 0 | 0 | 0 | 0 | 0 | 0
Coal | 66.19 | 75.93 | 75.93 | 75.93 | 75.93 | 75.93
Geo | 0 | 0 | 0 | 0 | 0 | 0
H | 0 | 0 | 0 | 0 | 0 | 0
LFG | 0 | 0 | 0 | 0 | 0 | 0
Nuc | 0 | 0 | 0 | 0 | 0 | 0
PS | 0 | 0 | 0 | 0 | 0 | 0
PV | 0 | 0 | 0 | 0 | 0 | 0
PeakG | 0 | 0 | 0 | 0 | 0 | 0
PeakO | 0 | 0 | 0 | 0 | 0 | 0
ST | 0 | 0 | 0 | 0 | 0 | 0
STOG | 0 | 0 | 0 | 0 | 0 | 0
STWD | 0 | 0 | 0 | 0 | 0 | 0
WT | 0 | 0 | 0 | 0 | 0 | 0
IGCC | 0 | 0 | 0 | 0 | 0 | 0
DemandResponse | 0 | 0 | 0 | 0 | 0 | 0
IGCC-CCS | 0 | 0 | 0 | 0 | 0 | 0
WT_off | 0 | 0 | 0 | 0 | 0 | 0
PseudoUnit | 0 | 0 | 0 | 0 | 0 | 0
FixedInterchange | 0 | 0 | 0 | 0 | 0 | 0
Retrofit FOM Costs by Reporting Type: NWPP_Gas
ReportingType | 2015 | 2020 | 2025 | 2030 | 2035 | 2040
BM | 0 | 0 | 0 | 0 | 0 | 0
CC | 0 | 0 | 0 | 0 | 0 | 0
CSP | 0 | 0 | 0 | 0 | 0 | 0
CT | 0 | 0 | 0 | 0 | 0 | 0
Coal | 0 | 0 | 0 | 0 | 0 | 0
Geo | 0 | 0 | 0 | 0 | 0 | 0
H | 0 | 0 | 0 | 0 | 0 | 0
LFG | 0 | 0 | 0 | 0 | 0 | 0
Nuc | 0 | 0 | 0 | 0 | 0 | 0
PS | 0 | 0 | 0 | 0 | 0 | 0
PV | 0 | 0 | 0 | 0 | 0 | 0
PeakG | 0 | 0 | 0 | 0 | 0 | 0
PeakO | 0 | 0 | 0 | 0 | 0 | 0
ST | 0 | 0 | 0 | 0 | 0 | 0
STOG | 0 | 0 | 0 | 0 | 0 | 0
STWD | 0 | 0 | 0 | 0 | 0 | 0
WT | 0 | 0 | 0 | 0 | 0 | 0
IGCC | 0 | 0 | 0 | 0 | 0 | 0
DemandResponse | 0 | 0 | 0 | 0 | 0 | 0
IGCC-CCS | 0 | 0 | 0 | 0 | 0 | 0
WT_off | 0 | 0 | 0 | 0 | 0 | 0
PseudoUnit | 0 | 0 | 0 | 0 | 0 | 0
FixedInterchange | 0 | 0 | 0 | 0 | 0 | 0
Retrofit FOM Costs by Reporting Type: NWPP_NucRenew
ReportingType | 2015 | 2020 | 2025 | 2030 | 2035 | 2040
BM | 0 | 0 | 0 | 0 | 0 | 0
CC | 0 | 0 | 0 | 0 | 0 | 0
CSP | 0 | 0 | 0 | 0 | 0 | 0
CT | 0 | 0 | 0 | 0 | 0 | 0
Coal | 0 | 0 | 0 | 0 | 0 | 0
Geo | 0 | 0 | 0 | 0 | 0 | 0
H | 0 | 0 | 0 | 0 | 0 | 0
LFG | 0 | 0 | 0 | 0 | 0 | 0
Nuc | 0 | 0 | 0 | 0 | 0 | 0
PS | 0 | 0 | 0 | 0 | 0 | 0
PV | 0 | 0 | 0 | 0 | 0 | 0
PeakG | 0 | 0 | 0 | 0 | 0 | 0
PeakO | 0 | 0 | 0 | 0 | 0 | 0
ST | 0 | 0 | 0 | 0 | 0 | 0
STOG | 0 | 0 | 0 | 0 | 0 | 0
STWD | 0 | 0 | 0 | 0 | 0 | 0
WT | 0 | 0 | 0 | 0 | 0 | 0
IGCC | 0 | 0 | 0 | 0 | 0 | 0
DemandResponse | 0 | 0 | 0 | 0 | 0 | 0
IGCC-CCS | 0 | 0 | 0 | 0 | 0 | 0
WT_off | 0 | 0 | 0 | 0 | 0 | 0
PseudoUnit | 0 | 0 | 0 | 0 | 0 | 0
FixedInterchange | 0 | 0 | 0 | 0 | 0 | 0
Retrofit FOM Costs by Reporting Type: RMPA
ReportingType | 2015 | 2020 | 2025 | 2030 | 2035 | 2040
BM | 0 | 0 | 0 | 0 | 0 | 0
CC | 0 | 0 | 0 | 0 | 0 | 0
CSP | 0 | 0 | 0 | 0 | 0 | 0
CT | 0 | 0 | 0 | 0 | 0 | 0
Coal | 26.21 | 35.01 | 34.59 | 34.59 | 34.59 | 34.59
Geo | 0 | 0 | 0 | 0 | 0 | 0
H | 0 | 0 | 0 | 0 | 0 | 0
LFG | 0 | 0 | 0 | 0 | 0 | 0
Nuc | 0 | 0 | 0 | 0 | 0 | 0
PS | 0 | 0 | 0 | 0 | 0 | 0
PV | 0 | 0 | 0 | 0 | 0 | 0
PeakG | 0 | 0 | 0 | 0 | 0 | 0
PeakO | 0 | 0 | 0 | 0 | 0 | 0
ST | 0 | 0 | 0 | 0 | 0 | 0
STOG | 0 | 0 | 0 | 0 | 0 | 0
STWD | 0 | 0 | 0 | 0 | 0 | 0
WT | 0 | 0 | 0 | 0 | 0 | 0
IGCC | 0 | 0 | 0 | 0 | 0 | 0
DemandResponse | 0 | 0 | 0 | 0 | 0 | 0
IGCC-CCS | 0 | 0 | 0 | 0 | 0 | 0
WT_off | 0 | 0 | 0 | 0 | 0 | 0
PseudoUnit | 0 | 0 | 0 | 0 | 0 | 0
FixedInterchange | 0 | 0 | 0 | 0 | 0 | 0
Retrofit FOM Costs by Reporting Type: SP15
ReportingType | 2015 | 2020 | 2025 | 2030 | 2035 | 2040
BM | 0 | 0 | 0 | 0 | 0 | 0
CC | 0 | 0 | 0 | 0 | 0 | 0
CSP | 0 | 0 | 0 | 0 | 0 | 0
CT | 0 | 0 | 0 | 0 | 0 | 0
Coal | 0.23 | 0.41 | 0.41 | 0.41 | 0 | 0
Geo | 0 | 0 | 0 | 0 | 0 | 0
H | 0 | 0 | 0 | 0 | 0 | 0
LFG | 0 | 0 | 0 | 0 | 0 | 0
Nuc | 0 | 0 | 0 | 0 | 0 | 0
PS | 0 | 0 | 0 | 0 | 0 | 0
PV | 0 | 0 | 0 | 0 | 0 | 0
PeakG | 0 | 0 | 0 | 0 | 0 | 0
PeakO | 0 | 0 | 0 | 0 | 0 | 0
ST | 0 | 0 | 0 | 0 | 0 | 0
STOG | 0 | 0 | 0 | 0 | 0 | 0
STWD | 0 | 0 | 0 | 0 | 0 | 0
WT | 0 | 0 | 0 | 0 | 0 | 0
IGCC | 0 | 0 | 0 | 0 | 0 | 0
DemandResponse | 0 | 0 | 0 | 0 | 0 | 0
IGCC-CCS | 0 | 0 | 0 | 0 | 0 | 0
WT_off | 0 | 0 | 0 | 0 | 0 | 0
PseudoUnit | 0 | 0 | 0 | 0 | 0 | 0
FixedInterchange | 0 | 0 | 0 | 0 | 0 | 0
Retrofit FOM Costs by Reporting Type: ALB
ReportingType | 2015 | 2020 | 2025 | 2030 | 2035 | 2040
BM | 0 | 0 | 0 | 0 | 0 | 0
CC | 0 | 0 | 0 | 0 | 0 | 0
CSP | 0 | 0 | 0 | 0 | 0 | 0
CT | 0 | 0 | 0 | 0 | 0 | 0
Coal | 0.29 | 0.29 | 0.29 | 0.29 | 0.29 | 0.29
Geo | 0 | 0 | 0 | 0 | 0 | 0
H | 0 | 0 | 0 | 0 | 0 | 0
LFG | 0 | 0 | 0 | 0 | 0 | 0
Nuc | 0 | 0 | 0 | 0 | 0 | 0
PS | 0 | 0 | 0 | 0 | 0 | 0
PV | 0 | 0 | 0 | 0 | 0 | 0
PeakG | 0 | 0 | 0 | 0 | 0 | 0
PeakO | 0 | 0 | 0 | 0 | 0 | 0
ST | 0 | 0 | 0 | 0 | 0 | 0
STOG | 0 | 0 | 0 | 0 | 0 | 0
STWD | 0 | 0 | 0 | 0 | 0 | 0
WT | 0 | 0 | 0 | 0 | 0 | 0
IGCC | 0 | 0 | 0 | 0 | 0 | 0
DemandResponse | 0 | 0 | 0 | 0 | 0 | 0
IGCC-CCS | 0 | 0 | 0 | 0 | 0 | 0
WT_off | 0 | 0 | 0 | 0 | 0 | 0
PseudoUnit | 0 | 0 | 0 | 0 | 0 | 0
FixedInterchange | 0 | 0 | 0 | 0 | 0 | 0
Retrofit FOM Costs by Reporting Type: BC
ReportingType | 2015 | 2020 | 2025 | 2030 | 2035 | 2040
BM | 0 | 0 | 0 | 0 | 0 | 0
CC | 0 | 0 | 0 | 0 | 0 | 0
CSP | 0 | 0 | 0 | 0 | 0 | 0
CT | 0 | 0 | 0 | 0 | 0 | 0
Coal | 0 | 0 | 0 | 0 | 0 | 0
Geo | 0 | 0 | 0 | 0 | 0 | 0
H | 0 | 0 | 0 | 0 | 0 | 0
LFG | 0 | 0 | 0 | 0 | 0 | 0
Nuc | 0 | 0 | 0 | 0 | 0 | 0
PS | 0 | 0 | 0 | 0 | 0 | 0
PV | 0 | 0 | 0 | 0 | 0 | 0
PeakG | 0 | 0 | 0 | 0 | 0 | 0
PeakO | 0 | 0 | 0 | 0 | 0 | 0
ST | 0 | 0 | 0 | 0 | 0 | 0
STOG | 0 | 0 | 0 | 0 | 0 | 0
STWD | 0 | 0 | 0 | 0 | 0 | 0
WT | 0 | 0 | 0 | 0 | 0 | 0
IGCC | 0 | 0 | 0 | 0 | 0 | 0
DemandResponse | 0 | 0 | 0 | 0 | 0 | 0
IGCC-CCS | 0 | 0 | 0 | 0 | 0 | 0
WT_off | 0 | 0 | 0 | 0 | 0 | 0
PseudoUnit | 0 | 0 | 0 | 0 | 0 | 0
FixedInterchange | 0 | 0 | 0 | 0 | 0 | 0
Retrofit FOM Costs by Reporting Type: HQ_IESO
ReportingType | 2015 | 2020 | 2025 | 2030 | 2035 | 2040
BM | 0 | 0 | 0 | 0 | 0 | 0
CC | 0 | 0 | 0 | 0 | 0 | 0
CSP | 0 | 0 | 0 | 0 | 0 | 0
CT | 0 | 0 | 0 | 0 | 0 | 0
Coal | 0 | 0 | 0 | 0 | 0 | 0
Geo | 0 | 0 | 0 | 0 | 0 | 0
H | 0 | 0 | 0 | 0 | 0 | 0
LFG | 0 | 0 | 0 | 0 | 0 | 0
Nuc | 0 | 0 | 0 | 0 | 0 | 0
PS | 0 | 0 | 0 | 0 | 0 | 0
PV | 0 | 0 | 0 | 0 | 0 | 0
PeakG | 0 | 0 | 0 | 0 | 0 | 0
PeakO | 0 | 0 | 0 | 0 | 0 | 0
ST | 0 | 0 | 0 | 0 | 0 | 0
STOG | 0 | 0 | 0 | 0 | 0 | 0
STWD | 0 | 0 | 0 | 0 | 0 | 0
WT | 0 | 0 | 0 | 0 | 0 | 0
IGCC | 0 | 0 | 0 | 0 | 0 | 0
DemandResponse | 0 | 0 | 0 | 0 | 0 | 0
IGCC-CCS | 0 | 0 | 0 | 0 | 0 | 0
WT_off | 0 | 0 | 0 | 0 | 0 | 0
PseudoUnit | 0 | 0 | 0 | 0 | 0 | 0
FixedInterchange | 0 | 0 | 0 | 0 | 0 | 0
Retrofit FOM Costs by Reporting Type: HQ_NEISO
ReportingType | 2015 | 2020 | 2025 | 2030 | 2035 | 2040
BM | 0 | 0 | 0 | 0 | 0 | 0
CC | 0 | 0 | 0 | 0 | 0 | 0
CSP | 0 | 0 | 0 | 0 | 0 | 0
CT | 0 | 0 | 0 | 0 | 0 | 0
Coal | 0 | 0 | 0 | 0 | 0 | 0
Geo | 0 | 0 | 0 | 0 | 0 | 0
H | 0 | 0 | 0 | 0 | 0 | 0
LFG | 0 | 0 | 0 | 0 | 0 | 0
Nuc | 0 | 0 | 0 | 0 | 0 | 0
PS | 0 | 0 | 0 | 0 | 0 | 0
PV | 0 | 0 | 0 | 0 | 0 | 0
PeakG | 0 | 0 | 0 | 0 | 0 | 0
PeakO | 0 | 0 | 0 | 0 | 0 | 0
ST | 0 | 0 | 0 | 0 | 0 | 0
STOG | 0 | 0 | 0 | 0 | 0 | 0
STWD | 0 | 0 | 0 | 0 | 0 | 0
WT | 0 | 0 | 0 | 0 | 0 | 0
IGCC | 0 | 0 | 0 | 0 | 0 | 0
DemandResponse | 0 | 0 | 0 | 0 | 0 | 0
IGCC-CCS | 0 | 0 | 0 | 0 | 0 | 0
WT_off | 0 | 0 | 0 | 0 | 0 | 0
PseudoUnit | 0 | 0 | 0 | 0 | 0 | 0
FixedInterchange | 0 | 0 | 0 | 0 | 0 | 0
Retrofit FOM Costs by Reporting Type: HQ_NY
ReportingType | 2015 | 2020 | 2025 | 2030 | 2035 | 2040
BM | 0 | 0 | 0 | 0 | 0 | 0
CC | 0 | 0 | 0 | 0 | 0 | 0
CSP | 0 | 0 | 0 | 0 | 0 | 0
CT | 0 | 0 | 0 | 0 | 0 | 0
Coal | 0 | 0 | 0 | 0 | 0 | 0
Geo | 0 | 0 | 0 | 0 | 0 | 0
H | 0 | 0 | 0 | 0 | 0 | 0
LFG | 0 | 0 | 0 | 0 | 0 | 0
Nuc | 0 | 0 | 0 | 0 | 0 | 0
PS | 0 | 0 | 0 | 0 | 0 | 0
PV | 0 | 0 | 0 | 0 | 0 | 0
PeakG | 0 | 0 | 0 | 0 | 0 | 0
PeakO | 0 | 0 | 0 | 0 | 0 | 0
ST | 0 | 0 | 0 | 0 | 0 | 0
STOG | 0 | 0 | 0 | 0 | 0 | 0
STWD | 0 | 0 | 0 | 0 | 0 | 0
WT | 0 | 0 | 0 | 0 | 0 | 0
IGCC | 0 | 0 | 0 | 0 | 0 | 0
DemandResponse | 0 | 0 | 0 | 0 | 0 | 0
IGCC-CCS | 0 | 0 | 0 | 0 | 0 | 0
WT_off | 0 | 0 | 0 | 0 | 0 | 0
PseudoUnit | 0 | 0 | 0 | 0 | 0 | 0
FixedInterchange | 0 | 0 | 0 | 0 | 0 | 0
Retrofit FOM Costs by Reporting Type: MARITIMES
ReportingType | 2015 | 2020 | 2025 | 2030 | 2035 | 2040
BM | 0 | 0 | 0 | 0 | 0 | 0
CC | 0 | 0 | 0 | 0 | 0 | 0
CSP | 0 | 0 | 0 | 0 | 0 | 0
CT | 0 | 0 | 0 | 0 | 0 | 0
Coal | 0 | 0 | 0 | 0 | 0 | 0
Geo | 0 | 0 | 0 | 0 | 0 | 0
H | 0 | 0 | 0 | 0 | 0 | 0
LFG | 0 | 0 | 0 | 0 | 0 | 0
Nuc | 0 | 0 | 0 | 0 | 0 | 0
PS | 0 | 0 | 0 | 0 | 0 | 0
PV | 0 | 0 | 0 | 0 | 0 | 0
PeakG | 0 | 0 | 0 | 0 | 0 | 0
PeakO | 0 | 0 | 0 | 0 | 0 | 0
ST | 0 | 0 | 0 | 0 | 0 | 0
STOG | 0 | 0 | 0 | 0 | 0 | 0
STWD | 0 | 0 | 0 | 0 | 0 | 0
WT | 0 | 0 | 0 | 0 | 0 | 0
IGCC | 0 | 0 | 0 | 0 | 0 | 0
DemandResponse | 0 | 0 | 0 | 0 | 0 | 0
IGCC-CCS | 0 | 0 | 0 | 0 | 0 | 0
WT_off | 0 | 0 | 0 | 0 | 0 | 0
PseudoUnit | 0 | 0 | 0 | 0 | 0 | 0
FixedInterchange | 0 | 0 | 0 | 0 | 0 | 0
Retrofit FOM Costs by Reporting Type: All
ReportingType | 2015 | 2020 | 2025 | 2030 | 2035 | 2040
BM | 0 | 0 | 0 | 0 | 0 | 0
CC | 0 | 0 | 0 | 0 | 0 | 0
CSP | 0 | 0 | 0 | 0 | 0 | 0
CT | 0 | 0 | 0 | 0 | 0 | 0
Coal | 1386.35 | 1686.7 | 1686.28 | 1686.28 | 1685.86 | 1685.86
Geo | 0 | 0 | 0 | 0 | 0 | 0
H | 0 | 0 | 0 | 0 | 0 | 0
LFG | 0 | 0 | 0 | 0 | 0 | 0
Nuc | 0 | 0 | 0 | 0 | 0 | 0
PS | 0 | 0 | 0 | 0 | 0 | 0
PV | 0 | 0 | 0 | 0 | 0 | 0
PeakG | 0 | 0 | 0 | 0 | 0 | 0
PeakO | 0 | 0 | 0 | 0 | 0 | 0
ST | 0 | 0 | 0 | 0 | 0 | 0
STOG | 0 | 0 | 0 | 0 | 0 | 0
STWD | 0 | 0 | 0 | 0 | 0 | 0
WT | 0 | 0 | 0 | 0 | 0 | 0
IGCC | 0 | 0 | 0 | 0 | 0 | 0
DemandResponse | 0 | 0 | 0 | 0 | 0 | 0
IGCC-CCS | 0 | 0 | 0 | 0 | 0 | 0
WT_off | 0 | 0 | 0 | 0 | 0 | 0
PseudoUnit | 0 | 0 | 0 | 0 | 0 | 0
FixedInterchange | 0 | 0 | 0 | 0 | 0 | 0
Retrofit FOM Costs by Reporting Type: EI_US
ReportingType | 2015 | 2020 | 2025 | 2030 | 2035 | 2040
BM | 0 | 0 | 0 | 0 | 0 | 0
CC | 0 | 0 | 0 | 0 | 0 | 0
CSP | 0 | 0 | 0 | 0 | 0 | 0
CT | 0 | 0 | 0 | 0 | 0 | 0
Coal | 1127.38 | 1383.13 | 1383.13 | 1383.13 | 1383.13 | 1383.13
Geo | 0 | 0 | 0 | 0 | 0 | 0
H | 0 | 0 | 0 | 0 | 0 | 0
LFG | 0 | 0 | 0 | 0 | 0 | 0
Nuc | 0 | 0 | 0 | 0 | 0 | 0
PS | 0 | 0 | 0 | 0 | 0 | 0
PV | 0 | 0 | 0 | 0 | 0 | 0
PeakG | 0 | 0 | 0 | 0 | 0 | 0
PeakO | 0 | 0 | 0 | 0 | 0 | 0
ST | 0 | 0 | 0 | 0 | 0 | 0
STOG | 0 | 0 | 0 | 0 | 0 | 0
STWD | 0 | 0 | 0 | 0 | 0 | 0
WT | 0 | 0 | 0 | 0 | 0 | 0
IGCC | 0 | 0 | 0 | 0 | 0 | 0
DemandResponse | 0 | 0 | 0 | 0 | 0 | 0
IGCC-CCS | 0 | 0 | 0 | 0 | 0 | 0
WT_off | 0 | 0 | 0 | 0 | 0 | 0
PseudoUnit | 0 | 0 | 0 | 0 | 0 | 0
FixedInterchange | 0 | 0 | 0 | 0 | 0 | 0
Retrofit FOM Costs by Reporting Type: EI_Canada
ReportingType | 2015 | 2020 | 2025 | 2030 | 2035 | 2040
BM | 0 | 0 | 0 | 0 | 0 | 0
CC | 0 | 0 | 0 | 0 | 0 | 0
CSP | 0 | 0 | 0 | 0 | 0 | 0
CT | 0 | 0 | 0 | 0 | 0 | 0
Coal | 0 | 0 | 0 | 0 | 0 | 0
Geo | 0 | 0 | 0 | 0 | 0 | 0
H | 0 | 0 | 0 | 0 | 0 | 0
LFG | 0 | 0 | 0 | 0 | 0 | 0
Nuc | 0 | 0 | 0 | 0 | 0 | 0
PS | 0 | 0 | 0 | 0 | 0 | 0
PV | 0 | 0 | 0 | 0 | 0 | 0
PeakG | 0 | 0 | 0 | 0 | 0 | 0
PeakO | 0 | 0 | 0 | 0 | 0 | 0
ST | 0 | 0 | 0 | 0 | 0 | 0
STOG | 0 | 0 | 0 | 0 | 0 | 0
STWD | 0 | 0 | 0 | 0 | 0 | 0
WT | 0 | 0 | 0 | 0 | 0 | 0
IGCC | 0 | 0 | 0 | 0 | 0 | 0
DemandResponse | 0 | 0 | 0 | 0 | 0 | 0
IGCC-CCS | 0 | 0 | 0 | 0 | 0 | 0
WT_off | 0 | 0 | 0 | 0 | 0 | 0
PseudoUnit | 0 | 0 | 0 | 0 | 0 | 0
FixedInterchange | 0 | 0 | 0 | 0 | 0 | 0
Retrofit FOM Costs by Reporting Type: EI
ReportingType | 2015 | 2020 | 2025 | 2030 | 2035 | 2040
BM | 0 | 0 | 0 | 0 | 0 | 0
CC | 0 | 0 | 0 | 0 | 0 | 0
CSP | 0 | 0 | 0 | 0 | 0 | 0
CT | 0 | 0 | 0 | 0 | 0 | 0
Coal | 1127.38 | 1383.13 | 1383.13 | 1383.13 | 1383.13 | 1383.13
Geo | 0 | 0 | 0 | 0 | 0 | 0
H | 0 | 0 | 0 | 0 | 0 | 0
LFG | 0 | 0 | 0 | 0 | 0 | 0
Nuc | 0 | 0 | 0 | 0 | 0 | 0
PS | 0 | 0 | 0 | 0 | 0 | 0
PV | 0 | 0 | 0 | 0 | 0 | 0
PeakG | 0 | 0 | 0 | 0 | 0 | 0
PeakO | 0 | 0 | 0 | 0 | 0 | 0
ST | 0 | 0 | 0 | 0 | 0 | 0
STOG | 0 | 0 | 0 | 0 | 0 | 0
STWD | 0 | 0 | 0 | 0 | 0 | 0
WT | 0 | 0 | 0 | 0 | 0 | 0
IGCC | 0 | 0 | 0 | 0 | 0 | 0
DemandResponse | 0 | 0 | 0 | 0 | 0 | 0
IGCC-CCS | 0 | 0 | 0 | 0 | 0 | 0
WT_off | 0 | 0 | 0 | 0 | 0 | 0
PseudoUnit | 0 | 0 | 0 | 0 | 0 | 0
FixedInterchange | 0 | 0 | 0 | 0 | 0 | 0
Retrofit FOM Costs by Reporting Type: Outside_EI
ReportingType | 2015 | 2020 | 2025 | 2030 | 2035 | 2040
BM | 0 | 0 | 0 | 0 | 0 | 0
CC | 0 | 0 | 0 | 0 | 0 | 0
CSP | 0 | 0 | 0 | 0 | 0 | 0
CT | 0 | 0 | 0 | 0 | 0 | 0
Coal | 258.96 | 303.56 | 303.14 | 303.14 | 302.73 | 302.73
Geo | 0 | 0 | 0 | 0 | 0 | 0
H | 0 | 0 | 0 | 0 | 0 | 0
LFG | 0 | 0 | 0 | 0 | 0 | 0
Nuc | 0 | 0 | 0 | 0 | 0 | 0
PS | 0 | 0 | 0 | 0 | 0 | 0
PV | 0 | 0 | 0 | 0 | 0 | 0
PeakG | 0 | 0 | 0 | 0 | 0 | 0
PeakO | 0 | 0 | 0 | 0 | 0 | 0
ST | 0 | 0 | 0 | 0 | 0 | 0
STOG | 0 | 0 | 0 | 0 | 0 | 0
STWD | 0 | 0 | 0 | 0 | 0 | 0
WT | 0 | 0 | 0 | 0 | 0 | 0
IGCC | 0 | 0 | 0 | 0 | 0 | 0
DemandResponse | 0 | 0 | 0 | 0 | 0 | 0
IGCC-CCS | 0 | 0 | 0 | 0 | 0 | 0
WT_off | 0 | 0 | 0 | 0 | 0 | 0
PseudoUnit | 0 | 0 | 0 | 0 | 0 | 0
FixedInterchange | 0 | 0 | 0 | 0 | 0 | 0
#12 | 0.05: Levelized Capital Costs ($million)
Levelized Capital Costs by Reporting Type: Entergy
ReportingType | 2015 | 2020 | 2025 | 2030 | 2035 | 2040
BM | 0 | 0 | 0 | 0 | 0 | 0
CC | 0 | 178.93 | 204.01 | 368.3 | 565.91 | 782.6
CSP | 0 | 0 | 0 | 0 | 0 | 0
CT | 0 | 0 | 0 | 0 | 0 | 0
Coal | 202.06 | 202.06 | 202.06 | 202.06 | 202.06 | 202.06
Geo | 0 | 0 | 0 | 0 | 0 | 0
H | 0 | 0 | 0 | 0 | 0 | 0
LFG | 0 | 0 | 13.65 | 20.14 | 20.14 | 20.14
Nuc | 0 | 0 | 0 | 0 | 0 | 0
PS | 0 | 0 | 0 | 0 | 0 | 0
PV | 0 | 0 | 0 | 0 | 0 | 0
PeakG | 0 | 0 | 0 | 0 | 0 | 0
PeakO | 0 | 0 | 0 | 0 | 0 | 0
ST | 0 | 0 | 0 | 0 | 0 | 0
STOG | 0 | 0 | 0 | 0 | 0 | 0
STWD | 0 | 0 | 0 | 0 | 0 | 0
WT | 0 | 0 | 0 | 0 | 0 | 0
IGCC | 0 | 0 | 0 | 0 | 0 | 0
DemandResponse | 0 | 0 | 0 | 0 | 0 | 0
IGCC-CCS | 0 | 0 | 0 | 0 | 0 | 0
WT_off | 0 | 0 | 0 | 0 | 0 | 0
PseudoUnit | 0 | 0 | 0 | 0 | 0 | 0
FixedInterchange | 0 | 0 | 0 | 0 | 0 | 0
Levelized Capital Costs by Reporting Type: FRCC
ReportingType | 2015 | 2020 | 2025 | 2030 | 2035 | 2040
BM | 0 | 0 | 0 | 0 | 0 | 0
CC | 165.38 | 850.59 | 1272.68 | 1892.58 | 2542.04 | 3063.09
CSP | 0 | 0 | 0 | 0 | 0 | 0
CT | 196.14 | 196.14 | 196.14 | 196.14 | 0 | 0
Coal | 0 | 0 | 0 | 0 | 0 | 0
Geo | 0 | 0 | 0 | 0 | 0 | 0
H | 0 | 0 | 0 | 0 | 0 | 0
LFG | 0 | 0 | 37.91 | 37.91 | 37.91 | 37.91
Nuc | 0 | 0 | 0 | 0 | 0 | 0
PS | 0 | 0 | 0 | 0 | 0 | 0
PV | 0 | 0 | 0 | 0 | 0 | 0
PeakG | 0 | 0 | 0 | 0 | 0 | 0
PeakO | 0 | 0 | 0 | 0 | 0 | 0
ST | 0 | 0 | 0 | 0 | 0 | 0
STOG | 0 | 0 | 0 | 0 | 0 | 0
STWD | 0 | 0 | 0 | 0 | 0 | 0
WT | 0 | 0 | 0 | 0 | 0 | 0
IGCC | 0 | 0 | 0 | 0 | 0 | 0
DemandResponse | 0 | 0 | 0 | 0 | 0 | 0
IGCC-CCS | 0 | 0 | 0 | 0 | 0 | 0
WT_off | 0 | 0 | 0 | 0 | 0 | 0
PseudoUnit | 0 | 0 | 0 | 0 | 0 | 0
FixedInterchange | 0 | 0 | 0 | 0 | 0 | 0
Levelized Capital Costs by Reporting Type: MAPP_US
ReportingType | 2015 | 2020 | 2025 | 2030 | 2035 | 2040
BM | 0 | 0 | 0 | 0 | 0 | 0
CC | 0 | 0 | 0 | 0 | 0 | 0
CSP | 0 | 0 | 0 | 0 | 0 | 0
CT | 25.9 | 25.9 | 25.9 | 53.44 | 50.61 | 64.21
Coal | 0 | 0 | 0 | 0 | 0 | 31.24
Geo | 0 | 0 | 0 | 0 | 0 | 0
H | 0 | 0 | 0 | 0 | 0 | 0
LFG | 0 | 0 | 13.26 | 13.26 | 13.26 | 13.26
Nuc | 0 | 0 | 0 | 0 | 0 | 0
PS | 0 | 0 | 0 | 0 | 0 | 0
PV | 0 | 0 | 0 | 0 | 0 | 0
PeakG | 0 | 0 | 0 | 0 | 0 | 0
PeakO | 0 | 0 | 0 | 0 | 0 | 0
ST | 0 | 0 | 0 | 0 | 0 | 0
STOG | 0 | 0 | 0 | 0 | 0 | 0
STWD | 0 | 0 | 0 | 0 | 0 | 0
WT | 91.97 | 91.97 | 229.18 | 210.21 | 174.77 | 194.67
IGCC | 0 | 0 | 0 | 0 | 0 | 0
DemandResponse | 0 | 0 | 0 | 0 | 0 | 0
IGCC-CCS | 0 | 0 | 0 | 0 | 0 | 0
WT_off | 0 | 0 | 0 | 0 | 0 | 0
PseudoUnit | 0 | 0 | 0 | 0 | 0 | 0
FixedInterchange | 0 | 0 | 0 | 0 | 0 | 0
Levelized Capital Costs by Reporting Type: MISO_IN
ReportingType | 2015 | 2020 | 2025 | 2030 | 2035 | 2040
BM | 0 | 0 | 0 | 0 | 0 | 0
CC | 0 | 314.08 | 447.56 | 734.71 | 948.01 | 948.01
CSP | 0 | 0 | 0 | 0 | 0 | 0
CT | 0 | 0 | 0 | 0 | 0 | 0
Coal | 0 | 0 | 0 | 0 | 0 | 0
Geo | 0 | 0 | 0 | 0 | 0 | 0
H | 0 | 0 | 0 | 0 | 0 | 0
LFG | 0 | 0 | 0 | 15.89 | 15.89 | 15.89
Nuc | 0 | 0 | 0 | 0 | 0 | 0
PS | 0 | 0 | 0 | 0 | 0 | 0
PV | 0 | 0 | 0 | 0 | 0 | 0
PeakG | 0 | 0 | 0 | 0 | 0 | 0
PeakO | 0 | 0 | 0 | 0 | 0 | 0
ST | 0 | 0 | 0 | 0 | 0 | 0
STOG | 0 | 0 | 0 | 0 | 0 | 0
STWD | 0 | 0 | 0 | 0 | 0 | 0
WT | 0 | 0 | 0 | 0 | 0 | 0
IGCC | 215.26 | 215.26 | 215.26 | 215.26 | 215.26 | 215.26
DemandResponse | 0 | 0 | 0 | 0 | 0 | 0
IGCC-CCS | 0 | 0 | 0 | 0 | 0 | 0
WT_off | 0 | 0 | 0 | 0 | 0 | 0
PseudoUnit | 0 | 0 | 0 | 0 | 0 | 0
FixedInterchange | 0 | 0 | 0 | 0 | 0 | 0
Levelized Capital Costs by Reporting Type: MISO_MI
ReportingType | 2015 | 2020 | 2025 | 2030 | 2035 | 2040
BM | 0 | 0 | 0 | 0 | 0 | 0
CC | 0 | 0 | 0 | 0 | 0 | 0
CSP | 0 | 0 | 0 | 0 | 0 | 0
CT | 0 | 0 | 0 | 0 | 0 | 0
Coal | 0 | 0 | 0 | 0 | 0 | 0
Geo | 0 | 0 | 0 | 0 | 0 | 0
H | 0 | 0 | 0 | 0 | 0 | 0
LFG | 0 | 0 | 0 | 33.41 | 33.41 | 33.41
Nuc | 0 | 0 | 0 | 0 | 0 | 0
PS | 0 | 0 | 0 | 0 | 0 | 0
PV | 0 | 0 | 0 | 0 | 0 | 0
PeakG | 0 | 0 | 0 | 0 | 0 | 0
PeakO | 0 | 0 | 0 | 0 | 0 | 0
ST | 0 | 0 | 0 | 0 | 0 | 0
STOG | 0 | 0 | 0 | 0 | 0 | 0
STWD | 0 | 0 | 0 | 0 | 0 | 0
WT | 480.98 | 480.98 | 480.98 | 480.98 | 0 | 0
IGCC | 0 | 0 | 0 | 0 | 0 | 0
DemandResponse | 0 | 0 | 0 | 0 | 0 | 0
IGCC-CCS | 0 | 0 | 0 | 0 | 0 | 0
WT_off | 0 | 0 | 0 | 0 | 0 | 0
PseudoUnit | 0 | 0 | 0 | 0 | 0 | 0
FixedInterchange | 0 | 0 | 0 | 0 | 0 | 0
Levelized Capital Costs by Reporting Type: MISO_MO-IL
ReportingType | 2015 | 2020 | 2025 | 2030 | 2035 | 2040
BM | 0 | 0 | 0 | 0 | 0 | 0
CC | 0 | 0 | 0 | 0 | 0 | 0
CSP | 0 | 0 | 0 | 0 | 0 | 0
CT | 0 | 0 | 0 | 0 | 0 | 0
Coal | 574.94 | 574.94 | 574.94 | 574.94 | 574.94 | 574.94
Geo | 0 | 0 | 0 | 0 | 0 | 0
H | 0 | 0 | 0 | 0 | 0 | 0
LFG | 0 | 0 | 46.76 | 46.76 | 46.76 | 46.76
Nuc | 0 | 0 | 0 | 0 | 0 | 0
PS | 0 | 0 | 0 | 0 | 0 | 0
PV | 0 | 0 | 0 | 0 | 0 | 0
PeakG | 0 | 0 | 0 | 0 | 0 | 0
PeakO | 0 | 0 | 0 | 0 | 0 | 0
ST | 0 | 0 | 0 | 0 | 0 | 0
STOG | 0 | 0 | 0 | 0 | 0 | 0
STWD | 0 | 0 | 0 | 0 | 0 | 0
WT | 68.52 | 68.52 | 68.52 | 68.52 | 0 | 0
IGCC | 0 | 0 | 0 | 0 | 0 | 0
DemandResponse | 0 | 0 | 0 | 0 | 0 | 0
IGCC-CCS | 0 | 0 | 0 | 0 | 0 | 0
WT_off | 0 | 0 | 0 | 0 | 0 | 0
PseudoUnit | 0 | 0 | 0 | 0 | 0 | 0
FixedInterchange | 0 | 0 | 0 | 0 | 0 | 0
Levelized Capital Costs by Reporting Type: MISO_W
ReportingType | 2015 | 2020 | 2025 | 2030 | 2035 | 2040
BM | 0 | 0 | 0 | 0 | 0 | 0
CC | 0 | 0 | 0 | 0 | 0 | 0
CSP | 0 | 0 | 0 | 0 | 0 | 0
CT | 0 | 0 | 0 | 0 | 0 | 0
Coal | 0 | 0 | 0 | 0 | 887.29 | 2409.5
Geo | 0 | 0 | 0 | 0 | 0 | 0
H | 0 | 0 | 0 | 0 | 0 | 0
LFG | 0 | 0 | 14.86 | 14.86 | 14.86 | 14.86
Nuc | 0 | 0 | 0 | 0 | 0 | 0
PS | 0 | 0 | 0 | 0 | 0 | 0
PV | 0 | 0 | 0 | 0 | 0 | 0
PeakG | 0 | 0 | 0 | 0 | 0 | 0
PeakO | 0 | 0 | 0 | 0 | 0 | 0
ST | 0 | 0 | 0 | 0 | 0 | 0
STOG | 0 | 0 | 0 | 0 | 0 | 0
STWD | 0 | 0 | 0 | 0 | 0 | 0
WT | 658.73 | 658.73 | 971.13 | 1087.66 | 581.29 | 675.4
IGCC | 0 | 0 | 0 | 0 | 0 | 0
DemandResponse | 0 | 0 | 0 | 0 | 0 | 0
IGCC-CCS | 0 | 0 | 0 | 0 | 0 | 0
WT_off | 0 | 0 | 0 | 0 | 0 | 0
PseudoUnit | 0 | 0 | 0 | 0 | 0 | 0
FixedInterchange | 0 | 0 | 0 | 0 | 0 | 0
Levelized Capital Costs by Reporting Type: MISO_WUMS
ReportingType | 2015 | 2020 | 2025 | 2030 | 2035 | 2040
BM | 0 | 0 | 0 | 0 | 0 | 0
CC | 0 | 346.12 | 351.55 | 393.14 | 588.97 | 588.97
CSP | 0 | 0 | 0 | 0 | 0 | 0
CT | 0 | 601.15 | 843.61 | 1174.48 | 1419.18 | 818.02
Coal | 184.51 | 184.51 | 184.51 | 184.51 | 184.51 | 184.51
Geo | 0 | 0 | 0 | 0 | 0 | 0
H | 0 | 0 | 0 | 0 | 0 | 0
LFG | 0 | 0 | 43.4 | 43.4 | 43.4 | 43.4
Nuc | 0 | 0 | 0 | 0 | 0 | 0
PS | 0 | 0 | 0 | 0 | 0 | 0
PV | 0 | 0 | 0 | 0 | 0 | 0
PeakG | 0 | 0 | 0 | 0 | 0 | 0
PeakO | 0 | 0 | 0 | 0 | 0 | 0
ST | 0 | 0 | 0 | 0 | 0 | 0
STOG | 0 | 0 | 0 | 0 | 0 | 0
STWD | 0 | 0 | 0 | 0 | 0 | 0
WT | 218.37 | 218.37 | 218.37 | 218.37 | 0 | 0
IGCC | 0 | 0 | 0 | 0 | 0 | 0
DemandResponse | 0 | 0 | 0 | 0 | 0 | 0
IGCC-CCS | 0 | 0 | 0 | 0 | 0 | 0
WT_off | 0 | 0 | 0 | 0 | 0 | 0
PseudoUnit | 0 | 0 | 0 | 0 | 0 | 0
FixedInterchange | 0 | 0 | 0 | 0 | 0 | 0
Levelized Capital Costs by Reporting Type: Nebraska
ReportingType | 2015 | 2020 | 2025 | 2030 | 2035 | 2040
BM | 0 | 0 | 0 | 0 | 0 | 0
CC | 0 | 0 | 0 | 0 | 0 | 0
CSP | 0 | 0 | 0 | 0 | 0 | 0
CT | 0 | 0 | 0 | 0 | 0 | 0
Coal | 66.52 | 66.52 | 66.52 | 66.52 | 619.81 | 848.22
Geo | 0 | 0 | 0 | 0 | 0 | 0
H | 0 | 0 | 0 | 0 | 0 | 0
LFG | 0 | 0 | 0 | 13.78 | 13.78 | 13.78
Nuc | 0 | 0 | 0 | 0 | 0 | 0
PS | 0 | 0 | 0 | 0 | 0 | 0
PV | 0 | 0 | 0 | 0 | 0 | 0
PeakG | 0 | 0 | 0 | 0 | 0 | 0
PeakO | 0 | 0 | 0 | 0 | 0 | 0
ST | 0 | 0 | 0 | 0 | 0 | 0
STOG | 0 | 0 | 0 | 0 | 0 | 0
STWD | 0 | 0 | 0 | 0 | 0 | 0
WT | 44.36 | 44.36 | 44.36 | 34.86 | 0 | 0
IGCC | 0 | 0 | 0 | 0 | 0 | 0
DemandResponse | 0 | 0 | 0 | 0 | 0 | 0
IGCC-CCS | 0 | 0 | 0 | 0 | 0 | 0
WT_off | 0 | 0 | 0 | 0 | 0 | 0
PseudoUnit | 0 | 0 | 0 | 0 | 0 | 0
FixedInterchange | 0 | 0 | 0 | 0 | 0 | 0
Levelized Capital Costs by Reporting Type: NEISO
ReportingType | 2015 | 2020 | 2025 | 2030 | 2035 | 2040
BM | 115.57 | 115.57 | 115.57 | 115.57 | 115.57 | 115.57
CC | 273.49 | 273.49 | 273.49 | 273.49 | 273.49 | 0
CSP | 0 | 0 | 0 | 0 | 0 | 0
CT | 30 | 30 | 30 | 90.42 | 195.42 | 287.76
Coal | 0 | 0 | 0 | 0 | 0 | 0
Geo | 0 | 0 | 0 | 0 | 0 | 0
H | 0 | 0 | 0 | 0 | 0 | 0
LFG | 10.64 | 25.35 | 25.35 | 25.35 | 14.7 | 0
Nuc | 0 | 0 | 0 | 0 | 0 | 0
PS | 0 | 0 | 0 | 0 | 0 | 0
PV | 0 | 0 | 0 | 0 | 0 | 0
PeakG | 0 | 0 | 0 | 0 | 0 | 0
PeakO | 0 | 0 | 0 | 0 | 0 | 0
ST | 0 | 0 | 0 | 0 | 0 | 0
STOG | 0 | 0 | 0 | 0 | 0 | 0
STWD | 0 | 0 | 0 | 0 | 0 | 0
WT | 54.49 | 372.91 | 765.73 | 996.45 | 1047.98 | 729.56
IGCC | 0 | 0 | 0 | 0 | 0 | 0
DemandResponse | 0 | 0 | 0 | 0 | 0 | 0
IGCC-CCS | 0 | 0 | 0 | 0 | 0 | 0
WT_off | 283.24 | 283.24 | 283.24 | 283.24 | 0 | 0
PseudoUnit | 0 | 0 | 0 | 0 | 0 | 0
FixedInterchange | 0 | 0 | 0 | 0 | 0 | 0
Levelized Capital Costs by Reporting Type: NonRTO_Midwest
ReportingType | 2015 | 2020 | 2025 | 2030 | 2035 | 2040
BM | 0 | 0 | 0 | 0 | 0 | 0
CC | 0 | 52.06 | 72.67 | 81.67 | 120.67 | 145.62
CSP | 0 | 0 | 0 | 0 | 0 | 0
CT | 12.18 | 46.64 | 51.37 | 73.16 | 60.98 | 37.35
Coal | 0 | 0 | 0 | 0 | 0 | 0
Geo | 0 | 0 | 0 | 0 | 0 | 0
H | 0 | 0 | 0 | 0 | 0 | 0
LFG | 0 | 0 | 0 | 30 | 30 | 30
Nuc | 0 | 0 | 0 | 0 | 0 | 0
PS | 0 | 0 | 0 | 0 | 0 | 0
PV | 0 | 0 | 0 | 0 | 0 | 0
PeakG | 0 | 0 | 0 | 0 | 0 | 0
PeakO | 0 | 0 | 0 | 0 | 0 | 0
ST | 0 | 0 | 0 | 0 | 0 | 0
STOG | 0 | 0 | 0 | 0 | 0 | 0
STWD | 0 | 0 | 0 | 0 | 0 | 0
WT | 0 | 0 | 0 | 0 | 0 | 0
IGCC | 0 | 0 | 0 | 0 | 0 | 0
DemandResponse | 0 | 0 | 0 | 0 | 0 | 0
IGCC-CCS | 0 | 0 | 0 | 0 | 0 | 0
WT_off | 0 | 0 | 0 | 0 | 0 | 0
PseudoUnit | 0 | 0 | 0 | 0 | 0 | 0
FixedInterchange | 0 | 0 | 0 | 0 | 0 | 0
Levelized Capital Costs by Reporting Type: NYISO_A-F
ReportingType | 2015 | 2020 | 2025 | 2030 | 2035 | 2040
BM | 0 | 0 | 0 | 0 | 0 | 0
CC | 85.71 | 85.71 | 85.71 | 85.71 | 85.72 | 0
CSP | 0 | 0 | 0 | 0 | 0 | 0
CT | 0 | 0 | 0 | 0 | 0 | 0
Coal | 0 | 0 | 0 | 0 | 0 | 0
Geo | 0 | 0 | 0 | 0 | 0 | 0
H | 0 | 0 | 0 | 0 | 0 | 0
LFG | 1.35 | 1.35 | 1.35 | 14.91 | 13.57 | 13.57
Nuc | 0 | 0 | 0 | 0 | 0 | 0
PS | 0 | 0 | 0 | 0 | 0 | 0
PV | 0 | 0 | 0 | 0 | 0 | 0
PeakG | 0 | 0 | 0 | 0 | 0 | 0
PeakO | 0 | 0 | 0 | 0 | 0 | 0
ST | 0 | 0 | 0 | 0 | 0 | 0
STOG | 0 | 0 | 0 | 0 | 0 | 0
STWD | 0 | 0 | 0 | 0 | 0 | 0
WT | 571.17 | 727.41 | 727.41 | 727.41 | 156.23 | 0
IGCC | 0 | 0 | 0 | 0 | 0 | 0
DemandResponse | 0 | 0 | 0 | 0 | 0 | 0
IGCC-CCS | 0 | 0 | 0 | 0 | 0 | 0
WT_off | 0 | 0 | 0 | 0 | 0 | 0
PseudoUnit | 0 | 0 | 0 | 0 | 0 | 0
FixedInterchange | 0 | 0 | 0 | 0 | 0 | 0
Levelized Capital Costs by Reporting Type: NYISO_G-I
ReportingType | 2015 | 2020 | 2025 | 2030 | 2035 | 2040
BM | 0 | 0 | 0 | 0 | 0 | 0
CC | 0 | 0 | 112.26 | 248.49 | 659.46 | 968.27
CSP | 0 | 0 | 0 | 0 | 0 | 0
CT | 0 | 0 | 0 | 0 | 0 | 0
Coal | 0 | 0 | 0 | 0 | 0 | 0
Geo | 0 | 0 | 0 | 0 | 0 | 0
H | 0 | 0 | 0 | 0 | 0 | 0
LFG | 0 | 0 | 0 | 14.85 | 14.85 | 14.85
Nuc | 0 | 0 | 0 | 0 | 0 | 0
PS | 0 | 0 | 0 | 0 | 0 | 0
PV | 0 | 0 | 0 | 0 | 0 | 0
PeakG | 0 | 0 | 0 | 0 | 0 | 0
PeakO | 0 | 0 | 0 | 0 | 0 | 0
ST | 0 | 0 | 0 | 0 | 0 | 0
STOG | 0 | 0 | 0 | 0 | 0 | 0
STWD | 0 | 0 | 0 | 0 | 0 | 0
WT | 0 | 12.72 | 12.72 | 12.72 | 12.72 | 0
IGCC | 0 | 0 | 0 | 0 | 0 | 0
DemandResponse | 0 | 0 | 0 | 0 | 0 | 0
IGCC-CCS | 0 | 0 | 0 | 0 | 0 | 0
WT_off | 0 | 0 | 0 | 0 | 0 | 0
PseudoUnit | 0 | 0 | 0 | 0 | 0 | 0
FixedInterchange | 0 | 0 | 0 | 0 | 0 | 0
Levelized Capital Costs by Reporting Type: NYISO_J-K
ReportingType | 2015 | 2020 | 2025 | 2030 | 2035 | 2040
BM | 0 | 0 | 0 | 0 | 0 | 0
CC | 226.37 | 226.37 | 226.37 | 226.37 | 226.37 | 66.25
CSP | 0 | 0 | 0 | 0 | 0 | 0
CT | 0 | 0 | 91.4 | 230.85 | 230.85 | 289.9
Coal | 0 | 0 | 0 | 0 | 0 | 0
Geo | 0 | 0 | 0 | 0 | 0 | 0
H | 0 | 0 | 0 | 0 | 0 | 0
LFG | 0 | 0 | 0 | 20.47 | 20.47 | 20.47
Nuc | 0 | 0 | 0 | 0 | 0 | 0
PS | 0 | 0 | 0 | 0 | 0 | 0
PV | 16.99 | 16.99 | 16.99 | 16.99 | 0 | 0
PeakG | 0 | 0 | 0 | 0 | 0 | 0
PeakO | 0 | 0 | 0 | 0 | 0 | 0
ST | 0 | 0 | 0 | 0 | 0 | 0
STOG | 0 | 0 | 0 | 0 | 0 | 0
STWD | 0 | 0 | 0 | 0 | 0 | 0
WT | 0 | 0 | 0 | 0 | 0 | 0
IGCC | 0 | 0 | 0 | 0 | 0 | 0
DemandResponse | 0 | 0 | 0 | 0 | 0 | 0
IGCC-CCS | 0 | 0 | 0 | 0 | 0 | 0
WT_off | 0 | 0 | 0 | 0 | 0 | 0
PseudoUnit | 0 | 0 | 0 | 0 | 0 | 0
FixedInterchange | 0 | 0 | 0 | 0 | 0 | 0
Levelized Capital Costs by Reporting Type: PJM_E
ReportingType | 2015 | 2020 | 2025 | 2030 | 2035 | 2040
BM | 14.48 | 14.48 | 14.48 | 14.48 | 14.48 | 14.48
CC | 673.31 | 673.31 | 673.31 | 673.31 | 582.39 | 0
CSP | 0 | 0 | 0 | 0 | 0 | 0
CT | 2.28 | 2.28 | 2.28 | 0 | 368.35 | 368.35
Coal | 9.09 | 9.09 | 9.09 | 9.09 | 9.09 | 9.09
Geo | 0 | 0 | 0 | 0 | 0 | 0
H | 0 | 0 | 0 | 0 | 0 | 0
LFG | 2.19 | 32.86 | 32.86 | 30.67 | 30.67 | 0
Nuc | 0 | 0 | 0 | 0 | 0 | 0
PS | 0 | 0 | 0 | 0 | 0 | 0
PV | 11.04 | 11.04 | 11.04 | 11.04 | 0 | 0
PeakG | 0 | 0 | 0 | 0 | 0 | 0
PeakO | 0 | 0 | 0 | 0 | 0 | 0
ST | 0 | 0 | 0 | 0 | 0 | 0
STOG | 0 | 0 | 0 | 0 | 0 | 0
STWD | 0 | 0 | 0 | 0 | 0 | 0
WT | 300.12 | 300.12 | 300.12 | 300.12 | 0 | 0
IGCC | 0 | 0 | 0 | 0 | 0 | 0
DemandResponse | 0 | 0 | 0 | 0 | 0 | 0
IGCC-CCS | 0 | 0 | 0 | 0 | 0 | 0
WT_off | 0 | 0 | 540.35 | 540.35 | 540.35 | 540.35
PseudoUnit | 0 | 0 | 0 | 0 | 0 | 0
FixedInterchange | 0 | 0 | 0 | 0 | 0 | 0
Levelized Capital Costs by Reporting Type: PJM_ROM
ReportingType | 2015 | 2020 | 2025 | 2030 | 2035 | 2040
BM | 7.8 | 7.8 | 7.8 | 7.8 | 7.8 | 7.8
CC | 232.92 | 232.92 | 232.92 | 232.92 | 840.53 | 2401.62
CSP | 0 | 0 | 0 | 0 | 0 | 0
CT | 1.4 | 1.4 | 1.4 | 1.4 | 0 | 0
Coal | 10.21 | 10.21 | 10.21 | 10.21 | 10.21 | 10.21
Geo | 0 | 0 | 0 | 0 | 0 | 0
H | 0 | 0 | 0 | 0 | 0 | 0
LFG | 3.93 | 57.29 | 57.29 | 55.71 | 53.36 | 0
Nuc | 0 | 0 | 0 | 0 | 0 | 0
PS | 0 | 0 | 0 | 0 | 0 | 0
PV | 0.11 | 294.14 | 531.32 | 601.95 | 622.17 | 349.17
PeakG | 0 | 0 | 0 | 0 | 0 | 0
PeakO | 0 | 0 | 0 | 0 | 0 | 0
ST | 0 | 0 | 0 | 0 | 0 | 0
STOG | 0 | 0 | 0 | 0 | 0 | 0
STWD | 0 | 0 | 0 | 0 | 0 | 0
WT | 113.55 | 113.55 | 249.8 | 246.51 | 261.41 | 416.9
IGCC | 0 | 0 | 0 | 0 | 0 | 0
DemandResponse | 0 | 0 | 0 | 0 | 0 | 0
IGCC-CCS | 0 | 0 | 0 | 0 | 0 | 0
WT_off | 0 | 0 | 0 | 0 | 0 | 0
PseudoUnit | 0 | 0 | 0 | 0 | 0 | 0
FixedInterchange | 0 | 0 | 0 | 0 | 0 | 0
Levelized Capital Costs by Reporting Type: PJM_ROR
ReportingType | 2015 | 2020 | 2025 | 2030 | 2035 | 2040
BM | 165.77 | 165.77 | 165.77 | 165.77 | 165.77 | 80.7
CC | 350.7 | 738.51 | 1248.03 | 2171.42 | 2608.56 | 2277.95
CSP | 0 | 0 | 0 | 0 | 0 | 0
CT | 2.4 | 2.4 | 2.4 | 225.44 | 317.67 | 317.67
Coal | 648.6 | 648.6 | 648.6 | 648.6 | 648.6 | 648.6
Geo | 0 | 0 | 0 | 0 | 0 | 0
H | 0 | 0 | 0 | 0 | 0 | 0
LFG | 11.72 | 25.98 | 110.76 | 105.1 | 99.03 | 84.77
Nuc | 0 | 0 | 0 | 0 | 0 | 0
PS | 0 | 0 | 0 | 0 | 0 | 0
PV | 0 | 0 | 0 | 0 | 0 | 0
PeakG | 0 | 0 | 0 | 0 | 0 | 0
PeakO | 0 | 0 | 0 | 0 | 0 | 0
ST | 0 | 0 | 0 | 0 | 0 | 0
STOG | 0 | 0 | 0 | 0 | 0 | 0
STWD | 0 | 0 | 0 | 0 | 0 | 0
WT | 1894.89 | 1894.89 | 1894.89 | 1146.08 | 38.03 | 38.03
IGCC | 0 | 0 | 0 | 0 | 0 | 0
DemandResponse | 0 | 0 | 0 | 0 | 0 | 0
IGCC-CCS | 0 | 0 | 0 | 0 | 0 | 0
WT_off | 0 | 0 | 0 | 0 | 0 | 0
PseudoUnit | 0 | 0 | 0 | 0 | 0 | 0
FixedInterchange | 0 | 0 | 0 | 0 | 0 | 0
Levelized Capital Costs by Reporting Type: SOCO
ReportingType | 2015 | 2020 | 2025 | 2030 | 2035 | 2040
BM | 21 | 21 | 21 | 21 | 21 | 21
CC | 545.14 | 565.07 | 677.06 | 1043.72 | 1043.72 | 498.58
CSP | 0 | 0 | 0 | 0 | 0 | 0
CT | 0 | 0 | 0 | 0 | 0 | 0
Coal | 0 | 0 | 0 | 0 | 734.16 | 2191.56
Geo | 0 | 0 | 0 | 0 | 0 | 0
H | 0 | 0 | 0 | 0 | 0 | 0
LFG | 0 | 0 | 19.65 | 19.65 | 19.65 | 19.65
Nuc | 0 | 1254.21 | 1254.21 | 1254.21 | 1254.21 | 1254.21
PS | 0 | 0 | 0 | 0 | 0 | 0
PV | 0 | 0 | 0 | 0 | 0 | 0
PeakG | 0 | 0 | 0 | 0 | 0 | 0
PeakO | 0 | 0 | 0 | 0 | 0 | 0
ST | 0 | 0 | 0 | 0 | 0 | 0
STOG | 0 | 0 | 0 | 0 | 0 | 0
STWD | 0 | 0 | 0 | 0 | 0 | 0
WT | 0 | 0 | 0 | 0 | 0 | 0
IGCC | 0 | 0 | 0 | 0 | 0 | 0
DemandResponse | 0 | 0 | 0 | 0 | 0 | 0
IGCC-CCS | 0 | 0 | 0 | 0 | 0 | 0
WT_off | 0 | 0 | 0 | 0 | 0 | 0
PseudoUnit | 0 | 0 | 0 | 0 | 0 | 0
FixedInterchange | 0 | 0 | 0 | 0 | 0 | 0
Levelized Capital Costs by Reporting Type: SPP_N
ReportingType | 2015 | 2020 | 2025 | 2030 | 2035 | 2040
BM | 0 | 0 | 0 | 0 | 0 | 0
CC | 0 | 172.22 | 172.22 | 212.47 | 212.47 | 212.47
CSP | 0 | 0 | 0 | 0 | 0 | 0
CT | 0 | 0 | 0 | 234.04 | 333.7 | 387.82
Coal | 128.56 | 128.56 | 128.56 | 128.56 | 128.56 | 341.78
Geo | 0 | 0 | 0 | 0 | 0 | 0
H | 0 | 0 | 0 | 0 | 0 | 0
LFG | 0 | 0 | 17.63 | 17.63 | 17.63 | 17.63
Nuc | 0 | 0 | 0 | 0 | 0 | 0
PS | 0 | 0 | 0 | 0 | 0 | 0
PV | 0 | 0 | 0 | 0 | 0 | 0
PeakG | 0 | 0 | 0 | 0 | 0 | 0
PeakO | 0 | 0 | 0 | 0 | 0 | 0
ST | 0 | 0 | 0 | 0 | 0 | 0
STOG | 0 | 0 | 0 | 0 | 0 | 0
STWD | 0 | 0 | 0 | 0 | 0 | 0
WT | 0 | 0 | 0 | 0 | 82.92 | 82.92
IGCC | 0 | 0 | 0 | 0 | 0 | 0
DemandResponse | 0 | 0 | 0 | 0 | 0 | 0
IGCC-CCS | 0 | 0 | 0 | 0 | 0 | 0
WT_off | 0 | 0 | 0 | 0 | 0 | 0
PseudoUnit | 0 | 0 | 0 | 0 | 0 | 0
FixedInterchange | 0 | 0 | 0 | 0 | 0 | 0
Levelized Capital Costs by Reporting Type: SPP_S
ReportingType | 2015 | 2020 | 2025 | 2030 | 2035 | 2040
BM | 0 | 0 | 0 | 0 | 0 | 0
CC | 0 | 254.41 | 402.8 | 464.88 | 464.88 | 464.88
CSP | 0 | 0 | 0 | 0 | 0 | 0
CT | 33.21 | 56.93 | 56.93 | 56.93 | 23.73 | 0.11
Coal | 273.14 | 273.14 | 273.14 | 273.14 | 273.14 | 273.14
Geo | 0 | 0 | 0 | 0 | 0 | 0
H | 0 | 0 | 0 | 0 | 0 | 0
LFG | 0 | 0 | 17.63 | 17.63 | 17.63 | 17.63
Nuc | 0 | 0 | 0 | 0 | 0 | 0
PS | 0 | 0 | 0 | 0 | 0 | 0
PV | 0 | 0 | 0 | 0 | 0 | 0
PeakG | 0 | 0 | 0 | 0 | 0 | 0
PeakO | 0 | 0 | 0 | 0 | 0 | 0
ST | 0 | 0 | 0 | 0 | 0 | 0
STOG | 0 | 0 | 0 | 0 | 0 | 0
STWD | 0 | 0 | 0 | 0 | 0 | 0
WT | 92.65 | 123.38 | 123.38 | 123.38 | 2342.68 | 4108.1
IGCC | 0 | 0 | 0 | 0 | 0 | 0
DemandResponse | 0 | 0 | 0 | 0 | 0 | 0
IGCC-CCS | 0 | 0 | 0 | 0 | 0 | 0
WT_off | 0 | 0 | 0 | 0 | 0 | 0
PseudoUnit | 0 | 0 | 0 | 0 | 0 | 0
FixedInterchange | 0 | 0 | 0 | 0 | 0 | 0
Levelized Capital Costs by Reporting Type: TVA
ReportingType | 2015 | 2020 | 2025 | 2030 | 2035 | 2040
BM | 0 | 0 | 0 | 0 | 0 | 0
CC | 151.13 | 329.42 | 464.63 | 530.86 | 496.39 | 379.73
CSP | 0 | 0 | 0 | 0 | 0 | 0
CT | 0 | 288.23 | 288.23 | 412.99 | 412.99 | 124.77
Coal | 0 | 0 | 0 | 0 | 955.49 | 1598.1
Geo | 0 | 0 | 0 | 0 | 0 | 0
H | 0 | 0 | 0 | 0 | 0 | 0
LFG | 0 | 0 | 19.35 | 19.35 | 19.35 | 19.35
Nuc | 684.91 | 684.91 | 684.91 | 684.91 | 684.91 | 684.91
PS | 0 | 0 | 0 | 0 | 0 | 0
PV | 0 | 0 | 0 | 0 | 0 | 0
PeakG | 0 | 0 | 0 | 0 | 0 | 0
PeakO | 0 | 0 | 0 | 0 | 0 | 0
ST | 0 | 0 | 0 | 0 | 0 | 0
STOG | 0 | 0 | 0 | 0 | 0 | 0
STWD | 0 | 0 | 0 | 0 | 0 | 0
WT | 0 | 0 | 0 | 0 | 0 | 0
IGCC | 0 | 0 | 0 | 0 | 0 | 0
DemandResponse | 0 | 0 | 0 | 0 | 0 | 0
IGCC-CCS | 0 | 0 | 0 | 0 | 0 | 0
WT_off | 0 | 0 | 0 | 0 | 0 | 0
PseudoUnit | 0 | 0 | 0 | 0 | 0 | 0
FixedInterchange | 0 | 0 | 0 | 0 | 0 | 0
Levelized Capital Costs by Reporting Type: TVA_Transmission
ReportingType | 2015 | 2020 | 2025 | 2030 | 2035 | 2040
BM | 0 | 0 | 0 | 0 | 0 | 0
CC | 0 | 0 | 0 | 0 | 0 | 0
CSP | 0 | 0 | 0 | 0 | 0 | 0
CT | 0 | 0 | 0 | 0 | 0 | 0
Coal | 0 | 0 | 0 | 0 | 0 | 0
Geo | 0 | 0 | 0 | 0 | 0 | 0
H | 0 | 0 | 0 | 0 | 0 | 0
LFG | 0 | 0 | 0 | 0 | 0 | 0
Nuc | 0 | 0 | 0 | 0 | 0 | 0
PS | 0 | 0 | 0 | 0 | 0 | 0
PV | 0 | 0 | 0 | 0 | 0 | 0
PeakG | 0 | 0 | 0 | 0 | 0 | 0
PeakO | 0 | 0 | 0 | 0 | 0 | 0
ST | 0 | 0 | 0 | 0 | 0 | 0
STOG | 0 | 0 | 0 | 0 | 0 | 0
STWD | 0 | 0 | 0 | 0 | 0 | 0
WT | 0 | 0 | 0 | 0 | 0 | 0
IGCC | 0 | 0 | 0 | 0 | 0 | 0
DemandResponse | 0 | 0 | 0 | 0 | 0 | 0
IGCC-CCS | 0 | 0 | 0 | 0 | 0 | 0
WT_off | 0 | 0 | 0 | 0 | 0 | 0
PseudoUnit | 0 | 0 | 0 | 0 | 0 | 0
FixedInterchange | 0 | 0 | 0 | 0 | 0 | 0
Levelized Capital Costs by Reporting Type: VACAR
ReportingType | 2015 | 2020 | 2025 | 2030 | 2035 | 2040
BM | 0.34 | 0.34 | 11.3 | 36.19 | 50.24 | 78.1
CC | 738.35 | 1015.95 | 1093.58 | 1253.81 | 1846.33 | 1580.69
CSP | 0 | 0 | 0 | 0 | 0 | 0
CT | 60.17 | 122.24 | 257.15 | 474.21 | 463.05 | 442.31
Coal | 220.45 | 220.45 | 220.45 | 220.45 | 220.45 | 220.45
Geo | 0 | 0 | 0 | 0 | 0 | 0
H | 0 | 0 | 0 | 0 | 0 | 0
LFG | 0.06 | 19.57 | 19.57 | 19.57 | 19.51 | 0
Nuc | 0 | 1320.06 | 1320.06 | 1320.06 | 1320.06 | 1320.06
PS | 0 | 0 | 0 | 0 | 0 | 0
PV | 0 | 0 | 0 | 0 | 0 | 0
PeakG | 0 | 0 | 0 | 0 | 0 | 0
PeakO | 0 | 0 | 0 | 0 | 0 | 0
ST | 0 | 0 | 0 | 0 | 0 | 0
STOG | 0 | 0 | 0 | 0 | 0 | 0
STWD | 0 | 0 | 0 | 0 | 0 | 0
WT | 0.19 | 610.34 | 734.65 | 734.65 | 734.45 | 124.31
IGCC | 0 | 0 | 0 | 0 | 0 | 0
DemandResponse | 0 | 0 | 0 | 0 | 0 | 0
IGCC-CCS | 0 | 0 | 0 | 0 | 0 | 0
WT_off | 0.53 | 0.53 | 0.53 | 0.53 | 0 | 0
PseudoUnit | 0 | 0 | 0 | 0 | 0 | 0
FixedInterchange | 0 | 0 | 0 | 0 | 0 | 0
Levelized Capital Costs by Reporting Type: IESO
ReportingType | 2015 | 2020 | 2025 | 2030 | 2035 | 2040
BM | 144.8 | 144.8 | 144.8 | 144.8 | 144.8 | 144.8
CC | 175.41 | 175.41 | 175.41 | 175.41 | 175.41 | 304.42
CSP | 0 | 0 | 0 | 0 | 0 | 0
CT | 41.8 | 41.8 | 41.8 | 41.8 | 243.64 | 271.84
Coal | 0 | 0 | 0 | 0 | 0 | 0
Geo | 0 | 0 | 0 | 0 | 0 | 0
H | 0 | 0 | 0 | 0 | 0 | 0
LFG | 5.12 | 5.12 | 5.12 | 5.12 | 0.17 | 0.17
Nuc | 0 | 0 | 0 | 0 | 0 | 0
PS | 0 | 0 | 0 | 0 | 0 | 0
PV | 539.74 | 539.74 | 539.74 | 539.74 | 0 | 0
PeakG | 0 | 0 | 0 | 0 | 0 | 0
PeakO | 0 | 0 | 0 | 0 | 0 | 0
ST | 0 | 0 | 0 | 0 | 0 | 0
STOG | 0 | 0 | 0 | 0 | 0 | 0
STWD | 0 | 0 | 0 | 0 | 0 | 0
WT | 660.4 | 660.4 | 660.4 | 660.4 | 0 | 0
IGCC | 0 | 0 | 0 | 0 | 0 | 0
DemandResponse | 0 | 0 | 0 | 0 | 0 | 0
IGCC-CCS | 0 | 0 | 0 | 0 | 0 | 0
WT_off | 0 | 0 | 0 | 0 | 0 | 0
PseudoUnit | 0 | 0 | 0 | 0 | 0 | 0
FixedInterchange | 0 | 0 | 0 | 0 | 0 | 0
Levelized Capital Costs by Reporting Type: MAPP_CA
ReportingType | 2015 | 2020 | 2025 | 2030 | 2035 | 2040
BM | 0 | 0 | 0 | 0 | 0 | 0
CC | 110 | 182.08 | 215.16 | 274.05 | 278.27 | 168.27
CSP | 0 | 0 | 0 | 0 | 0 | 0
CT | 0 | 0 | 0 | 0 | 32.88 | 70.42
Coal | 0 | 0 | 0 | 0 | 0 | 0
Geo | 0 | 0 | 0 | 0 | 0 | 0
H | 0 | 0 | 0 | 0 | 0 | 0
LFG | 0 | 0 | 0 | 0 | 0 | 0
Nuc | 0 | 0 | 0 | 0 | 0 | 0
PS | 0 | 0 | 0 | 0 | 0 | 0
PV | 0 | 0 | 0 | 0 | 0 | 0
PeakG | 0 | 0 | 0 | 0 | 0 | 0
PeakO | 0 | 0 | 0 | 0 | 0 | 0
ST | 0 | 0 | 0 | 0 | 0 | 0
STOG | 0 | 0 | 0 | 0 | 0 | 0
STWD | 0 | 0 | 0 | 0 | 0 | 0
WT | 87.23 | 87.23 | 87.23 | 87.23 | 0 | 0
IGCC | 0 | 0 | 0 | 0 | 0 | 0
DemandResponse | 0 | 0 | 0 | 0 | 0 | 0
IGCC-CCS | 0 | 0 | 0 | 0 | 0 | 0
WT_off | 0 | 0 | 0 | 0 | 0 | 0
PseudoUnit | 0 | 0 | 0 | 0 | 0 | 0
FixedInterchange | 0 | 0 | 0 | 0 | 0 | 0
Levelized Capital Costs by Reporting Type: AZ_NM_SNV_Coal
ReportingType | 2015 | 2020 | 2025 | 2030 | 2035 | 2040
BM | 0 | 0 | 0 | 0 | 0 | 0
CC | 0 | 0 | 0 | 0 | 0 | 0
CSP | 0 | 0 | 0 | 0 | 0 | 0
CT | 0 | 0 | 0 | 0 | 0 | 0
Coal | 0 | 0 | 0 | 0 | 0 | 1804.03
Geo | 0 | 0 | 0 | 0 | 0 | 0
H | 0 | 0 | 0 | 0 | 0 | 0
LFG | 0 | 0 | 0 | 0 | 0 | 0
Nuc | 0 | 0 | 0 | 0 | 0 | 0
PS | 0 | 0 | 0 | 0 | 0 | 0
PV | 0 | 0 | 0 | 0 | 0 | 0
PeakG | 0 | 0 | 0 | 0 | 0 | 0
PeakO | 0 | 0 | 0 | 0 | 0 | 0
ST | 0 | 0 | 0 | 0 | 0 | 0
STOG | 0 | 0 | 0 | 0 | 0 | 0
STWD | 0 | 0 | 0 | 0 | 0 | 0
WT | 0 | 0 | 0 | 0 | 0 | 0
IGCC | 0 | 0 | 0 | 0 | 0 | 0
DemandResponse | 0 | 0 | 0 | 0 | 0 | 0
IGCC-CCS | 0 | 0 | 0 | 0 | 0 | 0
WT_off | 0 | 0 | 0 | 0 | 0 | 0
PseudoUnit | 0 | 0 | 0 | 0 | 0 | 0
FixedInterchange | 0 | 0 | 0 | 0 | 0 | 0
Levelized Capital Costs by Reporting Type: AZ_NM_SNV_Gas
ReportingType | 2015 | 2020 | 2025 | 2030 | 2035 | 2040
BM | 0 | 0 | 0 | 0 | 0 | 0
CC | 79.32 | 286.81 | 423.45 | 849.13 | 1272.31 | 1192.99
CSP | 0 | 0 | 0 | 0 | 0 | 0
CT | 63.7 | 63.7 | 63.7 | 63.7 | 0 | 0
Coal | 0 | 0 | 0 | 0 | 0 | 0
Geo | 0 | 0 | 0 | 0 | 0 | 0
H | 0 | 0 | 0 | 0 | 0 | 0
LFG | 0 | 0 | 0 | 0 | 0 | 0
Nuc | 0 | 0 | 0 | 0 | 0 | 0
PS | 0 | 0 | 0 | 0 | 0 | 0
PV | 0 | 0 | 0 | 0 | 0 | 0
PeakG | 0 | 0 | 0 | 0 | 0 | 0
PeakO | 0 | 0 | 0 | 0 | 0 | 0
ST | 0 | 0 | 0 | 0 | 0 | 0
STOG | 0 | 0 | 0 | 0 | 0 | 0
STWD | 0 | 0 | 0 | 0 | 0 | 0
WT | 0 | 0 | 0 | 0 | 0 | 0
IGCC | 0 | 0 | 0 | 0 | 0 | 0
DemandResponse | 0 | 0 | 0 | 0 | 0 | 0
IGCC-CCS | 0 | 0 | 0 | 0 | 0 | 0
WT_off | 0 | 0 | 0 | 0 | 0 | 0
PseudoUnit | 0 | 0 | 0 | 0 | 0 | 0
FixedInterchange | 0 | 0 | 0 | 0 | 0 | 0
Levelized Capital Costs by Reporting Type: AZ_NM_SNV_NucRenew
ReportingType | 2015 | 2020 | 2025 | 2030 | 2035 | 2040
BM | 0 | 0 | 0 | 0 | 0 | 0
CC | 0 | 0 | 0 | 0 | 0 | 0
CSP | 0 | 0 | 0 | 0 | 0 | 0
CT | 0 | 0 | 0 | 0 | 0 | 0
Coal | 0 | 0 | 0 | 0 | 0 | 0
Geo | 0 | 0 | 369.64 | 369.64 | 369.64 | 369.64
H | 0 | 0 | 0 | 0 | 0 | 0
LFG | 0 | 11.72 | 11.72 | 11.72 | 11.72 | 0
Nuc | 0 | 0 | 0 | 0 | 0 | 0
PS | 0 | 0 | 0 | 0 | 0 | 0
PV | 34.88 | 34.88 | 34.88 | 34.88 | 0 | 0
PeakG | 0 | 0 | 0 | 0 | 0 | 0
PeakO | 0 | 0 | 0 | 0 | 0 | 0
ST | 101.54 | 258.36 | 347.2 | 309.39 | 273.21 | 116.4
STOG | 0 | 0 | 0 | 0 | 0 | 0
STWD | 0 | 0 | 0 | 0 | 0 | 0
WT | 14.28 | 2560.66 | 2560.66 | 2640.89 | 2626.61 | 80.23
IGCC | 0 | 0 | 0 | 0 | 0 | 0
DemandResponse | 0 | 0 | 0 | 0 | 0 | 0
IGCC-CCS | 0 | 0 | 0 | 0 | 0 | 0
WT_off | 0 | 0 | 0 | 0 | 0 | 0
PseudoUnit | 0 | 0 | 0 | 0 | 0 | 0
FixedInterchange | 0 | 0 | 0 | 0 | 0 | 0
Levelized Capital Costs by Reporting Type: ERCOT
ReportingType | 2015 | 2020 | 2025 | 2030 | 2035 | 2040
BM | 54.69 | 54.69 | 54.69 | 54.69 | 54.69 | 54.69
CC | 168.06 | 745.95 | 931.88 | 1432.98 | 1746.76 | 1900.69
CSP | 0 | 0 | 0 | 0 | 0 | 0
CT | 20.97 | 20.97 | 20.97 | 20.97 | 0 | 0
Coal | 540.38 | 540.38 | 540.38 | 540.38 | 540.38 | 540.38
Geo | 0 | 0 | 0 | 0 | 0 | 0
H | 0 | 0 | 0 | 0 | 0 | 0
LFG | 0 | 0 | 63.77 | 63.77 | 63.77 | 63.77
Nuc | 0 | 0 | 0 | 0 | 0 | 0
PS | 0 | 0 | 0 | 0 | 0 | 0
PV | 4.89 | 4.89 | 4.89 | 4.89 | 0 | 0
PeakG | 0 | 0 | 0 | 0 | 0 | 0
PeakO | 0 | 0 | 0 | 0 | 0 | 0
ST | 0 | 0 | 0 | 0 | 0 | 0
STOG | 0 | 0 | 0 | 0 | 0 | 0
STWD | 0 | 0 | 0 | 0 | 0 | 0
WT | 72.7 | 72.7 | 72.7 | 72.7 | 0 | 0
IGCC | 0 | 0 | 0 | 0 | 0 | 0
DemandResponse | 0 | 0 | 0 | 0 | 0 | 0
IGCC-CCS | 0 | 0 | 0 | 0 | 0 | 0
WT_off | 0 | 0 | 0 | 0 | 0 | 0
PseudoUnit | 0 | 0 | 0 | 0 | 0 | 0
FixedInterchange | 0 | 0 | 0 | 0 | 0 | 0
Levelized Capital Costs by Reporting Type: NP15
ReportingType | 2015 | 2020 | 2025 | 2030 | 2035 | 2040
BM | 0 | 0 | 0 | 0 | 0 | 0
CC | 130.44 | 130.44 | 130.44 | 130.44 | 130.44 | 0
CSP | 0 | 0 | 0 | 0 | 0 | 0
CT | 171.07 | 428.23 | 797.41 | 1342.74 | 1553.6 | 1687.79
Coal | 0 | 0 | 0 | 0 | 0 | 0
Geo | 0 | 0 | 175.28 | 175.28 | 175.28 | 175.28
H | 0 | 0 | 0 | 0 | 0 | 0
LFG | 0 | 125.8 | 125.8 | 125.8 | 125.8 | 0
Nuc | 0 | 0 | 0 | 0 | 0 | 0
PS | 0 | 0 | 0 | 0 | 0 | 0
PV | 2.79 | 2.79 | 2.79 | 2.79 | 0 | 0
PeakG | 0 | 0 | 0 | 0 | 0 | 0
PeakO | 0 | 0 | 0 | 0 | 0 | 0
ST | 12.6 | 12.6 | 12.6 | 12.6 | 0 | 0
STOG | 0 | 0 | 0 | 0 | 0 | 0
STWD | 0 | 0 | 0 | 0 | 0 | 0
WT | 26.07 | 837.92 | 837.92 | 837.92 | 811.85 | 0
IGCC | 0 | 0 | 0 | 0 | 0 | 0
DemandResponse | 0 | 0 | 0 | 0 | 0 | 0
IGCC-CCS | 0 | 0 | 0 | 0 | 0 | 0
WT_off | 0 | 0 | 0 | 0 | 0 | 0
PseudoUnit | 0 | 0 | 0 | 0 | 0 | 0
FixedInterchange | 0 | 0 | 0 | 0 | 0 | 0
Levelized Capital Costs by Reporting Type: NWPP_Coal
ReportingType | 2015 | 2020 | 2025 | 2030 | 2035 | 2040
BM | 0 | 0 | 0 | 0 | 0 | 0
CC | 0 | 0 | 0 | 0 | 0 | 0
CSP | 0 | 0 | 0 | 0 | 0 | 0
CT | 0 | 0 | 0 | 0 | 0 | 0
Coal | 0 | 0 | 0 | 0 | 0 | 0
Geo | 0 | 0 | 0 | 0 | 0 | 0
H | 0 | 0 | 0 | 0 | 0 | 0
LFG | 0 | 0 | 0 | 0 | 0 | 0
Nuc | 0 | 0 | 0 | 0 | 0 | 0
PS | 0 | 0 | 0 | 0 | 0 | 0
PV | 0 | 0 | 0 | 0 | 0 | 0
PeakG | 0 | 0 | 0 | 0 | 0 | 0
PeakO | 0 | 0 | 0 | 0 | 0 | 0
ST | 0 | 0 | 0 | 0 | 0 | 0
STOG | 0 | 0 | 0 | 0 | 0 | 0
STWD | 0 | 0 | 0 | 0 | 0 | 0
WT | 0 | 0 | 0 | 0 | 0 | 0
IGCC | 0 | 0 | 0 | 0 | 0 | 0
DemandResponse | 0 | 0 | 0 | 0 | 0 | 0
IGCC-CCS | 0 | 0 | 0 | 0 | 0 | 0
WT_off | 0 | 0 | 0 | 0 | 0 | 0
PseudoUnit | 0 | 0 | 0 | 0 | 0 | 0
FixedInterchange | 0 | 0 | 0 | 0 | 0 | 0
Levelized Capital Costs by Reporting Type: NWPP_Gas
ReportingType | 2015 | 2020 | 2025 | 2030 | 2035 | 2040
BM | 0 | 0 | 0 | 0 | 0 | 0
CC | 33.4 | 33.4 | 278.91 | 664.77 | 1004.64 | 1201.87
CSP | 0 | 0 | 0 | 0 | 0 | 0
CT | 13.02 | 13.02 | 13.02 | 13.02 | 0 | 0
Coal | 0 | 0 | 0 | 0 | 0 | 260.63
Geo | 0 | 0 | 0 | 0 | 0 | 0
H | 0 | 0 | 0 | 0 | 0 | 0
LFG | 0 | 0 | 0 | 0 | 0 | 0
Nuc | 0 | 0 | 0 | 0 | 0 | 0
PS | 0 | 0 | 0 | 0 | 0 | 0
PV | 0 | 0 | 0 | 0 | 0 | 0
PeakG | 0 | 0 | 0 | 0 | 0 | 0
PeakO | 0 | 0 | 0 | 0 | 0 | 0
ST | 0 | 0 | 0 | 0 | 0 | 0
STOG | 0 | 0 | 0 | 0 | 0 | 0
STWD | 0 | 0 | 0 | 0 | 0 | 0
WT | 0 | 0 | 0 | 0 | 0 | 0
IGCC | 0 | 0 | 0 | 0 | 0 | 0
DemandResponse | 0 | 0 | 0 | 0 | 0 | 0
IGCC-CCS | 0 | 0 | 0 | 0 | 0 | 0
WT_off | 0 | 0 | 0 | 0 | 0 | 0
PseudoUnit | 0 | 0 | 0 | 0 | 0 | 0
FixedInterchange | 0 | 0 | 0 | 0 | 0 | 0
Levelized Capital Costs by Reporting Type: NWPP_NucRenew
ReportingType | 2015 | 2020 | 2025 | 2030 | 2035 | 2040
BM | 13.89 | 13.89 | 13.89 | 13.89 | 13.89 | 13.89
CC | 0 | 0 | 0 | 0 | 0 | 0
CSP | 0 | 0 | 0 | 0 | 0 | 0
CT | 0 | 0 | 0 | 0 | 0 | 0
Coal | 0 | 0 | 0 | 0 | 0 | 0
Geo | 24.88 | 24.88 | 135.71 | 135.71 | 110.83 | 110.83
H | 0 | 0 | 0 | 0 | 0 | 0
LFG | 5.02 | 23.36 | 51.22 | 51.22 | 46.19 | 27.86
Nuc | 0 | 0 | 0 | 0 | 0 | 0
PS | 0 | 0 | 0 | 0 | 0 | 0
PV | 0 | 0 | 0 | 0 | 0 | 0
PeakG | 0 | 0 | 0 | 0 | 0 | 0
PeakO | 0 | 0 | 0 | 0 | 0 | 0
ST | 0 | 0 | 0 | 0 | 0 | 0
STOG | 0 | 0 | 0 | 0 | 0 | 0
STWD | 0 | 0 | 0 | 0 | 0 | 0
WT | 238.86 | 238.86 | 238.86 | 238.86 | 0 | 0
IGCC | 0 | 0 | 0 | 0 | 0 | 0
DemandResponse | 0 | 0 | 0 | 0 | 0 | 0
IGCC-CCS | 0 | 0 | 0 | 0 | 0 | 0
WT_off | 0 | 0 | 0 | 0 | 0 | 0
PseudoUnit | 0 | 0 | 0 | 0 | 0 | 0
FixedInterchange | 0 | 0 | 0 | 0 | 0 | 0
Levelized Capital Costs by Reporting Type: RMPA
ReportingType | 2015 | 2020 | 2025 | 2030 | 2035 | 2040
BM | 0 | 0 | 0 | 0 | 0 | 0
CC | 0 | 0 | 0 | 0 | 0 | 0
CSP | 0 | 0 | 0 | 0 | 0 | 0
CT | 15.2 | 15.2 | 15.2 | 15.2 | 0 | 0
Coal | 108.63 | 172.37 | 172.37 | 470.44 | 799.49 | 1150.11
Geo | 0 | 170.82 | 669.23 | 669.23 | 669.23 | 498.41
H | 0 | 0 | 0 | 0 | 0 | 0
LFG | 0.28 | 5.85 | 5.85 | 5.85 | 5.57 | 0
Nuc | 0 | 0 | 0 | 0 | 0 | 0
PS | 0 | 0 | 0 | 0 | 0 | 0
PV | 0.37 | 0.37 | 0.37 | 0.37 | 0 | 0
PeakG | 0 | 0 | 0 | 0 | 0 | 0
PeakO | 0 | 0 | 0 | 0 | 0 | 0
ST | 1.07 | 126.67 | 135.52 | 145.03 | 143.96 | 18.35
STOG | 0 | 0 | 0 | 0 | 0 | 0
STWD | 0 | 0 | 0 | 0 | 0 | 0
WT | 172.66 | 172.66 | 172.66 | 172.66 | 0 | 0
IGCC | 0 | 0 | 0 | 0 | 0 | 0
DemandResponse | 0 | 0 | 0 | 0 | 0 | 0
IGCC-CCS | 0 | 0 | 0 | 0 | 0 | 0
WT_off | 0 | 0 | 0 | 0 | 0 | 0
PseudoUnit | 0 | 0 | 0 | 0 | 0 | 0
FixedInterchange | 0 | 0 | 0 | 0 | 0 | 0
Levelized Capital Costs by Reporting Type: SP15
ReportingType | 2015 | 2020 | 2025 | 2030 | 2035 | 2040
BM | 2.9 | 2.9 | 2.9 | 2.9 | 2.9 | 2.9
CC | 60.76 | 60.76 | 60.76 | 60.76 | 60.76 | 0
CSP | 0 | 0 | 0 | 0 | 0 | 0
CT | 0 | 0 | 0 | 0 | 0 | 0
Coal | 0 | 0 | 0 | 0 | 0 | 0
Geo | 14.26 | 385.19 | 385.19 | 370.93 | 370.93 | 0
H | 0 | 0 | 0 | 0 | 0 | 0
LFG | 2.09 | 125.04 | 125.04 | 124.8 | 122.95 | 0
Nuc | 0 | 0 | 0 | 0 | 0 | 0
PS | 0 | 0 | 0 | 0 | 0 | 0
PV | 1.62 | 1.62 | 1.62 | 1.62 | 0 | 0
PeakG | 0 | 0 | 0 | 0 | 0 | 0
PeakO | 0 | 0 | 0 | 0 | 0 | 0
ST | 191.39 | 191.39 | 191.39 | 191.39 | 0 | 0
STOG | 0 | 0 | 0 | 0 | 0 | 0
STWD | 0 | 0 | 0 | 0 | 0 | 0
WT | 193.26 | 193.26 | 193.26 | 193.26 | 0 | 0
IGCC | 0 | 0 | 0 | 0 | 0 | 0
DemandResponse | 0 | 0 | 0 | 0 | 0 | 0
IGCC-CCS | 0 | 0 | 0 | 0 | 0 | 0
WT_off | 0 | 0 | 0 | 0 | 0 | 0
PseudoUnit | 0 | 0 | 0 | 0 | 0 | 0
FixedInterchange | 0 | 0 | 0 | 0 | 0 | 0
Levelized Capital Costs by Reporting Type: ALB
ReportingType | 2015 | 2020 | 2025 | 2030 | 2035 | 2040
BM | 0 | 0 | 0 | 0 | 0 | 0
CC | 1.59 | 117.66 | 177.28 | 302.7 | 438.37 | 561.1
CSP | 0 | 0 | 0 | 0 | 0 | 0
CT | 16.7 | 16.7 | 16.7 | 16.7 | 0 | 0
Coal | 147.62 | 147.62 | 147.62 | 147.62 | 147.62 | 147.62
Geo | 0 | 0 | 0 | 0 | 0 | 0
H | 0 | 0 | 0 | 0 | 0 | 0
LFG | 0 | 0 | 0 | 0 | 0 | 0
Nuc | 0 | 0 | 0 | 0 | 0 | 0
PS | 0 | 0 | 0 | 0 | 0 | 0
PV | 0 | 0 | 0 | 0 | 0 | 0
PeakG | 0 | 0 | 0 | 0 | 0 | 0
PeakO | 0 | 0 | 0 | 0 | 0 | 0
ST | 0 | 0 | 0 | 0 | 0 | 0
STOG | 0 | 0 | 0 | 0 | 0 | 0
STWD | 0 | 0 | 0 | 0 | 0 | 0
WT | 2.54 | 2.54 | 2.54 | 2.54 | 0 | 0
IGCC | 0 | 0 | 0 | 0 | 0 | 0
DemandResponse | 0 | 0 | 0 | 0 | 0 | 0
IGCC-CCS | 0 | 0 | 0 | 0 | 0 | 0
WT_off | 0 | 0 | 0 | 0 | 0 | 0
PseudoUnit | 0 | 0 | 0 | 0 | 0 | 0
FixedInterchange | 0 | 0 | 0 | 0 | 0 | 0
Levelized Capital Costs by Reporting Type: BC
ReportingType | 2015 | 2020 | 2025 | 2030 | 2035 | 2040
BM | 0 | 0 | 0 | 0 | 0 | 0
CC | 109.77 | 189.29 | 269.95 | 357.11 | 447.24 | 364.96
CSP | 0 | 0 | 0 | 0 | 0 | 0
CT | 0 | 0 | 0 | 0 | 0 | 48.1
Coal | 0 | 0 | 0 | 0 | 0 | 0
Geo | 0 | 0 | 0 | 0 | 0 | 0
H | 0 | 0 | 0 | 0 | 0 | 0
LFG | 0 | 0 | 0 | 0 | 0 | 0
Nuc | 0 | 0 | 0 | 0 | 0 | 0
PS | 0 | 0 | 0 | 0 | 0 | 0
PV | 0 | 0 | 0 | 0 | 0 | 0
PeakG | 0 | 0 | 0 | 0 | 0 | 0
PeakO | 0 | 0 | 0 | 0 | 0 | 0
ST | 0 | 0 | 0 | 0 | 0 | 0
STOG | 0 | 0 | 0 | 0 | 0 | 0
STWD | 0 | 0 | 0 | 0 | 0 | 0
WT | 40.68 | 40.68 | 40.68 | 40.68 | 0 | 0
IGCC | 0 | 0 | 0 | 0 | 0 | 0
DemandResponse | 0 | 0 | 0 | 0 | 0 | 0
IGCC-CCS | 0 | 0 | 0 | 0 | 0 | 0
WT_off | 0 | 0 | 0 | 0 | 0 | 0
PseudoUnit | 0 | 0 | 0 | 0 | 0 | 0
FixedInterchange | 0 | 0 | 0 | 0 | 0 | 0
Levelized Capital Costs by Reporting Type: HQ_IESO
ReportingType | 2015 | 2020 | 2025 | 2030 | 2035 | 2040
BM | 0 | 0 | 0 | 0 | 0 | 0
CC | 0 | 0 | 0 | 0 | 0 | 0
CSP | 0 | 0 | 0 | 0 | 0 | 0
CT | 0 | 0 | 0 | 0 | 0 | 0
Coal | 0 | 0 | 0 | 0 | 0 | 0
Geo | 0 | 0 | 0 | 0 | 0 | 0
H | 0 | 0 | 0 | 0 | 0 | 0
LFG | 0 | 0 | 0 | 0 | 0 | 0
Nuc | 0 | 0 | 0 | 0 | 0 | 0
PS | 0 | 0 | 0 | 0 | 0 | 0
PV | 0 | 0 | 0 | 0 | 0 | 0
PeakG | 0 | 0 | 0 | 0 | 0 | 0
PeakO | 0 | 0 | 0 | 0 | 0 | 0
ST | 0 | 0 | 0 | 0 | 0 | 0
STOG | 0 | 0 | 0 | 0 | 0 | 0
STWD | 0 | 0 | 0 | 0 | 0 | 0
WT | 0 | 0 | 0 | 0 | 0 | 0
IGCC | 0 | 0 | 0 | 0 | 0 | 0
DemandResponse | 0 | 0 | 0 | 0 | 0 | 0
IGCC-CCS | 0 | 0 | 0 | 0 | 0 | 0
WT_off | 0 | 0 | 0 | 0 | 0 | 0
PseudoUnit | 0 | 0 | 0 | 0 | 0 | 0
FixedInterchange | 0 | 0 | 0 | 0 | 0 | 0
Levelized Capital Costs by Reporting Type: HQ_NEISO
ReportingType | 2015 | 2020 | 2025 | 2030 | 2035 | 2040
BM | 0 | 0 | 0 | 0 | 0 | 0
CC | 0 | 0 | 0 | 0 | 0 | 0
CSP | 0 | 0 | 0 | 0 | 0 | 0
CT | 0 | 0 | 0 | 0 | 0 | 0
Coal | 0 | 0 | 0 | 0 | 0 | 0
Geo | 0 | 0 | 0 | 0 | 0 | 0
H | 0 | 0 | 0 | 0 | 0 | 0
LFG | 0 | 0 | 0 | 0 | 0 | 0
Nuc | 0 | 0 | 0 | 0 | 0 | 0
PS | 0 | 0 | 0 | 0 | 0 | 0
PV | 0 | 0 | 0 | 0 | 0 | 0
PeakG | 0 | 0 | 0 | 0 | 0 | 0
PeakO | 0 | 0 | 0 | 0 | 0 | 0
ST | 0 | 0 | 0 | 0 | 0 | 0
STOG | 0 | 0 | 0 | 0 | 0 | 0
STWD | 0 | 0 | 0 | 0 | 0 | 0
WT | 0 | 0 | 0 | 0 | 0 | 0
IGCC | 0 | 0 | 0 | 0 | 0 | 0
DemandResponse | 0 | 0 | 0 | 0 | 0 | 0
IGCC-CCS | 0 | 0 | 0 | 0 | 0 | 0
WT_off | 0 | 0 | 0 | 0 | 0 | 0
PseudoUnit | 0 | 0 | 0 | 0 | 0 | 0
FixedInterchange | 0 | 0 | 0 | 0 | 0 | 0
Levelized Capital Costs by Reporting Type: HQ_NY
ReportingType | 2015 | 2020 | 2025 | 2030 | 2035 | 2040
BM | 0 | 0 | 0 | 0 | 0 | 0
CC | 0 | 0 | 0 | 0 | 0 | 0
CSP | 0 | 0 | 0 | 0 | 0 | 0
CT | 0 | 0 | 0 | 0 | 0 | 0
Coal | 0 | 0 | 0 | 0 | 0 | 0
Geo | 0 | 0 | 0 | 0 | 0 | 0
H | 0 | 0 | 0 | 0 | 0 | 0
LFG | 0 | 0 | 0 | 0 | 0 | 0
Nuc | 0 | 0 | 0 | 0 | 0 | 0
PS | 0 | 0 | 0 | 0 | 0 | 0
PV | 0 | 0 | 0 | 0 | 0 | 0
PeakG | 0 | 0 | 0 | 0 | 0 | 0
PeakO | 0 | 0 | 0 | 0 | 0 | 0
ST | 0 | 0 | 0 | 0 | 0 | 0
STOG | 0 | 0 | 0 | 0 | 0 | 0
STWD | 0 | 0 | 0 | 0 | 0 | 0
WT | 0 | 0 | 0 | 0 | 0 | 0
IGCC | 0 | 0 | 0 | 0 | 0 | 0
DemandResponse | 0 | 0 | 0 | 0 | 0 | 0
IGCC-CCS | 0 | 0 | 0 | 0 | 0 | 0
WT_off | 0 | 0 | 0 | 0 | 0 | 0
PseudoUnit | 0 | 0 | 0 | 0 | 0 | 0
FixedInterchange | 0 | 0 | 0 | 0 | 0 | 0
Levelized Capital Costs by Reporting Type: MARITIMES
ReportingType | 2015 | 2020 | 2025 | 2030 | 2035 | 2040
BM | 0 | 0 | 0 | 0 | 0 | 0
CC | 0 | 0 | 0 | 0 | 0 | 0
CSP | 0 | 0 | 0 | 0 | 0 | 0
CT | 0 | 0 | 0 | 0 | 0 | 0
Coal | 0 | 0 | 0 | 0 | 0 | 0
Geo | 0 | 0 | 0 | 0 | 0 | 0
H | 0 | 0 | 0 | 0 | 0 | 0
LFG | 0 | 0 | 0 | 0 | 0 | 0
Nuc | 0 | 0 | 0 | 0 | 0 | 0
PS | 0 | 0 | 0 | 0 | 0 | 0
PV | 0 | 0 | 0 | 0 | 0 | 0
PeakG | 0 | 0 | 0 | 0 | 0 | 0
PeakO | 0 | 0 | 0 | 0 | 0 | 0
ST | 0 | 0 | 0 | 0 | 0 | 0
STOG | 0 | 0 | 0 | 0 | 0 | 0
STWD | 0 | 0 | 0 | 0 | 0 | 0
WT | 0 | 0 | 0 | 0 | 0 | 0
IGCC | 0 | 0 | 0 | 0 | 0 | 0
DemandResponse | 0 | 0 | 0 | 0 | 0 | 0
IGCC-CCS | 0 | 0 | 0 | 0 | 0 | 0
WT_off | 0 | 0 | 0 | 0 | 0 | 0
PseudoUnit | 0 | 0 | 0 | 0 | 0 | 0
FixedInterchange | 0 | 0 | 0 | 0 | 0 | 0
Levelized Capital Costs by Reporting Type: All
ReportingType | 2015 | 2020 | 2025 | 2030 | 2035 | 2040
BM | 541.24 | 541.24 | 552.2 | 577.09 | 591.14 | 533.93
CC | 4311.27 | 8230.96 | 10674.1 | 15135.23 | 19660.13 | 20073.07
CSP | 0 | 0 | 0 | 0 | 0 | 0
CT | 706.15 | 1972.93 | 2815.61 | 4737.65 | 5706.65 | 5216.43
Coal | 3114.71 | 3178.44 | 3178.44 | 3476.52 | 6935.79 | 13446.18
Geo | 39.14 | 580.89 | 1735.04 | 1720.78 | 1695.9 | 1154.16
H | 0 | 0 | 0 | 0 | 0 | 0
LFG | 42.41 | 459.27 | 879.76 | 1018.56 | 985.98 | 569.13
Nuc | 684.91 | 3259.17 | 3259.17 | 3259.17 | 3259.17 | 3259.17
PS | 0 | 0 | 0 | 0 | 0 | 0
PV | 612.44 | 906.46 | 1143.64 | 1214.28 | 622.17 | 349.17
PeakG | 0 | 0 | 0 | 0 | 0 | 0
PeakO | 0 | 0 | 0 | 0 | 0 | 0
ST | 306.6 | 589.02 | 686.71 | 658.41 | 417.18 | 134.75
STOG | 0 | 0 | 0 | 0 | 0 | 0
STWD | 0 | 0 | 0 | 0 | 0 | 0
WT | 6098.68 | 10585.15 | 11688.15 | 11335.05 | 8870.95 | 6450.13
IGCC | 215.26 | 215.26 | 215.26 | 215.26 | 215.26 | 215.26
DemandResponse | 0 | 0 | 0 | 0 | 0 | 0
IGCC-CCS | 0 | 0 | 0 | 0 | 0 | 0
WT_off | 283.77 | 283.77 | 824.12 | 824.12 | 540.35 | 540.35
PseudoUnit | 0 | 0 | 0 | 0 | 0 | 0
FixedInterchange | 0 | 0 | 0 | 0 | 0 | 0
Levelized Capital Costs by Reporting Type: EI_US
ReportingType | 2015 | 2020 | 2025 | 2030 | 2035 | 2040
BM | 324.96 | 324.96 | 335.91 | 360.81 | 374.86 | 317.64
CC | 3442.51 | 6309.15 | 8010.86 | 10887.87 | 14105.91 | 14378.75
CSP | 0 | 0 | 0 | 0 | 0 | 0
CT | 363.69 | 1373.31 | 1846.81 | 3223.51 | 3876.53 | 3138.28
Coal | 2318.08 | 2318.08 | 2318.08 | 2318.08 | 5448.31 | 9543.4
Geo | 0 | 0 | 0 | 0 | 0 | 0
H | 0 | 0 | 0 | 0 | 0 | 0
LFG | 29.9 | 162.39 | 491.25 | 630.29 | 609.82 | 477.33
Nuc | 684.91 | 3259.17 | 3259.17 | 3259.17 | 3259.17 | 3259.17
PS | 0 | 0 | 0 | 0 | 0 | 0
PV | 28.14 | 322.16 | 559.34 | 629.98 | 622.17 | 349.17
PeakG | 0 | 0 | 0 | 0 | 0 | 0
PeakO | 0 | 0 | 0 | 0 | 0 | 0
ST | 0 | 0 | 0 | 0 | 0 | 0
STOG | 0 | 0 | 0 | 0 | 0 | 0
STWD | 0 | 0 | 0 | 0 | 0 | 0
WT | 4589.99 | 5718.24 | 6821.23 | 6387.9 | 5432.49 | 6369.9
IGCC | 215.26 | 215.26 | 215.26 | 215.26 | 215.26 | 215.26
DemandResponse | 0 | 0 | 0 | 0 | 0 | 0
IGCC-CCS | 0 | 0 | 0 | 0 | 0 | 0
WT_off | 283.77 | 283.77 | 824.12 | 824.12 | 540.35 | 540.35
PseudoUnit | 0 | 0 | 0 | 0 | 0 | 0
FixedInterchange | 0 | 0 | 0 | 0 | 0 | 0
Levelized Capital Costs by Reporting Type: EI_Canada
ReportingType | 2015 | 2020 | 2025 | 2030 | 2035 | 2040
BM | 144.8 | 144.8 | 144.8 | 144.8 | 144.8 | 144.8
CC | 285.41 | 357.5 | 390.57 | 449.46 | 453.68 | 472.69
CSP | 0 | 0 | 0 | 0 | 0 | 0
CT | 41.8 | 41.8 | 41.8 | 41.8 | 276.52 | 342.27
Coal | 0 | 0 | 0 | 0 | 0 | 0
Geo | 0 | 0 | 0 | 0 | 0 | 0
H | 0 | 0 | 0 | 0 | 0 | 0
LFG | 5.12 | 5.12 | 5.12 | 5.12 | 0.17 | 0.17
Nuc | 0 | 0 | 0 | 0 | 0 | 0
PS | 0 | 0 | 0 | 0 | 0 | 0
PV | 539.74 | 539.74 | 539.74 | 539.74 | 0 | 0
PeakG | 0 | 0 | 0 | 0 | 0 | 0
PeakO | 0 | 0 | 0 | 0 | 0 | 0
ST | 0 | 0 | 0 | 0 | 0 | 0
STOG | 0 | 0 | 0 | 0 | 0 | 0
STWD | 0 | 0 | 0 | 0 | 0 | 0
WT | 747.62 | 747.62 | 747.62 | 747.62 | 0 | 0
IGCC | 0 | 0 | 0 | 0 | 0 | 0
DemandResponse | 0 | 0 | 0 | 0 | 0 | 0
IGCC-CCS | 0 | 0 | 0 | 0 | 0 | 0
WT_off | 0 | 0 | 0 | 0 | 0 | 0
PseudoUnit | 0 | 0 | 0 | 0 | 0 | 0
FixedInterchange | 0 | 0 | 0 | 0 | 0 | 0
Levelized Capital Costs by Reporting Type: EI
ReportingType | 2015 | 2020 | 2025 | 2030 | 2035 | 2040
BM | 469.76 | 469.76 | 480.72 | 505.61 | 519.66 | 462.45
CC | 3727.92 | 6666.65 | 8401.43 | 11337.33 | 14559.59 | 14851.44
CSP | 0 | 0 | 0 | 0 | 0 | 0
CT | 405.48 | 1415.11 | 1888.61 | 3265.3 | 4153.05 | 3480.54
Coal | 2318.08 | 2318.08 | 2318.08 | 2318.08 | 5448.31 | 9543.4
Geo | 0 | 0 | 0 | 0 | 0 | 0
H | 0 | 0 | 0 | 0 | 0 | 0
LFG | 35.02 | 167.51 | 496.37 | 635.41 | 609.99 | 477.5
Nuc | 684.91 | 3259.17 | 3259.17 | 3259.17 | 3259.17 | 3259.17
PS | 0 | 0 | 0 | 0 | 0 | 0
PV | 567.88 | 861.91 | 1099.08 | 1169.72 | 622.17 | 349.17
PeakG | 0 | 0 | 0 | 0 | 0 | 0
PeakO | 0 | 0 | 0 | 0 | 0 | 0
ST | 0 | 0 | 0 | 0 | 0 | 0
STOG | 0 | 0 | 0 | 0 | 0 | 0
STWD | 0 | 0 | 0 | 0 | 0 | 0
WT | 5337.61 | 6465.86 | 7568.85 | 7135.52 | 5432.49 | 6369.9
IGCC | 215.26 | 215.26 | 215.26 | 215.26 | 215.26 | 215.26
DemandResponse | 0 | 0 | 0 | 0 | 0 | 0
IGCC-CCS | 0 | 0 | 0 | 0 | 0 | 0
WT_off | 283.77 | 283.77 | 824.12 | 824.12 | 540.35 | 540.35
PseudoUnit | 0 | 0 | 0 | 0 | 0 | 0
FixedInterchange | 0 | 0 | 0 | 0 | 0 | 0
Levelized Capital Costs by Reporting Type: Outside_EI
ReportingType | 2015 | 2020 | 2025 | 2030 | 2035 | 2040
BM | 71.48 | 71.48 | 71.48 | 71.48 | 71.48 | 71.48
CC | 583.35 | 1564.32 | 2272.67 | 3797.9 | 5100.53 | 5221.62
CSP | 0 | 0 | 0 | 0 | 0 | 0
CT | 300.67 | 557.82 | 927 | 1472.34 | 1553.6 | 1735.89
Coal | 796.63 | 860.37 | 860.37 | 1158.44 | 1487.49 | 3902.78
Geo | 39.14 | 580.89 | 1735.04 | 1720.78 | 1695.9 | 1154.16
H | 0 | 0 | 0 | 0 | 0 | 0
LFG | 7.39 | 291.76 | 383.39 | 383.16 | 376 | 91.63
Nuc | 0 | 0 | 0 | 0 | 0 | 0
PS | 0 | 0 | 0 | 0 | 0 | 0
PV | 44.56 | 44.56 | 44.56 | 44.56 | 0 | 0
PeakG | 0 | 0 | 0 | 0 | 0 | 0
PeakO | 0 | 0 | 0 | 0 | 0 | 0
ST | 306.6 | 589.02 | 686.71 | 658.41 | 417.18 | 134.75
STOG | 0 | 0 | 0 | 0 | 0 | 0
STWD | 0 | 0 | 0 | 0 | 0 | 0
WT | 761.07 | 4119.29 | 4119.29 | 4199.53 | 3438.46 | 80.23
IGCC | 0 | 0 | 0 | 0 | 0 | 0
DemandResponse | 0 | 0 | 0 | 0 | 0 | 0
IGCC-CCS | 0 | 0 | 0 | 0 | 0 | 0
WT_off | 0 | 0 | 0 | 0 | 0 | 0
PseudoUnit | 0 | 0 | 0 | 0 | 0 | 0
FixedInterchange | 0 | 0 | 0 | 0 | 0 | 0
#13 | 0.05: Levelized Retrofit Capital Costs ($million)
Levelized Retrofit Capital Costs by Reporting Type: Entergy
ReportingType | 2015 | 2020 | 2025 | 2030 | 2035 | 2040
BM | 0 | 0 | 0 | 0 | 0 | 0
CC | 0 | 0 | 0 | 0 | 0 | 0
CSP | 0 | 0 | 0 | 0 | 0 | 0
CT | 0 | 0 | 0 | 0 | 0 | 0
Coal | 0 | 353.26 | 353.26 | 0 | 0 | 0
Geo | 0 | 0 | 0 | 0 | 0 | 0
H | 0 | 0 | 0 | 0 | 0 | 0
LFG | 0 | 0 | 0 | 0 | 0 | 0
Nuc | 0 | 0 | 0 | 0 | 0 | 0
PS | 0 | 0 | 0 | 0 | 0 | 0
PV | 0 | 0 | 0 | 0 | 0 | 0
PeakG | 0 | 0 | 0 | 0 | 0 | 0
PeakO | 0 | 0 | 0 | 0 | 0 | 0
ST | 0 | 0 | 0 | 0 | 0 | 0
STOG | 0 | 0 | 0 | 0 | 0 | 0
STWD | 0 | 0 | 0 | 0 | 0 | 0
WT | 0 | 0 | 0 | 0 | 0 | 0
IGCC | 0 | 0 | 0 | 0 | 0 | 0
DemandResponse | 0 | 0 | 0 | 0 | 0 | 0
IGCC-CCS | 0 | 0 | 0 | 0 | 0 | 0
WT_off | 0 | 0 | 0 | 0 | 0 | 0
PseudoUnit | 0 | 0 | 0 | 0 | 0 | 0
FixedInterchange | 0 | 0 | 0 | 0 | 0 | 0
Levelized Retrofit Capital Costs by Reporting Type: FRCC
ReportingType | 2015 | 2020 | 2025 | 2030 | 2035 | 2040
BM | 0 | 0 | 0 | 0 | 0 | 0
CC | 0 | 0 | 0 | 0 | 0 | 0
CSP | 0 | 0 | 0 | 0 | 0 | 0
CT | 0 | 0 | 0 | 0 | 0 | 0
Coal | 73.1 | 90.37 | 90.37 | 0 | 0 | 0
Geo | 0 | 0 | 0 | 0 | 0 | 0
H | 0 | 0 | 0 | 0 | 0 | 0
LFG | 0 | 0 | 0 | 0 | 0 | 0
Nuc | 0 | 0 | 0 | 0 | 0 | 0
PS | 0 | 0 | 0 | 0 | 0 | 0
PV | 0 | 0 | 0 | 0 | 0 | 0
PeakG | 0 | 0 | 0 | 0 | 0 | 0
PeakO | 0 | 0 | 0 | 0 | 0 | 0
ST | 0 | 0 | 0 | 0 | 0 | 0
STOG | 0 | 0 | 0 | 0 | 0 | 0
STWD | 0 | 0 | 0 | 0 | 0 | 0
WT | 0 | 0 | 0 | 0 | 0 | 0
IGCC | 0 | 0 | 0 | 0 | 0 | 0
DemandResponse | 0 | 0 | 0 | 0 | 0 | 0
IGCC-CCS | 0 | 0 | 0 | 0 | 0 | 0
WT_off | 0 | 0 | 0 | 0 | 0 | 0
PseudoUnit | 0 | 0 | 0 | 0 | 0 | 0
FixedInterchange | 0 | 0 | 0 | 0 | 0 | 0
Levelized Retrofit Capital Costs by Reporting Type: MAPP_US
ReportingType | 2015 | 2020 | 2025 | 2030 | 2035 | 2040
BM | 0 | 0 | 0 | 0 | 0 | 0
CC | 0 | 0 | 0 | 0 | 0 | 0
CSP | 0 | 0 | 0 | 0 | 0 | 0
CT | 0 | 0 | 0 | 0 | 0 | 0
Coal | 22.36 | 47.97 | 25.61 | 0 | 0 | 0
Geo | 0 | 0 | 0 | 0 | 0 | 0
H | 0 | 0 | 0 | 0 | 0 | 0
LFG | 0 | 0 | 0 | 0 | 0 | 0
Nuc | 0 | 0 | 0 | 0 | 0 | 0
PS | 0 | 0 | 0 | 0 | 0 | 0
PV | 0 | 0 | 0 | 0 | 0 | 0
PeakG | 0 | 0 | 0 | 0 | 0 | 0
PeakO | 0 | 0 | 0 | 0 | 0 | 0
ST | 0 | 0 | 0 | 0 | 0 | 0
STOG | 0 | 0 | 0 | 0 | 0 | 0
STWD | 0 | 0 | 0 | 0 | 0 | 0
WT | 0 | 0 | 0 | 0 | 0 | 0
IGCC | 0 | 0 | 0 | 0 | 0 | 0
DemandResponse | 0 | 0 | 0 | 0 | 0 | 0
IGCC-CCS | 0 | 0 | 0 | 0 | 0 | 0
WT_off | 0 | 0 | 0 | 0 | 0 | 0
PseudoUnit | 0 | 0 | 0 | 0 | 0 | 0
FixedInterchange | 0 | 0 | 0 | 0 | 0 | 0
Levelized Retrofit Capital Costs by Reporting Type: MISO_IN
ReportingType | 2015 | 2020 | 2025 | 2030 | 2035 | 2040
BM | 0 | 0 | 0 | 0 | 0 | 0
CC | 0 | 0 | 0 | 0 | 0 | 0
CSP | 0 | 0 | 0 | 0 | 0 | 0
CT | 0 | 0 | 0 | 0 | 0 | 0
Coal | 0 | 223.79 | 223.79 | 0 | 0 | 0
Geo | 0 | 0 | 0 | 0 | 0 | 0
H | 0 | 0 | 0 | 0 | 0 | 0
LFG | 0 | 0 | 0 | 0 | 0 | 0
Nuc | 0 | 0 | 0 | 0 | 0 | 0
PS | 0 | 0 | 0 | 0 | 0 | 0
PV | 0 | 0 | 0 | 0 | 0 | 0
PeakG | 0 | 0 | 0 | 0 | 0 | 0
PeakO | 0 | 0 | 0 | 0 | 0 | 0
ST | 0 | 0 | 0 | 0 | 0 | 0
STOG | 0 | 0 | 0 | 0 | 0 | 0
STWD | 0 | 0 | 0 | 0 | 0 | 0
WT | 0 | 0 | 0 | 0 | 0 | 0
IGCC | 0 | 0 | 0 | 0 | 0 | 0
DemandResponse | 0 | 0 | 0 | 0 | 0 | 0
IGCC-CCS | 0 | 0 | 0 | 0 | 0 | 0
WT_off | 0 | 0 | 0 | 0 | 0 | 0
PseudoUnit | 0 | 0 | 0 | 0 | 0 | 0
FixedInterchange | 0 | 0 | 0 | 0 | 0 | 0
Levelized Retrofit Capital Costs by Reporting Type: MISO_MI
ReportingType | 2015 | 2020 | 2025 | 2030 | 2035 | 2040
BM | 0 | 0 | 0 | 0 | 0 | 0
CC | 0 | 0 | 0 | 0 | 0 | 0
CSP | 0 | 0 | 0 | 0 | 0 | 0
CT | 0 | 0 | 0 | 0 | 0 | 0
Coal | 15.14 | 362.7 | 347.56 | 0 | 0 | 0
Geo | 0 | 0 | 0 | 0 | 0 | 0
H | 0 | 0 | 0 | 0 | 0 | 0
LFG | 0 | 0 | 0 | 0 | 0 | 0
Nuc | 0 | 0 | 0 | 0 | 0 | 0
PS | 0 | 0 | 0 | 0 | 0 | 0
PV | 0 | 0 | 0 | 0 | 0 | 0
PeakG | 0 | 0 | 0 | 0 | 0 | 0
PeakO | 0 | 0 | 0 | 0 | 0 | 0
ST | 0 | 0 | 0 | 0 | 0 | 0
STOG | 0 | 0 | 0 | 0 | 0 | 0
STWD | 0 | 0 | 0 | 0 | 0 | 0
WT | 0 | 0 | 0 | 0 | 0 | 0
IGCC | 0 | 0 | 0 | 0 | 0 | 0
DemandResponse | 0 | 0 | 0 | 0 | 0 | 0
IGCC-CCS | 0 | 0 | 0 | 0 | 0 | 0
WT_off | 0 | 0 | 0 | 0 | 0 | 0
PseudoUnit | 0 | 0 | 0 | 0 | 0 | 0
FixedInterchange | 0 | 0 | 0 | 0 | 0 | 0
Levelized Retrofit Capital Costs by Reporting Type: MISO_MO-IL
ReportingType | 2015 | 2020 | 2025 | 2030 | 2035 | 2040
BM | 0 | 0 | 0 | 0 | 0 | 0
CC | 0 | 0 | 0 | 0 | 0 | 0
CSP | 0 | 0 | 0 | 0 | 0 | 0
CT | 0 | 0 | 0 | 0 | 0 | 0
Coal | 9.29 | 371.34 | 371.34 | 0 | 0 | 0
Geo | 0 | 0 | 0 | 0 | 0 | 0
H | 0 | 0 | 0 | 0 | 0 | 0
LFG | 0 | 0 | 0 | 0 | 0 | 0
Nuc | 0 | 0 | 0 | 0 | 0 | 0
PS | 0 | 0 | 0 | 0 | 0 | 0
PV | 0 | 0 | 0 | 0 | 0 | 0
PeakG | 0 | 0 | 0 | 0 | 0 | 0
PeakO | 0 | 0 | 0 | 0 | 0 | 0
ST | 0 | 0 | 0 | 0 | 0 | 0
STOG | 0 | 0 | 0 | 0 | 0 | 0
STWD | 0 | 0 | 0 | 0 | 0 | 0
WT | 0 | 0 | 0 | 0 | 0 | 0
IGCC | 0 | 0 | 0 | 0 | 0 | 0
DemandResponse | 0 | 0 | 0 | 0 | 0 | 0
IGCC-CCS | 0 | 0 | 0 | 0 | 0 | 0
WT_off | 0 | 0 | 0 | 0 | 0 | 0
PseudoUnit | 0 | 0 | 0 | 0 | 0 | 0
FixedInterchange | 0 | 0 | 0 | 0 | 0 | 0
Levelized Retrofit Capital Costs by Reporting Type: MISO_W
ReportingType | 2015 | 2020 | 2025 | 2030 | 2035 | 2040
BM | 0 | 0 | 0 | 0 | 0 | 0
CC | 0 | 0 | 0 | 0 | 0 | 0
CSP | 0 | 0 | 0 | 0 | 0 | 0
CT | 0 | 0 | 0 | 0 | 0 | 0
Coal | 26.68 | 287.02 | 287.02 | 0 | 0 | 0
Geo | 0 | 0 | 0 | 0 | 0 | 0
H | 0 | 0 | 0 | 0 | 0 | 0
LFG | 0 | 0 | 0 | 0 | 0 | 0
Nuc | 0 | 0 | 0 | 0 | 0 | 0
PS | 0 | 0 | 0 | 0 | 0 | 0
PV | 0 | 0 | 0 | 0 | 0 | 0
PeakG | 0 | 0 | 0 | 0 | 0 | 0
PeakO | 0 | 0 | 0 | 0 | 0 | 0
ST | 0 | 0 | 0 | 0 | 0 | 0
STOG | 0 | 0 | 0 | 0 | 0 | 0
STWD | 0 | 0 | 0 | 0 | 0 | 0
WT | 0 | 0 | 0 | 0 | 0 | 0
IGCC | 0 | 0 | 0 | 0 | 0 | 0
DemandResponse | 0 | 0 | 0 | 0 | 0 | 0
IGCC-CCS | 0 | 0 | 0 | 0 | 0 | 0
WT_off | 0 | 0 | 0 | 0 | 0 | 0
PseudoUnit | 0 | 0 | 0 | 0 | 0 | 0
FixedInterchange | 0 | 0 | 0 | 0 | 0 | 0
Levelized Retrofit Capital Costs by Reporting Type: MISO_WUMS
ReportingType | 2015 | 2020 | 2025 | 2030 | 2035 | 2040
BM | 0 | 0 | 0 | 0 | 0 | 0
CC | 0 | 0 | 0 | 0 | 0 | 0
CSP | 0 | 0 | 0 | 0 | 0 | 0
CT | 0 | 0 | 0 | 0 | 0 | 0
Coal | 197.26 | 211.15 | 37.88 | 0 | 0 | 0
Geo | 0 | 0 | 0 | 0 | 0 | 0
H | 0 | 0 | 0 | 0 | 0 | 0
LFG | 0 | 0 | 0 | 0 | 0 | 0
Nuc | 0 | 0 | 0 | 0 | 0 | 0
PS | 0 | 0 | 0 | 0 | 0 | 0
PV | 0 | 0 | 0 | 0 | 0 | 0
PeakG | 0 | 0 | 0 | 0 | 0 | 0
PeakO | 0 | 0 | 0 | 0 | 0 | 0
ST | 0 | 0 | 0 | 0 | 0 | 0
STOG | 0 | 0 | 0 | 0 | 0 | 0
STWD | 0 | 0 | 0 | 0 | 0 | 0
WT | 0 | 0 | 0 | 0 | 0 | 0
IGCC | 0 | 0 | 0 | 0 | 0 | 0
DemandResponse | 0 | 0 | 0 | 0 | 0 | 0
IGCC-CCS | 0 | 0 | 0 | 0 | 0 | 0
WT_off | 0 | 0 | 0 | 0 | 0 | 0
PseudoUnit | 0 | 0 | 0 | 0 | 0 | 0
FixedInterchange | 0 | 0 | 0 | 0 | 0 | 0
Levelized Retrofit Capital Costs by Reporting Type: Nebraska
ReportingType | 2015 | 2020 | 2025 | 2030 | 2035 | 2040
BM | 0 | 0 | 0 | 0 | 0 | 0
CC | 0 | 0 | 0 | 0 | 0 | 0
CSP | 0 | 0 | 0 | 0 | 0 | 0
CT | 0 | 0 | 0 | 0 | 0 | 0
Coal | 0 | 187.72 | 187.72 | 0 | 0 | 0
Geo | 0 | 0 | 0 | 0 | 0 | 0
H | 0 | 0 | 0 | 0 | 0 | 0
LFG | 0 | 0 | 0 | 0 | 0 | 0
Nuc | 0 | 0 | 0 | 0 | 0 | 0
PS | 0 | 0 | 0 | 0 | 0 | 0
PV | 0 | 0 | 0 | 0 | 0 | 0
PeakG | 0 | 0 | 0 | 0 | 0 | 0
PeakO | 0 | 0 | 0 | 0 | 0 | 0
ST | 0 | 0 | 0 | 0 | 0 | 0
STOG | 0 | 0 | 0 | 0 | 0 | 0
STWD | 0 | 0 | 0 | 0 | 0 | 0
WT | 0 | 0 | 0 | 0 | 0 | 0
IGCC | 0 | 0 | 0 | 0 | 0 | 0
DemandResponse | 0 | 0 | 0 | 0 | 0 | 0
IGCC-CCS | 0 | 0 | 0 | 0 | 0 | 0
WT_off | 0 | 0 | 0 | 0 | 0 | 0
PseudoUnit | 0 | 0 | 0 | 0 | 0 | 0
FixedInterchange | 0 | 0 | 0 | 0 | 0 | 0
Levelized Retrofit Capital Costs by Reporting Type: NEISO
ReportingType | 2015 | 2020 | 2025 | 2030 | 2035 | 2040
BM | 0 | 0 | 0 | 0 | 0 | 0
CC | 0 | 0 | 0 | 0 | 0 | 0
CSP | 0 | 0 | 0 | 0 | 0 | 0
CT | 0 | 0 | 0 | 0 | 0 | 0
Coal | 29.15 | 29.15 | 0 | 0 | 0 | 0
Geo | 0 | 0 | 0 | 0 | 0 | 0
H | 0 | 0 | 0 | 0 | 0 | 0
LFG | 0 | 0 | 0 | 0 | 0 | 0
Nuc | 0 | 0 | 0 | 0 | 0 | 0
PS | 0 | 0 | 0 | 0 | 0 | 0
PV | 0 | 0 | 0 | 0 | 0 | 0
PeakG | 0 | 0 | 0 | 0 | 0 | 0
PeakO | 0 | 0 | 0 | 0 | 0 | 0
ST | 0 | 0 | 0 | 0 | 0 | 0
STOG | 0 | 0 | 0 | 0 | 0 | 0
STWD | 0 | 0 | 0 | 0 | 0 | 0
WT | 0 | 0 | 0 | 0 | 0 | 0
IGCC | 0 | 0 | 0 | 0 | 0 | 0
DemandResponse | 0 | 0 | 0 | 0 | 0 | 0
IGCC-CCS | 0 | 0 | 0 | 0 | 0 | 0
WT_off | 0 | 0 | 0 | 0 | 0 | 0
PseudoUnit | 0 | 0 | 0 | 0 | 0 | 0
FixedInterchange | 0 | 0 | 0 | 0 | 0 | 0
Levelized Retrofit Capital Costs by Reporting Type: NonRTO_Midwest
ReportingType | 2015 | 2020 | 2025 | 2030 | 2035 | 2040
BM | 0 | 0 | 0 | 0 | 0 | 0
CC | 0 | 0 | 0 | 0 | 0 | 0
CSP | 0 | 0 | 0 | 0 | 0 | 0
CT | 0 | 0 | 0 | 0 | 0 | 0
Coal | 165.72 | 275.57 | 137.55 | 0 | 0 | 0
Geo | 0 | 0 | 0 | 0 | 0 | 0
H | 0 | 0 | 0 | 0 | 0 | 0
LFG | 0 | 0 | 0 | 0 | 0 | 0
Nuc | 0 | 0 | 0 | 0 | 0 | 0
PS | 0 | 0 | 0 | 0 | 0 | 0
PV | 0 | 0 | 0 | 0 | 0 | 0
PeakG | 0 | 0 | 0 | 0 | 0 | 0
PeakO | 0 | 0 | 0 | 0 | 0 | 0
ST | 0 | 0 | 0 | 0 | 0 | 0
STOG | 0 | 0 | 0 | 0 | 0 | 0
STWD | 0 | 0 | 0 | 0 | 0 | 0
WT | 0 | 0 | 0 | 0 | 0 | 0
IGCC | 0 | 0 | 0 | 0 | 0 | 0
DemandResponse | 0 | 0 | 0 | 0 | 0 | 0
IGCC-CCS | 0 | 0 | 0 | 0 | 0 | 0
WT_off | 0 | 0 | 0 | 0 | 0 | 0
PseudoUnit | 0 | 0 | 0 | 0 | 0 | 0
FixedInterchange | 0 | 0 | 0 | 0 | 0 | 0
Levelized Retrofit Capital Costs by Reporting Type: NYISO_A-F
ReportingType | 2015 | 2020 | 2025 | 2030 | 2035 | 2040
BM | 0 | 0 | 0 | 0 | 0 | 0
CC | 0 | 0 | 0 | 0 | 0 | 0
CSP | 0 | 0 | 0 | 0 | 0 | 0
CT | 0 | 0 | 0 | 0 | 0 | 0
Coal | 0 | 0 | 0 | 0 | 0 | 0
Geo | 0 | 0 | 0 | 0 | 0 | 0
H | 0 | 0 | 0 | 0 | 0 | 0
LFG | 0 | 0 | 0 | 0 | 0 | 0
Nuc | 0 | 0 | 0 | 0 | 0 | 0
PS | 0 | 0 | 0 | 0 | 0 | 0
PV | 0 | 0 | 0 | 0 | 0 | 0
PeakG | 0 | 0 | 0 | 0 | 0 | 0
PeakO | 0 | 0 | 0 | 0 | 0 | 0
ST | 0 | 0 | 0 | 0 | 0 | 0
STOG | 0 | 0 | 0 | 0 | 0 | 0
STWD | 0 | 0 | 0 | 0 | 0 | 0
WT | 0 | 0 | 0 | 0 | 0 | 0
IGCC | 0 | 0 | 0 | 0 | 0 | 0
DemandResponse | 0 | 0 | 0 | 0 | 0 | 0
IGCC-CCS | 0 | 0 | 0 | 0 | 0 | 0
WT_off | 0 | 0 | 0 | 0 | 0 | 0
PseudoUnit | 0 | 0 | 0 | 0 | 0 | 0
FixedInterchange | 0 | 0 | 0 | 0 | 0 | 0
Levelized Retrofit Capital Costs by Reporting Type: NYISO_G-I
ReportingType | 2015 | 2020 | 2025 | 2030 | 2035 | 2040
BM | 0 | 0 | 0 | 0 | 0 | 0
CC | 0 | 0 | 0 | 0 | 0 | 0
CSP | 0 | 0 | 0 | 0 | 0 | 0
CT | 0 | 0 | 0 | 0 | 0 | 0
Coal | 0 | 0 | 0 | 0 | 0 | 0
Geo | 0 | 0 | 0 | 0 | 0 | 0
H | 0 | 0 | 0 | 0 | 0 | 0
LFG | 0 | 0 | 0 | 0 | 0 | 0
Nuc | 0 | 0 | 0 | 0 | 0 | 0
PS | 0 | 0 | 0 | 0 | 0 | 0
PV | 0 | 0 | 0 | 0 | 0 | 0
PeakG | 0 | 0 | 0 | 0 | 0 | 0
PeakO | 0 | 0 | 0 | 0 | 0 | 0
ST | 0 | 0 | 0 | 0 | 0 | 0
STOG | 0 | 0 | 0 | 0 | 0 | 0
STWD | 0 | 0 | 0 | 0 | 0 | 0
WT | 0 | 0 | 0 | 0 | 0 | 0
IGCC | 0 | 0 | 0 | 0 | 0 | 0
DemandResponse | 0 | 0 | 0 | 0 | 0 | 0
IGCC-CCS | 0 | 0 | 0 | 0 | 0 | 0
WT_off | 0 | 0 | 0 | 0 | 0 | 0
PseudoUnit | 0 | 0 | 0 | 0 | 0 | 0
FixedInterchange | 0 | 0 | 0 | 0 | 0 | 0
Levelized Retrofit Capital Costs by Reporting Type: NYISO_J-K
ReportingType | 2015 | 2020 | 2025 | 2030 | 2035 | 2040
BM | 0 | 0 | 0 | 0 | 0 | 0
CC | 0 | 0 | 0 | 0 | 0 | 0
CSP | 0 | 0 | 0 | 0 | 0 | 0
CT | 0 | 0 | 0 | 0 | 0 | 0
Coal | 0 | 0 | 0 | 0 | 0 | 0
Geo | 0 | 0 | 0 | 0 | 0 | 0
H | 0 | 0 | 0 | 0 | 0 | 0
LFG | 0 | 0 | 0 | 0 | 0 | 0
Nuc | 0 | 0 | 0 | 0 | 0 | 0
PS | 0 | 0 | 0 | 0 | 0 | 0
PV | 0 | 0 | 0 | 0 | 0 | 0
PeakG | 0 | 0 | 0 | 0 | 0 | 0
PeakO | 0 | 0 | 0 | 0 | 0 | 0
ST | 0 | 0 | 0 | 0 | 0 | 0
STOG | 0 | 0 | 0 | 0 | 0 | 0
STWD | 0 | 0 | 0 | 0 | 0 | 0
WT | 0 | 0 | 0 | 0 | 0 | 0
IGCC | 0 | 0 | 0 | 0 | 0 | 0
DemandResponse | 0 | 0 | 0 | 0 | 0 | 0
IGCC-CCS | 0 | 0 | 0 | 0 | 0 | 0
WT_off | 0 | 0 | 0 | 0 | 0 | 0
PseudoUnit | 0 | 0 | 0 | 0 | 0 | 0
FixedInterchange | 0 | 0 | 0 | 0 | 0 | 0
Levelized Retrofit Capital Costs by Reporting Type: PJM_E
ReportingType | 2015 | 2020 | 2025 | 2030 | 2035 | 2040
BM | 0 | 0 | 0 | 0 | 0 | 0
CC | 0 | 0 | 0 | 0 | 0 | 0
CSP | 0 | 0 | 0 | 0 | 0 | 0
CT | 0 | 0 | 0 | 0 | 0 | 0
Coal | 22.45 | 22.45 | 0 | 0 | 0 | 0
Geo | 0 | 0 | 0 | 0 | 0 | 0
H | 0 | 0 | 0 | 0 | 0 | 0
LFG | 0 | 0 | 0 | 0 | 0 | 0
Nuc | 0 | 0 | 0 | 0 | 0 | 0
PS | 0 | 0 | 0 | 0 | 0 | 0
PV | 0 | 0 | 0 | 0 | 0 | 0
PeakG | 0 | 0 | 0 | 0 | 0 | 0
PeakO | 0 | 0 | 0 | 0 | 0 | 0
ST | 0 | 0 | 0 | 0 | 0 | 0
STOG | 0 | 0 | 0 | 0 | 0 | 0
STWD | 0 | 0 | 0 | 0 | 0 | 0
WT | 0 | 0 | 0 | 0 | 0 | 0
IGCC | 0 | 0 | 0 | 0 | 0 | 0
DemandResponse | 0 | 0 | 0 | 0 | 0 | 0
IGCC-CCS | 0 | 0 | 0 | 0 | 0 | 0
WT_off | 0 | 0 | 0 | 0 | 0 | 0
PseudoUnit | 0 | 0 | 0 | 0 | 0 | 0
FixedInterchange | 0 | 0 | 0 | 0 | 0 | 0
Levelized Retrofit Capital Costs by Reporting Type: PJM_ROM
ReportingType | 2015 | 2020 | 2025 | 2030 | 2035 | 2040
BM | 0 | 0 | 0 | 0 | 0 | 0
CC | 0 | 0 | 0 | 0 | 0 | 0
CSP | 0 | 0 | 0 | 0 | 0 | 0
CT | 0 | 0 | 0 | 0 | 0 | 0
Coal | 14.63 | 153.06 | 153.06 | 0 | 0 | 0
Geo | 0 | 0 | 0 | 0 | 0 | 0
H | 0 | 0 | 0 | 0 | 0 | 0
LFG | 0 | 0 | 0 | 0 | 0 | 0
Nuc | 0 | 0 | 0 | 0 | 0 | 0
PS | 0 | 0 | 0 | 0 | 0 | 0
PV | 0 | 0 | 0 | 0 | 0 | 0
PeakG | 0 | 0 | 0 | 0 | 0 | 0
PeakO | 0 | 0 | 0 | 0 | 0 | 0
ST | 0 | 0 | 0 | 0 | 0 | 0
STOG | 0 | 0 | 0 | 0 | 0 | 0
STWD | 0 | 0 | 0 | 0 | 0 | 0
WT | 0 | 0 | 0 | 0 | 0 | 0
IGCC | 0 | 0 | 0 | 0 | 0 | 0
DemandResponse | 0 | 0 | 0 | 0 | 0 | 0
IGCC-CCS | 0 | 0 | 0 | 0 | 0 | 0
WT_off | 0 | 0 | 0 | 0 | 0 | 0
PseudoUnit | 0 | 0 | 0 | 0 | 0 | 0
FixedInterchange | 0 | 0 | 0 | 0 | 0 | 0
Levelized Retrofit Capital Costs by Reporting Type: PJM_ROR
ReportingType | 2015 | 2020 | 2025 | 2030 | 2035 | 2040
BM | 0 | 0 | 0 | 0 | 0 | 0
CC | 0 | 0 | 0 | 0 | 0 | 0
CSP | 0 | 0 | 0 | 0 | 0 | 0
CT | 0 | 0 | 0 | 0 | 0 | 0
Coal | 47 | 1039.98 | 1039.98 | 0 | 0 | 0
Geo | 0 | 0 | 0 | 0 | 0 | 0
H | 0 | 0 | 0 | 0 | 0 | 0
LFG | 0 | 0 | 0 | 0 | 0 | 0
Nuc | 0 | 0 | 0 | 0 | 0 | 0
PS | 0 | 0 | 0 | 0 | 0 | 0
PV | 0 | 0 | 0 | 0 | 0 | 0
PeakG | 0 | 0 | 0 | 0 | 0 | 0
PeakO | 0 | 0 | 0 | 0 | 0 | 0
ST | 0 | 0 | 0 | 0 | 0 | 0
STOG | 0 | 0 | 0 | 0 | 0 | 0
STWD | 0 | 0 | 0 | 0 | 0 | 0
WT | 0 | 0 | 0 | 0 | 0 | 0
IGCC | 0 | 0 | 0 | 0 | 0 | 0
DemandResponse | 0 | 0 | 0 | 0 | 0 | 0
IGCC-CCS | 0 | 0 | 0 | 0 | 0 | 0
WT_off | 0 | 0 | 0 | 0 | 0 | 0
PseudoUnit | 0 | 0 | 0 | 0 | 0 | 0
FixedInterchange | 0 | 0 | 0 | 0 | 0 | 0
Levelized Retrofit Capital Costs by Reporting Type: SOCO
ReportingType | 2015 | 2020 | 2025 | 2030 | 2035 | 2040
BM | 0 | 0 | 0 | 0 | 0 | 0
CC | 0 | 0 | 0 | 0 | 0 | 0
CSP | 0 | 0 | 0 | 0 | 0 | 0
CT | 0 | 0 | 0 | 0 | 0 | 0
Coal | 400.35 | 586.79 | 186.45 | 0 | 0 | 0
Geo | 0 | 0 | 0 | 0 | 0 | 0
H | 0 | 0 | 0 | 0 | 0 | 0
LFG | 0 | 0 | 0 | 0 | 0 | 0
Nuc | 0 | 0 | 0 | 0 | 0 | 0
PS | 0 | 0 | 0 | 0 | 0 | 0
PV | 0 | 0 | 0 | 0 | 0 | 0
PeakG | 0 | 0 | 0 | 0 | 0 | 0
PeakO | 0 | 0 | 0 | 0 | 0 | 0
ST | 0 | 0 | 0 | 0 | 0 | 0
STOG | 0 | 0 | 0 | 0 | 0 | 0
STWD | 0 | 0 | 0 | 0 | 0 | 0
WT | 0 | 0 | 0 | 0 | 0 | 0
IGCC | 0 | 0 | 0 | 0 | 0 | 0
DemandResponse | 0 | 0 | 0 | 0 | 0 | 0
IGCC-CCS | 0 | 0 | 0 | 0 | 0 | 0
WT_off | 0 | 0 | 0 | 0 | 0 | 0
PseudoUnit | 0 | 0 | 0 | 0 | 0 | 0
FixedInterchange | 0 | 0 | 0 | 0 | 0 | 0
Levelized Retrofit Capital Costs by Reporting Type: SPP_N
ReportingType | 2015 | 2020 | 2025 | 2030 | 2035 | 2040
BM | 0 | 0 | 0 | 0 | 0 | 0
CC | 0 | 0 | 0 | 0 | 0 | 0
CSP | 0 | 0 | 0 | 0 | 0 | 0
CT | 0 | 0 | 0 | 0 | 0 | 0
Coal | 0 | 160.61 | 160.61 | 0 | 0 | 0
Geo | 0 | 0 | 0 | 0 | 0 | 0
H | 0 | 0 | 0 | 0 | 0 | 0
LFG | 0 | 0 | 0 | 0 | 0 | 0
Nuc | 0 | 0 | 0 | 0 | 0 | 0
PS | 0 | 0 | 0 | 0 | 0 | 0
PV | 0 | 0 | 0 | 0 | 0 | 0
PeakG | 0 | 0 | 0 | 0 | 0 | 0
PeakO | 0 | 0 | 0 | 0 | 0 | 0
ST | 0 | 0 | 0 | 0 | 0 | 0
STOG | 0 | 0 | 0 | 0 | 0 | 0
STWD | 0 | 0 | 0 | 0 | 0 | 0
WT | 0 | 0 | 0 | 0 | 0 | 0
IGCC | 0 | 0 | 0 | 0 | 0 | 0
DemandResponse | 0 | 0 | 0 | 0 | 0 | 0
IGCC-CCS | 0 | 0 | 0 | 0 | 0 | 0
WT_off | 0 | 0 | 0 | 0 | 0 | 0
PseudoUnit | 0 | 0 | 0 | 0 | 0 | 0
FixedInterchange | 0 | 0 | 0 | 0 | 0 | 0
Levelized Retrofit Capital Costs by Reporting Type: SPP_S
ReportingType | 2015 | 2020 | 2025 | 2030 | 2035 | 2040
BM | 0 | 0 | 0 | 0 | 0 | 0
CC | 0 | 0 | 0 | 0 | 0 | 0
CSP | 0 | 0 | 0 | 0 | 0 | 0
CT | 0 | 0 | 0 | 0 | 0 | 0
Coal | 0 | 203.07 | 203.07 | 0 | 0 | 0
Geo | 0 | 0 | 0 | 0 | 0 | 0
H | 0 | 0 | 0 | 0 | 0 | 0
LFG | 0 | 0 | 0 | 0 | 0 | 0
Nuc | 0 | 0 | 0 | 0 | 0 | 0
PS | 0 | 0 | 0 | 0 | 0 | 0
PV | 0 | 0 | 0 | 0 | 0 | 0
PeakG | 0 | 0 | 0 | 0 | 0 | 0
PeakO | 0 | 0 | 0 | 0 | 0 | 0
ST | 0 | 0 | 0 | 0 | 0 | 0
STOG | 0 | 0 | 0 | 0 | 0 | 0
STWD | 0 | 0 | 0 | 0 | 0 | 0
WT | 0 | 0 | 0 | 0 | 0 | 0
IGCC | 0 | 0 | 0 | 0 | 0 | 0
DemandResponse | 0 | 0 | 0 | 0 | 0 | 0
IGCC-CCS | 0 | 0 | 0 | 0 | 0 | 0
WT_off | 0 | 0 | 0 | 0 | 0 | 0
PseudoUnit | 0 | 0 | 0 | 0 | 0 | 0
FixedInterchange | 0 | 0 | 0 | 0 | 0 | 0
Levelized Retrofit Capital Costs by Reporting Type: TVA
ReportingType | 2015 | 2020 | 2025 | 2030 | 2035 | 2040
BM | 0 | 0 | 0 | 0 | 0 | 0
CC | 0 | 0 | 0 | 0 | 0 | 0
CSP | 0 | 0 | 0 | 0 | 0 | 0
CT | 0 | 0 | 0 | 0 | 0 | 0
Coal | 0 | 248.72 | 248.72 | 0 | 0 | 0
Geo | 0 | 0 | 0 | 0 | 0 | 0
H | 0 | 0 | 0 | 0 | 0 | 0
LFG | 0 | 0 | 0 | 0 | 0 | 0
Nuc | 0 | 0 | 0 | 0 | 0 | 0
PS | 0 | 0 | 0 | 0 | 0 | 0
PV | 0 | 0 | 0 | 0 | 0 | 0
PeakG | 0 | 0 | 0 | 0 | 0 | 0
PeakO | 0 | 0 | 0 | 0 | 0 | 0
ST | 0 | 0 | 0 | 0 | 0 | 0
STOG | 0 | 0 | 0 | 0 | 0 | 0
STWD | 0 | 0 | 0 | 0 | 0 | 0
WT | 0 | 0 | 0 | 0 | 0 | 0
IGCC | 0 | 0 | 0 | 0 | 0 | 0
DemandResponse | 0 | 0 | 0 | 0 | 0 | 0
IGCC-CCS | 0 | 0 | 0 | 0 | 0 | 0
WT_off | 0 | 0 | 0 | 0 | 0 | 0
PseudoUnit | 0 | 0 | 0 | 0 | 0 | 0
FixedInterchange | 0 | 0 | 0 | 0 | 0 | 0
Levelized Retrofit Capital Costs by Reporting Type: TVA_Transmission
ReportingType | 2015 | 2020 | 2025 | 2030 | 2035 | 2040
BM | 0 | 0 | 0 | 0 | 0 | 0
CC | 0 | 0 | 0 | 0 | 0 | 0
CSP | 0 | 0 | 0 | 0 | 0 | 0
CT | 0 | 0 | 0 | 0 | 0 | 0
Coal | 0 | 0 | 0 | 0 | 0 | 0
Geo | 0 | 0 | 0 | 0 | 0 | 0
H | 0 | 0 | 0 | 0 | 0 | 0
LFG | 0 | 0 | 0 | 0 | 0 | 0
Nuc | 0 | 0 | 0 | 0 | 0 | 0
PS | 0 | 0 | 0 | 0 | 0 | 0
PV | 0 | 0 | 0 | 0 | 0 | 0
PeakG | 0 | 0 | 0 | 0 | 0 | 0
PeakO | 0 | 0 | 0 | 0 | 0 | 0
ST | 0 | 0 | 0 | 0 | 0 | 0
STOG | 0 | 0 | 0 | 0 | 0 | 0
STWD | 0 | 0 | 0 | 0 | 0 | 0
WT | 0 | 0 | 0 | 0 | 0 | 0
IGCC | 0 | 0 | 0 | 0 | 0 | 0
DemandResponse | 0 | 0 | 0 | 0 | 0 | 0
IGCC-CCS | 0 | 0 | 0 | 0 | 0 | 0
WT_off | 0 | 0 | 0 | 0 | 0 | 0
PseudoUnit | 0 | 0 | 0 | 0 | 0 | 0
FixedInterchange | 0 | 0 | 0 | 0 | 0 | 0
Levelized Retrofit Capital Costs by Reporting Type: VACAR
ReportingType | 2015 | 2020 | 2025 | 2030 | 2035 | 2040
BM | 0 | 0 | 0 | 0 | 0 | 0
CC | 0 | 0 | 0 | 0 | 0 | 0
CSP | 0 | 0 | 0 | 0 | 0 | 0
CT | 0 | 0 | 0 | 0 | 0 | 0
Coal | 0 | 159.91 | 159.91 | 0 | 0 | 0
Geo | 0 | 0 | 0 | 0 | 0 | 0
H | 0 | 0 | 0 | 0 | 0 | 0
LFG | 0 | 0 | 0 | 0 | 0 | 0
Nuc | 0 | 0 | 0 | 0 | 0 | 0
PS | 0 | 0 | 0 | 0 | 0 | 0
PV | 0 | 0 | 0 | 0 | 0 | 0
PeakG | 0 | 0 | 0 | 0 | 0 | 0
PeakO | 0 | 0 | 0 | 0 | 0 | 0
ST | 0 | 0 | 0 | 0 | 0 | 0
STOG | 0 | 0 | 0 | 0 | 0 | 0
STWD | 0 | 0 | 0 | 0 | 0 | 0
WT | 0 | 0 | 0 | 0 | 0 | 0
IGCC | 0 | 0 | 0 | 0 | 0 | 0
DemandResponse | 0 | 0 | 0 | 0 | 0 | 0
IGCC-CCS | 0 | 0 | 0 | 0 | 0 | 0
WT_off | 0 | 0 | 0 | 0 | 0 | 0
PseudoUnit | 0 | 0 | 0 | 0 | 0 | 0
FixedInterchange | 0 | 0 | 0 | 0 | 0 | 0
Levelized Retrofit Capital Costs by Reporting Type: IESO
ReportingType | 2015 | 2020 | 2025 | 2030 | 2035 | 2040
BM | 0 | 0 | 0 | 0 | 0 | 0
CC | 0 | 0 | 0 | 0 | 0 | 0
CSP | 0 | 0 | 0 | 0 | 0 | 0
CT | 0 | 0 | 0 | 0 | 0 | 0
Coal | 0 | 0 | 0 | 0 | 0 | 0
Geo | 0 | 0 | 0 | 0 | 0 | 0
H | 0 | 0 | 0 | 0 | 0 | 0
LFG | 0 | 0 | 0 | 0 | 0 | 0
Nuc | 0 | 0 | 0 | 0 | 0 | 0
PS | 0 | 0 | 0 | 0 | 0 | 0
PV | 0 | 0 | 0 | 0 | 0 | 0
PeakG | 0 | 0 | 0 | 0 | 0 | 0
PeakO | 0 | 0 | 0 | 0 | 0 | 0
ST | 0 | 0 | 0 | 0 | 0 | 0
STOG | 0 | 0 | 0 | 0 | 0 | 0
STWD | 0 | 0 | 0 | 0 | 0 | 0
WT | 0 | 0 | 0 | 0 | 0 | 0
IGCC | 0 | 0 | 0 | 0 | 0 | 0
DemandResponse | 0 | 0 | 0 | 0 | 0 | 0
IGCC-CCS | 0 | 0 | 0 | 0 | 0 | 0
WT_off | 0 | 0 | 0 | 0 | 0 | 0
PseudoUnit | 0 | 0 | 0 | 0 | 0 | 0
FixedInterchange | 0 | 0 | 0 | 0 | 0 | 0
Levelized Retrofit Capital Costs by Reporting Type: MAPP_CA
ReportingType | 2015 | 2020 | 2025 | 2030 | 2035 | 2040
BM | 0 | 0 | 0 | 0 | 0 | 0
CC | 0 | 0 | 0 | 0 | 0 | 0
CSP | 0 | 0 | 0 | 0 | 0 | 0
CT | 0 | 0 | 0 | 0 | 0 | 0
Coal | 0 | 0 | 0 | 0 | 0 | 0
Geo | 0 | 0 | 0 | 0 | 0 | 0
H | 0 | 0 | 0 | 0 | 0 | 0
LFG | 0 | 0 | 0 | 0 | 0 | 0
Nuc | 0 | 0 | 0 | 0 | 0 | 0
PS | 0 | 0 | 0 | 0 | 0 | 0
PV | 0 | 0 | 0 | 0 | 0 | 0
PeakG | 0 | 0 | 0 | 0 | 0 | 0
PeakO | 0 | 0 | 0 | 0 | 0 | 0
ST | 0 | 0 | 0 | 0 | 0 | 0
STOG | 0 | 0 | 0 | 0 | 0 | 0
STWD | 0 | 0 | 0 | 0 | 0 | 0
WT | 0 | 0 | 0 | 0 | 0 | 0
IGCC | 0 | 0 | 0 | 0 | 0 | 0
DemandResponse | 0 | 0 | 0 | 0 | 0 | 0
IGCC-CCS | 0 | 0 | 0 | 0 | 0 | 0
WT_off | 0 | 0 | 0 | 0 | 0 | 0
PseudoUnit | 0 | 0 | 0 | 0 | 0 | 0
FixedInterchange | 0 | 0 | 0 | 0 | 0 | 0
Levelized Retrofit Capital Costs by Reporting Type: AZ_NM_SNV_Coal
ReportingType | 2015 | 2020 | 2025 | 2030 | 2035 | 2040
BM | 0 | 0 | 0 | 0 | 0 | 0
CC | 0 | 0 | 0 | 0 | 0 | 0
CSP | 0 | 0 | 0 | 0 | 0 | 0
CT | 0 | 0 | 0 | 0 | 0 | 0
Coal | 49.67 | 122 | 89.07 | 0 | 0 | 0
Geo | 0 | 0 | 0 | 0 | 0 | 0
H | 0 | 0 | 0 | 0 | 0 | 0
LFG | 0 | 0 | 0 | 0 | 0 | 0
Nuc | 0 | 0 | 0 | 0 | 0 | 0
PS | 0 | 0 | 0 | 0 | 0 | 0
PV | 0 | 0 | 0 | 0 | 0 | 0
PeakG | 0 | 0 | 0 | 0 | 0 | 0
PeakO | 0 | 0 | 0 | 0 | 0 | 0
ST | 0 | 0 | 0 | 0 | 0 | 0
STOG | 0 | 0 | 0 | 0 | 0 | 0
STWD | 0 | 0 | 0 | 0 | 0 | 0
WT | 0 | 0 | 0 | 0 | 0 | 0
IGCC | 0 | 0 | 0 | 0 | 0 | 0
DemandResponse | 0 | 0 | 0 | 0 | 0 | 0
IGCC-CCS | 0 | 0 | 0 | 0 | 0 | 0
WT_off | 0 | 0 | 0 | 0 | 0 | 0
PseudoUnit | 0 | 0 | 0 | 0 | 0 | 0
FixedInterchange | 0 | 0 | 0 | 0 | 0 | 0
Levelized Retrofit Capital Costs by Reporting Type: AZ_NM_SNV_Gas
ReportingType | 2015 | 2020 | 2025 | 2030 | 2035 | 2040
BM | 0 | 0 | 0 | 0 | 0 | 0
CC | 0 | 0 | 0 | 0 | 0 | 0
CSP | 0 | 0 | 0 | 0 | 0 | 0
CT | 0 | 0 | 0 | 0 | 0 | 0
Coal | 0 | 0 | 0 | 0 | 0 | 0
Geo | 0 | 0 | 0 | 0 | 0 | 0
H | 0 | 0 | 0 | 0 | 0 | 0
LFG | 0 | 0 | 0 | 0 | 0 | 0
Nuc | 0 | 0 | 0 | 0 | 0 | 0
PS | 0 | 0 | 0 | 0 | 0 | 0
PV | 0 | 0 | 0 | 0 | 0 | 0
PeakG | 0 | 0 | 0 | 0 | 0 | 0
PeakO | 0 | 0 | 0 | 0 | 0 | 0
ST | 0 | 0 | 0 | 0 | 0 | 0
STOG | 0 | 0 | 0 | 0 | 0 | 0
STWD | 0 | 0 | 0 | 0 | 0 | 0
WT | 0 | 0 | 0 | 0 | 0 | 0
IGCC | 0 | 0 | 0 | 0 | 0 | 0
DemandResponse | 0 | 0 | 0 | 0 | 0 | 0
IGCC-CCS | 0 | 0 | 0 | 0 | 0 | 0
WT_off | 0 | 0 | 0 | 0 | 0 | 0
PseudoUnit | 0 | 0 | 0 | 0 | 0 | 0
FixedInterchange | 0 | 0 | 0 | 0 | 0 | 0
Levelized Retrofit Capital Costs by Reporting Type: AZ_NM_SNV_NucRenew
ReportingType | 2015 | 2020 | 2025 | 2030 | 2035 | 2040
BM | 0 | 0 | 0 | 0 | 0 | 0
CC | 0 | 0 | 0 | 0 | 0 | 0
CSP | 0 | 0 | 0 | 0 | 0 | 0
CT | 0 | 0 | 0 | 0 | 0 | 0
Coal | 0 | 0 | 0 | 0 | 0 | 0
Geo | 0 | 0 | 0 | 0 | 0 | 0
H | 0 | 0 | 0 | 0 | 0 | 0
LFG | 0 | 0 | 0 | 0 | 0 | 0
Nuc | 0 | 0 | 0 | 0 | 0 | 0
PS | 0 | 0 | 0 | 0 | 0 | 0
PV | 0 | 0 | 0 | 0 | 0 | 0
PeakG | 0 | 0 | 0 | 0 | 0 | 0
PeakO | 0 | 0 | 0 | 0 | 0 | 0
ST | 0 | 0 | 0 | 0 | 0 | 0
STOG | 0 | 0 | 0 | 0 | 0 | 0
STWD | 0 | 0 | 0 | 0 | 0 | 0
WT | 0 | 0 | 0 | 0 | 0 | 0
IGCC | 0 | 0 | 0 | 0 | 0 | 0
DemandResponse | 0 | 0 | 0 | 0 | 0 | 0
IGCC-CCS | 0 | 0 | 0 | 0 | 0 | 0
WT_off | 0 | 0 | 0 | 0 | 0 | 0
PseudoUnit | 0 | 0 | 0 | 0 | 0 | 0
FixedInterchange | 0 | 0 | 0 | 0 | 0 | 0
Levelized Retrofit Capital Costs by Reporting Type: ERCOT
ReportingType | 2015 | 2020 | 2025 | 2030 | 2035 | 2040
BM | 0 | 0 | 0 | 0 | 0 | 0
CC | 0 | 0 | 0 | 0 | 0 | 0
CSP | 0 | 0 | 0 | 0 | 0 | 0
CT | 0 | 0 | 0 | 0 | 0 | 0
Coal | 82.51 | 271.76 | 271.76 | 0 | 0 | 0
Geo | 0 | 0 | 0 | 0 | 0 | 0
H | 0 | 0 | 0 | 0 | 0 | 0
LFG | 0 | 0 | 0 | 0 | 0 | 0
Nuc | 0 | 0 | 0 | 0 | 0 | 0
PS | 0 | 0 | 0 | 0 | 0 | 0
PV | 0 | 0 | 0 | 0 | 0 | 0
PeakG | 0 | 0 | 0 | 0 | 0 | 0
PeakO | 0 | 0 | 0 | 0 | 0 | 0
ST | 0 | 0 | 0 | 0 | 0 | 0
STOG | 0 | 0 | 0 | 0 | 0 | 0
STWD | 0 | 0 | 0 | 0 | 0 | 0
WT | 0 | 0 | 0 | 0 | 0 | 0
IGCC | 0 | 0 | 0 | 0 | 0 | 0
DemandResponse | 0 | 0 | 0 | 0 | 0 | 0
IGCC-CCS | 0 | 0 | 0 | 0 | 0 | 0
WT_off | 0 | 0 | 0 | 0 | 0 | 0
PseudoUnit | 0 | 0 | 0 | 0 | 0 | 0
FixedInterchange | 0 | 0 | 0 | 0 | 0 | 0
Levelized Retrofit Capital Costs by Reporting Type: NP15
ReportingType | 2015 | 2020 | 2025 | 2030 | 2035 | 2040
BM | 0 | 0 | 0 | 0 | 0 | 0
CC | 0 | 0 | 0 | 0 | 0 | 0
CSP | 0 | 0 | 0 | 0 | 0 | 0
CT | 0 | 0 | 0 | 0 | 0 | 0
Coal | 0 | 0 | 0 | 0 | 0 | 0
Geo | 0 | 0 | 0 | 0 | 0 | 0
H | 0 | 0 | 0 | 0 | 0 | 0
LFG | 0 | 0 | 0 | 0 | 0 | 0
Nuc | 0 | 0 | 0 | 0 | 0 | 0
PS | 0 | 0 | 0 | 0 | 0 | 0
PV | 0 | 0 | 0 | 0 | 0 | 0
PeakG | 0 | 0 | 0 | 0 | 0 | 0
PeakO | 0 | 0 | 0 | 0 | 0 | 0
ST | 0 | 0 | 0 | 0 | 0 | 0
STOG | 0 | 0 | 0 | 0 | 0 | 0
STWD | 0 | 0 | 0 | 0 | 0 | 0
WT | 0 | 0 | 0 | 0 | 0 | 0
IGCC | 0 | 0 | 0 | 0 | 0 | 0
DemandResponse | 0 | 0 | 0 | 0 | 0 | 0
IGCC-CCS | 0 | 0 | 0 | 0 | 0 | 0
WT_off | 0 | 0 | 0 | 0 | 0 | 0
PseudoUnit | 0 | 0 | 0 | 0 | 0 | 0
FixedInterchange | 0 | 0 | 0 | 0 | 0 | 0
Levelized Retrofit Capital Costs by Reporting Type: NWPP_Coal
ReportingType | 2015 | 2020 | 2025 | 2030 | 2035 | 2040
BM | 0 | 0 | 0 | 0 | 0 | 0
CC | 0 | 0 | 0 | 0 | 0 | 0
CSP | 0 | 0 | 0 | 0 | 0 | 0
CT | 0 | 0 | 0 | 0 | 0 | 0
Coal | 0 | 172.68 | 172.68 | 0 | 0 | 0
Geo | 0 | 0 | 0 | 0 | 0 | 0
H | 0 | 0 | 0 | 0 | 0 | 0
LFG | 0 | 0 | 0 | 0 | 0 | 0
Nuc | 0 | 0 | 0 | 0 | 0 | 0
PS | 0 | 0 | 0 | 0 | 0 | 0
PV | 0 | 0 | 0 | 0 | 0 | 0
PeakG | 0 | 0 | 0 | 0 | 0 | 0
PeakO | 0 | 0 | 0 | 0 | 0 | 0
ST | 0 | 0 | 0 | 0 | 0 | 0
STOG | 0 | 0 | 0 | 0 | 0 | 0
STWD | 0 | 0 | 0 | 0 | 0 | 0
WT | 0 | 0 | 0 | 0 | 0 | 0
IGCC | 0 | 0 | 0 | 0 | 0 | 0
DemandResponse | 0 | 0 | 0 | 0 | 0 | 0
IGCC-CCS | 0 | 0 | 0 | 0 | 0 | 0
WT_off | 0 | 0 | 0 | 0 | 0 | 0
PseudoUnit | 0 | 0 | 0 | 0 | 0 | 0
FixedInterchange | 0 | 0 | 0 | 0 | 0 | 0
Levelized Retrofit Capital Costs by Reporting Type: NWPP_Gas
ReportingType | 2015 | 2020 | 2025 | 2030 | 2035 | 2040
BM | 0 | 0 | 0 | 0 | 0 | 0
CC | 0 | 0 | 0 | 0 | 0 | 0
CSP | 0 | 0 | 0 | 0 | 0 | 0
CT | 0 | 0 | 0 | 0 | 0 | 0
Coal | 0 | 0 | 0 | 0 | 0 | 0
Geo | 0 | 0 | 0 | 0 | 0 | 0
H | 0 | 0 | 0 | 0 | 0 | 0
LFG | 0 | 0 | 0 | 0 | 0 | 0
Nuc | 0 | 0 | 0 | 0 | 0 | 0
PS | 0 | 0 | 0 | 0 | 0 | 0
PV | 0 | 0 | 0 | 0 | 0 | 0
PeakG | 0 | 0 | 0 | 0 | 0 | 0
PeakO | 0 | 0 | 0 | 0 | 0 | 0
ST | 0 | 0 | 0 | 0 | 0 | 0
STOG | 0 | 0 | 0 | 0 | 0 | 0
STWD | 0 | 0 | 0 | 0 | 0 | 0
WT | 0 | 0 | 0 | 0 | 0 | 0
IGCC | 0 | 0 | 0 | 0 | 0 | 0
DemandResponse | 0 | 0 | 0 | 0 | 0 | 0
IGCC-CCS | 0 | 0 | 0 | 0 | 0 | 0
WT_off | 0 | 0 | 0 | 0 | 0 | 0
PseudoUnit | 0 | 0 | 0 | 0 | 0 | 0
FixedInterchange | 0 | 0 | 0 | 0 | 0 | 0
Levelized Retrofit Capital Costs by Reporting Type: NWPP_NucRenew
ReportingType | 2015 | 2020 | 2025 | 2030 | 2035 | 2040
BM | 0 | 0 | 0 | 0 | 0 | 0
CC | 0 | 0 | 0 | 0 | 0 | 0
CSP | 0 | 0 | 0 | 0 | 0 | 0
CT | 0 | 0 | 0 | 0 | 0 | 0
Coal | 0 | 0 | 0 | 0 | 0 | 0
Geo | 0 | 0 | 0 | 0 | 0 | 0
H | 0 | 0 | 0 | 0 | 0 | 0
LFG | 0 | 0 | 0 | 0 | 0 | 0
Nuc | 0 | 0 | 0 | 0 | 0 | 0
PS | 0 | 0 | 0 | 0 | 0 | 0
PV | 0 | 0 | 0 | 0 | 0 | 0
PeakG | 0 | 0 | 0 | 0 | 0 | 0
PeakO | 0 | 0 | 0 | 0 | 0 | 0
ST | 0 | 0 | 0 | 0 | 0 | 0
STOG | 0 | 0 | 0 | 0 | 0 | 0
STWD | 0 | 0 | 0 | 0 | 0 | 0
WT | 0 | 0 | 0 | 0 | 0 | 0
IGCC | 0 | 0 | 0 | 0 | 0 | 0
DemandResponse | 0 | 0 | 0 | 0 | 0 | 0
IGCC-CCS | 0 | 0 | 0 | 0 | 0 | 0
WT_off | 0 | 0 | 0 | 0 | 0 | 0
PseudoUnit | 0 | 0 | 0 | 0 | 0 | 0
FixedInterchange | 0 | 0 | 0 | 0 | 0 | 0
Levelized Retrofit Capital Costs by Reporting Type: RMPA
ReportingType | 2015 | 2020 | 2025 | 2030 | 2035 | 2040
BM | 0 | 0 | 0 | 0 | 0 | 0
CC | 0 | 0 | 0 | 0 | 0 | 0
CSP | 0 | 0 | 0 | 0 | 0 | 0
CT | 0 | 0 | 0 | 0 | 0 | 0
Coal | 29.11 | 91.53 | 91.53 | 0 | 0 | 0
Geo | 0 | 0 | 0 | 0 | 0 | 0
H | 0 | 0 | 0 | 0 | 0 | 0
LFG | 0 | 0 | 0 | 0 | 0 | 0
Nuc | 0 | 0 | 0 | 0 | 0 | 0
PS | 0 | 0 | 0 | 0 | 0 | 0
PV | 0 | 0 | 0 | 0 | 0 | 0
PeakG | 0 | 0 | 0 | 0 | 0 | 0
PeakO | 0 | 0 | 0 | 0 | 0 | 0
ST | 0 | 0 | 0 | 0 | 0 | 0
STOG | 0 | 0 | 0 | 0 | 0 | 0
STWD | 0 | 0 | 0 | 0 | 0 | 0
WT | 0 | 0 | 0 | 0 | 0 | 0
IGCC | 0 | 0 | 0 | 0 | 0 | 0
DemandResponse | 0 | 0 | 0 | 0 | 0 | 0
IGCC-CCS | 0 | 0 | 0 | 0 | 0 | 0
WT_off | 0 | 0 | 0 | 0 | 0 | 0
PseudoUnit | 0 | 0 | 0 | 0 | 0 | 0
FixedInterchange | 0 | 0 | 0 | 0 | 0 | 0
Levelized Retrofit Capital Costs by Reporting Type: SP15
ReportingType | 2015 | 2020 | 2025 | 2030 | 2035 | 2040
BM | 0 | 0 | 0 | 0 | 0 | 0
CC | 0 | 0 | 0 | 0 | 0 | 0
CSP | 0 | 0 | 0 | 0 | 0 | 0
CT | 0 | 0 | 0 | 0 | 0 | 0
Coal | 0 | 2.92 | 2.92 | 0 | 0 | 0
Geo | 0 | 0 | 0 | 0 | 0 | 0
H | 0 | 0 | 0 | 0 | 0 | 0
LFG | 0 | 0 | 0 | 0 | 0 | 0
Nuc | 0 | 0 | 0 | 0 | 0 | 0
PS | 0 | 0 | 0 | 0 | 0 | 0
PV | 0 | 0 | 0 | 0 | 0 | 0
PeakG | 0 | 0 | 0 | 0 | 0 | 0
PeakO | 0 | 0 | 0 | 0 | 0 | 0
ST | 0 | 0 | 0 | 0 | 0 | 0
STOG | 0 | 0 | 0 | 0 | 0 | 0
STWD | 0 | 0 | 0 | 0 | 0 | 0
WT | 0 | 0 | 0 | 0 | 0 | 0
IGCC | 0 | 0 | 0 | 0 | 0 | 0
DemandResponse | 0 | 0 | 0 | 0 | 0 | 0
IGCC-CCS | 0 | 0 | 0 | 0 | 0 | 0
WT_off | 0 | 0 | 0 | 0 | 0 | 0
PseudoUnit | 0 | 0 | 0 | 0 | 0 | 0
FixedInterchange | 0 | 0 | 0 | 0 | 0 | 0
Levelized Retrofit Capital Costs by Reporting Type: ALB
ReportingType | 2015 | 2020 | 2025 | 2030 | 2035 | 2040
BM | 0 | 0 | 0 | 0 | 0 | 0
CC | 0 | 0 | 0 | 0 | 0 | 0
CSP | 0 | 0 | 0 | 0 | 0 | 0
CT | 0 | 0 | 0 | 0 | 0 | 0
Coal | 0 | 0 | 0 | 0 | 0 | 0
Geo | 0 | 0 | 0 | 0 | 0 | 0
H | 0 | 0 | 0 | 0 | 0 | 0
LFG | 0 | 0 | 0 | 0 | 0 | 0
Nuc | 0 | 0 | 0 | 0 | 0 | 0
PS | 0 | 0 | 0 | 0 | 0 | 0
PV | 0 | 0 | 0 | 0 | 0 | 0
PeakG | 0 | 0 | 0 | 0 | 0 | 0
PeakO | 0 | 0 | 0 | 0 | 0 | 0
ST | 0 | 0 | 0 | 0 | 0 | 0
STOG | 0 | 0 | 0 | 0 | 0 | 0
STWD | 0 | 0 | 0 | 0 | 0 | 0
WT | 0 | 0 | 0 | 0 | 0 | 0
IGCC | 0 | 0 | 0 | 0 | 0 | 0
DemandResponse | 0 | 0 | 0 | 0 | 0 | 0
IGCC-CCS | 0 | 0 | 0 | 0 | 0 | 0
WT_off | 0 | 0 | 0 | 0 | 0 | 0
PseudoUnit | 0 | 0 | 0 | 0 | 0 | 0
FixedInterchange | 0 | 0 | 0 | 0 | 0 | 0
Levelized Retrofit Capital Costs by Reporting Type: BC
ReportingType | 2015 | 2020 | 2025 | 2030 | 2035 | 2040
BM | 0 | 0 | 0 | 0 | 0 | 0
CC | 0 | 0 | 0 | 0 | 0 | 0
CSP | 0 | 0 | 0 | 0 | 0 | 0
CT | 0 | 0 | 0 | 0 | 0 | 0
Coal | 0 | 0 | 0 | 0 | 0 | 0
Geo | 0 | 0 | 0 | 0 | 0 | 0
H | 0 | 0 | 0 | 0 | 0 | 0
LFG | 0 | 0 | 0 | 0 | 0 | 0
Nuc | 0 | 0 | 0 | 0 | 0 | 0
PS | 0 | 0 | 0 | 0 | 0 | 0
PV | 0 | 0 | 0 | 0 | 0 | 0
PeakG | 0 | 0 | 0 | 0 | 0 | 0
PeakO | 0 | 0 | 0 | 0 | 0 | 0
ST | 0 | 0 | 0 | 0 | 0 | 0
STOG | 0 | 0 | 0 | 0 | 0 | 0
STWD | 0 | 0 | 0 | 0 | 0 | 0
WT | 0 | 0 | 0 | 0 | 0 | 0
IGCC | 0 | 0 | 0 | 0 | 0 | 0
DemandResponse | 0 | 0 | 0 | 0 | 0 | 0
IGCC-CCS | 0 | 0 | 0 | 0 | 0 | 0
WT_off | 0 | 0 | 0 | 0 | 0 | 0
PseudoUnit | 0 | 0 | 0 | 0 | 0 | 0
FixedInterchange | 0 | 0 | 0 | 0 | 0 | 0
Levelized Retrofit Capital Costs by Reporting Type: HQ_IESO
ReportingType | 2015 | 2020 | 2025 | 2030 | 2035 | 2040
BM | 0 | 0 | 0 | 0 | 0 | 0
CC | 0 | 0 | 0 | 0 | 0 | 0
CSP | 0 | 0 | 0 | 0 | 0 | 0
CT | 0 | 0 | 0 | 0 | 0 | 0
Coal | 0 | 0 | 0 | 0 | 0 | 0
Geo | 0 | 0 | 0 | 0 | 0 | 0
H | 0 | 0 | 0 | 0 | 0 | 0
LFG | 0 | 0 | 0 | 0 | 0 | 0
Nuc | 0 | 0 | 0 | 0 | 0 | 0
PS | 0 | 0 | 0 | 0 | 0 | 0
PV | 0 | 0 | 0 | 0 | 0 | 0
PeakG | 0 | 0 | 0 | 0 | 0 | 0
PeakO | 0 | 0 | 0 | 0 | 0 | 0
ST | 0 | 0 | 0 | 0 | 0 | 0
STOG | 0 | 0 | 0 | 0 | 0 | 0
STWD | 0 | 0 | 0 | 0 | 0 | 0
WT | 0 | 0 | 0 | 0 | 0 | 0
IGCC | 0 | 0 | 0 | 0 | 0 | 0
DemandResponse | 0 | 0 | 0 | 0 | 0 | 0
IGCC-CCS | 0 | 0 | 0 | 0 | 0 | 0
WT_off | 0 | 0 | 0 | 0 | 0 | 0
PseudoUnit | 0 | 0 | 0 | 0 | 0 | 0
FixedInterchange | 0 | 0 | 0 | 0 | 0 | 0
Levelized Retrofit Capital Costs by Reporting Type: HQ_NEISO
ReportingType | 2015 | 2020 | 2025 | 2030 | 2035 | 2040
BM | 0 | 0 | 0 | 0 | 0 | 0
CC | 0 | 0 | 0 | 0 | 0 | 0
CSP | 0 | 0 | 0 | 0 | 0 | 0
CT | 0 | 0 | 0 | 0 | 0 | 0
Coal | 0 | 0 | 0 | 0 | 0 | 0
Geo | 0 | 0 | 0 | 0 | 0 | 0
H | 0 | 0 | 0 | 0 | 0 | 0
LFG | 0 | 0 | 0 | 0 | 0 | 0
Nuc | 0 | 0 | 0 | 0 | 0 | 0
PS | 0 | 0 | 0 | 0 | 0 | 0
PV | 0 | 0 | 0 | 0 | 0 | 0
PeakG | 0 | 0 | 0 | 0 | 0 | 0
PeakO | 0 | 0 | 0 | 0 | 0 | 0
ST | 0 | 0 | 0 | 0 | 0 | 0
STOG | 0 | 0 | 0 | 0 | 0 | 0
STWD | 0 | 0 | 0 | 0 | 0 | 0
WT | 0 | 0 | 0 | 0 | 0 | 0
IGCC | 0 | 0 | 0 | 0 | 0 | 0
DemandResponse | 0 | 0 | 0 | 0 | 0 | 0
IGCC-CCS | 0 | 0 | 0 | 0 | 0 | 0
WT_off | 0 | 0 | 0 | 0 | 0 | 0
PseudoUnit | 0 | 0 | 0 | 0 | 0 | 0
FixedInterchange | 0 | 0 | 0 | 0 | 0 | 0
Levelized Retrofit Capital Costs by Reporting Type: HQ_NY
ReportingType | 2015 | 2020 | 2025 | 2030 | 2035 | 2040
BM | 0 | 0 | 0 | 0 | 0 | 0
CC | 0 | 0 | 0 | 0 | 0 | 0
CSP | 0 | 0 | 0 | 0 | 0 | 0
CT | 0 | 0 | 0 | 0 | 0 | 0
Coal | 0 | 0 | 0 | 0 | 0 | 0
Geo | 0 | 0 | 0 | 0 | 0 | 0
H | 0 | 0 | 0 | 0 | 0 | 0
LFG | 0 | 0 | 0 | 0 | 0 | 0
Nuc | 0 | 0 | 0 | 0 | 0 | 0
PS | 0 | 0 | 0 | 0 | 0 | 0
PV | 0 | 0 | 0 | 0 | 0 | 0
PeakG | 0 | 0 | 0 | 0 | 0 | 0
PeakO | 0 | 0 | 0 | 0 | 0 | 0
ST | 0 | 0 | 0 | 0 | 0 | 0
STOG | 0 | 0 | 0 | 0 | 0 | 0
STWD | 0 | 0 | 0 | 0 | 0 | 0
WT | 0 | 0 | 0 | 0 | 0 | 0
IGCC | 0 | 0 | 0 | 0 | 0 | 0
DemandResponse | 0 | 0 | 0 | 0 | 0 | 0
IGCC-CCS | 0 | 0 | 0 | 0 | 0 | 0
WT_off | 0 | 0 | 0 | 0 | 0 | 0
PseudoUnit | 0 | 0 | 0 | 0 | 0 | 0
FixedInterchange | 0 | 0 | 0 | 0 | 0 | 0
Levelized Retrofit Capital Costs by Reporting Type: MARITIMES
ReportingType | 2015 | 2020 | 2025 | 2030 | 2035 | 2040
BM | 0 | 0 | 0 | 0 | 0 | 0
CC | 0 | 0 | 0 | 0 | 0 | 0
CSP | 0 | 0 | 0 | 0 | 0 | 0
CT | 0 | 0 | 0 | 0 | 0 | 0
Coal | 0 | 0 | 0 | 0 | 0 | 0
Geo | 0 | 0 | 0 | 0 | 0 | 0
H | 0 | 0 | 0 | 0 | 0 | 0
LFG | 0 | 0 | 0 | 0 | 0 | 0
Nuc | 0 | 0 | 0 | 0 | 0 | 0
PS | 0 | 0 | 0 | 0 | 0 | 0
PV | 0 | 0 | 0 | 0 | 0 | 0
PeakG | 0 | 0 | 0 | 0 | 0 | 0
PeakO | 0 | 0 | 0 | 0 | 0 | 0
ST | 0 | 0 | 0 | 0 | 0 | 0
STOG | 0 | 0 | 0 | 0 | 0 | 0
STWD | 0 | 0 | 0 | 0 | 0 | 0
WT | 0 | 0 | 0 | 0 | 0 | 0
IGCC | 0 | 0 | 0 | 0 | 0 | 0
DemandResponse | 0 | 0 | 0 | 0 | 0 | 0
IGCC-CCS | 0 | 0 | 0 | 0 | 0 | 0
WT_off | 0 | 0 | 0 | 0 | 0 | 0
PseudoUnit | 0 | 0 | 0 | 0 | 0 | 0
FixedInterchange | 0 | 0 | 0 | 0 | 0 | 0
Levelized Retrofit Capital Costs by Reporting Type: All
ReportingType | 2015 | 2020 | 2025 | 2030 | 2035 | 2040
BM | 0 | 0 | 0 | 0 | 0 | 0
CC | 0 | 0 | 0 | 0 | 0 | 0
CSP | 0 | 0 | 0 | 0 | 0 | 0
CT | 0 | 0 | 0 | 0 | 0 | 0
Coal | 1184.41 | 5675.53 | 4841.85 | 0 | 0 | 0
Geo | 0 | 0 | 0 | 0 | 0 | 0
H | 0 | 0 | 0 | 0 | 0 | 0
LFG | 0 | 0 | 0 | 0 | 0 | 0
Nuc | 0 | 0 | 0 | 0 | 0 | 0
PS | 0 | 0 | 0 | 0 | 0 | 0
PV | 0 | 0 | 0 | 0 | 0 | 0
PeakG | 0 | 0 | 0 | 0 | 0 | 0
PeakO | 0 | 0 | 0 | 0 | 0 | 0
ST | 0 | 0 | 0 | 0 | 0 | 0
STOG | 0 | 0 | 0 | 0 | 0 | 0
STWD | 0 | 0 | 0 | 0 | 0 | 0
WT | 0 | 0 | 0 | 0 | 0 | 0
IGCC | 0 | 0 | 0 | 0 | 0 | 0
DemandResponse | 0 | 0 | 0 | 0 | 0 | 0
IGCC-CCS | 0 | 0 | 0 | 0 | 0 | 0
WT_off | 0 | 0 | 0 | 0 | 0 | 0
PseudoUnit | 0 | 0 | 0 | 0 | 0 | 0
FixedInterchange | 0 | 0 | 0 | 0 | 0 | 0
Levelized Retrofit Capital Costs by Reporting Type: EI_US
ReportingType | 2015 | 2020 | 2025 | 2030 | 2035 | 2040
BM | 0 | 0 | 0 | 0 | 0 | 0
CC | 0 | 0 | 0 | 0 | 0 | 0
CSP | 0 | 0 | 0 | 0 | 0 | 0
CT | 0 | 0 | 0 | 0 | 0 | 0
Coal | 1023.13 | 5014.64 | 4213.89 | 0 | 0 | 0
Geo | 0 | 0 | 0 | 0 | 0 | 0
H | 0 | 0 | 0 | 0 | 0 | 0
LFG | 0 | 0 | 0 | 0 | 0 | 0
Nuc | 0 | 0 | 0 | 0 | 0 | 0
PS | 0 | 0 | 0 | 0 | 0 | 0
PV | 0 | 0 | 0 | 0 | 0 | 0
PeakG | 0 | 0 | 0 | 0 | 0 | 0
PeakO | 0 | 0 | 0 | 0 | 0 | 0
ST | 0 | 0 | 0 | 0 | 0 | 0
STOG | 0 | 0 | 0 | 0 | 0 | 0
STWD | 0 | 0 | 0 | 0 | 0 | 0
WT | 0 | 0 | 0 | 0 | 0 | 0
IGCC | 0 | 0 | 0 | 0 | 0 | 0
DemandResponse | 0 | 0 | 0 | 0 | 0 | 0
IGCC-CCS | 0 | 0 | 0 | 0 | 0 | 0
WT_off | 0 | 0 | 0 | 0 | 0 | 0
PseudoUnit | 0 | 0 | 0 | 0 | 0 | 0
FixedInterchange | 0 | 0 | 0 | 0 | 0 | 0
Levelized Retrofit Capital Costs by Reporting Type: EI_Canada
ReportingType | 2015 | 2020 | 2025 | 2030 | 2035 | 2040
BM | 0 | 0 | 0 | 0 | 0 | 0
CC | 0 | 0 | 0 | 0 | 0 | 0
CSP | 0 | 0 | 0 | 0 | 0 | 0
CT | 0 | 0 | 0 | 0 | 0 | 0
Coal | 0 | 0 | 0 | 0 | 0 | 0
Geo | 0 | 0 | 0 | 0 | 0 | 0
H | 0 | 0 | 0 | 0 | 0 | 0
LFG | 0 | 0 | 0 | 0 | 0 | 0
Nuc | 0 | 0 | 0 | 0 | 0 | 0
PS | 0 | 0 | 0 | 0 | 0 | 0
PV | 0 | 0 | 0 | 0 | 0 | 0
PeakG | 0 | 0 | 0 | 0 | 0 | 0
PeakO | 0 | 0 | 0 | 0 | 0 | 0
ST | 0 | 0 | 0 | 0 | 0 | 0
STOG | 0 | 0 | 0 | 0 | 0 | 0
STWD | 0 | 0 | 0 | 0 | 0 | 0
WT | 0 | 0 | 0 | 0 | 0 | 0
IGCC | 0 | 0 | 0 | 0 | 0 | 0
DemandResponse | 0 | 0 | 0 | 0 | 0 | 0
IGCC-CCS | 0 | 0 | 0 | 0 | 0 | 0
WT_off | 0 | 0 | 0 | 0 | 0 | 0
PseudoUnit | 0 | 0 | 0 | 0 | 0 | 0
FixedInterchange | 0 | 0 | 0 | 0 | 0 | 0
Levelized Retrofit Capital Costs by Reporting Type: EI
ReportingType | 2015 | 2020 | 2025 | 2030 | 2035 | 2040
BM | 0 | 0 | 0 | 0 | 0 | 0
CC | 0 | 0 | 0 | 0 | 0 | 0
CSP | 0 | 0 | 0 | 0 | 0 | 0
CT | 0 | 0 | 0 | 0 | 0 | 0
Coal | 1023.13 | 5014.64 | 4213.89 | 0 | 0 | 0
Geo | 0 | 0 | 0 | 0 | 0 | 0
H | 0 | 0 | 0 | 0 | 0 | 0
LFG | 0 | 0 | 0 | 0 | 0 | 0
Nuc | 0 | 0 | 0 | 0 | 0 | 0
PS | 0 | 0 | 0 | 0 | 0 | 0
PV | 0 | 0 | 0 | 0 | 0 | 0
PeakG | 0 | 0 | 0 | 0 | 0 | 0
PeakO | 0 | 0 | 0 | 0 | 0 | 0
ST | 0 | 0 | 0 | 0 | 0 | 0
STOG | 0 | 0 | 0 | 0 | 0 | 0
STWD | 0 | 0 | 0 | 0 | 0 | 0
WT | 0 | 0 | 0 | 0 | 0 | 0
IGCC | 0 | 0 | 0 | 0 | 0 | 0
DemandResponse | 0 | 0 | 0 | 0 | 0 | 0
IGCC-CCS | 0 | 0 | 0 | 0 | 0 | 0
WT_off | 0 | 0 | 0 | 0 | 0 | 0
PseudoUnit | 0 | 0 | 0 | 0 | 0 | 0
FixedInterchange | 0 | 0 | 0 | 0 | 0 | 0
Levelized Retrofit Capital Costs by Reporting Type: Outside_EI
ReportingType | 2015 | 2020 | 2025 | 2030 | 2035 | 2040
BM | 0 | 0 | 0 | 0 | 0 | 0
CC | 0 | 0 | 0 | 0 | 0 | 0
CSP | 0 | 0 | 0 | 0 | 0 | 0
CT | 0 | 0 | 0 | 0 | 0 | 0
Coal | 161.28 | 660.89 | 627.96 | 0 | 0 | 0
Geo | 0 | 0 | 0 | 0 | 0 | 0
H | 0 | 0 | 0 | 0 | 0 | 0
LFG | 0 | 0 | 0 | 0 | 0 | 0
Nuc | 0 | 0 | 0 | 0 | 0 | 0
PS | 0 | 0 | 0 | 0 | 0 | 0
PV | 0 | 0 | 0 | 0 | 0 | 0
PeakG | 0 | 0 | 0 | 0 | 0 | 0
PeakO | 0 | 0 | 0 | 0 | 0 | 0
ST | 0 | 0 | 0 | 0 | 0 | 0
STOG | 0 | 0 | 0 | 0 | 0 | 0
STWD | 0 | 0 | 0 | 0 | 0 | 0
WT | 0 | 0 | 0 | 0 | 0 | 0
IGCC | 0 | 0 | 0 | 0 | 0 | 0
DemandResponse | 0 | 0 | 0 | 0 | 0 | 0
IGCC-CCS | 0 | 0 | 0 | 0 | 0 | 0
WT_off | 0 | 0 | 0 | 0 | 0 | 0
PseudoUnit | 0 | 0 | 0 | 0 | 0 | 0
FixedInterchange | 0 | 0 | 0 | 0 | 0 | 0
#14 | 0.05: Total Costs ($million)
Total Costs by Reporting Type: Entergy
ReportingType | 2015 | 2020 | 2025 | 2030 | 2035 | 2040
BM | 0 | 0 | 0 | 0 | 0 | 0
CC | 2884.48 | 4347.99 | 4417.82 | 5029.47 | 6314.17 | 7020.32
CSP | 0 | 0 | 0 | 0 | 0 | 0
CT | 0 | 0 | 0 | 0 | 0 | 0
Coal | 2425.96 | 2643.12 | 3066.03 | 2930.3 | 3085.36 | 3316.1
Geo | 0 | 0 | 0 | 0 | 0 | 0
H | 10.6 | 10.6 | 10.6 | 10.6 | 10.6 | 10.6
LFG | 0.97 | 0.97 | 23.47 | 34.17 | 34.17 | 34.17
Nuc | 1262.64 | 1285.77 | 1294.03 | 1301.93 | 1099.75 | 1464.17
PS | 1.4 | 1.4 | 1.4 | 1.4 | 1.4 | 1.4
PV | 0 | 0 | 0 | 0 | 0 | 0
PeakG | 47.54 | 69.98 | 49.48 | 63.1 | 67 | 67
PeakO | 4.42 | 5.87 | 5.08 | 5.22 | 5.22 | 5.22
ST | 0 | 0 | 0 | 0 | 0 | 0
STOG | 276.65 | 323.12 | 309.32 | 307.51 | 330.47 | 324.84
STWD | 6.6 | 8.26 | 6.73 | 6.73 | 6.73 | 9.29
WT | 3.67 | 3.67 | 3.67 | 3.67 | 3.67 | 3.67
IGCC | 0 | 0 | 0 | 0 | 0 | 0
DemandResponse | 0 | 0 | 0 | 0 | 0 | 0
IGCC-CCS | 0 | 0 | 0 | 0 | 0 | 0
WT_off | 0 | 0 | 0 | 0 | 0 | 0
PseudoUnit | 0 | 0 | 0 | 0 | 0 | 0
FixedInterchange | 0 | 0 | 0 | 0 | 0 | 0
Total Costs by Reporting Type: FRCC
ReportingType | 2015 | 2020 | 2025 | 2030 | 2035 | 2040
BM | 0 | 0 | 0 | 0 | 0 | 0
CC | 7479.42 | 10069.89 | 11926.17 | 14328.02 | 18008.48 | 22105.17
CSP | 0 | 0 | 0 | 0 | 0 | 0
CT | 249.45 | 261.46 | 252.38 | 226.22 | 25.43 | 23.16
Coal | 2878.82 | 2809.2 | 3216.59 | 3199.77 | 3319.71 | 3448.41
Geo | 0 | 0 | 0 | 0 | 0 | 0
H | 0.78 | 0.78 | 0.78 | 0.78 | 0.78 | 0.78
LFG | 58.68 | 58.68 | 120.69 | 120.69 | 120.69 | 120.69
Nuc | 960.37 | 1000.19 | 984.15 | 990.13 | 1182.7 | 448.91
PS | 0 | 0 | 0 | 0 | 0 | 0
PV | 0.75 | 0.75 | 0.75 | 0.75 | 0.75 | 0.75
PeakG | 170.1 | 227.56 | 164.1 | 207.06 | 206.11 | 206.03
PeakO | 64.61 | 83.43 | 68.43 | 68.43 | 68.43 | 68.43
ST | 0 | 0 | 0 | 0 | 0 | 0
STOG | 539.73 | 532.01 | 503.1 | 429.27 | 405.99 | 389.39
STWD | 6.25 | 9.29 | 12.37 | 16.31 | 16.42 | 16.38
WT | 0 | 0 | 0 | 0 | 0 | 0
IGCC | 0 | 0 | 0 | 0 | 0 | 0
DemandResponse | 0 | 0 | 0 | 0 | 0 | 0
IGCC-CCS | 0 | 0 | 0 | 0 | 0 | 0
WT_off | 0 | 0 | 0 | 0 | 0 | 0
PseudoUnit | 0 | 0 | 0 | 0 | 0 | 0
FixedInterchange | 0 | 0 | 0 | 0 | 0 | 0
Total Costs by Reporting Type: MAPP_US
ReportingType | 2015 | 2020 | 2025 | 2030 | 2035 | 2040
BM | 0 | 0 | 0 | 0 | 0 | 0
CC | 15.25 | 19.75 | 17.71 | 25.63 | 24.02 | 22.56
CSP | 0 | 0 | 0 | 0 | 0 | 0
CT | 27.96 | 27.96 | 27.96 | 57.83 | 56.85 | 71.57
Coal | 660.13 | 715.4 | 700.64 | 681.94 | 773.79 | 928.9
Geo | 3.95 | 3.95 | 3.95 | 3.95 | 3.95 | 3.95
H | 31.14 | 31.14 | 31.14 | 31.14 | 31.14 | 31.14
LFG | 0.24 | 0.24 | 22.22 | 22.22 | 22.22 | 22.22
Nuc | 0.01 | 0.01 | 0.01 | 0.01 | 0.01 | 0.01
PS | 0 | 0 | 0 | 0 | 0 | 0
PV | 0 | 0 | 0 | 0 | 0 | 0
PeakG | 13.44 | 22.97 | 18.46 | 25.08 | 30.87 | 24.57
PeakO | 9.45 | 12.88 | 10.32 | 10.32 | 10.32 | 10.32
ST | 0 | 0 | 0 | 0 | 0 | 0
STOG | 0 | 0 | 0 | 0 | 0 | 0
STWD | 0 | 0 | 0 | 0 | 0 | 0
WT | 147.25 | 147.25 | 304.35 | 288.05 | 255.39 | 278.17
IGCC | 0 | 0 | 0 | 0 | 0 | 0
DemandResponse | 0 | 0 | 0 | 0 | 0 | 0
IGCC-CCS | 0 | 0 | 0 | 0 | 0 | 0
WT_off | 0 | 0 | 0 | 0 | 0 | 0
PseudoUnit | 0 | 0 | 0 | 0 | 0 | 0
FixedInterchange | 0 | 0 | 0 | 0 | 0 | 0
Total Costs by Reporting Type: MISO_IN
ReportingType | 2015 | 2020 | 2025 | 2030 | 2035 | 2040
BM | 0 | 0 | 0 | 0 | 0 | 0
CC | 190.71 | 1382.4 | 1786.72 | 2761 | 3715.7 | 3895.64
CSP | 0 | 0 | 0 | 0 | 0 | 0
CT | 0 | 0 | 0 | 0 | 0 | 0
Coal | 3445.22 | 4001.67 | 4211.35 | 4400.95 | 4732.9 | 5085.77
Geo | 0 | 0 | 0 | 0 | 0 | 0
H | 1.07 | 1.07 | 1.07 | 1.07 | 1.07 | 1.07
LFG | 4.47 | 4.47 | 4.47 | 30.11 | 30.11 | 30.11
Nuc | 0.01 | 0.01 | 0.01 | 0.01 | 0.01 | 0.01
PS | 0 | 0 | 0 | 0 | 0 | 0
PV | 0 | 0 | 0 | 0 | 0 | 0
PeakG | 52.35 | 77.4 | 56.12 | 75.38 | 75.6 | 81.93
PeakO | 10.59 | 13.5 | 10.82 | 10.82 | 10.82 | 10.82
ST | 0 | 0 | 0 | 0 | 0 | 0
STOG | 13.78 | 17.66 | 16 | 16.31 | 16.76 | 19.01
STWD | 0 | 0 | 0 | 0 | 0 | 0
WT | 18.33 | 18.33 | 18.33 | 18.33 | 18.33 | 18.33
IGCC | 366.63 | 367.27 | 368.44 | 376.11 | 380.01 | 387.32
DemandResponse | 0 | 0 | 0 | 0 | 0 | 0
IGCC-CCS | 0 | 0 | 0 | 0 | 0 | 0
WT_off | 0 | 0 | 0 | 0 | 0 | 0
PseudoUnit | 0 | 0 | 0 | 0 | 0 | 0
FixedInterchange | 0 | 0 | 0 | 0 | 0 | 0
Total Costs by Reporting Type: MISO_MI
ReportingType | 2015 | 2020 | 2025 | 2030 | 2035 | 2040
BM | 0 | 0 | 0 | 0 | 0 | 0
CC | 594.61 | 731.45 | 700.31 | 578.58 | 678.1 | 617.08
CSP | 0 | 0 | 0 | 0 | 0 | 0
CT | 0 | 0 | 0 | 0 | 0 | 0
Coal | 2361.57 | 2540.61 | 2623.5 | 2506.93 | 2713.67 | 2832.57
Geo | 0 | 0 | 0 | 0 | 0 | 0
H | 2.01 | 2.01 | 2.01 | 2.01 | 2.01 | 2.01
LFG | 19.68 | 19.68 | 19.68 | 72.59 | 72.59 | 72.59
Nuc | 449.71 | 452.56 | 461.47 | 464.43 | 273.15 | 529.13
PS | 44.44 | 44.44 | 44.44 | 44.44 | 44.44 | 44.44
PV | 0 | 0 | 0 | 0 | 0 | 0
PeakG | 61.2 | 93.3 | 76.65 | 89.49 | 92.73 | 89.12
PeakO | 15.67 | 19.97 | 16.01 | 16.01 | 16.01 | 16.01
ST | 0 | 0 | 0 | 0 | 0 | 0
STOG | 137 | 176.14 | 162.59 | 165.81 | 161.76 | 175.55
STWD | 5.22 | 6.54 | 5.33 | 5.33 | 8.05 | 10.56
WT | 542.69 | 542.69 | 542.69 | 542.69 | 61.71 | 61.71
IGCC | 0 | 0 | 0 | 0 | 0 | 0
DemandResponse | 0 | 0 | 0 | 0 | 0 | 0
IGCC-CCS | 0 | 0 | 0 | 0 | 0 | 0
WT_off | 0 | 0 | 0 | 0 | 0 | 0
PseudoUnit | 0 | 0 | 0 | 0 | 0 | 0
FixedInterchange | 0 | 0 | 0 | 0 | 0 | 0
Total Costs by Reporting Type: MISO_MO-IL
ReportingType | 2015 | 2020 | 2025 | 2030 | 2035 | 2040
BM | 0 | 0 | 0 | 0 | 0 | 0
CC | 115.7 | 218.81 | 151.11 | 149.95 | 167.57 | 147.79
CSP | 0 | 0 | 0 | 0 | 0 | 0
CT | 0 | 0 | 0 | 0 | 0 | 0
Coal | 4335.37 | 4450.09 | 4727.71 | 4913.43 | 5280.88 | 5451.62
Geo | 0 | 0 | 0 | 0 | 0 | 0
H | 5.01 | 5.01 | 5.01 | 5.01 | 5.01 | 5.01
LFG | 2.17 | 2.17 | 76.11 | 76.11 | 76.11 | 76.11
Nuc | 493.74 | 512.79 | 521.93 | 524.97 | 524.97 | 524.97
PS | 10.45 | 10.45 | 10.45 | 10.45 | 10.45 | 10.45
PV | 0 | 0 | 0 | 0 | 0 | 0
PeakG | 83.12 | 129.28 | 105.02 | 130.46 | 142.57 | 154.72
PeakO | 21.48 | 28.65 | 22.96 | 22.96 | 22.96 | 22.96
ST | 0 | 0 | 0 | 0 | 0 | 0
STOG | 29.16 | 36.66 | 31.96 | 30.69 | 27.92 | 31.76
STWD | 0 | 0 | 0 | 0 | 0 | 0
WT | 89.9 | 89.9 | 89.9 | 89.9 | 21.38 | 21.38
IGCC | 0 | 0 | 0 | 0 | 0 | 0
DemandResponse | 0 | 0 | 0 | 0 | 0 | 0
IGCC-CCS | 0 | 0 | 0 | 0 | 0 | 0
WT_off | 0 | 0 | 0 | 0 | 0 | 0
PseudoUnit | 0 | 0 | 0 | 0 | 0 | 0
FixedInterchange | 0 | 0 | 0 | 0 | 0 | 0
Total Costs by Reporting Type: MISO_W
ReportingType | 2015 | 2020 | 2025 | 2030 | 2035 | 2040
BM | 0 | 0 | 0 | 0 | 0 | 0
CC | 431.12 | 587.55 | 428.34 | 401.1 | 433.31 | 279.95
CSP | 0 | 0 | 0 | 0 | 0 | 0
CT | 0 | 0 | 0 | 0 | 0 | 0
Coal | 3183.57 | 3317.51 | 3407.07 | 3212.63 | 5034.09 | 7993.3
Geo | 0 | 0 | 0 | 0 | 0 | 0
H | 7.08 | 7.08 | 7.08 | 7.08 | 7.08 | 7.08
LFG | 24.75 | 24.75 | 48.33 | 48.33 | 48.33 | 48.33
Nuc | 539.99 | 543.1 | 552.83 | 814.83 | 0.05 | 0.05
PS | 0 | 0 | 0 | 0 | 0 | 0
PV | 0 | 0 | 0 | 0 | 0 | 0
PeakG | 98.38 | 143.66 | 115.76 | 147.43 | 170.29 | 123.87
PeakO | 56.38 | 79.08 | 64.57 | 64.57 | 64.57 | 64.57
ST | 0 | 0 | 0 | 0 | 0 | 0
STOG | 8.35 | 9.95 | 8.01 | 7.9 | 7.84 | 7.68
STWD | 10.03 | 12.55 | 19.62 | 19.91 | 22.73 | 19.98
WT | 927.86 | 927.86 | 1281.65 | 1422.27 | 927.42 | 1033.99
IGCC | 0 | 0 | 0 | 0 | 0 | 0
DemandResponse | 0 | 0 | 0 | 0 | 0 | 0
IGCC-CCS | 0 | 0 | 0 | 0 | 0 | 0
WT_off | 0 | 0 | 0 | 0 | 0 | 0
PseudoUnit | 0 | 0 | 0 | 0 | 0 | 0
FixedInterchange | 0 | 0 | 0 | 0 | 0 | 0
Total Costs by Reporting Type: MISO_WUMS
ReportingType | 2015 | 2020 | 2025 | 2030 | 2035 | 2040
BM | 0 | 0 | 0 | 0 | 0 | 0
CC | 614.98 | 1873.15 | 1926.2 | 1968.3 | 2963.58 | 2945.33
CSP | 0 | 0 | 0 | 0 | 0 | 0
CT | 0 | 665 | 942.37 | 1305.41 | 1574.61 | 1006.59
Coal | 1659.35 | 1498.59 | 1489.52 | 1703.34 | 1799.22 | 1870.09
Geo | 0 | 0 | 0 | 0 | 0 | 0
H | 4.79 | 4.79 | 4.79 | 4.79 | 4.79 | 4.79
LFG | 8.57 | 8.57 | 79.15 | 79.15 | 79.15 | 79.15
Nuc | 419.03 | 444.73 | 429.21 | 737.97 | 0.05 | 0.05
PS | 0 | 0 | 0 | 0 | 0 | 0
PV | 0 | 0 | 0 | 0 | 0 | 0
PeakG | 57.18 | 81.65 | 65.08 | 77.65 | 77.65 | 77.65
PeakO | 13.52 | 17.78 | 14.69 | 14.69 | 14.69 | 14.69
ST | 0 | 0 | 0 | 0 | 0 | 0
STOG | 13.34 | 15.63 | 13.39 | 13.39 | 13.39 | 13.39
STWD | 3.37 | 4.21 | 3.43 | 3.43 | 3.43 | 6.86
WT | 264.78 | 264.78 | 264.78 | 264.78 | 46.41 | 46.41
IGCC | 0 | 0 | 0 | 0 | 0 | 0
DemandResponse | 0 | 0 | 0 | 0 | 0 | 0
IGCC-CCS | 0 | 0 | 0 | 0 | 0 | 0
WT_off | 0 | 0 | 0 | 0 | 0 | 0
PseudoUnit | 0 | 0 | 0 | 0 | 0 | 0
FixedInterchange | 0 | 0 | 0 | 0 | 0 | 0
Total Costs by Reporting Type: Nebraska
ReportingType | 2015 | 2020 | 2025 | 2030 | 2035 | 2040
BM | 0 | 0 | 0 | 0 | 0 | 0
CC | 27.88 | 32.03 | 31.85 | 33.72 | 32.97 | 29.17
CSP | 0 | 0 | 0 | 0 | 0 | 0
CT | 0 | 0 | 0 | 0 | 0 | 0
Coal | 923.07 | 1250.79 | 1261.29 | 1113.82 | 2219.62 | 2761.16
Geo | 0 | 0 | 0 | 0 | 0 | 0
H | 2.38 | 2.38 | 2.38 | 2.38 | 2.38 | 2.38
LFG | 0.72 | 0.72 | 0.72 | 23.23 | 23.23 | 23.23
Nuc | 289.1 | 306.81 | 296.14 | 364.84 | 0.11 | 0.11
PS | 0 | 0 | 0 | 0 | 0 | 0
PV | 0 | 0 | 0 | 0 | 0 | 0
PeakG | 25.3 | 40.85 | 35.69 | 32.63 | 31.92 | 31.37
PeakO | 9.57 | 12.19 | 9.77 | 9.77 | 9.77 | 9.77
ST | 0 | 0 | 0 | 0 | 0 | 0
STOG | 14.25 | 17.29 | 15.73 | 16.06 | 12.91 | 12.04
STWD | 0 | 0 | 0 | 0 | 0 | 0
WT | 54.91 | 54.91 | 54.91 | 45.4 | 10.54 | 10.54
IGCC | 0 | 0 | 0 | 0 | 0 | 0
DemandResponse | 0 | 0 | 0 | 0 | 0 | 0
IGCC-CCS | 0 | 0 | 0 | 0 | 0 | 0
WT_off | 0 | 0 | 0 | 0 | 0 | 0
PseudoUnit | 0 | 0 | 0 | 0 | 0 | 0
FixedInterchange | 0 | 0 | 0 | 0 | 0 | 0
Total Costs by Reporting Type: NEISO
ReportingType | 2015 | 2020 | 2025 | 2030 | 2035 | 2040
BM | 279.31 | 279.31 | 179.71 | 142.79 | 175.14 | 173.44
CC | 2413.37 | 2366.62 | 2481.12 | 2788.19 | 3395.32 | 3624.53
CSP | 0 | 0 | 0 | 0 | 0 | 0
CT | 32.24 | 32.42 | 32.43 | 97.43 | 216.86 | 320.04
Coal | 57.58 | 29.15 | 0 | 0 | 0 | 0
Geo | 0 | 0 | 0 | 0 | 0 | 0
H | 46.4 | 46.4 | 46.4 | 46.4 | 46.4 | 46.4
LFG | 80.87 | 104.06 | 104.06 | 104.06 | 93.42 | 78.71
Nuc | 1055.43 | 1120.79 | 1080.11 | 1086.32 | 784.86 | 1150.98
PS | 39.74 | 39.74 | 39.74 | 39.74 | 39.74 | 39.74
PV | 0.03 | 0.03 | 0.03 | 0.03 | 0.03 | 0.03
PeakG | 20.36 | 31.17 | 22.61 | 24.58 | 35.65 | 35.55
PeakO | 34.72 | 44.24 | 35.46 | 35.46 | 35.46 | 35.46
ST | 0 | 0 | 0 | 0 | 0 | 0
STOG | 0 | 0 | 0 | 0 | 0 | 0
STWD | 158.59 | 119.26 | 23.49 | 19.01 | 23.75 | 26
WT | 67.94 | 426.37 | 871.04 | 1133.18 | 1197.74 | 879.32
IGCC | 0 | 0 | 0 | 0 | 0 | 0
DemandResponse | 0 | 0 | 0 | 0 | 0 | 0
IGCC-CCS | 0 | 0 | 0 | 0 | 0 | 0
WT_off | 308.22 | 308.22 | 308.22 | 308.22 | 0 | 0
PseudoUnit | 0 | 0 | 0 | 0 | 0 | 0
FixedInterchange | 0 | 0 | 0 | 0 | 0 | 0
Total Costs by Reporting Type: NonRTO_Midwest
ReportingType | 2015 | 2020 | 2025 | 2030 | 2035 | 2040
BM | 0 | 0 | 0 | 0 | 0 | 0
CC | 0 | 143.73 | 189.63 | 205.99 | 292.44 | 386.2
CSP | 0 | 0 | 0 | 0 | 0 | 0
CT | 14.19 | 58.48 | 65.34 | 93.99 | 86.31 | 84.06
Coal | 2845.49 | 3166.01 | 3093.6 | 3194.37 | 3436.87 | 3711.04
Geo | 0 | 0 | 0 | 0 | 0 | 0
H | 2.04 | 2.04 | 2.04 | 2.04 | 2.04 | 2.04
LFG | 1.69 | 1.69 | 1.69 | 51.19 | 51.19 | 51.19
Nuc | 0.01 | 0.01 | 0.01 | 0.01 | 0.01 | 0.02
PS | 0 | 0 | 0 | 0 | 0 | 0
PV | 0 | 0 | 0 | 0 | 0 | 0
PeakG | 63.56 | 94.67 | 71.05 | 82.67 | 92.93 | 100.68
PeakO | 0.35 | 0.45 | 0.36 | 0.36 | 0.36 | 0.36
ST | 0 | 0 | 0 | 0 | 0 | 0
STOG | 0 | 0 | 0 | 0 | 0 | 0
STWD | 0 | 0 | 0 | 0 | 0 | 0
WT | 2.26 | 2.26 | 2.26 | 2.26 | 2.26 | 2.26
IGCC | 0 | 0 | 0 | 0 | 0 | 0
DemandResponse | 0 | 0 | 0 | 0 | 0 | 0
IGCC-CCS | 0 | 0 | 0 | 0 | 0 | 0
WT_off | 0 | 0 | 0 | 0 | 0 | 0
PseudoUnit | 0 | 0 | 0 | 0 | 0 | 0
FixedInterchange | 0 | 0 | 0 | 0 | 0 | 0
Total Costs by Reporting Type: NYISO_A-F
ReportingType | 2015 | 2020 | 2025 | 2030 | 2035 | 2040
BM | 0 | 0 | 0 | 0 | 0 | 0
CC | 486.03 | 636.29 | 797.74 | 900.18 | 1017.98 | 1007.31
CSP | 0 | 0 | 0 | 0 | 0 | 0
CT | 0 | 0 | 0 | 0 | 0 | 0
Coal | 0 | 0 | 0 | 0 | 0 | 0
Geo | 0 | 0 | 0 | 0 | 0 | 0
H | 62.6 | 62.6 | 62.6 | 62.6 | 62.6 | 62.6
LFG | 22.17 | 22.17 | 22.17 | 44 | 42.66 | 42.66
Nuc | 769.17 | 792.88 | 787.44 | 645.82 | 746.25 | 695.88
PS | 33.52 | 33.52 | 33.52 | 33.52 | 33.52 | 33.52
PV | 0 | 0 | 0 | 0 | 0 | 0
PeakG | 3.78 | 5.56 | 5.43 | 5.31 | 5.79 | 5.82
PeakO | 1.14 | 1.46 | 1.17 | 1.17 | 1.17 | 1.17
ST | 0 | 0 | 0 | 0 | 0 | 0
STOG | 0 | 0 | 0 | 0 | 0 | 0
STWD | 2.76 | 3.45 | 2.81 | 2.81 | 2.81 | 2.81
WT | 684.71 | 860.89 | 860.89 | 860.89 | 289.71 | 133.48
IGCC | 0 | 0 | 0 | 0 | 0 | 0
DemandResponse | 0 | 0 | 0 | 0 | 0 | 0
IGCC-CCS | 0 | 0 | 0 | 0 | 0 | 0
WT_off | 0 | 0 | 0 | 0 | 0 | 0
PseudoUnit | 0 | 0 | 0 | 0 | 0 | 0
FixedInterchange | 0 | 0 | 0 | 0 | 0 | 0
Total Costs by Reporting Type: NYISO_G-I
ReportingType | 2015 | 2020 | 2025 | 2030 | 2035 | 2040
BM | 0 | 0 | 0 | 0 | 0 | 0
CC | 310.47 | 386.51 | 774.65 | 1300.27 | 2932.67 | 4269.57
CSP | 0 | 0 | 0 | 0 | 0 | 0
CT | 0 | 0 | 0 | 0 | 0 | 0
Coal | 0 | 0 | 0 | 0 | 0 | 0
Geo | 0 | 0 | 0 | 0 | 0 | 0
H | 0.46 | 0.46 | 0.46 | 0.46 | 0.46 | 0.46
LFG | 7.73 | 7.73 | 7.73 | 31.62 | 31.62 | 31.62
Nuc | 466.19 | 495 | 477.19 | 479.96 | 543.55 | 0.21
PS | 0 | 0 | 0 | 0 | 0 | 0
PV | 0 | 0 | 0 | 0 | 0 | 0
PeakG | 1.51 | 2.04 | 1.56 | 1.56 | 1.57 | 1.57
PeakO | 2.55 | 3.25 | 2.61 | 2.61 | 2.61 | 2.61
ST | 0 | 0 | 0 | 0 | 0 | 0
STOG | 31.1 | 39.68 | 34.9 | 35.26 | 35.49 | 40.02
STWD | 0 | 0 | 0 | 0 | 0 | 0
WT | 0 | 14.4 | 14.4 | 14.4 | 14.4 | 1.69
IGCC | 0 | 0 | 0 | 0 | 0 | 0
DemandResponse | 0 | 0 | 0 | 0 | 0 | 0
IGCC-CCS | 0 | 0 | 0 | 0 | 0 | 0
WT_off | 0 | 0 | 0 | 0 | 0 | 0
PseudoUnit | 0 | 0 | 0 | 0 | 0 | 0
FixedInterchange | 0 | 0 | 0 | 0 | 0 | 0
Total Costs by Reporting Type: NYISO_J-K
ReportingType | 2015 | 2020 | 2025 | 2030 | 2035 | 2040
BM | 0 | 0 | 0 | 0 | 0 | 0
CC | 1296.92 | 1554.12 | 1647.19 | 1758.62 | 1911.23 | 1941.84
CSP | 0 | 0 | 0 | 0 | 0 | 0
CT | 0 | 0 | 100.45 | 254.69 | 257.79 | 324.21
Coal | 0 | 0 | 0 | 0 | 0 | 0
Geo | 0 | 0 | 0 | 0 | 0 | 0
H | 0 | 0 | 0 | 0 | 0 | 0
LFG | 14.97 | 14.97 | 14.97 | 44.49 | 44.49 | 44.49
Nuc | 0.01 | 0.01 | 0.01 | 0.01 | 0.01 | 0.01
PS | 0 | 0 | 0 | 0 | 0 | 0
PV | 17.52 | 17.52 | 17.52 | 17.52 | 0 | 0
PeakG | 55 | 79.91 | 60.24 | 72.71 | 86.22 | 88.63
PeakO | 61.69 | 79.16 | 63.78 | 65.02 | 65.02 | 65.02
ST | 0 | 0 | 0 | 0 | 0 | 0
STOG | 360.1 | 478.62 | 447.94 | 485.39 | 579.53 | 635.51
STWD | 0 | 0 | 0 | 0 | 0 | 0
WT | 0 | 0 | 0 | 0 | 0 | 0
IGCC | 0 | 0 | 0 | 0 | 0 | 0
DemandResponse | 0 | 0 | 0 | 0 | 0 | 0
IGCC-CCS | 0 | 0 | 0 | 0 | 0 | 0
WT_off | 0 | 0 | 0 | 0 | 0 | 0
PseudoUnit | 0 | 0 | 0 | 0 | 0 | 0
FixedInterchange | 0 | 0 | 0 | 0 | 0 | 0
Total Costs by Reporting Type: PJM_E
ReportingType | 2015 | 2020 | 2025 | 2030 | 2035 | 2040
BM | 17.49 | 33.95 | 29.76 | 33.95 | 33.95 | 33.95
CC | 1931.59 | 2621.44 | 2547.92 | 2399.7 | 3285.61 | 3083.88
CSP | 0 | 0 | 0 | 0 | 0 | 0
CT | 2.46 | 2.47 | 2.52 | 0.24 | 465.27 | 433.62
Coal | 118.17 | 72.86 | 69.19 | 96.9 | 152.6 | 171.83
Geo | 0 | 0 | 0 | 0 | 0 | 0
H | 3.85 | 3.85 | 3.85 | 3.85 | 3.85 | 3.85
LFG | 59.08 | 105.92 | 105.92 | 103.73 | 103.73 | 73.06
Nuc | 1960.16 | 1864.06 | 1862.64 | 1873.72 | 1345.93 | 2395.82
PS | 9.5 | 9.5 | 9.5 | 9.5 | 9.5 | 9.5
PV | 11.79 | 11.79 | 11.79 | 11.79 | 0.75 | 0.75
PeakG | 75.2 | 109.63 | 94.61 | 108.06 | 129.79 | 113.8
PeakO | 75.92 | 100.78 | 82.41 | 82.41 | 82.41 | 82.41
ST | 0 | 0 | 0 | 0 | 0 | 0
STOG | 120.19 | 161.78 | 149.36 | 152.09 | 169.25 | 163
STWD | 0 | 0 | 0 | 0 | 0 | 0
WT | 332.76 | 332.76 | 332.76 | 332.76 | 32.65 | 32.65
IGCC | 0 | 0 | 0 | 0 | 0 | 0
DemandResponse | 0 | 0 | 0 | 0 | 0 | 0
IGCC-CCS | 0 | 0 | 0 | 0 | 0 | 0
WT_off | 0 | 0 | 599.06 | 599.06 | 599.06 | 599.06
PseudoUnit | 0 | 0 | 0 | 0 | 0 | 0
FixedInterchange | 0 | 0 | 0 | 0 | 0 | 0
Total Costs by Reporting Type: PJM_ROM
ReportingType | 2015 | 2020 | 2025 | 2030 | 2035 | 2040
BM | 9.61 | 19.49 | 16.97 | 19.49 | 19.49 | 19.49
CC | 982.28 | 1235.86 | 1278.82 | 1293.83 | 3804.43 | 10720.54
CSP | 0 | 0 | 0 | 0 | 0 | 0
CT | 1.51 | 1.52 | 1.62 | 1.63 | 0.35 | 0.24
Coal | 2452.14 | 2885.78 | 3073.48 | 3415.01 | 3535.01 | 3643.03
Geo | 0 | 0 | 0 | 0 | 0 | 0
H | 19.83 | 19.83 | 19.83 | 19.83 | 19.83 | 19.83
LFG | 47.04 | 132.66 | 132.66 | 131.08 | 128.72 | 75.37
Nuc | 1163.94 | 1194.41 | 1192.35 | 1199.5 | 963.59 | 1283.24
PS | 35.92 | 35.92 | 35.92 | 35.92 | 35.92 | 35.92
PV | 0.17 | 308.25 | 557.76 | 632.07 | 653.35 | 381.44
PeakG | 30.83 | 45.58 | 42.31 | 42.23 | 53.51 | 45.41
PeakO | 45.95 | 58.57 | 46.94 | 46.94 | 46.94 | 46.94
ST | 0 | 0 | 0 | 0 | 0 | 0
STOG | 174.64 | 220.72 | 231.28 | 243.98 | 255.53 | 260.86
STWD | 2.24 | 39.07 | 28.95 | 38.55 | 38.55 | 38.55
WT | 152.07 | 152.07 | 306.23 | 306.11 | 333.81 | 509
IGCC | 0 | 0 | 0 | 0 | 0 | 0
DemandResponse | 0 | 0 | 0 | 0 | 0 | 0
IGCC-CCS | 0 | 0 | 0 | 0 | 0 | 0
WT_off | 0 | 0 | 0 | 0 | 0 | 0
PseudoUnit | 0 | 0 | 0 | 0 | 0 | 0
FixedInterchange | 0 | 0 | 0 | 0 | 0 | 0
Total Costs by Reporting Type: PJM_ROR
ReportingType | 2015 | 2020 | 2025 | 2030 | 2035 | 2040
BM | 204.46 | 216.32 | 216.32 | 234.63 | 271.6 | 160.32
CC | 3022.87 | 4455.29 | 6065.03 | 9362.15 | 11964.91 | 10592.21
CSP | 0 | 0 | 0 | 0 | 0 | 0
CT | 2.76 | 2.77 | 2.79 | 265.18 | 377.21 | 413.41
Coal | 15207.09 | 15205 | 15846.02 | 16540.22 | 17761.82 | 18656.31
Geo | 0 | 0 | 0 | 0 | 0 | 0
H | 26.17 | 26.17 | 26.17 | 26.17 | 26.17 | 26.17
LFG | 76.9 | 99.97 | 238.45 | 232.79 | 226.73 | 212.46
Nuc | 4607.58 | 4731.16 | 4718.65 | 4541.22 | 3528.56 | 5329.49
PS | 73.14 | 73.14 | 73.14 | 73.14 | 73.14 | 73.14
PV | 0.35 | 0.35 | 0.35 | 0.35 | 0.35 | 0.35
PeakG | 387.64 | 540.86 | 393.43 | 480.5 | 497.68 | 513.24
PeakO | 48.69 | 65.15 | 52.22 | 52.22 | 52.22 | 52.22
ST | 0 | 0 | 0 | 0 | 0 | 0
STOG | 129.3 | 151.12 | 141.67 | 145.69 | 154.24 | 156.77
STWD | 6.22 | 55.72 | 18.05 | 96.55 | 113.43 | 113.43
WT | 2217.8 | 2217.8 | 2217.8 | 1474.37 | 366.33 | 366.33
IGCC | 0 | 0 | 0 | 0 | 0 | 0
DemandResponse | 0 | 0 | 0 | 0 | 0 | 0
IGCC-CCS | 0 | 0 | 0 | 0 | 0 | 0
WT_off | 0 | 0 | 0 | 0 | 0 | 0
PseudoUnit | 0 | 0 | 0 | 0 | 0 | 0
FixedInterchange | 0 | 0 | 0 | 0 | 0 | 0
Total Costs by Reporting Type: SOCO
ReportingType | 2015 | 2020 | 2025 | 2030 | 2035 | 2040
BM | 26.53 | 26.53 | 28.06 | 28.15 | 28.22 | 29.34
CC | 5587.65 | 6166.51 | 6144.46 | 7335.33 | 7608.07 | 7189.29
CSP | 0 | 0 | 0 | 0 | 0 | 0
CT | 0 | 0 | 0 | 0 | 0 | 0
Coal | 5078.89 | 5595.08 | 6183.06 | 6570.17 | 8337.34 | 11498.98
Geo | 0 | 0 | 0 | 0 | 0 | 0
H | 59.74 | 59.74 | 59.74 | 59.74 | 59.74 | 59.74
LFG | 4.47 | 4.47 | 37.19 | 37.19 | 37.19 | 37.19
Nuc | 1355.07 | 2993.98 | 3028.43 | 3039.86 | 3039.86 | 2945.91
PS | 39.76 | 39.76 | 39.76 | 39.76 | 39.76 | 39.76
PV | 0 | 0 | 0 | 0 | 0 | 0
PeakG | 211.62 | 335.22 | 281.97 | 326.41 | 328.19 | 327.99
PeakO | 32.01 | 41.31 | 33.6 | 34.14 | 34.14 | 34.14
ST | 0 | 0 | 0 | 0 | 0 | 0
STOG | 0 | 0 | 0 | 0 | 0 | 0
STWD | 21.41 | 26.79 | 21.83 | 21.83 | 43.08 | 44.38
WT | 0 | 0 | 0 | 0 | 0 | 0
IGCC | 0 | 0 | 0 | 0 | 0 | 0
DemandResponse | 0 | 0 | 0 | 0 | 0 | 0
IGCC-CCS | 0 | 0 | 0 | 0 | 0 | 0
WT_off | 0 | 0 | 0 | 0 | 0 | 0
PseudoUnit | 0 | 0 | 0 | 0 | 0 | 0
FixedInterchange | 0 | 0 | 0 | 0 | 0 | 0
Total Costs by Reporting Type: SPP_N
ReportingType | 2015 | 2020 | 2025 | 2030 | 2035 | 2040
BM | 0 | 0 | 0 | 0 | 0 | 0
CC | 363.4 | 881.01 | 858.35 | 1105.25 | 863.37 | 772.77
CSP | 0 | 0 | 0 | 0 | 0 | 0
CT | 0 | 0 | 0 | 281.88 | 417.53 | 466.97
Coal | 2287.89 | 2606.66 | 2628.73 | 2602.54 | 2870.76 | 3445.29
Geo | 0 | 0 | 0 | 0 | 0 | 0
H | 0.3 | 0.3 | 0.3 | 0.3 | 0.3 | 0.3
LFG | 0.85 | 0.85 | 30.03 | 30.03 | 30.03 | 30.03
Nuc | 256.73 | 266.63 | 271.39 | 272.98 | 272.98 | 272.98
PS | 0 | 0 | 0 | 0 | 0 | 0
PV | 0 | 0 | 0 | 0 | 0 | 0
PeakG | 77.49 | 121.76 | 116.04 | 105.7 | 105.7 | 105.7
PeakO | 34.89 | 44.84 | 35.94 | 35.94 | 35.94 | 35.94
ST | 0 | 0 | 0 | 0 | 0 | 0
STOG | 90.25 | 118.98 | 111.43 | 123.75 | 129.77 | 132.41
STWD | 0 | 0 | 0 | 0 | 0 | 0
WT | 42.04 | 42.04 | 42.04 | 42.04 | 136.93 | 136.93
IGCC | 0 | 0 | 0 | 0 | 0 | 0
DemandResponse | 0 | 0 | 0 | 0 | 0 | 0
IGCC-CCS | 0 | 0 | 0 | 0 | 0 | 0
WT_off | 0 | 0 | 0 | 0 | 0 | 0
PseudoUnit | 0 | 0 | 0 | 0 | 0 | 0
FixedInterchange | 0 | 0 | 0 | 0 | 0 | 0
Total Costs by Reporting Type: SPP_S
ReportingType | 2015 | 2020 | 2025 | 2030 | 2035 | 2040
BM | 0 | 0 | 0 | 0 | 0 | 0
CC | 1938.82 | 3467.25 | 3741.89 | 4323.83 | 3471.57 | 2814.21
CSP | 0 | 0 | 0 | 0 | 0 | 0
CT | 35.98 | 61.7 | 61.94 | 65.74 | 28.5 | 4.89
Coal | 3320.47 | 3824.13 | 4368.67 | 4424.47 | 4679.44 | 4974.39
Geo | 0 | 0 | 0 | 0 | 0 | 0
H | 30.03 | 30.03 | 30.03 | 30.03 | 30.03 | 30.03
LFG | 2.29 | 2.29 | 31.48 | 31.48 | 31.48 | 31.48
Nuc | 0.01 | 0.01 | 0.01 | 0.01 | 0.01 | 0.01
PS | 10.59 | 10.59 | 10.59 | 10.59 | 10.59 | 10.59
PV | 0 | 0 | 0 | 0 | 0 | 0
PeakG | 60.2 | 87.93 | 62.37 | 77.03 | 82.77 | 82.77
PeakO | 3.36 | 4.54 | 3.63 | 3.63 | 3.64 | 3.66
ST | 0 | 0 | 0 | 0 | 0 | 0
STOG | 484.84 | 560.54 | 522.45 | 575.47 | 488.48 | 435.11
STWD | 2.69 | 3.37 | 2.75 | 2.75 | 2.75 | 2.75
WT | 183.43 | 218.38 | 218.38 | 218.38 | 2771.91 | 4796.99
IGCC | 0 | 0 | 0 | 0 | 0 | 0
DemandResponse | 0 | 0 | 0 | 0 | 0 | 0
IGCC-CCS | 0 | 0 | 0 | 0 | 0 | 0
WT_off | 0 | 0 | 0 | 0 | 0 | 0
PseudoUnit | 0 | 0 | 0 | 0 | 0 | 0
FixedInterchange | 0 | 0 | 0 | 0 | 0 | 0
Total Costs by Reporting Type: TVA
ReportingType | 2015 | 2020 | 2025 | 2030 | 2035 | 2040
BM | 0 | 0 | 0 | 0 | 0 | 0
CC | 890.75 | 1822.92 | 2184.85 | 2605.88 | 2597.27 | 2463.95
CSP | 0 | 0 | 0 | 0 | 0 | 0
CT | 0 | 334.71 | 334.92 | 480.02 | 478.88 | 206.4
Coal | 3872.8 | 4014.15 | 4201.92 | 4235.38 | 6284.59 | 7780.99
Geo | 0 | 0 | 0 | 0 | 0 | 0
H | 72.8 | 72.8 | 72.8 | 72.8 | 72.8 | 72.8
LFG | 1.57 | 1.57 | 33.99 | 33.99 | 33.99 | 33.99
Nuc | 2533.71 | 2590.04 | 2579.4 | 2590.89 | 1999.33 | 2481.64
PS | 41.38 | 41.38 | 41.38 | 41.38 | 41.38 | 41.38
PV | 0 | 0 | 0 | 0 | 0 | 0
PeakG | 99.24 | 153.37 | 140.99 | 140.99 | 140.99 | 140.99
PeakO | 1.87 | 2.54 | 1.92 | 2.49 | 2.49 | 2.49
ST | 0 | 0 | 0 | 0 | 0 | 0
STOG | 0 | 0 | 0 | 0 | 0 | 0
STWD | 0.16 | 0.2 | 0.16 | 0.17 | 0.25 | 0.31
WT | 0.99 | 0.99 | 0.99 | 0.99 | 0.99 | 0.99
IGCC | 0 | 0 | 0 | 0 | 0 | 0
DemandResponse | 0 | 0 | 0 | 0 | 0 | 0
IGCC-CCS | 0 | 0 | 0 | 0 | 0 | 0
WT_off | 0 | 0 | 0 | 0 | 0 | 0
PseudoUnit | 0 | 0 | 0 | 0 | 0 | 0
FixedInterchange | 0 | 0 | 0 | 0 | 0 | 0
Total Costs by Reporting Type: TVA_Transmission
ReportingType | 2015 | 2020 | 2025 | 2030 | 2035 | 2040
BM | 0 | 0 | 0 | 0 | 0 | 0
CC | 0 | 0 | 0 | 0 | 0 | 0
CSP | 0 | 0 | 0 | 0 | 0 | 0
CT | 0 | 0 | 0 | 0 | 0 | 0
Coal | 0 | 0 | 0 | 0 | 0 | 0
Geo | 0 | 0 | 0 | 0 | 0 | 0
H | 0 | 0 | 0 | 0 | 0 | 0
LFG | 0 | 0 | 0 | 0 | 0 | 0
Nuc | 0 | 0 | 0 | 0 | 0 | 0
PS | 0 | 0 | 0 | 0 | 0 | 0
PV | 0 | 0 | 0 | 0 | 0 | 0
PeakG | 0 | 0 | 0 | 0 | 0 | 0
PeakO | 0 | 0 | 0 | 0 | 0 | 0
ST | 0 | 0 | 0 | 0 | 0 | 0
STOG | 0 | 0 | 0 | 0 | 0 | 0
STWD | 0 | 0 | 0 | 0 | 0 | 0
WT | 0 | 0 | 0 | 0 | 0 | 0
IGCC | 0 | 0 | 0 | 0 | 0 | 0
DemandResponse | 0 | 0 | 0 | 0 | 0 | 0
IGCC-CCS | 0 | 0 | 0 | 0 | 0 | 0
WT_off | 0 | 0 | 0 | 0 | 0 | 0
PseudoUnit | 0 | 0 | 0 | 0 | 0 | 0
FixedInterchange | 0 | 0 | 0 | 0 | 0 | 0
Total Costs by Reporting Type: VACAR
ReportingType | 2015 | 2020 | 2025 | 2030 | 2035 | 2040
BM | 0.93 | 0.93 | 34.54 | 110.89 | 153.99 | 239.42
CC | 3402.79 | 4475.71 | 4376.38 | 4808.21 | 7464.83 | 9555.48
CSP | 0 | 0 | 0 | 0 | 0 | 0
CT | 68.47 | 140.37 | 306.86 | 571.08 | 574.6 | 566.21
Coal | 4488.05 | 4498.59 | 5609.36 | 6223.91 | 7068.1 | 7353.86
Geo | 0 | 0 | 0 | 0 | 0 | 0
H | 30.23 | 30.23 | 30.23 | 30.23 | 30.23 | 30.23
LFG | 7.71 | 40.25 | 40.25 | 40.25 | 40.18 | 20.68
Nuc | 2606.17 | 4424.34 | 4396.29 | 4414.98 | 3652.53 | 5084.39
PS | 62.1 | 62.1 | 62.1 | 62.1 | 62.1 | 62.1
PV | 0.24 | 0.24 | 0.24 | 0.24 | 0.24 | 0.24
PeakG | 147.08 | 214.92 | 155.86 | 193.34 | 204.74 | 204.6
PeakO | 36.13 | 46.34 | 37.33 | 38.01 | 38.01 | 38.01
ST | 0 | 0 | 0 | 0 | 0 | 0
STOG | 4.04 | 4.78 | 4.1 | 4.1 | 4.1 | 4.1
STWD | 173.41 | 20.81 | 113.09 | 130.05 | 173.58 | 173.58
WT | 0.22 | 691.53 | 832.98 | 832.98 | 832.79 | 222.65
IGCC | 0 | 0 | 0 | 0 | 0 | 0
DemandResponse | 0 | 0 | 0 | 0 | 0 | 0
IGCC-CCS | 0 | 0 | 0 | 0 | 0 | 0
WT_off | 0.59 | 0.59 | 0.59 | 0.59 | 0.05 | 0.05
PseudoUnit | 0 | 0 | 0 | 0 | 0 | 0
FixedInterchange | 0 | 0 | 0 | 0 | 0 | 0
Total Costs by Reporting Type: IESO
ReportingType | 2015 | 2020 | 2025 | 2030 | 2035 | 2040
BM | 177.6 | 177.6 | 177.6 | 177.6 | 177.6 | 177.6
CC | 312.7 | 333.23 | 359.99 | 459.45 | 826.88 | 1991.46
CSP | 0 | 0 | 0 | 0 | 0 | 0
CT | 44.26 | 44.26 | 44.26 | 44.26 | 267.57 | 299.98
Coal | 0 | 0 | 0 | 0 | 0 | 0
Geo | 0 | 0 | 0 | 0 | 0 | 0
H | 123.83 | 123.83 | 123.83 | 123.83 | 123.83 | 123.83
LFG | 19.32 | 19.32 | 19.32 | 19.32 | 14.43 | 14.43
Nuc | 2990.3 | 3007.72 | 3062.19 | 3080.28 | 2836.57 | 3030.7
PS | 2.92 | 2.92 | 2.92 | 2.92 | 2.92 | 2.92
PV | 558.01 | 558.01 | 558.01 | 558.01 | 0.44 | 0.44
PeakG | 11.67 | 13.67 | 13.67 | 13.67 | 13.76 | 14.04
PeakO | 0.66 | 0.66 | 0.78 | 0.86 | 0.86 | 0.86
ST | 0 | 0 | 0 | 0 | 0 | 0
STOG | 0 | 0 | 0 | 0 | 0 | 0
STWD | 0 | 0 | 0 | 0 | 0 | 0
WT | 763.41 | 763.41 | 763.41 | 763.41 | 43.84 | 43.84
IGCC | 0 | 0 | 0 | 0 | 0 | 0
DemandResponse | 0 | 0 | 0 | 0 | 0 | 0
IGCC-CCS | 0 | 0 | 0 | 0 | 0 | 0
WT_off | 0 | 0 | 0 | 0 | 0 | 0
PseudoUnit | 0 | 0 | 0 | 0 | 0 | 0
FixedInterchange | 0 | 0 | 0 | 0 | 0 | 0
Total Costs by Reporting Type: MAPP_CA
ReportingType | 2015 | 2020 | 2025 | 2030 | 2035 | 2040
BM | 0 | 0 | 0 | 0 | 0 | 0
CC | 469 | 789.48 | 927.5 | 1260.07 | 1392.49 | 1320.5
CSP | 0 | 0 | 0 | 0 | 0 | 0
CT | 0 | 0 | 0 | 0 | 35.79 | 77.15
Coal | 53.46 | 56.97 | 70.24 | 153.33 | 248.31 | 296.12
Geo | 0 | 0 | 0 | 0 | 0 | 0
H | 92.24 | 92.24 | 92.24 | 92.24 | 92.24 | 92.24
LFG | 0 | 0 | 0 | 0 | 0 | 0
Nuc | 0.01 | 0.01 | 0.01 | 0.01 | 0.01 | 0.01
PS | 0 | 0 | 0 | 0 | 0 | 0
PV | 0 | 0 | 0 | 0 | 0 | 0
PeakG | 9.88 | 9.88 | 9.88 | 9.88 | 13.09 | 13.09
PeakO | 0.09 | 0.09 | 0.09 | 0.12 | 0.12 | 0.12
ST | 0 | 0 | 0 | 0 | 0 | 0
STOG | 5.54 | 5.54 | 5.54 | 5.54 | 5.54 | 5.54
STWD | 0 | 0 | 0 | 0 | 0 | 0
WT | 105.14 | 105.14 | 105.14 | 105.14 | 17.92 | 17.92
IGCC | 0 | 0 | 0 | 0 | 0 | 0
DemandResponse | 0 | 0 | 0 | 0 | 0 | 0
IGCC-CCS | 0 | 0 | 0 | 0 | 0 | 0
WT_off | 0 | 0 | 0 | 0 | 0 | 0
PseudoUnit | 0 | 0 | 0 | 0 | 0 | 0
FixedInterchange | 0 | 0 | 0 | 0 | 0 | 0
Total Costs by Reporting Type: AZ_NM_SNV_Coal
ReportingType | 2015 | 2020 | 2025 | 2030 | 2035 | 2040
BM | 0 | 0 | 0 | 0 | 0 | 0
CC | 0 | 0 | 0 | 0 | 0 | 0
CSP | 0 | 0 | 0 | 0 | 0 | 0
CT | 0 | 0 | 0 | 0 | 0 | 0
Coal | 2667.51 | 3028.63 | 3003.44 | 3079.99 | 3304.88 | 6938.8
Geo | 0 | 0 | 0 | 0 | 0 | 0
H | 0 | 0 | 0 | 0 | 0 | 0
LFG | 0 | 0 | 0 | 0 | 0 | 0
Nuc | 0 | 0 | 0 | 0 | 0 | 0
PS | 0 | 0 | 0 | 0 | 0 | 0
PV | 0 | 0 | 0 | 0 | 0 | 0
PeakG | 0 | 0 | 0 | 0 | 0 | 0
PeakO | 5.77 | 7.38 | 6 | 6 | 6 | 0
ST | 0 | 0 | 0 | 0 | 0 | 0
STOG | 0 | 0 | 0 | 0 | 0 | 0
STWD | 0 | 0 | 0 | 0 | 0 | 0
WT | 0 | 0 | 0 | 0 | 0 | 0
IGCC | 0 | 0 | 0 | 0 | 0 | 0
DemandResponse | 0 | 0 | 0 | 0 | 0 | 0
IGCC-CCS | 0 | 0 | 0 | 0 | 0 | 0
WT_off | 0 | 0 | 0 | 0 | 0 | 0
PseudoUnit | 0 | 0 | 0 | 0 | 0 | 0
FixedInterchange | 0 | 0 | 0 | 0 | 0 | 0
Total Costs by Reporting Type: AZ_NM_SNV_Gas
ReportingType | 2015 | 2020 | 2025 | 2030 | 2035 | 2040
BM | 0 | 0 | 0 | 0 | 0 | 0
CC | 4333.18 | 5812.06 | 6874.63 | 9192.58 | 11756.1 | 11656.93
CSP | 0 | 0 | 0 | 0 | 0 | 0
CT | 68.63 | 68.63 | 74.18 | 80.09 | 0 | 0
Coal | 0 | 0 | 0 | 0 | 0 | 0
Geo | 0 | 0 | 0 | 0 | 0 | 0
H | 0 | 0 | 0 | 0 | 0 | 0
LFG | 0 | 0 | 0 | 0 | 0 | 0
Nuc | 0 | 0 | 0 | 0 | 0 | 0
PS | 0 | 0 | 0 | 0 | 0 | 0
PV | 0 | 0 | 0 | 0 | 0 | 0
PeakG | 63.97 | 93.45 | 93.14 | 127.86 | 142.28 | 24.83
PeakO | 0 | 0 | 0 | 0 | 0 | 0
ST | 0 | 0 | 0 | 0 | 0 | 0
STOG | 0 | 0 | 0 | 0 | 0 | 0
STWD | 0 | 0 | 0 | 0 | 0 | 0
WT | 0 | 0 | 0 | 0 | 0 | 0
IGCC | 0 | 0 | 0 | 0 | 0 | 0
DemandResponse | 0 | 0 | 0 | 0 | 0 | 0
IGCC-CCS | 0 | 0 | 0 | 0 | 0 | 0
WT_off | 0 | 0 | 0 | 0 | 0 | 0
PseudoUnit | 0 | 0 | 0 | 0 | 0 | 0
FixedInterchange | 0 | 0 | 0 | 0 | 0 | 0
Total Costs by Reporting Type: AZ_NM_SNV_NucRenew
ReportingType | 2015 | 2020 | 2025 | 2030 | 2035 | 2040
BM | 0 | 0 | 0 | 0 | 0 | 0
CC | 0 | 0 | 0 | 0 | 0 | 0
CSP | 0 | 0 | 0 | 0 | 0 | 0
CT | 0 | 0 | 0 | 0 | 0 | 0
Coal | 0 | 0 | 0 | 0 | 0 | 0
Geo | 0 | 0 | 608.13 | 608.13 | 608.13 | 608.13
H | 44.6 | 44.6 | 44.6 | 44.6 | 44.6 | 44.6
LFG | 0.85 | 19.95 | 19.95 | 19.95 | 19.95 | 8.23
Nuc | 810.72 | 895.93 | 912.19 | 917.59 | 917.59 | 917.59
PS | 5.13 | 5.13 | 5.13 | 5.13 | 5.13 | 5.13
PV | 37.26 | 37.26 | 37.26 | 37.26 | 2.38 | 2.38
PeakG | 0 | 0 | 0 | 0 | 0 | 0
PeakO | 0 | 0 | 0 | 0 | 0 | 0
ST | 119.47 | 307.38 | 415.39 | 383.52 | 347.35 | 190.54
STOG | 0 | 0 | 0 | 0 | 0 | 0
STWD | 12.81 | 13.02 | 1.94 | 10.88 | 10.88 | 10.88
WT | 31.87 | 2920.13 | 2920.13 | 3011.67 | 2997.39 | 451.01
IGCC | 0 | 0 | 0 | 0 | 0 | 0
DemandResponse | 0 | 0 | 0 | 0 | 0 | 0
IGCC-CCS | 0 | 0 | 0 | 0 | 0 | 0
WT_off | 0 | 0 | 0 | 0 | 0 | 0
PseudoUnit | 0 | 0 | 0 | 0 | 0 | 0
FixedInterchange | 0 | 0 | 0 | 0 | 0 | 0
Total Costs by Reporting Type: ERCOT
ReportingType | 2015 | 2020 | 2025 | 2030 | 2035 | 2040
BM | 69.26 | 69.26 | 69.36 | 69.26 | 76.49 | 76.49
CC | 7119.36 | 9132.44 | 9621.67 | 11491.59 | 13624.71 | 15665.81
CSP | 0 | 0 | 0 | 0 | 0 | 0
CT | 22.65 | 22.65 | 22.82 | 22.65 | 1.67 | 1.67
Coal | 5155.34 | 6249.33 | 7039.42 | 6831.85 | 7677.89 | 8175.75
Geo | 0 | 0 | 0 | 0 | 0 | 0
H | 8.05 | 8.05 | 8.05 | 8.05 | 8.05 | 8.05
LFG | 9.06 | 9.06 | 115.9 | 115.9 | 115.9 | 115.9
Nuc | 1007.36 | 1174.9 | 1203.03 | 1210.21 | 1210.21 | 1210.21
PS | 0 | 0 | 0 | 0 | 0 | 0
PV | 5.14 | 5.14 | 5.14 | 5.14 | 0.01 | 0.01
PeakG | 80.63 | 119.03 | 115.12 | 114.62 | 114.62 | 114.62
PeakO | 1.29 | 1.86 | 1.53 | 1.53 | 1.53 | 1.53
ST | 0 | 0 | 0 | 0 | 0 | 0
STOG | 1102.25 | 1294.89 | 1244.49 | 1193.79 | 1198.85 | 1185.86
STWD | 0 | 0 | 0 | 0 | 0 | 0
WT | 388.45 | 388.45 | 388.45 | 388.45 | 315.74 | 315.74
IGCC | 0 | 0 | 0 | 0 | 0 | 0
DemandResponse | 0 | 0 | 0 | 0 | 0 | 0
IGCC-CCS | 0 | 0 | 0 | 0 | 0 | 0
WT_off | 0 | 0 | 0 | 0 | 0 | 0
PseudoUnit | 0 | 0 | 0 | 0 | 0 | 0
FixedInterchange | 0 | 0 | 0 | 0 | 0 | 0
Total Costs by Reporting Type: NP15
ReportingType | 2015 | 2020 | 2025 | 2030 | 2035 | 2040
BM | 0 | 0 | 0 | 0 | 0 | 0
CC | 2118.13 | 2016.18 | 1980.89 | 1548.02 | 1534.23 | 1184.08
CSP | 0 | 0 | 0 | 0 | 0 | 0
CT | 184.71 | 462.72 | 862.36 | 1452.69 | 1695.06 | 1862.83
Coal | 10.37 | 0 | 0 | 0 | 0 | 0
Geo | 100.91 | 100.91 | 374.88 | 374.88 | 374.88 | 374.88
H | 125.7 | 125.7 | 125.7 | 125.7 | 125.7 | 125.7
LFG | 10.26 | 204.81 | 204.81 | 204.81 | 204.81 | 79.02
Nuc | 495.59 | 560.5 | 540.7 | 543.89 | 543.89 | 543.89
PS | 53.58 | 53.58 | 53.58 | 53.58 | 53.58 | 53.58
PV | 3.68 | 3.68 | 3.68 | 3.68 | 0.89 | 0.89
PeakG | 56.04 | 82.34 | 58.1 | 74.01 | 79.55 | 82.21
PeakO | 10.26 | 13.08 | 10.48 | 10.49 | 10.49 | 10.49
ST | 14.46 | 14.46 | 14.46 | 14.46 | 1.86 | 1.86
STOG | 177.16 | 210.48 | 191.72 | 202.94 | 200.55 | 232.56
STWD | 265.97 | 269.53 | 15.58 | 161.52 | 162.77 | 178.93
WT | 66.31 | 970.86 | 970.86 | 970.86 | 944.79 | 132.94
IGCC | 0 | 0 | 0 | 0 | 0 | 0
DemandResponse | 0 | 0 | 0 | 0 | 0 | 0
IGCC-CCS | 0 | 0 | 0 | 0 | 0 | 0
WT_off | 0 | 0 | 0 | 0 | 0 | 0
PseudoUnit | 0 | 0 | 0 | 0 | 0 | 0
FixedInterchange | 0 | 0 | 0 | 0 | 0 | 0
Total Costs by Reporting Type: NWPP_Coal
ReportingType | 2015 | 2020 | 2025 | 2030 | 2035 | 2040
BM | 0 | 0 | 0 | 0 | 0 | 0
CC | 0 | 0 | 0 | 0 | 0 | 0
CSP | 0 | 0 | 0 | 0 | 0 | 0
CT | 0 | 0 | 0 | 0 | 0 | 0
Coal | 3344.28 | 3633.11 | 3685.7 | 3636.67 | 3925.89 | 4396.28
Geo | 0 | 0 | 0 | 0 | 0 | 0
H | 0 | 0 | 0 | 0 | 0 | 0
LFG | 0 | 0 | 0 | 0 | 0 | 0
Nuc | 0 | 0 | 0 | 0 | 0 | 0
PS | 0 | 0 | 0 | 0 | 0 | 0
PV | 0 | 0 | 0 | 0 | 0 | 0
PeakG | 0 | 0 | 0 | 0 | 0 | 0
PeakO | 0 | 0 | 0 | 0 | 0 | 0
ST | 0 | 0 | 0 | 0 | 0 | 0
STOG | 0 | 0 | 0 | 0 | 0 | 0
STWD | 0 | 0 | 0 | 0 | 0 | 0
WT | 0 | 0 | 0 | 0 | 0 | 0
IGCC | 0 | 0 | 0 | 0 | 0 | 0
DemandResponse | 0 | 0 | 0 | 0 | 0 | 0
IGCC-CCS | 0 | 0 | 0 | 0 | 0 | 0
WT_off | 0 | 0 | 0 | 0 | 0 | 0
PseudoUnit | 0 | 0 | 0 | 0 | 0 | 0
FixedInterchange | 0 | 0 | 0 | 0 | 0 | 0
Total Costs by Reporting Type: NWPP_Gas
ReportingType | 2015 | 2020 | 2025 | 2030 | 2035 | 2040
BM | 0 | 0 | 0 | 0 | 0 | 0
CC | 1979.58 | 2315.82 | 3529.96 | 5512.14 | 7770.13 | 9716.52
CSP | 0 | 0 | 0 | 0 | 0 | 0
CT | 14.02 | 14.02 | 14.02 | 14.02 | 0 | 0
Coal | 0 | 0 | 0 | 0 | 0 | 498.43
Geo | 0 | 0 | 0 | 0 | 0 | 0
H | 0 | 0 | 0 | 0 | 0 | 0
LFG | 0 | 0 | 0 | 0 | 0 | 0
Nuc | 0 | 0 | 0 | 0 | 0 | 0
PS | 0 | 0 | 0 | 0 | 0 | 0
PV | 0 | 0 | 0 | 0 | 0 | 0
PeakG | 0 | 0 | 0 | 0 | 0 | 0
PeakO | 0 | 0 | 0 | 0 | 0 | 0
ST | 0 | 0 | 0 | 0 | 0 | 0
STOG | 0 | 0 | 0 | 0 | 0 | 0
STWD | 0 | 0 | 0 | 0 | 0 | 0
WT | 0 | 0 | 0 | 0 | 0 | 0
IGCC | 0 | 0 | 0 | 0 | 0 | 0
DemandResponse | 0 | 0 | 0 | 0 | 0 | 0
IGCC-CCS | 0 | 0 | 0 | 0 | 0 | 0
WT_off | 0 | 0 | 0 | 0 | 0 | 0
PseudoUnit | 0 | 0 | 0 | 0 | 0 | 0
FixedInterchange | 0 | 0 | 0 | 0 | 0 | 0
Total Costs by Reporting Type: NWPP_NucRenew
ReportingType | 2015 | 2020 | 2025 | 2030 | 2035 | 2040
BM | 17.16 | 17.24 | 17.16 | 35.02 | 35.02 | 35.02
CC | 0 | 0 | 0 | 0 | 0 | 0
CSP | 0 | 0 | 0 | 0 | 0 | 0
CT | 0 | 0 | 0 | 0 | 0 | 0
Coal | 0 | 0 | 0 | 0 | 0 | 0
Geo | 67.62 | 67.62 | 249.83 | 249.83 | 224.95 | 224.95
H | 480.54 | 480.54 | 480.54 | 480.54 | 480.54 | 480.54
LFG | 20.56 | 50.52 | 96.51 | 96.51 | 91.48 | 73.15
Nuc | 256.71 | 258.17 | 262.7 | 264.21 | 264.21 | 324.67
PS | 6.12 | 6.12 | 6.12 | 6.12 | 6.12 | 6.12
PV | 0.04 | 0.04 | 0.04 | 0.04 | 0.04 | 0.04
PeakG | 0 | 0 | 0 | 0 | 0 | 0
PeakO | 0 | 0 | 0 | 0 | 0 | 0
ST | 0 | 0 | 0 | 0 | 0 | 0
STOG | 0 | 0 | 0 | 0 | 0 | 0
STWD | 6.61 | 8.27 | 6.74 | 101.72 | 101.72 | 101.72
WT | 467.97 | 467.97 | 467.97 | 467.97 | 229.12 | 229.12
IGCC | 0 | 0 | 0 | 0 | 0 | 0
DemandResponse | 0 | 0 | 0 | 0 | 0 | 0
IGCC-CCS | 0 | 0 | 0 | 0 | 0 | 0
WT_off | 0 | 0 | 0 | 0 | 0 | 0
PseudoUnit | 0 | 0 | 0 | 0 | 0 | 0
FixedInterchange | 0 | 0 | 0 | 0 | 0 | 0
Total Costs by Reporting Type: RMPA
ReportingType | 2015 | 2020 | 2025 | 2030 | 2035 | 2040
BM | 0 | 0 | 0 | 0 | 0 | 0
CC | 363.39 | 404.52 | 209.98 | 216.11 | 229.92 | 178.12
CSP | 0 | 0 | 0 | 0 | 0 | 0
CT | 16.21 | 16.21 | 16.21 | 16.21 | 1.02 | 1.02
Coal | 1838.49 | 2025.35 | 1972.17 | 2415.1 | 3152.96 | 3878.76
Geo | 0 | 273.62 | 1091.93 | 1091.93 | 1091.93 | 921.11
H | 13.99 | 13.99 | 13.99 | 13.99 | 13.99 | 13.99
LFG | 1.17 | 10.26 | 10.26 | 10.26 | 9.99 | 4.42
Nuc | 0.01 | 0.01 | 0.01 | 0.01 | 0.01 | 0.01
PS | 13.37 | 13.37 | 13.37 | 13.37 | 13.37 | 13.37
PV | 0.68 | 0.68 | 0.68 | 0.68 | 0.31 | 0.31
PeakG | 49.72 | 73.28 | 51 | 62.2 | 70.41 | 70.27
PeakO | 5.49 | 6.99 | 5.61 | 5.61 | 5.61 | 5.61
ST | 1.26 | 151.34 | 162.06 | 173.58 | 172.52 | 46.91
STOG | 1.11 | 1.31 | 1.12 | 1.12 | 1.12 | 1.12
STWD | 0 | 0 | 0 | 0 | 0 | 0
WT | 240.35 | 240.35 | 240.35 | 240.35 | 67.69 | 67.69
IGCC | 0 | 0 | 0 | 0 | 0 | 0
DemandResponse | 0 | 0 | 0 | 0 | 0 | 0
IGCC-CCS | 0 | 0 | 0 | 0 | 0 | 0
WT_off | 0 | 0 | 0 | 0 | 0 | 0
PseudoUnit | 0 | 0 | 0 | 0 | 0 | 0
FixedInterchange | 0 | 0 | 0 | 0 | 0 | 0
Total Costs by Reporting Type: SP15
ReportingType | 2015 | 2020 | 2025 | 2030 | 2035 | 2040
BM | 6.8 | 6.8 | 3.59 | 6.42 | 5.91 | 5.88
CC | 2341.4 | 1400.75 | 1436.62 | 1553.04 | 1525.14 | 1258.08
CSP | 0 | 0 | 0 | 0 | 0 | 0
CT | 0 | 0 | 0 | 0 | 0 | 0
Coal | 35.83 | 43.99 | 48.96 | 37.17 | 0 | 0
Geo | 104.52 | 713.94 | 713.94 | 699.68 | 699.68 | 328.75
H | 16.57 | 16.57 | 16.57 | 16.57 | 16.57 | 16.57
LFG | 29.05 | 219.63 | 219.63 | 219.4 | 217.54 | 94.59
Nuc | 508.22 | 539.82 | 519.92 | 522.86 | 522.86 | 643.14
PS | 34.19 | 34.19 | 34.19 | 34.19 | 34.19 | 34.19
PV | 3.49 | 3.49 | 3.49 | 3.49 | 1.81 | 1.81
PeakG | 76.73 | 111.44 | 93.22 | 103.59 | 103.59 | 103.59
PeakO | 1.47 | 1.91 | 1.53 | 1.53 | 1.53 | 1.53
ST | 220.08 | 220.08 | 220.08 | 220.08 | 28.69 | 28.69
STOG | 464.15 | 548.18 | 462 | 471.9 | 500.35 | 523.85
STWD | 68.43 | 69.39 | 5.49 | 43.61 | 43.61 | 28.23
WT | 264.36 | 264.36 | 264.36 | 264.36 | 71.1 | 71.1
IGCC | 0 | 0 | 0 | 0 | 0 | 0
DemandResponse | 0 | 0 | 0 | 0 | 0 | 0
IGCC-CCS | 0 | 0 | 0 | 0 | 0 | 0
WT_off | 0 | 0 | 0 | 0 | 0 | 0
PseudoUnit | 0 | 0 | 0 | 0 | 0 | 0
FixedInterchange | 0 | 0 | 0 | 0 | 0 | 0
Total Costs by Reporting Type: ALB
ReportingType | 2015 | 2020 | 2025 | 2030 | 2035 | 2040
BM | 0 | 0 | 0 | 0 | 0 | 0
CC | 690.37 | 1201.97 | 1562.02 | 2138.73 | 2801.35 | 3567.89
CSP | 0 | 0 | 0 | 0 | 0 | 0
CT | 18.05 | 18.05 | 18.05 | 18.05 | 0.17 | 0.17
Coal | 983.92 | 953.71 | 967.34 | 1088.86 | 1175.16 | 1251.85
Geo | 0 | 0 | 0 | 0 | 0 | 0
H | 12.99 | 12.99 | 12.99 | 12.99 | 12.99 | 12.99
LFG | 1.21 | 1.21 | 1.21 | 1.21 | 1.21 | 1.21
Nuc | 0.01 | 0.01 | 0.01 | 0.01 | 0.01 | 0.01
PS | 0 | 0 | 0 | 0 | 0 | 0
PV | 0 | 0 | 0 | 0 | 0 | 0
PeakG | 32.58 | 32.58 | 32.58 | 32.58 | 45.9 | 45.9
PeakO | 0 | 0 | 0 | 0 | 0 | 0
ST | 0 | 0 | 0 | 0 | 0 | 0
STOG | 0 | 0 | 0 | 0 | 0 | 0
STWD | 0 | 0 | 0 | 0 | 0 | 0
WT | 25.5 | 25.5 | 25.5 | 25.5 | 22.96 | 22.96
IGCC | 0 | 0 | 0 | 0 | 0 | 0
DemandResponse | 0 | 0 | 0 | 0 | 0 | 0
IGCC-CCS | 0 | 0 | 0 | 0 | 0 | 0
WT_off | 0 | 0 | 0 | 0 | 0 | 0
PseudoUnit | 0 | 0 | 0 | 0 | 0 | 0
FixedInterchange | 0 | 0 | 0 | 0 | 0 | 0
Total Costs by Reporting Type: BC
ReportingType | 2015 | 2020 | 2025 | 2030 | 2035 | 2040
BM | 0 | 0 | 0 | 0 | 0 | 0
CC | 418.04 | 759.12 | 1147.19 | 1595.49 | 2132.83 | 2312.27
CSP | 0 | 0 | 0 | 0 | 0 | 0
CT | 0 | 0 | 0 | 0 | 0 | 52.12
Coal | 0 | 0 | 0 | 0 | 0 | 0
Geo | 0 | 0 | 0 | 0 | 0 | 0
H | 173.22 | 173.22 | 173.22 | 173.22 | 173.22 | 173.22
LFG | 2.9 | 2.9 | 2.9 | 2.9 | 2.9 | 2.9
Nuc | 0.01 | 0.01 | 0.01 | 0.01 | 0.01 | 0.01
PS | 0 | 0 | 0 | 0 | 0 | 0
PV | 0 | 0 | 0 | 0 | 0 | 0
PeakG | 2.66 | 2.77 | 3.3 | 3.3 | 3.3 | 3.3
PeakO | 1.16 | 1.29 | 1.29 | 1.29 | 1.29 | 1.29
ST | 0 | 0 | 0 | 0 | 0 | 0
STOG | 37.21 | 8.43 | 8.43 | 8.43 | 8.43 | 8.43
STWD | 16.34 | 16.34 | 16.34 | 16.34 | 16.35 | 16.35
WT | 48.22 | 48.22 | 48.22 | 48.22 | 7.54 | 7.54
IGCC | 0 | 0 | 0 | 0 | 0 | 0
DemandResponse | 0 | 0 | 0 | 0 | 0 | 0
IGCC-CCS | 0 | 0 | 0 | 0 | 0 | 0
WT_off | 0 | 0 | 0 | 0 | 0 | 0
PseudoUnit | 0 | 0 | 0 | 0 | 0 | 0
FixedInterchange | 0 | 0 | 0 | 0 | 0 | 0
Total Costs by Reporting Type: HQ_IESO
ReportingType | 2015 | 2020 | 2025 | 2030 | 2035 | 2040
BM | 0 | 0 | 0 | 0 | 0 | 0
CC | 0 | 0 | 0 | 0 | 0 | 0
CSP | 0 | 0 | 0 | 0 | 0 | 0
CT | 0 | 0 | 0 | 0 | 0 | 0
Coal | 0 | 0 | 0 | 0 | 0 | 0
Geo | 0 | 0 | 0 | 0 | 0 | 0
H | 0 | 0 | 0 | 0 | 0 | 0
LFG | 0 | 0 | 0 | 0 | 0 | 0
Nuc | 0.01 | 0.01 | 0.01 | 0.01 | 0.01 | 0.01
PS | 0 | 0 | 0 | 0 | 0 | 0
PV | 0 | 0 | 0 | 0 | 0 | 0
PeakG | 0 | 0 | 0 | 0 | 0 | 0
PeakO | 0 | 0 | 0 | 0 | 0 | 0
ST | 0 | 0 | 0 | 0 | 0 | 0
STOG | 0 | 0 | 0 | 0 | 0 | 0
STWD | 0 | 0 | 0 | 0 | 0 | 0
WT | 0 | 0 | 0 | 0 | 0 | 0
IGCC | 0 | 0 | 0 | 0 | 0 | 0
DemandResponse | 0 | 0 | 0 | 0 | 0 | 0
IGCC-CCS | 0 | 0 | 0 | 0 | 0 | 0
WT_off | 0 | 0 | 0 | 0 | 0 | 0
PseudoUnit | 0 | 0 | 0 | 0 | 0 | 0
FixedInterchange | 0 | 0 | 0 | 0 | 0 | 0
Total Costs by Reporting Type: HQ_NEISO
ReportingType | 2015 | 2020 | 2025 | 2030 | 2035 | 2040
BM | 0 | 0 | 0 | 0 | 0 | 0
CC | 0 | 0 | 0 | 0 | 0 | 0
CSP | 0 | 0 | 0 | 0 | 0 | 0
CT | 0 | 0 | 0 | 0 | 0 | 0
Coal | 0 | 0 | 0 | 0 | 0 | 0
Geo | 0 | 0 | 0 | 0 | 0 | 0
H | 0 | 0 | 0 | 0 | 0 | 0
LFG | 0 | 0 | 0 | 0 | 0 | 0
Nuc | 0.01 | 0.01 | 0.01 | 0.01 | 0.01 | 0.01
PS | 0 | 0 | 0 | 0 | 0 | 0
PV | 0 | 0 | 0 | 0 | 0 | 0
PeakG | 0 | 0 | 0 | 0 | 0 | 0
PeakO | 0 | 0 | 0 | 0 | 0 | 0
ST | 0 | 0 | 0 | 0 | 0 | 0
STOG | 0 | 0 | 0 | 0 | 0 | 0
STWD | 0 | 0 | 0 | 0 | 0 | 0
WT | 0 | 0 | 0 | 0 | 0 | 0
IGCC | 0 | 0 | 0 | 0 | 0 | 0
DemandResponse | 0 | 0 | 0 | 0 | 0 | 0
IGCC-CCS | 0 | 0 | 0 | 0 | 0 | 0
WT_off | 0 | 0 | 0 | 0 | 0 | 0
PseudoUnit | 0 | 0 | 0 | 0 | 0 | 0
FixedInterchange | 0 | 0 | 0 | 0 | 0 | 0
Total Costs by Reporting Type: HQ_NY
ReportingType | 2015 | 2020 | 2025 | 2030 | 2035 | 2040
BM | 0 | 0 | 0 | 0 | 0 | 0
CC | 0 | 0 | 0 | 0 | 0 | 0
CSP | 0 | 0 | 0 | 0 | 0 | 0
CT | 0 | 0 | 0 | 0 | 0 | 0
Coal | 0 | 0 | 0 | 0 | 0 | 0
Geo | 0 | 0 | 0 | 0 | 0 | 0
H | 0 | 0 | 0 | 0 | 0 | 0
LFG | 0 | 0 | 0 | 0 | 0 | 0
Nuc | 0.01 | 0.01 | 0.01 | 0.01 | 0.01 | 0.01
PS | 0 | 0 | 0 | 0 | 0 | 0
PV | 0 | 0 | 0 | 0 | 0 | 0
PeakG | 0 | 0 | 0 | 0 | 0 | 0
PeakO | 0 | 0 | 0 | 0 | 0 | 0
ST | 0 | 0 | 0 | 0 | 0 | 0
STOG | 0 | 0 | 0 | 0 | 0 | 0
STWD | 0 | 0 | 0 | 0 | 0 | 0
WT | 0 | 0 | 0 | 0 | 0 | 0
IGCC | 0 | 0 | 0 | 0 | 0 | 0
DemandResponse | 0 | 0 | 0 | 0 | 0 | 0
IGCC-CCS | 0 | 0 | 0 | 0 | 0 | 0
WT_off | 0 | 0 | 0 | 0 | 0 | 0
PseudoUnit | 0 | 0 | 0 | 0 | 0 | 0
FixedInterchange | 0 | 0 | 0 | 0 | 0 | 0
Total Costs by Reporting Type: MARITIMES
ReportingType | 2015 | 2020 | 2025 | 2030 | 2035 | 2040
BM | 0 | 0 | 0 | 0 | 0 | 0
CC | 0 | 0 | 0 | 0 | 0 | 0
CSP | 0 | 0 | 0 | 0 | 0 | 0
CT | 0 | 0 | 0 | 0 | 0 | 0
Coal | 0 | 0 | 0 | 0 | 0 | 0
Geo | 0 | 0 | 0 | 0 | 0 | 0
H | 0 | 0 | 0 | 0 | 0 | 0
LFG | 0 | 0 | 0 | 0 | 0 | 0
Nuc | 0.01 | 0.01 | 0.01 | 0.01 | 0.01 | 0.01
PS | 0 | 0 | 0 | 0 | 0 | 0
PV | 0 | 0 | 0 | 0 | 0 | 0
PeakG | 0 | 0 | 0 | 0 | 0 | 0
PeakO | 0 | 0 | 0 | 0 | 0 | 0
ST | 0 | 0 | 0 | 0 | 0 | 0
STOG | 0 | 0 | 0 | 0 | 0 | 0
STWD | 0 | 0 | 0 | 0 | 0 | 0
WT | 0 | 0 | 0 | 0 | 0 | 0
IGCC | 0 | 0 | 0 | 0 | 0 | 0
DemandResponse | 0 | 0 | 0 | 0 | 0 | 0
IGCC-CCS | 0 | 0 | 0 | 0 | 0 | 0
WT_off | 0 | 0 | 0 | 0 | 0 | 0
PseudoUnit | 0 | 0 | 0 | 0 | 0 | 0
FixedInterchange | 0 | 0 | 0 | 0 | 0 | 0
Total Costs by Reporting Type: All
ReportingType | 2015 | 2020 | 2025 | 2030 | 2035 | 2040
BM | 809.16 | 847.43 | 773.08 | 858.22 | 977.41 | 950.96
CC | 55126.21 | 73641.84 | 82124.72 | 100430.41 | 126541.39 | 144336.43
CSP | 0 | 0 | 0 | 0 | 0 | 0
CT | 803.55 | 2235.41 | 3183.49 | 5349.33 | 6561.46 | 6216.32
Coal | 75690.82 | 81115.48 | 86564.99 | 89209.05 | 102570.87 | 120359.65
Geo | 277 | 1160.04 | 3042.66 | 3028.4 | 3003.52 | 2461.77
H | 1511 | 1511 | 1511 | 1511 | 1511 | 1511
LFG | 541.97 | 1196.48 | 1885.9 | 2112.75 | 2080.23 | 1663.37
Nuc | 27257.76 | 31456.43 | 31434.52 | 31883.54 | 26253.69 | 31278.26
PS | 517.25 | 517.25 | 517.25 | 517.25 | 517.25 | 517.25
PV | 639.16 | 947.23 | 1196.74 | 1271.05 | 661.35 | 389.44
PeakG | 2226.01 | 3247.72 | 2604.88 | 3051.1 | 3246.79 | 3094.84
PeakO | 611.14 | 799.23 | 647.32 | 650.59 | 650.6 | 644.63
ST | 355.27 | 693.25 | 811.99 | 791.65 | 550.41 | 267.99
STOG | 4214.12 | 4933.52 | 4616.54 | 4636.4 | 4708.27 | 4758.81
STWD | 769.1 | 686.06 | 304.7 | 697.49 | 790.88 | 800.99
WT | 8135.21 | 13203.29 | 14454.46 | 14179.4 | 12042.45 | 9916.34
IGCC | 366.63 | 367.27 | 368.44 | 376.11 | 380.01 | 387.32
DemandResponse | 0 | 0 | 0 | 0 | 0 | 0
IGCC-CCS | 0 | 0 | 0 | 0 | 0 | 0
WT_off | 308.81 | 308.81 | 907.86 | 907.86 | 599.11 | 599.11
PseudoUnit | 0 | 0 | 0 | 0 | 0 | 0
FixedInterchange | 0 | 0 | 0 | 0 | 0 | 0
Total Costs by Reporting Type: EI_US
ReportingType | 2015 | 2020 | 2025 | 2030 | 2035 | 2040
BM | 538.34 | 576.53 | 505.37 | 569.91 | 682.39 | 655.97
CC | 34981.06 | 49476.27 | 54474.27 | 65463.18 | 82947.6 | 95484.77
CSP | 0 | 0 | 0 | 0 | 0 | 0
CT | 435.01 | 1588.86 | 2131.58 | 3701.35 | 4560.19 | 3921.39
Coal | 61601.63 | 65124.4 | 69777.72 | 71966.09 | 83085.78 | 94923.66
Geo | 3.95 | 3.95 | 3.95 | 3.95 | 3.95 | 3.95
H | 419.29 | 419.29 | 419.29 | 419.29 | 419.29 | 419.29
LFG | 447.6 | 658.84 | 1195.41 | 1422.49 | 1402.02 | 1269.53
Nuc | 21188.8 | 25019.34 | 24933.73 | 25344.45 | 19958.32 | 24608.01
PS | 401.94 | 401.94 | 401.94 | 401.94 | 401.94 | 401.94
PV | 30.85 | 338.92 | 588.44 | 662.75 | 655.47 | 383.56
PeakG | 1842.12 | 2709.28 | 2134.86 | 2509.38 | 2660.28 | 2623
PeakO | 584.95 | 765.97 | 620.02 | 623.18 | 623.19 | 623.2
ST | 0 | 0 | 0 | 0 | 0 | 0
STOG | 2426.71 | 2864.69 | 2703.24 | 2752.68 | 2793.43 | 2801.43
STWD | 398.95 | 309.52 | 258.61 | 363.42 | 455.56 | 464.88
WT | 5733.61 | 7008.88 | 8260.05 | 7893.45 | 7324.36 | 8556.47
IGCC | 366.63 | 367.27 | 368.44 | 376.11 | 380.01 | 387.32
DemandResponse | 0 | 0 | 0 | 0 | 0 | 0
IGCC-CCS | 0 | 0 | 0 | 0 | 0 | 0
WT_off | 308.81 | 308.81 | 907.86 | 907.86 | 599.11 | 599.11
PseudoUnit | 0 | 0 | 0 | 0 | 0 | 0
FixedInterchange | 0 | 0 | 0 | 0 | 0 | 0
Total Costs by Reporting Type: EI_Canada
ReportingType | 2015 | 2020 | 2025 | 2030 | 2035 | 2040
BM | 177.6 | 177.6 | 177.6 | 177.6 | 177.6 | 177.6
CC | 781.7 | 1122.71 | 1287.49 | 1719.52 | 2219.37 | 3311.96
CSP | 0 | 0 | 0 | 0 | 0 | 0
CT | 44.26 | 44.26 | 44.26 | 44.26 | 303.35 | 377.12
Coal | 53.46 | 56.97 | 70.24 | 153.33 | 248.31 | 296.12
Geo | 0 | 0 | 0 | 0 | 0 | 0
H | 216.06 | 216.06 | 216.06 | 216.06 | 216.06 | 216.06
LFG | 19.32 | 19.32 | 19.32 | 19.32 | 14.43 | 14.43
Nuc | 2990.32 | 3007.74 | 3062.22 | 3080.31 | 2836.59 | 3030.72
PS | 2.92 | 2.92 | 2.92 | 2.92 | 2.92 | 2.92
PV | 558.01 | 558.01 | 558.01 | 558.01 | 0.44 | 0.44
PeakG | 21.55 | 23.55 | 23.55 | 23.55 | 26.85 | 27.12
PeakO | 0.75 | 0.75 | 0.87 | 0.98 | 0.98 | 0.98
ST | 0 | 0 | 0 | 0 | 0 | 0
STOG | 5.54 | 5.54 | 5.54 | 5.54 | 5.54 | 5.54
STWD | 0 | 0 | 0 | 0 | 0 | 0
WT | 868.55 | 868.55 | 868.55 | 868.55 | 61.76 | 61.76
IGCC | 0 | 0 | 0 | 0 | 0 | 0
DemandResponse | 0 | 0 | 0 | 0 | 0 | 0
IGCC-CCS | 0 | 0 | 0 | 0 | 0 | 0
WT_off | 0 | 0 | 0 | 0 | 0 | 0
PseudoUnit | 0 | 0 | 0 | 0 | 0 | 0
FixedInterchange | 0 | 0 | 0 | 0 | 0 | 0
Total Costs by Reporting Type: EI
ReportingType | 2015 | 2020 | 2025 | 2030 | 2035 | 2040
BM | 715.94 | 754.13 | 682.97 | 747.51 | 860 | 833.57
CC | 35762.76 | 50598.98 | 55761.76 | 67182.7 | 85166.96 | 98796.73
CSP | 0 | 0 | 0 | 0 | 0 | 0
CT | 479.27 | 1633.12 | 2175.84 | 3745.61 | 4863.55 | 4298.51
Coal | 61655.09 | 65181.36 | 69847.96 | 72119.42 | 83334.09 | 95219.78
Geo | 3.95 | 3.95 | 3.95 | 3.95 | 3.95 | 3.95
H | 635.35 | 635.35 | 635.35 | 635.35 | 635.35 | 635.35
LFG | 466.92 | 678.16 | 1214.73 | 1441.81 | 1416.45 | 1283.96
Nuc | 24179.13 | 28027.08 | 27995.95 | 28424.75 | 22794.91 | 27638.74
PS | 404.86 | 404.86 | 404.86 | 404.86 | 404.86 | 404.86
PV | 588.86 | 896.93 | 1146.45 | 1220.76 | 655.91 | 384
PeakG | 1863.67 | 2732.83 | 2158.41 | 2532.94 | 2687.13 | 2650.13
PeakO | 585.7 | 766.72 | 620.89 | 624.15 | 624.16 | 624.18
ST | 0 | 0 | 0 | 0 | 0 | 0
STOG | 2432.24 | 2870.22 | 2708.77 | 2758.21 | 2798.97 | 2806.97
STWD | 398.95 | 309.52 | 258.61 | 363.42 | 455.56 | 464.88
WT | 6602.17 | 7877.44 | 9128.6 | 8762 | 7386.12 | 8618.23
IGCC | 366.63 | 367.27 | 368.44 | 376.11 | 380.01 | 387.32
DemandResponse | 0 | 0 | 0 | 0 | 0 | 0
IGCC-CCS | 0 | 0 | 0 | 0 | 0 | 0
WT_off | 308.81 | 308.81 | 907.86 | 907.86 | 599.11 | 599.11
PseudoUnit | 0 | 0 | 0 | 0 | 0 | 0
FixedInterchange | 0 | 0 | 0 | 0 | 0 | 0
Total Costs by Reporting Type: Outside_EI
ReportingType | 2015 | 2020 | 2025 | 2030 | 2035 | 2040
BM | 93.22 | 93.3 | 90.11 | 110.7 | 117.41 | 117.39
CC | 19363.45 | 23042.87 | 26362.96 | 33247.71 | 41374.43 | 45539.7
CSP | 0 | 0 | 0 | 0 | 0 | 0
CT | 324.28 | 602.29 | 1007.64 | 1603.72 | 1697.91 | 1917.8
Coal | 14035.73 | 15934.12 | 16717.03 | 17089.63 | 19236.78 | 25139.87
Geo | 273.05 | 1156.08 | 3038.71 | 3024.45 | 2999.57 | 2457.82
H | 875.65 | 875.65 | 875.65 | 875.65 | 875.65 | 875.65
LFG | 75.05 | 518.33 | 671.17 | 670.94 | 663.78 | 379.41
Nuc | 3078.63 | 3429.35 | 3438.57 | 3458.79 | 3458.79 | 3639.53
PS | 112.39 | 112.39 | 112.39 | 112.39 | 112.39 | 112.39
PV | 50.3 | 50.3 | 50.3 | 50.3 | 5.44 | 5.44
PeakG | 362.34 | 514.89 | 446.47 | 518.16 | 559.66 | 444.71
PeakO | 25.44 | 32.51 | 26.43 | 26.44 | 26.44 | 20.45
ST | 355.27 | 693.25 | 811.99 | 791.65 | 550.41 | 267.99
STOG | 1781.88 | 2063.29 | 1907.77 | 1878.18 | 1909.3 | 1951.84
STWD | 370.15 | 376.54 | 46.09 | 334.07 | 335.32 | 336.1
WT | 1533.05 | 5325.85 | 5325.85 | 5417.4 | 4656.33 | 1298.1
IGCC | 0 | 0 | 0 | 0 | 0 | 0
DemandResponse | 0 | 0 | 0 | 0 | 0 | 0
IGCC-CCS | 0 | 0 | 0 | 0 | 0 | 0
WT_off | 0 | 0 | 0 | 0 | 0 | 0
PseudoUnit | 0 | 0 | 0 | 0 | 0 | 0
FixedInterchange | 0 | 0 | 0 | 0 | 0 | 0
#15 A | 0.05: RPS Generation Compliance Payments ($)
RPS Program | 2015 | 2020 | 2025 | 2030 | 2035 | 2040
NEISO | 0 | 0 | 0 | 0 | 0 | 0
CA | 1704.14 | 191.74 | 0 | 0 | 0 | 0
NWPP | 0 | 0 | 0 | 0 | 0 | 0
PJM | 0 | 7.93 | 0 | 0 | 0 | 0
US | 0 | 0 | 0 | 0 | 0 | 0
PJM_Solar | 273.39 | 0 | 0 | 0 | 0 | 0
MA_Solar | 0 | 0 | 0 | 0 | 0 | 0
NH_Solar | 0 | 0 | 0 | 0 | 0 | 0
MRETS_Solar | 0.28 | 8 | 10.68 | 11.12 | 11.52 | 11.93
AZNMSNV | 224.61 | 298.83 | 0 | 0 | 0 | 0
AZNMSNV_Solar | 67.8 | 0 | 0 | 0 | 0 | 0
MRETS | 0 | 0 | 0 | 0 | 0 | 0
MI | 0 | 0 | 0 | 0 | 0 | 0
Ohio | 0 | 0 | 0 | 0 | 0 | 0
Ohio_Solar | 0 | 0 | 0 | 0 | 0 | 0
MOKSOKNE | 0 | 0 | 0 | 0 | 0 | 0
MO_Solar | 0 | 0 | 0 | 0 | 0 | 0
NC | 98.03 | 0 | 0 | 0 | 0 | 0
NC_Solar | 0 | 0 | 0 | 0 | 0 | 0
CO | 37.55 | 0 | 0 | 0 | 0 | 0
CO_Solar | 192.78 | 0 | 0 | 0 | 0 | 0
NY | 0 | 0 | 0 | 0 | 0 | 0
TX | 0 | 0 | 0 | 0 | 0 | 0
#15 B | 0.05: RPS Capacity Compliance Payments ($)
RPS Program | 2015 | 2020 | 2025 | 2030 | 2035 | 2040
NEISO | 0 | 0 | 0 | 0 | 0 | 0
CA | 0 | 0 | 0 | 0 | 0 | 0
NWPP | 0 | 0 | 0 | 0 | 0 | 0
PJM | 0 | 0 | 0 | 0 | 0 | 0
US | 0 | 0 | 0 | 0 | 0 | 0
PJM_Solar | 0 | 0 | 0 | 0 | 0 | 0
MA_Solar | 0 | 0 | 0 | 0 | 0 | 0
NH_Solar | 0 | 0 | 0 | 0 | 0 | 0
MRETS_Solar | 0 | 0 | 0 | 0 | 0 | 0
AZNMSNV | 0 | 0 | 0 | 0 | 0 | 0
AZNMSNV_Solar | 0 | 0 | 0 | 0 | 0 | 0
MRETS | 0 | 0 | 0 | 0 | 0 | 0
MI | 0 | 0 | 0 | 0 | 0 | 0
Ohio | 0 | 0 | 0 | 0 | 0 | 0
Ohio_Solar | 0 | 0 | 0 | 0 | 0 | 0
MOKSOKNE | 0 | 0 | 0 | 0 | 0 | 0
MO_Solar | 0 | 0 | 0 | 0 | 0 | 0
NC | 0 | 0 | 0 | 0 | 0 | 0
NC_Solar | 0 | 0 | 0 | 0 | 0 | 0
CO | 0 | 0 | 0 | 0 | 0 | 0
CO_Solar | 0 | 0 | 0 | 0 | 0 | 0
NY | 0 | 0 | 0 | 0 | 0 | 0
TX | 0 | 0 | 0 | 0 | 0 | 0
#16a | 0.05: Transmission Costs ($million) [excludes shadow cost]
Transmission Costs: Entergy
Cost | 2015 | 2020 | 2025 | 2030 | 2035 | 2040
a. Wheel Share | 1.86 | 1.89 | 1.83 | 1.76 | 3.6 | 21.99
b. Friction Share | 3.09 | 3.14 | 2.91 | 2.94 | 4.58 | 22.87
Transmission Costs: FRCC
Cost | 2015 | 2020 | 2025 | 2030 | 2035 | 2040
a. Wheel Share | 7.27 | 2.52 | 1 | 0.35 | 0.49 | 0
b. Friction Share | 7.27 | 2.52 | 1 | 0.35 | 0.49 | 0
Transmission Costs: MAPP_US
Cost | 2015 | 2020 | 2025 | 2030 | 2035 | 2040
a. Wheel Share | 12.59 | 9.48 | 13.3 | 12.33 | 9.8 | 8.5
b. Friction Share | 9.05 | 6.72 | 9.79 | 9.12 | 7.41 | 6.49
Transmission Costs: MISO_IN
Cost | 2015 | 2020 | 2025 | 2030 | 2035 | 2040
a. Wheel Share | 1.52 | 2.04 | 2.23 | 2.24 | 1.65 | 1.25
b. Friction Share | 2.95 | 1.38 | 1.72 | 1.8 | 1.66 | 1.78
Transmission Costs: MISO_MI
Cost | 2015 | 2020 | 2025 | 2030 | 2035 | 2040
a. Wheel Share | 3.99 | 6.06 | 5.68 | 4.24 | 3.4 | 5.2
b. Friction Share | 12.09 | 15.3 | 14.39 | 11.39 | 10.79 | 16.84
Transmission Costs: MISO_MO-IL
Cost | 2015 | 2020 | 2025 | 2030 | 2035 | 2040
a. Wheel Share | 0.25 | 0.35 | 1.09 | 1.89 | 2.7 | 11.51
b. Friction Share | 4.78 | 0.39 | 1.06 | 2.23 | 3.41 | 9.64
Transmission Costs: MISO_W
Cost | 2015 | 2020 | 2025 | 2030 | 2035 | 2040
a. Wheel Share | 4.3 | 1.66 | 3.04 | 2.74 | 4.27 | 6.19
b. Friction Share | 6.04 | 2.45 | 4.41 | 5.3 | 7.77 | 7.64
Transmission Costs: MISO_WUMS
Cost | 2015 | 2020 | 2025 | 2030 | 2035 | 2040
a. Wheel Share | 0 | 0 | 0 | 0 | 0 | 0
b. Friction Share | 1.46 | 0.36 | 0.29 | 0.55 | 1.36 | 0.72
Transmission Costs: Nebraska
Cost | 2015 | 2020 | 2025 | 2030 | 2035 | 2040
a. Wheel Share | 7.83 | 5.25 | 9.41 | 8.46 | 4.83 | 3.83
b. Friction Share | 5.96 | 4.13 | 7.42 | 6.68 | 4.39 | 4.29
Transmission Costs: NEISO
Cost | 2015 | 2020 | 2025 | 2030 | 2035 | 2040
a. Wheel Share | 0 | 0 | 0 | 0 | 0 | 0
b. Friction Share | 9.77 | 10.81 | 11.38 | 17.19 | 17.14 | 17.14
Transmission Costs: NonRTO_Midwest
Cost | 2015 | 2020 | 2025 | 2030 | 2035 | 2040
a. Wheel Share | 1.52 | 2.08 | 2.33 | 3.48 | 4.46 | 4.81
b. Friction Share | 0.91 | 1.27 | 1.46 | 3.39 | 5.61 | 6.63
Transmission Costs: NYISO_A-F
Cost | 2015 | 2020 | 2025 | 2030 | 2035 | 2040
a. Wheel Share | 14.88 | 15.34 | 11.49 | 10.91 | 2.47 | 2.87
b. Friction Share | 38.22 | 40.11 | 30.35 | 31.09 | 8.45 | 10.07
Transmission Costs: NYISO_G-I
Cost | 2015 | 2020 | 2025 | 2030 | 2035 | 2040
a. Wheel Share | 1.48 | 2.51 | 2.1 | 1.28 | 2.2 | 1.87
b. Friction Share | 6.34 | 6.32 | 6.36 | 7.49 | 7.84 | 7.51
Transmission Costs: NYISO_J-K
Cost | 2015 | 2020 | 2025 | 2030 | 2035 | 2040
a. Wheel Share | 1.21 | 1.27 | 1.24 | 1.51 | 1.69 | 1.8
b. Friction Share | 5.12 | 5.17 | 5.18 | 6.82 | 7.02 | 7.14
Transmission Costs: PJM_E
Cost | 2015 | 2020 | 2025 | 2030 | 2035 | 2040
a. Wheel Share | 2.69 | 3.77 | 3.34 | 2.79 | 3.89 | 3.67
b. Friction Share | 2.9 | 3.61 | 3.22 | 2.68 | 3.33 | 3.18
Transmission Costs: PJM_ROM
Cost | 2015 | 2020 | 2025 | 2030 | 2035 | 2040
a. Wheel Share | 0.37 | 0.92 | 1.07 | 1.22 | 2.03 | 1.23
b. Friction Share | 0.82 | 0.9 | 1.07 | 1.37 | 1.95 | 1.25
Transmission Costs: PJM_ROR
Cost | 2015 | 2020 | 2025 | 2030 | 2035 | 2040
a. Wheel Share | 29.42 | 13.7 | 19.64 | 24.66 | 22.94 | 15.35
b. Friction Share | 42.01 | 14.84 | 21.97 | 29.76 | 31.7 | 24.6
Transmission Costs: SOCO
Cost | 2015 | 2020 | 2025 | 2030 | 2035 | 2040
a. Wheel Share | 10.15 | 5.98 | 4.92 | 3.42 | 2.91 | 2.07
b. Friction Share | 11.81 | 8.77 | 8.25 | 4.83 | 3.92 | 2.92
Transmission Costs: SPP_N
Cost | 2015 | 2020 | 2025 | 2030 | 2035 | 2040
a. Wheel Share | 3.14 | 1.28 | 2.66 | 3.55 | 2.13 | 7.64
b. Friction Share | 2.65 | 1.2 | 2.19 | 2.98 | 2.57 | 11.66
Transmission Costs: SPP_S
Cost | 2015 | 2020 | 2025 | 2030 | 2035 | 2040
a. Wheel Share | 0.14 | 0.16 | 0.41 | 0.08 | 0.25 | 4.61
b. Friction Share | 0.36 | 0.38 | 0.71 | 0.23 | 0.45 | 6.96
Transmission Costs: TVA
Cost | 2015 | 2020 | 2025 | 2030 | 2035 | 2040
a. Wheel Share | 0.91 | 0.74 | 1.16 | 0.37 | 0.6 | 0.58
b. Friction Share | 1.14 | 0.93 | 1.46 | 0.47 | 0.77 | 0.74
Transmission Costs: TVA_Transmission
Cost | 2015 | 2020 | 2025 | 2030 | 2035 | 2040
a. Wheel Share | 0.4 | 0.49 | 2.73 | 4.51 | 4.65 | 3.97
b. Friction Share | 0.36 | 0.5 | 2.82 | 5.45 | 6.47 | 6.29
Transmission Costs: VACAR
Cost | 2015 | 2020 | 2025 | 2030 | 2035 | 2040
a. Wheel Share | 29.29 | 14.15 | 18.64 | 22.52 | 21.95 | 15.61
b. Friction Share | 29.5 | 15.55 | 20.77 | 22.64 | 22.04 | 15.65
Transmission Costs: IESO
Cost | 2015 | 2020 | 2025 | 2030 | 2035 | 2040
a. Wheel Share | 19.23 | 22.29 | 18.1 | 15.31 | 4.86 | 8.08
b. Friction Share | 48.08 | 55.75 | 45.27 | 38.28 | 12 | 19.45
Transmission Costs: MAPP_CA
Cost | 2015 | 2020 | 2025 | 2030 | 2035 | 2040
a. Wheel Share | 0.82 | 2.12 | 2.57 | 1.91 | 2.06 | 2.38
b. Friction Share | 1.55 | 4.19 | 4.65 | 3.18 | 2.61 | 3.5
Transmission Costs: AZ_NM_SNV_Coal
Cost | 2015 | 2020 | 2025 | 2030 | 2035 | 2040
a. Wheel Share | 20.51 | 20.58 | 22.08 | 26.41 | 29.48 | 36.26
b. Friction Share | 34.63 | 34.81 | 37.38 | 44.67 | 49.83 | 60.91
Transmission Costs: AZ_NM_SNV_Gas
Cost | 2015 | 2020 | 2025 | 2030 | 2035 | 2040
a. Wheel Share | 70.62 | 94.31 | 101.08 | 117.99 | 130.96 | 143.37
b. Friction Share | 118.04 | 157.53 | 168.85 | 197.13 | 218.83 | 239.39
Transmission Costs: AZ_NM_SNV_NucRenew
Cost | 2015 | 2020 | 2025 | 2030 | 2035 | 2040
a. Wheel Share | 37.85 | 74.59 | 87.26 | 94.57 | 105.52 | 125.35
b. Friction Share | 63.19 | 124.48 | 145.63 | 157.8 | 176 | 208.97
Transmission Costs: ERCOT
Cost | 2015 | 2020 | 2025 | 2030 | 2035 | 2040
a. Wheel Share | 0.1 | 0 | 0.26 | 0.02 | 0.01 | 1.02
b. Friction Share | 0.15 | 0 | 0.39 | 0.04 | 0.02 | 1.53
Transmission Costs: NP15
Cost | 2015 | 2020 | 2025 | 2030 | 2035 | 2040
a. Wheel Share | 26.58 | 10.88 | 25.28 | 49.08 | 60.07 | 67.46
b. Friction Share | 44.35 | 18.26 | 42.24 | 81.93 | 100.25 | 112.58
Transmission Costs: NWPP_Coal
Cost | 2015 | 2020 | 2025 | 2030 | 2035 | 2040
a. Wheel Share | 67.14 | 41.83 | 59.45 | 92.33 | 111.65 | 118.82
b. Friction Share | 113.16 | 70.98 | 100.49 | 155.46 | 187.8 | 199.88
Transmission Costs: NWPP_Gas
Cost | 2015 | 2020 | 2025 | 2030 | 2035 | 2040
a. Wheel Share | 0 | 0 | 0 | 0 | 0 | 0
b. Friction Share | 0.3 | 0.3 | 0.4 | 0.57 | 0.71 | 0.85
Transmission Costs: NWPP_NucRenew
Cost | 2015 | 2020 | 2025 | 2030 | 2035 | 2040
a. Wheel Share | 0 | 0 | 0 | 0 | 0 | 0
b. Friction Share | 0.96 | 0.97 | 1 | 1.01 | 1.01 | 1.01
Transmission Costs: RMPA
Cost | 2015 | 2020 | 2025 | 2030 | 2035 | 2040
a. Wheel Share | 3.47 | 3.59 | 6.76 | 9.45 | 12.74 | 14.73
b. Friction Share | 2.39 | 2.64 | 9.25 | 13.73 | 20.5 | 24.03
Transmission Costs: SP15
Cost | 2015 | 2020 | 2025 | 2030 | 2035 | 2040
a. Wheel Share | 161.55 | 218.17 | 237.99 | 262.87 | 291.35 | 327.69
b. Friction Share | 269.3 | 363.73 | 396.76 | 438.24 | 485.71 | 546.29
Transmission Costs: ALB
Cost | 2015 | 2020 | 2025 | 2030 | 2035 | 2040
a. Wheel Share | 3.4 | 2.28 | 3.16 | 0.04 | 0.03 | 0.03
b. Friction Share | 5.67 | 3.8 | 5.26 | 0.06 | 0.05 | 0.05
Transmission Costs: BC
Cost | 2015 | 2020 | 2025 | 2030 | 2035 | 2040
a. Wheel Share | 10.03 | 3.12 | 3.46 | 5.73 | 8.64 | 4.19
b. Friction Share | 16.72 | 5.19 | 5.77 | 9.56 | 14.39 | 6.99
Transmission Costs: HQ_IESO
Cost | 2015 | 2020 | 2025 | 2030 | 2035 | 2040
a. Wheel Share | 0 | 0 | 0 | 0 | 0 | 0
b. Friction Share | 0.01 | 0.01 | 0.01 | 0.01 | 0.01 | 0.01
Transmission Costs: HQ_NEISO
Cost | 2015 | 2020 | 2025 | 2030 | 2035 | 2040
a. Wheel Share | 0 | 0 | 0 | 0 | 0 | 0
b. Friction Share | 0.11 | 0.11 | 0.11 | 0.11 | 0.11 | 0.11
Transmission Costs: HQ_NY
Cost | 2015 | 2020 | 2025 | 2030 | 2035 | 2040
a. Wheel Share | 0 | 0 | 0 | 0 | 0 | 0
b. Friction Share | 0.03 | 0.03 | 0.03 | 0.03 | 0.03 | 0.03
Transmission Costs: MARITIMES
Cost | 2015 | 2020 | 2025 | 2030 | 2035 | 2040
a. Wheel Share | 0 | 0 | 0 | 0 | 0 | 0
b. Friction Share | 0.05 | 0.05 | 0.05 | 0.05 | 0.05 | 0.05
Transmission Costs: All
Cost | 2015 | 2020 | 2025 | 2030 | 2035 | 2040
a. Wheel Share | 556.48 | 585.39 | 676.78 | 790.03 | 860.3 | 973.92
b. Friction Share | 923.33 | 989.58 | 1123.73 | 1318.58 | 1431.04 | 1617.67
Transmission Costs: EI_US
Cost | 2015 | 2020 | 2025 | 2030 | 2035 | 2040
a. Wheel Share | 135.19 | 91.64 | 109.33 | 114.31 | 102.93 | 124.54
b. Friction Share | 204.81 | 146.94 | 160.36 | 176.94 | 161.32 | 192.21
Transmission Costs: EI_Canada
Cost | 2015 | 2020 | 2025 | 2030 | 2035 | 2040
a. Wheel Share | 20.04 | 24.41 | 20.67 | 17.22 | 6.92 | 10.46
b. Friction Share | 49.64 | 59.95 | 49.94 | 41.47 | 14.62 | 22.96
Transmission Costs: EI
Cost | 2015 | 2020 | 2025 | 2030 | 2035 | 2040
a. Wheel Share | 155.24 | 116.05 | 130 | 131.53 | 109.85 | 135
b. Friction Share | 254.45 | 206.89 | 210.3 | 218.41 | 175.94 | 215.18
Transmission Costs: Outside_EI
Cost | 2015 | 2020 | 2025 | 2030 | 2035 | 2040
a. Wheel Share | 401.24 | 469.35 | 546.78 | 658.5 | 750.44 | 838.92
b. Friction Share | 668.88 | 782.69 | 913.43 | 1100.17 | 1255.1 | 1402.5

## Capacity
#1 | New Build Capacity (MW)
New Build Capacity by Reporting Type: Entergy
ReportingType | 2015 | 2020 | 2025 | 2030 | 2035 | 2040
BM | 0 | 0 | 0 | 0 | 0 | 0
CC | 0.01 | 1686.46 | 240.78 | 1577.18 | 1897 | 2080.25
CSP | 0 | 0 | 0 | 0 | 0 | 0
CT | 0 | 0 | 0 | 0 | 0 | 0
Coal | 720 | 0 | 0 | 0 | 0 | 0
Geo | 0 | 0 | 0 | 0 | 0 | 0
H | 0 | 0 | 0 | 0 | 0 | 0
LFG | 0 | 0 | 72.79 | 34.61 | 0 | 0
Nuc | 170 | 0 | 0 | 0 | 0 | 0
PS | 0 | 0 | 0 | 0 | 0 | 0
PV | 0 | 0 | 0 | 0 | 0 | 0
PeakG | 0 | 0 | 0 | 0 | 0 | 0
PeakO | 0 | 0 | 0 | 0 | 0 | 0
ST | 0 | 0 | 0 | 0 | 0 | 0
STOG | 0 | 0 | 0 | 0 | 0 | 0
STWD | 0 | 0 | 0 | 0 | 0 | 0
WT | 0 | 0 | 0 | 0 | 0 | 0
IGCC | 0 | 0 | 0 | 0 | 0 | 0
DemandResponse | 0 | 0 | 0 | 0 | 0 | 0
IGCC-CCS | 0 | 0 | 0 | 0 | 0 | 0
WT_off | 0 | 0 | 0 | 0 | 0 | 0
PseudoUnit | 0 | 0 | 0 | 0 | 0 | 0
FixedInterchange | 0 | 0 | 0 | 0 | 0 | 0
New Build Capacity by Reporting Type: FRCC
ReportingType | 2015 | 2020 | 2025 | 2030 | 2035 | 2040
BM | 0 | 0 | 0 | 0 | 0 | 0
CC | 1516.9 | 6396.54 | 4013.37 | 5894.09 | 6175.29 | 6526.77
CSP | 0 | 0 | 0 | 0 | 0 | 0
CT | 2480 | 0 | 0 | 0 | 0 | 0
Coal | 0 | 0 | 0 | 0 | 0 | 0
Geo | 0 | 0 | 0 | 0 | 0 | 0
H | 0 | 0 | 0 | 0 | 0 | 0
LFG | 0 | 0 | 198 | 0 | 0 | 0
Nuc | 229.33 | 0 | 0 | 0 | 0 | 0
PS | 0 | 0 | 0 | 0 | 0 | 0
PV | 0 | 0 | 0 | 0 | 0 | 0
PeakG | 0 | 0 | 0 | 0 | 0 | 0
PeakO | 0 | 0 | 0 | 0 | 0 | 0
ST | 0 | 0 | 0 | 0 | 0 | 0
STOG | 0 | 0 | 0 | 0 | 0 | 0
STWD | 0 | 0 | 0 | 0 | 0 | 0
WT | 0 | 0 | 0 | 0 | 0 | 0
IGCC | 0 | 0 | 0 | 0 | 0 | 0
DemandResponse | 0 | 0 | 0 | 0 | 0 | 0
IGCC-CCS | 0 | 0 | 0 | 0 | 0 | 0
WT_off | 0 | 0 | 0 | 0 | 0 | 0
PseudoUnit | 0 | 0 | 0 | 0 | 0 | 0
FixedInterchange | 0 | 0 | 0 | 0 | 0 | 0
New Build Capacity by Reporting Type: MAPP_US
ReportingType | 2015 | 2020 | 2025 | 2030 | 2035 | 2040
BM | 0 | 0 | 0 | 0 | 0 | 0
CC | 0 | 0 | 0 | 0 | 0 | 0
CSP | 0 | 0 | 0 | 0 | 0 | 0
CT | 308.3 | 0 | 0 | 348.12 | 275.62 | 167.56
Coal | 0 | 0 | 0 | 0 | 0 | 118.98
Geo | 0 | 0 | 0 | 0 | 0 | 0
H | 0 | 0 | 0 | 0 | 0 | 0
LFG | 0 | 0 | 71.67 | 0 | 0 | 0
Nuc | 0 | 0 | 0 | 0 | 0 | 0
PS | 0 | 0 | 0 | 0 | 0 | 0
PV | 0 | 0 | 0 | 0 | 0 | 0
PeakG | 0 | 0 | 0 | 0 | 0 | 0
PeakO | 0 | 0 | 0 | 0 | 0 | 0
ST | 0 | 0 | 0 | 0 | 0 | 0
STOG | 0 | 0 | 0 | 0 | 0 | 0
STWD | 0 | 0 | 0 | 0 | 0 | 0
WT | 421.3 | 0 | 707.51 | 94.95 | 98.71 | 102.62
IGCC | 0 | 0 | 0 | 0 | 0 | 0
DemandResponse | 0 | 0 | 0 | 0 | 0 | 0
IGCC-CCS | 0 | 0 | 0 | 0 | 0 | 0
WT_off | 0 | 0 | 0 | 0 | 0 | 0
PseudoUnit | 0 | 0 | 0 | 0 | 0 | 0
FixedInterchange | 0 | 0 | 0 | 0 | 0 | 0
New Build Capacity by Reporting Type: MISO_IN
ReportingType | 2015 | 2020 | 2025 | 2030 | 2035 | 2040
BM | 0 | 0 | 0 | 0 | 0 | 0
CC | 0 | 2737.24 | 1184.95 | 2548.98 | 1893.45 | 0
CSP | 0 | 0 | 0 | 0 | 0 | 0
CT | 0 | 0 | 0 | 0 | 0 | 0
Coal | 0 | 0 | 0 | 0 | 0 | 0
Geo | 0 | 0 | 0 | 0 | 0 | 0
H | 0 | 0 | 0 | 0 | 0 | 0
LFG | 0 | 0 | 0 | 80.12 | 0 | 0
Nuc | 0 | 0 | 0 | 0 | 0 | 0
PS | 0 | 0 | 0 | 0 | 0 | 0
PV | 0 | 0 | 0 | 0 | 0 | 0
PeakG | 0 | 0 | 0 | 0 | 0 | 0
PeakO | 0 | 0 | 0 | 0 | 0 | 0
ST | 0 | 0 | 0 | 0 | 0 | 0
STOG | 0 | 0 | 0 | 0 | 0 | 0
STWD | 0 | 0 | 0 | 0 | 0 | 0
WT | 0 | 0 | 0 | 0 | 0 | 0
IGCC | 618 | 0 | 0 | 0 | 0 | 0
DemandResponse | 0 | 0 | 0 | 0 | 0 | 0
IGCC-CCS | 0 | 0 | 0 | 0 | 0 | 0
WT_off | 0 | 0 | 0 | 0 | 0 | 0
PseudoUnit | 0 | 0 | 0 | 0 | 0 | 0
FixedInterchange | 0 | 0 | 0 | 0 | 0 | 0
New Build Capacity by Reporting Type: MISO_MI
ReportingType | 2015 | 2020 | 2025 | 2030 | 2035 | 2040
BM | 0 | 0 | 0 | 0 | 0 | 0
CC | 0 | 0 | 0 | 0 | 0 | 0
CSP | 0 | 0 | 0 | 0 | 0 | 0
CT | 0 | 0 | 0 | 0 | 0 | 0
Coal | 0 | 0 | 0 | 0 | 0 | 0
Geo | 0 | 0 | 0 | 0 | 0 | 0
H | 0 | 0 | 0 | 0 | 0 | 0
LFG | 0 | 0 | 0 | 160.25 | 0 | 0
Nuc | 0 | 0 | 0 | 0 | 0 | 0
PS | 0 | 0 | 0 | 0 | 0 | 0
PV | 0 | 0 | 0 | 0 | 0 | 0
PeakG | 0 | 0 | 0 | 0 | 0 | 0
PeakO | 0 | 0 | 0 | 0 | 0 | 0
ST | 0 | 0 | 0 | 0 | 0 | 0
STOG | 0 | 0 | 0 | 0 | 0 | 0
STWD | 0 | 0 | 0 | 0 | 0 | 0
WT | 2000 | 0 | 0 | 0 | 0 | 0
IGCC | 0 | 0 | 0 | 0 | 0 | 0
DemandResponse | 0 | 0 | 0 | 0 | 0 | 0
IGCC-CCS | 0 | 0 | 0 | 0 | 0 | 0
WT_off | 0 | 0 | 0 | 0 | 0 | 0
PseudoUnit | 0 | 0 | 0 | 0 | 0 | 0
FixedInterchange | 0 | 0 | 0 | 0 | 0 | 0
New Build Capacity by Reporting Type: MISO_MO-IL
ReportingType | 2015 | 2020 | 2025 | 2030 | 2035 | 2040
BM | 0 | 0 | 0 | 0 | 0 | 0
CC | 0 | 0 | 0 | 0 | 0 | 0
CSP | 0 | 0 | 0 | 0 | 0 | 0
CT | 0 | 0 | 0 | 0 | 0 | 0
Coal | 1790 | 0 | 0 | 0 | 0 | 0
Geo | 0 | 0 | 0 | 0 | 0 | 0
H | 0 | 0 | 0 | 0 | 0 | 0
LFG | 0 | 0 | 223.33 | 0 | 0 | 0
Nuc | 0 | 0 | 0 | 0 | 0 | 0
PS | 0 | 0 | 0 | 0 | 0 | 0
PV | 0 | 0 | 0 | 0 | 0 | 0
PeakG | 0 | 0 | 0 | 0 | 0 | 0
PeakO | 0 | 0 | 0 | 0 | 0 | 0
ST | 0 | 0 | 0 | 0 | 0 | 0
STOG | 0 | 0 | 0 | 0 | 0 | 0
STWD | 0 | 0 | 0 | 0 | 0 | 0
WT | 300 | 0 | 0 | 0 | 0 | 0
IGCC | 0 | 0 | 0 | 0 | 0 | 0
DemandResponse | 0 | 0 | 0 | 0 | 0 | 0
IGCC-CCS | 0 | 0 | 0 | 0 | 0 | 0
WT_off | 0 | 0 | 0 | 0 | 0 | 0
PseudoUnit | 0 | 0 | 0 | 0 | 0 | 0
FixedInterchange | 0 | 0 | 0 | 0 | 0 | 0
New Build Capacity by Reporting Type: MISO_W
ReportingType | 2015 | 2020 | 2025 | 2030 | 2035 | 2040
BM | 0 | 0 | 0 | 0 | 0 | 0
CC | 0 | 0 | 0 | 0 | 0 | 0
CSP | 0 | 0 | 0 | 0 | 0 | 0
CT | 0 | 0 | 0 | 0 | 0 | 0
Coal | 0 | 0 | 0 | 0 | 2963.62 | 5084.29
Geo | 0 | 0 | 0 | 0 | 0 | 0
H | 0 | 0 | 0 | 0 | 0 | 0
LFG | 0 | 0 | 71.67 | 0 | 0 | 0
Nuc | 94.33 | 0 | 0 | 0 | 0 | 0
PS | 0 | 0 | 0 | 0 | 0 | 0
PV | 0 | 0 | 0 | 0 | 0 | 0
PeakG | 0 | 0 | 0 | 0 | 0 | 0
PeakO | 0 | 0 | 0 | 0 | 0 | 0
ST | 0 | 0 | 0 | 0 | 0 | 0
STOG | 0 | 0 | 0 | 0 | 0 | 0
STWD | 0 | 0 | 0 | 0 | 0 | 0
WT | 2800.5 | 0 | 1472.15 | 856.96 | 410.09 | 443.45
IGCC | 0 | 0 | 0 | 0 | 0 | 0
DemandResponse | 0 | 0 | 0 | 0 | 0 | 0
IGCC-CCS | 0 | 0 | 0 | 0 | 0 | 0
WT_off | 0 | 0 | 0 | 0 | 0 | 0
PseudoUnit | 0 | 0 | 0 | 0 | 0 | 0
FixedInterchange | 0 | 0 | 0 | 0 | 0 | 0
New Build Capacity by Reporting Type: MISO_WUMS
ReportingType | 2015 | 2020 | 2025 | 2030 | 2035 | 2040
BM | 0 | 0 | 0 | 0 | 0 | 0
CC | 0 | 3083.72 | 49.33 | 377.44 | 1777.08 | 0
CSP | 0 | 0 | 0 | 0 | 0 | 0
CT | 0 | 7780.67 | 3192.99 | 4357.42 | 3222.59 | 0
Coal | 615 | 0 | 0 | 0 | 0 | 0
Geo | 0 | 0 | 0 | 0 | 0 | 0
H | 0 | 0 | 0 | 0 | 0 | 0
LFG | 0 | 0 | 223.33 | 0 | 0 | 0
Nuc | 235 | 0 | 0 | 0 | 0 | 0
PS | 0 | 0 | 0 | 0 | 0 | 0
PV | 0 | 0 | 0 | 0 | 0 | 0
PeakG | 0 | 0 | 0 | 0 | 0 | 0
PeakO | 0 | 0 | 0 | 0 | 0 | 0
ST | 0 | 0 | 0 | 0 | 0 | 0
STOG | 0 | 0 | 0 | 0 | 0 | 0
STWD | 0 | 0 | 0 | 0 | 0 | 0
WT | 968.9 | 0 | 0 | 0 | 0 | 0
IGCC | 0 | 0 | 0 | 0 | 0 | 0
DemandResponse | 0 | 0 | 0 | 0 | 0 | 0
IGCC-CCS | 0 | 0 | 0 | 0 | 0 | 0
WT_off | 0 | 0 | 0 | 0 | 0 | 0
PseudoUnit | 0 | 0 | 0 | 0 | 0 | 0
FixedInterchange | 0 | 0 | 0 | 0 | 0 | 0
New Build Capacity by Reporting Type: Nebraska
ReportingType | 2015 | 2020 | 2025 | 2030 | 2035 | 2040
BM | 0 | 0 | 0 | 0 | 0 | 0
CC | 0 | 0 | 0 | 0 | 0 | 0
CSP | 0 | 0 | 0 | 0 | 0 | 0
CT | 0 | 0 | 0 | 0 | 0 | 0
Coal | 232.1 | 0 | 0 | 0 | 2001.88 | 826.39
Geo | 0 | 0 | 0 | 0 | 0 | 0
H | 0 | 0 | 0 | 0 | 0 | 0
LFG | 0 | 0 | 0 | 71.67 | 0 | 0
Nuc | 0 | 0 | 0 | 0 | 0 | 0
PS | 0 | 0 | 0 | 0 | 0 | 0
PV | 0 | 0 | 0 | 0 | 0 | 0
PeakG | 0 | 0 | 0 | 0 | 0 | 0
PeakO | 0 | 0 | 0 | 0 | 0 | 0
ST | 0 | 0 | 0 | 0 | 0 | 0
STOG | 0 | 0 | 0 | 0 | 0 | 0
STWD | 0 | 0 | 0 | 0 | 0 | 0
WT | 202 | 0 | 0 | 0 | 0 | 0
IGCC | 0 | 0 | 0 | 0 | 0 | 0
DemandResponse | 0 | 0 | 0 | 0 | 0 | 0
IGCC-CCS | 0 | 0 | 0 | 0 | 0 | 0
WT_off | 0 | 0 | 0 | 0 | 0 | 0
PseudoUnit | 0 | 0 | 0 | 0 | 0 | 0
FixedInterchange | 0 | 0 | 0 | 0 | 0 | 0
New Build Capacity by Reporting Type: NEISO
ReportingType | 2015 | 2020 | 2025 | 2030 | 2035 | 2040
BM | 252.2 | 0 | 0 | 0 | 0 | 0
CC | 2049.5 | 0 | 0 | 0 | 0 | 0
CSP | 0 | 0 | 0 | 0 | 0 | 0
CT | 334 | 0 | 0 | 706.47 | 1546.33 | 1064.49
Coal | 0 | 0 | 0 | 0 | 0 | 0
Geo | 0 | 0 | 0 | 0 | 0 | 0
H | 0 | 0 | 0 | 0 | 0 | 0
LFG | 49.26 | 69.74 | 0 | 0 | 0 | 0
Nuc | 0 | 0 | 0 | 0 | 0 | 0
PS | 0 | 0 | 0 | 0 | 0 | 0
PV | 0 | 0 | 0 | 0 | 0 | 0
PeakG | 0 | 0 | 0 | 0 | 0 | 0
PeakO | 0 | 0 | 0 | 0 | 0 | 0
ST | 0 | 0 | 0 | 0 | 0 | 0
STOG | 0 | 0 | 0 | 0 | 0 | 0
STWD | 0 | 0 | 0 | 0 | 0 | 0
WT | 231.2 | 1423.61 | 1844.95 | 1117.86 | 463.69 | 0
IGCC | 0 | 0 | 0 | 0 | 0 | 0
DemandResponse | 0 | 0 | 0 | 0 | 0 | 0
IGCC-CCS | 0 | 0 | 0 | 0 | 0 | 0
WT_off | 468 | 0 | 0 | 0 | 0 | 0
PseudoUnit | 0 | 0 | 0 | 0 | 0 | 0
FixedInterchange | 0 | 0 | 0 | 0 | 0 | 0
New Build Capacity by Reporting Type: NonRTO_Midwest
ReportingType | 2015 | 2020 | 2025 | 2030 | 2035 | 2040
BM | 0 | 0 | 0 | 0 | 0 | 0
CC | 0 | 482.95 | 194.64 | 85.12 | 368.39 | 235.76
CSP | 0 | 0 | 0 | 0 | 0 | 0
CT | 153.97 | 443.22 | 61.97 | 285.11 | 0 | 141.75
Coal | 0 | 0 | 0 | 0 | 0 | 0
Geo | 0 | 0 | 0 | 0 | 0 | 0
H | 0 | 0 | 0 | 0 | 0 | 0
LFG | 0 | 0 | 0 | 160.25 | 0 | 0
Nuc | 0 | 0 | 0 | 0 | 0 | 0
PS | 0 | 0 | 0 | 0 | 0 | 0
PV | 0 | 0 | 0 | 0 | 0 | 0
PeakG | 0 | 0 | 0 | 0 | 0 | 0
PeakO | 0 | 0 | 0 | 0 | 0 | 0
ST | 0 | 0 | 0 | 0 | 0 | 0
STOG | 0 | 0 | 0 | 0 | 0 | 0
STWD | 0 | 0 | 0 | 0 | 0 | 0
WT | 0 | 0 | 0 | 0 | 0 | 0
IGCC | 0 | 0 | 0 | 0 | 0 | 0
DemandResponse | 0 | 0 | 0 | 0 | 0 | 0
IGCC-CCS | 0 | 0 | 0 | 0 | 0 | 0
WT_off | 0 | 0 | 0 | 0 | 0 | 0
PseudoUnit | 0 | 0 | 0 | 0 | 0 | 0
FixedInterchange | 0 | 0 | 0 | 0 | 0 | 0
New Build Capacity by Reporting Type: NYISO_A-F
ReportingType | 2015 | 2020 | 2025 | 2030 | 2035 | 2040
BM | 0 | 0 | 0 | 0 | 0 | 0
CC | 639 | 0 | 0 | 0 | 0 | 0.01
CSP | 0 | 0 | 0 | 0 | 0 | 0
CT | 0 | 0 | 0 | 0 | 0 | 0
Coal | 0 | 0 | 0 | 0 | 0 | 0
Geo | 0 | 0 | 0 | 0 | 0 | 0
H | 0 | 0 | 0 | 0 | 0 | 0
LFG | 6.4 | 0 | 0 | 67.93 | 0 | 0
Nuc | 168 | 0 | 0 | 0 | 0 | 0
PS | 0 | 0 | 0 | 0 | 0 | 0
PV | 0 | 0 | 0 | 0 | 0 | 0
PeakG | 0 | 0 | 0 | 0 | 0 | 0
PeakO | 0 | 0 | 0 | 0 | 0 | 0
ST | 0 | 0 | 0 | 0 | 0 | 0
STOG | 0 | 0 | 0 | 0 | 0 | 0
STWD | 0 | 0 | 0 | 0 | 0 | 0
WT | 2476.3 | 709.8 | 0 | 0 | 0 | 0
IGCC | 0 | 0 | 0 | 0 | 0 | 0
DemandResponse | 0 | 0 | 0 | 0 | 0 | 0
IGCC-CCS | 0 | 0 | 0 | 0 | 0 | 0
WT_off | 0 | 0 | 0 | 0 | 0 | 0
PseudoUnit | 0 | 0 | 0 | 0 | 0 | 0
FixedInterchange | 0 | 0 | 0 | 0 | 0 | 0
New Build Capacity by Reporting Type: NYISO_G-I
ReportingType | 2015 | 2020 | 2025 | 2030 | 2035 | 2040
BM | 0 | 0 | 0 | 0 | 0 | 0
CC | 0 | 0 | 867.52 | 1052.84 | 3175.98 | 2386.5
CSP | 0 | 0 | 0 | 0 | 0 | 0
CT | 0 | 0 | 0 | 0 | 0 | 0
Coal | 0 | 0 | 0 | 0 | 0 | 0
Geo | 0 | 0 | 0 | 0 | 0 | 0
H | 0 | 0 | 0 | 0 | 0 | 0
LFG | 0 | 0 | 0 | 74.33 | 0 | 0
Nuc | 0 | 0 | 0 | 0 | 0 | 0
PS | 0 | 0 | 0 | 0 | 0 | 0
PV | 0 | 0 | 0 | 0 | 0 | 0
PeakG | 0 | 0 | 0 | 0 | 0 | 0
PeakO | 0 | 0 | 0 | 0 | 0 | 0
ST | 0 | 0 | 0 | 0 | 0 | 0
STOG | 0 | 0 | 0 | 0 | 0 | 0
STWD | 0 | 0 | 0 | 0 | 0 | 0
WT | 0 | 60 | 0 | 0 | 0 | 0
IGCC | 0 | 0 | 0 | 0 | 0 | 0
DemandResponse | 0 | 0 | 0 | 0 | 0 | 0
IGCC-CCS | 0 | 0 | 0 | 0 | 0 | 0
WT_off | 0 | 0 | 0 | 0 | 0 | 0
PseudoUnit | 0 | 0 | 0 | 0 | 0 | 0
FixedInterchange | 0 | 0 | 0 | 0 | 0 | 0
New Build Capacity by Reporting Type: NYISO_J-K
ReportingType | 2015 | 2020 | 2025 | 2030 | 2035 | 2040
BM | 0 | 0 | 0 | 0 | 0 | 0
CC | 1175.4 | 0 | 0 | 0 | 0 | 356.61
CSP | 0 | 0 | 0 | 0 | 0 | 0
CT | 0 | 0 | 1181.3 | 1802.25 | 0 | 763.22
Coal | 0 | 0 | 0 | 0 | 0 | 0
Geo | 0 | 0 | 0 | 0 | 0 | 0
H | 0 | 0 | 0 | 0 | 0 | 0
LFG | 0 | 0 | 0 | 74.33 | 0 | 0
Nuc | 0 | 0 | 0 | 0 | 0 | 0
PS | 0 | 0 | 0 | 0 | 0 | 0
PV | 32 | 0 | 0 | 0 | 0 | 0
PeakG | 0 | 0 | 0 | 0 | 0 | 0
PeakO | 0 | 0 | 0 | 0 | 0 | 0
ST | 0 | 0 | 0 | 0 | 0 | 0
STOG | 0 | 0 | 0 | 0 | 0 | 0
STWD | 0 | 0 | 0 | 0 | 0 | 0
WT | 0 | 0 | 0 | 0 | 0 | 0
IGCC | 0 | 0 | 0 | 0 | 0 | 0
DemandResponse | 0 | 0 | 0 | 0 | 0 | 0
IGCC-CCS | 0 | 0 | 0 | 0 | 0 | 0
WT_off | 0 | 0 | 0 | 0 | 0 | 0
PseudoUnit | 0 | 0 | 0 | 0 | 0 | 0
FixedInterchange | 0 | 0 | 0 | 0 | 0 | 0
New Build Capacity by Reporting Type: PJM_E
ReportingType | 2015 | 2020 | 2025 | 2030 | 2035 | 2040
BM | 30 | 0 | 0 | 0 | 0 | 0
CC | 4634.3 | 0 | 0 | 0 | 0 | 0
CSP | 0 | 0 | 0 | 0 | 0 | 0
CT | 26.2 | 0 | 0 | 0 | 4434.69 | 0
Coal | 27 | 0 | 0 | 0 | 0 | 0
Geo | 0 | 0 | 0 | 0 | 0 | 0
H | 0 | 0 | 0 | 0 | 0 | 0
LFG | 9.1 | 132.9 | 0 | 0 | 0 | 0
Nuc | 38 | 0 | 0 | 0 | 0 | 0
PS | 0 | 0 | 0 | 0 | 0 | 0
PV | 25.45 | 0 | 0 | 0 | 0 | 0
PeakG | 0 | 0 | 0 | 0 | 0 | 0
PeakO | 0 | 0 | 0 | 0 | 0 | 0
ST | 0 | 0 | 0 | 0 | 0 | 0
STOG | 0 | 0 | 0 | 0 | 0 | 0
STWD | 0 | 0 | 0 | 0 | 0 | 0
WT | 1150 | 0 | 0 | 0 | 0 | 0
IGCC | 0 | 0 | 0 | 0 | 0 | 0
DemandResponse | 0 | 0 | 0 | 0 | 0 | 0
IGCC-CCS | 0 | 0 | 0 | 0 | 0 | 0
WT_off | 0 | 0 | 1100 | 0 | 0 | 0
PseudoUnit | 0 | 0 | 0 | 0 | 0 | 0
FixedInterchange | 0 | 0 | 0 | 0 | 0 | 0
New Build Capacity by Reporting Type: PJM_ROM
ReportingType | 2015 | 2020 | 2025 | 2030 | 2035 | 2040
BM | 18 | 0 | 0 | 0 | 0 | 0
CC | 1678.5 | 0 | 0 | 0 | 4538.99 | 13401.65
CSP | 0 | 0 | 0 | 0 | 0 | 0
CT | 16 | 0 | 0 | 0 | 0 | 0
Coal | 32.5 | 0 | 0 | 0 | 0 | 0
Geo | 0 | 0 | 0 | 0 | 0 | 0
H | 0 | 0 | 0 | 0 | 0 | 0
LFG | 18.9 | 265.1 | 0 | 0 | 0 | 0
Nuc | 0 | 0 | 0 | 0 | 0 | 0
PS | 0 | 0 | 0 | 0 | 0 | 0
PV | 0.29 | 840.11 | 737.82 | 219.73 | 63.25 | 65.4
PeakG | 0 | 0 | 0 | 0 | 0 | 0
PeakO | 0 | 0 | 0 | 0 | 0 | 0
ST | 0 | 0 | 0 | 0 | 0 | 0
STOG | 0 | 0 | 0 | 0 | 0 | 0
STWD | 0 | 0 | 0 | 0 | 0 | 0
WT | 479.8 | 0 | 637.4 | 112.81 | 455.53 | 700.96
IGCC | 0 | 0 | 0 | 0 | 0 | 0
DemandResponse | 0 | 0 | 0 | 0 | 0 | 0
IGCC-CCS | 0 | 0 | 0 | 0 | 0 | 0
WT_off | 0 | 0 | 0 | 0 | 0 | 0
PseudoUnit | 0 | 0 | 0 | 0 | 0 | 0
FixedInterchange | 0 | 0 | 0 | 0 | 0 | 0
New Build Capacity by Reporting Type: PJM_ROR
ReportingType | 2015 | 2020 | 2025 | 2030 | 2035 | 2040
BM | 385 | 0 | 0 | 0 | 0 | 0
CC | 3077 | 3465.69 | 4637.86 | 8405.13 | 4161.9 | 0
CSP | 0 | 0 | 0 | 0 | 0 | 0
CT | 29 | 0 | 0 | 2790.22 | 1183.81 | 0
Coal | 2164 | 0 | 0 | 0 | 0 | 0
Geo | 0 | 0 | 0 | 0 | 0 | 0
H | 0 | 0 | 0 | 0 | 0 | 0
LFG | 57.4 | 72.32 | 441.39 | 0 | 0 | 0
Nuc | 38 | 0 | 0 | 0 | 0 | 0
PS | 0 | 0 | 0 | 0 | 0 | 0
PV | 0 | 0 | 0 | 0 | 0 | 0
PeakG | 0 | 0 | 0 | 0 | 0 | 0
PeakO | 0 | 0 | 0 | 0 | 0 | 0
ST | 0 | 0 | 0 | 0 | 0 | 0
STOG | 0 | 0 | 0 | 0 | 0 | 0
STWD | 0 | 0 | 0 | 0 | 0 | 0
WT | 8325.7 | 0 | 0 | 191.7 | 0 | 0
IGCC | 0 | 0 | 0 | 0 | 0 | 0
DemandResponse | 0 | 0 | 0 | 0 | 0 | 0
IGCC-CCS | 0 | 0 | 0 | 0 | 0 | 0
WT_off | 0 | 0 | 0 | 0 | 0 | 0
PseudoUnit | 0 | 0 | 0 | 0 | 0 | 0
FixedInterchange | 0 | 0 | 0 | 0 | 0 | 0
New Build Capacity by Reporting Type: SOCO
ReportingType | 2015 | 2020 | 2025 | 2030 | 2035 | 2040
BM | 55 | 0 | 0 | 0 | 0 | 0
CC | 5026.9 | 187 | 1070.54 | 3504.91 | 0 | 0
CSP | 0 | 0 | 0 | 0 | 0 | 0
CT | 0 | 0 | 0 | 0 | 0 | 0
Coal | 0 | 0 | 0 | 0 | 2802.06 | 5562.47
Geo | 0 | 0 | 0 | 0 | 0 | 0
H | 0 | 0 | 0 | 0 | 0 | 0
LFG | 0 | 0 | 107.4 | 0 | 0 | 0
Nuc | 70 | 2200 | 0 | 0 | 0 | 0
PS | 0 | 0 | 0 | 0 | 0 | 0
PV | 0 | 0 | 0 | 0 | 0 | 0
PeakG | 0 | 0 | 0 | 0 | 0 | 0
PeakO | 0 | 0 | 0 | 0 | 0 | 0
ST | 0 | 0 | 0 | 0 | 0 | 0
STOG | 0 | 0 | 0 | 0 | 0 | 0
STWD | 0 | 0 | 0 | 0 | 0 | 0
WT | 0 | 0 | 0 | 0 | 0 | 0
IGCC | 0 | 0 | 0 | 0 | 0 | 0
DemandResponse | 0 | 0 | 0 | 0 | 0 | 0
IGCC-CCS | 0 | 0 | 0 | 0 | 0 | 0
WT_off | 0 | 0 | 0 | 0 | 0 | 0
PseudoUnit | 0 | 0 | 0 | 0 | 0 | 0
FixedInterchange | 0 | 0 | 0 | 0 | 0 | 0
New Build Capacity by Reporting Type: SPP_N
ReportingType | 2015 | 2020 | 2025 | 2030 | 2035 | 2040
BM | 0 | 0 | 0 | 0 | 0 | 0
CC | 0 | 1582.46 | 0.03 | 376.75 | 0 | 0
CSP | 0 | 0 | 0 | 0 | 0 | 0
CT | 0 | 0 | 0 | 3012.35 | 1282.61 | 696.64
Coal | 465.04 | 0 | 0 | 0 | 0 | 799.74
Geo | 0 | 0 | 0 | 0 | 0 | 0
H | 0 | 0 | 0 | 0 | 0 | 0
LFG | 0 | 0 | 95 | 0 | 0 | 0
Nuc | 0 | 0 | 0 | 0 | 0 | 0
PS | 0 | 0 | 0 | 0 | 0 | 0
PV | 0 | 0 | 0 | 0 | 0 | 0
PeakG | 0 | 0 | 0 | 0 | 0 | 0
PeakO | 0 | 0 | 0 | 0 | 0 | 0
ST | 0 | 0 | 0 | 0 | 0 | 0
STOG | 0 | 0 | 0 | 0 | 0 | 0
STWD | 0 | 0 | 0 | 0 | 0 | 0
WT | 0 | 0 | 0 | 0 | 425.79 | 0
IGCC | 0 | 0 | 0 | 0 | 0 | 0
DemandResponse | 0 | 0 | 0 | 0 | 0 | 0
IGCC-CCS | 0 | 0 | 0 | 0 | 0 | 0
WT_off | 0 | 0 | 0 | 0 | 0 | 0
PseudoUnit | 0 | 0 | 0 | 0 | 0 | 0
FixedInterchange | 0 | 0 | 0 | 0 | 0 | 0
New Build Capacity by Reporting Type: SPP_S
ReportingType | 2015 | 2020 | 2025 | 2030 | 2035 | 2040
BM | 0 | 0 | 0 | 0 | 0 | 0
CC | 0 | 2337.71 | 1388.85 | 580.96 | 0 | 0
CSP | 0 | 0 | 0 | 0 | 0 | 0
CT | 412.99 | 300 | 0 | 0.08 | 0.05 | 1.3
Coal | 988 | 0 | 0 | 0 | 0 | 0
Geo | 0 | 0 | 0 | 0 | 0 | 0
H | 0 | 0 | 0 | 0 | 0 | 0
LFG | 0 | 0 | 95 | 0 | 0 | 0
Nuc | 0 | 0 | 0 | 0 | 0 | 0
PS | 0 | 0 | 0 | 0 | 0 | 0
PV | 0 | 0 | 0 | 0 | 0 | 0
PeakG | 0 | 0 | 0 | 0 | 0 | 0
PeakO | 0 | 0 | 0 | 0 | 0 | 0
ST | 0 | 0 | 0 | 0 | 0 | 0
STOG | 0 | 0 | 0 | 0 | 0 | 0
STWD | 0 | 0 | 0 | 0 | 0 | 0
WT | 430 | 150 | 0 | 0 | 11890.18 | 9237.47
IGCC | 0 | 0 | 0 | 0 | 0 | 0
DemandResponse | 0 | 0 | 0 | 0 | 0 | 0
IGCC-CCS | 0 | 0 | 0 | 0 | 0 | 0
WT_off | 0 | 0 | 0 | 0 | 0 | 0
PseudoUnit | 0 | 0 | 0 | 0 | 0 | 0
FixedInterchange | 0 | 0 | 0 | 0 | 0 | 0
New Build Capacity by Reporting Type: TVA
ReportingType | 2015 | 2020 | 2025 | 2030 | 2035 | 2040
BM | 0 | 0 | 0 | 0 | 0 | 0
CC | 1418 | 1707.82 | 1319.22 | 646.24 | 0 | 0
CSP | 0 | 0 | 0 | 0 | 0 | 0
CT | 0 | 3590.34 | 0 | 1581.39 | 0 | 0
Coal | 0 | 0 | 0 | 0 | 3679.11 | 2474.39
Geo | 0 | 0 | 0 | 0 | 0 | 0
H | 0 | 0 | 0 | 0 | 0 | 0
LFG | 0 | 0 | 107.4 | 0 | 0 | 0
Nuc | 1697.89 | 0 | 0 | 0 | 0 | 0
PS | 0 | 0 | 0 | 0 | 0 | 0
PV | 0 | 0 | 0 | 0 | 0 | 0
PeakG | 0 | 0 | 0 | 0 | 0 | 0
PeakO | 0 | 0 | 0 | 0 | 0 | 0
ST | 0 | 0 | 0 | 0 | 0 | 0
STOG | 0 | 0 | 0 | 0 | 0 | 0
STWD | 0 | 0 | 0 | 0 | 0 | 0
WT | 0 | 0 | 0 | 0 | 0 | 0
IGCC | 0 | 0 | 0 | 0 | 0 | 0
DemandResponse | 0 | 0 | 0 | 0 | 0 | 0
IGCC-CCS | 0 | 0 | 0 | 0 | 0 | 0
WT_off | 0 | 0 | 0 | 0 | 0 | 0
PseudoUnit | 0 | 0 | 0 | 0 | 0 | 0
FixedInterchange | 0 | 0 | 0 | 0 | 0 | 0
New Build Capacity by Reporting Type: TVA_Transmission
ReportingType | 2015 | 2020 | 2025 | 2030 | 2035 | 2040
BM | 0 | 0 | 0 | 0 | 0 | 0
CC | 0 | 0 | 0 | 0 | 0 | 0
CSP | 0 | 0 | 0 | 0 | 0 | 0
CT | 0 | 0 | 0 | 0 | 0 | 0
Coal | 0 | 0 | 0 | 0 | 0 | 0
Geo | 0 | 0 | 0 | 0 | 0 | 0
H | 0 | 0 | 0 | 0 | 0 | 0
LFG | 0 | 0 | 0 | 0 | 0 | 0
Nuc | 0 | 0 | 0 | 0 | 0 | 0
PS | 0 | 0 | 0 | 0 | 0 | 0
PV | 0 | 0 | 0 | 0 | 0 | 0
PeakG | 0 | 0 | 0 | 0 | 0 | 0
PeakO | 0 | 0 | 0 | 0 | 0 | 0
ST | 0 | 0 | 0 | 0 | 0 | 0
STOG | 0 | 0 | 0 | 0 | 0 | 0
STWD | 0 | 0 | 0 | 0 | 0 | 0
WT | 0 | 0 | 0 | 0 | 0 | 0
IGCC | 0 | 0 | 0 | 0 | 0 | 0
DemandResponse | 0 | 0 | 0 | 0 | 0 | 0
IGCC-CCS | 0 | 0 | 0 | 0 | 0 | 0
WT_off | 0 | 0 | 0 | 0 | 0 | 0
PseudoUnit | 0 | 0 | 0 | 0 | 0 | 0
FixedInterchange | 0 | 0 | 0 | 0 | 0 | 0
New Build Capacity by Reporting Type: VACAR
ReportingType | 2015 | 2020 | 2025 | 2030 | 2035 | 2040
BM | 0.92 | 0 | 34.89 | 79.25 | 44.74 | 88.69
CC | 7018.23 | 2685.5 | 764.92 | 1578.79 | 5838.37 | 4657.88
CSP | 0 | 0 | 0 | 0 | 0 | 0
CT | 717.2 | 752.52 | 1664.35 | 2677.79 | 604.69 | 509.77
Coal | 825 | 0 | 0 | 0 | 0 | 0
Geo | 0 | 0 | 0 | 0 | 0 | 0
H | 0 | 0 | 0 | 0 | 0 | 0
LFG | 0.34 | 107.06 | 0 | 0 | 0 | 0
Nuc | 0 | 2330 | 0 | 0 | 0 | 0
PS | 0 | 0 | 0 | 0 | 0 | 0
PV | 0 | 0 | 0 | 0 | 0 | 0
PeakG | 0 | 0 | 0 | 0 | 0 | 0
PeakO | 0 | 0 | 0 | 0 | 0 | 0
ST | 0 | 0 | 0 | 0 | 0 | 0
STOG | 0 | 0 | 0 | 0 | 0 | 0
STWD | 0 | 0 | 0 | 0 | 0 | 0
WT | 0.9 | 2888.84 | 610.26 | 0 | 0 | 0
IGCC | 0 | 0 | 0 | 0 | 0 | 0
DemandResponse | 0 | 0 | 0 | 0 | 0 | 0
IGCC-CCS | 0 | 0 | 0 | 0 | 0 | 0
WT_off | 1 | 0 | 0 | 0 | 0 | 0
PseudoUnit | 0 | 0 | 0 | 0 | 0 | 0
FixedInterchange | 0 | 0 | 0 | 0 | 0 | 0
New Build Capacity by Reporting Type: IESO
ReportingType | 2015 | 2020 | 2025 | 2030 | 2035 | 2040
BM | 326.33 | 0 | 0 | 0 | 0 | 0
CC | 1263 | 0 | 0 | 0 | 0 | 2272.18
CSP | 0 | 0 | 0 | 0 | 0 | 0
CT | 368 | 0 | 0 | 0 | 2220.32 | 256.96
Coal | 0 | 0 | 0 | 0 | 0 | 0
Geo | 0 | 0 | 0 | 0 | 0 | 0
H | 0 | 0 | 0 | 0 | 0 | 0
LFG | 14.5 | 0 | 0 | 0 | 0.5 | 0
Nuc | 0 | 0 | 0 | 0 | 0 | 0
PS | 0 | 0 | 0 | 0 | 0 | 0
PV | 1067.26 | 0 | 0 | 0 | 0 | 0
PeakG | 0 | 0 | 0 | 0 | 0 | 0
PeakO | 0 | 0 | 0 | 0 | 0 | 0
ST | 0 | 0 | 0 | 0 | 0 | 0
STOG | 0 | 0 | 0 | 0 | 0 | 0
STWD | 0 | 0 | 0 | 0 | 0 | 0
WT | 2105.9 | 0 | 0 | 0 | 0 | 0
IGCC | 0 | 0 | 0 | 0 | 0 | 0
DemandResponse | 0 | 0 | 0 | 0 | 0 | 0
IGCC-CCS | 0 | 0 | 0 | 0 | 0 | 0
WT_off | 0 | 0 | 0 | 0 | 0 | 0
PseudoUnit | 0 | 0 | 0 | 0 | 0 | 0
FixedInterchange | 0 | 0 | 0 | 0 | 0 | 0
New Build Capacity by Reporting Type: MAPP_CA
ReportingType | 2015 | 2020 | 2025 | 2030 | 2035 | 2040
BM | 0 | 0 | 0 | 0 | 0 | 0
CC | 1002.56 | 668.67 | 312.53 | 556.37 | 39.85 | 0
CSP | 0 | 0 | 0 | 0 | 0 | 0
CT | 0 | 0 | 0 | 0 | 405.23 | 462.71
Coal | 0 | 0 | 0 | 0 | 0 | 0
Geo | 0 | 0 | 0 | 0 | 0 | 0
H | 0 | 0 | 0 | 0 | 0 | 0
LFG | 0 | 0 | 0 | 0 | 0 | 0
Nuc | 0 | 0 | 0 | 0 | 0 | 0
PS | 0 | 0 | 0 | 0 | 0 | 0
PV | 0 | 0 | 0 | 0 | 0 | 0
PeakG | 0 | 0 | 0 | 0 | 0 | 0
PeakO | 0 | 0 | 0 | 0 | 0 | 0
ST | 0 | 0 | 0 | 0 | 0 | 0
STOG | 0 | 0 | 0 | 0 | 0 | 0
STWD | 0 | 0 | 0 | 0 | 0 | 0
WT | 302.4 | 0 | 0 | 0 | 0 | 0
IGCC | 0 | 0 | 0 | 0 | 0 | 0
DemandResponse | 0 | 0 | 0 | 0 | 0 | 0
IGCC-CCS | 0 | 0 | 0 | 0 | 0 | 0
WT_off | 0 | 0 | 0 | 0 | 0 | 0
PseudoUnit | 0 | 0 | 0 | 0 | 0 | 0
FixedInterchange | 0 | 0 | 0 | 0 | 0 | 0
New Build Capacity by Reporting Type: AZ_NM_SNV_Coal
ReportingType | 2015 | 2020 | 2025 | 2030 | 2035 | 2040
BM | 0 | 0 | 0 | 0 | 0 | 0
CC | 0 | 0 | 0 | 0 | 0 | 0
CSP | 0 | 0 | 0 | 0 | 0 | 0
CT | 0 | 0 | 0 | 0 | 0 | 0
Coal | 0 | 0 | 0 | 0 | 0 | 6651.79
Geo | 0 | 0 | 0 | 0 | 0 | 0
H | 0 | 0 | 0 | 0 | 0 | 0
LFG | 0 | 0 | 0 | 0 | 0 | 0
Nuc | 0 | 0 | 0 | 0 | 0 | 0
PS | 0 | 0 | 0 | 0 | 0 | 0
PV | 0 | 0 | 0 | 0 | 0 | 0
PeakG | 0 | 0 | 0 | 0 | 0 | 0
PeakO | 0 | 0 | 0 | 0 | 0 | 0
ST | 0 | 0 | 0 | 0 | 0 | 0
STOG | 0 | 0 | 0 | 0 | 0 | 0
STWD | 0 | 0 | 0 | 0 | 0 | 0
WT | 0 | 0 | 0 | 0 | 0 | 0
IGCC | 0 | 0 | 0 | 0 | 0 | 0
DemandResponse | 0 | 0 | 0 | 0 | 0 | 0
IGCC-CCS | 0 | 0 | 0 | 0 | 0 | 0
WT_off | 0 | 0 | 0 | 0 | 0 | 0
PseudoUnit | 0 | 0 | 0 | 0 | 0 | 0
FixedInterchange | 0 | 0 | 0 | 0 | 0 | 0
New Build Capacity by Reporting Type: AZ_NM_SNV_Gas
ReportingType | 2015 | 2020 | 2025 | 2030 | 2035 | 2040
BM | 0 | 0 | 0 | 0 | 0 | 0
CC | 668 | 1778.32 | 1192.84 | 3716.15 | 3694.27 | 0
CSP | 0 | 0 | 0 | 0 | 0 | 0
CT | 736 | 0 | 0 | 0 | 0 | 0
Coal | 0 | 0 | 0 | 0 | 0 | 0
Geo | 0 | 0 | 0 | 0 | 0 | 0
H | 0 | 0 | 0 | 0 | 0 | 0
LFG | 0 | 0 | 0 | 0 | 0 | 0
Nuc | 0 | 0 | 0 | 0 | 0 | 0
PS | 0 | 0 | 0 | 0 | 0 | 0
PV | 0 | 0 | 0 | 0 | 0 | 0
PeakG | 0 | 0 | 0 | 0 | 0 | 0
PeakO | 0 | 0 | 0 | 0 | 0 | 0
ST | 0 | 0 | 0 | 0 | 0 | 0
STOG | 0 | 0 | 0 | 0 | 0 | 0
STWD | 0 | 0 | 0 | 0 | 0 | 0
WT | 0 | 0 | 0 | 0 | 0 | 0
IGCC | 0 | 0 | 0 | 0 | 0 | 0
DemandResponse | 0 | 0 | 0 | 0 | 0 | 0
IGCC-CCS | 0 | 0 | 0 | 0 | 0 | 0
WT_off | 0 | 0 | 0 | 0 | 0 | 0
PseudoUnit | 0 | 0 | 0 | 0 | 0 | 0
FixedInterchange | 0 | 0 | 0 | 0 | 0 | 0
New Build Capacity by Reporting Type: AZ_NM_SNV_NucRenew
ReportingType | 2015 | 2020 | 2025 | 2030 | 2035 | 2040
BM | 0 | 0 | 0 | 0 | 0 | 0
CC | 0 | 0 | 0 | 0 | 0 | 0
CSP | 0 | 0 | 0 | 0 | 0 | 0
CT | 0 | 0 | 0 | 0 | 0 | 0
Coal | 0 | 0 | 0 | 0 | 0 | 0
Geo | 0 | 0 | 1450 | 0 | 0 | 0
H | 0 | 0 | 0 | 0 | 0 | 0
LFG | 0 | 60.67 | 0 | 0 | 0 | 0
Nuc | 0 | 0 | 0 | 0 | 0 | 0
PS | 0 | 0 | 0 | 0 | 0 | 0
PV | 95.7 | 0 | 0 | 0 | 0 | 0
PeakG | 0 | 0 | 0 | 0 | 0 | 0
PeakO | 0 | 0 | 0 | 0 | 0 | 0
ST | 280 | 485.42 | 299.37 | 92.87 | 0 | 0
STOG | 0 | 0 | 0 | 0 | 0 | 0
STWD | 0 | 0 | 0 | 0 | 0 | 0
WT | 65.1 | 12166.16 | 0 | 402.55 | 0 | 0
IGCC | 0 | 0 | 0 | 0 | 0 | 0
DemandResponse | 0 | 0 | 0 | 0 | 0 | 0
IGCC-CCS | 0 | 0 | 0 | 0 | 0 | 0
WT_off | 0 | 0 | 0 | 0 | 0 | 0
PseudoUnit | 0 | 0 | 0 | 0 | 0 | 0
FixedInterchange | 0 | 0 | 0 | 0 | 0 | 0
New Build Capacity by Reporting Type: ERCOT
ReportingType | 2015 | 2020 | 2025 | 2030 | 2035 | 2040
BM | 145 | 0 | 0 | 0 | 0 | 0
CC | 1587.02 | 5553.79 | 1820.06 | 4905.17 | 3071.6 | 3151.95
CSP | 0 | 0 | 0 | 0 | 0 | 0
CT | 250 | 0 | 0 | 0 | 0 | 0
Coal | 2020 | 0 | 0 | 0 | 0 | 0
Geo | 0 | 0 | 0 | 0 | 0 | 0
H | 0 | 0 | 0 | 0 | 0 | 0
LFG | 0 | 0 | 354 | 0 | 0 | 0
Nuc | 0 | 0 | 0 | 0 | 0 | 0
PS | 0 | 0 | 0 | 0 | 0 | 0
PV | 14 | 0 | 0 | 0 | 0 | 0
PeakG | 0 | 0 | 0 | 0 | 0 | 0
PeakO | 0 | 0 | 0 | 0 | 0 | 0
ST | 0 | 0 | 0 | 0 | 0 | 0
STOG | 0 | 0 | 0 | 0 | 0 | 0
STWD | 0 | 0 | 0 | 0 | 0 | 0
WT | 350.1 | 0 | 0 | 0 | 0 | 0
IGCC | 0 | 0 | 0 | 0 | 0 | 0
DemandResponse | 0 | 0 | 0 | 0 | 0 | 0
IGCC-CCS | 0 | 0 | 0 | 0 | 0 | 0
WT_off | 0 | 0 | 0 | 0 | 0 | 0
PseudoUnit | 0 | 0 | 0 | 0 | 0 | 0
FixedInterchange | 0 | 0 | 0 | 0 | 0 | 0
New Build Capacity by Reporting Type: NP15
ReportingType | 2015 | 2020 | 2025 | 2030 | 2035 | 2040
BM | 0 | 0 | 0 | 0 | 0 | 0
CC | 940 | 0 | 0 | 0 | 0 | 0
CSP | 0 | 0 | 0 | 0 | 0 | 0
CT | 2036.99 | 3114.79 | 4549.98 | 6721.04 | 4707.04 | 4823.17
Coal | 0 | 0 | 0 | 0 | 0 | 0
Geo | 0 | 0 | 600 | 0 | 0 | 0
H | 0 | 0 | 0 | 0 | 0 | 0
LFG | 0 | 565 | 0 | 0 | 0 | 0
Nuc | 0 | 0 | 0 | 0 | 0 | 0
PS | 0 | 0 | 0 | 0 | 0 | 0
PV | 6.5 | 0 | 0 | 0 | 0 | 0
PeakG | 0 | 0 | 0 | 0 | 0 | 0
PeakO | 0 | 0 | 0 | 0 | 0 | 0
ST | 29 | 0 | 0 | 0 | 0 | 0
STOG | 0 | 0 | 0 | 0 | 0 | 0
STWD | 0 | 0 | 0 | 0 | 0 | 0
WT | 101.2 | 3298.8 | 0 | 0 | 0 | 0
IGCC | 0 | 0 | 0 | 0 | 0 | 0
DemandResponse | 0 | 0 | 0 | 0 | 0 | 0
IGCC-CCS | 0 | 0 | 0 | 0 | 0 | 0
WT_off | 0 | 0 | 0 | 0 | 0 | 0
PseudoUnit | 0 | 0 | 0 | 0 | 0 | 0
FixedInterchange | 0 | 0 | 0 | 0 | 0 | 0
New Build Capacity by Reporting Type: NWPP_Coal
ReportingType | 2015 | 2020 | 2025 | 2030 | 2035 | 2040
BM | 0 | 0 | 0 | 0 | 0 | 0
CC | 0 | 0 | 0 | 0 | 0 | 0
CSP | 0 | 0 | 0 | 0 | 0 | 0
CT | 0 | 0 | 0 | 0 | 0 | 0
Coal | 0 | 0 | 0 | 0 | 0 | 0
Geo | 0 | 0 | 0 | 0 | 0 | 0
H | 0 | 0 | 0 | 0 | 0 | 0
LFG | 0 | 0 | 0 | 0 | 0 | 0
Nuc | 0 | 0 | 0 | 0 | 0 | 0
PS | 0 | 0 | 0 | 0 | 0 | 0
PV | 0 | 0 | 0 | 0 | 0 | 0
PeakG | 0 | 0 | 0 | 0 | 0 | 0
PeakO | 0 | 0 | 0 | 0 | 0 | 0
ST | 0 | 0 | 0 | 0 | 0 | 0
STOG | 0 | 0 | 0 | 0 | 0 | 0
STWD | 0 | 0 | 0 | 0 | 0 | 0
WT | 0 | 0 | 0 | 0 | 0 | 0
IGCC | 0 | 0 | 0 | 0 | 0 | 0
DemandResponse | 0 | 0 | 0 | 0 | 0 | 0
IGCC-CCS | 0 | 0 | 0 | 0 | 0 | 0
WT_off | 0 | 0 | 0 | 0 | 0 | 0
PseudoUnit | 0 | 0 | 0 | 0 | 0 | 0
FixedInterchange | 0 | 0 | 0 | 0 | 0 | 0
New Build Capacity by Reporting Type: NWPP_Gas
ReportingType | 2015 | 2020 | 2025 | 2030 | 2035 | 2040
BM | 0 | 0 | 0 | 0 | 0 | 0
CC | 300 | 0 | 2285.84 | 3592.57 | 3164.43 | 2147.29
CSP | 0 | 0 | 0 | 0 | 0 | 0
CT | 150 | 0 | 0 | 0 | 0 | 0
Coal | 0 | 0 | 0 | 0 | 0 | 937.16
Geo | 0 | 0 | 0 | 0 | 0 | 0
H | 0 | 0 | 0 | 0 | 0 | 0
LFG | 0 | 0 | 0 | 0 | 0 | 0
Nuc | 0 | 0 | 0 | 0 | 0 | 0
PS | 0 | 0 | 0 | 0 | 0 | 0
PV | 0 | 0 | 0 | 0 | 0 | 0
PeakG | 0 | 0 | 0 | 0 | 0 | 0
PeakO | 0 | 0 | 0 | 0 | 0 | 0
ST | 0 | 0 | 0 | 0 | 0 | 0
STOG | 0 | 0 | 0 | 0 | 0 | 0
STWD | 0 | 0 | 0 | 0 | 0 | 0
WT | 0 | 0 | 0 | 0 | 0 | 0
IGCC | 0 | 0 | 0 | 0 | 0 | 0
DemandResponse | 0 | 0 | 0 | 0 | 0 | 0
IGCC-CCS | 0 | 0 | 0 | 0 | 0 | 0
WT_off | 0 | 0 | 0 | 0 | 0 | 0
PseudoUnit | 0 | 0 | 0 | 0 | 0 | 0
FixedInterchange | 0 | 0 | 0 | 0 | 0 | 0
New Build Capacity by Reporting Type: NWPP_NucRenew
ReportingType | 2015 | 2020 | 2025 | 2030 | 2035 | 2040
BM | 32.55 | 0 | 0 | 0 | 0 | 0
CC | 0 | 0 | 0 | 0 | 0 | 0
CSP | 0 | 0 | 0 | 0 | 0 | 0
CT | 0 | 0 | 0 | 0 | 0 | 0
Coal | 0 | 0 | 0 | 0 | 0 | 0
Geo | 86 | 0 | 434 | 0 | 0 | 0
H | 0 | 0 | 0 | 0 | 0 | 0
LFG | 25.5 | 95.48 | 149.02 | 0 | 0 | 0
Nuc | 0 | 0 | 0 | 0 | 0 | 0
PS | 0 | 0 | 0 | 0 | 0 | 0
PV | 0 | 0 | 0 | 0 | 0 | 0
PeakG | 0 | 0 | 0 | 0 | 0 | 0
PeakO | 0 | 0 | 0 | 0 | 0 | 0
ST | 0 | 0 | 0 | 0 | 0 | 0
STOG | 0 | 0 | 0 | 0 | 0 | 0
STWD | 0 | 0 | 0 | 0 | 0 | 0
WT | 977.3 | 0 | 0 | 0 | 0 | 0
IGCC | 0 | 0 | 0 | 0 | 0 | 0
DemandResponse | 0 | 0 | 0 | 0 | 0 | 0
IGCC-CCS | 0 | 0 | 0 | 0 | 0 | 0
WT_off | 0 | 0 | 0 | 0 | 0 | 0
PseudoUnit | 0 | 0 | 0 | 0 | 0 | 0
FixedInterchange | 0 | 0 | 0 | 0 | 0 | 0
New Build Capacity by Reporting Type: RMPA
ReportingType | 2015 | 2020 | 2025 | 2030 | 2035 | 2040
BM | 0 | 0 | 0 | 0 | 0 | 0
CC | 0 | 0 | 0 | 0 | 0 | 0
CSP | 0 | 0 | 0 | 0 | 0 | 0
CT | 152 | 0 | 0 | 0 | 0 | 0
Coal | 390 | 232.99 | 0 | 1109.66 | 1224.93 | 1305.29
Geo | 0 | 625 | 1945 | 0 | 0 | 0
H | 0 | 0 | 0 | 0 | 0 | 0
LFG | 1.4 | 28.93 | 0 | 0 | 0 | 0
Nuc | 0 | 0 | 0 | 0 | 0 | 0
PS | 0 | 0 | 0 | 0 | 0 | 0
PV | 1 | 0 | 0 | 0 | 0 | 0
PeakG | 0 | 0 | 0 | 0 | 0 | 0
PeakO | 0 | 0 | 0 | 0 | 0 | 0
ST | 3 | 382.1 | 29.3 | 31.48 | 0 | 0
STOG | 0 | 0 | 0 | 0 | 0 | 0
STWD | 0 | 0 | 0 | 0 | 0 | 0
WT | 765.4 | 0 | 0 | 0 | 0 | 0
IGCC | 0 | 0 | 0 | 0 | 0 | 0
DemandResponse | 0 | 0 | 0 | 0 | 0 | 0
IGCC-CCS | 0 | 0 | 0 | 0 | 0 | 0
WT_off | 0 | 0 | 0 | 0 | 0 | 0
PseudoUnit | 0 | 0 | 0 | 0 | 0 | 0
FixedInterchange | 0 | 0 | 0 | 0 | 0 | 0
New Build Capacity by Reporting Type: SP15
ReportingType | 2015 | 2020 | 2025 | 2030 | 2035 | 2040
BM | 6 | 0 | 0 | 0 | 0 | 0
CC | 409.5 | 0 | 0 | 0 | 0 | 0
CSP | 0 | 0 | 0 | 0 | 0 | 0
CT | 0 | 0 | 0 | 0 | 0 | 0
Coal | 0 | 0 | 0 | 0 | 0 | 0
Geo | 50 | 1450 | 0 | 0 | 0 | 0
H | 0 | 0 | 0 | 0 | 0 | 0
LFG | 9.2 | 555.8 | 0 | 0 | 0 | 0
Nuc | 0 | 0 | 0 | 0 | 0 | 0
PS | 0 | 0 | 0 | 0 | 0 | 0
PV | 3.8 | 0 | 0 | 0 | 0 | 0
PeakG | 0 | 0 | 0 | 0 | 0 | 0
PeakO | 0 | 0 | 0 | 0 | 0 | 0
ST | 448 | 0 | 0 | 0 | 0 | 0
STOG | 0 | 0 | 0 | 0 | 0 | 0
STWD | 0 | 0 | 0 | 0 | 0 | 0
WT | 735 | 0 | 0 | 0 | 0 | 0
IGCC | 0 | 0 | 0 | 0 | 0 | 0
DemandResponse | 0 | 0 | 0 | 0 | 0 | 0
IGCC-CCS | 0 | 0 | 0 | 0 | 0 | 0
WT_off | 0 | 0 | 0 | 0 | 0 | 0
PseudoUnit | 0 | 0 | 0 | 0 | 0 | 0
FixedInterchange | 0 | 0 | 0 | 0 | 0 | 0
New Build Capacity by Reporting Type: ALB
ReportingType | 2015 | 2020 | 2025 | 2030 | 2035 | 2040
BM | 0 | 0 | 0 | 0 | 0 | 0
CC | 13.76 | 1020.7 | 533.99 | 1123.36 | 1215.17 | 1113.53
CSP | 0 | 0 | 0 | 0 | 0 | 0
CT | 201.5 | 0 | 0 | 0 | 0 | 0
Coal | 495 | 0 | 0 | 0 | 0 | 0
Geo | 0 | 0 | 0 | 0 | 0 | 0
H | 0 | 0 | 0 | 0 | 0 | 0
LFG | 0 | 0 | 0 | 0 | 0 | 0
Nuc | 0 | 0 | 0 | 0 | 0 | 0
PS | 0 | 0 | 0 | 0 | 0 | 0
PV | 0 | 0 | 0 | 0 | 0 | 0
PeakG | 0 | 0 | 0 | 0 | 0 | 0
PeakO | 0 | 0 | 0 | 0 | 0 | 0
ST | 0 | 0 | 0 | 0 | 0 | 0
STOG | 0 | 0 | 0 | 0 | 0 | 0
STWD | 0 | 0 | 0 | 0 | 0 | 0
WT | 9 | 0 | 0 | 0 | 0 | 0
IGCC | 0 | 0 | 0 | 0 | 0 | 0
DemandResponse | 0 | 0 | 0 | 0 | 0 | 0
IGCC-CCS | 0 | 0 | 0 | 0 | 0 | 0
WT_off | 0 | 0 | 0 | 0 | 0 | 0
PseudoUnit | 0 | 0 | 0 | 0 | 0 | 0
FixedInterchange | 0 | 0 | 0 | 0 | 0 | 0
New Build Capacity by Reporting Type: BC
ReportingType | 2015 | 2020 | 2025 | 2030 | 2035 | 2040
BM | 0 | 0 | 0 | 0 | 0 | 0
CC | 948.44 | 699.33 | 722.4 | 780.71 | 807.22 | 246.28
CSP | 0 | 0 | 0 | 0 | 0 | 0
CT | 0 | 0 | 0 | 0 | 0 | 600.5
Coal | 0 | 0 | 0 | 0 | 0 | 0
Geo | 0 | 0 | 0 | 0 | 0 | 0
H | 0 | 0 | 0 | 0 | 0 | 0
LFG | 0 | 0 | 0 | 0 | 0 | 0
Nuc | 0 | 0 | 0 | 0 | 0 | 0
PS | 0 | 0 | 0 | 0 | 0 | 0
PV | 0 | 0 | 0 | 0 | 0 | 0
PeakG | 0 | 0 | 0 | 0 | 0 | 0
PeakO | 0 | 0 | 0 | 0 | 0 | 0
ST | 0 | 0 | 0 | 0 | 0 | 0
STOG | 0 | 0 | 0 | 0 | 0 | 0
STWD | 0 | 0 | 0 | 0 | 0 | 0
WT | 144 | 0 | 0 | 0 | 0 | 0
IGCC | 0 | 0 | 0 | 0 | 0 | 0
DemandResponse | 0 | 0 | 0 | 0 | 0 | 0
IGCC-CCS | 0 | 0 | 0 | 0 | 0 | 0
WT_off | 0 | 0 | 0 | 0 | 0 | 0
PseudoUnit | 0 | 0 | 0 | 0 | 0 | 0
FixedInterchange | 0 | 0 | 0 | 0 | 0 | 0
New Build Capacity by Reporting Type: HQ_IESO
ReportingType | 2015 | 2020 | 2025 | 2030 | 2035 | 2040
BM | 0 | 0 | 0 | 0 | 0 | 0
CC | 0 | 0 | 0 | 0 | 0 | 0
CSP | 0 | 0 | 0 | 0 | 0 | 0
CT | 0 | 0 | 0 | 0 | 0 | 0
Coal | 0 | 0 | 0 | 0 | 0 | 0
Geo | 0 | 0 | 0 | 0 | 0 | 0
H | 0 | 0 | 0 | 0 | 0 | 0
LFG | 0 | 0 | 0 | 0 | 0 | 0
Nuc | 0 | 0 | 0 | 0 | 0 | 0
PS | 0 | 0 | 0 | 0 | 0 | 0
PV | 0 | 0 | 0 | 0 | 0 | 0
PeakG | 0 | 0 | 0 | 0 | 0 | 0
PeakO | 0 | 0 | 0 | 0 | 0 | 0
ST | 0 | 0 | 0 | 0 | 0 | 0
STOG | 0 | 0 | 0 | 0 | 0 | 0
STWD | 0 | 0 | 0 | 0 | 0 | 0
WT | 0 | 0 | 0 | 0 | 0 | 0
IGCC | 0 | 0 | 0 | 0 | 0 | 0
DemandResponse | 0 | 0 | 0 | 0 | 0 | 0
IGCC-CCS | 0 | 0 | 0 | 0 | 0 | 0
WT_off | 0 | 0 | 0 | 0 | 0 | 0
PseudoUnit | 0 | 0 | 0 | 0 | 0 | 0
FixedInterchange | 0 | 0 | 0 | 0 | 0 | 0
New Build Capacity by Reporting Type: HQ_NEISO
ReportingType | 2015 | 2020 | 2025 | 2030 | 2035 | 2040
BM | 0 | 0 | 0 | 0 | 0 | 0
CC | 0 | 0 | 0 | 0 | 0 | 0
CSP | 0 | 0 | 0 | 0 | 0 | 0
CT | 0 | 0 | 0 | 0 | 0 | 0
Coal | 0 | 0 | 0 | 0 | 0 | 0
Geo | 0 | 0 | 0 | 0 | 0 | 0
H | 0 | 0 | 0 | 0 | 0 | 0
LFG | 0 | 0 | 0 | 0 | 0 | 0
Nuc | 0 | 0 | 0 | 0 | 0 | 0
PS | 0 | 0 | 0 | 0 | 0 | 0
PV | 0 | 0 | 0 | 0 | 0 | 0
PeakG | 0 | 0 | 0 | 0 | 0 | 0
PeakO | 0 | 0 | 0 | 0 | 0 | 0
ST | 0 | 0 | 0 | 0 | 0 | 0
STOG | 0 | 0 | 0 | 0 | 0 | 0
STWD | 0 | 0 | 0 | 0 | 0 | 0
WT | 0 | 0 | 0 | 0 | 0 | 0
IGCC | 0 | 0 | 0 | 0 | 0 | 0
DemandResponse | 0 | 0 | 0 | 0 | 0 | 0
IGCC-CCS | 0 | 0 | 0 | 0 | 0 | 0
WT_off | 0 | 0 | 0 | 0 | 0 | 0
PseudoUnit | 0 | 0 | 0 | 0 | 0 | 0
FixedInterchange | 0 | 0 | 0 | 0 | 0 | 0
New Build Capacity by Reporting Type: HQ_NY
ReportingType | 2015 | 2020 | 2025 | 2030 | 2035 | 2040
BM | 0 | 0 | 0 | 0 | 0 | 0
CC | 0 | 0 | 0 | 0 | 0 | 0
CSP | 0 | 0 | 0 | 0 | 0 | 0
CT | 0 | 0 | 0 | 0 | 0 | 0
Coal | 0 | 0 | 0 | 0 | 0 | 0
Geo | 0 | 0 | 0 | 0 | 0 | 0
H | 0 | 0 | 0 | 0 | 0 | 0
LFG | 0 | 0 | 0 | 0 | 0 | 0
Nuc | 0 | 0 | 0 | 0 | 0 | 0
PS | 0 | 0 | 0 | 0 | 0 | 0
PV | 0 | 0 | 0 | 0 | 0 | 0
PeakG | 0 | 0 | 0 | 0 | 0 | 0
PeakO | 0 | 0 | 0 | 0 | 0 | 0
ST | 0 | 0 | 0 | 0 | 0 | 0
STOG | 0 | 0 | 0 | 0 | 0 | 0
STWD | 0 | 0 | 0 | 0 | 0 | 0
WT | 0 | 0 | 0 | 0 | 0 | 0
IGCC | 0 | 0 | 0 | 0 | 0 | 0
DemandResponse | 0 | 0 | 0 | 0 | 0 | 0
IGCC-CCS | 0 | 0 | 0 | 0 | 0 | 0
WT_off | 0 | 0 | 0 | 0 | 0 | 0
PseudoUnit | 0 | 0 | 0 | 0 | 0 | 0
FixedInterchange | 0 | 0 | 0 | 0 | 0 | 0
New Build Capacity by Reporting Type: MARITIMES
ReportingType | 2015 | 2020 | 2025 | 2030 | 2035 | 2040
BM | 0 | 0 | 0 | 0 | 0 | 0
CC | 0 | 0 | 0 | 0 | 0 | 0
CSP | 0 | 0 | 0 | 0 | 0 | 0
CT | 0 | 0 | 0 | 0 | 0 | 0
Coal | 0 | 0 | 0 | 0 | 0 | 0
Geo | 0 | 0 | 0 | 0 | 0 | 0
H | 0 | 0 | 0 | 0 | 0 | 0
LFG | 0 | 0 | 0 | 0 | 0 | 0
Nuc | 0 | 0 | 0 | 0 | 0 | 0
PS | 0 | 0 | 0 | 0 | 0 | 0
PV | 0 | 0 | 0 | 0 | 0 | 0
PeakG | 0 | 0 | 0 | 0 | 0 | 0
PeakO | 0 | 0 | 0 | 0 | 0 | 0
ST | 0 | 0 | 0 | 0 | 0 | 0
STOG | 0 | 0 | 0 | 0 | 0 | 0
STWD | 0 | 0 | 0 | 0 | 0 | 0
WT | 0 | 0 | 0 | 0 | 0 | 0
IGCC | 0 | 0 | 0 | 0 | 0 | 0
DemandResponse | 0 | 0 | 0 | 0 | 0 | 0
IGCC-CCS | 0 | 0 | 0 | 0 | 0 | 0
WT_off | 0 | 0 | 0 | 0 | 0 | 0
PseudoUnit | 0 | 0 | 0 | 0 | 0 | 0
FixedInterchange | 0 | 0 | 0 | 0 | 0 | 0
New Build Capacity by Reporting Type: All
ReportingType | 2015 | 2020 | 2025 | 2030 | 2035 | 2040
BM | 1251 | 0 | 34.89 | 79.25 | 44.74 | 88.69
CC | 35366.03 | 36073.89 | 22599.69 | 41302.79 | 41819.02 | 38576.66
CSP | 0 | 0 | 0 | 0 | 0 | 0
CT | 8372.16 | 15981.54 | 10650.6 | 24282.26 | 19882.97 | 9488.07
Coal | 10763.64 | 232.99 | 0 | 1109.66 | 12671.6 | 23760.5
Geo | 136 | 2075 | 4429 | 0 | 0 | 0
H | 0 | 0 | 0 | 0 | 0 | 0
LFG | 192 | 1953 | 2210 | 723.5 | 0.5 | 0
Nuc | 2740.56 | 4530 | 0 | 0 | 0 | 0
PS | 0 | 0 | 0 | 0 | 0 | 0
PV | 1246 | 840.11 | 737.82 | 219.73 | 63.25 | 65.4
PeakG | 0 | 0 | 0 | 0 | 0 | 0
PeakO | 0 | 0 | 0 | 0 | 0 | 0
ST | 760 | 867.52 | 328.68 | 124.35 | 0 | 0
STOG | 0 | 0 | 0 | 0 | 0 | 0
STWD | 0 | 0 | 0 | 0 | 0 | 0
WT | 25342 | 20697.21 | 5272.26 | 2776.84 | 13743.98 | 10484.5
IGCC | 618 | 0 | 0 | 0 | 0 | 0
DemandResponse | 0 | 0 | 0 | 0 | 0 | 0
IGCC-CCS | 0 | 0 | 0 | 0 | 0 | 0
WT_off | 469 | 0 | 1100 | 0 | 0 | 0
PseudoUnit | 0 | 0 | 0 | 0 | 0 | 0
FixedInterchange | 0 | 0 | 0 | 0 | 0 | 0
New Build Capacity by Reporting Type: EI_US
ReportingType | 2015 | 2020 | 2025 | 2030 | 2035 | 2040
BM | 741.12 | 0 | 34.89 | 79.25 | 44.74 | 88.69
CC | 28233.74 | 26353.09 | 15732.03 | 26628.44 | 29826.47 | 29645.43
CSP | 0 | 0 | 0 | 0 | 0 | 0
CT | 4477.66 | 12866.75 | 6100.62 | 17561.22 | 12550.39 | 3344.73
Coal | 7858.64 | 0 | 0 | 0 | 11446.67 | 14866.26
Geo | 0 | 0 | 0 | 0 | 0 | 0
H | 0 | 0 | 0 | 0 | 0 | 0
LFG | 141.4 | 647.12 | 1706.98 | 723.5 | 0 | 0
Nuc | 2740.56 | 4530 | 0 | 0 | 0 | 0
PS | 0 | 0 | 0 | 0 | 0 | 0
PV | 57.74 | 840.11 | 737.82 | 219.73 | 63.25 | 65.4
PeakG | 0 | 0 | 0 | 0 | 0 | 0
PeakO | 0 | 0 | 0 | 0 | 0 | 0
ST | 0 | 0 | 0 | 0 | 0 | 0
STOG | 0 | 0 | 0 | 0 | 0 | 0
STWD | 0 | 0 | 0 | 0 | 0 | 0
WT | 19786.6 | 5232.25 | 5272.26 | 2374.29 | 13743.98 | 10484.5
IGCC | 618 | 0 | 0 | 0 | 0 | 0
DemandResponse | 0 | 0 | 0 | 0 | 0 | 0
IGCC-CCS | 0 | 0 | 0 | 0 | 0 | 0
WT_off | 469 | 0 | 1100 | 0 | 0 | 0
PseudoUnit | 0 | 0 | 0 | 0 | 0 | 0
FixedInterchange | 0 | 0 | 0 | 0 | 0 | 0
New Build Capacity by Reporting Type: EI_Canada
ReportingType | 2015 | 2020 | 2025 | 2030 | 2035 | 2040
BM | 326.33 | 0 | 0 | 0 | 0 | 0
CC | 2265.56 | 668.67 | 312.53 | 556.37 | 39.86 | 2272.18
CSP | 0 | 0 | 0 | 0 | 0 | 0
CT | 368 | 0 | 0 | 0 | 2625.54 | 719.68
Coal | 0 | 0 | 0 | 0 | 0 | 0
Geo | 0 | 0 | 0 | 0 | 0 | 0
H | 0 | 0 | 0 | 0 | 0 | 0
LFG | 14.5 | 0 | 0 | 0 | 0.5 | 0
Nuc | 0 | 0 | 0 | 0 | 0 | 0
PS | 0 | 0 | 0 | 0 | 0 | 0
PV | 1067.26 | 0 | 0 | 0 | 0 | 0
PeakG | 0 | 0 | 0 | 0 | 0 | 0
PeakO | 0 | 0 | 0 | 0 | 0 | 0
ST | 0 | 0 | 0 | 0 | 0 | 0
STOG | 0 | 0 | 0 | 0 | 0 | 0
STWD | 0 | 0 | 0 | 0 | 0 | 0
WT | 2408.3 | 0 | 0 | 0 | 0 | 0
IGCC | 0 | 0 | 0 | 0 | 0 | 0
DemandResponse | 0 | 0 | 0 | 0 | 0 | 0
IGCC-CCS | 0 | 0 | 0 | 0 | 0 | 0
WT_off | 0 | 0 | 0 | 0 | 0 | 0
PseudoUnit | 0 | 0 | 0 | 0 | 0 | 0
FixedInterchange | 0 | 0 | 0 | 0 | 0 | 0
New Build Capacity by Reporting Type: EI
ReportingType | 2015 | 2020 | 2025 | 2030 | 2035 | 2040
BM | 1067.45 | 0 | 34.89 | 79.25 | 44.74 | 88.69
CC | 30499.3 | 27021.76 | 16044.56 | 27184.82 | 29866.32 | 31917.61
CSP | 0 | 0 | 0 | 0 | 0 | 0
CT | 4845.67 | 12866.75 | 6100.62 | 17561.22 | 15175.93 | 4064.4
Coal | 7858.64 | 0 | 0 | 0 | 11446.67 | 14866.26
Geo | 0 | 0 | 0 | 0 | 0 | 0
H | 0 | 0 | 0 | 0 | 0 | 0
LFG | 155.9 | 647.12 | 1706.98 | 723.5 | 0.5 | 0
Nuc | 2740.56 | 4530 | 0 | 0 | 0 | 0
PS | 0 | 0 | 0 | 0 | 0 | 0
PV | 1125 | 840.11 | 737.82 | 219.73 | 63.25 | 65.4
PeakG | 0 | 0 | 0 | 0 | 0 | 0
PeakO | 0 | 0 | 0 | 0 | 0 | 0
ST | 0 | 0 | 0 | 0 | 0 | 0
STOG | 0 | 0 | 0 | 0 | 0 | 0
STWD | 0 | 0 | 0 | 0 | 0 | 0
WT | 22194.9 | 5232.25 | 5272.26 | 2374.29 | 13743.98 | 10484.5
IGCC | 618 | 0 | 0 | 0 | 0 | 0
DemandResponse | 0 | 0 | 0 | 0 | 0 | 0
IGCC-CCS | 0 | 0 | 0 | 0 | 0 | 0
WT_off | 469 | 0 | 1100 | 0 | 0 | 0
PseudoUnit | 0 | 0 | 0 | 0 | 0 | 0
FixedInterchange | 0 | 0 | 0 | 0 | 0 | 0
New Build Capacity by Reporting Type: Outside_EI
ReportingType | 2015 | 2020 | 2025 | 2030 | 2035 | 2040
BM | 183.55 | 0 | 0 | 0 | 0 | 0
CC | 4866.72 | 9052.14 | 6555.13 | 14117.97 | 11952.7 | 6659.04
CSP | 0 | 0 | 0 | 0 | 0 | 0
CT | 3526.49 | 3114.8 | 4549.98 | 6721.04 | 4707.04 | 5423.67
Coal | 2905 | 232.99 | 0 | 1109.66 | 1224.93 | 8894.24
Geo | 136 | 2075 | 4429 | 0 | 0 | 0
H | 0 | 0 | 0 | 0 | 0 | 0
LFG | 36.1 | 1305.88 | 503.02 | 0 | 0 | 0
Nuc | 0 | 0 | 0 | 0 | 0 | 0
PS | 0 | 0 | 0 | 0 | 0 | 0
PV | 121 | 0 | 0 | 0 | 0 | 0
PeakG | 0 | 0 | 0 | 0 | 0 | 0
PeakO | 0 | 0 | 0 | 0 | 0 | 0
ST | 760 | 867.52 | 328.68 | 124.35 | 0 | 0
STOG | 0 | 0 | 0 | 0 | 0 | 0
STWD | 0 | 0 | 0 | 0 | 0 | 0
WT | 3147.1 | 15464.96 | 0 | 402.55 | 0 | 0
IGCC | 0 | 0 | 0 | 0 | 0 | 0
DemandResponse | 0 | 0 | 0 | 0 | 0 | 0
IGCC-CCS | 0 | 0 | 0 | 0 | 0 | 0
WT_off | 0 | 0 | 0 | 0 | 0 | 0
PseudoUnit | 0 | 0 | 0 | 0 | 0 | 0
FixedInterchange | 0 | 0 | 0 | 0 | 0 | 0
#2 | Cumulative New Build Capacity (MW)
Cumulative New Build Capacity by Reporting Type: Entergy
ReportingType | 2015 | 2020 | 2025 | 2030 | 2035 | 2040
BM | 0 | 0 | 0 | 0 | 0 | 0
CC | 0.01 | 1686.47 | 1927.24 | 3504.43 | 5401.43 | 7481.67
CSP | 0 | 0 | 0 | 0 | 0 | 0
CT | 0 | 0 | 0 | 0 | 0 | 0
Coal | 720 | 720 | 720 | 720 | 720 | 720
Geo | 0 | 0 | 0 | 0 | 0 | 0
H | 0 | 0 | 0 | 0 | 0 | 0
LFG | 0 | 0 | 72.79 | 107.4 | 107.4 | 107.4
Nuc | 170 | 170 | 170 | 170 | 170 | 170
PS | 0 | 0 | 0 | 0 | 0 | 0
PV | 0 | 0 | 0 | 0 | 0 | 0
PeakG | 0 | 0 | 0 | 0 | 0 | 0
PeakO | 0 | 0 | 0 | 0 | 0 | 0
ST | 0 | 0 | 0 | 0 | 0 | 0
STOG | 0 | 0 | 0 | 0 | 0 | 0
STWD | 0 | 0 | 0 | 0 | 0 | 0
WT | 0 | 0 | 0 | 0 | 0 | 0
IGCC | 0 | 0 | 0 | 0 | 0 | 0
DemandResponse | 0 | 0 | 0 | 0 | 0 | 0
IGCC-CCS | 0 | 0 | 0 | 0 | 0 | 0
WT_off | 0 | 0 | 0 | 0 | 0 | 0
PseudoUnit | 0 | 0 | 0 | 0 | 0 | 0
FixedInterchange | 0 | 0 | 0 | 0 | 0 | 0
Cumulative New Build Capacity by Reporting Type: FRCC
ReportingType | 2015 | 2020 | 2025 | 2030 | 2035 | 2040
BM | 0 | 0 | 0 | 0 | 0 | 0
CC | 1516.9 | 7913.44 | 11926.81 | 17820.9 | 23996.19 | 30522.95
CSP | 0 | 0 | 0 | 0 | 0 | 0
CT | 2480 | 2480 | 2480 | 2480 | 2480 | 2480
Coal | 0 | 0 | 0 | 0 | 0 | 0
Geo | 0 | 0 | 0 | 0 | 0 | 0
H | 0 | 0 | 0 | 0 | 0 | 0
LFG | 0 | 0 | 198 | 198 | 198 | 198
Nuc | 229.33 | 229.33 | 229.33 | 229.33 | 229.33 | 229.33
PS | 0 | 0 | 0 | 0 | 0 | 0
PV | 0 | 0 | 0 | 0 | 0 | 0
PeakG | 0 | 0 | 0 | 0 | 0 | 0
PeakO | 0 | 0 | 0 | 0 | 0 | 0
ST | 0 | 0 | 0 | 0 | 0 | 0
STOG | 0 | 0 | 0 | 0 | 0 | 0
STWD | 0 | 0 | 0 | 0 | 0 | 0
WT | 0 | 0 | 0 | 0 | 0 | 0
IGCC | 0 | 0 | 0 | 0 | 0 | 0
DemandResponse | 0 | 0 | 0 | 0 | 0 | 0
IGCC-CCS | 0 | 0 | 0 | 0 | 0 | 0
WT_off | 0 | 0 | 0 | 0 | 0 | 0
PseudoUnit | 0 | 0 | 0 | 0 | 0 | 0
FixedInterchange | 0 | 0 | 0 | 0 | 0 | 0
Cumulative New Build Capacity by Reporting Type: MAPP_US
ReportingType | 2015 | 2020 | 2025 | 2030 | 2035 | 2040
BM | 0 | 0 | 0 | 0 | 0 | 0
CC | 0 | 0 | 0 | 0 | 0 | 0
CSP | 0 | 0 | 0 | 0 | 0 | 0
CT | 308.3 | 308.3 | 308.3 | 656.42 | 932.04 | 1099.6
Coal | 0 | 0 | 0 | 0 | 0 | 118.98
Geo | 0 | 0 | 0 | 0 | 0 | 0
H | 0 | 0 | 0 | 0 | 0 | 0
LFG | 0 | 0 | 71.67 | 71.67 | 71.67 | 71.67
Nuc | 0 | 0 | 0 | 0 | 0 | 0
PS | 0 | 0 | 0 | 0 | 0 | 0
PV | 0 | 0 | 0 | 0 | 0 | 0
PeakG | 0 | 0 | 0 | 0 | 0 | 0
PeakO | 0 | 0 | 0 | 0 | 0 | 0
ST | 0 | 0 | 0 | 0 | 0 | 0
STOG | 0 | 0 | 0 | 0 | 0 | 0
STWD | 0 | 0 | 0 | 0 | 0 | 0
WT | 421.3 | 421.3 | 1128.81 | 1223.76 | 1322.46 | 1425.08
IGCC | 0 | 0 | 0 | 0 | 0 | 0
DemandResponse | 0 | 0 | 0 | 0 | 0 | 0
IGCC-CCS | 0 | 0 | 0 | 0 | 0 | 0
WT_off | 0 | 0 | 0 | 0 | 0 | 0
PseudoUnit | 0 | 0 | 0 | 0 | 0 | 0
FixedInterchange | 0 | 0 | 0 | 0 | 0 | 0
Cumulative New Build Capacity by Reporting Type: MISO_IN
ReportingType | 2015 | 2020 | 2025 | 2030 | 2035 | 2040
BM | 0 | 0 | 0 | 0 | 0 | 0
CC | 0 | 2737.24 | 3922.19 | 6471.17 | 8364.63 | 8364.63
CSP | 0 | 0 | 0 | 0 | 0 | 0
CT | 0 | 0 | 0 | 0 | 0 | 0
Coal | 0 | 0 | 0 | 0 | 0 | 0
Geo | 0 | 0 | 0 | 0 | 0 | 0
H | 0 | 0 | 0 | 0 | 0 | 0
LFG | 0 | 0 | 0 | 80.13 | 80.13 | 80.13
Nuc | 0 | 0 | 0 | 0 | 0 | 0
PS | 0 | 0 | 0 | 0 | 0 | 0
PV | 0 | 0 | 0 | 0 | 0 | 0
PeakG | 0 | 0 | 0 | 0 | 0 | 0
PeakO | 0 | 0 | 0 | 0 | 0 | 0
ST | 0 | 0 | 0 | 0 | 0 | 0
STOG | 0 | 0 | 0 | 0 | 0 | 0
STWD | 0 | 0 | 0 | 0 | 0 | 0
WT | 0 | 0 | 0 | 0 | 0 | 0
IGCC | 618 | 618 | 618 | 618 | 618 | 618
DemandResponse | 0 | 0 | 0 | 0 | 0 | 0
IGCC-CCS | 0 | 0 | 0 | 0 | 0 | 0
WT_off | 0 | 0 | 0 | 0 | 0 | 0
PseudoUnit | 0 | 0 | 0 | 0 | 0 | 0
FixedInterchange | 0 | 0 | 0 | 0 | 0 | 0
Cumulative New Build Capacity by Reporting Type: MISO_MI
ReportingType | 2015 | 2020 | 2025 | 2030 | 2035 | 2040
BM | 0 | 0 | 0 | 0 | 0 | 0
CC | 0 | 0 | 0.01 | 0.01 | 0.01 | 0.01
CSP | 0 | 0 | 0 | 0 | 0 | 0
CT | 0 | 0 | 0 | 0 | 0.01 | 0.01
Coal | 0 | 0 | 0 | 0 | 0 | 0
Geo | 0 | 0 | 0 | 0 | 0 | 0
H | 0 | 0 | 0 | 0 | 0 | 0
LFG | 0 | 0 | 0 | 160.25 | 160.25 | 160.25
Nuc | 0 | 0 | 0 | 0 | 0 | 0
PS | 0 | 0 | 0 | 0 | 0 | 0
PV | 0 | 0 | 0 | 0 | 0 | 0
PeakG | 0 | 0 | 0 | 0 | 0 | 0
PeakO | 0 | 0 | 0 | 0 | 0 | 0
ST | 0 | 0 | 0 | 0 | 0 | 0
STOG | 0 | 0 | 0 | 0 | 0 | 0
STWD | 0 | 0 | 0 | 0 | 0 | 0
WT | 2000 | 2000 | 2000 | 2000 | 2000 | 2000
IGCC | 0 | 0 | 0 | 0 | 0 | 0
DemandResponse | 0 | 0 | 0 | 0 | 0 | 0
IGCC-CCS | 0 | 0 | 0 | 0 | 0 | 0
WT_off | 0 | 0 | 0 | 0 | 0 | 0
PseudoUnit | 0 | 0 | 0 | 0 | 0 | 0
FixedInterchange | 0 | 0 | 0 | 0 | 0 | 0
Cumulative New Build Capacity by Reporting Type: MISO_MO-IL
ReportingType | 2015 | 2020 | 2025 | 2030 | 2035 | 2040
BM | 0 | 0 | 0 | 0 | 0 | 0
CC | 0 | 0 | 0 | 0 | 0 | 0
CSP | 0 | 0 | 0 | 0 | 0 | 0
CT | 0 | 0 | 0 | 0 | 0 | 0
Coal | 1790 | 1790 | 1790 | 1790 | 1790 | 1790
Geo | 0 | 0 | 0 | 0 | 0 | 0
H | 0 | 0 | 0 | 0 | 0 | 0
LFG | 0 | 0 | 223.33 | 223.33 | 223.33 | 223.33
Nuc | 0 | 0 | 0 | 0 | 0 | 0
PS | 0 | 0 | 0 | 0 | 0 | 0
PV | 0 | 0 | 0 | 0 | 0 | 0
PeakG | 0 | 0 | 0 | 0 | 0 | 0
PeakO | 0 | 0 | 0 | 0 | 0 | 0
ST | 0 | 0 | 0 | 0 | 0 | 0
STOG | 0 | 0 | 0 | 0 | 0 | 0
STWD | 0 | 0 | 0 | 0 | 0 | 0
WT | 300 | 300 | 300 | 300 | 300 | 300
IGCC | 0 | 0 | 0 | 0 | 0 | 0
DemandResponse | 0 | 0 | 0 | 0 | 0 | 0
IGCC-CCS | 0 | 0 | 0 | 0 | 0 | 0
WT_off | 0 | 0 | 0 | 0 | 0 | 0
PseudoUnit | 0 | 0 | 0 | 0 | 0 | 0
FixedInterchange | 0 | 0 | 0 | 0 | 0 | 0
Cumulative New Build Capacity by Reporting Type: MISO_W
ReportingType | 2015 | 2020 | 2025 | 2030 | 2035 | 2040
BM | 0 | 0 | 0 | 0 | 0 | 0
CC | 0 | 0 | 0 | 0 | 0 | 0.01
CSP | 0 | 0 | 0 | 0 | 0 | 0
CT | 0 | 0 | 0 | 0.01 | 0.01 | 0.01
Coal | 0 | 0 | 0 | 0 | 2963.62 | 8047.91
Geo | 0 | 0 | 0 | 0 | 0 | 0
H | 0 | 0 | 0 | 0 | 0 | 0
LFG | 0 | 0 | 71.67 | 71.67 | 71.67 | 71.67
Nuc | 94.33 | 94.33 | 94.33 | 94.33 | 94.33 | 94.33
PS | 0 | 0 | 0 | 0 | 0 | 0
PV | 0 | 0 | 0 | 0 | 0 | 0
PeakG | 0 | 0 | 0 | 0 | 0 | 0
PeakO | 0 | 0 | 0 | 0 | 0 | 0
ST | 0 | 0 | 0 | 0 | 0 | 0
STOG | 0 | 0 | 0 | 0 | 0 | 0
STWD | 0 | 0 | 0 | 0 | 0 | 0
WT | 2800.5 | 2800.5 | 4272.65 | 5129.61 | 5539.7 | 5983.15
IGCC | 0 | 0 | 0 | 0 | 0 | 0
DemandResponse | 0 | 0 | 0 | 0 | 0 | 0
IGCC-CCS | 0 | 0 | 0 | 0 | 0 | 0
WT_off | 0 | 0 | 0 | 0 | 0 | 0
PseudoUnit | 0 | 0 | 0 | 0 | 0 | 0
FixedInterchange | 0 | 0 | 0 | 0 | 0 | 0
Cumulative New Build Capacity by Reporting Type: MISO_WUMS
ReportingType | 2015 | 2020 | 2025 | 2030 | 2035 | 2040
BM | 0 | 0 | 0 | 0 | 0 | 0
CC | 0 | 3083.72 | 3133.05 | 3510.49 | 5287.57 | 5287.57
CSP | 0 | 0 | 0 | 0 | 0 | 0
CT | 0 | 7780.67 | 10973.66 | 15331.08 | 18553.67 | 18553.67
Coal | 615 | 615 | 615 | 615 | 615 | 615
Geo | 0 | 0 | 0 | 0 | 0 | 0
H | 0 | 0 | 0 | 0 | 0 | 0
LFG | 0 | 0 | 223.33 | 223.33 | 223.33 | 223.33
Nuc | 235 | 235 | 235 | 235 | 235 | 235
PS | 0 | 0 | 0 | 0 | 0 | 0
PV | 0 | 0 | 0 | 0 | 0 | 0
PeakG | 0 | 0 | 0 | 0 | 0 | 0
PeakO | 0 | 0 | 0 | 0 | 0 | 0
ST | 0 | 0 | 0 | 0 | 0 | 0
STOG | 0 | 0 | 0 | 0 | 0 | 0
STWD | 0 | 0 | 0 | 0 | 0 | 0
WT | 968.9 | 968.9 | 968.9 | 968.9 | 968.9 | 968.9
IGCC | 0 | 0 | 0 | 0 | 0 | 0
DemandResponse | 0 | 0 | 0 | 0 | 0 | 0
IGCC-CCS | 0 | 0 | 0 | 0 | 0 | 0
WT_off | 0 | 0 | 0 | 0 | 0 | 0
PseudoUnit | 0 | 0 | 0 | 0 | 0 | 0
FixedInterchange | 0 | 0 | 0 | 0 | 0 | 0
Cumulative New Build Capacity by Reporting Type: Nebraska
ReportingType | 2015 | 2020 | 2025 | 2030 | 2035 | 2040
BM | 0 | 0 | 0 | 0 | 0 | 0
CC | 0 | 0 | 0 | 0.01 | 0.01 | 0.01
CSP | 0 | 0 | 0 | 0 | 0 | 0
CT | 0 | 0 | 0 | 0 | 0 | 0
Coal | 232.1 | 232.1 | 232.1 | 232.1 | 2233.98 | 3060.37
Geo | 0 | 0 | 0 | 0 | 0 | 0
H | 0 | 0 | 0 | 0 | 0 | 0
LFG | 0 | 0 | 0 | 71.67 | 71.67 | 71.67
Nuc | 0 | 0 | 0 | 0 | 0 | 0
PS | 0 | 0 | 0 | 0 | 0 | 0
PV | 0 | 0 | 0 | 0 | 0 | 0
PeakG | 0 | 0 | 0 | 0 | 0 | 0
PeakO | 0 | 0 | 0 | 0 | 0 | 0
ST | 0 | 0 | 0 | 0 | 0 | 0
STOG | 0 | 0 | 0 | 0 | 0 | 0
STWD | 0 | 0 | 0 | 0 | 0 | 0
WT | 202 | 202 | 202 | 202 | 202 | 202
IGCC | 0 | 0 | 0 | 0 | 0 | 0
DemandResponse | 0 | 0 | 0 | 0 | 0 | 0
IGCC-CCS | 0 | 0 | 0 | 0 | 0 | 0
WT_off | 0 | 0 | 0 | 0 | 0 | 0
PseudoUnit | 0 | 0 | 0 | 0 | 0 | 0
FixedInterchange | 0 | 0 | 0 | 0 | 0 | 0
Cumulative New Build Capacity by Reporting Type: NEISO
ReportingType | 2015 | 2020 | 2025 | 2030 | 2035 | 2040
BM | 252.2 | 252.2 | 252.2 | 252.2 | 252.2 | 252.2
CC | 2049.5 | 2049.5 | 2049.5 | 2049.5 | 2049.5 | 2049.5
CSP | 0 | 0 | 0 | 0 | 0 | 0
CT | 334 | 334 | 334 | 1040.47 | 2586.79 | 3651.28
Coal | 0 | 0 | 0 | 0 | 0 | 0
Geo | 0 | 0 | 0 | 0 | 0 | 0
H | 0 | 0 | 0 | 0 | 0 | 0
LFG | 49.26 | 119 | 119 | 119 | 119 | 119
Nuc | 0 | 0 | 0 | 0 | 0 | 0
PS | 0 | 0 | 0 | 0 | 0 | 0
PV | 0 | 0 | 0 | 0 | 0 | 0
PeakG | 0 | 0 | 0 | 0 | 0 | 0
PeakO | 0 | 0 | 0 | 0 | 0 | 0
ST | 0 | 0 | 0 | 0 | 0 | 0
STOG | 0 | 0 | 0 | 0 | 0 | 0
STWD | 0 | 0 | 0 | 0 | 0 | 0
WT | 231.2 | 1654.81 | 3499.76 | 4617.62 | 5081.31 | 5081.31
IGCC | 0 | 0 | 0 | 0 | 0 | 0
DemandResponse | 0 | 0 | 0 | 0 | 0 | 0
IGCC-CCS | 0 | 0 | 0 | 0 | 0 | 0
WT_off | 468 | 468 | 468 | 468 | 468 | 468
PseudoUnit | 0 | 0 | 0 | 0 | 0 | 0
FixedInterchange | 0 | 0 | 0 | 0 | 0 | 0
Cumulative New Build Capacity by Reporting Type: NonRTO_Midwest
ReportingType | 2015 | 2020 | 2025 | 2030 | 2035 | 2040
BM | 0 | 0 | 0 | 0 | 0 | 0
CC | 0 | 482.95 | 677.6 | 762.71 | 1131.11 | 1366.87
CSP | 0 | 0 | 0 | 0 | 0 | 0
CT | 153.97 | 597.19 | 659.16 | 944.27 | 944.27 | 1086.02
Coal | 0 | 0 | 0 | 0 | 0 | 0
Geo | 0 | 0 | 0 | 0 | 0 | 0
H | 0 | 0 | 0 | 0 | 0 | 0
LFG | 0 | 0 | 0 | 160.25 | 160.25 | 160.25
Nuc | 0 | 0 | 0 | 0 | 0 | 0
PS | 0 | 0 | 0 | 0 | 0 | 0
PV | 0 | 0 | 0 | 0 | 0 | 0
PeakG | 0 | 0 | 0 | 0 | 0 | 0
PeakO | 0 | 0 | 0 | 0 | 0 | 0
ST | 0 | 0 | 0 | 0 | 0 | 0
STOG | 0 | 0 | 0 | 0 | 0 | 0
STWD | 0 | 0 | 0 | 0 | 0 | 0
WT | 0 | 0 | 0 | 0 | 0 | 0
IGCC | 0 | 0 | 0 | 0 | 0 | 0
DemandResponse | 0 | 0 | 0 | 0 | 0 | 0
IGCC-CCS | 0 | 0 | 0 | 0 | 0 | 0
WT_off | 0 | 0 | 0 | 0 | 0 | 0
PseudoUnit | 0 | 0 | 0 | 0 | 0 | 0
FixedInterchange | 0 | 0 | 0 | 0 | 0 | 0
Cumulative New Build Capacity by Reporting Type: NYISO_A-F
ReportingType | 2015 | 2020 | 2025 | 2030 | 2035 | 2040
BM | 0 | 0 | 0 | 0 | 0 | 0
CC | 639 | 639 | 639 | 639 | 639 | 639.01
CSP | 0 | 0 | 0 | 0 | 0 | 0
CT | 0 | 0 | 0 | 0 | 0 | 0
Coal | 0 | 0 | 0 | 0 | 0 | 0
Geo | 0 | 0 | 0 | 0 | 0 | 0
H | 0 | 0 | 0 | 0 | 0 | 0
LFG | 6.4 | 6.4 | 6.4 | 74.33 | 74.33 | 74.33
Nuc | 168 | 168 | 168 | 168 | 168 | 168
PS | 0 | 0 | 0 | 0 | 0 | 0
PV | 0 | 0 | 0 | 0 | 0 | 0
PeakG | 0 | 0 | 0 | 0 | 0 | 0
PeakO | 0 | 0 | 0 | 0 | 0 | 0
ST | 0 | 0 | 0 | 0 | 0 | 0
STOG | 0 | 0 | 0 | 0 | 0 | 0
STWD | 0 | 0 | 0 | 0 | 0 | 0
WT | 2476.3 | 3186.1 | 3186.1 | 3186.1 | 3186.1 | 3186.1
IGCC | 0 | 0 | 0 | 0 | 0 | 0
DemandResponse | 0 | 0 | 0 | 0 | 0 | 0
IGCC-CCS | 0 | 0 | 0 | 0 | 0 | 0
WT_off | 0 | 0 | 0 | 0 | 0 | 0
PseudoUnit | 0 | 0 | 0 | 0 | 0 | 0
FixedInterchange | 0 | 0 | 0 | 0 | 0 | 0
Cumulative New Build Capacity by Reporting Type: NYISO_G-I
ReportingType | 2015 | 2020 | 2025 | 2030 | 2035 | 2040
BM | 0 | 0 | 0 | 0 | 0 | 0
CC | 0 | 0 | 867.52 | 1920.36 | 5096.34 | 7482.85
CSP | 0 | 0 | 0 | 0 | 0 | 0
CT | 0 | 0 | 0 | 0 | 0 | 0
Coal | 0 | 0 | 0 | 0 | 0 | 0
Geo | 0 | 0 | 0 | 0 | 0 | 0
H | 0 | 0 | 0 | 0 | 0 | 0
LFG | 0 | 0 | 0 | 74.33 | 74.33 | 74.33
Nuc | 0 | 0 | 0 | 0 | 0 | 0
PS | 0 | 0 | 0 | 0 | 0 | 0
PV | 0 | 0 | 0 | 0 | 0 | 0
PeakG | 0 | 0 | 0 | 0 | 0 | 0
PeakO | 0 | 0 | 0 | 0 | 0 | 0
ST | 0 | 0 | 0 | 0 | 0 | 0
STOG | 0 | 0 | 0 | 0 | 0 | 0
STWD | 0 | 0 | 0 | 0 | 0 | 0
WT | 0 | 60 | 60 | 60 | 60 | 60
IGCC | 0 | 0 | 0 | 0 | 0 | 0
DemandResponse | 0 | 0 | 0 | 0 | 0 | 0
IGCC-CCS | 0 | 0 | 0 | 0 | 0 | 0
WT_off | 0 | 0 | 0 | 0 | 0 | 0
PseudoUnit | 0 | 0 | 0 | 0 | 0 | 0
FixedInterchange | 0 | 0 | 0 | 0 | 0 | 0
Cumulative New Build Capacity by Reporting Type: NYISO_J-K
ReportingType | 2015 | 2020 | 2025 | 2030 | 2035 | 2040
BM | 0 | 0 | 0 | 0 | 0 | 0
CC | 1175.4 | 1175.4 | 1175.4 | 1175.4 | 1175.4 | 1532.01
CSP | 0 | 0 | 0 | 0 | 0 | 0
CT | 0 | 0 | 1181.3 | 2983.55 | 2983.55 | 3746.77
Coal | 0 | 0 | 0 | 0 | 0 | 0
Geo | 0 | 0 | 0 | 0 | 0 | 0
H | 0 | 0 | 0 | 0 | 0 | 0
LFG | 0 | 0 | 0 | 74.33 | 74.33 | 74.33
Nuc | 0 | 0 | 0 | 0 | 0 | 0
PS | 0 | 0 | 0 | 0 | 0 | 0
PV | 32 | 32 | 32 | 32 | 32 | 32
PeakG | 0 | 0 | 0 | 0 | 0 | 0
PeakO | 0 | 0 | 0 | 0 | 0 | 0
ST | 0 | 0 | 0 | 0 | 0 | 0
STOG | 0 | 0 | 0 | 0 | 0 | 0
STWD | 0 | 0 | 0 | 0 | 0 | 0
WT | 0 | 0 | 0 | 0 | 0 | 0
IGCC | 0 | 0 | 0 | 0 | 0 | 0
DemandResponse | 0 | 0 | 0 | 0 | 0 | 0
IGCC-CCS | 0 | 0 | 0 | 0 | 0 | 0
WT_off | 0 | 0 | 0 | 0 | 0 | 0
PseudoUnit | 0 | 0 | 0 | 0 | 0 | 0
FixedInterchange | 0 | 0 | 0 | 0 | 0 | 0
Cumulative New Build Capacity by Reporting Type: PJM_E
ReportingType | 2015 | 2020 | 2025 | 2030 | 2035 | 2040
BM | 30 | 30 | 30 | 30 | 30 | 30
CC | 4634.3 | 4634.3 | 4634.3 | 4634.3 | 4634.3 | 4634.3
CSP | 0 | 0 | 0 | 0 | 0 | 0
CT | 26.2 | 26.2 | 26.2 | 26.2 | 4460.89 | 4460.89
Coal | 27 | 27 | 27 | 27 | 27 | 27
Geo | 0 | 0 | 0 | 0 | 0 | 0
H | 0 | 0 | 0 | 0 | 0 | 0
LFG | 9.1 | 142 | 142 | 142 | 142 | 142
Nuc | 38 | 38 | 38 | 38 | 38 | 38
PS | 0 | 0 | 0 | 0 | 0 | 0
PV | 25.45 | 25.45 | 25.45 | 25.45 | 25.45 | 25.45
PeakG | 0 | 0 | 0 | 0 | 0 | 0
PeakO | 0 | 0 | 0 | 0 | 0 | 0
ST | 0 | 0 | 0 | 0 | 0 | 0
STOG | 0 | 0 | 0 | 0 | 0 | 0
STWD | 0 | 0 | 0 | 0 | 0 | 0
WT | 1150 | 1150 | 1150 | 1150 | 1150 | 1150
IGCC | 0 | 0 | 0 | 0 | 0 | 0
DemandResponse | 0 | 0 | 0 | 0 | 0 | 0
IGCC-CCS | 0 | 0 | 0 | 0 | 0 | 0
WT_off | 0 | 0 | 1100 | 1100 | 1100 | 1100
PseudoUnit | 0 | 0 | 0 | 0 | 0 | 0
FixedInterchange | 0 | 0 | 0 | 0 | 0 | 0
Cumulative New Build Capacity by Reporting Type: PJM_ROM
ReportingType | 2015 | 2020 | 2025 | 2030 | 2035 | 2040
BM | 18 | 18 | 18 | 18 | 18 | 18
CC | 1678.5 | 1678.5 | 1678.5 | 1678.5 | 6217.49 | 19619.14
CSP | 0 | 0 | 0 | 0 | 0 | 0
CT | 16 | 16 | 16 | 16 | 16 | 16
Coal | 32.5 | 32.5 | 32.5 | 32.5 | 32.5 | 32.5
Geo | 0 | 0 | 0 | 0 | 0 | 0
H | 0 | 0 | 0 | 0 | 0 | 0
LFG | 18.9 | 284 | 284 | 284 | 284 | 284
Nuc | 0 | 0 | 0 | 0 | 0 | 0
PS | 0 | 0 | 0 | 0 | 0 | 0
PV | 0.29 | 840.41 | 1578.22 | 1797.96 | 1861.21 | 1926.61
PeakG | 0 | 0 | 0 | 0 | 0 | 0
PeakO | 0 | 0 | 0 | 0 | 0 | 0
ST | 0 | 0 | 0 | 0 | 0 | 0
STOG | 0 | 0 | 0 | 0 | 0 | 0
STWD | 0 | 0 | 0 | 0 | 0 | 0
WT | 479.8 | 479.8 | 1117.2 | 1230.01 | 1685.54 | 2386.5
IGCC | 0 | 0 | 0 | 0 | 0 | 0
DemandResponse | 0 | 0 | 0 | 0 | 0 | 0
IGCC-CCS | 0 | 0 | 0 | 0 | 0 | 0
WT_off | 0 | 0 | 0 | 0 | 0 | 0
PseudoUnit | 0 | 0 | 0 | 0 | 0 | 0
FixedInterchange | 0 | 0 | 0 | 0 | 0 | 0
Cumulative New Build Capacity by Reporting Type: PJM_ROR
ReportingType | 2015 | 2020 | 2025 | 2030 | 2035 | 2040
BM | 385 | 385 | 385 | 385 | 385 | 385
CC | 3077 | 6542.69 | 11180.55 | 19585.68 | 23747.58 | 23747.58
CSP | 0 | 0 | 0 | 0 | 0 | 0
CT | 29 | 29 | 29 | 2819.22 | 4003.03 | 4003.03
Coal | 2164 | 2164 | 2164 | 2164 | 2164 | 2164
Geo | 0 | 0 | 0 | 0 | 0 | 0
H | 0 | 0 | 0 | 0 | 0 | 0
LFG | 57.4 | 129.72 | 571.11 | 571.11 | 571.11 | 571.11
Nuc | 38 | 38 | 38 | 38 | 38 | 38
PS | 0 | 0 | 0 | 0 | 0 | 0
PV | 0 | 0 | 0 | 0 | 0 | 0
PeakG | 0 | 0 | 0 | 0 | 0 | 0
PeakO | 0 | 0 | 0 | 0 | 0 | 0
ST | 0 | 0 | 0 | 0 | 0 | 0
STOG | 0 | 0 | 0 | 0 | 0 | 0
STWD | 0 | 0 | 0 | 0 | 0 | 0
WT | 8325.7 | 8325.7 | 8325.7 | 8517.4 | 8517.4 | 8517.4
IGCC | 0 | 0 | 0 | 0 | 0 | 0
DemandResponse | 0 | 0 | 0 | 0 | 0 | 0
IGCC-CCS | 0 | 0 | 0 | 0 | 0 | 0
WT_off | 0 | 0 | 0 | 0 | 0 | 0
PseudoUnit | 0 | 0 | 0 | 0 | 0 | 0
FixedInterchange | 0 | 0 | 0 | 0 | 0 | 0
Cumulative New Build Capacity by Reporting Type: SOCO
ReportingType | 2015 | 2020 | 2025 | 2030 | 2035 | 2040
BM | 55 | 55 | 55 | 55 | 55 | 55
CC | 5026.9 | 5213.9 | 6284.44 | 9789.36 | 9789.36 | 9789.36
CSP | 0 | 0 | 0 | 0 | 0 | 0
CT | 0 | 0 | 0 | 0 | 0 | 0
Coal | 0 | 0 | 0 | 0 | 2802.06 | 8364.53
Geo | 0 | 0 | 0 | 0 | 0 | 0
H | 0 | 0 | 0 | 0 | 0 | 0
LFG | 0 | 0 | 107.4 | 107.4 | 107.4 | 107.4
Nuc | 70 | 2270 | 2270 | 2270 | 2270 | 2270
PS | 0 | 0 | 0 | 0 | 0 | 0
PV | 0 | 0 | 0 | 0 | 0 | 0
PeakG | 0 | 0 | 0 | 0 | 0 | 0
PeakO | 0 | 0 | 0 | 0 | 0 | 0
ST | 0 | 0 | 0 | 0 | 0 | 0
STOG | 0 | 0 | 0 | 0 | 0 | 0
STWD | 0 | 0 | 0 | 0 | 0 | 0
WT | 0 | 0 | 0 | 0 | 0 | 0
IGCC | 0 | 0 | 0 | 0 | 0 | 0
DemandResponse | 0 | 0 | 0 | 0 | 0 | 0
IGCC-CCS | 0 | 0 | 0 | 0 | 0 | 0
WT_off | 0 | 0 | 0 | 0 | 0 | 0
PseudoUnit | 0 | 0 | 0 | 0 | 0 | 0
FixedInterchange | 0 | 0 | 0 | 0 | 0 | 0
Cumulative New Build Capacity by Reporting Type: SPP_N
ReportingType | 2015 | 2020 | 2025 | 2030 | 2035 | 2040
BM | 0 | 0 | 0 | 0 | 0 | 0
CC | 0 | 1582.46 | 1582.49 | 1959.24 | 1959.24 | 1959.24
CSP | 0 | 0 | 0 | 0 | 0 | 0
CT | 0 | 0 | 0 | 3012.35 | 4294.96 | 4991.61
Coal | 465.04 | 465.04 | 465.04 | 465.04 | 465.04 | 1264.78
Geo | 0 | 0 | 0 | 0 | 0 | 0
H | 0 | 0 | 0 | 0 | 0 | 0
LFG | 0 | 0 | 95 | 95 | 95 | 95
Nuc | 0 | 0 | 0 | 0 | 0 | 0
PS | 0 | 0 | 0 | 0 | 0 | 0
PV | 0 | 0 | 0 | 0 | 0 | 0
PeakG | 0 | 0 | 0 | 0 | 0 | 0
PeakO | 0 | 0 | 0 | 0 | 0 | 0
ST | 0 | 0 | 0 | 0 | 0 | 0
STOG | 0 | 0 | 0 | 0 | 0 | 0
STWD | 0 | 0 | 0 | 0 | 0 | 0
WT | 0 | 0 | 0 | 0 | 425.79 | 425.79
IGCC | 0 | 0 | 0 | 0 | 0 | 0
DemandResponse | 0 | 0 | 0 | 0 | 0 | 0
IGCC-CCS | 0 | 0 | 0 | 0 | 0 | 0
WT_off | 0 | 0 | 0 | 0 | 0 | 0
PseudoUnit | 0 | 0 | 0 | 0 | 0 | 0
FixedInterchange | 0 | 0 | 0 | 0 | 0 | 0
Cumulative New Build Capacity by Reporting Type: SPP_S
ReportingType | 2015 | 2020 | 2025 | 2030 | 2035 | 2040
BM | 0 | 0 | 0 | 0 | 0 | 0
CC | 0 | 2337.71 | 3726.56 | 4307.53 | 4307.53 | 4307.53
CSP | 0 | 0 | 0 | 0 | 0 | 0
CT | 412.99 | 712.99 | 712.99 | 713.07 | 713.13 | 714.43
Coal | 988 | 988 | 988 | 988 | 988 | 988
Geo | 0 | 0 | 0 | 0 | 0 | 0
H | 0 | 0 | 0 | 0 | 0 | 0
LFG | 0 | 0 | 95 | 95 | 95 | 95
Nuc | 0 | 0 | 0 | 0 | 0 | 0
PS | 0 | 0 | 0 | 0 | 0 | 0
PV | 0 | 0 | 0 | 0 | 0 | 0
PeakG | 0 | 0 | 0 | 0 | 0 | 0
PeakO | 0 | 0 | 0 | 0 | 0 | 0
ST | 0 | 0 | 0 | 0 | 0 | 0
STOG | 0 | 0 | 0 | 0 | 0 | 0
STWD | 0 | 0 | 0 | 0 | 0 | 0
WT | 430 | 580 | 580 | 580 | 12470.18 | 21707.65
IGCC | 0 | 0 | 0 | 0 | 0 | 0
DemandResponse | 0 | 0 | 0 | 0 | 0 | 0
IGCC-CCS | 0 | 0 | 0 | 0 | 0 | 0
WT_off | 0 | 0 | 0 | 0 | 0 | 0
PseudoUnit | 0 | 0 | 0 | 0 | 0 | 0
FixedInterchange | 0 | 0 | 0 | 0 | 0 | 0
Cumulative New Build Capacity by Reporting Type: TVA
ReportingType | 2015 | 2020 | 2025 | 2030 | 2035 | 2040
BM | 0 | 0 | 0 | 0 | 0 | 0
CC | 1418 | 3125.82 | 4445.04 | 5091.28 | 5091.28 | 5091.28
CSP | 0 | 0 | 0 | 0 | 0 | 0
CT | 0 | 3590.34 | 3590.34 | 5171.73 | 5171.73 | 5171.73
Coal | 0 | 0 | 0 | 0 | 3679.11 | 6153.5
Geo | 0 | 0 | 0 | 0 | 0 | 0
H | 0 | 0 | 0 | 0 | 0 | 0
LFG | 0 | 0 | 107.4 | 107.4 | 107.4 | 107.4
Nuc | 1697.89 | 1697.89 | 1697.89 | 1697.89 | 1697.89 | 1697.89
PS | 0 | 0 | 0 | 0 | 0 | 0
PV | 0 | 0 | 0 | 0 | 0 | 0
PeakG | 0 | 0 | 0 | 0 | 0 | 0
PeakO | 0 | 0 | 0 | 0 | 0 | 0
ST | 0 | 0 | 0 | 0 | 0 | 0
STOG | 0 | 0 | 0 | 0 | 0 | 0
STWD | 0 | 0 | 0 | 0 | 0 | 0
WT | 0 | 0 | 0 | 0 | 0 | 0
IGCC | 0 | 0 | 0 | 0 | 0 | 0
DemandResponse | 0 | 0 | 0 | 0 | 0 | 0
IGCC-CCS | 0 | 0 | 0 | 0 | 0 | 0
WT_off | 0 | 0 | 0 | 0 | 0 | 0
PseudoUnit | 0 | 0 | 0 | 0 | 0 | 0
FixedInterchange | 0 | 0 | 0 | 0 | 0 | 0
Cumulative New Build Capacity by Reporting Type: TVA_Transmission
ReportingType | 2015 | 2020 | 2025 | 2030 | 2035 | 2040
BM | 0 | 0 | 0 | 0 | 0 | 0
CC | 0 | 0 | 0 | 0 | 0 | 0
CSP | 0 | 0 | 0 | 0 | 0 | 0
CT | 0 | 0 | 0 | 0 | 0 | 0
Coal | 0 | 0 | 0 | 0 | 0 | 0
Geo | 0 | 0 | 0 | 0 | 0 | 0
H | 0 | 0 | 0 | 0 | 0 | 0
LFG | 0 | 0 | 0 | 0 | 0 | 0
Nuc | 0 | 0 | 0 | 0 | 0 | 0
PS | 0 | 0 | 0 | 0 | 0 | 0
PV | 0 | 0 | 0 | 0 | 0 | 0
PeakG | 0 | 0 | 0 | 0 | 0 | 0
PeakO | 0 | 0 | 0 | 0 | 0 | 0
ST | 0 | 0 | 0 | 0 | 0 | 0
STOG | 0 | 0 | 0 | 0 | 0 | 0
STWD | 0 | 0 | 0 | 0 | 0 | 0
WT | 0 | 0 | 0 | 0 | 0 | 0
IGCC | 0 | 0 | 0 | 0 | 0 | 0
DemandResponse | 0 | 0 | 0 | 0 | 0 | 0
IGCC-CCS | 0 | 0 | 0 | 0 | 0 | 0
WT_off | 0 | 0 | 0 | 0 | 0 | 0
PseudoUnit | 0 | 0 | 0 | 0 | 0 | 0
FixedInterchange | 0 | 0 | 0 | 0 | 0 | 0
Cumulative New Build Capacity by Reporting Type: VACAR
ReportingType | 2015 | 2020 | 2025 | 2030 | 2035 | 2040
BM | 0.92 | 0.92 | 35.8 | 115.06 | 159.8 | 248.49
CC | 7018.23 | 9703.73 | 10468.64 | 12047.44 | 17885.81 | 22543.69
CSP | 0 | 0 | 0 | 0 | 0 | 0
CT | 717.2 | 1469.72 | 3134.07 | 5811.86 | 6416.55 | 6926.32
Coal | 825 | 825 | 825 | 825 | 825 | 825
Geo | 0 | 0 | 0 | 0 | 0 | 0
H | 0 | 0 | 0 | 0 | 0 | 0
LFG | 0.34 | 107.4 | 107.4 | 107.4 | 107.4 | 107.4
Nuc | 0 | 2330 | 2330 | 2330 | 2330 | 2330
PS | 0 | 0 | 0 | 0 | 0 | 0
PV | 0 | 0 | 0 | 0 | 0 | 0
PeakG | 0 | 0 | 0 | 0 | 0 | 0
PeakO | 0 | 0 | 0 | 0 | 0 | 0
ST | 0 | 0 | 0 | 0 | 0 | 0
STOG | 0 | 0 | 0 | 0 | 0 | 0
STWD | 0 | 0 | 0 | 0 | 0 | 0
WT | 0.9 | 2889.74 | 3500 | 3500 | 3500 | 3500
IGCC | 0 | 0 | 0 | 0 | 0 | 0
DemandResponse | 0 | 0 | 0 | 0 | 0 | 0
IGCC-CCS | 0 | 0 | 0 | 0 | 0 | 0
WT_off | 1 | 1 | 1 | 1 | 1 | 1
PseudoUnit | 0 | 0 | 0 | 0 | 0 | 0
FixedInterchange | 0 | 0 | 0 | 0 | 0 | 0
Cumulative New Build Capacity by Reporting Type: IESO
ReportingType | 2015 | 2020 | 2025 | 2030 | 2035 | 2040
BM | 326.33 | 326.33 | 326.33 | 326.33 | 326.33 | 326.33
CC | 1263 | 1263 | 1263 | 1263 | 1263 | 3535.18
CSP | 0 | 0 | 0 | 0 | 0 | 0
CT | 368 | 368 | 368 | 368 | 2588.32 | 2845.28
Coal | 0 | 0 | 0 | 0 | 0 | 0
Geo | 0 | 0 | 0 | 0 | 0 | 0
H | 0 | 0 | 0 | 0 | 0 | 0
LFG | 14.5 | 14.5 | 14.5 | 14.5 | 15 | 15
Nuc | 0 | 0 | 0 | 0 | 0 | 0
PS | 0 | 0 | 0 | 0 | 0 | 0
PV | 1067.26 | 1067.26 | 1067.26 | 1067.26 | 1067.26 | 1067.26
PeakG | 0 | 0 | 0 | 0 | 0 | 0
PeakO | 0 | 0 | 0 | 0 | 0 | 0
ST | 0 | 0 | 0 | 0 | 0 | 0
STOG | 0 | 0 | 0 | 0 | 0 | 0
STWD | 0 | 0 | 0 | 0 | 0 | 0
WT | 2105.9 | 2105.9 | 2105.9 | 2105.9 | 2105.9 | 2105.9
IGCC | 0 | 0 | 0 | 0 | 0 | 0
DemandResponse | 0 | 0 | 0 | 0 | 0 | 0
IGCC-CCS | 0 | 0 | 0 | 0 | 0 | 0
WT_off | 0 | 0 | 0 | 0 | 0 | 0
PseudoUnit | 0 | 0 | 0 | 0 | 0 | 0
FixedInterchange | 0 | 0 | 0 | 0 | 0 | 0
Cumulative New Build Capacity by Reporting Type: MAPP_CA
ReportingType | 2015 | 2020 | 2025 | 2030 | 2035 | 2040
BM | 0 | 0 | 0 | 0 | 0 | 0
CC | 1002.56 | 1671.23 | 1983.75 | 2540.13 | 2579.98 | 2579.98
CSP | 0 | 0 | 0 | 0 | 0 | 0
CT | 0 | 0 | 0.01 | 0.01 | 405.23 | 867.94
Coal | 0 | 0 | 0 | 0 | 0 | 0
Geo | 0 | 0 | 0 | 0 | 0 | 0
H | 0 | 0 | 0 | 0 | 0 | 0
LFG | 0 | 0 | 0 | 0 | 0 | 0
Nuc | 0 | 0 | 0 | 0 | 0 | 0
PS | 0 | 0 | 0 | 0 | 0 | 0
PV | 0 | 0 | 0 | 0 | 0 | 0
PeakG | 0 | 0 | 0 | 0 | 0 | 0
PeakO | 0 | 0 | 0 | 0 | 0 | 0
ST | 0 | 0 | 0 | 0 | 0 | 0
STOG | 0 | 0 | 0 | 0 | 0 | 0
STWD | 0 | 0 | 0 | 0 | 0 | 0
WT | 302.4 | 302.4 | 302.4 | 302.4 | 302.4 | 302.4
IGCC | 0 | 0 | 0 | 0 | 0 | 0
DemandResponse | 0 | 0 | 0 | 0 | 0 | 0
IGCC-CCS | 0 | 0 | 0 | 0 | 0 | 0
WT_off | 0 | 0 | 0 | 0 | 0 | 0
PseudoUnit | 0 | 0 | 0 | 0 | 0 | 0
FixedInterchange | 0 | 0 | 0 | 0 | 0 | 0
Cumulative New Build Capacity by Reporting Type: AZ_NM_SNV_Coal
ReportingType | 2015 | 2020 | 2025 | 2030 | 2035 | 2040
BM | 0 | 0 | 0 | 0 | 0 | 0
CC | 0 | 0 | 0 | 0 | 0 | 0
CSP | 0 | 0 | 0 | 0 | 0 | 0
CT | 0 | 0 | 0 | 0 | 0 | 0
Coal | 0 | 0 | 0 | 0 | 0 | 6651.8
Geo | 0 | 0 | 0 | 0 | 0 | 0
H | 0 | 0 | 0 | 0 | 0 | 0
LFG | 0 | 0 | 0 | 0 | 0 | 0
Nuc | 0 | 0 | 0 | 0 | 0 | 0
PS | 0 | 0 | 0 | 0 | 0 | 0
PV | 0 | 0 | 0 | 0 | 0 | 0
PeakG | 0 | 0 | 0 | 0 | 0 | 0
PeakO | 0 | 0 | 0 | 0 | 0 | 0
ST | 0 | 0 | 0 | 0 | 0 | 0
STOG | 0 | 0 | 0 | 0 | 0 | 0
STWD | 0 | 0 | 0 | 0 | 0 | 0
WT | 0 | 0 | 0 | 0 | 0 | 0
IGCC | 0 | 0 | 0 | 0 | 0 | 0
DemandResponse | 0 | 0 | 0 | 0 | 0 | 0
IGCC-CCS | 0 | 0 | 0 | 0 | 0 | 0
WT_off | 0 | 0 | 0 | 0 | 0 | 0
PseudoUnit | 0 | 0 | 0 | 0 | 0 | 0
FixedInterchange | 0 | 0 | 0 | 0 | 0 | 0
Cumulative New Build Capacity by Reporting Type: AZ_NM_SNV_Gas
ReportingType | 2015 | 2020 | 2025 | 2030 | 2035 | 2040
BM | 0 | 0 | 0 | 0 | 0 | 0
CC | 668 | 2446.32 | 3639.16 | 7355.31 | 11049.58 | 11049.58
CSP | 0 | 0 | 0 | 0 | 0 | 0
CT | 736 | 736 | 736 | 736 | 736 | 736
Coal | 0 | 0 | 0 | 0 | 0 | 0
Geo | 0 | 0 | 0 | 0 | 0 | 0
H | 0 | 0 | 0 | 0 | 0 | 0
LFG | 0 | 0 | 0 | 0 | 0 | 0
Nuc | 0 | 0 | 0 | 0 | 0 | 0
PS | 0 | 0 | 0 | 0 | 0 | 0
PV | 0 | 0 | 0 | 0 | 0 | 0
PeakG | 0 | 0 | 0 | 0 | 0 | 0
PeakO | 0 | 0 | 0 | 0 | 0 | 0
ST | 0 | 0 | 0 | 0 | 0 | 0
STOG | 0 | 0 | 0 | 0 | 0 | 0
STWD | 0 | 0 | 0 | 0 | 0 | 0
WT | 0 | 0 | 0 | 0 | 0 | 0
IGCC | 0 | 0 | 0 | 0 | 0 | 0
DemandResponse | 0 | 0 | 0 | 0 | 0 | 0
IGCC-CCS | 0 | 0 | 0 | 0 | 0 | 0
WT_off | 0 | 0 | 0 | 0 | 0 | 0
PseudoUnit | 0 | 0 | 0 | 0 | 0 | 0
FixedInterchange | 0 | 0 | 0 | 0 | 0 | 0
Cumulative New Build Capacity by Reporting Type: AZ_NM_SNV_NucRenew
ReportingType | 2015 | 2020 | 2025 | 2030 | 2035 | 2040
BM | 0 | 0 | 0 | 0 | 0 | 0
CC | 0 | 0 | 0 | 0 | 0 | 0
CSP | 0 | 0 | 0 | 0 | 0 | 0
CT | 0 | 0 | 0 | 0 | 0 | 0
Coal | 0 | 0 | 0 | 0 | 0 | 0
Geo | 0 | 0 | 1450 | 1450 | 1450 | 1450
H | 0 | 0 | 0 | 0 | 0 | 0
LFG | 0 | 60.67 | 60.67 | 60.67 | 60.67 | 60.67
Nuc | 0 | 0 | 0 | 0 | 0 | 0
PS | 0 | 0 | 0 | 0 | 0 | 0
PV | 95.7 | 95.7 | 95.7 | 95.7 | 95.7 | 95.7
PeakG | 0 | 0 | 0 | 0 | 0 | 0
PeakO | 0 | 0 | 0 | 0 | 0 | 0
ST | 280 | 765.42 | 1064.79 | 1157.66 | 1157.66 | 1157.66
STOG | 0 | 0 | 0 | 0 | 0 | 0
STWD | 0 | 0 | 0 | 0 | 0 | 0
WT | 65.1 | 12231.26 | 12231.26 | 12633.81 | 12633.81 | 12633.81
IGCC | 0 | 0 | 0 | 0 | 0 | 0
DemandResponse | 0 | 0 | 0 | 0 | 0 | 0
IGCC-CCS | 0 | 0 | 0 | 0 | 0 | 0
WT_off | 0 | 0 | 0 | 0 | 0 | 0
PseudoUnit | 0 | 0 | 0 | 0 | 0 | 0
FixedInterchange | 0 | 0 | 0 | 0 | 0 | 0
Cumulative New Build Capacity by Reporting Type: ERCOT
ReportingType | 2015 | 2020 | 2025 | 2030 | 2035 | 2040
BM | 145 | 145 | 145 | 145 | 145 | 145
CC | 1587.02 | 7140.81 | 8960.87 | 13866.04 | 16937.64 | 20089.59
CSP | 0 | 0 | 0 | 0 | 0 | 0
CT | 250 | 250 | 250 | 250 | 250 | 250
Coal | 2020 | 2020 | 2020 | 2020 | 2020 | 2020
Geo | 0 | 0 | 0 | 0 | 0 | 0
H | 0 | 0 | 0 | 0 | 0 | 0
LFG | 0 | 0 | 354 | 354 | 354 | 354
Nuc | 0 | 0 | 0 | 0 | 0 | 0
PS | 0 | 0 | 0 | 0 | 0 | 0
PV | 14 | 14 | 14 | 14 | 14 | 14
PeakG | 0 | 0 | 0 | 0 | 0 | 0
PeakO | 0 | 0 | 0 | 0 | 0 | 0
ST | 0 | 0 | 0 | 0 | 0 | 0
STOG | 0 | 0 | 0 | 0 | 0 | 0
STWD | 0 | 0 | 0 | 0 | 0 | 0
WT | 350.1 | 350.1 | 350.1 | 350.1 | 350.1 | 350.1
IGCC | 0 | 0 | 0 | 0 | 0 | 0
DemandResponse | 0 | 0 | 0 | 0 | 0 | 0
IGCC-CCS | 0 | 0 | 0 | 0 | 0 | 0
WT_off | 0 | 0 | 0 | 0 | 0 | 0
PseudoUnit | 0 | 0 | 0 | 0 | 0 | 0
FixedInterchange | 0 | 0 | 0 | 0 | 0 | 0
Cumulative New Build Capacity by Reporting Type: NP15
ReportingType | 2015 | 2020 | 2025 | 2030 | 2035 | 2040
BM | 0 | 0 | 0 | 0 | 0 | 0
CC | 940 | 940 | 940 | 940 | 940 | 940
CSP | 0 | 0 | 0 | 0 | 0 | 0
CT | 2036.99 | 5151.79 | 9701.77 | 16422.81 | 21129.85 | 25953.01
Coal | 0 | 0 | 0 | 0 | 0 | 0
Geo | 0 | 0 | 600 | 600 | 600 | 600
H | 0 | 0 | 0 | 0 | 0 | 0
LFG | 0 | 565 | 565 | 565 | 565 | 565
Nuc | 0 | 0 | 0 | 0 | 0 | 0
PS | 0 | 0 | 0 | 0 | 0 | 0
PV | 6.5 | 6.5 | 6.5 | 6.5 | 6.5 | 6.5
PeakG | 0 | 0 | 0 | 0 | 0 | 0
PeakO | 0 | 0 | 0 | 0 | 0 | 0
ST | 29 | 29 | 29 | 29 | 29 | 29
STOG | 0 | 0 | 0 | 0 | 0 | 0
STWD | 0 | 0 | 0 | 0 | 0 | 0
WT | 101.2 | 3400 | 3400 | 3400 | 3400 | 3400
IGCC | 0 | 0 | 0 | 0 | 0 | 0
DemandResponse | 0 | 0 | 0 | 0 | 0 | 0
IGCC-CCS | 0 | 0 | 0 | 0 | 0 | 0
WT_off | 0 | 0 | 0 | 0 | 0 | 0
PseudoUnit | 0 | 0 | 0 | 0 | 0 | 0
FixedInterchange | 0 | 0 | 0 | 0 | 0 | 0
Cumulative New Build Capacity by Reporting Type: NWPP_Coal
ReportingType | 2015 | 2020 | 2025 | 2030 | 2035 | 2040
BM | 0 | 0 | 0 | 0 | 0 | 0
CC | 0 | 0 | 0 | 0 | 0 | 0
CSP | 0 | 0 | 0 | 0 | 0 | 0
CT | 0 | 0 | 0 | 0 | 0 | 0
Coal | 0 | 0 | 0 | 0 | 0 | 0
Geo | 0 | 0 | 0 | 0 | 0 | 0
H | 0 | 0 | 0 | 0 | 0 | 0
LFG | 0 | 0 | 0 | 0 | 0 | 0
Nuc | 0 | 0 | 0 | 0 | 0 | 0
PS | 0 | 0 | 0 | 0 | 0 | 0
PV | 0 | 0 | 0 | 0 | 0 | 0
PeakG | 0 | 0 | 0 | 0 | 0 | 0
PeakO | 0 | 0 | 0 | 0 | 0 | 0
ST | 0 | 0 | 0 | 0 | 0 | 0
STOG | 0 | 0 | 0 | 0 | 0 | 0
STWD | 0 | 0 | 0 | 0 | 0 | 0
WT | 0 | 0 | 0 | 0 | 0 | 0
IGCC | 0 | 0 | 0 | 0 | 0 | 0
DemandResponse | 0 | 0 | 0 | 0 | 0 | 0
IGCC-CCS | 0 | 0 | 0 | 0 | 0 | 0
WT_off | 0 | 0 | 0 | 0 | 0 | 0
PseudoUnit | 0 | 0 | 0 | 0 | 0 | 0
FixedInterchange | 0 | 0 | 0 | 0 | 0 | 0
Cumulative New Build Capacity by Reporting Type: NWPP_Gas
ReportingType | 2015 | 2020 | 2025 | 2030 | 2035 | 2040
BM | 0 | 0 | 0 | 0 | 0 | 0
CC | 300 | 300 | 2585.84 | 6178.41 | 9342.84 | 11490.13
CSP | 0 | 0 | 0 | 0 | 0 | 0
CT | 150 | 150 | 150 | 150 | 150 | 150
Coal | 0 | 0 | 0 | 0 | 0 | 937.16
Geo | 0 | 0 | 0 | 0 | 0 | 0
H | 0 | 0 | 0 | 0 | 0 | 0
LFG | 0 | 0 | 0 | 0 | 0 | 0
Nuc | 0 | 0 | 0 | 0 | 0 | 0
PS | 0 | 0 | 0 | 0 | 0 | 0
PV | 0 | 0 | 0 | 0 | 0 | 0
PeakG | 0 | 0 | 0 | 0 | 0 | 0
PeakO | 0 | 0 | 0 | 0 | 0 | 0
ST | 0 | 0 | 0 | 0 | 0 | 0
STOG | 0 | 0 | 0 | 0 | 0 | 0
STWD | 0 | 0 | 0 | 0 | 0 | 0
WT | 0 | 0 | 0 | 0 | 0 | 0
IGCC | 0 | 0 | 0 | 0 | 0 | 0
DemandResponse | 0 | 0 | 0 | 0 | 0 | 0
IGCC-CCS | 0 | 0 | 0 | 0 | 0 | 0
WT_off | 0 | 0 | 0 | 0 | 0 | 0
PseudoUnit | 0 | 0 | 0 | 0 | 0 | 0
FixedInterchange | 0 | 0 | 0 | 0 | 0 | 0
Cumulative New Build Capacity by Reporting Type: NWPP_NucRenew
ReportingType | 2015 | 2020 | 2025 | 2030 | 2035 | 2040
BM | 32.55 | 32.55 | 32.55 | 32.55 | 32.55 | 32.55
CC | 0 | 0 | 0 | 0 | 0 | 0
CSP | 0 | 0 | 0 | 0 | 0 | 0
CT | 0 | 0 | 0 | 0 | 0 | 0
Coal | 0 | 0 | 0 | 0 | 0 | 0
Geo | 86 | 86 | 520 | 520 | 520 | 520
H | 0 | 0 | 0 | 0 | 0 | 0
LFG | 25.5 | 120.98 | 270 | 270 | 270 | 270
Nuc | 0 | 0 | 0 | 0 | 0 | 0
PS | 0 | 0 | 0 | 0 | 0 | 0
PV | 0 | 0 | 0 | 0 | 0 | 0
PeakG | 0 | 0 | 0 | 0 | 0 | 0
PeakO | 0 | 0 | 0 | 0 | 0 | 0
ST | 0 | 0 | 0 | 0 | 0 | 0
STOG | 0 | 0 | 0 | 0 | 0 | 0
STWD | 0 | 0 | 0 | 0 | 0 | 0
WT | 977.3 | 977.3 | 977.3 | 977.3 | 977.3 | 977.3
IGCC | 0 | 0 | 0 | 0 | 0 | 0
DemandResponse | 0 | 0 | 0 | 0 | 0 | 0
IGCC-CCS | 0 | 0 | 0 | 0 | 0 | 0
WT_off | 0 | 0 | 0 | 0 | 0 | 0
PseudoUnit | 0 | 0 | 0 | 0 | 0 | 0
FixedInterchange | 0 | 0 | 0 | 0 | 0 | 0
Cumulative New Build Capacity by Reporting Type: RMPA
ReportingType | 2015 | 2020 | 2025 | 2030 | 2035 | 2040
BM | 0 | 0 | 0 | 0 | 0 | 0
CC | 0 | 0 | 0 | 0 | 0 | 0
CSP | 0 | 0 | 0 | 0 | 0 | 0
CT | 152 | 152 | 152 | 152 | 152 | 152
Coal | 390 | 622.99 | 622.99 | 1732.65 | 2957.57 | 4262.86
Geo | 0 | 625 | 2570 | 2570 | 2570 | 2570
H | 0 | 0 | 0 | 0 | 0 | 0
LFG | 1.4 | 30.33 | 30.33 | 30.33 | 30.33 | 30.33
Nuc | 0 | 0 | 0 | 0 | 0 | 0
PS | 0 | 0 | 0 | 0 | 0 | 0
PV | 1 | 1 | 1 | 1 | 1 | 1
PeakG | 0 | 0 | 0 | 0 | 0 | 0
PeakO | 0 | 0 | 0 | 0 | 0 | 0
ST | 3 | 385.1 | 414.4 | 445.89 | 445.89 | 445.89
STOG | 0 | 0 | 0 | 0 | 0 | 0
STWD | 0 | 0 | 0 | 0 | 0 | 0
WT | 765.4 | 765.4 | 765.4 | 765.4 | 765.4 | 765.4
IGCC | 0 | 0 | 0 | 0 | 0 | 0
DemandResponse | 0 | 0 | 0 | 0 | 0 | 0
IGCC-CCS | 0 | 0 | 0 | 0 | 0 | 0
WT_off | 0 | 0 | 0 | 0 | 0 | 0
PseudoUnit | 0 | 0 | 0 | 0 | 0 | 0
FixedInterchange | 0 | 0 | 0 | 0 | 0 | 0
Cumulative New Build Capacity by Reporting Type: SP15
ReportingType | 2015 | 2020 | 2025 | 2030 | 2035 | 2040
BM | 6 | 6 | 6 | 6 | 6 | 6
CC | 409.5 | 409.5 | 409.5 | 409.5 | 409.5 | 409.5
CSP | 0 | 0 | 0 | 0 | 0 | 0
CT | 0 | 0 | 0 | 0 | 0 | 0
Coal | 0 | 0 | 0 | 0 | 0 | 0
Geo | 50 | 1500 | 1500 | 1500 | 1500 | 1500
H | 0 | 0 | 0 | 0 | 0 | 0
LFG | 9.2 | 565 | 565 | 565 | 565 | 565
Nuc | 0 | 0 | 0 | 0 | 0 | 0
PS | 0 | 0 | 0 | 0 | 0 | 0
PV | 3.8 | 3.8 | 3.8 | 3.8 | 3.8 | 3.8
PeakG | 0 | 0 | 0 | 0 | 0 | 0
PeakO | 0 | 0 | 0 | 0 | 0 | 0
ST | 448 | 448 | 448 | 448 | 448 | 448
STOG | 0 | 0 | 0 | 0 | 0 | 0
STWD | 0 | 0 | 0 | 0 | 0 | 0
WT | 735 | 735 | 735 | 735 | 735 | 735
IGCC | 0 | 0 | 0 | 0 | 0 | 0
DemandResponse | 0 | 0 | 0 | 0 | 0 | 0
IGCC-CCS | 0 | 0 | 0 | 0 | 0 | 0
WT_off | 0 | 0 | 0 | 0 | 0 | 0
PseudoUnit | 0 | 0 | 0 | 0 | 0 | 0
FixedInterchange | 0 | 0 | 0 | 0 | 0 | 0
Cumulative New Build Capacity by Reporting Type: ALB
ReportingType | 2015 | 2020 | 2025 | 2030 | 2035 | 2040
BM | 0 | 0 | 0 | 0 | 0 | 0
CC | 13.76 | 1034.46 | 1568.45 | 2691.82 | 3906.99 | 5020.52
CSP | 0 | 0 | 0 | 0 | 0 | 0
CT | 201.5 | 201.5 | 201.5 | 201.5 | 201.5 | 201.5
Coal | 495 | 495 | 495 | 495 | 495 | 495
Geo | 0 | 0 | 0 | 0 | 0 | 0
H | 0 | 0 | 0 | 0 | 0 | 0
LFG | 0 | 0 | 0 | 0 | 0 | 0
Nuc | 0 | 0 | 0 | 0 | 0 | 0
PS | 0 | 0 | 0 | 0 | 0 | 0
PV | 0 | 0 | 0 | 0 | 0 | 0
PeakG | 0 | 0 | 0 | 0 | 0 | 0
PeakO | 0 | 0 | 0 | 0 | 0 | 0
ST | 0 | 0 | 0 | 0 | 0 | 0
STOG | 0 | 0 | 0 | 0 | 0 | 0
STWD | 0 | 0 | 0 | 0 | 0 | 0
WT | 9 | 9 | 9 | 9 | 9 | 9
IGCC | 0 | 0 | 0 | 0 | 0 | 0
DemandResponse | 0 | 0 | 0 | 0 | 0 | 0
IGCC-CCS | 0 | 0 | 0 | 0 | 0 | 0
WT_off | 0 | 0 | 0 | 0 | 0 | 0
PseudoUnit | 0 | 0 | 0 | 0 | 0 | 0
FixedInterchange | 0 | 0 | 0 | 0 | 0 | 0
Cumulative New Build Capacity by Reporting Type: BC
ReportingType | 2015 | 2020 | 2025 | 2030 | 2035 | 2040
BM | 0 | 0 | 0 | 0 | 0 | 0
CC | 948.44 | 1647.76 | 2370.16 | 3150.87 | 3958.1 | 4204.38
CSP | 0 | 0 | 0 | 0 | 0 | 0
CT | 0 | 0 | 0 | 0 | 0 | 600.5
Coal | 0 | 0 | 0 | 0 | 0 | 0
Geo | 0 | 0 | 0 | 0 | 0 | 0
H | 0 | 0 | 0 | 0 | 0 | 0
LFG | 0 | 0 | 0 | 0 | 0 | 0
Nuc | 0 | 0 | 0 | 0 | 0 | 0
PS | 0 | 0 | 0 | 0 | 0 | 0
PV | 0 | 0 | 0 | 0 | 0 | 0
PeakG | 0 | 0 | 0 | 0 | 0 | 0
PeakO | 0 | 0 | 0 | 0 | 0 | 0
ST | 0 | 0 | 0 | 0 | 0 | 0
STOG | 0 | 0 | 0 | 0 | 0 | 0
STWD | 0 | 0 | 0 | 0 | 0 | 0
WT | 144 | 144 | 144 | 144 | 144 | 144
IGCC | 0 | 0 | 0 | 0 | 0 | 0
DemandResponse | 0 | 0 | 0 | 0 | 0 | 0
IGCC-CCS | 0 | 0 | 0 | 0 | 0 | 0
WT_off | 0 | 0 | 0 | 0 | 0 | 0
PseudoUnit | 0 | 0 | 0 | 0 | 0 | 0
FixedInterchange | 0 | 0 | 0 | 0 | 0 | 0
Cumulative New Build Capacity by Reporting Type: HQ_IESO
ReportingType | 2015 | 2020 | 2025 | 2030 | 2035 | 2040
BM | 0 | 0 | 0 | 0 | 0 | 0
CC | 0 | 0 | 0 | 0 | 0 | 0
CSP | 0 | 0 | 0 | 0 | 0 | 0
CT | 0 | 0 | 0 | 0 | 0 | 0
Coal | 0 | 0 | 0 | 0 | 0 | 0
Geo | 0 | 0 | 0 | 0 | 0 | 0
H | 0 | 0 | 0 | 0 | 0 | 0
LFG | 0 | 0 | 0 | 0 | 0 | 0
Nuc | 0 | 0 | 0 | 0 | 0 | 0
PS | 0 | 0 | 0 | 0 | 0 | 0
PV | 0 | 0 | 0 | 0 | 0 | 0
PeakG | 0 | 0 | 0 | 0 | 0 | 0
PeakO | 0 | 0 | 0 | 0 | 0 | 0
ST | 0 | 0 | 0 | 0 | 0 | 0
STOG | 0 | 0 | 0 | 0 | 0 | 0
STWD | 0 | 0 | 0 | 0 | 0 | 0
WT | 0 | 0 | 0 | 0 | 0 | 0
IGCC | 0 | 0 | 0 | 0 | 0 | 0
DemandResponse | 0 | 0 | 0 | 0 | 0 | 0
IGCC-CCS | 0 | 0 | 0 | 0 | 0 | 0
WT_off | 0 | 0 | 0 | 0 | 0 | 0
PseudoUnit | 0 | 0 | 0 | 0 | 0 | 0
FixedInterchange | 0 | 0 | 0 | 0 | 0 | 0
Cumulative New Build Capacity by Reporting Type: HQ_NEISO
ReportingType | 2015 | 2020 | 2025 | 2030 | 2035 | 2040
BM | 0 | 0 | 0 | 0 | 0 | 0
CC | 0 | 0 | 0 | 0 | 0 | 0
CSP | 0 | 0 | 0 | 0 | 0 | 0
CT | 0 | 0 | 0 | 0 | 0 | 0
Coal | 0 | 0 | 0 | 0 | 0 | 0
Geo | 0 | 0 | 0 | 0 | 0 | 0
H | 0 | 0 | 0 | 0 | 0 | 0
LFG | 0 | 0 | 0 | 0 | 0 | 0
Nuc | 0 | 0 | 0 | 0 | 0 | 0
PS | 0 | 0 | 0 | 0 | 0 | 0
PV | 0 | 0 | 0 | 0 | 0 | 0
PeakG | 0 | 0 | 0 | 0 | 0 | 0
PeakO | 0 | 0 | 0 | 0 | 0 | 0
ST | 0 | 0 | 0 | 0 | 0 | 0
STOG | 0 | 0 | 0 | 0 | 0 | 0
STWD | 0 | 0 | 0 | 0 | 0 | 0
WT | 0 | 0 | 0 | 0 | 0 | 0
IGCC | 0 | 0 | 0 | 0 | 0 | 0
DemandResponse | 0 | 0 | 0 | 0 | 0 | 0
IGCC-CCS | 0 | 0 | 0 | 0 | 0 | 0
WT_off | 0 | 0 | 0 | 0 | 0 | 0
PseudoUnit | 0 | 0 | 0 | 0 | 0 | 0
FixedInterchange | 0 | 0 | 0 | 0 | 0 | 0
Cumulative New Build Capacity by Reporting Type: HQ_NY
ReportingType | 2015 | 2020 | 2025 | 2030 | 2035 | 2040
BM | 0 | 0 | 0 | 0 | 0 | 0
CC | 0 | 0 | 0 | 0 | 0 | 0
CSP | 0 | 0 | 0 | 0 | 0 | 0
CT | 0 | 0 | 0 | 0 | 0 | 0
Coal | 0 | 0 | 0 | 0 | 0 | 0
Geo | 0 | 0 | 0 | 0 | 0 | 0
H | 0 | 0 | 0 | 0 | 0 | 0
LFG | 0 | 0 | 0 | 0 | 0 | 0
Nuc | 0 | 0 | 0 | 0 | 0 | 0
PS | 0 | 0 | 0 | 0 | 0 | 0
PV | 0 | 0 | 0 | 0 | 0 | 0
PeakG | 0 | 0 | 0 | 0 | 0 | 0
PeakO | 0 | 0 | 0 | 0 | 0 | 0
ST | 0 | 0 | 0 | 0 | 0 | 0
STOG | 0 | 0 | 0 | 0 | 0 | 0
STWD | 0 | 0 | 0 | 0 | 0 | 0
WT | 0 | 0 | 0 | 0 | 0 | 0
IGCC | 0 | 0 | 0 | 0 | 0 | 0
DemandResponse | 0 | 0 | 0 | 0 | 0 | 0
IGCC-CCS | 0 | 0 | 0 | 0 | 0 | 0
WT_off | 0 | 0 | 0 | 0 | 0 | 0
PseudoUnit | 0 | 0 | 0 | 0 | 0 | 0
FixedInterchange | 0 | 0 | 0 | 0 | 0 | 0
Cumulative New Build Capacity by Reporting Type: MARITIMES
ReportingType | 2015 | 2020 | 2025 | 2030 | 2035 | 2040
BM | 0 | 0 | 0 | 0 | 0 | 0
CC | 0 | 0 | 0 | 0 | 0 | 0
CSP | 0 | 0 | 0 | 0 | 0 | 0
CT | 0 | 0 | 0 | 0 | 0 | 0
Coal | 0 | 0 | 0 | 0 | 0 | 0
Geo | 0 | 0 | 0 | 0 | 0 | 0
H | 0 | 0 | 0 | 0 | 0 | 0
LFG | 0 | 0 | 0 | 0 | 0 | 0
Nuc | 0 | 0 | 0 | 0 | 0 | 0
PS | 0 | 0 | 0 | 0 | 0 | 0
PV | 0 | 0 | 0 | 0 | 0 | 0
PeakG | 0 | 0 | 0 | 0 | 0 | 0
PeakO | 0 | 0 | 0 | 0 | 0 | 0
ST | 0 | 0 | 0 | 0 | 0 | 0
STOG | 0 | 0 | 0 | 0 | 0 | 0
STWD | 0 | 0 | 0 | 0 | 0 | 0
WT | 0 | 0 | 0 | 0 | 0 | 0
IGCC | 0 | 0 | 0 | 0 | 0 | 0
DemandResponse | 0 | 0 | 0 | 0 | 0 | 0
IGCC-CCS | 0 | 0 | 0 | 0 | 0 | 0
WT_off | 0 | 0 | 0 | 0 | 0 | 0
PseudoUnit | 0 | 0 | 0 | 0 | 0 | 0
FixedInterchange | 0 | 0 | 0 | 0 | 0 | 0
Cumulative New Build Capacity by Reporting Type: All
ReportingType | 2015 | 2020 | 2025 | 2030 | 2035 | 2040
BM | 1251 | 1251 | 1285.89 | 1365.14 | 1409.88 | 1498.57
CC | 35366.03 | 71439.92 | 94039.6 | 135342.4 | 177161.42 | 215738.08
CSP | 0 | 0 | 0 | 0 | 0 | 0
CT | 8372.16 | 24353.7 | 35004.31 | 59286.57 | 79169.54 | 88657.61
Coal | 10763.64 | 10996.62 | 10996.63 | 12106.28 | 24777.88 | 48538.39
Geo | 136 | 2211 | 6640 | 6640 | 6640 | 6640
H | 0 | 0 | 0 | 0 | 0 | 0
LFG | 192 | 2145 | 4355 | 5078.5 | 5079 | 5079
Nuc | 2740.56 | 7270.56 | 7270.56 | 7270.56 | 7270.56 | 7270.56
PS | 0 | 0 | 0 | 0 | 0 | 0
PV | 1246 | 2086.11 | 2823.93 | 3043.66 | 3106.92 | 3172.32
PeakG | 0 | 0 | 0 | 0 | 0 | 0
PeakO | 0 | 0 | 0 | 0 | 0 | 0
ST | 760 | 1627.52 | 1956.19 | 2080.55 | 2080.55 | 2080.55
STOG | 0 | 0 | 0 | 0 | 0 | 0
STWD | 0 | 0 | 0 | 0 | 0 | 0
WT | 25342 | 46039.21 | 51311.47 | 54088.32 | 67832.3 | 78316.8
IGCC | 618 | 618 | 618 | 618 | 618 | 618
DemandResponse | 0 | 0 | 0 | 0 | 0 | 0
IGCC-CCS | 0 | 0 | 0 | 0 | 0 | 0
WT_off | 469 | 469 | 1569 | 1569 | 1569 | 1569
PseudoUnit | 0 | 0 | 0 | 0 | 0 | 0
FixedInterchange | 0 | 0 | 0 | 0 | 0 | 0
Cumulative New Build Capacity by Reporting Type: EI_US
ReportingType | 2015 | 2020 | 2025 | 2030 | 2035 | 2040
BM | 741.12 | 741.12 | 776 | 855.26 | 900 | 988.69
CC | 28233.74 | 54586.83 | 70318.86 | 96947.31 | 126773.78 | 156419.21
CSP | 0 | 0 | 0 | 0 | 0 | 0
CT | 4477.66 | 17344.41 | 23445.03 | 41006.25 | 53556.64 | 56901.37
Coal | 7858.64 | 7858.64 | 7858.64 | 7858.64 | 19305.31 | 34171.57
Geo | 0 | 0 | 0 | 0 | 0 | 0
H | 0 | 0 | 0 | 0 | 0 | 0
LFG | 141.4 | 788.52 | 2495.5 | 3219 | 3219 | 3219
Nuc | 2740.56 | 7270.56 | 7270.56 | 7270.56 | 7270.56 | 7270.56
PS | 0 | 0 | 0 | 0 | 0 | 0
PV | 57.74 | 897.86 | 1635.67 | 1855.41 | 1918.66 | 1984.06
PeakG | 0 | 0 | 0 | 0 | 0 | 0
PeakO | 0 | 0 | 0 | 0 | 0 | 0
ST | 0 | 0 | 0 | 0 | 0 | 0
STOG | 0 | 0 | 0 | 0 | 0 | 0
STWD | 0 | 0 | 0 | 0 | 0 | 0
WT | 19786.6 | 25018.85 | 30291.12 | 32665.4 | 46409.38 | 56893.89
IGCC | 618 | 618 | 618 | 618 | 618 | 618
DemandResponse | 0 | 0 | 0 | 0 | 0 | 0
IGCC-CCS | 0 | 0 | 0 | 0 | 0 | 0
WT_off | 469 | 469 | 1569 | 1569 | 1569 | 1569
PseudoUnit | 0 | 0 | 0 | 0 | 0 | 0
FixedInterchange | 0 | 0 | 0 | 0 | 0 | 0
Cumulative New Build Capacity by Reporting Type: EI_Canada
ReportingType | 2015 | 2020 | 2025 | 2030 | 2035 | 2040
BM | 326.33 | 326.33 | 326.33 | 326.33 | 326.33 | 326.33
CC | 2265.56 | 2934.23 | 3246.75 | 3803.13 | 3842.98 | 6115.17
CSP | 0 | 0 | 0 | 0 | 0 | 0
CT | 368 | 368 | 368.01 | 368.01 | 2993.55 | 3713.23
Coal | 0 | 0 | 0 | 0 | 0 | 0
Geo | 0 | 0 | 0 | 0 | 0 | 0
H | 0 | 0 | 0 | 0 | 0 | 0
LFG | 14.5 | 14.5 | 14.5 | 14.5 | 15 | 15
Nuc | 0 | 0 | 0 | 0 | 0 | 0
PS | 0 | 0 | 0 | 0 | 0 | 0
PV | 1067.26 | 1067.26 | 1067.26 | 1067.26 | 1067.26 | 1067.26
PeakG | 0 | 0 | 0 | 0 | 0 | 0
PeakO | 0 | 0 | 0 | 0 | 0 | 0
ST | 0 | 0 | 0 | 0 | 0 | 0
STOG | 0 | 0 | 0 | 0 | 0 | 0
STWD | 0 | 0 | 0 | 0 | 0 | 0
WT | 2408.3 | 2408.3 | 2408.3 | 2408.3 | 2408.3 | 2408.3
IGCC | 0 | 0 | 0 | 0 | 0 | 0
DemandResponse | 0 | 0 | 0 | 0 | 0 | 0
IGCC-CCS | 0 | 0 | 0 | 0 | 0 | 0
WT_off | 0 | 0 | 0 | 0 | 0 | 0
PseudoUnit | 0 | 0 | 0 | 0 | 0 | 0
FixedInterchange | 0 | 0 | 0 | 0 | 0 | 0
Cumulative New Build Capacity by Reporting Type: EI
ReportingType | 2015 | 2020 | 2025 | 2030 | 2035 | 2040
BM | 1067.45 | 1067.45 | 1102.34 | 1181.59 | 1226.33 | 1315.02
CC | 30499.3 | 57521.06 | 73565.62 | 100750.44 | 130616.76 | 162534.37
CSP | 0 | 0 | 0 | 0 | 0 | 0
CT | 4845.67 | 17712.41 | 23813.04 | 41374.26 | 56550.19 | 60614.6
Coal | 7858.64 | 7858.64 | 7858.64 | 7858.64 | 19305.31 | 34171.57
Geo | 0 | 0 | 0 | 0 | 0 | 0
H | 0 | 0 | 0 | 0 | 0 | 0
LFG | 155.9 | 803.02 | 2510 | 3233.5 | 3234 | 3234
Nuc | 2740.56 | 7270.56 | 7270.56 | 7270.56 | 7270.56 | 7270.56
PS | 0 | 0 | 0 | 0 | 0 | 0
PV | 1125 | 1965.11 | 2702.93 | 2922.66 | 2985.92 | 3051.32
PeakG | 0 | 0 | 0 | 0 | 0 | 0
PeakO | 0 | 0 | 0 | 0 | 0 | 0
ST | 0 | 0 | 0 | 0 | 0 | 0
STOG | 0 | 0 | 0 | 0 | 0 | 0
STWD | 0 | 0 | 0 | 0 | 0 | 0
WT | 22194.9 | 27427.15 | 32699.42 | 35073.7 | 48817.68 | 59302.19
IGCC | 618 | 618 | 618 | 618 | 618 | 618
DemandResponse | 0 | 0 | 0 | 0 | 0 | 0
IGCC-CCS | 0 | 0 | 0 | 0 | 0 | 0
WT_off | 469 | 469 | 1569 | 1569 | 1569 | 1569
PseudoUnit | 0 | 0 | 0 | 0 | 0 | 0
FixedInterchange | 0 | 0 | 0 | 0 | 0 | 0
Cumulative New Build Capacity by Reporting Type: Outside_EI
ReportingType | 2015 | 2020 | 2025 | 2030 | 2035 | 2040
BM | 183.55 | 183.55 | 183.55 | 183.55 | 183.55 | 183.55
CC | 4866.72 | 13918.86 | 20473.99 | 34591.96 | 46544.66 | 53203.7
CSP | 0 | 0 | 0 | 0 | 0 | 0
CT | 3526.49 | 6641.29 | 11191.27 | 17912.31 | 22619.35 | 28043.01
Coal | 2905 | 3137.99 | 3137.99 | 4247.65 | 5472.57 | 14366.82
Geo | 136 | 2211 | 6640 | 6640 | 6640 | 6640
H | 0 | 0 | 0 | 0 | 0 | 0
LFG | 36.1 | 1341.98 | 1845 | 1845 | 1845 | 1845
Nuc | 0 | 0 | 0 | 0 | 0 | 0
PS | 0 | 0 | 0 | 0 | 0 | 0
PV | 121 | 121 | 121 | 121 | 121 | 121
PeakG | 0 | 0 | 0 | 0 | 0 | 0
PeakO | 0 | 0 | 0 | 0 | 0 | 0
ST | 760 | 1627.52 | 1956.19 | 2080.55 | 2080.55 | 2080.55
STOG | 0 | 0 | 0 | 0 | 0 | 0
STWD | 0 | 0 | 0 | 0 | 0 | 0
WT | 3147.1 | 18612.06 | 18612.06 | 19014.61 | 19014.61 | 19014.61
IGCC | 0 | 0 | 0 | 0 | 0 | 0
DemandResponse | 0 | 0 | 0 | 0 | 0 | 0
IGCC-CCS | 0 | 0 | 0 | 0 | 0 | 0
WT_off | 0 | 0 | 0 | 0 | 0 | 0
PseudoUnit | 0 | 0 | 0 | 0 | 0 | 0
FixedInterchange | 0 | 0 | 0 | 0 | 0 | 0
#3 | Retirements of Capacity (MW)
Retirements of Capacity by Reporting Type: Entergy
ReportingType | 2015 | 2020 | 2025 | 2030 | 2035 | 2040
BM | 0 | 0 | 0 | 0 | 0 | 0
CC | 0 | 0 | 0 | 0 | 0 | 0
CSP | 0 | 0 | 0 | 0 | 0 | 0
CT | 0 | 0 | 0 | 0 | 0 | 0
Coal | 892.9 | 0 | 0 | 0 | 0 | 0
Geo | 0 | 0 | 0 | 0 | 0 | 0
H | 0 | 0 | 0 | 0 | 0 | 0
LFG | 0 | 0 | 0 | 0 | 0 | 0
Nuc | 0 | 0 | 0 | 0 | 842 | 997
PS | 0 | 0 | 0 | 0 | 0 | 0
PV | 0 | 0 | 0 | 0 | 0 | 0
PeakG | 0 | 0 | 0 | 0 | 0 | 0
PeakO | 0 | 0 | 0 | 0 | 0 | 0
ST | 0 | 0 | 0 | 0 | 0 | 0
STOG | 10430.17 | 0 | 0 | 0 | 0 | 0
STWD | 0 | 0 | 0 | 0 | 0 | 0
WT | 0 | 0 | 0 | 0 | 0 | 0
IGCC | 0 | 0 | 0 | 0 | 0 | 0
DemandResponse | 0 | 0 | 0 | 0 | 0 | 0
IGCC-CCS | 0 | 0 | 0 | 0 | 0 | 0
WT_off | 0 | 0 | 0 | 0 | 0 | 0
PseudoUnit | 0 | 0 | 0 | 0 | 0 | 0
FixedInterchange | 0 | 0 | 0 | 0 | 0 | 0
Retirements of Capacity by Reporting Type: FRCC
ReportingType | 2015 | 2020 | 2025 | 2030 | 2035 | 2040
BM | 0 | 0 | 0 | 0 | 0 | 0
CC | 0 | 0 | 0 | 0 | 0 | 0
CSP | 0 | 0 | 0 | 0 | 0 | 0
CT | 0 | 0 | 0 | 0 | 0 | 0
Coal | 466 | 869 | 0 | 0 | 0 | 0
Geo | 0 | 0 | 0 | 0 | 0 | 0
H | 0 | 0 | 0 | 0 | 0 | 0
LFG | 0 | 0 | 0 | 0 | 0 | 0
Nuc | 0 | 0 | 0 | 0 | 1615.33 | 1677
PS | 0 | 0 | 0 | 0 | 0 | 0
PV | 0 | 0 | 0 | 0 | 0 | 0
PeakG | 0 | 0 | 0 | 0 | 0 | 0
PeakO | 0 | 0 | 0 | 0 | 0 | 0
ST | 0 | 0 | 0 | 0 | 0 | 0
STOG | 4093.15 | 0 | 0 | 0 | 0 | 0
STWD | 0 | 0 | 0 | 0 | 0 | 0
WT | 0 | 0 | 0 | 0 | 0 | 0
IGCC | 0 | 0 | 0 | 0 | 0 | 0
DemandResponse | 0 | 0 | 0 | 0 | 0 | 0
IGCC-CCS | 0 | 0 | 0 | 0 | 0 | 0
WT_off | 0 | 0 | 0 | 0 | 0 | 0
PseudoUnit | 0 | 0 | 0 | 0 | 0 | 0
FixedInterchange | 0 | 0 | 0 | 0 | 0 | 0
Retirements of Capacity by Reporting Type: MAPP_US
ReportingType | 2015 | 2020 | 2025 | 2030 | 2035 | 2040
BM | 0 | 0 | 0 | 0 | 0 | 0
CC | 0 | 0 | 0 | 0 | 0 | 0
CSP | 0 | 0 | 0 | 0 | 0 | 0
CT | 0 | 0 | 0 | 0 | 0 | 0
Coal | 756.78 | 128.89 | 0 | 0 | 0 | 0
Geo | 0 | 0 | 0 | 0 | 0 | 0
H | 0 | 0 | 0 | 0 | 0 | 0
LFG | 0 | 0 | 0 | 0 | 0 | 0
Nuc | 0 | 0 | 0 | 0 | 0 | 0
PS | 0 | 0 | 0 | 0 | 0 | 0
PV | 0 | 0 | 0 | 0 | 0 | 0
PeakG | 0 | 0 | 0 | 0 | 0 | 0
PeakO | 1.6 | 0 | 0 | 0 | 0 | 0
ST | 0 | 0 | 0 | 0 | 0 | 0
STOG | 36 | 0 | 0 | 0 | 0 | 0
STWD | 0 | 0 | 0 | 0 | 0 | 0
WT | 0 | 0 | 0 | 0 | 0 | 0
IGCC | 0 | 0 | 0 | 0 | 0 | 0
DemandResponse | 0 | 0 | 0 | 0 | 0 | 0
IGCC-CCS | 0 | 0 | 0 | 0 | 0 | 0
WT_off | 0 | 0 | 0 | 0 | 0 | 0
PseudoUnit | 0 | 0 | 0 | 0 | 0 | 0
FixedInterchange | 0 | 0 | 0 | 0 | 0 | 0
Retirements of Capacity by Reporting Type: MISO_IN
ReportingType | 2015 | 2020 | 2025 | 2030 | 2035 | 2040
BM | 0 | 0 | 0 | 0 | 0 | 0
CC | 0 | 0 | 0 | 0 | 0 | 0
CSP | 0 | 0 | 0 | 0 | 0 | 0
CT | 0 | 0 | 0 | 0 | 0 | 0
Coal | 929.9 | 430.99 | 0 | 0 | 0 | 0
Geo | 0 | 0 | 0 | 0 | 0 | 0
H | 0 | 0 | 0 | 0 | 0 | 0
LFG | 0 | 0 | 0 | 0 | 0 | 0
Nuc | 0 | 0 | 0 | 0 | 0 | 0
PS | 0 | 0 | 0 | 0 | 0 | 0
PV | 0 | 0 | 0 | 0 | 0 | 0
PeakG | 0 | 0 | 0 | 0 | 0 | 0
PeakO | 0 | 0 | 0 | 0 | 0 | 0
ST | 0 | 0 | 0 | 0 | 0 | 0
STOG | 0 | 0 | 0 | 0 | 0 | 0
STWD | 0 | 0 | 0 | 0 | 0 | 0
WT | 0 | 0 | 0 | 0 | 0 | 0
IGCC | 0 | 0 | 0 | 0 | 0 | 0
DemandResponse | 0 | 0 | 0 | 0 | 0 | 0
IGCC-CCS | 0 | 0 | 0 | 0 | 0 | 0
WT_off | 0 | 0 | 0 | 0 | 0 | 0
PseudoUnit | 0 | 0 | 0 | 0 | 0 | 0
FixedInterchange | 0 | 0 | 0 | 0 | 0 | 0
Retirements of Capacity by Reporting Type: MISO_MI
ReportingType | 2015 | 2020 | 2025 | 2030 | 2035 | 2040
BM | 0 | 0 | 0 | 0 | 0 | 0
CC | 0 | 0 | 0 | 0 | 0 | 0
CSP | 0 | 0 | 0 | 0 | 0 | 0
CT | 0 | 0 | 0 | 0 | 0 | 0
Coal | 1854.9 | 1713.58 | 0 | 0 | 0 | 0
Geo | 0 | 0 | 0 | 0 | 0 | 0
H | 0 | 0 | 0 | 0 | 0 | 0
LFG | 0 | 0 | 0 | 0 | 0 | 0
Nuc | 0 | 0 | 0 | 0 | 778 | 0
PS | 0 | 0 | 0 | 0 | 0 | 0
PV | 0 | 0 | 0 | 0 | 0 | 0
PeakG | 0 | 0 | 0 | 0 | 0 | 0
PeakO | 0 | 0 | 0 | 0 | 0 | 0
ST | 0 | 0 | 0 | 0 | 0 | 0
STOG | 0 | 0 | 0 | 0 | 0 | 0
STWD | 0 | 0 | 0 | 0 | 0 | 0
WT | 0 | 0 | 0 | 0 | 0 | 0
IGCC | 0 | 0 | 0 | 0 | 0 | 0
DemandResponse | 0 | 0 | 0 | 0 | 0 | 0
IGCC-CCS | 0 | 0 | 0 | 0 | 0 | 0
WT_off | 0 | 0 | 0 | 0 | 0 | 0
PseudoUnit | 0 | 0 | 0 | 0 | 0 | 0
FixedInterchange | 0 | 0 | 0 | 0 | 0 | 0
Retirements of Capacity by Reporting Type: MISO_MO-IL
ReportingType | 2015 | 2020 | 2025 | 2030 | 2035 | 2040
BM | 0 | 0 | 0 | 0 | 0 | 0
CC | 0 | 0 | 0 | 0 | 0 | 0
CSP | 0 | 0 | 0 | 0 | 0 | 0
CT | 0 | 0 | 0 | 0 | 0 | 0
Coal | 821.7 | 1397.75 | 0 | 0 | 0 | 0
Geo | 0 | 0 | 0 | 0 | 0 | 0
H | 0 | 0 | 0 | 0 | 0 | 0
LFG | 0 | 0 | 0 | 0 | 0 | 0
Nuc | 0 | 0 | 0 | 0 | 0 | 0
PS | 0 | 0 | 0 | 0 | 0 | 0
PV | 0 | 0 | 0 | 0 | 0 | 0
PeakG | 0 | 0 | 0 | 0 | 0 | 0
PeakO | 0 | 0 | 0 | 0 | 0 | 0
ST | 0 | 0 | 0 | 0 | 0 | 0
STOG | 0 | 0 | 0 | 0 | 0 | 0
STWD | 0 | 0 | 0 | 0 | 0 | 0
WT | 0 | 0 | 0 | 0 | 0 | 0
IGCC | 0 | 0 | 0 | 0 | 0 | 0
DemandResponse | 0 | 0 | 0 | 0 | 0 | 0
IGCC-CCS | 0 | 0 | 0 | 0 | 0 | 0
WT_off | 0 | 0 | 0 | 0 | 0 | 0
PseudoUnit | 0 | 0 | 0 | 0 | 0 | 0
FixedInterchange | 0 | 0 | 0 | 0 | 0 | 0
Retirements of Capacity by Reporting Type: MISO_W
ReportingType | 2015 | 2020 | 2025 | 2030 | 2035 | 2040
BM | 0 | 0 | 0 | 0 | 0 | 0
CC | 0 | 0 | 0 | 0 | 0 | 0
CSP | 0 | 0 | 0 | 0 | 0 | 0
CT | 0 | 0 | 0 | 0 | 0 | 0
Coal | 894.66 | 1685.2 | 0 | 0 | 0 | 0
Geo | 0 | 0 | 0 | 0 | 0 | 0
H | 0 | 0 | 0 | 0 | 0 | 0
LFG | 0 | 0 | 0 | 0 | 0 | 0
Nuc | 0 | 0 | 0 | 0 | 2361.23 | 0
PS | 0 | 0 | 0 | 0 | 0 | 0
PV | 0 | 0 | 0 | 0 | 0 | 0
PeakG | 0 | 0 | 0 | 0 | 0 | 0
PeakO | 0 | 0 | 0 | 0 | 0 | 0
ST | 0 | 0 | 0 | 0 | 0 | 0
STOG | 0 | 0 | 0 | 0 | 0 | 0
STWD | 0 | 0 | 0 | 0 | 0 | 0
WT | 0 | 0 | 0 | 0 | 0 | 0
IGCC | 0 | 0 | 0 | 0 | 0 | 0
DemandResponse | 0 | 0 | 0 | 0 | 0 | 0
IGCC-CCS | 0 | 0 | 0 | 0 | 0 | 0
WT_off | 0 | 0 | 0 | 0 | 0 | 0
PseudoUnit | 0 | 0 | 0 | 0 | 0 | 0
FixedInterchange | 0 | 0 | 0 | 0 | 0 | 0
Retirements of Capacity by Reporting Type: MISO_WUMS
ReportingType | 2015 | 2020 | 2025 | 2030 | 2035 | 2040
BM | 0 | 0 | 0 | 0 | 0 | 0
CC | 0 | 0 | 0 | 0 | 0 | 0
CSP | 0 | 0 | 0 | 0 | 0 | 0
CT | 0 | 0 | 0 | 0 | 0 | 0
Coal | 1857.1 | 1627.89 | 0 | 0 | 0 | 0
Geo | 0 | 0 | 0 | 0 | 0 | 0
H | 0 | 0 | 0 | 0 | 0 | 0
LFG | 0 | 0 | 0 | 0 | 0 | 0
Nuc | 0 | 0 | 0 | 0 | 1816.9 | 0
PS | 0 | 0 | 0 | 0 | 0 | 0
PV | 0 | 0 | 0 | 0 | 0 | 0
PeakG | 0 | 0 | 0 | 0 | 0 | 0
PeakO | 0 | 0 | 0 | 0 | 0 | 0
ST | 0 | 0 | 0 | 0 | 0 | 0
STOG | 59.5 | 0 | 0 | 0 | 0 | 0
STWD | 0 | 0 | 0 | 0 | 0 | 0
WT | 0 | 0 | 0 | 0 | 0 | 0
IGCC | 0 | 0 | 0 | 0 | 0 | 0
DemandResponse | 0 | 0 | 0 | 0 | 0 | 0
IGCC-CCS | 0 | 0 | 0 | 0 | 0 | 0
WT_off | 0 | 0 | 0 | 0 | 0 | 0
PseudoUnit | 0 | 0 | 0 | 0 | 0 | 0
FixedInterchange | 0 | 0 | 0 | 0 | 0 | 0
Retirements of Capacity by Reporting Type: Nebraska
ReportingType | 2015 | 2020 | 2025 | 2030 | 2035 | 2040
BM | 0 | 0 | 0 | 0 | 0 | 0
CC | 0 | 0 | 0 | 0 | 0 | 0
CSP | 0 | 0 | 0 | 0 | 0 | 0
CT | 0 | 0 | 0 | 0 | 0 | 0
Coal | 0 | 0 | 0 | 0 | 0 | 0
Geo | 0 | 0 | 0 | 0 | 0 | 0
H | 0 | 0 | 0 | 0 | 0 | 0
LFG | 0 | 0 | 0 | 0 | 0 | 0
Nuc | 0 | 0 | 0 | 0 | 1251.8 | 0
PS | 0 | 0 | 0 | 0 | 0 | 0
PV | 0 | 0 | 0 | 0 | 0 | 0
PeakG | 0 | 0 | 0 | 0 | 0 | 0
PeakO | 0 | 0 | 0 | 0 | 0 | 0
ST | 0 | 0 | 0 | 0 | 0 | 0
STOG | 0 | 0 | 0 | 0 | 0 | 0
STWD | 0 | 0 | 0 | 0 | 0 | 0
WT | 0 | 0 | 0 | 0 | 0 | 0
IGCC | 0 | 0 | 0 | 0 | 0 | 0
DemandResponse | 0 | 0 | 0 | 0 | 0 | 0
IGCC-CCS | 0 | 0 | 0 | 0 | 0 | 0
WT_off | 0 | 0 | 0 | 0 | 0 | 0
PseudoUnit | 0 | 0 | 0 | 0 | 0 | 0
FixedInterchange | 0 | 0 | 0 | 0 | 0 | 0
Retirements of Capacity by Reporting Type: NEISO
ReportingType | 2015 | 2020 | 2025 | 2030 | 2035 | 2040
BM | 0 | 0 | 0 | 0 | 0 | 0
CC | 1004.68 | 0 | 0 | 0 | 0 | 0
CSP | 0 | 0 | 0 | 0 | 0 | 0
CT | 0 | 0 | 0 | 0 | 0 | 0
Coal | 2250.13 | 320 | 0 | 0 | 0 | 0
Geo | 0 | 0 | 0 | 0 | 0 | 0
H | 0 | 0 | 0 | 0 | 0 | 0
LFG | 0 | 0 | 0 | 0 | 0 | 0
Nuc | 0 | 0 | 0 | 0 | 1289 | 876.92
PS | 0 | 0 | 0 | 0 | 0 | 0
PV | 0 | 0 | 0 | 0 | 0 | 0
PeakG | 0 | 0 | 0 | 0 | 0 | 0
PeakO | 0 | 0 | 0 | 0 | 0 | 0
ST | 0 | 0 | 0 | 0 | 0 | 0
STOG | 6237 | 0 | 0 | 0 | 0 | 0
STWD | 74 | 0 | 0 | 0 | 0 | 0
WT | 0 | 0 | 0 | 0 | 0 | 0
IGCC | 0 | 0 | 0 | 0 | 0 | 0
DemandResponse | 0 | 0 | 0 | 0 | 0 | 0
IGCC-CCS | 0 | 0 | 0 | 0 | 0 | 0
WT_off | 0 | 0 | 0 | 0 | 468 | 0
PseudoUnit | 0 | 0 | 0 | 0 | 0 | 0
FixedInterchange | 0 | 0 | 0 | 0 | 0 | 0
Retirements of Capacity by Reporting Type: NonRTO_Midwest
ReportingType | 2015 | 2020 | 2025 | 2030 | 2035 | 2040
BM | 0 | 0 | 0 | 0 | 0 | 0
CC | 0 | 0 | 0 | 0 | 0 | 0
CSP | 0 | 0 | 0 | 0 | 0 | 0
CT | 0 | 0 | 0 | 0 | 0 | 0
Coal | 1099.7 | 0 | 0 | 0 | 0 | 0
Geo | 0 | 0 | 0 | 0 | 0 | 0
H | 0 | 0 | 0 | 0 | 0 | 0
LFG | 0 | 0 | 0 | 0 | 0 | 0
Nuc | 0 | 0 | 0 | 0 | 0 | 0
PS | 0 | 0 | 0 | 0 | 0 | 0
PV | 0 | 0 | 0 | 0 | 0 | 0
PeakG | 0 | 0 | 0 | 0 | 0 | 0
PeakO | 0 | 0 | 0 | 0 | 0 | 0
ST | 0 | 0 | 0 | 0 | 0 | 0
STOG | 0 | 0 | 0 | 0 | 0 | 0
STWD | 0 | 0 | 0 | 0 | 0 | 0
WT | 0 | 0 | 0 | 0 | 0 | 0
IGCC | 0 | 0 | 0 | 0 | 0 | 0
DemandResponse | 0 | 0 | 0 | 0 | 0 | 0
IGCC-CCS | 0 | 0 | 0 | 0 | 0 | 0
WT_off | 0 | 0 | 0 | 0 | 0 | 0
PseudoUnit | 0 | 0 | 0 | 0 | 0 | 0
FixedInterchange | 0 | 0 | 0 | 0 | 0 | 0
Retirements of Capacity by Reporting Type: NYISO_A-F
ReportingType | 2015 | 2020 | 2025 | 2030 | 2035 | 2040
BM | 0 | 0 | 0 | 0 | 0 | 0
CC | 0 | 0 | 0 | 0 | 0 | 0
CSP | 0 | 0 | 0 | 0 | 0 | 0
CT | 0 | 0 | 0 | 0 | 0 | 0
Coal | 2251.9 | 0 | 0 | 0 | 0 | 0
Geo | 0 | 0 | 0 | 0 | 0 | 0
H | 0 | 0 | 0 | 0 | 0 | 0
LFG | 0 | 0 | 0 | 0 | 0 | 0
Nuc | 0 | 0 | 0 | 621.2 | 580.5 | 852.2
PS | 0 | 0 | 0 | 0 | 0 | 0
PV | 0 | 0 | 0 | 0 | 0 | 0
PeakG | 0 | 0 | 0 | 0 | 0 | 0
PeakO | 0 | 0 | 0 | 0 | 0 | 0
ST | 0 | 0 | 0 | 0 | 0 | 0
STOG | 1700.99 | 0 | 0 | 0 | 0 | 0
STWD | 0 | 0 | 0 | 0 | 0 | 0
WT | 0 | 0 | 0 | 0 | 0 | 0
IGCC | 0 | 0 | 0 | 0 | 0 | 0
DemandResponse | 0 | 0 | 0 | 0 | 0 | 0
IGCC-CCS | 0 | 0 | 0 | 0 | 0 | 0
WT_off | 0 | 0 | 0 | 0 | 0 | 0
PseudoUnit | 0 | 0 | 0 | 0 | 0 | 0
FixedInterchange | 0 | 0 | 0 | 0 | 0 | 0
Retirements of Capacity by Reporting Type: NYISO_G-I
ReportingType | 2015 | 2020 | 2025 | 2030 | 2035 | 2040
BM | 0 | 0 | 0 | 0 | 0 | 0
CC | 0 | 0 | 0 | 0 | 0 | 0
CSP | 0 | 0 | 0 | 0 | 0 | 0
CT | 0 | 0 | 0 | 0 | 0 | 0
Coal | 368.2 | 0 | 0 | 0 | 0 | 0
Geo | 0 | 0 | 0 | 0 | 0 | 0
H | 0 | 0 | 0 | 0 | 0 | 0
LFG | 0 | 0 | 0 | 0 | 0 | 0
Nuc | 0 | 0 | 0 | 0 | 1019.6 | 1025
PS | 0 | 0 | 0 | 0 | 0 | 0
PV | 0 | 0 | 0 | 0 | 0 | 0
PeakG | 0 | 0 | 0 | 0 | 0 | 0
PeakO | 0 | 0 | 0 | 0 | 0 | 0
ST | 0 | 0 | 0 | 0 | 0 | 0
STOG | 1739.45 | 0 | 0 | 0 | 0 | 0
STWD | 0 | 0 | 0 | 0 | 0 | 0
WT | 0 | 0 | 0 | 0 | 0 | 0
IGCC | 0 | 0 | 0 | 0 | 0 | 0
DemandResponse | 0 | 0 | 0 | 0 | 0 | 0
IGCC-CCS | 0 | 0 | 0 | 0 | 0 | 0
WT_off | 0 | 0 | 0 | 0 | 0 | 0
PseudoUnit | 0 | 0 | 0 | 0 | 0 | 0
FixedInterchange | 0 | 0 | 0 | 0 | 0 | 0
Retirements of Capacity by Reporting Type: NYISO_J-K
ReportingType | 2015 | 2020 | 2025 | 2030 | 2035 | 2040
BM | 0 | 0 | 0 | 0 | 0 | 0
CC | 0 | 0 | 0 | 0 | 0 | 0
CSP | 0 | 0 | 0 | 0 | 0 | 0
CT | 0 | 0 | 0 | 0 | 0 | 0
Coal | 0 | 0 | 0 | 0 | 0 | 0
Geo | 0 | 0 | 0 | 0 | 0 | 0
H | 0 | 0 | 0 | 0 | 0 | 0
LFG | 0 | 0 | 0 | 0 | 0 | 0
Nuc | 0 | 0 | 0 | 0 | 0 | 0
PS | 0 | 0 | 0 | 0 | 0 | 0
PV | 0 | 0 | 0 | 0 | 32 | 0
PeakG | 0 | 0 | 0 | 0 | 0 | 0
PeakO | 0 | 0 | 0 | 0 | 0 | 0
ST | 0 | 0 | 0 | 0 | 0 | 0
STOG | 0 | 0 | 0 | 0 | 0 | 0
STWD | 0 | 0 | 0 | 0 | 0 | 0
WT | 0 | 0 | 0 | 0 | 0 | 0
IGCC | 0 | 0 | 0 | 0 | 0 | 0
DemandResponse | 0 | 0 | 0 | 0 | 0 | 0
IGCC-CCS | 0 | 0 | 0 | 0 | 0 | 0
WT_off | 0 | 0 | 0 | 0 | 0 | 0
PseudoUnit | 0 | 0 | 0 | 0 | 0 | 0
FixedInterchange | 0 | 0 | 0 | 0 | 0 | 0
Retirements of Capacity by Reporting Type: PJM_E
ReportingType | 2015 | 2020 | 2025 | 2030 | 2035 | 2040
BM | 0 | 0 | 0 | 0 | 0 | 0
CC | 0 | 0 | 0 | 0 | 0 | 0
CSP | 0 | 0 | 0 | 0 | 0 | 0
CT | 0 | 0 | 0 | 0 | 0 | 0
Coal | 2804 | 568 | 0 | 0 | 0 | 0
Geo | 0 | 0 | 0 | 0 | 0 | 0
H | 0 | 0 | 0 | 0 | 0 | 0
LFG | 0 | 0 | 0 | 0 | 0 | 0
Nuc | 0 | 614.5 | 0 | 0 | 2224 | 1174
PS | 0 | 0 | 0 | 0 | 0 | 0
PV | 0 | 0 | 0 | 0 | 0 | 0
PeakG | 268.5 | 0 | 0 | 0 | 0 | 0
PeakO | 2.7 | 0 | 0 | 0 | 0 | 0
ST | 0 | 0 | 0 | 0 | 0 | 0
STOG | 629.5 | 0 | 0 | 0 | 0 | 0
STWD | 0 | 0 | 0 | 0 | 0 | 0
WT | 0 | 0 | 0 | 0 | 0 | 0
IGCC | 0 | 0 | 0 | 0 | 0 | 0
DemandResponse | 0 | 0 | 0 | 0 | 0 | 0
IGCC-CCS | 0 | 0 | 0 | 0 | 0 | 0
WT_off | 0 | 0 | 0 | 0 | 0 | 0
PseudoUnit | 0 | 0 | 0 | 0 | 0 | 0
FixedInterchange | 0 | 0 | 0 | 0 | 0 | 0
Retirements of Capacity by Reporting Type: PJM_ROM
ReportingType | 2015 | 2020 | 2025 | 2030 | 2035 | 2040
BM | 0 | 0 | 0 | 0 | 0 | 0
CC | 0 | 0 | 0 | 0 | 0 | 0
CSP | 0 | 0 | 0 | 0 | 0 | 0
CT | 0 | 0 | 0 | 0 | 0 | 0
Coal | 7396.75 | 0 | 0 | 0 | 0 | 0
Geo | 0 | 0 | 0 | 0 | 0 | 0
H | 0 | 0 | 0 | 0 | 0 | 0
LFG | 0 | 0 | 0 | 0 | 0 | 0
Nuc | 0 | 0 | 0 | 0 | 1732 | 899
PS | 0 | 0 | 0 | 0 | 0 | 0
PV | 0 | 0 | 0 | 0 | 0 | 0
PeakG | 0 | 0 | 0 | 0 | 0 | 0
PeakO | 270 | 0 | 0 | 0 | 0 | 0
ST | 0 | 0 | 0 | 0 | 0 | 0
STOG | 580 | 0 | 0 | 0 | 0 | 0
STWD | 0 | 0 | 0 | 0 | 0 | 0
WT | 0 | 0 | 0 | 0 | 0 | 0
IGCC | 0 | 0 | 0 | 0 | 0 | 0
DemandResponse | 0 | 0 | 0 | 0 | 0 | 0
IGCC-CCS | 0 | 0 | 0 | 0 | 0 | 0
WT_off | 0 | 0 | 0 | 0 | 0 | 0
PseudoUnit | 0 | 0 | 0 | 0 | 0 | 0
FixedInterchange | 0 | 0 | 0 | 0 | 0 | 0
Retirements of Capacity by Reporting Type: PJM_ROR
ReportingType | 2015 | 2020 | 2025 | 2030 | 2035 | 2040
BM | 0 | 0 | 0 | 0 | 0 | 192
CC | 0 | 0 | 0 | 0 | 0 | 0
CSP | 0 | 0 | 0 | 0 | 0 | 0
CT | 0 | 0 | 0 | 0 | 0 | 0
Coal | 10059.06 | 5072.94 | 0 | 0 | 0 | 0
Geo | 0 | 0 | 0 | 0 | 0 | 0
H | 0 | 0 | 0 | 0 | 0 | 0
LFG | 0 | 0 | 0 | 0 | 0 | 0
Nuc | 0 | 0 | 0 | 867 | 4275 | 4883.16
PS | 0 | 0 | 0 | 0 | 0 | 0
PV | 0 | 0 | 0 | 0 | 0 | 0
PeakG | 0 | 0 | 0 | 0 | 0 | 0
PeakO | 19 | 0 | 0 | 0 | 0 | 0
ST | 0 | 0 | 0 | 0 | 0 | 0
STOG | 0 | 0 | 0 | 0 | 0 | 0
STWD | 0 | 0 | 0 | 0 | 0 | 0
WT | 0 | 0 | 0 | 0 | 0 | 0
IGCC | 0 | 0 | 0 | 0 | 0 | 0
DemandResponse | 0 | 0 | 0 | 0 | 0 | 0
IGCC-CCS | 0 | 0 | 0 | 0 | 0 | 0
WT_off | 0 | 0 | 0 | 0 | 0 | 0
PseudoUnit | 0 | 0 | 0 | 0 | 0 | 0
FixedInterchange | 0 | 0 | 0 | 0 | 0 | 0
Retirements of Capacity by Reporting Type: SOCO
ReportingType | 2015 | 2020 | 2025 | 2030 | 2035 | 2040
BM | 0 | 0 | 0 | 0 | 0 | 0
CC | 0 | 0 | 0 | 0 | 0 | 0
CSP | 0 | 0 | 0 | 0 | 0 | 0
CT | 0 | 0 | 0 | 0 | 0 | 0
Coal | 8591.8 | 0 | 0 | 0 | 0 | 0
Geo | 0 | 0 | 0 | 0 | 0 | 0
H | 0 | 0 | 0 | 0 | 0 | 0
LFG | 0 | 0 | 0 | 0 | 0 | 0
Nuc | 0 | 0 | 0 | 0 | 0 | 2645.05
PS | 0 | 0 | 0 | 0 | 0 | 0
PV | 0 | 0 | 0 | 0 | 0 | 0
PeakG | 0 | 0 | 0 | 0 | 0 | 0
PeakO | 0 | 0 | 0 | 0 | 0 | 0
ST | 0 | 0 | 0 | 0 | 0 | 0
STOG | 854 | 0 | 0 | 0 | 0 | 0
STWD | 0 | 0 | 0 | 0 | 0 | 0
WT | 0 | 0 | 0 | 0 | 0 | 0
IGCC | 0 | 0 | 0 | 0 | 0 | 0
DemandResponse | 0 | 0 | 0 | 0 | 0 | 0
IGCC-CCS | 0 | 0 | 0 | 0 | 0 | 0
WT_off | 0 | 0 | 0 | 0 | 0 | 0
PseudoUnit | 0 | 0 | 0 | 0 | 0 | 0
FixedInterchange | 0 | 0 | 0 | 0 | 0 | 0
Retirements of Capacity by Reporting Type: SPP_N
ReportingType | 2015 | 2020 | 2025 | 2030 | 2035 | 2040
BM | 0 | 0 | 0 | 0 | 0 | 0
CC | 0 | 0 | 0 | 0 | 0 | 0
CSP | 0 | 0 | 0 | 0 | 0 | 0
CT | 0 | 0 | 0 | 0 | 0 | 0
Coal | 0 | 43.16 | 0 | 0 | 0 | 0
Geo | 0 | 0 | 0 | 0 | 0 | 0
H | 0 | 0 | 0 | 0 | 0 | 0
LFG | 0 | 0 | 0 | 0 | 0 | 0
Nuc | 0 | 0 | 0 | 0 | 0 | 0
PS | 0 | 0 | 0 | 0 | 0 | 0
PV | 0 | 0 | 0 | 0 | 0 | 0
PeakG | 0 | 0 | 0 | 0 | 0 | 0
PeakO | 0 | 0 | 0 | 0 | 0 | 0
ST | 0 | 0 | 0 | 0 | 0 | 0
STOG | 86.88 | 0 | 0 | 0 | 0 | 0
STWD | 0 | 0 | 0 | 0 | 0 | 0
WT | 0 | 0 | 0 | 0 | 0 | 0
IGCC | 0 | 0 | 0 | 0 | 0 | 0
DemandResponse | 0 | 0 | 0 | 0 | 0 | 0
IGCC-CCS | 0 | 0 | 0 | 0 | 0 | 0
WT_off | 0 | 0 | 0 | 0 | 0 | 0
PseudoUnit | 0 | 0 | 0 | 0 | 0 | 0
FixedInterchange | 0 | 0 | 0 | 0 | 0 | 0
Retirements of Capacity by Reporting Type: SPP_S
ReportingType | 2015 | 2020 | 2025 | 2030 | 2035 | 2040
BM | 0 | 0 | 0 | 0 | 0 | 0
CC | 0 | 0 | 0 | 0 | 0 | 0
CSP | 0 | 0 | 0 | 0 | 0 | 0
CT | 0 | 0 | 0 | 0 | 0 | 0
Coal | 1586 | 0 | 0 | 0 | 0 | 0
Geo | 0 | 0 | 0 | 0 | 0 | 0
H | 0 | 0 | 0 | 0 | 0 | 0
LFG | 0 | 0 | 0 | 0 | 0 | 0
Nuc | 0 | 0 | 0 | 0 | 0 | 0
PS | 0 | 0 | 0 | 0 | 0 | 0
PV | 0 | 0 | 0 | 0 | 0 | 0
PeakG | 0 | 0 | 0 | 0 | 0 | 0
PeakO | 0 | 0 | 0 | 0 | 0 | 0
ST | 0 | 0 | 0 | 0 | 0 | 0
STOG | 2426.88 | 0 | 0 | 0 | 0 | 0
STWD | 0 | 0 | 0 | 0 | 0 | 0
WT | 0 | 0 | 0 | 0 | 0 | 0
IGCC | 0 | 0 | 0 | 0 | 0 | 0
DemandResponse | 0 | 0 | 0 | 0 | 0 | 0
IGCC-CCS | 0 | 0 | 0 | 0 | 0 | 0
WT_off | 0 | 0 | 0 | 0 | 0 | 0
PseudoUnit | 0 | 0 | 0 | 0 | 0 | 0
FixedInterchange | 0 | 0 | 0 | 0 | 0 | 0
Retirements of Capacity by Reporting Type: TVA
ReportingType | 2015 | 2020 | 2025 | 2030 | 2035 | 2040
BM | 0 | 0 | 0 | 0 | 0 | 0
CC | 0 | 0 | 0 | 0 | 0 | 0
CSP | 0 | 0 | 0 | 0 | 0 | 0
CT | 0 | 0 | 0 | 0 | 0 | 0
Coal | 2829.09 | 1188.88 | 0 | 0 | 0 | 0
Geo | 0 | 0 | 0 | 0 | 0 | 0
H | 0 | 0 | 0 | 0 | 0 | 0
LFG | 0 | 0 | 0 | 0 | 0 | 0
Nuc | 0 | 0 | 0 | 0 | 2512.33 | 1278.67
PS | 0 | 0 | 0 | 0 | 0 | 0
PV | 0 | 0 | 0 | 0 | 0 | 0
PeakG | 0 | 0 | 0 | 0 | 0 | 0
PeakO | 0 | 0 | 0 | 0 | 0 | 0
ST | 0 | 0 | 0 | 0 | 0 | 0
STOG | 0 | 0 | 0 | 0 | 0 | 0
STWD | 0 | 0 | 0 | 0 | 0 | 0
WT | 0 | 0 | 0 | 0 | 0 | 0
IGCC | 0 | 0 | 0 | 0 | 0 | 0
DemandResponse | 0 | 0 | 0 | 0 | 0 | 0
IGCC-CCS | 0 | 0 | 0 | 0 | 0 | 0
WT_off | 0 | 0 | 0 | 0 | 0 | 0
PseudoUnit | 0 | 0 | 0 | 0 | 0 | 0
FixedInterchange | 0 | 0 | 0 | 0 | 0 | 0
Retirements of Capacity by Reporting Type: TVA_Transmission
ReportingType | 2015 | 2020 | 2025 | 2030 | 2035 | 2040
BM | 0 | 0 | 0 | 0 | 0 | 0
CC | 0 | 0 | 0 | 0 | 0 | 0
CSP | 0 | 0 | 0 | 0 | 0 | 0
CT | 0 | 0 | 0 | 0 | 0 | 0
Coal | 0 | 0 | 0 | 0 | 0 | 0
Geo | 0 | 0 | 0 | 0 | 0 | 0
H | 0 | 0 | 0 | 0 | 0 | 0
LFG | 0 | 0 | 0 | 0 | 0 | 0
Nuc | 0 | 0 | 0 | 0 | 0 | 0
PS | 0 | 0 | 0 | 0 | 0 | 0
PV | 0 | 0 | 0 | 0 | 0 | 0
PeakG | 0 | 0 | 0 | 0 | 0 | 0
PeakO | 0 | 0 | 0 | 0 | 0 | 0
ST | 0 | 0 | 0 | 0 | 0 | 0
STOG | 0 | 0 | 0 | 0 | 0 | 0
STWD | 0 | 0 | 0 | 0 | 0 | 0
WT | 0 | 0 | 0 | 0 | 0 | 0
IGCC | 0 | 0 | 0 | 0 | 0 | 0
DemandResponse | 0 | 0 | 0 | 0 | 0 | 0
IGCC-CCS | 0 | 0 | 0 | 0 | 0 | 0
WT_off | 0 | 0 | 0 | 0 | 0 | 0
PseudoUnit | 0 | 0 | 0 | 0 | 0 | 0
FixedInterchange | 0 | 0 | 0 | 0 | 0 | 0
Retirements of Capacity by Reporting Type: VACAR
ReportingType | 2015 | 2020 | 2025 | 2030 | 2035 | 2040
BM | 0 | 0 | 0 | 0 | 0 | 0
CC | 0 | 0 | 0 | 0 | 0 | 0
CSP | 0 | 0 | 0 | 0 | 0 | 0
CT | 0 | 0 | 0 | 0 | 0 | 0
Coal | 3217.39 | 2177.99 | 0 | 0 | 0 | 0
Geo | 0 | 0 | 0 | 0 | 0 | 0
H | 0 | 0 | 0 | 0 | 0 | 0
LFG | 0 | 0 | 0 | 0 | 0 | 0
Nuc | 0 | 0 | 0 | 0 | 3248 | 1858
PS | 0 | 0 | 0 | 0 | 0 | 0
PV | 0 | 0 | 0 | 0 | 0 | 0
PeakG | 0 | 0 | 0 | 0 | 0 | 0
PeakO | 0 | 0 | 0 | 0 | 0 | 0
ST | 0 | 0 | 0 | 0 | 0 | 0
STOG | 0 | 0 | 0 | 0 | 0 | 0
STWD | 0 | 0 | 0 | 0 | 0 | 0
WT | 0 | 0 | 0 | 0 | 0 | 0
IGCC | 0 | 0 | 0 | 0 | 0 | 0
DemandResponse | 0 | 0 | 0 | 0 | 0 | 0
IGCC-CCS | 0 | 0 | 0 | 0 | 0 | 0
WT_off | 0 | 0 | 0 | 0 | 0 | 0
PseudoUnit | 0 | 0 | 0 | 0 | 0 | 0
FixedInterchange | 0 | 0 | 0 | 0 | 0 | 0
Retirements of Capacity by Reporting Type: IESO
ReportingType | 2015 | 2020 | 2025 | 2030 | 2035 | 2040
BM | 0 | 0 | 0 | 0 | 0 | 0
CC | 3106.62 | 0 | 0 | 0 | 0 | 0
CSP | 0 | 0 | 0 | 0 | 0 | 0
CT | 0 | 0 | 0 | 0 | 0 | 0
Coal | 6416 | 0 | 0 | 0 | 0 | 0
Geo | 0 | 0 | 0 | 0 | 0 | 0
H | 0 | 0 | 0 | 0 | 0 | 0
LFG | 0 | 0 | 0 | 0 | 0 | 0
Nuc | 0 | 0 | 0 | 0 | 1030 | 1540
PS | 0 | 0 | 0 | 0 | 0 | 0
PV | 0 | 0 | 0 | 0 | 1067.26 | 0
PeakG | 0 | 0 | 0 | 0 | 0 | 0
PeakO | 145.65 | 0 | 0 | 0 | 0 | 0
ST | 0 | 0 | 0 | 0 | 0 | 0
STOG | 2126 | 0 | 0 | 0 | 0 | 0
STWD | 139 | 0 | 0 | 0 | 0 | 0
WT | 0 | 0 | 0 | 0 | 2105.9 | 0
IGCC | 0 | 0 | 0 | 0 | 0 | 0
DemandResponse | 0 | 0 | 0 | 0 | 0 | 0
IGCC-CCS | 0 | 0 | 0 | 0 | 0 | 0
WT_off | 0 | 0 | 0 | 0 | 0 | 0
PseudoUnit | 0 | 0 | 0 | 0 | 0 | 0
FixedInterchange | 0 | 0 | 0 | 0 | 0 | 0
Retirements of Capacity by Reporting Type: MAPP_CA
ReportingType | 2015 | 2020 | 2025 | 2030 | 2035 | 2040
BM | 0 | 0 | 0 | 0 | 0 | 0
CC | 0 | 0 | 0 | 0 | 0 | 0
CSP | 0 | 0 | 0 | 0 | 0 | 0
CT | 0 | 0 | 0 | 0 | 0 | 0
Coal | 1009.4 | 0 | 0 | 0 | 0 | 0
Geo | 0 | 0 | 0 | 0 | 0 | 0
H | 0 | 0 | 0 | 0 | 0 | 0
LFG | 0 | 0 | 0 | 0 | 0 | 0
Nuc | 0 | 0 | 0 | 0 | 0 | 0
PS | 0 | 0 | 0 | 0 | 0 | 0
PV | 0 | 0 | 0 | 0 | 0 | 0
PeakG | 0 | 0 | 0 | 0 | 0 | 0
PeakO | 0 | 0 | 0 | 0 | 0 | 0
ST | 0 | 0 | 0 | 0 | 0 | 0
STOG | 0 | 0 | 0 | 0 | 0 | 0
STWD | 0 | 0 | 0 | 0 | 0 | 0
WT | 0 | 0 | 0 | 0 | 0 | 0
IGCC | 0 | 0 | 0 | 0 | 0 | 0
DemandResponse | 0 | 0 | 0 | 0 | 0 | 0
IGCC-CCS | 0 | 0 | 0 | 0 | 0 | 0
WT_off | 0 | 0 | 0 | 0 | 0 | 0
PseudoUnit | 0 | 0 | 0 | 0 | 0 | 0
FixedInterchange | 0 | 0 | 0 | 0 | 0 | 0
Retirements of Capacity by Reporting Type: AZ_NM_SNV_Coal
ReportingType | 2015 | 2020 | 2025 | 2030 | 2035 | 2040
BM | 0 | 0 | 0 | 0 | 0 | 0
CC | 0 | 0 | 0 | 0 | 0 | 0
CSP | 0 | 0 | 0 | 0 | 0 | 0
CT | 0 | 0 | 0 | 0 | 0 | 0
Coal | 0 | 0 | 0 | 0 | 0 | 0
Geo | 0 | 0 | 0 | 0 | 0 | 0
H | 0 | 0 | 0 | 0 | 0 | 0
LFG | 0 | 0 | 0 | 0 | 0 | 0
Nuc | 0 | 0 | 0 | 0 | 0 | 0
PS | 0 | 0 | 0 | 0 | 0 | 0
PV | 0 | 0 | 0 | 0 | 0 | 0
PeakG | 0 | 0 | 0 | 0 | 0 | 0
PeakO | 0 | 0 | 0 | 0 | 0 | 200
ST | 0 | 0 | 0 | 0 | 0 | 0
STOG | 0 | 0 | 0 | 0 | 0 | 0
STWD | 0 | 0 | 0 | 0 | 0 | 0
WT | 0 | 0 | 0 | 0 | 0 | 0
IGCC | 0 | 0 | 0 | 0 | 0 | 0
DemandResponse | 0 | 0 | 0 | 0 | 0 | 0
IGCC-CCS | 0 | 0 | 0 | 0 | 0 | 0
WT_off | 0 | 0 | 0 | 0 | 0 | 0
PseudoUnit | 0 | 0 | 0 | 0 | 0 | 0
FixedInterchange | 0 | 0 | 0 | 0 | 0 | 0
Retirements of Capacity by Reporting Type: AZ_NM_SNV_Gas
ReportingType | 2015 | 2020 | 2025 | 2030 | 2035 | 2040
BM | 0 | 0 | 0 | 0 | 0 | 0
CC | 186.37 | 0 | 0 | 0 | 0 | 135.62
CSP | 0 | 0 | 0 | 0 | 0 | 0
CT | 0 | 0 | 0 | 0 | 736 | 0
Coal | 0 | 0 | 0 | 0 | 0 | 0
Geo | 0 | 0 | 0 | 0 | 0 | 0
H | 0 | 0 | 0 | 0 | 0 | 0
LFG | 0 | 0 | 0 | 0 | 0 | 0
Nuc | 0 | 0 | 0 | 0 | 0 | 0
PS | 0 | 0 | 0 | 0 | 0 | 0
PV | 0 | 0 | 0 | 0 | 0 | 0
PeakG | 0 | 0 | 0 | 0 | 0 | 3193.57
PeakO | 0 | 0 | 0 | 0 | 0 | 0
ST | 0 | 0 | 0 | 0 | 0 | 0
STOG | 2064 | 0 | 0 | 0 | 0 | 0
STWD | 0 | 0 | 0 | 0 | 0 | 0
WT | 0 | 0 | 0 | 0 | 0 | 0
IGCC | 0 | 0 | 0 | 0 | 0 | 0
DemandResponse | 0 | 0 | 0 | 0 | 0 | 0
IGCC-CCS | 0 | 0 | 0 | 0 | 0 | 0
WT_off | 0 | 0 | 0 | 0 | 0 | 0
PseudoUnit | 0 | 0 | 0 | 0 | 0 | 0
FixedInterchange | 0 | 0 | 0 | 0 | 0 | 0
Retirements of Capacity by Reporting Type: AZ_NM_SNV_NucRenew
ReportingType | 2015 | 2020 | 2025 | 2030 | 2035 | 2040
BM | 0 | 0 | 0 | 0 | 0 | 0
CC | 0 | 0 | 0 | 0 | 0 | 0
CSP | 65 | 0 | 0 | 0 | 0 | 0
CT | 0 | 0 | 0 | 0 | 0 | 0
Coal | 0 | 0 | 0 | 0 | 0 | 0
Geo | 0 | 0 | 0 | 0 | 0 | 0
H | 0 | 0 | 0 | 0 | 0 | 0
LFG | 0 | 0 | 0 | 0 | 0 | 0
Nuc | 0 | 0 | 0 | 0 | 0 | 0
PS | 0 | 0 | 0 | 0 | 0 | 0
PV | 0 | 0 | 0 | 0 | 0 | 0
PeakG | 0 | 0 | 0 | 0 | 0 | 0
PeakO | 0 | 0 | 0 | 0 | 0 | 0
ST | 0 | 0 | 0 | 0 | 0 | 0
STOG | 0 | 0 | 0 | 0 | 0 | 0
STWD | 0 | 0 | 0 | 0 | 0 | 0
WT | 0 | 0 | 0 | 0 | 0 | 0
IGCC | 0 | 0 | 0 | 0 | 0 | 0
DemandResponse | 0 | 0 | 0 | 0 | 0 | 0
IGCC-CCS | 0 | 0 | 0 | 0 | 0 | 0
WT_off | 0 | 0 | 0 | 0 | 0 | 0
PseudoUnit | 0 | 0 | 0 | 0 | 0 | 0
FixedInterchange | 0 | 0 | 0 | 0 | 0 | 0
Retirements of Capacity by Reporting Type: ERCOT
ReportingType | 2015 | 2020 | 2025 | 2030 | 2035 | 2040
BM | 0 | 0 | 0 | 0 | 0 | 0
CC | 0 | 0 | 0 | 0 | 0 | 0
CSP | 0 | 0 | 0 | 0 | 0 | 0
CT | 0 | 0 | 0 | 0 | 0 | 0
Coal | 1144 | 0 | 0 | 0 | 0 | 0
Geo | 0 | 0 | 0 | 0 | 0 | 0
H | 0 | 0 | 0 | 0 | 0 | 0
LFG | 0 | 0 | 0 | 0 | 0 | 0
Nuc | 0 | 0 | 0 | 0 | 0 | 0
PS | 0 | 0 | 0 | 0 | 0 | 0
PV | 0 | 0 | 0 | 0 | 14 | 0
PeakG | 0 | 0 | 0 | 0 | 0 | 0
PeakO | 0 | 0 | 0 | 0 | 0 | 0
ST | 0 | 0 | 0 | 0 | 0 | 0
STOG | 0 | 0 | 0 | 0 | 0 | 0
STWD | 0 | 0 | 0 | 0 | 0 | 0
WT | 0 | 0 | 0 | 0 | 0 | 0
IGCC | 0 | 0 | 0 | 0 | 0 | 0
DemandResponse | 0 | 0 | 0 | 0 | 0 | 0
IGCC-CCS | 0 | 0 | 0 | 0 | 0 | 0
WT_off | 0 | 0 | 0 | 0 | 0 | 0
PseudoUnit | 0 | 0 | 0 | 0 | 0 | 0
FixedInterchange | 0 | 0 | 0 | 0 | 0 | 0
Retirements of Capacity by Reporting Type: NP15
ReportingType | 2015 | 2020 | 2025 | 2030 | 2035 | 2040
BM | 0 | 0 | 0 | 0 | 0 | 0
CC | 0 | 0 | 0 | 0 | 0 | 0
CSP | 0 | 0 | 0 | 0 | 0 | 0
CT | 0 | 0 | 0 | 0 | 0 | 0
Coal | 163.7 | 28.2 | 0 | 0 | 0 | 0
Geo | 0 | 0 | 0 | 0 | 0 | 0
H | 0 | 0 | 0 | 0 | 0 | 0
LFG | 0 | 0 | 0 | 0 | 0 | 0
Nuc | 0 | 0 | 0 | 0 | 0 | 0
PS | 0 | 0 | 0 | 0 | 0 | 0
PV | 0 | 0 | 0 | 0 | 0 | 0
PeakG | 0 | 0 | 0 | 0 | 0 | 0
PeakO | 156 | 0 | 0 | 0 | 0 | 0
ST | 0 | 0 | 0 | 0 | 0 | 0
STOG | 1046.4 | 0 | 0 | 0 | 0 | 0
STWD | 0 | 0 | 0 | 0 | 0 | 0
WT | 0 | 0 | 0 | 0 | 0 | 0
IGCC | 0 | 0 | 0 | 0 | 0 | 0
DemandResponse | 0 | 0 | 0 | 0 | 0 | 0
IGCC-CCS | 0 | 0 | 0 | 0 | 0 | 0
WT_off | 0 | 0 | 0 | 0 | 0 | 0
PseudoUnit | 0 | 0 | 0 | 0 | 0 | 0
FixedInterchange | 0 | 0 | 0 | 0 | 0 | 0
Retirements of Capacity by Reporting Type: NWPP_Coal
ReportingType | 2015 | 2020 | 2025 | 2030 | 2035 | 2040
BM | 0 | 0 | 0 | 0 | 0 | 0
CC | 0 | 0 | 0 | 0 | 0 | 0
CSP | 0 | 0 | 0 | 0 | 0 | 0
CT | 0 | 0 | 0 | 0 | 0 | 0
Coal | 793.48 | 0 | 0 | 0 | 0 | 0
Geo | 0 | 0 | 0 | 0 | 0 | 0
H | 0 | 0 | 0 | 0 | 0 | 0
LFG | 0 | 0 | 0 | 0 | 0 | 0
Nuc | 0 | 0 | 0 | 0 | 0 | 0
PS | 0 | 0 | 0 | 0 | 0 | 0
PV | 0 | 0 | 0 | 0 | 0 | 0
PeakG | 0 | 0 | 0 | 0 | 0 | 0
PeakO | 183 | 0 | 0 | 0 | 0 | 0
ST | 0 | 0 | 0 | 0 | 0 | 0
STOG | 0 | 0 | 0 | 0 | 0 | 0
STWD | 0 | 0 | 0 | 0 | 0 | 0
WT | 0 | 0 | 0 | 0 | 0 | 0
IGCC | 0 | 0 | 0 | 0 | 0 | 0
DemandResponse | 0 | 0 | 0 | 0 | 0 | 0
IGCC-CCS | 0 | 0 | 0 | 0 | 0 | 0
WT_off | 0 | 0 | 0 | 0 | 0 | 0
PseudoUnit | 0 | 0 | 0 | 0 | 0 | 0
FixedInterchange | 0 | 0 | 0 | 0 | 0 | 0
Retirements of Capacity by Reporting Type: NWPP_Gas
ReportingType | 2015 | 2020 | 2025 | 2030 | 2035 | 2040
BM | 0 | 0 | 0 | 0 | 0 | 0
CC | 1678 | 0 | 0 | 0 | 0 | 0
CSP | 0 | 0 | 0 | 0 | 0 | 0
CT | 0 | 0 | 0 | 0 | 150 | 0
Coal | 0 | 0 | 0 | 0 | 0 | 0
Geo | 0 | 0 | 0 | 0 | 0 | 0
H | 0 | 0 | 0 | 0 | 0 | 0
LFG | 0 | 0 | 0 | 0 | 0 | 0
Nuc | 0 | 0 | 0 | 0 | 0 | 0
PS | 0 | 0 | 0 | 0 | 0 | 0
PV | 0 | 0 | 0 | 0 | 0 | 0
PeakG | 2623 | 0 | 0 | 0 | 0 | 0
PeakO | 0 | 0 | 0 | 0 | 0 | 0
ST | 0 | 0 | 0 | 0 | 0 | 0
STOG | 786 | 0 | 0 | 0 | 0 | 0
STWD | 0 | 0 | 0 | 0 | 0 | 0
WT | 0 | 0 | 0 | 0 | 0 | 0
IGCC | 0 | 0 | 0 | 0 | 0 | 0
DemandResponse | 0 | 0 | 0 | 0 | 0 | 0
IGCC-CCS | 0 | 0 | 0 | 0 | 0 | 0
WT_off | 0 | 0 | 0 | 0 | 0 | 0
PseudoUnit | 0 | 0 | 0 | 0 | 0 | 0
FixedInterchange | 0 | 0 | 0 | 0 | 0 | 0
Retirements of Capacity by Reporting Type: NWPP_NucRenew
ReportingType | 2015 | 2020 | 2025 | 2030 | 2035 | 2040
BM | 0 | 0 | 0 | 0 | 0 | 0
CC | 0 | 0 | 0 | 0 | 0 | 0
CSP | 0 | 0 | 0 | 0 | 0 | 0
CT | 0 | 0 | 0 | 0 | 0 | 0
Coal | 0 | 0 | 0 | 0 | 0 | 0
Geo | 4.8 | 0 | 0 | 0 | 0 | 0
H | 0 | 0 | 0 | 0 | 0 | 0
LFG | 0 | 0 | 0 | 0 | 0 | 0
Nuc | 0 | 0 | 0 | 0 | 0 | 0
PS | 0 | 0 | 0 | 0 | 0 | 0
PV | 0 | 0 | 0 | 0 | 0 | 0
PeakG | 0 | 0 | 0 | 0 | 0 | 0
PeakO | 0 | 0 | 0 | 0 | 0 | 0
ST | 0 | 0 | 0 | 0 | 0 | 0
STOG | 0 | 0 | 0 | 0 | 0 | 0
STWD | 354.87 | 0 | 0 | 0 | 0 | 0
WT | 0 | 0 | 0 | 0 | 0 | 0
IGCC | 0 | 0 | 0 | 0 | 0 | 0
DemandResponse | 0 | 0 | 0 | 0 | 0 | 0
IGCC-CCS | 0 | 0 | 0 | 0 | 0 | 0
WT_off | 0 | 0 | 0 | 0 | 0 | 0
PseudoUnit | 0 | 0 | 0 | 0 | 0 | 0
FixedInterchange | 0 | 0 | 0 | 0 | 0 | 0
Retirements of Capacity by Reporting Type: RMPA
ReportingType | 2015 | 2020 | 2025 | 2030 | 2035 | 2040
BM | 0 | 0 | 0 | 0 | 0 | 0
CC | 0 | 0 | 0 | 0 | 0 | 0
CSP | 1 | 0 | 0 | 0 | 0 | 0
CT | 0 | 0 | 0 | 0 | 0 | 0
Coal | 480 | 170.5 | 352 | 0 | 0 | 0
Geo | 0 | 0 | 0 | 0 | 0 | 0
H | 0 | 0 | 0 | 0 | 0 | 0
LFG | 0 | 0 | 0 | 0 | 0 | 0
Nuc | 0 | 0 | 0 | 0 | 0 | 0
PS | 0 | 0 | 0 | 0 | 0 | 0
PV | 0 | 0 | 0 | 0 | 0 | 0
PeakG | 0 | 0 | 0 | 0 | 0 | 0
PeakO | 0 | 0 | 0 | 0 | 0 | 0
ST | 0 | 0 | 0 | 0 | 0 | 0
STOG | 191.8 | 0 | 0 | 0 | 0 | 0
STWD | 0 | 0 | 0 | 0 | 0 | 0
WT | 0 | 0 | 0 | 0 | 0 | 0
IGCC | 0 | 0 | 0 | 0 | 0 | 0
DemandResponse | 0 | 0 | 0 | 0 | 0 | 0
IGCC-CCS | 0 | 0 | 0 | 0 | 0 | 0
WT_off | 0 | 0 | 0 | 0 | 0 | 0
PseudoUnit | 0 | 0 | 0 | 0 | 0 | 0
FixedInterchange | 0 | 0 | 0 | 0 | 0 | 0
Retirements of Capacity by Reporting Type: SP15
ReportingType | 2015 | 2020 | 2025 | 2030 | 2035 | 2040
BM | 0 | 0 | 0 | 0 | 0 | 0
CC | 0 | 0 | 0 | 0 | 0 | 0
CSP | 409 | 0 | 0 | 0 | 0 | 0
CT | 0 | 0 | 0 | 0 | 0 | 0
Coal | 141.5 | 0 | 0 | 0 | 101.2 | 0
Geo | 0 | 0 | 0 | 0 | 0 | 0
H | 0 | 0 | 0 | 0 | 0 | 0
LFG | 0 | 0 | 0 | 0 | 0 | 0
Nuc | 0 | 0 | 0 | 0 | 0 | 0
PS | 0 | 0 | 0 | 0 | 0 | 0
PV | 0 | 0 | 0 | 0 | 3.8 | 0
PeakG | 44 | 0 | 0 | 0 | 0 | 0
PeakO | 15 | 0 | 0 | 0 | 0 | 0
ST | 0 | 0 | 0 | 0 | 0 | 0
STOG | 958 | 0 | 0 | 0 | 0 | 0
STWD | 0 | 0 | 0 | 0 | 0 | 0
WT | 126.2 | 0 | 0 | 0 | 0 | 0
IGCC | 0 | 0 | 0 | 0 | 0 | 0
DemandResponse | 0 | 0 | 0 | 0 | 0 | 0
IGCC-CCS | 0 | 0 | 0 | 0 | 0 | 0
WT_off | 0 | 0 | 0 | 0 | 0 | 0
PseudoUnit | 0 | 0 | 0 | 0 | 0 | 0
FixedInterchange | 0 | 0 | 0 | 0 | 0 | 0
Retirements of Capacity by Reporting Type: ALB
ReportingType | 2015 | 2020 | 2025 | 2030 | 2035 | 2040
BM | 0 | 0 | 0 | 0 | 0 | 0
CC | 0 | 0 | 0 | 0 | 0 | 0
CSP | 0 | 0 | 0 | 0 | 0 | 0
CT | 0 | 0 | 0 | 0 | 176.76 | 0
Coal | 0 | 0 | 0 | 0 | 0 | 0
Geo | 0 | 0 | 0 | 0 | 0 | 0
H | 0 | 0 | 0 | 0 | 0 | 0
LFG | 0 | 0 | 0 | 0 | 0 | 0
Nuc | 0 | 0 | 0 | 0 | 0 | 0
PS | 0 | 0 | 0 | 0 | 0 | 0
PV | 0 | 0 | 0 | 0 | 0 | 0
PeakG | 407.38 | 0 | 0 | 0 | 0 | 0
PeakO | 6 | 0 | 0 | 0 | 0 | 0
ST | 0 | 0 | 0 | 0 | 0 | 0
STOG | 186 | 0 | 0 | 0 | 0 | 0
STWD | 174 | 0 | 0 | 0 | 0 | 0
WT | 0 | 0 | 0 | 0 | 0 | 0
IGCC | 0 | 0 | 0 | 0 | 0 | 0
DemandResponse | 0 | 0 | 0 | 0 | 0 | 0
IGCC-CCS | 0 | 0 | 0 | 0 | 0 | 0
WT_off | 0 | 0 | 0 | 0 | 0 | 0
PseudoUnit | 0 | 0 | 0 | 0 | 0 | 0
FixedInterchange | 0 | 0 | 0 | 0 | 0 | 0
Retirements of Capacity by Reporting Type: BC
ReportingType | 2015 | 2020 | 2025 | 2030 | 2035 | 2040
BM | 0 | 0 | 0 | 0 | 0 | 0
CC | 0 | 0 | 0 | 0 | 0 | 0
CSP | 0 | 0 | 0 | 0 | 0 | 0
CT | 0 | 0 | 0 | 0 | 0 | 0
Coal | 0 | 0 | 0 | 0 | 0 | 0
Geo | 0 | 0 | 0 | 0 | 0 | 0
H | 0 | 0 | 0 | 0 | 0 | 0
LFG | 0 | 0 | 0 | 0 | 0 | 0
Nuc | 0 | 0 | 0 | 0 | 0 | 0
PS | 0 | 0 | 0 | 0 | 0 | 0
PV | 0 | 0 | 0 | 0 | 0 | 0
PeakG | 0 | 0 | 0 | 0 | 0 | 0
PeakO | 0 | 0 | 0 | 0 | 0 | 0
ST | 0 | 0 | 0 | 0 | 0 | 0
STOG | 746.09 | 0 | 0 | 0 | 0 | 0
STWD | 0 | 0 | 0 | 0 | 0 | 0
WT | 0 | 0 | 0 | 0 | 0 | 0
IGCC | 0 | 0 | 0 | 0 | 0 | 0
DemandResponse | 0 | 0 | 0 | 0 | 0 | 0
IGCC-CCS | 0 | 0 | 0 | 0 | 0 | 0
WT_off | 0 | 0 | 0 | 0 | 0 | 0
PseudoUnit | 0 | 0 | 0 | 0 | 0 | 0
FixedInterchange | 0 | 0 | 0 | 0 | 0 | 0
Retirements of Capacity by Reporting Type: HQ_IESO
ReportingType | 2015 | 2020 | 2025 | 2030 | 2035 | 2040
BM | 0 | 0 | 0 | 0 | 0 | 0
CC | 0 | 0 | 0 | 0 | 0 | 0
CSP | 0 | 0 | 0 | 0 | 0 | 0
CT | 0 | 0 | 0 | 0 | 0 | 0
Coal | 0 | 0 | 0 | 0 | 0 | 0
Geo | 0 | 0 | 0 | 0 | 0 | 0
H | 0 | 0 | 0 | 0 | 0 | 0
LFG | 0 | 0 | 0 | 0 | 0 | 0
Nuc | 0 | 0 | 0 | 0 | 0 | 0
PS | 0 | 0 | 0 | 0 | 0 | 0
PV | 0 | 0 | 0 | 0 | 0 | 0
PeakG | 0 | 0 | 0 | 0 | 0 | 0
PeakO | 0 | 0 | 0 | 0 | 0 | 0
ST | 0 | 0 | 0 | 0 | 0 | 0
STOG | 0 | 0 | 0 | 0 | 0 | 0
STWD | 0 | 0 | 0 | 0 | 0 | 0
WT | 0 | 0 | 0 | 0 | 0 | 0
IGCC | 0 | 0 | 0 | 0 | 0 | 0
DemandResponse | 0 | 0 | 0 | 0 | 0 | 0
IGCC-CCS | 0 | 0 | 0 | 0 | 0 | 0
WT_off | 0 | 0 | 0 | 0 | 0 | 0
PseudoUnit | 0 | 0 | 0 | 0 | 0 | 0
FixedInterchange | 0 | 0 | 0 | 0 | 0 | 0
Retirements of Capacity by Reporting Type: HQ_NEISO
ReportingType | 2015 | 2020 | 2025 | 2030 | 2035 | 2040
BM | 0 | 0 | 0 | 0 | 0 | 0
CC | 0 | 0 | 0 | 0 | 0 | 0
CSP | 0 | 0 | 0 | 0 | 0 | 0
CT | 0 | 0 | 0 | 0 | 0 | 0
Coal | 0 | 0 | 0 | 0 | 0 | 0
Geo | 0 | 0 | 0 | 0 | 0 | 0
H | 0 | 0 | 0 | 0 | 0 | 0
LFG | 0 | 0 | 0 | 0 | 0 | 0
Nuc | 0 | 0 | 0 | 0 | 0 | 0
PS | 0 | 0 | 0 | 0 | 0 | 0
PV | 0 | 0 | 0 | 0 | 0 | 0
PeakG | 0 | 0 | 0 | 0 | 0 | 0
PeakO | 0 | 0 | 0 | 0 | 0 | 0
ST | 0 | 0 | 0 | 0 | 0 | 0
STOG | 0 | 0 | 0 | 0 | 0 | 0
STWD | 0 | 0 | 0 | 0 | 0 | 0
WT | 0 | 0 | 0 | 0 | 0 | 0
IGCC | 0 | 0 | 0 | 0 | 0 | 0
DemandResponse | 0 | 0 | 0 | 0 | 0 | 0
IGCC-CCS | 0 | 0 | 0 | 0 | 0 | 0
WT_off | 0 | 0 | 0 | 0 | 0 | 0
PseudoUnit | 0 | 0 | 0 | 0 | 0 | 0
FixedInterchange | 0 | 0 | 0 | 0 | 0 | 0
Retirements of Capacity by Reporting Type: HQ_NY
ReportingType | 2015 | 2020 | 2025 | 2030 | 2035 | 2040
BM | 0 | 0 | 0 | 0 | 0 | 0
CC | 0 | 0 | 0 | 0 | 0 | 0
CSP | 0 | 0 | 0 | 0 | 0 | 0
CT | 0 | 0 | 0 | 0 | 0 | 0
Coal | 0 | 0 | 0 | 0 | 0 | 0
Geo | 0 | 0 | 0 | 0 | 0 | 0
H | 0 | 0 | 0 | 0 | 0 | 0
LFG | 0 | 0 | 0 | 0 | 0 | 0
Nuc | 0 | 0 | 0 | 0 | 0 | 0
PS | 0 | 0 | 0 | 0 | 0 | 0
PV | 0 | 0 | 0 | 0 | 0 | 0
PeakG | 0 | 0 | 0 | 0 | 0 | 0
PeakO | 0 | 0 | 0 | 0 | 0 | 0
ST | 0 | 0 | 0 | 0 | 0 | 0
STOG | 0 | 0 | 0 | 0 | 0 | 0
STWD | 0 | 0 | 0 | 0 | 0 | 0
WT | 0 | 0 | 0 | 0 | 0 | 0
IGCC | 0 | 0 | 0 | 0 | 0 | 0
DemandResponse | 0 | 0 | 0 | 0 | 0 | 0
IGCC-CCS | 0 | 0 | 0 | 0 | 0 | 0
WT_off | 0 | 0 | 0 | 0 | 0 | 0
PseudoUnit | 0 | 0 | 0 | 0 | 0 | 0
FixedInterchange | 0 | 0 | 0 | 0 | 0 | 0
Retirements of Capacity by Reporting Type: MARITIMES
ReportingType | 2015 | 2020 | 2025 | 2030 | 2035 | 2040
BM | 0 | 0 | 0 | 0 | 0 | 0
CC | 0 | 0 | 0 | 0 | 0 | 0
CSP | 0 | 0 | 0 | 0 | 0 | 0
CT | 0 | 0 | 0 | 0 | 0 | 0
Coal | 0 | 0 | 0 | 0 | 0 | 0
Geo | 0 | 0 | 0 | 0 | 0 | 0
H | 0 | 0 | 0 | 0 | 0 | 0
LFG | 0 | 0 | 0 | 0 | 0 | 0
Nuc | 0 | 0 | 0 | 0 | 0 | 0
PS | 0 | 0 | 0 | 0 | 0 | 0
PV | 0 | 0 | 0 | 0 | 0 | 0
PeakG | 0 | 0 | 0 | 0 | 0 | 0
PeakO | 0 | 0 | 0 | 0 | 0 | 0
ST | 0 | 0 | 0 | 0 | 0 | 0
STOG | 0 | 0 | 0 | 0 | 0 | 0
STWD | 0 | 0 | 0 | 0 | 0 | 0
WT | 0 | 0 | 0 | 0 | 0 | 0
IGCC | 0 | 0 | 0 | 0 | 0 | 0
DemandResponse | 0 | 0 | 0 | 0 | 0 | 0
IGCC-CCS | 0 | 0 | 0 | 0 | 0 | 0
WT_off | 0 | 0 | 0 | 0 | 0 | 0
PseudoUnit | 0 | 0 | 0 | 0 | 0 | 0
FixedInterchange | 0 | 0 | 0 | 0 | 0 | 0
Retirements of Capacity by Reporting Type: All
ReportingType | 2015 | 2020 | 2025 | 2030 | 2035 | 2040
BM | 0 | 0 | 0 | 0 | 0 | 192
CC | 5975.66 | 0 | 0 | 0 | 0 | 135.62
CSP | 475 | 0 | 0 | 0 | 0 | 0
CT | 0 | 0 | 0 | 0 | 1062.76 | 0
Coal | 61076 | 17422.97 | 352 | 0 | 101.2 | 0
Geo | 4.8 | 0 | 0 | 0 | 0 | 0
H | 0 | 0 | 0 | 0 | 0 | 0
LFG | 0 | 0 | 0 | 0 | 0 | 0
Nuc | 0 | 614.5 | 0 | 1488.2 | 26575.7 | 19706
PS | 0 | 0 | 0 | 0 | 0 | 0
PV | 0 | 0 | 0 | 0 | 1117.06 | 0
PeakG | 3342.87 | 0 | 0 | 0 | 0 | 3193.57
PeakO | 798.94 | 0 | 0 | 0 | 0 | 200
ST | 0 | 0 | 0 | 0 | 0 | 0
STOG | 36977.8 | 0 | 0 | 0 | 0 | 0
STWD | 741.87 | 0 | 0 | 0 | 0 | 0
WT | 126.2 | 0 | 0 | 0 | 2105.9 | 0
IGCC | 0 | 0 | 0 | 0 | 0 | 0
DemandResponse | 0 | 0 | 0 | 0 | 0 | 0
IGCC-CCS | 0 | 0 | 0 | 0 | 0 | 0
WT_off | 0 | 0 | 0 | 0 | 468 | 0
PseudoUnit | 0 | 0 | 0 | 0 | 0 | 0
FixedInterchange | 0 | 0 | 0 | 0 | 0 | 0
Retirements of Capacity by Reporting Type: EI_US
ReportingType | 2015 | 2020 | 2025 | 2030 | 2035 | 2040
BM | 0 | 0 | 0 | 0 | 0 | 192
CC | 1004.68 | 0 | 0 | 0 | 0 | 0
CSP | 0 | 0 | 0 | 0 | 0 | 0
CT | 0 | 0 | 0 | 0 | 0 | 0
Coal | 50927.92 | 17224.27 | 0 | 0 | 0 | 0
Geo | 0 | 0 | 0 | 0 | 0 | 0
H | 0 | 0 | 0 | 0 | 0 | 0
LFG | 0 | 0 | 0 | 0 | 0 | 0
Nuc | 0 | 614.5 | 0 | 1488.2 | 25545.7 | 18166
PS | 0 | 0 | 0 | 0 | 0 | 0
PV | 0 | 0 | 0 | 0 | 32 | 0
PeakG | 268.5 | 0 | 0 | 0 | 0 | 0
PeakO | 293.3 | 0 | 0 | 0 | 0 | 0
ST | 0 | 0 | 0 | 0 | 0 | 0
STOG | 28873.51 | 0 | 0 | 0 | 0 | 0
STWD | 74 | 0 | 0 | 0 | 0 | 0
WT | 0 | 0 | 0 | 0 | 0 | 0
IGCC | 0 | 0 | 0 | 0 | 0 | 0
DemandResponse | 0 | 0 | 0 | 0 | 0 | 0
IGCC-CCS | 0 | 0 | 0 | 0 | 0 | 0
WT_off | 0 | 0 | 0 | 0 | 468 | 0
PseudoUnit | 0 | 0 | 0 | 0 | 0 | 0
FixedInterchange | 0 | 0 | 0 | 0 | 0 | 0
Retirements of Capacity by Reporting Type: EI_Canada
ReportingType | 2015 | 2020 | 2025 | 2030 | 2035 | 2040
BM | 0 | 0 | 0 | 0 | 0 | 0
CC | 3106.62 | 0 | 0 | 0 | 0 | 0
CSP | 0 | 0 | 0 | 0 | 0 | 0
CT | 0 | 0 | 0 | 0 | 0 | 0
Coal | 7425.4 | 0 | 0 | 0 | 0 | 0
Geo | 0 | 0 | 0 | 0 | 0 | 0
H | 0 | 0 | 0 | 0 | 0 | 0
LFG | 0 | 0 | 0 | 0 | 0 | 0
Nuc | 0 | 0 | 0 | 0 | 1030 | 1540
PS | 0 | 0 | 0 | 0 | 0 | 0
PV | 0 | 0 | 0 | 0 | 1067.26 | 0
PeakG | 0 | 0 | 0 | 0 | 0 | 0
PeakO | 145.65 | 0 | 0 | 0 | 0 | 0
ST | 0 | 0 | 0 | 0 | 0 | 0
STOG | 2126 | 0 | 0 | 0 | 0 | 0
STWD | 139 | 0 | 0 | 0 | 0 | 0
WT | 0 | 0 | 0 | 0 | 2105.9 | 0
IGCC | 0 | 0 | 0 | 0 | 0 | 0
DemandResponse | 0 | 0 | 0 | 0 | 0 | 0
IGCC-CCS | 0 | 0 | 0 | 0 | 0 | 0
WT_off | 0 | 0 | 0 | 0 | 0 | 0
PseudoUnit | 0 | 0 | 0 | 0 | 0 | 0
FixedInterchange | 0 | 0 | 0 | 0 | 0 | 0
Retirements of Capacity by Reporting Type: EI
ReportingType | 2015 | 2020 | 2025 | 2030 | 2035 | 2040
BM | 0 | 0 | 0 | 0 | 0 | 192
CC | 4111.29 | 0 | 0 | 0 | 0 | 0
CSP | 0 | 0 | 0 | 0 | 0 | 0
CT | 0 | 0 | 0 | 0 | 0 | 0
Coal | 58353.33 | 17224.27 | 0 | 0 | 0 | 0
Geo | 0 | 0 | 0 | 0 | 0 | 0
H | 0 | 0 | 0 | 0 | 0 | 0
LFG | 0 | 0 | 0 | 0 | 0 | 0
Nuc | 0 | 614.5 | 0 | 1488.2 | 26575.7 | 19706
PS | 0 | 0 | 0 | 0 | 0 | 0
PV | 0 | 0 | 0 | 0 | 1099.26 | 0
PeakG | 268.5 | 0 | 0 | 0 | 0 | 0
PeakO | 438.95 | 0 | 0 | 0 | 0 | 0
ST | 0 | 0 | 0 | 0 | 0 | 0
STOG | 30999.51 | 0 | 0 | 0 | 0 | 0
STWD | 213 | 0 | 0 | 0 | 0 | 0
WT | 0 | 0 | 0 | 0 | 2105.9 | 0
IGCC | 0 | 0 | 0 | 0 | 0 | 0
DemandResponse | 0 | 0 | 0 | 0 | 0 | 0
IGCC-CCS | 0 | 0 | 0 | 0 | 0 | 0
WT_off | 0 | 0 | 0 | 0 | 468 | 0
PseudoUnit | 0 | 0 | 0 | 0 | 0 | 0
FixedInterchange | 0 | 0 | 0 | 0 | 0 | 0
Retirements of Capacity by Reporting Type: Outside_EI
ReportingType | 2015 | 2020 | 2025 | 2030 | 2035 | 2040
BM | 0 | 0 | 0 | 0 | 0 | 0
CC | 1864.37 | 0 | 0 | 0 | 0 | 135.62
CSP | 475 | 0 | 0 | 0 | 0 | 0
CT | 0 | 0 | 0 | 0 | 1062.76 | 0
Coal | 2722.68 | 198.7 | 352 | 0 | 101.2 | 0
Geo | 4.8 | 0 | 0 | 0 | 0 | 0
H | 0 | 0 | 0 | 0 | 0 | 0
LFG | 0 | 0 | 0 | 0 | 0 | 0
Nuc | 0 | 0 | 0 | 0 | 0 | 0
PS | 0 | 0 | 0 | 0 | 0 | 0
PV | 0 | 0 | 0 | 0 | 17.8 | 0
PeakG | 3074.37 | 0 | 0 | 0 | 0 | 3193.57
PeakO | 360 | 0 | 0 | 0 | 0 | 200
ST | 0 | 0 | 0 | 0 | 0 | 0
STOG | 5978.29 | 0 | 0 | 0 | 0 | 0
STWD | 528.87 | 0 | 0 | 0 | 0 | 0
WT | 126.2 | 0 | 0 | 0 | 0 | 0
IGCC | 0 | 0 | 0 | 0 | 0 | 0
DemandResponse | 0 | 0 | 0 | 0 | 0 | 0
IGCC-CCS | 0 | 0 | 0 | 0 | 0 | 0
WT_off | 0 | 0 | 0 | 0 | 0 | 0
PseudoUnit | 0 | 0 | 0 | 0 | 0 | 0
FixedInterchange | 0 | 0 | 0 | 0 | 0 | 0
#4 | Cumulative Retirements of Capacity (MW)
Cumulative Retirements of Capacity by Reporting Type: Entergy
ReportingType | 2015 | 2020 | 2025 | 2030 | 2035 | 2040
BM | 0 | 0 | 0 | 0 | 0 | 0
CC | 0 | 0 | 0 | 0 | 0 | 0
CSP | 0 | 0 | 0 | 0 | 0 | 0
CT | 0 | 0 | 0 | 0 | 0 | 0
Coal | 892.9 | 892.9 | 892.9 | 892.9 | 892.9 | 892.9
Geo | 0 | 0 | 0 | 0 | 0 | 0
H | 0 | 0 | 0 | 0 | 0 | 0
LFG | 0 | 0 | 0 | 0 | 0 | 0
Nuc | 0 | 0 | 0 | 0 | 842 | 1839
PS | 0 | 0 | 0 | 0 | 0 | 0
PV | 0 | 0 | 0 | 0 | 0 | 0
PeakG | 0 | 0 | 0 | 0 | 0 | 0
PeakO | 0 | 0 | 0 | 0 | 0 | 0
ST | 0 | 0 | 0 | 0 | 0 | 0
STOG | 10430.17 | 10430.17 | 10430.17 | 10430.17 | 10430.17 | 10430.17
STWD | 0 | 0 | 0 | 0 | 0 | 0
WT | 0 | 0 | 0 | 0 | 0 | 0
IGCC | 0 | 0 | 0 | 0 | 0 | 0
DemandResponse | 0 | 0 | 0 | 0 | 0 | 0
IGCC-CCS | 0 | 0 | 0 | 0 | 0 | 0
WT_off | 0 | 0 | 0 | 0 | 0 | 0
PseudoUnit | 0 | 0 | 0 | 0 | 0 | 0
FixedInterchange | 0 | 0 | 0 | 0 | 0 | 0
Cumulative Retirements of Capacity by Reporting Type: FRCC
ReportingType | 2015 | 2020 | 2025 | 2030 | 2035 | 2040
BM | 0 | 0 | 0 | 0 | 0 | 0
CC | 0 | 0 | 0 | 0 | 0 | 0
CSP | 0 | 0 | 0 | 0 | 0 | 0
CT | 0 | 0 | 0 | 0 | 0 | 0
Coal | 466 | 1335 | 1335 | 1335 | 1335 | 1335
Geo | 0 | 0 | 0 | 0 | 0 | 0
H | 0 | 0 | 0 | 0 | 0 | 0
LFG | 0 | 0 | 0 | 0 | 0 | 0
Nuc | 0 | 0 | 0 | 0 | 1615.33 | 3292.33
PS | 0 | 0 | 0 | 0 | 0 | 0
PV | 0 | 0 | 0 | 0 | 0 | 0
PeakG | 0 | 0 | 0 | 0 | 0 | 0
PeakO | 0 | 0 | 0 | 0 | 0 | 0
ST | 0 | 0 | 0 | 0 | 0 | 0
STOG | 4093.15 | 4093.15 | 4093.15 | 4093.15 | 4093.15 | 4093.15
STWD | 0 | 0 | 0 | 0 | 0 | 0
WT | 0 | 0 | 0 | 0 | 0 | 0
IGCC | 0 | 0 | 0 | 0 | 0 | 0
DemandResponse | 0 | 0 | 0 | 0 | 0 | 0
IGCC-CCS | 0 | 0 | 0 | 0 | 0 | 0
WT_off | 0 | 0 | 0 | 0 | 0 | 0
PseudoUnit | 0 | 0 | 0 | 0 | 0 | 0
FixedInterchange | 0 | 0 | 0 | 0 | 0 | 0
Cumulative Retirements of Capacity by Reporting Type: MAPP_US
ReportingType | 2015 | 2020 | 2025 | 2030 | 2035 | 2040
BM | 0 | 0 | 0 | 0 | 0 | 0
CC | 0 | 0 | 0 | 0 | 0 | 0
CSP | 0 | 0 | 0 | 0 | 0 | 0
CT | 0 | 0 | 0 | 0 | 0 | 0
Coal | 756.78 | 885.67 | 885.67 | 885.67 | 885.67 | 885.67
Geo | 0 | 0 | 0 | 0 | 0 | 0
H | 0 | 0 | 0 | 0 | 0 | 0
LFG | 0 | 0 | 0 | 0 | 0 | 0
Nuc | 0 | 0 | 0 | 0 | 0 | 0
PS | 0 | 0 | 0 | 0 | 0 | 0
PV | 0 | 0 | 0 | 0 | 0 | 0
PeakG | 0 | 0 | 0 | 0 | 0 | 0
PeakO | 1.6 | 1.6 | 1.6 | 1.6 | 1.6 | 1.6
ST | 0 | 0 | 0 | 0 | 0 | 0
STOG | 36 | 36 | 36 | 36 | 36 | 36
STWD | 0 | 0 | 0 | 0 | 0 | 0
WT | 0 | 0 | 0 | 0 | 0 | 0
IGCC | 0 | 0 | 0 | 0 | 0 | 0
DemandResponse | 0 | 0 | 0 | 0 | 0 | 0
IGCC-CCS | 0 | 0 | 0 | 0 | 0 | 0
WT_off | 0 | 0 | 0 | 0 | 0 | 0
PseudoUnit | 0 | 0 | 0 | 0 | 0 | 0
FixedInterchange | 0 | 0 | 0 | 0 | 0 | 0
Cumulative Retirements of Capacity by Reporting Type: MISO_IN
ReportingType | 2015 | 2020 | 2025 | 2030 | 2035 | 2040
BM | 0 | 0 | 0 | 0 | 0 | 0
CC | 0 | 0 | 0 | 0 | 0 | 0
CSP | 0 | 0 | 0 | 0 | 0 | 0
CT | 0 | 0 | 0 | 0 | 0 | 0
Coal | 929.9 | 1360.89 | 1360.89 | 1360.89 | 1360.89 | 1360.89
Geo | 0 | 0 | 0 | 0 | 0 | 0
H | 0 | 0 | 0 | 0 | 0 | 0
LFG | 0 | 0 | 0 | 0 | 0 | 0
Nuc | 0 | 0 | 0 | 0 | 0 | 0
PS | 0 | 0 | 0 | 0 | 0 | 0
PV | 0 | 0 | 0 | 0 | 0 | 0
PeakG | 0 | 0 | 0 | 0 | 0 | 0
PeakO | 0 | 0 | 0 | 0 | 0 | 0
ST | 0 | 0 | 0 | 0 | 0 | 0
STOG | 0 | 0 | 0 | 0 | 0 | 0
STWD | 0 | 0 | 0 | 0 | 0 | 0
WT | 0 | 0 | 0 | 0 | 0 | 0
IGCC | 0 | 0 | 0 | 0 | 0 | 0
DemandResponse | 0 | 0 | 0 | 0 | 0 | 0
IGCC-CCS | 0 | 0 | 0 | 0 | 0 | 0
WT_off | 0 | 0 | 0 | 0 | 0 | 0
PseudoUnit | 0 | 0 | 0 | 0 | 0 | 0
FixedInterchange | 0 | 0 | 0 | 0 | 0 | 0
Cumulative Retirements of Capacity by Reporting Type: MISO_MI
ReportingType | 2015 | 2020 | 2025 | 2030 | 2035 | 2040
BM | 0 | 0 | 0 | 0 | 0 | 0
CC | 0 | 0 | 0 | 0 | 0 | 0
CSP | 0 | 0 | 0 | 0 | 0 | 0
CT | 0 | 0 | 0 | 0 | 0 | 0
Coal | 1854.9 | 3568.48 | 3568.48 | 3568.48 | 3568.48 | 3568.48
Geo | 0 | 0 | 0 | 0 | 0 | 0
H | 0 | 0 | 0 | 0 | 0 | 0
LFG | 0 | 0 | 0 | 0 | 0 | 0
Nuc | 0 | 0 | 0 | 0 | 778 | 778
PS | 0 | 0 | 0 | 0 | 0 | 0
PV | 0 | 0 | 0 | 0 | 0 | 0
PeakG | 0 | 0 | 0 | 0 | 0 | 0
PeakO | 0 | 0 | 0 | 0 | 0 | 0
ST | 0 | 0 | 0 | 0 | 0 | 0
STOG | 0 | 0 | 0 | 0 | 0 | 0
STWD | 0 | 0 | 0 | 0 | 0 | 0
WT | 0 | 0 | 0 | 0 | 0 | 0
IGCC | 0 | 0 | 0 | 0 | 0 | 0
DemandResponse | 0 | 0 | 0 | 0 | 0 | 0
IGCC-CCS | 0 | 0 | 0 | 0 | 0 | 0
WT_off | 0 | 0 | 0 | 0 | 0 | 0
PseudoUnit | 0 | 0 | 0 | 0 | 0 | 0
FixedInterchange | 0 | 0 | 0 | 0 | 0 | 0
Cumulative Retirements of Capacity by Reporting Type: MISO_MO-IL
ReportingType | 2015 | 2020 | 2025 | 2030 | 2035 | 2040
BM | 0 | 0 | 0 | 0 | 0 | 0
CC | 0 | 0 | 0 | 0 | 0 | 0
CSP | 0 | 0 | 0 | 0 | 0 | 0
CT | 0 | 0 | 0 | 0 | 0 | 0
Coal | 821.7 | 2219.45 | 2219.45 | 2219.45 | 2219.45 | 2219.45
Geo | 0 | 0 | 0 | 0 | 0 | 0
H | 0 | 0 | 0 | 0 | 0 | 0
LFG | 0 | 0 | 0 | 0 | 0 | 0
Nuc | 0 | 0 | 0 | 0 | 0 | 0
PS | 0 | 0 | 0 | 0 | 0 | 0
PV | 0 | 0 | 0 | 0 | 0 | 0
PeakG | 0 | 0 | 0 | 0 | 0 | 0
PeakO | 0 | 0 | 0 | 0 | 0 | 0
ST | 0 | 0 | 0 | 0 | 0 | 0
STOG | 0 | 0 | 0 | 0 | 0 | 0
STWD | 0 | 0 | 0 | 0 | 0 | 0
WT | 0 | 0 | 0 | 0 | 0 | 0
IGCC | 0 | 0 | 0 | 0 | 0 | 0
DemandResponse | 0 | 0 | 0 | 0 | 0 | 0
IGCC-CCS | 0 | 0 | 0 | 0 | 0 | 0
WT_off | 0 | 0 | 0 | 0 | 0 | 0
PseudoUnit | 0 | 0 | 0 | 0 | 0 | 0
FixedInterchange | 0 | 0 | 0 | 0 | 0 | 0
Cumulative Retirements of Capacity by Reporting Type: MISO_W
ReportingType | 2015 | 2020 | 2025 | 2030 | 2035 | 2040
BM | 0 | 0 | 0 | 0 | 0 | 0
CC | 0 | 0 | 0 | 0 | 0 | 0
CSP | 0 | 0 | 0 | 0 | 0 | 0
CT | 0 | 0 | 0 | 0 | 0 | 0
Coal | 894.66 | 2579.86 | 2579.86 | 2579.86 | 2579.86 | 2579.86
Geo | 0 | 0 | 0 | 0 | 0 | 0
H | 0 | 0 | 0 | 0 | 0 | 0
LFG | 0 | 0 | 0 | 0 | 0 | 0
Nuc | 0 | 0 | 0 | 0 | 2361.23 | 2361.23
PS | 0 | 0 | 0 | 0 | 0 | 0
PV | 0 | 0 | 0 | 0 | 0 | 0
PeakG | 0 | 0 | 0 | 0 | 0 | 0
PeakO | 0 | 0 | 0 | 0 | 0 | 0
ST | 0 | 0 | 0 | 0 | 0 | 0
STOG | 0 | 0 | 0 | 0 | 0 | 0
STWD | 0 | 0 | 0 | 0 | 0 | 0
WT | 0 | 0 | 0 | 0 | 0 | 0
IGCC | 0 | 0 | 0 | 0 | 0 | 0
DemandResponse | 0 | 0 | 0 | 0 | 0 | 0
IGCC-CCS | 0 | 0 | 0 | 0 | 0 | 0
WT_off | 0 | 0 | 0 | 0 | 0 | 0
PseudoUnit | 0 | 0 | 0 | 0 | 0 | 0
FixedInterchange | 0 | 0 | 0 | 0 | 0 | 0
Cumulative Retirements of Capacity by Reporting Type: MISO_WUMS
ReportingType | 2015 | 2020 | 2025 | 2030 | 2035 | 2040
BM | 0 | 0 | 0 | 0 | 0 | 0
CC | 0 | 0 | 0 | 0 | 0 | 0
CSP | 0 | 0 | 0 | 0 | 0 | 0
CT | 0 | 0 | 0 | 0 | 0 | 0
Coal | 1857.1 | 3484.99 | 3484.99 | 3484.99 | 3484.99 | 3484.99
Geo | 0 | 0 | 0 | 0 | 0 | 0
H | 0 | 0 | 0 | 0 | 0 | 0
LFG | 0 | 0 | 0 | 0 | 0 | 0
Nuc | 0 | 0 | 0 | 0 | 1816.9 | 1816.9
PS | 0 | 0 | 0 | 0 | 0 | 0
PV | 0 | 0 | 0 | 0 | 0 | 0
PeakG | 0 | 0 | 0 | 0 | 0 | 0
PeakO | 0 | 0 | 0 | 0 | 0 | 0
ST | 0 | 0 | 0 | 0 | 0 | 0
STOG | 59.5 | 59.5 | 59.5 | 59.5 | 59.5 | 59.5
STWD | 0 | 0 | 0 | 0 | 0 | 0
WT | 0 | 0 | 0 | 0 | 0 | 0
IGCC | 0 | 0 | 0 | 0 | 0 | 0
DemandResponse | 0 | 0 | 0 | 0 | 0 | 0
IGCC-CCS | 0 | 0 | 0 | 0 | 0 | 0
WT_off | 0 | 0 | 0 | 0 | 0 | 0
PseudoUnit | 0 | 0 | 0 | 0 | 0 | 0
FixedInterchange | 0 | 0 | 0 | 0 | 0 | 0
Cumulative Retirements of Capacity by Reporting Type: Nebraska
ReportingType | 2015 | 2020 | 2025 | 2030 | 2035 | 2040
BM | 0 | 0 | 0 | 0 | 0 | 0
CC | 0 | 0 | 0 | 0 | 0 | 0
CSP | 0 | 0 | 0 | 0 | 0 | 0
CT | 0 | 0 | 0 | 0 | 0 | 0
Coal | 0 | 0 | 0 | 0 | 0 | 0
Geo | 0 | 0 | 0 | 0 | 0 | 0
H | 0 | 0 | 0 | 0 | 0 | 0
LFG | 0 | 0 | 0 | 0 | 0 | 0
Nuc | 0 | 0 | 0 | 0 | 1251.8 | 1251.8
PS | 0 | 0 | 0 | 0 | 0 | 0
PV | 0 | 0 | 0 | 0 | 0 | 0
PeakG | 0 | 0 | 0 | 0 | 0 | 0
PeakO | 0 | 0 | 0 | 0 | 0 | 0
ST | 0 | 0 | 0 | 0 | 0 | 0
STOG | 0 | 0 | 0 | 0 | 0 | 0
STWD | 0 | 0 | 0 | 0 | 0 | 0
WT | 0 | 0 | 0 | 0 | 0 | 0
IGCC | 0 | 0 | 0 | 0 | 0 | 0
DemandResponse | 0 | 0 | 0 | 0 | 0 | 0
IGCC-CCS | 0 | 0 | 0 | 0 | 0 | 0
WT_off | 0 | 0 | 0 | 0 | 0 | 0
PseudoUnit | 0 | 0 | 0 | 0 | 0 | 0
FixedInterchange | 0 | 0 | 0 | 0 | 0 | 0
Cumulative Retirements of Capacity by Reporting Type: NEISO
ReportingType | 2015 | 2020 | 2025 | 2030 | 2035 | 2040
BM | 0 | 0 | 0 | 0 | 0 | 0
CC | 1004.68 | 1004.68 | 1004.68 | 1004.68 | 1004.68 | 1004.68
CSP | 0 | 0 | 0 | 0 | 0 | 0
CT | 0 | 0 | 0 | 0 | 0 | 0
Coal | 2250.13 | 2570.13 | 2570.13 | 2570.13 | 2570.13 | 2570.13
Geo | 0 | 0 | 0 | 0 | 0 | 0
H | 0 | 0 | 0 | 0 | 0 | 0
LFG | 0 | 0 | 0 | 0 | 0 | 0
Nuc | 0 | 0 | 0 | 0 | 1289 | 2165.92
PS | 0 | 0 | 0 | 0 | 0 | 0
PV | 0 | 0 | 0 | 0 | 0 | 0
PeakG | 0 | 0 | 0 | 0 | 0 | 0
PeakO | 0 | 0 | 0 | 0 | 0 | 0
ST | 0 | 0 | 0 | 0 | 0 | 0
STOG | 6237 | 6237 | 6237 | 6237 | 6237 | 6237
STWD | 74 | 74 | 74 | 74 | 74 | 74
WT | 0 | 0 | 0 | 0 | 0 | 0
IGCC | 0 | 0 | 0 | 0 | 0 | 0
DemandResponse | 0 | 0 | 0 | 0 | 0 | 0
IGCC-CCS | 0 | 0 | 0 | 0 | 0 | 0
WT_off | 0 | 0 | 0 | 0 | 468 | 468
PseudoUnit | 0 | 0 | 0 | 0 | 0 | 0
FixedInterchange | 0 | 0 | 0 | 0 | 0 | 0
Cumulative Retirements of Capacity by Reporting Type: NonRTO_Midwest
ReportingType | 2015 | 2020 | 2025 | 2030 | 2035 | 2040
BM | 0 | 0 | 0 | 0 | 0 | 0
CC | 0 | 0 | 0 | 0 | 0 | 0
CSP | 0 | 0 | 0 | 0 | 0 | 0
CT | 0 | 0 | 0 | 0 | 0 | 0
Coal | 1099.7 | 1099.7 | 1099.7 | 1099.7 | 1099.7 | 1099.7
Geo | 0 | 0 | 0 | 0 | 0 | 0
H | 0 | 0 | 0 | 0 | 0 | 0
LFG | 0 | 0 | 0 | 0 | 0 | 0
Nuc | 0 | 0 | 0 | 0 | 0 | 0
PS | 0 | 0 | 0 | 0 | 0 | 0
PV | 0 | 0 | 0 | 0 | 0 | 0
PeakG | 0 | 0 | 0 | 0 | 0 | 0
PeakO | 0 | 0 | 0 | 0 | 0 | 0
ST | 0 | 0 | 0 | 0 | 0 | 0
STOG | 0 | 0 | 0 | 0 | 0 | 0
STWD | 0 | 0 | 0 | 0 | 0 | 0
WT | 0 | 0 | 0 | 0 | 0 | 0
IGCC | 0 | 0 | 0 | 0 | 0 | 0
DemandResponse | 0 | 0 | 0 | 0 | 0 | 0
IGCC-CCS | 0 | 0 | 0 | 0 | 0 | 0
WT_off | 0 | 0 | 0 | 0 | 0 | 0
PseudoUnit | 0 | 0 | 0 | 0 | 0 | 0
FixedInterchange | 0 | 0 | 0 | 0 | 0 | 0
Cumulative Retirements of Capacity by Reporting Type: NYISO_A-F
ReportingType | 2015 | 2020 | 2025 | 2030 | 2035 | 2040
BM | 0 | 0 | 0 | 0 | 0 | 0
CC | 0 | 0 | 0 | 0 | 0 | 0
CSP | 0 | 0 | 0 | 0 | 0 | 0
CT | 0 | 0 | 0 | 0 | 0 | 0
Coal | 2251.9 | 2251.9 | 2251.9 | 2251.9 | 2251.9 | 2251.9
Geo | 0 | 0 | 0 | 0 | 0 | 0
H | 0 | 0 | 0 | 0 | 0 | 0
LFG | 0 | 0 | 0 | 0 | 0 | 0
Nuc | 0 | 0 | 0 | 621.2 | 1201.7 | 2053.9
PS | 0 | 0 | 0 | 0 | 0 | 0
PV | 0 | 0 | 0 | 0 | 0 | 0
PeakG | 0 | 0 | 0 | 0 | 0 | 0
PeakO | 0 | 0 | 0 | 0 | 0 | 0
ST | 0 | 0 | 0 | 0 | 0 | 0
STOG | 1700.99 | 1700.99 | 1700.99 | 1700.99 | 1700.99 | 1700.99
STWD | 0 | 0 | 0 | 0 | 0 | 0
WT | 0 | 0 | 0 | 0 | 0 | 0
IGCC | 0 | 0 | 0 | 0 | 0 | 0
DemandResponse | 0 | 0 | 0 | 0 | 0 | 0
IGCC-CCS | 0 | 0 | 0 | 0 | 0 | 0
WT_off | 0 | 0 | 0 | 0 | 0 | 0
PseudoUnit | 0 | 0 | 0 | 0 | 0 | 0
FixedInterchange | 0 | 0 | 0 | 0 | 0 | 0
Cumulative Retirements of Capacity by Reporting Type: NYISO_G-I
ReportingType | 2015 | 2020 | 2025 | 2030 | 2035 | 2040
BM | 0 | 0 | 0 | 0 | 0 | 0
CC | 0 | 0 | 0 | 0 | 0 | 0
CSP | 0 | 0 | 0 | 0 | 0 | 0
CT | 0 | 0 | 0 | 0 | 0 | 0
Coal | 368.2 | 368.2 | 368.2 | 368.2 | 368.2 | 368.2
Geo | 0 | 0 | 0 | 0 | 0 | 0
H | 0 | 0 | 0 | 0 | 0 | 0
LFG | 0 | 0 | 0 | 0 | 0 | 0
Nuc | 0 | 0 | 0 | 0 | 1019.6 | 2044.6
PS | 0 | 0 | 0 | 0 | 0 | 0
PV | 0 | 0 | 0 | 0 | 0 | 0
PeakG | 0 | 0 | 0 | 0 | 0 | 0
PeakO | 0 | 0 | 0 | 0 | 0 | 0
ST | 0 | 0 | 0 | 0 | 0 | 0
STOG | 1739.45 | 1739.45 | 1739.45 | 1739.45 | 1739.45 | 1739.45
STWD | 0 | 0 | 0 | 0 | 0 | 0
WT | 0 | 0 | 0 | 0 | 0 | 0
IGCC | 0 | 0 | 0 | 0 | 0 | 0
DemandResponse | 0 | 0 | 0 | 0 | 0 | 0
IGCC-CCS | 0 | 0 | 0 | 0 | 0 | 0
WT_off | 0 | 0 | 0 | 0 | 0 | 0
PseudoUnit | 0 | 0 | 0 | 0 | 0 | 0
FixedInterchange | 0 | 0 | 0 | 0 | 0 | 0
Cumulative Retirements of Capacity by Reporting Type: NYISO_J-K
ReportingType | 2015 | 2020 | 2025 | 2030 | 2035 | 2040
BM | 0 | 0 | 0 | 0 | 0 | 0
CC | 0 | 0 | 0 | 0 | 0 | 0
CSP | 0 | 0 | 0 | 0 | 0 | 0
CT | 0 | 0 | 0 | 0 | 0 | 0
Coal | 0 | 0 | 0 | 0 | 0 | 0
Geo | 0 | 0 | 0 | 0 | 0 | 0
H | 0 | 0 | 0 | 0 | 0 | 0
LFG | 0 | 0 | 0 | 0 | 0 | 0
Nuc | 0 | 0 | 0 | 0 | 0 | 0
PS | 0 | 0 | 0 | 0 | 0 | 0
PV | 0 | 0 | 0 | 0 | 32 | 32
PeakG | 0 | 0 | 0 | 0 | 0 | 0
PeakO | 0 | 0 | 0 | 0 | 0 | 0
ST | 0 | 0 | 0 | 0 | 0 | 0
STOG | 0 | 0 | 0 | 0 | 0 | 0
STWD | 0 | 0 | 0 | 0 | 0 | 0
WT | 0 | 0 | 0 | 0 | 0 | 0
IGCC | 0 | 0 | 0 | 0 | 0 | 0
DemandResponse | 0 | 0 | 0 | 0 | 0 | 0
IGCC-CCS | 0 | 0 | 0 | 0 | 0 | 0
WT_off | 0 | 0 | 0 | 0 | 0 | 0
PseudoUnit | 0 | 0 | 0 | 0 | 0 | 0
FixedInterchange | 0 | 0 | 0 | 0 | 0 | 0
Cumulative Retirements of Capacity by Reporting Type: PJM_E
ReportingType | 2015 | 2020 | 2025 | 2030 | 2035 | 2040
BM | 0 | 0 | 0 | 0 | 0 | 0
CC | 0 | 0 | 0 | 0 | 0 | 0
CSP | 0 | 0 | 0 | 0 | 0 | 0
CT | 0 | 0 | 0 | 0 | 0 | 0
Coal | 2804 | 3371.99 | 3371.99 | 3371.99 | 3371.99 | 3371.99
Geo | 0 | 0 | 0 | 0 | 0 | 0
H | 0 | 0 | 0 | 0 | 0 | 0
LFG | 0 | 0 | 0 | 0 | 0 | 0
Nuc | 0 | 614.5 | 614.5 | 614.5 | 2838.5 | 4012.5
PS | 0 | 0 | 0 | 0 | 0 | 0
PV | 0 | 0 | 0 | 0 | 0 | 0
PeakG | 268.5 | 268.5 | 268.5 | 268.5 | 268.5 | 268.5
PeakO | 2.7 | 2.7 | 2.7 | 2.7 | 2.7 | 2.7
ST | 0 | 0 | 0 | 0 | 0 | 0
STOG | 629.5 | 629.5 | 629.5 | 629.5 | 629.5 | 629.5
STWD | 0 | 0 | 0 | 0 | 0 | 0
WT | 0 | 0 | 0 | 0 | 0 | 0
IGCC | 0 | 0 | 0 | 0 | 0 | 0
DemandResponse | 0 | 0 | 0 | 0 | 0 | 0
IGCC-CCS | 0 | 0 | 0 | 0 | 0 | 0
WT_off | 0 | 0 | 0 | 0 | 0 | 0
PseudoUnit | 0 | 0 | 0 | 0 | 0 | 0
FixedInterchange | 0 | 0 | 0 | 0 | 0 | 0
Cumulative Retirements of Capacity by Reporting Type: PJM_ROM
ReportingType | 2015 | 2020 | 2025 | 2030 | 2035 | 2040
BM | 0 | 0 | 0 | 0 | 0 | 0
CC | 0 | 0 | 0 | 0 | 0 | 0
CSP | 0 | 0 | 0 | 0 | 0 | 0
CT | 0 | 0 | 0 | 0 | 0 | 0
Coal | 7396.75 | 7396.75 | 7396.75 | 7396.75 | 7396.75 | 7396.75
Geo | 0 | 0 | 0 | 0 | 0 | 0
H | 0 | 0 | 0 | 0 | 0 | 0
LFG | 0 | 0 | 0 | 0 | 0 | 0
Nuc | 0 | 0 | 0 | 0 | 1732 | 2631
PS | 0 | 0 | 0 | 0 | 0 | 0
PV | 0 | 0 | 0 | 0 | 0 | 0
PeakG | 0 | 0 | 0 | 0 | 0 | 0
PeakO | 270 | 270 | 270 | 270 | 270 | 270
ST | 0 | 0 | 0 | 0 | 0 | 0
STOG | 580 | 580 | 580 | 580 | 580 | 580
STWD | 0 | 0 | 0 | 0 | 0 | 0
WT | 0 | 0 | 0 | 0 | 0 | 0
IGCC | 0 | 0 | 0 | 0 | 0 | 0
DemandResponse | 0 | 0 | 0 | 0 | 0 | 0
IGCC-CCS | 0 | 0 | 0 | 0 | 0 | 0
WT_off | 0 | 0 | 0 | 0 | 0 | 0
PseudoUnit | 0 | 0 | 0 | 0 | 0 | 0
FixedInterchange | 0 | 0 | 0 | 0 | 0 | 0
Cumulative Retirements of Capacity by Reporting Type: PJM_ROR
ReportingType | 2015 | 2020 | 2025 | 2030 | 2035 | 2040
BM | 0 | 0 | 0 | 0 | 0 | 192
CC | 0 | 0 | 0 | 0 | 0 | 0
CSP | 0 | 0 | 0 | 0 | 0 | 0
CT | 0 | 0 | 0 | 0 | 0 | 0
Coal | 10059.06 | 15132 | 15132 | 15132 | 15132 | 15132
Geo | 0 | 0 | 0 | 0 | 0 | 0
H | 0 | 0 | 0 | 0 | 0 | 0
LFG | 0 | 0 | 0 | 0 | 0 | 0
Nuc | 0 | 0 | 0 | 867 | 5142 | 10025.16
PS | 0 | 0 | 0 | 0 | 0 | 0
PV | 0 | 0 | 0 | 0 | 0 | 0
PeakG | 0 | 0 | 0 | 0 | 0 | 0
PeakO | 19 | 19 | 19 | 19 | 19 | 19
ST | 0 | 0 | 0 | 0 | 0 | 0
STOG | 0 | 0 | 0 | 0 | 0 | 0
STWD | 0 | 0 | 0 | 0 | 0 | 0
WT | 0 | 0 | 0 | 0 | 0 | 0
IGCC | 0 | 0 | 0 | 0 | 0 | 0
DemandResponse | 0 | 0 | 0 | 0 | 0 | 0
IGCC-CCS | 0 | 0 | 0 | 0 | 0 | 0
WT_off | 0 | 0 | 0 | 0 | 0 | 0
PseudoUnit | 0 | 0 | 0 | 0 | 0 | 0
FixedInterchange | 0 | 0 | 0 | 0 | 0 | 0
Cumulative Retirements of Capacity by Reporting Type: SOCO
ReportingType | 2015 | 2020 | 2025 | 2030 | 2035 | 2040
BM | 0 | 0 | 0 | 0 | 0 | 0
CC | 0 | 0 | 0 | 0 | 0 | 0
CSP | 0 | 0 | 0 | 0 | 0 | 0
CT | 0 | 0 | 0 | 0 | 0 | 0
Coal | 8591.8 | 8591.8 | 8591.8 | 8591.8 | 8591.8 | 8591.8
Geo | 0 | 0 | 0 | 0 | 0 | 0
H | 0 | 0 | 0 | 0 | 0 | 0
LFG | 0 | 0 | 0 | 0 | 0 | 0
Nuc | 0 | 0 | 0 | 0 | 0 | 2645.05
PS | 0 | 0 | 0 | 0 | 0 | 0
PV | 0 | 0 | 0 | 0 | 0 | 0
PeakG | 0 | 0 | 0 | 0 | 0 | 0
PeakO | 0 | 0 | 0 | 0 | 0 | 0
ST | 0 | 0 | 0 | 0 | 0 | 0
STOG | 854 | 854 | 854 | 854 | 854 | 854
STWD | 0 | 0 | 0 | 0 | 0 | 0
WT | 0 | 0 | 0 | 0 | 0 | 0
IGCC | 0 | 0 | 0 | 0 | 0 | 0
DemandResponse | 0 | 0 | 0 | 0 | 0 | 0
IGCC-CCS | 0 | 0 | 0 | 0 | 0 | 0
WT_off | 0 | 0 | 0 | 0 | 0 | 0
PseudoUnit | 0 | 0 | 0 | 0 | 0 | 0
FixedInterchange | 0 | 0 | 0 | 0 | 0 | 0
Cumulative Retirements of Capacity by Reporting Type: SPP_N
ReportingType | 2015 | 2020 | 2025 | 2030 | 2035 | 2040
BM | 0 | 0 | 0 | 0 | 0 | 0
CC | 0 | 0 | 0 | 0 | 0 | 0
CSP | 0 | 0 | 0 | 0 | 0 | 0
CT | 0 | 0 | 0 | 0 | 0 | 0
Coal | 0 | 43.16 | 43.16 | 43.16 | 43.16 | 43.16
Geo | 0 | 0 | 0 | 0 | 0 | 0
H | 0 | 0 | 0 | 0 | 0 | 0
LFG | 0 | 0 | 0 | 0 | 0 | 0
Nuc | 0 | 0 | 0 | 0 | 0 | 0
PS | 0 | 0 | 0 | 0 | 0 | 0
PV | 0 | 0 | 0 | 0 | 0 | 0
PeakG | 0 | 0 | 0 | 0 | 0 | 0
PeakO | 0 | 0 | 0 | 0 | 0 | 0
ST | 0 | 0 | 0 | 0 | 0 | 0
STOG | 86.88 | 86.88 | 86.88 | 86.88 | 86.88 | 86.88
STWD | 0 | 0 | 0 | 0 | 0 | 0
WT | 0 | 0 | 0 | 0 | 0 | 0
IGCC | 0 | 0 | 0 | 0 | 0 | 0
DemandResponse | 0 | 0 | 0 | 0 | 0 | 0
IGCC-CCS | 0 | 0 | 0 | 0 | 0 | 0
WT_off | 0 | 0 | 0 | 0 | 0 | 0
PseudoUnit | 0 | 0 | 0 | 0 | 0 | 0
FixedInterchange | 0 | 0 | 0 | 0 | 0 | 0
Cumulative Retirements of Capacity by Reporting Type: SPP_S
ReportingType | 2015 | 2020 | 2025 | 2030 | 2035 | 2040
BM | 0 | 0 | 0 | 0 | 0 | 0
CC | 0 | 0 | 0 | 0 | 0 | 0
CSP | 0 | 0 | 0 | 0 | 0 | 0
CT | 0 | 0 | 0 | 0 | 0 | 0
Coal | 1586 | 1586 | 1586 | 1586 | 1586 | 1586
Geo | 0 | 0 | 0 | 0 | 0 | 0
H | 0 | 0 | 0 | 0 | 0 | 0
LFG | 0 | 0 | 0 | 0 | 0 | 0
Nuc | 0 | 0 | 0 | 0 | 0 | 0
PS | 0 | 0 | 0 | 0 | 0 | 0
PV | 0 | 0 | 0 | 0 | 0 | 0
PeakG | 0 | 0 | 0 | 0 | 0 | 0
PeakO | 0 | 0 | 0 | 0 | 0 | 0
ST | 0 | 0 | 0 | 0 | 0 | 0
STOG | 2426.88 | 2426.88 | 2426.88 | 2426.88 | 2426.88 | 2426.88
STWD | 0 | 0 | 0 | 0 | 0 | 0
WT | 0 | 0 | 0 | 0 | 0 | 0
IGCC | 0 | 0 | 0 | 0 | 0 | 0
DemandResponse | 0 | 0 | 0 | 0 | 0 | 0
IGCC-CCS | 0 | 0 | 0 | 0 | 0 | 0
WT_off | 0 | 0 | 0 | 0 | 0 | 0
PseudoUnit | 0 | 0 | 0 | 0 | 0 | 0
FixedInterchange | 0 | 0 | 0 | 0 | 0 | 0
Cumulative Retirements of Capacity by Reporting Type: TVA
ReportingType | 2015 | 2020 | 2025 | 2030 | 2035 | 2040
BM | 0 | 0 | 0 | 0 | 0 | 0
CC | 0 | 0 | 0 | 0 | 0 | 0
CSP | 0 | 0 | 0 | 0 | 0 | 0
CT | 0 | 0 | 0 | 0 | 0 | 0
Coal | 2829.09 | 4017.98 | 4017.98 | 4017.98 | 4017.98 | 4017.98
Geo | 0 | 0 | 0 | 0 | 0 | 0
H | 0 | 0 | 0 | 0 | 0 | 0
LFG | 0 | 0 | 0 | 0 | 0 | 0
Nuc | 0 | 0 | 0 | 0 | 2512.33 | 3791
PS | 0 | 0 | 0 | 0 | 0 | 0
PV | 0 | 0 | 0 | 0 | 0 | 0
PeakG | 0 | 0 | 0 | 0 | 0 | 0
PeakO | 0 | 0 | 0 | 0 | 0 | 0
ST | 0 | 0 | 0 | 0 | 0 | 0
STOG | 0 | 0 | 0 | 0 | 0 | 0
STWD | 0 | 0 | 0 | 0 | 0 | 0
WT | 0 | 0 | 0 | 0 | 0 | 0
IGCC | 0 | 0 | 0 | 0 | 0 | 0
DemandResponse | 0 | 0 | 0 | 0 | 0 | 0
IGCC-CCS | 0 | 0 | 0 | 0 | 0 | 0
WT_off | 0 | 0 | 0 | 0 | 0 | 0
PseudoUnit | 0 | 0 | 0 | 0 | 0 | 0
FixedInterchange | 0 | 0 | 0 | 0 | 0 | 0
Cumulative Retirements of Capacity by Reporting Type: TVA_Transmission
ReportingType | 2015 | 2020 | 2025 | 2030 | 2035 | 2040
BM | 0 | 0 | 0 | 0 | 0 | 0
CC | 0 | 0 | 0 | 0 | 0 | 0
CSP | 0 | 0 | 0 | 0 | 0 | 0
CT | 0 | 0 | 0 | 0 | 0 | 0
Coal | 0 | 0 | 0 | 0 | 0 | 0
Geo | 0 | 0 | 0 | 0 | 0 | 0
H | 0 | 0 | 0 | 0 | 0 | 0
LFG | 0 | 0 | 0 | 0 | 0 | 0
Nuc | 0 | 0 | 0 | 0 | 0 | 0
PS | 0 | 0 | 0 | 0 | 0 | 0
PV | 0 | 0 | 0 | 0 | 0 | 0
PeakG | 0 | 0 | 0 | 0 | 0 | 0
PeakO | 0 | 0 | 0 | 0 | 0 | 0
ST | 0 | 0 | 0 | 0 | 0 | 0
STOG | 0 | 0 | 0 | 0 | 0 | 0
STWD | 0 | 0 | 0 | 0 | 0 | 0
WT | 0 | 0 | 0 | 0 | 0 | 0
IGCC | 0 | 0 | 0 | 0 | 0 | 0
DemandResponse | 0 | 0 | 0 | 0 | 0 | 0
IGCC-CCS | 0 | 0 | 0 | 0 | 0 | 0
WT_off | 0 | 0 | 0 | 0 | 0 | 0
PseudoUnit | 0 | 0 | 0 | 0 | 0 | 0
FixedInterchange | 0 | 0 | 0 | 0 | 0 | 0
Cumulative Retirements of Capacity by Reporting Type: VACAR
ReportingType | 2015 | 2020 | 2025 | 2030 | 2035 | 2040
BM | 0 | 0 | 0 | 0 | 0 | 0
CC | 0 | 0 | 0 | 0 | 0 | 0
CSP | 0 | 0 | 0 | 0 | 0 | 0
CT | 0 | 0 | 0 | 0 | 0 | 0
Coal | 3217.39 | 5395.37 | 5395.37 | 5395.37 | 5395.37 | 5395.37
Geo | 0 | 0 | 0 | 0 | 0 | 0
H | 0 | 0 | 0 | 0 | 0 | 0
LFG | 0 | 0 | 0 | 0 | 0 | 0
Nuc | 0 | 0 | 0 | 0 | 3248 | 5106
PS | 0 | 0 | 0 | 0 | 0 | 0
PV | 0 | 0 | 0 | 0 | 0 | 0
PeakG | 0 | 0 | 0 | 0 | 0 | 0
PeakO | 0 | 0 | 0 | 0 | 0 | 0
ST | 0 | 0 | 0 | 0 | 0 | 0
STOG | 0 | 0 | 0 | 0 | 0 | 0
STWD | 0 | 0 | 0 | 0 | 0 | 0
WT | 0 | 0 | 0 | 0 | 0 | 0
IGCC | 0 | 0 | 0 | 0 | 0 | 0
DemandResponse | 0 | 0 | 0 | 0 | 0 | 0
IGCC-CCS | 0 | 0 | 0 | 0 | 0 | 0
WT_off | 0 | 0 | 0 | 0 | 0 | 0
PseudoUnit | 0 | 0 | 0 | 0 | 0 | 0
FixedInterchange | 0 | 0 | 0 | 0 | 0 | 0
Cumulative Retirements of Capacity by Reporting Type: IESO
ReportingType | 2015 | 2020 | 2025 | 2030 | 2035 | 2040
BM | 0 | 0 | 0 | 0 | 0 | 0
CC | 3106.62 | 3106.62 | 3106.62 | 3106.62 | 3106.62 | 3106.62
CSP | 0 | 0 | 0 | 0 | 0 | 0
CT | 0 | 0 | 0 | 0 | 0 | 0
Coal | 6416 | 6416 | 6416 | 6416 | 6416 | 6416
Geo | 0 | 0 | 0 | 0 | 0 | 0
H | 0 | 0 | 0 | 0 | 0 | 0
LFG | 0 | 0 | 0 | 0 | 0 | 0
Nuc | 0 | 0 | 0 | 0 | 1030 | 2570
PS | 0 | 0 | 0 | 0 | 0 | 0
PV | 0 | 0 | 0 | 0 | 1067.26 | 1067.26
PeakG | 0 | 0 | 0 | 0 | 0 | 0
PeakO | 145.65 | 145.65 | 145.65 | 145.65 | 145.65 | 145.65
ST | 0 | 0 | 0 | 0 | 0 | 0
STOG | 2126 | 2126 | 2126 | 2126 | 2126 | 2126
STWD | 139 | 139 | 139 | 139 | 139 | 139
WT | 0 | 0 | 0 | 0 | 2105.9 | 2105.9
IGCC | 0 | 0 | 0 | 0 | 0 | 0
DemandResponse | 0 | 0 | 0 | 0 | 0 | 0
IGCC-CCS | 0 | 0 | 0 | 0 | 0 | 0
WT_off | 0 | 0 | 0 | 0 | 0 | 0
PseudoUnit | 0 | 0 | 0 | 0 | 0 | 0
FixedInterchange | 0 | 0 | 0 | 0 | 0 | 0
Cumulative Retirements of Capacity by Reporting Type: MAPP_CA
ReportingType | 2015 | 2020 | 2025 | 2030 | 2035 | 2040
BM | 0 | 0 | 0 | 0 | 0 | 0
CC | 0 | 0 | 0 | 0 | 0 | 0
CSP | 0 | 0 | 0 | 0 | 0 | 0
CT | 0 | 0 | 0 | 0 | 0 | 0
Coal | 1009.4 | 1009.4 | 1009.4 | 1009.4 | 1009.4 | 1009.4
Geo | 0 | 0 | 0 | 0 | 0 | 0
H | 0 | 0 | 0 | 0 | 0 | 0
LFG | 0 | 0 | 0 | 0 | 0 | 0
Nuc | 0 | 0 | 0 | 0 | 0 | 0
PS | 0 | 0 | 0 | 0 | 0 | 0
PV | 0 | 0 | 0 | 0 | 0 | 0
PeakG | 0 | 0 | 0 | 0 | 0 | 0
PeakO | 0 | 0 | 0 | 0 | 0 | 0
ST | 0 | 0 | 0 | 0 | 0 | 0
STOG | 0 | 0 | 0 | 0 | 0 | 0
STWD | 0 | 0 | 0 | 0 | 0 | 0
WT | 0 | 0 | 0 | 0 | 0 | 0
IGCC | 0 | 0 | 0 | 0 | 0 | 0
DemandResponse | 0 | 0 | 0 | 0 | 0 | 0
IGCC-CCS | 0 | 0 | 0 | 0 | 0 | 0
WT_off | 0 | 0 | 0 | 0 | 0 | 0
PseudoUnit | 0 | 0 | 0 | 0 | 0 | 0
FixedInterchange | 0 | 0 | 0 | 0 | 0 | 0
Cumulative Retirements of Capacity by Reporting Type: AZ_NM_SNV_Coal
ReportingType | 2015 | 2020 | 2025 | 2030 | 2035 | 2040
BM | 0 | 0 | 0 | 0 | 0 | 0
CC | 0 | 0 | 0 | 0 | 0 | 0
CSP | 0 | 0 | 0 | 0 | 0 | 0
CT | 0 | 0 | 0 | 0 | 0 | 0
Coal | 0 | 0 | 0 | 0 | 0 | 0
Geo | 0 | 0 | 0 | 0 | 0 | 0
H | 0 | 0 | 0 | 0 | 0 | 0
LFG | 0 | 0 | 0 | 0 | 0 | 0
Nuc | 0 | 0 | 0 | 0 | 0 | 0
PS | 0 | 0 | 0 | 0 | 0 | 0
PV | 0 | 0 | 0 | 0 | 0 | 0
PeakG | 0 | 0 | 0 | 0 | 0 | 0
PeakO | 0 | 0 | 0 | 0 | 0 | 200
ST | 0 | 0 | 0 | 0 | 0 | 0
STOG | 0 | 0 | 0 | 0 | 0 | 0
STWD | 0 | 0 | 0 | 0 | 0 | 0
WT | 0 | 0 | 0 | 0 | 0 | 0
IGCC | 0 | 0 | 0 | 0 | 0 | 0
DemandResponse | 0 | 0 | 0 | 0 | 0 | 0
IGCC-CCS | 0 | 0 | 0 | 0 | 0 | 0
WT_off | 0 | 0 | 0 | 0 | 0 | 0
PseudoUnit | 0 | 0 | 0 | 0 | 0 | 0
FixedInterchange | 0 | 0 | 0 | 0 | 0 | 0
Cumulative Retirements of Capacity by Reporting Type: AZ_NM_SNV_Gas
ReportingType | 2015 | 2020 | 2025 | 2030 | 2035 | 2040
BM | 0 | 0 | 0 | 0 | 0 | 0
CC | 186.37 | 186.37 | 186.37 | 186.37 | 186.37 | 321.99
CSP | 0 | 0 | 0 | 0 | 0 | 0
CT | 0 | 0 | 0 | 0 | 736 | 736
Coal | 0 | 0 | 0 | 0 | 0 | 0
Geo | 0 | 0 | 0 | 0 | 0 | 0
H | 0 | 0 | 0 | 0 | 0 | 0
LFG | 0 | 0 | 0 | 0 | 0 | 0
Nuc | 0 | 0 | 0 | 0 | 0 | 0
PS | 0 | 0 | 0 | 0 | 0 | 0
PV | 0 | 0 | 0 | 0 | 0 | 0
PeakG | 0 | 0 | 0 | 0 | 0 | 3193.57
PeakO | 0 | 0 | 0 | 0 | 0 | 0
ST | 0 | 0 | 0 | 0 | 0 | 0
STOG | 2064 | 2064 | 2064 | 2064 | 2064 | 2064
STWD | 0 | 0 | 0 | 0 | 0 | 0
WT | 0 | 0 | 0 | 0 | 0 | 0
IGCC | 0 | 0 | 0 | 0 | 0 | 0
DemandResponse | 0 | 0 | 0 | 0 | 0 | 0
IGCC-CCS | 0 | 0 | 0 | 0 | 0 | 0
WT_off | 0 | 0 | 0 | 0 | 0 | 0
PseudoUnit | 0 | 0 | 0 | 0 | 0 | 0
FixedInterchange | 0 | 0 | 0 | 0 | 0 | 0
Cumulative Retirements of Capacity by Reporting Type: AZ_NM_SNV_NucRenew
ReportingType | 2015 | 2020 | 2025 | 2030 | 2035 | 2040
BM | 0 | 0 | 0 | 0 | 0 | 0
CC | 0 | 0 | 0 | 0 | 0 | 0
CSP | 65 | 65 | 65 | 65 | 65 | 65
CT | 0 | 0 | 0 | 0 | 0 | 0
Coal | 0 | 0 | 0 | 0 | 0 | 0
Geo | 0 | 0 | 0 | 0 | 0 | 0
H | 0 | 0 | 0 | 0 | 0 | 0
LFG | 0 | 0 | 0 | 0 | 0 | 0
Nuc | 0 | 0 | 0 | 0 | 0 | 0
PS | 0 | 0 | 0 | 0 | 0 | 0
PV | 0 | 0 | 0 | 0 | 0 | 0
PeakG | 0 | 0 | 0 | 0 | 0 | 0
PeakO | 0 | 0 | 0 | 0 | 0 | 0
ST | 0 | 0 | 0 | 0 | 0 | 0
STOG | 0 | 0 | 0 | 0 | 0 | 0
STWD | 0 | 0 | 0 | 0 | 0 | 0
WT | 0 | 0 | 0 | 0 | 0 | 0
IGCC | 0 | 0 | 0 | 0 | 0 | 0
DemandResponse | 0 | 0 | 0 | 0 | 0 | 0
IGCC-CCS | 0 | 0 | 0 | 0 | 0 | 0
WT_off | 0 | 0 | 0 | 0 | 0 | 0
PseudoUnit | 0 | 0 | 0 | 0 | 0 | 0
FixedInterchange | 0 | 0 | 0 | 0 | 0 | 0
Cumulative Retirements of Capacity by Reporting Type: ERCOT
ReportingType | 2015 | 2020 | 2025 | 2030 | 2035 | 2040
BM | 0 | 0 | 0 | 0 | 0 | 0
CC | 0 | 0 | 0 | 0 | 0 | 0
CSP | 0 | 0 | 0 | 0 | 0 | 0
CT | 0 | 0 | 0 | 0 | 0 | 0
Coal | 1144 | 1144 | 1144 | 1144 | 1144 | 1144
Geo | 0 | 0 | 0 | 0 | 0 | 0
H | 0 | 0 | 0 | 0 | 0 | 0
LFG | 0 | 0 | 0 | 0 | 0 | 0
Nuc | 0 | 0 | 0 | 0 | 0 | 0
PS | 0 | 0 | 0 | 0 | 0 | 0
PV | 0 | 0 | 0 | 0 | 14 | 14
PeakG | 0 | 0 | 0 | 0 | 0 | 0
PeakO | 0 | 0 | 0 | 0 | 0 | 0
ST | 0 | 0 | 0 | 0 | 0 | 0
STOG | 0 | 0 | 0 | 0 | 0 | 0
STWD | 0 | 0 | 0 | 0 | 0 | 0
WT | 0 | 0 | 0 | 0 | 0 | 0
IGCC | 0 | 0 | 0 | 0 | 0 | 0
DemandResponse | 0 | 0 | 0 | 0 | 0 | 0
IGCC-CCS | 0 | 0 | 0 | 0 | 0 | 0
WT_off | 0 | 0 | 0 | 0 | 0 | 0
PseudoUnit | 0 | 0 | 0 | 0 | 0 | 0
FixedInterchange | 0 | 0 | 0 | 0 | 0 | 0
Cumulative Retirements of Capacity by Reporting Type: NP15
ReportingType | 2015 | 2020 | 2025 | 2030 | 2035 | 2040
BM | 0 | 0 | 0 | 0 | 0 | 0
CC | 0 | 0 | 0 | 0 | 0 | 0
CSP | 0 | 0 | 0 | 0 | 0 | 0
CT | 0 | 0 | 0 | 0 | 0 | 0
Coal | 163.7 | 191.9 | 191.9 | 191.9 | 191.9 | 191.9
Geo | 0 | 0 | 0 | 0 | 0 | 0
H | 0 | 0 | 0 | 0 | 0 | 0
LFG | 0 | 0 | 0 | 0 | 0 | 0
Nuc | 0 | 0 | 0 | 0 | 0 | 0
PS | 0 | 0 | 0 | 0 | 0 | 0
PV | 0 | 0 | 0 | 0 | 0 | 0
PeakG | 0 | 0 | 0 | 0 | 0 | 0
PeakO | 156 | 156 | 156 | 156 | 156 | 156
ST | 0 | 0 | 0 | 0 | 0 | 0
STOG | 1046.4 | 1046.4 | 1046.4 | 1046.4 | 1046.4 | 1046.4
STWD | 0 | 0 | 0 | 0 | 0 | 0
WT | 0 | 0 | 0 | 0 | 0 | 0
IGCC | 0 | 0 | 0 | 0 | 0 | 0
DemandResponse | 0 | 0 | 0 | 0 | 0 | 0
IGCC-CCS | 0 | 0 | 0 | 0 | 0 | 0
WT_off | 0 | 0 | 0 | 0 | 0 | 0
PseudoUnit | 0 | 0 | 0 | 0 | 0 | 0
FixedInterchange | 0 | 0 | 0 | 0 | 0 | 0
Cumulative Retirements of Capacity by Reporting Type: NWPP_Coal
ReportingType | 2015 | 2020 | 2025 | 2030 | 2035 | 2040
BM | 0 | 0 | 0 | 0 | 0 | 0
CC | 0 | 0 | 0 | 0 | 0 | 0
CSP | 0 | 0 | 0 | 0 | 0 | 0
CT | 0 | 0 | 0 | 0 | 0 | 0
Coal | 793.48 | 793.48 | 793.48 | 793.48 | 793.48 | 793.48
Geo | 0 | 0 | 0 | 0 | 0 | 0
H | 0 | 0 | 0 | 0 | 0 | 0
LFG | 0 | 0 | 0 | 0 | 0 | 0
Nuc | 0 | 0 | 0 | 0 | 0 | 0
PS | 0 | 0 | 0 | 0 | 0 | 0
PV | 0 | 0 | 0 | 0 | 0 | 0
PeakG | 0 | 0 | 0 | 0 | 0 | 0
PeakO | 183 | 183 | 183 | 183 | 183 | 183
ST | 0 | 0 | 0 | 0 | 0 | 0
STOG | 0 | 0 | 0 | 0 | 0 | 0
STWD | 0 | 0 | 0 | 0 | 0 | 0
WT | 0 | 0 | 0 | 0 | 0 | 0
IGCC | 0 | 0 | 0 | 0 | 0 | 0
DemandResponse | 0 | 0 | 0 | 0 | 0 | 0
IGCC-CCS | 0 | 0 | 0 | 0 | 0 | 0
WT_off | 0 | 0 | 0 | 0 | 0 | 0
PseudoUnit | 0 | 0 | 0 | 0 | 0 | 0
FixedInterchange | 0 | 0 | 0 | 0 | 0 | 0
Cumulative Retirements of Capacity by Reporting Type: NWPP_Gas
ReportingType | 2015 | 2020 | 2025 | 2030 | 2035 | 2040
BM | 0 | 0 | 0 | 0 | 0 | 0
CC | 1678 | 1678 | 1678 | 1678 | 1678 | 1678
CSP | 0 | 0 | 0 | 0 | 0 | 0
CT | 0 | 0 | 0 | 0 | 150 | 150
Coal | 0 | 0 | 0 | 0 | 0 | 0
Geo | 0 | 0 | 0 | 0 | 0 | 0
H | 0 | 0 | 0 | 0 | 0 | 0
LFG | 0 | 0 | 0 | 0 | 0 | 0
Nuc | 0 | 0 | 0 | 0 | 0 | 0
PS | 0 | 0 | 0 | 0 | 0 | 0
PV | 0 | 0 | 0 | 0 | 0 | 0
PeakG | 2623 | 2623 | 2623 | 2623 | 2623 | 2623
PeakO | 0 | 0 | 0 | 0 | 0 | 0
ST | 0 | 0 | 0 | 0 | 0 | 0
STOG | 786 | 786 | 786 | 786 | 786 | 786
STWD | 0 | 0 | 0 | 0 | 0 | 0
WT | 0 | 0 | 0 | 0 | 0 | 0
IGCC | 0 | 0 | 0 | 0 | 0 | 0
DemandResponse | 0 | 0 | 0 | 0 | 0 | 0
IGCC-CCS | 0 | 0 | 0 | 0 | 0 | 0
WT_off | 0 | 0 | 0 | 0 | 0 | 0
PseudoUnit | 0 | 0 | 0 | 0 | 0 | 0
FixedInterchange | 0 | 0 | 0 | 0 | 0 | 0
Cumulative Retirements of Capacity by Reporting Type: NWPP_NucRenew
ReportingType | 2015 | 2020 | 2025 | 2030 | 2035 | 2040
BM | 0 | 0 | 0 | 0 | 0 | 0
CC | 0 | 0 | 0 | 0 | 0 | 0
CSP | 0 | 0 | 0 | 0 | 0 | 0
CT | 0 | 0 | 0 | 0 | 0 | 0
Coal | 0 | 0 | 0 | 0 | 0 | 0
Geo | 4.8 | 4.8 | 4.8 | 4.8 | 4.8 | 4.8
H | 0 | 0 | 0 | 0 | 0 | 0
LFG | 0 | 0 | 0 | 0 | 0 | 0
Nuc | 0 | 0 | 0 | 0 | 0 | 0
PS | 0 | 0 | 0 | 0 | 0 | 0
PV | 0 | 0 | 0 | 0 | 0 | 0
PeakG | 0 | 0 | 0 | 0 | 0 | 0
PeakO | 0 | 0 | 0 | 0 | 0 | 0
ST | 0 | 0 | 0 | 0 | 0 | 0
STOG | 0 | 0 | 0 | 0 | 0 | 0
STWD | 354.87 | 354.87 | 354.87 | 354.87 | 354.87 | 354.87
WT | 0 | 0 | 0 | 0 | 0 | 0
IGCC | 0 | 0 | 0 | 0 | 0 | 0
DemandResponse | 0 | 0 | 0 | 0 | 0 | 0
IGCC-CCS | 0 | 0 | 0 | 0 | 0 | 0
WT_off | 0 | 0 | 0 | 0 | 0 | 0
PseudoUnit | 0 | 0 | 0 | 0 | 0 | 0
FixedInterchange | 0 | 0 | 0 | 0 | 0 | 0
Cumulative Retirements of Capacity by Reporting Type: RMPA
ReportingType | 2015 | 2020 | 2025 | 2030 | 2035 | 2040
BM | 0 | 0 | 0 | 0 | 0 | 0
CC | 0 | 0 | 0 | 0 | 0 | 0
CSP | 1 | 1 | 1 | 1 | 1 | 1
CT | 0 | 0 | 0 | 0 | 0 | 0
Coal | 480 | 650.5 | 1002.5 | 1002.5 | 1002.5 | 1002.5
Geo | 0 | 0 | 0 | 0 | 0 | 0
H | 0 | 0 | 0 | 0 | 0 | 0
LFG | 0 | 0 | 0 | 0 | 0 | 0
Nuc | 0 | 0 | 0 | 0 | 0 | 0
PS | 0 | 0 | 0 | 0 | 0 | 0
PV | 0 | 0 | 0 | 0 | 0 | 0
PeakG | 0 | 0 | 0 | 0 | 0 | 0
PeakO | 0 | 0 | 0 | 0 | 0 | 0
ST | 0 | 0 | 0 | 0 | 0 | 0
STOG | 191.8 | 191.8 | 191.8 | 191.8 | 191.8 | 191.8
STWD | 0 | 0 | 0 | 0 | 0 | 0
WT | 0 | 0 | 0 | 0 | 0 | 0
IGCC | 0 | 0 | 0 | 0 | 0 | 0
DemandResponse | 0 | 0 | 0 | 0 | 0 | 0
IGCC-CCS | 0 | 0 | 0 | 0 | 0 | 0
WT_off | 0 | 0 | 0 | 0 | 0 | 0
PseudoUnit | 0 | 0 | 0 | 0 | 0 | 0
FixedInterchange | 0 | 0 | 0 | 0 | 0 | 0
Cumulative Retirements of Capacity by Reporting Type: SP15
ReportingType | 2015 | 2020 | 2025 | 2030 | 2035 | 2040
BM | 0 | 0 | 0 | 0 | 0 | 0
CC | 0 | 0 | 0 | 0 | 0 | 0
CSP | 409 | 409 | 409 | 409 | 409 | 409
CT | 0 | 0 | 0 | 0 | 0 | 0
Coal | 141.5 | 141.5 | 141.5 | 141.5 | 242.7 | 242.7
Geo | 0 | 0 | 0 | 0 | 0 | 0
H | 0 | 0 | 0 | 0 | 0 | 0
LFG | 0 | 0 | 0 | 0 | 0 | 0
Nuc | 0 | 0 | 0 | 0 | 0 | 0
PS | 0 | 0 | 0 | 0 | 0 | 0
PV | 0 | 0 | 0 | 0 | 3.8 | 3.8
PeakG | 44 | 44 | 44 | 44 | 44 | 44
PeakO | 15 | 15 | 15 | 15 | 15 | 15
ST | 0 | 0 | 0 | 0 | 0 | 0
STOG | 958 | 958 | 958 | 958 | 958 | 958
STWD | 0 | 0 | 0 | 0 | 0 | 0
WT | 126.2 | 126.2 | 126.2 | 126.2 | 126.2 | 126.2
IGCC | 0 | 0 | 0 | 0 | 0 | 0
DemandResponse | 0 | 0 | 0 | 0 | 0 | 0
IGCC-CCS | 0 | 0 | 0 | 0 | 0 | 0
WT_off | 0 | 0 | 0 | 0 | 0 | 0
PseudoUnit | 0 | 0 | 0 | 0 | 0 | 0
FixedInterchange | 0 | 0 | 0 | 0 | 0 | 0
Cumulative Retirements of Capacity by Reporting Type: ALB
ReportingType | 2015 | 2020 | 2025 | 2030 | 2035 | 2040
BM | 0 | 0 | 0 | 0 | 0 | 0
CC | 0 | 0 | 0 | 0 | 0 | 0
CSP | 0 | 0 | 0 | 0 | 0 | 0
CT | 0 | 0 | 0 | 0 | 176.76 | 176.76
Coal | 0 | 0 | 0 | 0 | 0 | 0
Geo | 0 | 0 | 0 | 0 | 0 | 0
H | 0 | 0 | 0 | 0 | 0 | 0
LFG | 0 | 0 | 0 | 0 | 0 | 0
Nuc | 0 | 0 | 0 | 0 | 0 | 0
PS | 0 | 0 | 0 | 0 | 0 | 0
PV | 0 | 0 | 0 | 0 | 0 | 0
PeakG | 407.38 | 407.38 | 407.38 | 407.38 | 407.38 | 407.38
PeakO | 6 | 6 | 6 | 6 | 6 | 6
ST | 0 | 0 | 0 | 0 | 0 | 0
STOG | 186 | 186 | 186 | 186 | 186 | 186
STWD | 174 | 174 | 174 | 174 | 174 | 174
WT | 0 | 0 | 0 | 0 | 0 | 0
IGCC | 0 | 0 | 0 | 0 | 0 | 0
DemandResponse | 0 | 0 | 0 | 0 | 0 | 0
IGCC-CCS | 0 | 0 | 0 | 0 | 0 | 0
WT_off | 0 | 0 | 0 | 0 | 0 | 0
PseudoUnit | 0 | 0 | 0 | 0 | 0 | 0
FixedInterchange | 0 | 0 | 0 | 0 | 0 | 0
Cumulative Retirements of Capacity by Reporting Type: BC
ReportingType | 2015 | 2020 | 2025 | 2030 | 2035 | 2040
BM | 0 | 0 | 0 | 0 | 0 | 0
CC | 0 | 0 | 0 | 0 | 0 | 0
CSP | 0 | 0 | 0 | 0 | 0 | 0
CT | 0 | 0 | 0 | 0 | 0 | 0
Coal | 0 | 0 | 0 | 0 | 0 | 0
Geo | 0 | 0 | 0 | 0 | 0 | 0
H | 0 | 0 | 0 | 0 | 0 | 0
LFG | 0 | 0 | 0 | 0 | 0 | 0
Nuc | 0 | 0 | 0 | 0 | 0 | 0
PS | 0 | 0 | 0 | 0 | 0 | 0
PV | 0 | 0 | 0 | 0 | 0 | 0
PeakG | 0 | 0 | 0 | 0 | 0 | 0
PeakO | 0 | 0 | 0 | 0 | 0 | 0
ST | 0 | 0 | 0 | 0 | 0 | 0
STOG | 746.09 | 746.09 | 746.09 | 746.09 | 746.09 | 746.09
STWD | 0 | 0 | 0 | 0 | 0 | 0
WT | 0 | 0 | 0 | 0 | 0 | 0
IGCC | 0 | 0 | 0 | 0 | 0 | 0
DemandResponse | 0 | 0 | 0 | 0 | 0 | 0
IGCC-CCS | 0 | 0 | 0 | 0 | 0 | 0
WT_off | 0 | 0 | 0 | 0 | 0 | 0
PseudoUnit | 0 | 0 | 0 | 0 | 0 | 0
FixedInterchange | 0 | 0 | 0 | 0 | 0 | 0
Cumulative Retirements of Capacity by Reporting Type: HQ_IESO
ReportingType | 2015 | 2020 | 2025 | 2030 | 2035 | 2040
BM | 0 | 0 | 0 | 0 | 0 | 0
CC | 0 | 0 | 0 | 0 | 0 | 0
CSP | 0 | 0 | 0 | 0 | 0 | 0
CT | 0 | 0 | 0 | 0 | 0 | 0
Coal | 0 | 0 | 0 | 0 | 0 | 0
Geo | 0 | 0 | 0 | 0 | 0 | 0
H | 0 | 0 | 0 | 0 | 0 | 0
LFG | 0 | 0 | 0 | 0 | 0 | 0
Nuc | 0 | 0 | 0 | 0 | 0 | 0
PS | 0 | 0 | 0 | 0 | 0 | 0
PV | 0 | 0 | 0 | 0 | 0 | 0
PeakG | 0 | 0 | 0 | 0 | 0 | 0
PeakO | 0 | 0 | 0 | 0 | 0 | 0
ST | 0 | 0 | 0 | 0 | 0 | 0
STOG | 0 | 0 | 0 | 0 | 0 | 0
STWD | 0 | 0 | 0 | 0 | 0 | 0
WT | 0 | 0 | 0 | 0 | 0 | 0
IGCC | 0 | 0 | 0 | 0 | 0 | 0
DemandResponse | 0 | 0 | 0 | 0 | 0 | 0
IGCC-CCS | 0 | 0 | 0 | 0 | 0 | 0
WT_off | 0 | 0 | 0 | 0 | 0 | 0
PseudoUnit | 0 | 0 | 0 | 0 | 0 | 0
FixedInterchange | 0 | 0 | 0 | 0 | 0 | 0
Cumulative Retirements of Capacity by Reporting Type: HQ_NEISO
ReportingType | 2015 | 2020 | 2025 | 2030 | 2035 | 2040
BM | 0 | 0 | 0 | 0 | 0 | 0
CC | 0 | 0 | 0 | 0 | 0 | 0
CSP | 0 | 0 | 0 | 0 | 0 | 0
CT | 0 | 0 | 0 | 0 | 0 | 0
Coal | 0 | 0 | 0 | 0 | 0 | 0
Geo | 0 | 0 | 0 | 0 | 0 | 0
H | 0 | 0 | 0 | 0 | 0 | 0
LFG | 0 | 0 | 0 | 0 | 0 | 0
Nuc | 0 | 0 | 0 | 0 | 0 | 0
PS | 0 | 0 | 0 | 0 | 0 | 0
PV | 0 | 0 | 0 | 0 | 0 | 0
PeakG | 0 | 0 | 0 | 0 | 0 | 0
PeakO | 0 | 0 | 0 | 0 | 0 | 0
ST | 0 | 0 | 0 | 0 | 0 | 0
STOG | 0 | 0 | 0 | 0 | 0 | 0
STWD | 0 | 0 | 0 | 0 | 0 | 0
WT | 0 | 0 | 0 | 0 | 0 | 0
IGCC | 0 | 0 | 0 | 0 | 0 | 0
DemandResponse | 0 | 0 | 0 | 0 | 0 | 0
IGCC-CCS | 0 | 0 | 0 | 0 | 0 | 0
WT_off | 0 | 0 | 0 | 0 | 0 | 0
PseudoUnit | 0 | 0 | 0 | 0 | 0 | 0
FixedInterchange | 0 | 0 | 0 | 0 | 0 | 0
Cumulative Retirements of Capacity by Reporting Type: HQ_NY
ReportingType | 2015 | 2020 | 2025 | 2030 | 2035 | 2040
BM | 0 | 0 | 0 | 0 | 0 | 0
CC | 0 | 0 | 0 | 0 | 0 | 0
CSP | 0 | 0 | 0 | 0 | 0 | 0
CT | 0 | 0 | 0 | 0 | 0 | 0
Coal | 0 | 0 | 0 | 0 | 0 | 0
Geo | 0 | 0 | 0 | 0 | 0 | 0
H | 0 | 0 | 0 | 0 | 0 | 0
LFG | 0 | 0 | 0 | 0 | 0 | 0
Nuc | 0 | 0 | 0 | 0 | 0 | 0
PS | 0 | 0 | 0 | 0 | 0 | 0
PV | 0 | 0 | 0 | 0 | 0 | 0
PeakG | 0 | 0 | 0 | 0 | 0 | 0
PeakO | 0 | 0 | 0 | 0 | 0 | 0
ST | 0 | 0 | 0 | 0 | 0 | 0
STOG | 0 | 0 | 0 | 0 | 0 | 0
STWD | 0 | 0 | 0 | 0 | 0 | 0
WT | 0 | 0 | 0 | 0 | 0 | 0
IGCC | 0 | 0 | 0 | 0 | 0 | 0
DemandResponse | 0 | 0 | 0 | 0 | 0 | 0
IGCC-CCS | 0 | 0 | 0 | 0 | 0 | 0
WT_off | 0 | 0 | 0 | 0 | 0 | 0
PseudoUnit | 0 | 0 | 0 | 0 | 0 | 0
FixedInterchange | 0 | 0 | 0 | 0 | 0 | 0
Cumulative Retirements of Capacity by Reporting Type: MARITIMES
ReportingType | 2015 | 2020 | 2025 | 2030 | 2035 | 2040
BM | 0 | 0 | 0 | 0 | 0 | 0
CC | 0 | 0 | 0 | 0 | 0 | 0
CSP | 0 | 0 | 0 | 0 | 0 | 0
CT | 0 | 0 | 0 | 0 | 0 | 0
Coal | 0 | 0 | 0 | 0 | 0 | 0
Geo | 0 | 0 | 0 | 0 | 0 | 0
H | 0 | 0 | 0 | 0 | 0 | 0
LFG | 0 | 0 | 0 | 0 | 0 | 0
Nuc | 0 | 0 | 0 | 0 | 0 | 0
PS | 0 | 0 | 0 | 0 | 0 | 0
PV | 0 | 0 | 0 | 0 | 0 | 0
PeakG | 0 | 0 | 0 | 0 | 0 | 0
PeakO | 0 | 0 | 0 | 0 | 0 | 0
ST | 0 | 0 | 0 | 0 | 0 | 0
STOG | 0 | 0 | 0 | 0 | 0 | 0
STWD | 0 | 0 | 0 | 0 | 0 | 0
WT | 0 | 0 | 0 | 0 | 0 | 0
IGCC | 0 | 0 | 0 | 0 | 0 | 0
DemandResponse | 0 | 0 | 0 | 0 | 0 | 0
IGCC-CCS | 0 | 0 | 0 | 0 | 0 | 0
WT_off | 0 | 0 | 0 | 0 | 0 | 0
PseudoUnit | 0 | 0 | 0 | 0 | 0 | 0
FixedInterchange | 0 | 0 | 0 | 0 | 0 | 0
Cumulative Retirements of Capacity by Reporting Type: All
ReportingType | 2015 | 2020 | 2025 | 2030 | 2035 | 2040
BM | 0 | 0 | 0 | 0 | 0 | 192
CC | 5975.66 | 5975.66 | 5975.66 | 5975.66 | 5975.66 | 6111.29
CSP | 475 | 475 | 475 | 475 | 475 | 475
CT | 0 | 0 | 0 | 0 | 1062.76 | 1062.76
Coal | 61076 | 78498.98 | 78850.98 | 78850.98 | 78952.18 | 78952.18
Geo | 4.8 | 4.8 | 4.8 | 4.8 | 4.8 | 4.8
H | 0 | 0 | 0 | 0 | 0 | 0
LFG | 0 | 0 | 0 | 0 | 0 | 0
Nuc | 0 | 614.5 | 614.5 | 2102.7 | 28678.4 | 48384.39
PS | 0 | 0 | 0 | 0 | 0 | 0
PV | 0 | 0 | 0 | 0 | 1117.06 | 1117.06
PeakG | 3342.87 | 3342.87 | 3342.87 | 3342.87 | 3342.87 | 6536.44
PeakO | 798.94 | 798.94 | 798.94 | 798.94 | 798.94 | 998.94
ST | 0 | 0 | 0 | 0 | 0 | 0
STOG | 36977.8 | 36977.8 | 36977.8 | 36977.8 | 36977.8 | 36977.8
STWD | 741.87 | 741.87 | 741.87 | 741.87 | 741.87 | 741.87
WT | 126.2 | 126.2 | 126.2 | 126.2 | 2232.1 | 2232.1
IGCC | 0 | 0 | 0 | 0 | 0 | 0
DemandResponse | 0 | 0 | 0 | 0 | 0 | 0
IGCC-CCS | 0 | 0 | 0 | 0 | 0 | 0
WT_off | 0 | 0 | 0 | 0 | 468 | 468
PseudoUnit | 0 | 0 | 0 | 0 | 0 | 0
FixedInterchange | 0 | 0 | 0 | 0 | 0 | 0
Cumulative Retirements of Capacity by Reporting Type: EI_US
ReportingType | 2015 | 2020 | 2025 | 2030 | 2035 | 2040
BM | 0 | 0 | 0 | 0 | 0 | 192
CC | 1004.68 | 1004.68 | 1004.68 | 1004.68 | 1004.68 | 1004.68
CSP | 0 | 0 | 0 | 0 | 0 | 0
CT | 0 | 0 | 0 | 0 | 0 | 0
Coal | 50927.92 | 68152.2 | 68152.2 | 68152.2 | 68152.2 | 68152.2
Geo | 0 | 0 | 0 | 0 | 0 | 0
H | 0 | 0 | 0 | 0 | 0 | 0
LFG | 0 | 0 | 0 | 0 | 0 | 0
Nuc | 0 | 614.5 | 614.5 | 2102.7 | 27648.4 | 45814.39
PS | 0 | 0 | 0 | 0 | 0 | 0
PV | 0 | 0 | 0 | 0 | 32 | 32
PeakG | 268.5 | 268.5 | 268.5 | 268.5 | 268.5 | 268.5
PeakO | 293.3 | 293.3 | 293.3 | 293.3 | 293.3 | 293.3
ST | 0 | 0 | 0 | 0 | 0 | 0
STOG | 28873.51 | 28873.51 | 28873.51 | 28873.51 | 28873.51 | 28873.51
STWD | 74 | 74 | 74 | 74 | 74 | 74
WT | 0 | 0 | 0 | 0 | 0 | 0
IGCC | 0 | 0 | 0 | 0 | 0 | 0
DemandResponse | 0 | 0 | 0 | 0 | 0 | 0
IGCC-CCS | 0 | 0 | 0 | 0 | 0 | 0
WT_off | 0 | 0 | 0 | 0 | 468 | 468
PseudoUnit | 0 | 0 | 0 | 0 | 0 | 0
FixedInterchange | 0 | 0 | 0 | 0 | 0 | 0
Cumulative Retirements of Capacity by Reporting Type: EI_Canada
ReportingType | 2015 | 2020 | 2025 | 2030 | 2035 | 2040
BM | 0 | 0 | 0 | 0 | 0 | 0
CC | 3106.62 | 3106.62 | 3106.62 | 3106.62 | 3106.62 | 3106.62
CSP | 0 | 0 | 0 | 0 | 0 | 0
CT | 0 | 0 | 0 | 0 | 0 | 0
Coal | 7425.4 | 7425.4 | 7425.4 | 7425.4 | 7425.4 | 7425.4
Geo | 0 | 0 | 0 | 0 | 0 | 0
H | 0 | 0 | 0 | 0 | 0 | 0
LFG | 0 | 0 | 0 | 0 | 0 | 0
Nuc | 0 | 0 | 0 | 0 | 1030 | 2570
PS | 0 | 0 | 0 | 0 | 0 | 0
PV | 0 | 0 | 0 | 0 | 1067.26 | 1067.26
PeakG | 0 | 0 | 0 | 0 | 0 | 0
PeakO | 145.65 | 145.65 | 145.65 | 145.65 | 145.65 | 145.65
ST | 0 | 0 | 0 | 0 | 0 | 0
STOG | 2126 | 2126 | 2126 | 2126 | 2126 | 2126
STWD | 139 | 139 | 139 | 139 | 139 | 139
WT | 0 | 0 | 0 | 0 | 2105.9 | 2105.9
IGCC | 0 | 0 | 0 | 0 | 0 | 0
DemandResponse | 0 | 0 | 0 | 0 | 0 | 0
IGCC-CCS | 0 | 0 | 0 | 0 | 0 | 0
WT_off | 0 | 0 | 0 | 0 | 0 | 0
PseudoUnit | 0 | 0 | 0 | 0 | 0 | 0
FixedInterchange | 0 | 0 | 0 | 0 | 0 | 0
Cumulative Retirements of Capacity by Reporting Type: EI
ReportingType | 2015 | 2020 | 2025 | 2030 | 2035 | 2040
BM | 0 | 0 | 0 | 0 | 0 | 192
CC | 4111.29 | 4111.29 | 4111.29 | 4111.29 | 4111.29 | 4111.29
CSP | 0 | 0 | 0 | 0 | 0 | 0
CT | 0 | 0 | 0 | 0 | 0 | 0
Coal | 58353.33 | 75577.6 | 75577.6 | 75577.6 | 75577.6 | 75577.6
Geo | 0 | 0 | 0 | 0 | 0 | 0
H | 0 | 0 | 0 | 0 | 0 | 0
LFG | 0 | 0 | 0 | 0 | 0 | 0
Nuc | 0 | 614.5 | 614.5 | 2102.7 | 28678.4 | 48384.39
PS | 0 | 0 | 0 | 0 | 0 | 0
PV | 0 | 0 | 0 | 0 | 1099.26 | 1099.26
PeakG | 268.5 | 268.5 | 268.5 | 268.5 | 268.5 | 268.5
PeakO | 438.95 | 438.95 | 438.95 | 438.95 | 438.95 | 438.95
ST | 0 | 0 | 0 | 0 | 0 | 0
STOG | 30999.51 | 30999.51 | 30999.51 | 30999.51 | 30999.51 | 30999.51
STWD | 213 | 213 | 213 | 213 | 213 | 213
WT | 0 | 0 | 0 | 0 | 2105.9 | 2105.9
IGCC | 0 | 0 | 0 | 0 | 0 | 0
DemandResponse | 0 | 0 | 0 | 0 | 0 | 0
IGCC-CCS | 0 | 0 | 0 | 0 | 0 | 0
WT_off | 0 | 0 | 0 | 0 | 468 | 468
PseudoUnit | 0 | 0 | 0 | 0 | 0 | 0
FixedInterchange | 0 | 0 | 0 | 0 | 0 | 0
Cumulative Retirements of Capacity by Reporting Type: Outside_EI
ReportingType | 2015 | 2020 | 2025 | 2030 | 2035 | 2040
BM | 0 | 0 | 0 | 0 | 0 | 0
CC | 1864.37 | 1864.37 | 1864.37 | 1864.37 | 1864.37 | 1999.99
CSP | 475 | 475 | 475 | 475 | 475 | 475
CT | 0 | 0 | 0 | 0 | 1062.76 | 1062.76
Coal | 2722.68 | 2921.38 | 3273.38 | 3273.38 | 3374.57 | 3374.57
Geo | 4.8 | 4.8 | 4.8 | 4.8 | 4.8 | 4.8
H | 0 | 0 | 0 | 0 | 0 | 0
LFG | 0 | 0 | 0 | 0 | 0 | 0
Nuc | 0 | 0 | 0 | 0 | 0 | 0
PS | 0 | 0 | 0 | 0 | 0 | 0
PV | 0 | 0 | 0 | 0 | 17.8 | 17.8
PeakG | 3074.37 | 3074.37 | 3074.37 | 3074.37 | 3074.37 | 6267.94
PeakO | 360 | 360 | 360 | 360 | 360 | 560
ST | 0 | 0 | 0 | 0 | 0 | 0
STOG | 5978.29 | 5978.29 | 5978.29 | 5978.29 | 5978.29 | 5978.29
STWD | 528.87 | 528.87 | 528.87 | 528.87 | 528.87 | 528.87
WT | 126.2 | 126.2 | 126.2 | 126.2 | 126.2 | 126.2
IGCC | 0 | 0 | 0 | 0 | 0 | 0
DemandResponse | 0 | 0 | 0 | 0 | 0 | 0
IGCC-CCS | 0 | 0 | 0 | 0 | 0 | 0
WT_off | 0 | 0 | 0 | 0 | 0 | 0
PseudoUnit | 0 | 0 | 0 | 0 | 0 | 0
FixedInterchange | 0 | 0 | 0 | 0 | 0 | 0
#5 | Total Installed ACTIVE Capacity (MW)
Total Installed Capacity by Reporting Type: Entergy
ReportingType | 2015 | 2020 | 2025 | 2030 | 2035 | 2040
BM | 0 | 0 | 0 | 0 | 0 | 0
CC | 13885.01 | 15571.47 | 15812.24 | 17389.43 | 19286.43 | 21366.67
CSP | 0 | 0 | 0 | 0 | 0 | 0
CT | 0 | 0 | 0 | 0 | 0 | 0
Coal | 8136 | 8136 | 8136 | 8136 | 8136 | 8136
Geo | 0 | 0 | 0 | 0 | 0 | 0
H | 744 | 744 | 744 | 744 | 744 | 744
LFG | 8 | 8 | 80.79 | 115.4 | 115.4 | 115.4
Nuc | 5422 | 5422 | 5422 | 5422 | 4580 | 3583
PS | 59 | 59 | 59 | 59 | 59 | 59
PV | 0 | 0 | 0 | 0 | 0 | 0
PeakG | 2787 | 2787 | 2787 | 2787 | 2787 | 2787
PeakO | 174 | 174 | 174 | 174 | 174 | 174
ST | 0 | 0 | 0 | 0 | 0 | 0
STOG | 4434.83 | 4434.83 | 4434.83 | 4434.83 | 4434.83 | 4434.83
STWD | 206 | 206 | 206 | 206 | 206 | 206
WT | 107 | 107 | 107 | 107 | 107 | 107
IGCC | 0 | 0 | 0 | 0 | 0 | 0
DemandResponse | 0.01 | 650.41 | 1485.82 | 1057.23 | 1085.54 | 1114.61
IGCC-CCS | 0 | 0 | 0 | 0 | 0 | 0
WT_off | 0 | 0 | 0 | 0 | 0 | 0
PseudoUnit | 0 | 0 | 0 | 0 | 0 | 0
FixedInterchange | 0 | 0 | 0 | 0 | 0 | 0
Total Installed Capacity by Reporting Type: FRCC
ReportingType | 2015 | 2020 | 2025 | 2030 | 2035 | 2040
BM | 0 | 0 | 0 | 0 | 0 | 0
CC | 23300.9 | 29697.44 | 33710.81 | 39604.9 | 45780.19 | 52306.95
CSP | 0 | 0 | 0 | 0 | 0 | 0
CT | 2480 | 2480 | 2480 | 2480 | 2480 | 2480
Coal | 8997.4 | 8128.4 | 8128.4 | 8128.4 | 8128.4 | 8128.4
Geo | 0 | 0 | 0 | 0 | 0 | 0
H | 55 | 55 | 55 | 55 | 55 | 55
LFG | 486 | 486 | 684 | 684 | 684 | 684
Nuc | 4131.33 | 4131.33 | 4131.33 | 4131.33 | 2516 | 839
PS | 0 | 0 | 0 | 0 | 0 | 0
PV | 51 | 51 | 51 | 51 | 51 | 51
PeakG | 8431 | 8431 | 8431 | 8431 | 8431 | 8431
PeakO | 2283 | 2283 | 2283 | 2283 | 2283 | 2283
ST | 0 | 0 | 0 | 0 | 0 | 0
STOG | 5739.85 | 5739.85 | 5739.85 | 5739.85 | 5739.85 | 5739.85
STWD | 195 | 195 | 195 | 195 | 195 | 195
WT | 0 | 0 | 0 | 0 | 0 | 0
IGCC | 0 | 0 | 0 | 0 | 0 | 0
DemandResponse | 2065.71 | 2506.2 | 3203.77 | 2583.54 | 2747.74 | 2922.38
IGCC-CCS | 0 | 0 | 0 | 0 | 0 | 0
WT_off | 0 | 0 | 0 | 0 | 0 | 0
PseudoUnit | 0 | 0 | 0 | 0 | 0 | 0
FixedInterchange | 0 | 0 | 0 | 0 | 0 | 0
Total Installed Capacity by Reporting Type: MAPP_US
ReportingType | 2015 | 2020 | 2025 | 2030 | 2035 | 2040
BM | 0 | 0 | 0 | 0 | 0 | 0
CC | 289 | 289 | 289 | 289 | 289 | 289
CSP | 0 | 0 | 0 | 0 | 0 | 0
CT | 308.3 | 308.3 | 308.3 | 656.42 | 932.04 | 1099.6
Coal | 2789.72 | 2660.83 | 2660.83 | 2660.83 | 2660.83 | 2779.81
Geo | 44 | 44 | 44 | 44 | 44 | 44
H | 2186 | 2186 | 2186 | 2186 | 2186 | 2186
LFG | 2 | 2 | 73.67 | 73.67 | 73.67 | 73.67
Nuc | 0.1 | 0.1 | 0.1 | 0.1 | 0.1 | 0.1
PS | 0 | 0 | 0 | 0 | 0 | 0
PV | 0 | 0 | 0 | 0 | 0 | 0
PeakG | 709 | 709 | 709 | 709 | 709 | 709
PeakO | 344.4 | 344.4 | 344.4 | 344.4 | 344.4 | 344.4
ST | 0 | 0 | 0 | 0 | 0 | 0
STOG | 0 | 0 | 0 | 0 | 0 | 0
STWD | 0 | 0 | 0 | 0 | 0 | 0
WT | 1689.3 | 1689.3 | 2396.81 | 2491.76 | 2590.46 | 2693.08
IGCC | 0 | 0 | 0 | 0 | 0 | 0
DemandResponse | 0.01 | 39.73 | 104.81 | 22.68 | 23.58 | 24.51
IGCC-CCS | 0 | 0 | 0 | 0 | 0 | 0
WT_off | 0 | 0 | 0 | 0 | 0 | 0
PseudoUnit | 0 | 0 | 0 | 0 | 0 | 0
FixedInterchange | 0 | 0 | 0 | 0 | 0 | 0
Total Installed Capacity by Reporting Type: MISO_IN
ReportingType | 2015 | 2020 | 2025 | 2030 | 2035 | 2040
BM | 0 | 0 | 0 | 0 | 0 | 0
CC | 1396 | 4133.24 | 5318.19 | 7867.17 | 9760.63 | 9760.63
CSP | 0 | 0 | 0 | 0 | 0 | 0
CT | 0 | 0 | 0 | 0 | 0 | 0
Coal | 13816.8 | 13385.81 | 13385.81 | 13385.81 | 13385.81 | 13385.81
Geo | 0 | 0 | 0 | 0 | 0 | 0
H | 75 | 75 | 75 | 75 | 75 | 75
LFG | 37 | 37 | 37 | 117.13 | 117.13 | 117.13
Nuc | 0.1 | 0.1 | 0.1 | 0.1 | 0.1 | 0.1
PS | 0 | 0 | 0 | 0 | 0 | 0
PV | 0 | 0 | 0 | 0 | 0 | 0
PeakG | 3053 | 3053 | 3053 | 3053 | 3053 | 3053
PeakO | 361 | 361 | 361 | 361 | 361 | 361
ST | 0 | 0 | 0 | 0 | 0 | 0
STOG | 279 | 279 | 279 | 279 | 279 | 279
STWD | 0 | 0 | 0 | 0 | 0 | 0
WT | 535 | 535 | 535 | 535 | 535 | 535
IGCC | 618 | 618 | 618 | 618 | 618 | 618
DemandResponse | 815.92 | 753.9 | 719.61 | 458.17 | 472.31 | 486.89
IGCC-CCS | 0 | 0 | 0 | 0 | 0 | 0
WT_off | 0 | 0 | 0 | 0 | 0 | 0
PseudoUnit | 0 | 0 | 0 | 0 | 0 | 0
FixedInterchange | 0 | 0 | 0 | 0 | 0 | 0
Total Installed Capacity by Reporting Type: MISO_MI
ReportingType | 2015 | 2020 | 2025 | 2030 | 2035 | 2040
BM | 0 | 0 | 0 | 0 | 0 | 0
CC | 4338 | 4338 | 4338.01 | 4338.01 | 4338.01 | 4338.01
CSP | 0 | 0 | 0 | 0 | 0 | 0
CT | 0 | 0 | 0 | 0 | 0.01 | 0.01
Coal | 8937.11 | 7223.52 | 7223.52 | 7223.52 | 7223.53 | 7223.53
Geo | 0 | 0 | 0 | 0 | 0 | 0
H | 141 | 141 | 141 | 141 | 141 | 141
LFG | 163 | 163 | 163 | 323.25 | 323.25 | 323.25
Nuc | 1889 | 1889 | 1889 | 1889 | 1111 | 1111
PS | 1872 | 1872 | 1872 | 1872 | 1872 | 1872
PV | 0 | 0 | 0 | 0 | 0 | 0
PeakG | 3562 | 3562 | 3562 | 3562 | 3562 | 3562
PeakO | 534 | 534 | 534 | 534 | 534 | 534
ST | 0 | 0 | 0 | 0 | 0 | 0
STOG | 2852 | 2852 | 2852 | 2852 | 2852 | 2852
STWD | 163 | 163 | 163 | 163 | 163 | 163
WT | 2161 | 2161 | 2161 | 2161 | 2161 | 2161
IGCC | 0 | 0 | 0 | 0 | 0 | 0
DemandResponse | 1559.42 | 1770.01 | 2093.29 | 1862.82 | 1937.57 | 2015.32
IGCC-CCS | 0 | 0 | 0 | 0 | 0 | 0
WT_off | 0 | 0 | 0 | 0 | 0 | 0
PseudoUnit | 0 | 0 | 0 | 0 | 0 | 0
FixedInterchange | 0 | 0 | 0 | 0 | 0 | 0
Total Installed Capacity by Reporting Type: MISO_MO-IL
ReportingType | 2015 | 2020 | 2025 | 2030 | 2035 | 2040
BM | 0 | 0 | 0 | 0 | 0 | 0
CC | 1058 | 1058 | 1058 | 1058 | 1058 | 1058
CSP | 0 | 0 | 0 | 0 | 0 | 0
CT | 0 | 0 | 0 | 0 | 0 | 0
Coal | 14932 | 13534.25 | 13534.25 | 13534.25 | 13534.25 | 13534.25
Geo | 0 | 0 | 0 | 0 | 0 | 0
H | 352 | 352 | 352 | 352 | 352 | 352
LFG | 18 | 18 | 241.33 | 241.33 | 241.33 | 241.33
Nuc | 2233 | 2233 | 2233 | 2233 | 2233 | 2233
PS | 440 | 440 | 440 | 440 | 440 | 440
PV | 0 | 0 | 0 | 0 | 0 | 0
PeakG | 4595 | 4595 | 4595 | 4595 | 4595 | 4595
PeakO | 766 | 766 | 766 | 766 | 766 | 766
ST | 0 | 0 | 0 | 0 | 0 | 0
STOG | 592 | 592 | 592 | 592 | 592 | 592
STWD | 0 | 0 | 0 | 0 | 0 | 0
WT | 678 | 678 | 678 | 678 | 678 | 678
IGCC | 0 | 0 | 0 | 0 | 0 | 0
DemandResponse | 37.34 | 587.36 | 1204.46 | 954.93 | 994.73 | 1036.19
IGCC-CCS | 0 | 0 | 0 | 0 | 0 | 0
WT_off | 0 | 0 | 0 | 0 | 0 | 0
PseudoUnit | 0 | 0 | 0 | 0 | 0 | 0
FixedInterchange | 0 | 0 | 0 | 0 | 0 | 0
Total Installed Capacity by Reporting Type: MISO_W
ReportingType | 2015 | 2020 | 2025 | 2030 | 2035 | 2040
BM | 0 | 0 | 0 | 0 | 0 | 0
CC | 3025 | 3025 | 3025 | 3025 | 3025 | 3025.01
CSP | 0 | 0 | 0 | 0 | 0 | 0
CT | 0 | 0 | 0 | 0.01 | 0.01 | 0.01
Coal | 13039.93 | 11354.73 | 11354.73 | 11354.74 | 14318.36 | 19402.65
Geo | 0 | 0 | 0 | 0 | 0 | 0
H | 497 | 497 | 497 | 497 | 497 | 497
LFG | 205 | 205 | 276.67 | 276.67 | 276.67 | 276.67
Nuc | 2361.33 | 2361.33 | 2361.33 | 2361.33 | 0.1 | 0.1
PS | 0 | 0 | 0 | 0 | 0 | 0
PV | 0 | 0 | 0 | 0 | 0 | 0
PeakG | 4522 | 4522 | 4522 | 4522 | 4522 | 4522
PeakO | 2154 | 2154 | 2154 | 2154 | 2154 | 2154
ST | 0 | 0 | 0 | 0 | 0 | 0
STOG | 172 | 172 | 172 | 172 | 172 | 172
STWD | 313 | 313 | 313 | 313 | 313 | 313
WT | 8358.5 | 8358.5 | 9830.65 | 10687.61 | 11097.7 | 11541.15
IGCC | 0 | 0 | 0 | 0 | 0 | 0
DemandResponse | 2257.31 | 2120.16 | 2124.49 | 1794.91 | 1866.02 | 1939.94
IGCC-CCS | 0 | 0 | 0 | 0 | 0 | 0
WT_off | 0 | 0 | 0 | 0 | 0 | 0
PseudoUnit | 0 | 0 | 0 | 0 | 0 | 0
FixedInterchange | 0 | 0 | 0 | 0 | 0 | 0
Total Installed Capacity by Reporting Type: MISO_WUMS
ReportingType | 2015 | 2020 | 2025 | 2030 | 2035 | 2040
BM | 0 | 0 | 0 | 0 | 0 | 0
CC | 2724 | 5807.72 | 5857.05 | 6234.49 | 8011.57 | 8011.57
CSP | 0 | 0 | 0 | 0 | 0 | 0
CT | 0 | 7780.67 | 10973.66 | 15331.08 | 18553.67 | 18553.67
Coal | 6303.1 | 4675.21 | 4675.21 | 4675.21 | 4675.21 | 4675.22
Geo | 0 | 0 | 0 | 0 | 0 | 0
H | 336 | 336 | 336 | 336 | 336 | 336
LFG | 71 | 71 | 294.33 | 294.33 | 294.33 | 294.33
Nuc | 1817 | 1817 | 1817 | 1817 | 0.1 | 0.1
PS | 0 | 0 | 0 | 0 | 0 | 0
PV | 0 | 0 | 0 | 0 | 0 | 0
PeakG | 3230 | 3230 | 3230 | 3230 | 3230 | 3230
PeakO | 490 | 490 | 490 | 490 | 490 | 490
ST | 0 | 0 | 0 | 0 | 0 | 0
STOG | 300.5 | 300.5 | 300.5 | 300.5 | 300.5 | 300.5
STWD | 105 | 105 | 105 | 105 | 105 | 105
WT | 1528.9 | 1528.9 | 1528.9 | 1528.9 | 1528.9 | 1528.9
IGCC | 0 | 0 | 0 | 0 | 0 | 0
DemandResponse | 11.78 | 69.59 | 143.22 | 0.01 | 0.01 | 0.01
IGCC-CCS | 0 | 0 | 0 | 0 | 0 | 0
WT_off | 0 | 0 | 0 | 0 | 0 | 0
PseudoUnit | 0 | 0 | 0 | 0 | 0 | 0
FixedInterchange | 0 | 0 | 0 | 0 | 0 | 0
Total Installed Capacity by Reporting Type: Nebraska
ReportingType | 2015 | 2020 | 2025 | 2030 | 2035 | 2040
BM | 0 | 0 | 0 | 0 | 0 | 0
CC | 358 | 358 | 358 | 358.01 | 358.01 | 358.01
CSP | 0 | 0 | 0 | 0 | 0 | 0
CT | 0 | 0 | 0 | 0 | 0 | 0
Coal | 4110.1 | 4110.1 | 4110.1 | 4110.1 | 6111.98 | 6938.37
Geo | 0 | 0 | 0 | 0 | 0 | 0
H | 167 | 167 | 167 | 167 | 167 | 167
LFG | 6 | 6 | 6 | 77.67 | 77.67 | 77.67
Nuc | 1252 | 1252 | 1252 | 1252 | 0.2 | 0.2
PS | 0 | 0 | 0 | 0 | 0 | 0
PV | 0 | 0 | 0 | 0 | 0 | 0
PeakG | 1305 | 1305 | 1305 | 1305 | 1305 | 1305
PeakO | 326 | 326 | 326 | 326 | 326 | 326
ST | 0 | 0 | 0 | 0 | 0 | 0
STOG | 270 | 270 | 270 | 270 | 270 | 270
STWD | 0 | 0 | 0 | 0 | 0 | 0
WT | 344 | 344 | 344 | 344 | 344 | 344
IGCC | 0 | 0 | 0 | 0 | 0 | 0
DemandResponse | 544.83 | 585.43 | 652.21 | 585.79 | 609 | 633.12
IGCC-CCS | 0 | 0 | 0 | 0 | 0 | 0
WT_off | 0 | 0 | 0 | 0 | 0 | 0
PseudoUnit | 0 | 0 | 0 | 0 | 0 | 0
FixedInterchange | 0 | 0 | 0 | 0 | 0 | 0
Total Installed Capacity by Reporting Type: NEISO
ReportingType | 2015 | 2020 | 2025 | 2030 | 2035 | 2040
BM | 252.2 | 252.2 | 252.2 | 252.2 | 252.2 | 252.2
CC | 12507.82 | 12507.83 | 12507.83 | 12507.83 | 12507.83 | 12507.83
CSP | 0 | 0 | 0 | 0 | 0 | 0
CT | 334 | 334 | 334 | 1040.47 | 2586.79 | 3651.28
Coal | 320 | 0 | 0 | 0 | 0 | 0
Geo | 0 | 0 | 0 | 0 | 0 | 0
H | 3257.7 | 3257.7 | 3257.7 | 3257.7 | 3257.7 | 3257.7
LFG | 581.26 | 651 | 651 | 651 | 651 | 651
Nuc | 4645 | 4645 | 4645 | 4645 | 3356 | 2479.08
PS | 1674 | 1674 | 1674 | 1674 | 1674 | 1674
PV | 2 | 2 | 2 | 2 | 2 | 2
PeakG | 1200 | 1200 | 1200 | 1200 | 1200 | 1200
PeakO | 1183 | 1183 | 1183 | 1183 | 1183 | 1183
ST | 0 | 0 | 0 | 0 | 0 | 0
STOG | 0 | 0 | 0 | 0 | 0 | 0
STWD | 536 | 536 | 536 | 536 | 536 | 536
WT | 434.2 | 1857.81 | 3702.76 | 4820.62 | 5284.31 | 5284.31
IGCC | 0 | 0 | 0 | 0 | 0 | 0
DemandResponse | 2714.24 | 2861.06 | 3074.69 | 2706.61 | 2722.32 | 2738.11
IGCC-CCS | 0 | 0 | 0 | 0 | 0 | 0
WT_off | 468 | 468 | 468 | 468 | 0 | 0
PseudoUnit | 0 | 0 | 0 | 0 | 0 | 0
FixedInterchange | 0 | 0 | 0 | 0 | 0 | 0
Total Installed Capacity by Reporting Type: NonRTO_Midwest
ReportingType | 2015 | 2020 | 2025 | 2030 | 2035 | 2040
BM | 0 | 0 | 0 | 0 | 0 | 0
CC | 0 | 482.95 | 677.6 | 762.71 | 1131.11 | 1366.87
CSP | 0 | 0 | 0 | 0 | 0 | 0
CT | 153.97 | 597.19 | 659.16 | 944.27 | 944.27 | 1086.02
Coal | 9530.51 | 9530.51 | 9530.51 | 9530.51 | 9530.51 | 9530.51
Geo | 0 | 0 | 0 | 0 | 0 | 0
H | 143 | 143 | 143 | 143 | 143 | 143
LFG | 14 | 14 | 14 | 174.25 | 174.25 | 174.25
Nuc | 0.1 | 0.1 | 0.1 | 0.1 | 0.1 | 0.1
PS | 0 | 0 | 0 | 0 | 0 | 0
PV | 0 | 0 | 0 | 0 | 0 | 0
PeakG | 3353 | 3353 | 3353 | 3353 | 3353 | 3353
PeakO | 12 | 12 | 12 | 12 | 12 | 12
ST | 0 | 0 | 0 | 0 | 0 | 0
STOG | 0 | 0 | 0 | 0 | 0 | 0
STWD | 0 | 0 | 0 | 0 | 0 | 0
WT | 66 | 66 | 66 | 66 | 66 | 66
IGCC | 0 | 0 | 0 | 0 | 0 | 0
DemandResponse | 38.81 | 119.65 | 214.92 | 45.01 | 46.13 | 47.27
IGCC-CCS | 0 | 0 | 0 | 0 | 0 | 0
WT_off | 0 | 0 | 0 | 0 | 0 | 0
PseudoUnit | 0 | 0 | 0 | 0 | 0 | 0
FixedInterchange | 0 | 0 | 0 | 0 | 0 | 0
Total Installed Capacity by Reporting Type: NYISO_A-F
ReportingType | 2015 | 2020 | 2025 | 2030 | 2035 | 2040
BM | 0 | 0 | 0 | 0 | 0 | 0
CC | 4233 | 4233 | 4233 | 4233 | 4233 | 4233.01
CSP | 0 | 0 | 0 | 0 | 0 | 0
CT | 0 | 0 | 0 | 0 | 0 | 0
Coal | 0 | 0 | 0 | 0 | 0 | 0
Geo | 0 | 0 | 0 | 0 | 0 | 0
H | 4395 | 4395 | 4395 | 4395 | 4395 | 4395
LFG | 172.4 | 172.4 | 172.4 | 240.33 | 240.33 | 240.33
Nuc | 3365 | 3365 | 3365 | 2743.8 | 2163.3 | 1311.1
PS | 1412 | 1412 | 1412 | 1412 | 1412 | 1412
PV | 0 | 0 | 0 | 0 | 0 | 0
PeakG | 221 | 221 | 221 | 221 | 221 | 221
PeakO | 39 | 39 | 39 | 39 | 39 | 39
ST | 0 | 0 | 0 | 0 | 0 | 0
STOG | 0.01 | 0.01 | 0.01 | 0.01 | 0.01 | 0.01
STWD | 86 | 86 | 86 | 86 | 86 | 86
WT | 3759.3 | 4469.1 | 4469.1 | 4469.1 | 4469.1 | 4469.1
IGCC | 0 | 0 | 0 | 0 | 0 | 0
DemandResponse | 761.01 | 710.49 | 669.9 | 525.3 | 538.83 | 552.71
IGCC-CCS | 0 | 0 | 0 | 0 | 0 | 0
WT_off | 0 | 0 | 0 | 0 | 0 | 0
PseudoUnit | 0 | 0 | 0 | 0 | 0 | 0
FixedInterchange | 0 | 0 | 0 | 0 | 0 | 0
Total Installed Capacity by Reporting Type: NYISO_G-I
ReportingType | 2015 | 2020 | 2025 | 2030 | 2035 | 2040
BM | 0 | 0 | 0 | 0 | 0 | 0
CC | 1157 | 1157 | 2024.52 | 3077.36 | 6253.34 | 8639.85
CSP | 0 | 0 | 0 | 0 | 0 | 0
CT | 0 | 0 | 0 | 0 | 0 | 0
Coal | 0 | 0 | 0 | 0 | 0 | 0
Geo | 0 | 0 | 0 | 0 | 0 | 0
H | 32 | 32 | 32 | 32 | 32 | 32
LFG | 64 | 64 | 64 | 138.33 | 138.33 | 138.33
Nuc | 2045 | 2045 | 2045 | 2045 | 1025.4 | 0.4
PS | 0 | 0 | 0 | 0 | 0 | 0
PV | 0 | 0 | 0 | 0 | 0 | 0
PeakG | 65 | 65 | 65 | 65 | 65 | 65
PeakO | 87 | 87 | 87 | 87 | 87 | 87
ST | 0 | 0 | 0 | 0 | 0 | 0
STOG | 691.55 | 691.55 | 691.55 | 691.55 | 691.55 | 691.55
STWD | 0 | 0 | 0 | 0 | 0 | 0
WT | 0 | 60 | 60 | 60 | 60 | 60
IGCC | 0 | 0 | 0 | 0 | 0 | 0
DemandResponse | 284.84 | 265.4 | 254.5 | 202.96 | 211.73 | 220.89
IGCC-CCS | 0 | 0 | 0 | 0 | 0 | 0
WT_off | 0 | 0 | 0 | 0 | 0 | 0
PseudoUnit | 0 | 0 | 0 | 0 | 0 | 0
FixedInterchange | 0 | 0 | 0 | 0 | 0 | 0
Total Installed Capacity by Reporting Type: NYISO_J-K
ReportingType | 2015 | 2020 | 2025 | 2030 | 2035 | 2040
BM | 0 | 0 | 0 | 0 | 0 | 0
CC | 4833.4 | 4833.4 | 4833.4 | 4833.4 | 4833.4 | 5190.01
CSP | 0 | 0 | 0 | 0 | 0 | 0
CT | 0 | 0 | 1181.3 | 2983.55 | 2983.55 | 3746.77
Coal | 0 | 0 | 0 | 0 | 0 | 0
Geo | 0 | 0 | 0 | 0 | 0 | 0
H | 0 | 0 | 0 | 0 | 0 | 0
LFG | 124 | 124 | 124 | 198.33 | 198.33 | 198.33
Nuc | 0.1 | 0.1 | 0.1 | 0.1 | 0.1 | 0.1
PS | 0 | 0 | 0 | 0 | 0 | 0
PV | 32 | 32 | 32 | 32 | 0 | 0
PeakG | 2778 | 2778 | 2778 | 2778 | 2778 | 2778
PeakO | 2169 | 2169 | 2169 | 2169 | 2169 | 2169
ST | 0 | 0 | 0 | 0 | 0 | 0
STOG | 6799 | 6799 | 6799 | 6799 | 6799 | 6799
STWD | 0 | 0 | 0 | 0 | 0 | 0
WT | 0 | 0 | 0 | 0 | 0 | 0
IGCC | 0 | 0 | 0 | 0 | 0 | 0
DemandResponse | 1106.52 | 1048.59 | 1007.02 | 804.29 | 840.31 | 877.94
IGCC-CCS | 0 | 0 | 0 | 0 | 0 | 0
WT_off | 0 | 0 | 0 | 0 | 0 | 0
PseudoUnit | 0 | 0 | 0 | 0 | 0 | 0
FixedInterchange | 0 | 0 | 0 | 0 | 0 | 0
Total Installed Capacity by Reporting Type: PJM_E
ReportingType | 2015 | 2020 | 2025 | 2030 | 2035 | 2040
BM | 30 | 30 | 30 | 30 | 30 | 30
CC | 12283.3 | 12283.3 | 12283.3 | 12283.3 | 12283.3 | 12283.3
CSP | 0 | 0 | 0 | 0 | 0 | 0
CT | 26.2 | 26.2 | 26.2 | 26.2 | 4460.89 | 4460.89
Coal | 1076.01 | 508.01 | 508.01 | 508.01 | 508.01 | 508.01
Geo | 0 | 0 | 0 | 0 | 0 | 0
H | 269.99 | 269.99 | 269.99 | 269.99 | 269.99 | 269.99
LFG | 471.1 | 604 | 604 | 604 | 604 | 604
Nuc | 8510 | 7895.5 | 7895.5 | 7895.5 | 5671.5 | 4497.5
PS | 400 | 400 | 400 | 400 | 400 | 400
PV | 47.45 | 47.45 | 47.45 | 47.45 | 47.45 | 47.45
PeakG | 3877.5 | 3877.5 | 3877.5 | 3877.5 | 3877.5 | 3877.5
PeakO | 2749.3 | 2749.3 | 2749.3 | 2749.3 | 2749.3 | 2749.3
ST | 0 | 0 | 0 | 0 | 0 | 0
STOG | 2622.5 | 2622.5 | 2622.5 | 2622.5 | 2622.5 | 2622.5
STWD | 0 | 0 | 0 | 0 | 0 | 0
WT | 1160 | 1160 | 1160 | 1160 | 1160 | 1160
IGCC | 0 | 0 | 0 | 0 | 0 | 0
DemandResponse | 845.33 | 946 | 1191.05 | 818.74 | 846.54 | 875.28
IGCC-CCS | 0 | 0 | 0 | 0 | 0 | 0
WT_off | 0 | 0 | 1100 | 1100 | 1100 | 1100
PseudoUnit | 0 | 0 | 0 | 0 | 0 | 0
FixedInterchange | 0 | 0 | 0 | 0 | 0 | 0
Total Installed Capacity by Reporting Type: PJM_ROM
ReportingType | 2015 | 2020 | 2025 | 2030 | 2035 | 2040
BM | 18 | 18 | 18 | 18 | 18 | 18
CC | 5664.5 | 5664.5 | 5664.5 | 5664.5 | 10203.49 | 23605.14
CSP | 0 | 0 | 0 | 0 | 0 | 0
CT | 16 | 16 | 16 | 16 | 16 | 16
Coal | 9016.25 | 9016.25 | 9016.25 | 9016.26 | 9016.26 | 9016.26
Geo | 0 | 0 | 0 | 0 | 0 | 0
H | 1392 | 1392 | 1392 | 1392 | 1392 | 1392
LFG | 356.9 | 622 | 622 | 622 | 622 | 622
Nuc | 5036 | 5036 | 5036 | 5036 | 3304 | 2405
PS | 1513 | 1513 | 1513 | 1513 | 1513 | 1513
PV | 4.29 | 844.41 | 1582.22 | 1801.96 | 1865.21 | 1930.61
PeakG | 1719 | 1719 | 1719 | 1719 | 1719 | 1719
PeakO | 1566 | 1566 | 1566 | 1566 | 1566 | 1566
ST | 0 | 0 | 0 | 0 | 0 | 0
STOG | 3529 | 3529 | 3529 | 3529 | 3529 | 3529
STWD | 70 | 70 | 70 | 70 | 70 | 70
WT | 1210.8 | 1210.8 | 1848.2 | 1961.01 | 2416.54 | 3117.5
IGCC | 0 | 0 | 0 | 0 | 0 | 0
DemandResponse | 1955.21 | 2047.7 | 2226.16 | 1906.17 | 1970.89 | 2037.8
IGCC-CCS | 0 | 0 | 0 | 0 | 0 | 0
WT_off | 0 | 0 | 0 | 0 | 0 | 0
PseudoUnit | 0 | 0 | 0 | 0 | 0 | 0
FixedInterchange | 0 | 0 | 0 | 0 | 0 | 0
Total Installed Capacity by Reporting Type: PJM_ROR
ReportingType | 2015 | 2020 | 2025 | 2030 | 2035 | 2040
BM | 385 | 385 | 385 | 385 | 385 | 193
CC | 13618 | 17083.69 | 21721.55 | 30126.68 | 34288.58 | 34288.58
CSP | 0 | 0 | 0 | 0 | 0 | 0
CT | 29 | 29 | 29 | 2819.22 | 4003.03 | 4003.03
Coal | 51973.14 | 46900.2 | 46900.2 | 46900.2 | 46900.21 | 46900.21
Geo | 0 | 0 | 0 | 0 | 0 | 0
H | 1837.4 | 1837.4 | 1837.4 | 1837.4 | 1837.4 | 1837.4
LFG | 539.4 | 611.72 | 1053.11 | 1053.11 | 1053.11 | 1053.11
Nuc | 20038 | 20038 | 20038 | 19171 | 14896 | 10012.84
PS | 3081 | 3081 | 3081 | 3081 | 3081 | 3081
PV | 24 | 24 | 24 | 24 | 24 | 24
PeakG | 19311 | 19311 | 19311 | 19311 | 19311 | 19311
PeakO | 1742 | 1742 | 1742 | 1742 | 1742 | 1742
ST | 0 | 0 | 0 | 0 | 0 | 0
STOG | 2122 | 2122 | 2122 | 2122 | 2122 | 2122
STWD | 194 | 194 | 194 | 194 | 194 | 194
WT | 10922.7 | 10922.7 | 10922.7 | 11114.4 | 11114.4 | 11114.4
IGCC | 0 | 0 | 0 | 0 | 0 | 0
DemandResponse | 1971.81 | 3622.1 | 5652.19 | 4413.25 | 4549.5 | 4689.97
IGCC-CCS | 0 | 0 | 0 | 0 | 0 | 0
WT_off | 0 | 0 | 0 | 0 | 0 | 0
PseudoUnit | 0 | 0 | 0 | 0 | 0 | 0
FixedInterchange | 0 | 0 | 0 | 0 | 0 | 0
Total Installed Capacity by Reporting Type: SOCO
ReportingType | 2015 | 2020 | 2025 | 2030 | 2035 | 2040
BM | 55 | 55 | 55 | 55 | 55 | 55
CC | 19838.9 | 20025.9 | 21096.44 | 24601.36 | 24601.36 | 24601.36
CSP | 0 | 0 | 0 | 0 | 0 | 0
CT | 0 | 0 | 0 | 0 | 0 | 0
Coal | 16743.2 | 16743.2 | 16743.2 | 16743.21 | 19545.27 | 25107.74
Geo | 0 | 0 | 0 | 0 | 0 | 0
H | 4194 | 4194 | 4194 | 4194 | 4194 | 4194
LFG | 37 | 37 | 144.4 | 144.4 | 144.4 | 144.4
Nuc | 5841 | 8041 | 8041 | 8041 | 8041 | 5395.95
PS | 1675 | 1675 | 1675 | 1675 | 1675 | 1675
PV | 0 | 0 | 0 | 0 | 0 | 0
PeakG | 10923 | 10923 | 10923 | 10923 | 10923 | 10923
PeakO | 1139 | 1139 | 1139 | 1139 | 1139 | 1139
ST | 0 | 0 | 0 | 0 | 0 | 0
STOG | 0 | 0 | 0 | 0 | 0 | 0
STWD | 668 | 668 | 668 | 668 | 668 | 668
WT | 0 | 0 | 0 | 0 | 0 | 0
IGCC | 0 | 0 | 0 | 0 | 0 | 0
DemandResponse | 1855.68 | 3211.12 | 4774.69 | 4124.15 | 4293.91 | 4470.65
IGCC-CCS | 0 | 0 | 0 | 0 | 0 | 0
WT_off | 0 | 0 | 0 | 0 | 0 | 0
PseudoUnit | 0 | 0 | 0 | 0 | 0 | 0
FixedInterchange | 0 | 0 | 0 | 0 | 0 | 0
Total Installed Capacity by Reporting Type: SPP_N
ReportingType | 2015 | 2020 | 2025 | 2030 | 2035 | 2040
BM | 0 | 0 | 0 | 0 | 0 | 0
CC | 1386 | 2968.46 | 2968.49 | 3345.24 | 3345.24 | 3345.24
CSP | 0 | 0 | 0 | 0 | 0 | 0
CT | 0 | 0 | 0 | 3012.35 | 4294.96 | 4991.61
Coal | 8347.54 | 8304.38 | 8304.38 | 8304.38 | 8304.38 | 9104.12
Geo | 0 | 0 | 0 | 0 | 0 | 0
H | 21 | 21 | 21 | 21 | 21 | 21
LFG | 7 | 7 | 102 | 102 | 102 | 102
Nuc | 1160 | 1160 | 1160 | 1160 | 1160 | 1160
PS | 0 | 0 | 0 | 0 | 0 | 0
PV | 0 | 0 | 0 | 0 | 0 | 0
PeakG | 4397 | 4397 | 4397 | 4397 | 4397 | 4397
PeakO | 1199 | 1199 | 1199 | 1199 | 1199 | 1199
ST | 0 | 0 | 0 | 0 | 0 | 0
STOG | 1662.12 | 1662.12 | 1662.12 | 1662.12 | 1662.12 | 1662.12
STWD | 0 | 0 | 0 | 0 | 0 | 0
WT | 1227 | 1227 | 1227 | 1227 | 1652.79 | 1652.79
IGCC | 0 | 0 | 0 | 0 | 0 | 0
DemandResponse | 225.28 | 423.79 | 653.04 | 411.35 | 430.41 | 450.35
IGCC-CCS | 0 | 0 | 0 | 0 | 0 | 0
WT_off | 0 | 0 | 0 | 0 | 0 | 0
PseudoUnit | 0 | 0 | 0 | 0 | 0 | 0
FixedInterchange | 0 | 0 | 0 | 0 | 0 | 0
Total Installed Capacity by Reporting Type: SPP_S
ReportingType | 2015 | 2020 | 2025 | 2030 | 2035 | 2040
BM | 0 | 0 | 0 | 0 | 0 | 0
CC | 10917 | 13254.71 | 14643.56 | 15224.53 | 15224.53 | 15224.53
CSP | 0 | 0 | 0 | 0 | 0 | 0
CT | 412.99 | 712.99 | 712.99 | 713.07 | 713.13 | 714.43
Coal | 12541.93 | 12541.93 | 12541.93 | 12541.94 | 12541.94 | 12541.94
Geo | 0 | 0 | 0 | 0 | 0 | 0
H | 2108 | 2108 | 2108 | 2108 | 2108 | 2108
LFG | 19 | 19 | 114 | 114 | 114 | 114
Nuc | 0.1 | 0.1 | 0.1 | 0.1 | 0.1 | 0.1
PS | 446 | 446 | 446 | 446 | 446 | 446
PV | 0 | 0 | 0 | 0 | 0 | 0
PeakG | 3443 | 3443 | 3443 | 3443 | 3443 | 3443
PeakO | 122 | 122 | 122 | 122 | 122 | 122
ST | 0 | 0 | 0 | 0 | 0 | 0
STOG | 8144.12 | 8144.12 | 8144.12 | 8144.12 | 8144.12 | 8144.12
STWD | 84 | 84 | 84 | 84 | 84 | 84
WT | 2727 | 2877 | 2877 | 2877 | 14767.18 | 24004.65
IGCC | 0 | 0 | 0 | 0 | 0 | 0
DemandResponse | 0.01 | 793.08 | 2071.68 | 1626.56 | 1679.28 | 1733.71
IGCC-CCS | 0 | 0 | 0 | 0 | 0 | 0
WT_off | 0 | 0 | 0 | 0 | 0 | 0
PseudoUnit | 0 | 0 | 0 | 0 | 0 | 0
FixedInterchange | 0 | 0 | 0 | 0 | 0 | 0
Total Installed Capacity by Reporting Type: TVA
ReportingType | 2015 | 2020 | 2025 | 2030 | 2035 | 2040
BM | 0 | 0 | 0 | 0 | 0 | 0
CC | 5881 | 7588.82 | 8908.04 | 9554.28 | 9554.28 | 9554.28
CSP | 0 | 0 | 0 | 0 | 0 | 0
CT | 0 | 3590.34 | 3590.34 | 5171.73 | 5171.73 | 5171.73
Coal | 12329.91 | 11141.02 | 11141.02 | 11141.02 | 14820.14 | 17294.52
Geo | 0 | 0 | 0 | 0 | 0 | 0
H | 5111 | 5111 | 5111 | 5111 | 5111 | 5111
LFG | 13 | 13 | 120.4 | 120.4 | 120.4 | 120.4
Nuc | 8394.89 | 8394.89 | 8394.89 | 8394.89 | 5882.56 | 4603.89
PS | 1743 | 1743 | 1743 | 1743 | 1743 | 1743
PV | 0 | 0 | 0 | 0 | 0 | 0
PeakG | 5865 | 5865 | 5865 | 5865 | 5865 | 5865
PeakO | 83 | 83 | 83 | 83 | 83 | 83
ST | 0 | 0 | 0 | 0 | 0 | 0
STOG | 0 | 0 | 0 | 0 | 0 | 0
STWD | 5 | 5 | 5 | 5 | 5 | 5
WT | 29 | 29 | 29 | 29 | 29 | 29
IGCC | 0 | 0 | 0 | 0 | 0 | 0
DemandResponse | 1334.57 | 1529.14 | 1779.57 | 1284.48 | 1316.26 | 1348.83
IGCC-CCS | 0 | 0 | 0 | 0 | 0 | 0
WT_off | 0 | 0 | 0 | 0 | 0 | 0
PseudoUnit | 0 | 0 | 0 | 0 | 0 | 0
FixedInterchange | 0 | 0 | 0 | 0 | 0 | 0
Total Installed Capacity by Reporting Type: TVA_Transmission
ReportingType | 2015 | 2020 | 2025 | 2030 | 2035 | 2040
BM | 0 | 0 | 0 | 0 | 0 | 0
CC | 0 | 0 | 0 | 0 | 0 | 0
CSP | 0 | 0 | 0 | 0 | 0 | 0
CT | 0 | 0 | 0 | 0 | 0 | 0
Coal | 0 | 0 | 0 | 0 | 0 | 0
Geo | 0 | 0 | 0 | 0 | 0 | 0
H | 0 | 0 | 0 | 0 | 0 | 0
LFG | 0 | 0 | 0 | 0 | 0 | 0
Nuc | 0 | 0 | 0 | 0 | 0 | 0
PS | 0 | 0 | 0 | 0 | 0 | 0
PV | 0 | 0 | 0 | 0 | 0 | 0
PeakG | 0 | 0 | 0 | 0 | 0 | 0
PeakO | 0 | 0 | 0 | 0 | 0 | 0
ST | 0 | 0 | 0 | 0 | 0 | 0
STOG | 0 | 0 | 0 | 0 | 0 | 0
STWD | 0 | 0 | 0 | 0 | 0 | 0
WT | 0 | 0 | 0 | 0 | 0 | 0
IGCC | 0 | 0 | 0 | 0 | 0 | 0
DemandResponse | 0 | 0 | 0 | 0 | 0 | 0
IGCC-CCS | 0 | 0 | 0 | 0 | 0 | 0
WT_off | 0 | 0 | 0 | 0 | 0 | 0
PseudoUnit | 0 | 0 | 0 | 0 | 0 | 0
FixedInterchange | 0 | 0 | 0 | 0 | 0 | 0
Total Installed Capacity by Reporting Type: VACAR
ReportingType | 2015 | 2020 | 2025 | 2030 | 2035 | 2040
BM | 0.92 | 0.92 | 35.8 | 115.06 | 159.8 | 248.49
CC | 10543.23 | 13228.73 | 13993.64 | 15572.44 | 21410.81 | 26068.69
CSP | 0 | 0 | 0 | 0 | 0 | 0
CT | 717.2 | 1469.72 | 3134.07 | 5811.86 | 6416.55 | 6926.32
Coal | 17743.62 | 15565.63 | 15565.63 | 15565.63 | 15565.63 | 15565.63
Geo | 0 | 0 | 0 | 0 | 0 | 0
H | 2122 | 2122 | 2122 | 2122 | 2122 | 2122
LFG | 63.34 | 170.4 | 170.4 | 170.4 | 170.4 | 170.4
Nuc | 11430 | 13760 | 13760 | 13760 | 10512 | 8654
PS | 2616 | 2616 | 2616 | 2616 | 2616 | 2616
PV | 16 | 16 | 16 | 16 | 16 | 16
PeakG | 8308 | 8308 | 8308 | 8308 | 8308 | 8308
PeakO | 1268 | 1268 | 1268 | 1268 | 1268 | 1268
ST | 0 | 0 | 0 | 0 | 0 | 0
STOG | 92 | 92 | 92 | 92 | 92 | 92
STWD | 281 | 281 | 281 | 281 | 281 | 281
WT | 0.9 | 2889.74 | 3500 | 3500 | 3500 | 3500
IGCC | 0 | 0 | 0 | 0 | 0 | 0
DemandResponse | 1677.25 | 2441.29 | 3406.4 | 2788.08 | 2924.5 | 3067.6
IGCC-CCS | 0 | 0 | 0 | 0 | 0 | 0
WT_off | 1 | 1 | 1 | 1 | 1 | 1
PseudoUnit | 0 | 0 | 0 | 0 | 0 | 0
FixedInterchange | 0 | 0 | 0 | 0 | 0 | 0
Total Installed Capacity by Reporting Type: IESO
ReportingType | 2015 | 2020 | 2025 | 2030 | 2035 | 2040
BM | 326.33 | 326.33 | 326.33 | 326.33 | 326.33 | 326.33
CC | 4099.38 | 4099.38 | 4099.38 | 4099.38 | 4099.38 | 6371.57
CSP | 0 | 0 | 0 | 0 | 0 | 0
CT | 368 | 368 | 368 | 368 | 2588.32 | 2845.28
Coal | 0 | 0 | 0 | 0 | 0 | 0
Geo | 0 | 0 | 0 | 0 | 0 | 0
H | 8693.3 | 8693.3 | 8693.3 | 8693.3 | 8693.3 | 8693.3
LFG | 117.5 | 117.5 | 117.5 | 117.5 | 118 | 118
Nuc | 13018 | 13018 | 13018 | 13018 | 11988 | 10448
PS | 123 | 123 | 123 | 123 | 123 | 123
PV | 1097.26 | 1097.26 | 1097.26 | 1097.26 | 30 | 30
PeakG | 584 | 584 | 584 | 584 | 584 | 584
PeakO | 29.35 | 29.35 | 29.35 | 29.35 | 29.35 | 29.35
ST | 0 | 0 | 0 | 0 | 0 | 0
STOG | 0 | 0 | 0 | 0 | 0 | 0
STWD | 0 | 0 | 0 | 0 | 0 | 0
WT | 3385.9 | 3385.9 | 3385.9 | 3385.9 | 1280 | 1280
IGCC | 0 | 0 | 0 | 0 | 0 | 0
DemandResponse | 1643.15 | 1442.29 | 1371.43 | 1084.53 | 1121.91 | 1160.57
IGCC-CCS | 0 | 0 | 0 | 0 | 0 | 0
WT_off | 0 | 0 | 0 | 0 | 0 | 0
PseudoUnit | 0 | 0 | 0 | 0 | 0 | 0
FixedInterchange | 0 | 0 | 0 | 0 | 0 | 0
Total Installed Capacity by Reporting Type: MAPP_CA
ReportingType | 2015 | 2020 | 2025 | 2030 | 2035 | 2040
BM | 0 | 0 | 0 | 0 | 0 | 0
CC | 1733.56 | 2402.23 | 2714.75 | 3271.13 | 3310.98 | 3310.98
CSP | 0 | 0 | 0 | 0 | 0 | 0
CT | 0 | 0 | 0.01 | 0.01 | 405.23 | 867.94
Coal | 736.5 | 736.5 | 736.5 | 736.5 | 736.5 | 736.5
Geo | 0 | 0 | 0 | 0 | 0 | 0
H | 6475.4 | 6475.4 | 6475.4 | 6475.4 | 6475.4 | 6475.4
LFG | 0 | 0 | 0 | 0 | 0 | 0
Nuc | 0.1 | 0.1 | 0.1 | 0.1 | 0.1 | 0.1
PS | 0 | 0 | 0 | 0 | 0 | 0
PV | 0 | 0 | 0 | 0 | 0 | 0
PeakG | 559 | 559 | 559 | 559 | 559 | 559
PeakO | 4 | 4 | 4 | 4 | 4 | 4
ST | 0 | 0 | 0 | 0 | 0 | 0
STOG | 126 | 126 | 126 | 126 | 126 | 126
STWD | 0 | 0 | 0 | 0 | 0 | 0
WT | 577.4 | 577.4 | 577.4 | 577.4 | 577.4 | 577.4
IGCC | 0 | 0 | 0 | 0 | 0 | 0
DemandResponse | 0.01 | 61.4 | 161.96 | 35.04 | 36.43 | 37.88
IGCC-CCS | 0 | 0 | 0 | 0 | 0 | 0
WT_off | 0 | 0 | 0 | 0 | 0 | 0
PseudoUnit | 0 | 0 | 0 | 0 | 0 | 0
FixedInterchange | 0 | 0 | 0 | 0 | 0 | 0
Total Installed Capacity by Reporting Type: AZ_NM_SNV_Coal
ReportingType | 2015 | 2020 | 2025 | 2030 | 2035 | 2040
BM | 0 | 0 | 0 | 0 | 0 | 0
CC | 0 | 0 | 0 | 0 | 0 | 0
CSP | 0 | 0 | 0 | 0 | 0 | 0
CT | 0 | 0 | 0 | 0 | 0 | 0
Coal | 10466 | 10466 | 10466 | 10466 | 10466 | 17117.79
Geo | 0 | 0 | 0 | 0 | 0 | 0
H | 0 | 0 | 0 | 0 | 0 | 0
LFG | 0 | 0 | 0 | 0 | 0 | 0
Nuc | 0 | 0 | 0 | 0 | 0 | 0
PS | 0 | 0 | 0 | 0 | 0 | 0
PV | 0 | 0 | 0 | 0 | 0 | 0
PeakG | 0 | 0 | 0 | 0 | 0 | 0
PeakO | 200 | 200 | 200 | 200 | 200 | 0
ST | 0 | 0 | 0 | 0 | 0 | 0
STOG | 0 | 0 | 0 | 0 | 0 | 0
STWD | 0 | 0 | 0 | 0 | 0 | 0
WT | 0 | 0 | 0 | 0 | 0 | 0
IGCC | 0 | 0 | 0 | 0 | 0 | 0
DemandResponse | 0 | 0 | 0 | 0 | 0 | 0
IGCC-CCS | 0 | 0 | 0 | 0 | 0 | 0
WT_off | 0 | 0 | 0 | 0 | 0 | 0
PseudoUnit | 0 | 0 | 0 | 0 | 0 | 0
FixedInterchange | 0 | 0 | 0 | 0 | 0 | 0
Total Installed Capacity by Reporting Type: AZ_NM_SNV_Gas
ReportingType | 2015 | 2020 | 2025 | 2030 | 2035 | 2040
BM | 0 | 0 | 0 | 0 | 0 | 0
CC | 16153.63 | 17931.95 | 19124.79 | 22840.94 | 26535.21 | 26399.59
CSP | 0 | 0 | 0 | 0 | 0 | 0
CT | 736 | 736 | 736 | 736 | 0 | 0
Coal | 0 | 0 | 0 | 0 | 0 | 0
Geo | 0 | 0 | 0 | 0 | 0 | 0
H | 0 | 0 | 0 | 0 | 0 | 0
LFG | 0 | 0 | 0 | 0 | 0 | 0
Nuc | 0 | 0 | 0 | 0 | 0 | 0
PS | 0 | 0 | 0 | 0 | 0 | 0
PV | 0 | 0 | 0 | 0 | 0 | 0
PeakG | 3660 | 3660 | 3660 | 3660 | 3660 | 466.43
PeakO | 0 | 0 | 0 | 0 | 0 | 0
ST | 0 | 0 | 0 | 0 | 0 | 0
STOG | 0 | 0 | 0 | 0 | 0 | 0
STWD | 0 | 0 | 0 | 0 | 0 | 0
WT | 0 | 0 | 0 | 0 | 0 | 0
IGCC | 0 | 0 | 0 | 0 | 0 | 0
DemandResponse | 0.01 | 207.96 | 537.72 | 79.24 | 84.5 | 90.18
IGCC-CCS | 0 | 0 | 0 | 0 | 0 | 0
WT_off | 0 | 0 | 0 | 0 | 0 | 0
PseudoUnit | 0 | 0 | 0 | 0 | 0 | 0
FixedInterchange | 0 | 0 | 0 | 0 | 0 | 0
Total Installed Capacity by Reporting Type: AZ_NM_SNV_NucRenew
ReportingType | 2015 | 2020 | 2025 | 2030 | 2035 | 2040
BM | 0 | 0 | 0 | 0 | 0 | 0
CC | 0 | 0 | 0 | 0 | 0 | 0
CSP | 0 | 0 | 0 | 0 | 0 | 0
CT | 0 | 0 | 0 | 0 | 0 | 0
Coal | 0 | 0 | 0 | 0 | 0 | 0
Geo | 0 | 0 | 1450 | 1450 | 1450 | 1450
H | 3131 | 3131 | 3131 | 3131 | 3131 | 3131
LFG | 7 | 67.67 | 67.67 | 67.67 | 67.67 | 67.67
Nuc | 3875 | 3875 | 3875 | 3875 | 3875 | 3875
PS | 216 | 216 | 216 | 216 | 216 | 216
PV | 148.7 | 148.7 | 148.7 | 148.7 | 148.7 | 148.7
PeakG | 0 | 0 | 0 | 0 | 0 | 0
PeakO | 0 | 0 | 0 | 0 | 0 | 0
ST | 280 | 765.42 | 1064.79 | 1157.66 | 1157.66 | 1157.66
STOG | 0 | 0 | 0 | 0 | 0 | 0
STWD | 26 | 26 | 26 | 26 | 26 | 26
WT | 525.1 | 12691.26 | 12691.26 | 13093.81 | 13093.81 | 13093.81
IGCC | 0 | 0 | 0 | 0 | 0 | 0
DemandResponse | 0 | 0 | 0 | 0 | 0 | 0
IGCC-CCS | 0 | 0 | 0 | 0 | 0 | 0
WT_off | 0 | 0 | 0 | 0 | 0 | 0
PseudoUnit | 0 | 0 | 0 | 0 | 0 | 0
FixedInterchange | 0 | 0 | 0 | 0 | 0 | 0
Total Installed Capacity by Reporting Type: ERCOT
ReportingType | 2015 | 2020 | 2025 | 2030 | 2035 | 2040
BM | 145 | 145 | 145 | 145 | 145 | 145
CC | 30462.02 | 36015.81 | 37835.87 | 42741.04 | 45812.64 | 48964.59
CSP | 0 | 0 | 0 | 0 | 0 | 0
CT | 250 | 250 | 250 | 250 | 250 | 250
Coal | 18867.87 | 18867.87 | 18867.87 | 18867.87 | 18867.87 | 18867.87
Geo | 0 | 0 | 0 | 0 | 0 | 0
H | 565 | 565 | 565 | 565 | 565 | 565
LFG | 75 | 75 | 429 | 429 | 429 | 429
Nuc | 5091 | 5091 | 5091 | 5091 | 5091 | 5091
PS | 0 | 0 | 0 | 0 | 0 | 0
PV | 15 | 15 | 15 | 15 | 1 | 1
PeakG | 4768 | 4768 | 4768 | 4768 | 4768 | 4768
PeakO | 51 | 51 | 51 | 51 | 51 | 51
ST | 0 | 0 | 0 | 0 | 0 | 0
STOG | 18933 | 18933 | 18933 | 18933 | 18933 | 18933
STWD | 0 | 0 | 0 | 0 | 0 | 0
WT | 9280.1 | 9280.1 | 9280.1 | 9280.1 | 9280.1 | 9280.1
IGCC | 0 | 0 | 0 | 0 | 0 | 0
DemandResponse | 0.01 | 1586.91 | 3567.28 | 2593.38 | 2679.26 | 2767.51
IGCC-CCS | 0 | 0 | 0 | 0 | 0 | 0
WT_off | 0 | 0 | 0 | 0 | 0 | 0
PseudoUnit | 0 | 0 | 0 | 0 | 0 | 0
FixedInterchange | 0 | 0 | 0 | 0 | 0 | 0
Total Installed Capacity by Reporting Type: NP15
ReportingType | 2015 | 2020 | 2025 | 2030 | 2035 | 2040
BM | 0 | 0 | 0 | 0 | 0 | 0
CC | 7404 | 7404 | 7404 | 7404 | 7404 | 7404
CSP | 0 | 0 | 0 | 0 | 0 | 0
CT | 2036.99 | 5151.79 | 9701.77 | 16422.81 | 21129.85 | 25953.01
Coal | 28.2 | 0 | 0 | 0 | 0 | 0
Geo | 1123 | 1123 | 1723 | 1723 | 1723 | 1723
H | 8825 | 8825 | 8825 | 8825 | 8825 | 8825
LFG | 85 | 650 | 650 | 650 | 650 | 650
Nuc | 2300 | 2300 | 2300 | 2300 | 2300 | 2300
PS | 2257 | 2257 | 2257 | 2257 | 2257 | 2257
PV | 59.5 | 59.5 | 59.5 | 59.5 | 59.5 | 59.5
PeakG | 3265 | 3265 | 3265 | 3265 | 3265 | 3265
PeakO | 350 | 350 | 350 | 350 | 350 | 350
ST | 29 | 29 | 29 | 29 | 29 | 29
STOG | 3812.6 | 3812.6 | 3812.6 | 3812.6 | 3812.6 | 3812.6
STWD | 442 | 442 | 442 | 442 | 442 | 442
WT | 1193.2 | 4492 | 4492 | 4492 | 4492 | 4492
IGCC | 0 | 0 | 0 | 0 | 0 | 0
DemandResponse | 1479.75 | 1141.7 | 885.2 | 530.85 | 558.45 | 586.93
IGCC-CCS | 0 | 0 | 0 | 0 | 0 | 0
WT_off | 0 | 0 | 0 | 0 | 0 | 0
PseudoUnit | 0 | 0 | 0 | 0 | 0 | 0
FixedInterchange | 0 | 0 | 0 | 0 | 0 | 0
Total Installed Capacity by Reporting Type: NWPP_Coal
ReportingType | 2015 | 2020 | 2025 | 2030 | 2035 | 2040
BM | 0 | 0 | 0 | 0 | 0 | 0
CC | 0 | 0 | 0 | 0 | 0 | 0
CSP | 0 | 0 | 0 | 0 | 0 | 0
CT | 0 | 0 | 0 | 0 | 0 | 0
Coal | 12990.02 | 12990.02 | 12990.02 | 12990.02 | 12990.02 | 12990.03
Geo | 0 | 0 | 0 | 0 | 0 | 0
H | 0 | 0 | 0 | 0 | 0 | 0
LFG | 0 | 0 | 0 | 0 | 0 | 0
Nuc | 0 | 0 | 0 | 0 | 0 | 0
PS | 0 | 0 | 0 | 0 | 0 | 0
PV | 0 | 0 | 0 | 0 | 0 | 0
PeakG | 0 | 0 | 0 | 0 | 0 | 0
PeakO | 0 | 0 | 0 | 0 | 0 | 0
ST | 0 | 0 | 0 | 0 | 0 | 0
STOG | 0 | 0 | 0 | 0 | 0 | 0
STWD | 0 | 0 | 0 | 0 | 0 | 0
WT | 0 | 0 | 0 | 0 | 0 | 0
IGCC | 0 | 0 | 0 | 0 | 0 | 0
DemandResponse | 0 | 0 | 0 | 0 | 0 | 0
IGCC-CCS | 0 | 0 | 0 | 0 | 0 | 0
WT_off | 0 | 0 | 0 | 0 | 0 | 0
PseudoUnit | 0 | 0 | 0 | 0 | 0 | 0
FixedInterchange | 0 | 0 | 0 | 0 | 0 | 0
Total Installed Capacity by Reporting Type: NWPP_Gas
ReportingType | 2015 | 2020 | 2025 | 2030 | 2035 | 2040
BM | 0 | 0 | 0 | 0 | 0 | 0
CC | 6627 | 6627 | 8912.84 | 12505.41 | 15669.84 | 17817.13
CSP | 0 | 0 | 0 | 0 | 0 | 0
CT | 150 | 150 | 150 | 150 | 0 | 0
Coal | 0 | 0 | 0 | 0 | 0 | 937.16
Geo | 0 | 0 | 0 | 0 | 0 | 0
H | 0 | 0 | 0 | 0 | 0 | 0
LFG | 0 | 0 | 0 | 0 | 0 | 0
Nuc | 0 | 0 | 0 | 0 | 0 | 0
PS | 0 | 0 | 0 | 0 | 0 | 0
PV | 0 | 0 | 0 | 0 | 0 | 0
PeakG | 0 | 0 | 0 | 0 | 0 | 0
PeakO | 0 | 0 | 0 | 0 | 0 | 0
ST | 0 | 0 | 0 | 0 | 0 | 0
STOG | 0 | 0 | 0 | 0 | 0 | 0
STWD | 0 | 0 | 0 | 0 | 0 | 0
WT | 0 | 0 | 0 | 0 | 0 | 0
IGCC | 0 | 0 | 0 | 0 | 0 | 0
DemandResponse | 0.01 | 0.01 | 40.11 | 0.01 | 0.01 | 0.01
IGCC-CCS | 0 | 0 | 0 | 0 | 0 | 0
WT_off | 0 | 0 | 0 | 0 | 0 | 0
PseudoUnit | 0 | 0 | 0 | 0 | 0 | 0
FixedInterchange | 0 | 0 | 0 | 0 | 0 | 0
Total Installed Capacity by Reporting Type: NWPP_NucRenew
ReportingType | 2015 | 2020 | 2025 | 2030 | 2035 | 2040
BM | 32.55 | 32.55 | 32.55 | 32.55 | 32.55 | 32.55
CC | 0 | 0 | 0 | 0 | 0 | 0
CSP | 0 | 0 | 0 | 0 | 0 | 0
CT | 0 | 0 | 0 | 0 | 0 | 0
Coal | 0 | 0 | 0 | 0 | 0 | 0
Geo | 404.2 | 404.2 | 838.2 | 838.2 | 838.2 | 838.2
H | 33736 | 33736 | 33736 | 33736 | 33736 | 33736
LFG | 128.5 | 223.98 | 373 | 373 | 373 | 373
Nuc | 1131 | 1131 | 1131 | 1131 | 1131 | 1131
PS | 258 | 258 | 258 | 258 | 258 | 258
PV | 3 | 3 | 3 | 3 | 3 | 3
PeakG | 0 | 0 | 0 | 0 | 0 | 0
PeakO | 0 | 0 | 0 | 0 | 0 | 0
ST | 0 | 0 | 0 | 0 | 0 | 0
STOG | 0 | 0 | 0 | 0 | 0 | 0
STWD | 206.13 | 206.13 | 206.13 | 206.13 | 206.13 | 206.13
WT | 6865.3 | 6865.3 | 6865.3 | 6865.3 | 6865.3 | 6865.3
IGCC | 0 | 0 | 0 | 0 | 0 | 0
DemandResponse | 0 | 0 | 0 | 0 | 0 | 0
IGCC-CCS | 0 | 0 | 0 | 0 | 0 | 0
WT_off | 0 | 0 | 0 | 0 | 0 | 0
PseudoUnit | 0 | 0 | 0 | 0 | 0 | 0
FixedInterchange | 0 | 0 | 0 | 0 | 0 | 0
Total Installed Capacity by Reporting Type: RMPA
ReportingType | 2015 | 2020 | 2025 | 2030 | 2035 | 2040
BM | 0 | 0 | 0 | 0 | 0 | 0
CC | 2686 | 2686 | 2686 | 2686 | 2686 | 2686
CSP | 0 | 0 | 0 | 0 | 0 | 0
CT | 152 | 152 | 152 | 152 | 152 | 152
Coal | 7475.3 | 7537.79 | 7185.79 | 8295.45 | 9520.37 | 10825.66
Geo | 0 | 625 | 2570 | 2570 | 2570 | 2570
H | 982 | 982 | 982 | 982 | 982 | 982
LFG | 7.4 | 36.33 | 36.33 | 36.33 | 36.33 | 36.33
Nuc | 0.1 | 0.1 | 0.1 | 0.1 | 0.1 | 0.1
PS | 563 | 563 | 563 | 563 | 563 | 563
PV | 21 | 21 | 21 | 21 | 21 | 21
PeakG | 2904 | 2904 | 2904 | 2904 | 2904 | 2904
PeakO | 187 | 187 | 187 | 187 | 187 | 187
ST | 3 | 385.1 | 414.4 | 445.89 | 445.89 | 445.89
STOG | 25.2 | 25.2 | 25.2 | 25.2 | 25.2 | 25.2
STWD | 0 | 0 | 0 | 0 | 0 | 0
WT | 2113.4 | 2113.4 | 2113.4 | 2113.4 | 2113.4 | 2113.4
IGCC | 0 | 0 | 0 | 0 | 0 | 0
DemandResponse | 310.43 | 244.45 | 199.95 | 0.01 | 0.01 | 0.01
IGCC-CCS | 0 | 0 | 0 | 0 | 0 | 0
WT_off | 0 | 0 | 0 | 0 | 0 | 0
PseudoUnit | 0 | 0 | 0 | 0 | 0 | 0
FixedInterchange | 0 | 0 | 0 | 0 | 0 | 0
Total Installed Capacity by Reporting Type: SP15
ReportingType | 2015 | 2020 | 2025 | 2030 | 2035 | 2040
BM | 6 | 6 | 6 | 6 | 6 | 6
CC | 10080.5 | 10080.5 | 10080.5 | 10080.5 | 10080.5 | 10080.5
CSP | 0 | 0 | 0 | 0 | 0 | 0
CT | 0 | 0 | 0 | 0 | 0 | 0
Coal | 101.2 | 101.2 | 101.2 | 101.2 | 0 | 0
Geo | 963 | 2413 | 2413 | 2413 | 2413 | 2413
H | 1163 | 1163 | 1163 | 1163 | 1163 | 1163
LFG | 223.2 | 779 | 779 | 779 | 779 | 779
Nuc | 2250 | 2250 | 2250 | 2250 | 2250 | 2250
PS | 1440 | 1440 | 1440 | 1440 | 1440 | 1440
PV | 126.8 | 126.8 | 126.8 | 126.8 | 123 | 123
PeakG | 4309 | 4309 | 4309 | 4309 | 4309 | 4309
PeakO | 51 | 51 | 51 | 51 | 51 | 51
ST | 448 | 448 | 448 | 448 | 448 | 448
STOG | 10242 | 10242 | 10242 | 10242 | 10242 | 10242
STWD | 119 | 119 | 119 | 119 | 119 | 119
WT | 2207.8 | 2207.8 | 2207.8 | 2207.8 | 2207.8 | 2207.8
IGCC | 0 | 0 | 0 | 0 | 0 | 0
DemandResponse | 2115.25 | 1661.02 | 1287.85 | 772.31 | 812.47 | 853.91
IGCC-CCS | 0 | 0 | 0 | 0 | 0 | 0
WT_off | 0 | 0 | 0 | 0 | 0 | 0
PseudoUnit | 0 | 0 | 0 | 0 | 0 | 0
FixedInterchange | 0 | 0 | 0 | 0 | 0 | 0
Total Installed Capacity by Reporting Type: ALB
ReportingType | 2015 | 2020 | 2025 | 2030 | 2035 | 2040
BM | 0 | 0 | 0 | 0 | 0 | 0
CC | 2215.76 | 3236.46 | 3770.45 | 4893.82 | 6108.99 | 7222.52
CSP | 0 | 0 | 0 | 0 | 0 | 0
CT | 201.5 | 201.5 | 201.5 | 201.5 | 24.74 | 24.74
Coal | 6240.83 | 6240.83 | 6240.83 | 6240.83 | 6240.83 | 6240.83
Geo | 0 | 0 | 0 | 0 | 0 | 0
H | 912 | 912 | 912 | 912 | 912 | 912
LFG | 10 | 10 | 10 | 10 | 10 | 10
Nuc | 0.1 | 0.1 | 0.1 | 0.1 | 0.1 | 0.1
PS | 0 | 0 | 0 | 0 | 0 | 0
PV | 0 | 0 | 0 | 0 | 0 | 0
PeakG | 1960.62 | 1960.62 | 1960.62 | 1960.62 | 1960.62 | 1960.62
PeakO | 0 | 0 | 0 | 0 | 0 | 0
ST | 0 | 0 | 0 | 0 | 0 | 0
STOG | 0 | 0 | 0 | 0 | 0 | 0
STWD | 0 | 0 | 0 | 0 | 0 | 0
WT | 672 | 672 | 672 | 672 | 672 | 672
IGCC | 0 | 0 | 0 | 0 | 0 | 0
DemandResponse | 0.01 | 71.95 | 195.76 | 43.69 | 46.85 | 50.24
IGCC-CCS | 0 | 0 | 0 | 0 | 0 | 0
WT_off | 0 | 0 | 0 | 0 | 0 | 0
PseudoUnit | 0 | 0 | 0 | 0 | 0 | 0
FixedInterchange | 0 | 0 | 0 | 0 | 0 | 0
Total Installed Capacity by Reporting Type: BC
ReportingType | 2015 | 2020 | 2025 | 2030 | 2035 | 2040
BM | 0 | 0 | 0 | 0 | 0 | 0
CC | 1153.44 | 1852.76 | 2575.16 | 3355.87 | 4163.1 | 4409.38
CSP | 0 | 0 | 0 | 0 | 0 | 0
CT | 0 | 0 | 0 | 0 | 0 | 600.5
Coal | 0 | 0 | 0 | 0 | 0 | 0
Geo | 0 | 0 | 0 | 0 | 0 | 0
H | 12161 | 12161 | 12161 | 12161 | 12161 | 12161
LFG | 24 | 24 | 24 | 24 | 24 | 24
Nuc | 0.1 | 0.1 | 0.1 | 0.1 | 0.1 | 0.1
PS | 0 | 0 | 0 | 0 | 0 | 0
PV | 0 | 0 | 0 | 0 | 0 | 0
PeakG | 141 | 141 | 141 | 141 | 141 | 141
PeakO | 44 | 44 | 44 | 44 | 44 | 44
ST | 0 | 0 | 0 | 0 | 0 | 0
STOG | 191.91 | 191.91 | 191.91 | 191.91 | 191.91 | 191.91
STWD | 510 | 510 | 510 | 510 | 510 | 510
WT | 246 | 246 | 246 | 246 | 246 | 246
IGCC | 0 | 0 | 0 | 0 | 0 | 0
DemandResponse | 0.01 | 0.01 | 11.2 | 0.01 | 0.01 | 0.01
IGCC-CCS | 0 | 0 | 0 | 0 | 0 | 0
WT_off | 0 | 0 | 0 | 0 | 0 | 0
PseudoUnit | 0 | 0 | 0 | 0 | 0 | 0
FixedInterchange | 0 | 0 | 0 | 0 | 0 | 0
Total Installed Capacity by Reporting Type: HQ_IESO
ReportingType | 2015 | 2020 | 2025 | 2030 | 2035 | 2040
BM | 0 | 0 | 0 | 0 | 0 | 0
CC | 0 | 0 | 0 | 0 | 0 | 0
CSP | 0 | 0 | 0 | 0 | 0 | 0
CT | 0 | 0 | 0 | 0 | 0 | 0
Coal | 0 | 0 | 0 | 0 | 0 | 0
Geo | 0 | 0 | 0 | 0 | 0 | 0
H | 0 | 0 | 0 | 0 | 0 | 0
LFG | 0 | 0 | 0 | 0 | 0 | 0
Nuc | 0.1 | 0.1 | 0.1 | 0.1 | 0.1 | 0.1
PS | 0 | 0 | 0 | 0 | 0 | 0
PV | 0 | 0 | 0 | 0 | 0 | 0
PeakG | 0 | 0 | 0 | 0 | 0 | 0
PeakO | 0 | 0 | 0 | 0 | 0 | 0
ST | 0 | 0 | 0 | 0 | 0 | 0
STOG | 0 | 0 | 0 | 0 | 0 | 0
STWD | 0 | 0 | 0 | 0 | 0 | 0
WT | 0 | 0 | 0 | 0 | 0 | 0
IGCC | 0 | 0 | 0 | 0 | 0 | 0
DemandResponse | 0 | 0 | 0 | 0 | 0 | 0
IGCC-CCS | 0 | 0 | 0 | 0 | 0 | 0
WT_off | 0 | 0 | 0 | 0 | 0 | 0
PseudoUnit | 0 | 0 | 0 | 0 | 0 | 0
FixedInterchange | 3000 | 3000 | 3000 | 3000 | 3000 | 3000
Total Installed Capacity by Reporting Type: HQ_NEISO
ReportingType | 2015 | 2020 | 2025 | 2030 | 2035 | 2040
BM | 0 | 0 | 0 | 0 | 0 | 0
CC | 0 | 0 | 0 | 0 | 0 | 0
CSP | 0 | 0 | 0 | 0 | 0 | 0
CT | 0 | 0 | 0 | 0 | 0 | 0
Coal | 0 | 0 | 0 | 0 | 0 | 0
Geo | 0 | 0 | 0 | 0 | 0 | 0
H | 0 | 0 | 0 | 0 | 0 | 0
LFG | 0 | 0 | 0 | 0 | 0 | 0
Nuc | 0.1 | 0.1 | 0.1 | 0.1 | 0.1 | 0.1
PS | 0 | 0 | 0 | 0 | 0 | 0
PV | 0 | 0 | 0 | 0 | 0 | 0
PeakG | 0 | 0 | 0 | 0 | 0 | 0
PeakO | 0 | 0 | 0 | 0 | 0 | 0
ST | 0 | 0 | 0 | 0 | 0 | 0
STOG | 0 | 0 | 0 | 0 | 0 | 0
STWD | 0 | 0 | 0 | 0 | 0 | 0
WT | 0 | 0 | 0 | 0 | 0 | 0
IGCC | 0 | 0 | 0 | 0 | 0 | 0
DemandResponse | 0 | 0 | 0 | 0 | 0 | 0
IGCC-CCS | 0 | 0 | 0 | 0 | 0 | 0
WT_off | 0 | 0 | 0 | 0 | 0 | 0
PseudoUnit | 0 | 0 | 0 | 0 | 0 | 0
FixedInterchange | 2920 | 2920 | 2920 | 2920 | 2920 | 2920
Total Installed Capacity by Reporting Type: HQ_NY
ReportingType | 2015 | 2020 | 2025 | 2030 | 2035 | 2040
BM | 0 | 0 | 0 | 0 | 0 | 0
CC | 0 | 0 | 0 | 0 | 0 | 0
CSP | 0 | 0 | 0 | 0 | 0 | 0
CT | 0 | 0 | 0 | 0 | 0 | 0
Coal | 0 | 0 | 0 | 0 | 0 | 0
Geo | 0 | 0 | 0 | 0 | 0 | 0
H | 0 | 0 | 0 | 0 | 0 | 0
LFG | 0 | 0 | 0 | 0 | 0 | 0
Nuc | 0.1 | 0.1 | 0.1 | 0.1 | 0.1 | 0.1
PS | 0 | 0 | 0 | 0 | 0 | 0
PV | 0 | 0 | 0 | 0 | 0 | 0
PeakG | 0 | 0 | 0 | 0 | 0 | 0
PeakO | 0 | 0 | 0 | 0 | 0 | 0
ST | 0 | 0 | 0 | 0 | 0 | 0
STOG | 0 | 0 | 0 | 0 | 0 | 0
STWD | 0 | 0 | 0 | 0 | 0 | 0
WT | 0 | 0 | 0 | 0 | 0 | 0
IGCC | 0 | 0 | 0 | 0 | 0 | 0
DemandResponse | 0 | 0 | 0 | 0 | 0 | 0
IGCC-CCS | 0 | 0 | 0 | 0 | 0 | 0
WT_off | 0 | 0 | 0 | 0 | 0 | 0
PseudoUnit | 0 | 0 | 0 | 0 | 0 | 0
FixedInterchange | 1500 | 1500 | 1500 | 1500 | 1500 | 1500
Total Installed Capacity by Reporting Type: MARITIMES
ReportingType | 2015 | 2020 | 2025 | 2030 | 2035 | 2040
BM | 0 | 0 | 0 | 0 | 0 | 0
CC | 0 | 0 | 0 | 0 | 0 | 0
CSP | 0 | 0 | 0 | 0 | 0 | 0
CT | 0 | 0 | 0 | 0 | 0 | 0
Coal | 0 | 0 | 0 | 0 | 0 | 0
Geo | 0 | 0 | 0 | 0 | 0 | 0
H | 0 | 0 | 0 | 0 | 0 | 0
LFG | 0 | 0 | 0 | 0 | 0 | 0
Nuc | 0.1 | 0.1 | 0.1 | 0.1 | 0.1 | 0.1
PS | 0 | 0 | 0 | 0 | 0 | 0
PV | 0 | 0 | 0 | 0 | 0 | 0
PeakG | 0 | 0 | 0 | 0 | 0 | 0
PeakO | 0 | 0 | 0 | 0 | 0 | 0
ST | 0 | 0 | 0 | 0 | 0 | 0
STOG | 0 | 0 | 0 | 0 | 0 | 0
STWD | 0 | 0 | 0 | 0 | 0 | 0
WT | 0 | 0 | 0 | 0 | 0 | 0
IGCC | 0 | 0 | 0 | 0 | 0 | 0
DemandResponse | 0 | 0 | 0 | 0 | 0 | 0
IGCC-CCS | 0 | 0 | 0 | 0 | 0 | 0
WT_off | 0 | 0 | 0 | 0 | 0 | 0
PseudoUnit | 0 | 0 | 0 | 0 | 0 | 0
FixedInterchange | 1400 | 1400 | 1400 | 1400 | 1400 | 1400
Total Installed Capacity by Reporting Type: All
ReportingType | 2015 | 2020 | 2025 | 2030 | 2035 | 2040
BM | 1251 | 1251 | 1285.89 | 1365.14 | 1409.88 | 1306.57
CC | 235852.36 | 271926.25 | 294525.94 | 335828.73 | 377647.76 | 416088.79
CSP | 0 | 0 | 0 | 0 | 0 | 0
CT | 8372.16 | 24353.7 | 35004.31 | 59286.57 | 78106.78 | 87594.85
Coal | 277590.19 | 260400.21 | 260048.21 | 261157.88 | 273728.3 | 297488.8
Geo | 2534.2 | 4609.2 | 9038.2 | 9038.2 | 9038.2 | 9038.2
H | 106079.79 | 106079.79 | 106079.79 | 106079.79 | 106079.79 | 106079.79
LFG | 4136 | 6089 | 8299 | 9022.5 | 9023 | 9023
Nuc | 117236.86 | 121152.36 | 121152.36 | 119664.16 | 93088.46 | 73382.46
PS | 21788 | 21788 | 21788 | 21788 | 21788 | 21788
PV | 1648 | 2488.11 | 3225.93 | 3445.66 | 2391.86 | 2457.27
PeakG | 119805.13 | 119805.13 | 119805.13 | 119805.13 | 119805.13 | 116611.56
PeakO | 21707.06 | 21707.06 | 21707.06 | 21707.06 | 21707.06 | 21507.06
ST | 760 | 1627.52 | 1956.19 | 2080.55 | 2080.55 | 2080.55
STOG | 73633.2 | 73633.2 | 73633.2 | 73633.2 | 73633.2 | 73633.2
STWD | 4209.13 | 4209.13 | 4209.13 | 4209.13 | 4209.13 | 4209.13
WT | 64004.8 | 84702.01 | 89974.27 | 92751.12 | 104389.2 | 114873.7
IGCC | 618 | 618 | 618 | 618 | 618 | 618
DemandResponse | 27611.53 | 35519.87 | 46965.92 | 36116.1 | 37447.01 | 38831.35
IGCC-CCS | 0 | 0 | 0 | 0 | 0 | 0
WT_off | 469 | 469 | 1569 | 1569 | 1101 | 1101
PseudoUnit | 0 | 0 | 0 | 0 | 0 | 0
FixedInterchange | 8820 | 8820 | 8820 | 8820 | 8820 | 8820
Total Installed Capacity by Reporting Type: EI_US
ReportingType | 2015 | 2020 | 2025 | 2030 | 2035 | 2040
BM | 741.12 | 741.12 | 776 | 855.26 | 900 | 796.69
CC | 153237.07 | 179590.15 | 195322.19 | 221950.63 | 251777.1 | 281422.53
CSP | 0 | 0 | 0 | 0 | 0 | 0
CT | 4477.66 | 17344.41 | 23445.03 | 41006.25 | 53556.64 | 56901.37
Coal | 220684.27 | 203460 | 203460 | 203460.02 | 214906.7 | 229772.96
Geo | 44 | 44 | 44 | 44 | 44 | 44
H | 29436.09 | 29436.09 | 29436.09 | 29436.09 | 29436.09 | 29436.09
LFG | 3458.4 | 4105.52 | 5812.5 | 6536 | 6536 | 6536
Nuc | 89571.36 | 93486.86 | 93486.86 | 91998.66 | 66452.96 | 48286.96
PS | 16931 | 16931 | 16931 | 16931 | 16931 | 16931
PV | 176.74 | 1016.86 | 1754.67 | 1974.41 | 2005.66 | 2071.06
PeakG | 97654.5 | 97654.5 | 97654.5 | 97654.5 | 97654.5 | 97654.5
PeakO | 20790.7 | 20790.7 | 20790.7 | 20790.7 | 20790.7 | 20790.7
ST | 0 | 0 | 0 | 0 | 0 | 0
STOG | 40302.49 | 40302.49 | 40302.49 | 40302.49 | 40302.49 | 40302.49
STWD | 2906 | 2906 | 2906 | 2906 | 2906 | 2906
WT | 36938.6 | 42170.85 | 47443.12 | 49817.4 | 63561.38 | 74045.89
IGCC | 618 | 618 | 618 | 618 | 618 | 618
DemandResponse | 22062.89 | 29102.19 | 38707.47 | 30977.04 | 32107.11 | 33284.1
IGCC-CCS | 0 | 0 | 0 | 0 | 0 | 0
WT_off | 469 | 469 | 1569 | 1569 | 1101 | 1101
PseudoUnit | 0 | 0 | 0 | 0 | 0 | 0
FixedInterchange | 5820 | 5820 | 5820 | 5820 | 5820 | 5820
Total Installed Capacity by Reporting Type: EI_Canada
ReportingType | 2015 | 2020 | 2025 | 2030 | 2035 | 2040
BM | 326.33 | 326.33 | 326.33 | 326.33 | 326.33 | 326.33
CC | 5832.94 | 6501.61 | 6814.14 | 7370.51 | 7410.37 | 9682.55
CSP | 0 | 0 | 0 | 0 | 0 | 0
CT | 368 | 368 | 368.01 | 368.01 | 2993.55 | 3713.23
Coal | 736.5 | 736.5 | 736.5 | 736.5 | 736.5 | 736.5
Geo | 0 | 0 | 0 | 0 | 0 | 0
H | 15168.7 | 15168.7 | 15168.7 | 15168.7 | 15168.7 | 15168.7
LFG | 117.5 | 117.5 | 117.5 | 117.5 | 118 | 118
Nuc | 13018.2 | 13018.2 | 13018.2 | 13018.2 | 11988.2 | 10448.2
PS | 123 | 123 | 123 | 123 | 123 | 123
PV | 1097.26 | 1097.26 | 1097.26 | 1097.26 | 30 | 30
PeakG | 1143 | 1143 | 1143 | 1143 | 1143 | 1143
PeakO | 33.35 | 33.35 | 33.35 | 33.35 | 33.35 | 33.35
ST | 0 | 0 | 0 | 0 | 0 | 0
STOG | 126 | 126 | 126 | 126 | 126 | 126
STWD | 0 | 0 | 0 | 0 | 0 | 0
WT | 3963.3 | 3963.3 | 3963.3 | 3963.3 | 1857.4 | 1857.4
IGCC | 0 | 0 | 0 | 0 | 0 | 0
DemandResponse | 1643.16 | 1503.69 | 1533.39 | 1119.57 | 1158.34 | 1198.45
IGCC-CCS | 0 | 0 | 0 | 0 | 0 | 0
WT_off | 0 | 0 | 0 | 0 | 0 | 0
PseudoUnit | 0 | 0 | 0 | 0 | 0 | 0
FixedInterchange | 3000 | 3000 | 3000 | 3000 | 3000 | 3000
Total Installed Capacity by Reporting Type: EI
ReportingType | 2015 | 2020 | 2025 | 2030 | 2035 | 2040
BM | 1067.45 | 1067.45 | 1102.34 | 1181.59 | 1226.33 | 1123.02
CC | 159070.01 | 186091.76 | 202136.32 | 229321.14 | 259187.47 | 291105.08
CSP | 0 | 0 | 0 | 0 | 0 | 0
CT | 4845.67 | 17712.41 | 23813.04 | 41374.26 | 56550.19 | 60614.59
Coal | 221420.77 | 204196.5 | 204196.5 | 204196.51 | 215643.19 | 230509.46
Geo | 44 | 44 | 44 | 44 | 44 | 44
H | 44604.79 | 44604.79 | 44604.79 | 44604.79 | 44604.79 | 44604.79
LFG | 3575.9 | 4223.02 | 5930 | 6653.5 | 6654 | 6654
Nuc | 102589.56 | 106505.06 | 106505.06 | 105016.86 | 78441.16 | 58735.16
PS | 17054 | 17054 | 17054 | 17054 | 17054 | 17054
PV | 1274 | 2114.11 | 2851.93 | 3071.66 | 2035.66 | 2101.06
PeakG | 98797.5 | 98797.5 | 98797.5 | 98797.5 | 98797.5 | 98797.5
PeakO | 20824.05 | 20824.05 | 20824.05 | 20824.05 | 20824.05 | 20824.05
ST | 0 | 0 | 0 | 0 | 0 | 0
STOG | 40428.49 | 40428.49 | 40428.49 | 40428.49 | 40428.49 | 40428.49
STWD | 2906 | 2906 | 2906 | 2906 | 2906 | 2906
WT | 40901.9 | 46134.15 | 51406.42 | 53780.7 | 65418.79 | 75903.29
IGCC | 618 | 618 | 618 | 618 | 618 | 618
DemandResponse | 23706.05 | 30605.88 | 40240.86 | 32096.61 | 33265.45 | 34482.55
IGCC-CCS | 0 | 0 | 0 | 0 | 0 | 0
WT_off | 469 | 469 | 1569 | 1569 | 1101 | 1101
PseudoUnit | 0 | 0 | 0 | 0 | 0 | 0
FixedInterchange | 8820 | 8820 | 8820 | 8820 | 8820 | 8820
Total Installed Capacity by Reporting Type: Outside_EI
ReportingType | 2015 | 2020 | 2025 | 2030 | 2035 | 2040
BM | 183.55 | 183.55 | 183.55 | 183.55 | 183.55 | 183.55
CC | 76782.35 | 85834.49 | 92389.62 | 106507.59 | 118460.29 | 124983.71
CSP | 0 | 0 | 0 | 0 | 0 | 0
CT | 3526.49 | 6641.29 | 11191.27 | 17912.31 | 21556.59 | 26980.25
Coal | 56169.42 | 56203.71 | 55851.71 | 56961.37 | 58085.1 | 66979.34
Geo | 2490.2 | 4565.2 | 8994.2 | 8994.2 | 8994.2 | 8994.2
H | 61475 | 61475 | 61475 | 61475 | 61475 | 61475
LFG | 560.1 | 1865.98 | 2369 | 2369 | 2369 | 2369
Nuc | 14647.3 | 14647.3 | 14647.3 | 14647.3 | 14647.3 | 14647.3
PS | 4734 | 4734 | 4734 | 4734 | 4734 | 4734
PV | 374 | 374 | 374 | 374 | 356.2 | 356.2
PeakG | 21007.63 | 21007.63 | 21007.63 | 21007.63 | 21007.63 | 17814.06
PeakO | 883 | 883 | 883 | 883 | 883 | 683
ST | 760 | 1627.52 | 1956.19 | 2080.55 | 2080.55 | 2080.55
STOG | 33204.71 | 33204.71 | 33204.71 | 33204.71 | 33204.71 | 33204.71
STWD | 1303.13 | 1303.13 | 1303.13 | 1303.13 | 1303.13 | 1303.13
WT | 23102.9 | 38567.86 | 38567.86 | 38970.41 | 38970.41 | 38970.41
IGCC | 0 | 0 | 0 | 0 | 0 | 0
DemandResponse | 3905.48 | 4914 | 6725.06 | 4019.5 | 4181.56 | 4348.81
IGCC-CCS | 0 | 0 | 0 | 0 | 0 | 0
WT_off | 0 | 0 | 0 | 0 | 0 | 0
PseudoUnit | 0 | 0 | 0 | 0 | 0 | 0
FixedInterchange | 0 | 0 | 0 | 0 | 0 | 0
#6 | Retrofit Capacity (MW)
Retrofit Capacity by Reporting Type: Entergy
ReportingType | 2015 | 2020 | 2025 | 2030 | 2035 | 2040
FGD | 0 | 7356 | 7356 | 7356 | 7356 | 7356
SNCR | 0 | 0 | 0 | 0 | 0 | 0
SCR | 0 | 0 | 0 | 0 | 0 | 0
ACI90 | 0 | 0 | 0 | 0 | 0 | 0
RPJ90 | 0 | 7416 | 7416 | 7416 | 7416 | 7416
PCSEQ | 0 | 0 | 0 | 0 | 0 | 0
Retrofit Capacity by Reporting Type: FRCC
ReportingType | 2015 | 2020 | 2025 | 2030 | 2035 | 2040
FGD | 0 | 235 | 235 | 235 | 235 | 235
SNCR | 0 | 0 | 0 | 0 | 0 | 0
SCR | 3796 | 1898 | 1898 | 1898 | 1898 | 1898
ACI90 | 0 | 0 | 0 | 0 | 0 | 0
RPJ90 | 0.73 | 7901.23 | 7901.65 | 7902.18 | 7902.68 | 7903.28
PCSEQ | 0 | 0 | 0 | 0 | 0 | 0
Retrofit Capacity by Reporting Type: MAPP_US
ReportingType | 2015 | 2020 | 2025 | 2030 | 2035 | 2040
FGD | 221 | 300.83 | 300.83 | 300.83 | 300.83 | 300.83
SNCR | 0 | 0 | 0 | 0 | 0 | 0
SCR | 0 | 0 | 0 | 0 | 0 | 0
ACI90 | 0 | 0 | 0 | 0 | 0 | 0
RPJ90 | 0 | 2660.83 | 2660.83 | 2660.83 | 2660.83 | 2660.83
PCSEQ | 0 | 0 | 0 | 0 | 0 | 0
Retrofit Capacity by Reporting Type: MISO_IN
ReportingType | 2015 | 2020 | 2025 | 2030 | 2035 | 2040
FGD | 0 | 2276.01 | 2276.01 | 2276.01 | 2276.01 | 2276.01
SNCR | 0.01 | 0 | 0 | 0 | 0 | 0.01
SCR | 0 | 0 | 0 | 0 | 0 | 0
ACI90 | 0 | 0 | 0 | 0 | 0 | 0
RPJ90 | 0.86 | 13117.12 | 13117.52 | 13117.92 | 13118.28 | 13118.64
PCSEQ | 0 | 0 | 0 | 0 | 0 | 0
Retrofit Capacity by Reporting Type: MISO_MI
ReportingType | 2015 | 2020 | 2025 | 2030 | 2035 | 2040
FGD | 0 | 5421.72 | 5421.72 | 5421.72 | 5421.72 | 5421.72
SNCR | 0.01 | 0 | 0 | 0.01 | 0.01 | 0.01
SCR | 355 | 0 | 0 | 0 | 0.01 | 0.01
ACI90 | 0 | 0 | 0 | 0 | 0 | 0
RPJ90 | 0.01 | 7223.52 | 7223.52 | 7223.52 | 7223.52 | 7223.52
PCSEQ | 0 | 0 | 0 | 0 | 0 | 0
Retrofit Capacity by Reporting Type: MISO_MO-IL
ReportingType | 2015 | 2020 | 2025 | 2030 | 2035 | 2040
FGD | 0 | 7894.25 | 7894.25 | 7894.25 | 7894.25 | 7894.25
SNCR | 0.01 | 0.01 | 0.01 | 0.01 | 0.01 | 0.01
SCR | 400 | 200 | 200 | 200 | 200 | 200
ACI90 | 0 | 0 | 0 | 0 | 0 | 0
RPJ90 | 2491.08 | 11546.01 | 11546.54 | 11547.06 | 11547.46 | 11547.83
PCSEQ | 0 | 0 | 0 | 0 | 0 | 0
Retrofit Capacity by Reporting Type: MISO_W
ReportingType | 2015 | 2020 | 2025 | 2030 | 2035 | 2040
FGD | 0 | 5555.5 | 5555.5 | 5555.5 | 5555.5 | 5555.5
SNCR | 0 | 0 | 0 | 0 | 0 | 0.01
SCR | 1225.26 | 612.63 | 612.63 | 612.63 | 612.63 | 612.63
ACI90 | 0 | 0 | 0 | 0 | 0 | 0
RPJ90 | 2652.37 | 11354.73 | 11354.73 | 11354.73 | 11354.73 | 11354.73
PCSEQ | 0 | 0 | 0 | 0 | 0 | 0
Retrofit Capacity by Reporting Type: MISO_WUMS
ReportingType | 2015 | 2020 | 2025 | 2030 | 2035 | 2040
FGD | 1135 | 1692.21 | 1692.21 | 1692.21 | 1692.21 | 1692.21
SNCR | 0 | 0 | 0 | 0 | 0 | 0
SCR | 2778.6 | 1902.61 | 1902.61 | 1902.61 | 1902.61 | 1902.61
ACI90 | 0 | 0 | 0 | 0 | 0 | 0
RPJ90 | 1740.78 | 3446.09 | 3446.38 | 3446.7 | 3446.97 | 3447.24
PCSEQ | 0 | 0 | 0 | 0 | 0 | 0
Retrofit Capacity by Reporting Type: Nebraska
ReportingType | 2015 | 2020 | 2025 | 2030 | 2035 | 2040
FGD | 0 | 3195.8 | 3195.8 | 3195.8 | 3195.8 | 3195.8
SNCR | 0 | 0 | 0 | 0 | 0 | 0
SCR | 0 | 0 | 0 | 0 | 0 | 0
ACI90 | 0 | 0 | 0 | 0 | 0 | 0
RPJ90 | 1364.4 | 3878 | 3878 | 3878 | 3878 | 3878
PCSEQ | 0 | 0 | 0 | 0 | 0 | 0
Retrofit Capacity by Reporting Type: NEISO
ReportingType | 2015 | 2020 | 2025 | 2030 | 2035 | 2040
FGD | 320 | 0 | 0 | 0 | 0 | 0
SNCR | 0 | 0 | 0 | 0 | 0 | 0
SCR | 0 | 0 | 0 | 0 | 0 | 0
ACI90 | 0 | 0 | 0 | 0 | 0 | 0
RPJ90 | 870.93 | 0 | 0 | 0 | 0 | 0
PCSEQ | 0 | 0 | 0 | 0 | 0 | 0
Retrofit Capacity by Reporting Type: NonRTO_Midwest
ReportingType | 2015 | 2020 | 2025 | 2030 | 2035 | 2040
FGD | 1403 | 2448.43 | 2448.43 | 2448.43 | 2448.43 | 2448.43
SNCR | 0 | 0 | 0 | 0 | 0 | 0.01
SCR | 1463.8 | 731.9 | 731.9 | 731.9 | 731.9 | 731.9
ACI90 | 0 | 0 | 0 | 0 | 0 | 0
RPJ90 | 1.28 | 8800.62 | 8801.16 | 8801.71 | 8802.14 | 8802.52
PCSEQ | 0 | 0 | 0 | 0 | 0 | 0
Retrofit Capacity by Reporting Type: NYISO_A-F
ReportingType | 2015 | 2020 | 2025 | 2030 | 2035 | 2040
FGD | 0 | 0 | 0 | 0 | 0 | 0
SNCR | 0 | 0 | 0 | 0 | 0 | 0
SCR | 0 | 0 | 0 | 0 | 0 | 0
ACI90 | 0 | 0 | 0 | 0 | 0 | 0
RPJ90 | 486.3 | 0 | 0 | 0 | 0 | 0
PCSEQ | 0 | 0 | 0 | 0 | 0 | 0
Retrofit Capacity by Reporting Type: NYISO_G-I
ReportingType | 2015 | 2020 | 2025 | 2030 | 2035 | 2040
FGD | 0 | 0 | 0 | 0 | 0 | 0
SNCR | 0 | 0 | 0 | 0 | 0 | 0
SCR | 0 | 0 | 0 | 0 | 0 | 0
ACI90 | 0 | 0 | 0 | 0 | 0 | 0
RPJ90 | 0 | 0 | 0 | 0 | 0 | 0
PCSEQ | 0 | 0 | 0 | 0 | 0 | 0
Retrofit Capacity by Reporting Type: NYISO_J-K
ReportingType | 2015 | 2020 | 2025 | 2030 | 2035 | 2040
FGD | 0 | 0 | 0 | 0 | 0 | 0
SNCR | 0 | 0 | 0 | 0 | 0 | 0
SCR | 0 | 0 | 0 | 0 | 0 | 0
ACI90 | 0 | 0 | 0 | 0 | 0 | 0
RPJ90 | 0 | 0 | 0 | 0 | 0 | 0
PCSEQ | 0 | 0 | 0 | 0 | 0 | 0
Retrofit Capacity by Reporting Type: PJM_E
ReportingType | 2015 | 2020 | 2025 | 2030 | 2035 | 2040
FGD | 0 | 0 | 0 | 0 | 0 | 0
SNCR | 0 | 0 | 0 | 0 | 0 | 0
SCR | 568 | 0 | 0 | 0 | 0 | 0
ACI90 | 0 | 0 | 0 | 0 | 0 | 0
RPJ90 | 1785.65 | 3.54 | 5.67 | 7.33 | 8.56 | 9.49
PCSEQ | 0 | 0 | 0 | 0 | 0 | 0
Retrofit Capacity by Reporting Type: PJM_ROM
ReportingType | 2015 | 2020 | 2025 | 2030 | 2035 | 2040
FGD | 0 | 1234 | 1234 | 1234 | 1234 | 1234
SNCR | 0 | 0 | 0 | 0 | 0 | 0
SCR | 341 | 0 | 0 | 0 | 0 | 0
ACI90 | 0 | 0 | 0 | 0 | 0 | 0
RPJ90 | 2572.01 | 8983.75 | 8983.75 | 8983.75 | 8983.75 | 8983.75
PCSEQ | 0 | 0 | 0 | 0 | 0 | 0
Retrofit Capacity by Reporting Type: PJM_ROR
ReportingType | 2015 | 2020 | 2025 | 2030 | 2035 | 2040
FGD | 0.01 | 13604.9 | 13604.9 | 13604.9 | 13604.9 | 13604.9
SNCR | 0.02 | 0.02 | 0.02 | 0.02 | 0.02 | 0.02
SCR | 2400.01 | 1200.01 | 1200.01 | 1200.01 | 1200.01 | 1200.01
ACI90 | 0 | 0 | 0 | 0 | 0 | 0
RPJ90 | 0.75 | 44499.6 | 44500 | 44500.52 | 44501.04 | 44501.64
PCSEQ | 0 | 0 | 0 | 0 | 0 | 0
Retrofit Capacity by Reporting Type: SOCO
ReportingType | 2015 | 2020 | 2025 | 2030 | 2035 | 2040
FGD | 4088.71 | 6563.22 | 6563.22 | 6563.22 | 6563.22 | 6563.22
SNCR | 0.01 | 0 | 0 | 0 | 0.01 | 0.01
SCR | 3404.7 | 3404.7 | 3404.7 | 3404.7 | 3404.71 | 3404.71
ACI90 | 0 | 0 | 0 | 0 | 0 | 0
RPJ90 | 6809.41 | 16743.2 | 16743.2 | 16743.2 | 16743.2 | 16743.2
PCSEQ | 0 | 0 | 0 | 0 | 0 | 0
Retrofit Capacity by Reporting Type: SPP_N
ReportingType | 2015 | 2020 | 2025 | 2030 | 2035 | 2040
FGD | 0 | 2341.34 | 2341.34 | 2341.34 | 2341.34 | 2341.34
SNCR | 0 | 0 | 0 | 0 | 0 | 0
SCR | 0 | 0 | 0 | 0 | 0 | 0
ACI90 | 0 | 0 | 0 | 0 | 0 | 0
RPJ90 | 1302.78 | 7277.64 | 7278.04 | 7278.52 | 7278.95 | 7279.4
PCSEQ | 0 | 0 | 0 | 0 | 0 | 0
Retrofit Capacity by Reporting Type: SPP_S
ReportingType | 2015 | 2020 | 2025 | 2030 | 2035 | 2040
FGD | 0.01 | 8147.8 | 8147.8 | 8147.8 | 8147.8 | 8147.8
SNCR | 0 | 0.01 | 0.01 | 0.01 | 0.01 | 0.01
SCR | 0 | 0 | 0 | 0 | 0 | 0
ACI90 | 0 | 0 | 0 | 0 | 0 | 0
RPJ90 | 0.01 | 11553.93 | 11553.93 | 11553.93 | 11553.93 | 11553.93
PCSEQ | 0 | 0 | 0 | 0 | 0 | 0
Retrofit Capacity by Reporting Type: TVA
ReportingType | 2015 | 2020 | 2025 | 2030 | 2035 | 2040
FGD | 0 | 4090.02 | 4090.02 | 4090.02 | 4090.02 | 4090.02
SNCR | 0 | 0 | 0 | 0 | 0 | 0
SCR | 0 | 0 | 0 | 0 | 0 | 0
ACI90 | 0 | 0 | 0 | 0 | 0 | 0
RPJ90 | 0.01 | 11141.02 | 11141.02 | 11141.02 | 11141.02 | 11141.02
PCSEQ | 0 | 0 | 0 | 0 | 0 | 0
Retrofit Capacity by Reporting Type: TVA_Transmission
ReportingType | 2015 | 2020 | 2025 | 2030 | 2035 | 2040
FGD | 0 | 0 | 0 | 0 | 0 | 0
SNCR | 0 | 0 | 0 | 0 | 0 | 0
SCR | 0 | 0 | 0 | 0 | 0 | 0
ACI90 | 0 | 0 | 0 | 0 | 0 | 0
RPJ90 | 0 | 0 | 0 | 0 | 0 | 0
PCSEQ | 0 | 0 | 0 | 0 | 0 | 0
Retrofit Capacity by Reporting Type: VACAR
ReportingType | 2015 | 2020 | 2025 | 2030 | 2035 | 2040
FGD | 0 | 0 | 0 | 0 | 0 | 0
SNCR | 0 | 0 | 0 | 0 | 0 | 0
SCR | 0 | 0 | 0 | 0 | 0 | 0
ACI90 | 0 | 0 | 0 | 0 | 0 | 0
RPJ90 | 2.31 | 13624.54 | 13625.88 | 13627.63 | 13629.58 | 13631.32
PCSEQ | 0 | 0 | 0 | 0 | 0 | 0
Retrofit Capacity by Reporting Type: IESO
ReportingType | 2015 | 2020 | 2025 | 2030 | 2035 | 2040
FGD | 0 | 0 | 0 | 0 | 0 | 0
SNCR | 0 | 0 | 0 | 0 | 0 | 0
SCR | 0 | 0 | 0 | 0 | 0 | 0
ACI90 | 0 | 0 | 0 | 0 | 0 | 0
RPJ90 | 0 | 0 | 0 | 0 | 0 | 0
PCSEQ | 0 | 0 | 0 | 0 | 0 | 0
Retrofit Capacity by Reporting Type: MAPP_CA
ReportingType | 2015 | 2020 | 2025 | 2030 | 2035 | 2040
FGD | 0 | 0 | 0 | 0 | 0 | 0
SNCR | 0 | 0 | 0 | 0 | 0 | 0
SCR | 0 | 0 | 0 | 0 | 0 | 0
ACI90 | 0 | 0 | 0 | 0 | 0 | 0
RPJ90 | 0 | 0 | 0 | 0 | 0 | 0
PCSEQ | 0 | 0 | 0 | 0 | 0 | 0
Retrofit Capacity by Reporting Type: AZ_NM_SNV_Coal
ReportingType | 2015 | 2020 | 2025 | 2030 | 2035 | 2040
FGD | 384 | 540 | 540 | 540 | 540 | 540
SNCR | 0 | 0 | 0 | 0 | 0 | 0
SCR | 800 | 400 | 400 | 400 | 400 | 400
ACI90 | 0 | 0 | 0 | 0 | 0 | 0
RPJ90 | 3286.54 | 10066.81 | 10067.04 | 10067.32 | 10067.59 | 10067.88
PCSEQ | 0 | 0 | 0 | 0 | 0 | 0
Retrofit Capacity by Reporting Type: AZ_NM_SNV_Gas
ReportingType | 2015 | 2020 | 2025 | 2030 | 2035 | 2040
FGD | 0 | 0 | 0 | 0 | 0 | 0
SNCR | 0 | 0 | 0 | 0 | 0 | 0
SCR | 0 | 0 | 0 | 0 | 0 | 0
ACI90 | 0 | 0 | 0 | 0 | 0 | 0
RPJ90 | 0 | 0 | 0 | 0 | 0 | 0
PCSEQ | 0 | 0 | 0 | 0 | 0 | 0
Retrofit Capacity by Reporting Type: AZ_NM_SNV_NucRenew
ReportingType | 2015 | 2020 | 2025 | 2030 | 2035 | 2040
FGD | 0 | 0 | 0 | 0 | 0 | 0
SNCR | 0 | 0 | 0 | 0 | 0 | 0
SCR | 0 | 0 | 0 | 0 | 0 | 0
ACI90 | 0 | 0 | 0 | 0 | 0 | 0
RPJ90 | 0 | 0 | 0 | 0 | 0 | 0
PCSEQ | 0 | 0 | 0 | 0 | 0 | 0
Retrofit Capacity by Reporting Type: ERCOT
ReportingType | 2015 | 2020 | 2025 | 2030 | 2035 | 2040
FGD | 0 | 5125 | 5125 | 5125 | 5125 | 5125
SNCR | 0 | 0 | 0 | 0 | 0 | 0
SCR | 4370 | 2185 | 2185 | 2185 | 2185 | 2185
ACI90 | 0 | 0 | 0 | 0 | 0 | 0
RPJ90 | 9196.78 | 16249.16 | 16249.55 | 16249.99 | 16250.38 | 16250.77
PCSEQ | 0 | 0 | 0 | 0 | 0 | 0
Retrofit Capacity by Reporting Type: NP15
ReportingType | 2015 | 2020 | 2025 | 2030 | 2035 | 2040
FGD | 0 | 0 | 0 | 0 | 0 | 0
SNCR | 0 | 0 | 0 | 0 | 0 | 0
SCR | 0 | 0 | 0 | 0 | 0 | 0
ACI90 | 0 | 0 | 0 | 0 | 0 | 0
RPJ90 | 0 | 0 | 0 | 0 | 0 | 0
PCSEQ | 0 | 0 | 0 | 0 | 0 | 0
Retrofit Capacity by Reporting Type: NWPP_Coal
ReportingType | 2015 | 2020 | 2025 | 2030 | 2035 | 2040
FGD | 0 | 1601.2 | 1601.2 | 1601.2 | 1601.2 | 1601.2
SNCR | 0 | 0 | 0 | 0 | 0 | 0.01
SCR | 0 | 0 | 0 | 0 | 0 | 0
ACI90 | 0 | 0 | 0 | 0 | 0 | 0
RPJ90 | 453.61 | 12990.02 | 12990.02 | 12990.02 | 12990.02 | 12990.02
PCSEQ | 0 | 0 | 0 | 0 | 0 | 0
Retrofit Capacity by Reporting Type: NWPP_Gas
ReportingType | 2015 | 2020 | 2025 | 2030 | 2035 | 2040
FGD | 0 | 0 | 0 | 0 | 0 | 0
SNCR | 0 | 0 | 0 | 0 | 0 | 0
SCR | 0 | 0 | 0 | 0 | 0 | 0
ACI90 | 0 | 0 | 0 | 0 | 0 | 0
RPJ90 | 0 | 0 | 0 | 0 | 0 | 0
PCSEQ | 0 | 0 | 0 | 0 | 0 | 0
Retrofit Capacity by Reporting Type: NWPP_NucRenew
ReportingType | 2015 | 2020 | 2025 | 2030 | 2035 | 2040
FGD | 0 | 0 | 0 | 0 | 0 | 0
SNCR | 0 | 0 | 0 | 0 | 0 | 0
SCR | 0 | 0 | 0 | 0 | 0 | 0
ACI90 | 0 | 0 | 0 | 0 | 0 | 0
RPJ90 | 0 | 0 | 0 | 0 | 0 | 0
PCSEQ | 0 | 0 | 0 | 0 | 0 | 0
Retrofit Capacity by Reporting Type: RMPA
ReportingType | 2015 | 2020 | 2025 | 2030 | 2035 | 2040
FGD | 0 | 1282 | 1282 | 1282 | 1282 | 1282
SNCR | 0 | 0 | 0 | 0 | 0 | 0
SCR | 1554.6 | 777.3 | 777.3 | 777.3 | 777.3 | 777.3
ACI90 | 0 | 0 | 0 | 0 | 0 | 0
RPJ90 | 2874.61 | 6914.8 | 6562.8 | 6562.8 | 6562.8 | 6562.8
PCSEQ | 0 | 0 | 0 | 0 | 0 | 0
Retrofit Capacity by Reporting Type: SP15
ReportingType | 2015 | 2020 | 2025 | 2030 | 2035 | 2040
FGD | 0 | 0 | 0 | 0 | 0 | 0
SNCR | 0 | 0 | 0 | 0 | 0 | 0
SCR | 0 | 0 | 0 | 0 | 0 | 0
ACI90 | 0 | 0 | 0 | 0 | 0 | 0
RPJ90 | 0 | 101.2 | 101.2 | 101.2 | 0 | 0
PCSEQ | 0 | 0 | 0 | 0 | 0 | 0
Retrofit Capacity by Reporting Type: ALB
ReportingType | 2015 | 2020 | 2025 | 2030 | 2035 | 2040
FGD | 0 | 0 | 0 | 0 | 0 | 0
SNCR | 0 | 0 | 0 | 0 | 0 | 0
SCR | 0 | 0 | 0 | 0 | 0 | 0
ACI90 | 0 | 0 | 0 | 0 | 0 | 0
RPJ90 | 0 | 0 | 0 | 0 | 0 | 0
PCSEQ | 0 | 0 | 0 | 0 | 0 | 0
Retrofit Capacity by Reporting Type: BC
ReportingType | 2015 | 2020 | 2025 | 2030 | 2035 | 2040
FGD | 0 | 0 | 0 | 0 | 0 | 0
SNCR | 0 | 0 | 0 | 0 | 0 | 0
SCR | 0 | 0 | 0 | 0 | 0 | 0
ACI90 | 0 | 0 | 0 | 0 | 0 | 0
RPJ90 | 0 | 0 | 0 | 0 | 0 | 0
PCSEQ | 0 | 0 | 0 | 0 | 0 | 0
Retrofit Capacity by Reporting Type: HQ_IESO
ReportingType | 2015 | 2020 | 2025 | 2030 | 2035 | 2040
FGD | 0 | 0 | 0 | 0 | 0 | 0
SNCR | 0 | 0 | 0 | 0 | 0 | 0
SCR | 0 | 0 | 0 | 0 | 0 | 0
ACI90 | 0 | 0 | 0 | 0 | 0 | 0
RPJ90 | 0 | 0 | 0 | 0 | 0 | 0
PCSEQ | 0 | 0 | 0 | 0 | 0 | 0
Retrofit Capacity by Reporting Type: HQ_NEISO
ReportingType | 2015 | 2020 | 2025 | 2030 | 2035 | 2040
FGD | 0 | 0 | 0 | 0 | 0 | 0
SNCR | 0 | 0 | 0 | 0 | 0 | 0
SCR | 0 | 0 | 0 | 0 | 0 | 0
ACI90 | 0 | 0 | 0 | 0 | 0 | 0
RPJ90 | 0 | 0 | 0 | 0 | 0 | 0
PCSEQ | 0 | 0 | 0 | 0 | 0 | 0
Retrofit Capacity by Reporting Type: HQ_NY
ReportingType | 2015 | 2020 | 2025 | 2030 | 2035 | 2040
FGD | 0 | 0 | 0 | 0 | 0 | 0
SNCR | 0 | 0 | 0 | 0 | 0 | 0
SCR | 0 | 0 | 0 | 0 | 0 | 0
ACI90 | 0 | 0 | 0 | 0 | 0 | 0
RPJ90 | 0 | 0 | 0 | 0 | 0 | 0
PCSEQ | 0 | 0 | 0 | 0 | 0 | 0
Retrofit Capacity by Reporting Type: MARITIMES
ReportingType | 2015 | 2020 | 2025 | 2030 | 2035 | 2040
FGD | 0 | 0 | 0 | 0 | 0 | 0
SNCR | 0 | 0 | 0 | 0 | 0 | 0
SCR | 0 | 0 | 0 | 0 | 0 | 0
ACI90 | 0 | 0 | 0 | 0 | 0 | 0
RPJ90 | 0 | 0 | 0 | 0 | 0 | 0
PCSEQ | 0 | 0 | 0 | 0 | 0 | 0
Retrofit Capacity by Reporting Type: All
ReportingType | 2015 | 2020 | 2025 | 2030 | 2035 | 2040
FGD | 7551.75 | 80905.25 | 80905.25 | 80905.25 | 80905.25 | 80905.25
SNCR | 0.09 | 0.07 | 0.07 | 0.08 | 0.09 | 0.1
SCR | 23456.99 | 13312.18 | 13312.18 | 13312.19 | 13312.2 | 13312.2
ACI90 | 0 | 0 | 0 | 0 | 0 | 0
RPJ90 | 37893.21 | 237493.4 | 237148.48 | 237155.91 | 237061.46 | 237067.84
PCSEQ | 0 | 0 | 0 | 0 | 0 | 0
Retrofit Capacity by Reporting Type: EI_US
ReportingType | 2015 | 2020 | 2025 | 2030 | 2035 | 2040
FGD | 7167.75 | 72357.05 | 72357.05 | 72357.04 | 72357.05 | 72357.04
SNCR | 0.08 | 0.06 | 0.06 | 0.07 | 0.07 | 0.08
SCR | 16732.39 | 9949.87 | 9949.87 | 9949.88 | 9949.89 | 9949.9
ACI90 | 0 | 0 | 0 | 0 | 0 | 0
RPJ90 | 22081.67 | 191171.41 | 191177.86 | 191184.57 | 191190.66 | 191196.37
PCSEQ | 0 | 0 | 0 | 0 | 0 | 0
Retrofit Capacity by Reporting Type: EI_Canada
ReportingType | 2015 | 2020 | 2025 | 2030 | 2035 | 2040
FGD | 0 | 0 | 0 | 0 | 0 | 0
SNCR | 0 | 0 | 0 | 0 | 0 | 0
SCR | 0 | 0 | 0 | 0 | 0 | 0
ACI90 | 0 | 0 | 0 | 0 | 0 | 0
RPJ90 | 0 | 0 | 0 | 0 | 0 | 0
PCSEQ | 0 | 0 | 0 | 0 | 0 | 0
Retrofit Capacity by Reporting Type: EI
ReportingType | 2015 | 2020 | 2025 | 2030 | 2035 | 2040
FGD | 7167.75 | 72357.05 | 72357.05 | 72357.04 | 72357.05 | 72357.04
SNCR | 0.08 | 0.06 | 0.06 | 0.07 | 0.07 | 0.08
SCR | 16732.39 | 9949.87 | 9949.87 | 9949.88 | 9949.89 | 9949.9
ACI90 | 0 | 0 | 0 | 0 | 0 | 0
RPJ90 | 22081.67 | 191171.41 | 191177.86 | 191184.57 | 191190.66 | 191196.37
PCSEQ | 0 | 0 | 0 | 0 | 0 | 0
Retrofit Capacity by Reporting Type: Outside_EI
ReportingType | 2015 | 2020 | 2025 | 2030 | 2035 | 2040
FGD | 384 | 8548.2 | 8548.2 | 8548.2 | 8548.2 | 8548.2
SNCR | 0.01 | 0.01 | 0.01 | 0.01 | 0.02 | 0.02
SCR | 6724.6 | 3362.3 | 3362.3 | 3362.31 | 3362.31 | 3362.31
ACI90 | 0 | 0 | 0 | 0 | 0 | 0
RPJ90 | 15811.55 | 46321.99 | 45970.62 | 45971.34 | 45870.8 | 45871.47
PCSEQ | 0 | 0 | 0 | 0 | 0 | 0
#7 | Reserve Margin (MW)
Reserve Margin Data: ALB
| 2015 | 2020 | 2025 | 2030 | 2035 | 2040
a. Peak Demand | 9894.26 | 10610.08 | 11377.68 | 12200.81 | 13083.5 | 14030.05
b. Peak Demand + Reserve Margin | 11675.23 | 12519.89 | 13425.66 | 14396.96 | 15438.53 | 16555.45
c. DR MW | 0.01 | 71.95 | 195.76 | 43.69 | 46.85 | 50.24
d. Capacity Credit | 11675.23 | 12767.86 | 13425.67 | 14396.96 | 15438.53 | 16555.45
Reserve Margin Data: BC
| 2015 | 2020 | 2025 | 2030 | 2035 | 2040
a. Peak Demand | 12097.17 | 12689.82 | 13311.5 | 13963.64 | 14647.73 | 15365.33
b. Peak Demand + Reserve Margin | 14274.66 | 14973.98 | 15707.57 | 16477.09 | 17284.32 | 18131.09
c. DR MW | 0.01 | 0.01 | 11.2 | 0.01 | 0.01 | 0.01
d. Capacity Credit | 14274.66 | 14973.98 | 15707.57 | 16477.09 | 17284.32 | 18131.09
Reserve Margin Data: ENT
| 2015 | 2020 | 2025 | 2030 | 2035 | 2040
a. Peak Demand | 31466.57 | 33435.56 | 34443.44 | 35481.33 | 36431.61 | 37407.33
b. Peak Demand + Reserve Margin | 35871.89 | 38116.54 | 39265.53 | 40448.72 | 41532.03 | 42644.36
c. DR MW | 0.01 | 650.41 | 1485.82 | 1057.23 | 1085.54 | 1114.61
d. Capacity Credit | 35871.9 | 38116.54 | 39265.52 | 40448.72 | 41532.03 | 42644.35
Reserve Margin Data: ERCOT
| 2015 | 2020 | 2025 | 2030 | 2035 | 2040
a. Peak Demand | 71153.44 | 77454.74 | 81147.58 | 84642.03 | 87444.94 | 90325.1
b. Peak Demand + Reserve Margin | 80047.62 | 87136.58 | 91291.03 | 95222.28 | 98375.56 | 101615.73
c. DR MW | 0.01 | 1586.91 | 3567.28 | 2593.38 | 2679.26 | 2767.51
d. Capacity Credit | 80047.61 | 87136.58 | 91291.01 | 95222.28 | 98375.56 | 101615.76
Reserve Margin Data: FRCC
| 2015 | 2020 | 2025 | 2030 | 2035 | 2040
a. Peak Demand | 50155.61 | 55299.01 | 59530.88 | 64077.29 | 68149.84 | 72481.23
b. Peak Demand + Reserve Margin | 58180.5 | 64146.85 | 69055.82 | 74329.66 | 79053.82 | 84078.22
c. DR MW | 2065.71 | 2506.2 | 3203.77 | 2583.54 | 2747.74 | 2922.38
d. Capacity Credit | 58180.5 | 64146.85 | 69055.8 | 74329.66 | 79053.82 | 84078.22
Reserve Margin Data: IESO
| 2015 | 2020 | 2025 | 2030 | 2035 | 2040
a. Peak Demand | 23273 | 23024.78 | 23818.34 | 24639.25 | 25488.46 | 26366.93
b. Peak Demand + Reserve Margin | 27229.41 | 26938.99 | 27867.46 | 28827.92 | 29821.5 | 30849.31
c. DR MW | 1643.15 | 1442.29 | 1371.43 | 1084.53 | 1121.91 | 1160.57
d. Capacity Credit | 29703.75 | 29502.88 | 29432.02 | 29145.12 | 29821.5 | 30849.31
Reserve Margin Data: MAPP_CA
| 2015 | 2020 | 2025 | 2030 | 2035 | 2040
a. Peak Demand | 8659 | 9310.84 | 9679.67 | 10063.12 | 10461.75 | 10876.17
b. Peak Demand + Reserve Margin | 9698.08 | 10428.14 | 10841.23 | 11270.69 | 11717.16 | 12181.31
c. DR MW | 0.01 | 61.4 | 161.96 | 35.04 | 36.43 | 37.88
d. Capacity Credit | 9698.08 | 10428.14 | 10841.23 | 11270.69 | 11717.16 | 12181.31
Reserve Margin Data: MAPP_US
| 2015 | 2020 | 2025 | 2030 | 2035 | 2040
a. Peak Demand | 5654.68 | 5968.85 | 6205.3 | 6451.11 | 6706.66 | 6972.33
b. Peak Demand + Reserve Margin | 6446.34 | 6804.49 | 7074.04 | 7354.26 | 7645.59 | 7948.45
c. DR MW | 0.01 | 39.73 | 104.81 | 22.68 | 23.58 | 24.51
d. Capacity Credit | 6921.29 | 6831.16 | 7074.03 | 7354.26 | 7645.59 | 7948.45
Reserve Margin Data: NEISO
| 2015 | 2020 | 2025 | 2030 | 2035 | 2040
a. Peak Demand | 28330.72 | 29041.1 | 29516.74 | 30032.84 | 30207.15 | 30382.46
b. Peak Demand + Reserve Margin | 32863.63 | 33687.68 | 34239.42 | 34838.1 | 35040.29 | 35243.66
c. DR MW | 2714.24 | 2861.06 | 3074.69 | 2706.61 | 2722.32 | 2738.11
d. Capacity Credit | 33724.84 | 33841.66 | 34332.03 | 34838.1 | 35040.29 | 35243.66
Reserve Margin Data: NonRTO_Midwest
| 2015 | 2020 | 2025 | 2030 | 2035 | 2040
a. Peak Demand | 11601.6 | 12475.59 | 12784.26 | 13100.55 | 13424.68 | 13756.82
b. Peak Demand + Reserve Margin | 13225.82 | 14222.18 | 14574.05 | 14934.63 | 15304.13 | 15682.78
c. DR MW | 38.81 | 119.65 | 214.92 | 45.01 | 46.13 | 47.27
d. Capacity Credit | 13225.82 | 14222.17 | 14574.05 | 14934.63 | 15304.13 | 15682.78
Reserve Margin Data: NYISO_J-K
| 2015 | 2020 | 2025 | 2030 | 2035 | 2040
a. Peak Demand | 15904.81 | 17197.92 | 18187.18 | 19230.56 | 20091.73 | 20991.47
b. Peak Demand + Reserve Margin | 14632.43 | 15822.08 | 16732.21 | 17692.12 | 18484.39 | 19312.15
c. DR MW | 1106.52 | 1048.59 | 1007.02 | 804.29 | 840.31 | 877.94
d. Capacity Credit | 17819.62 | 17761.69 | 18901.42 | 20575.28 | 20601.69 | 21759.16
Reserve Margin Data: PJM_E
| 2015 | 2020 | 2025 | 2030 | 2035 | 2040
a. Peak Demand | 30955.16 | 29409 | 30778.31 | 32206.71 | 33300.19 | 34430.79
b. Peak Demand + Reserve Margin | 30274.15 | 28762 | 30101.19 | 31498.16 | 32567.58 | 33673.32
c. DR MW | 845.33 | 946 | 1191.05 | 818.74 | 846.54 | 875.28
d. Capacity Credit | 33326.26 | 32377.33 | 32952.39 | 32580.08 | 34818.57 | 33673.31
Reserve Margin Data: RMPA
| 2015 | 2020 | 2025 | 2030 | 2035 | 2040
a. Peak Demand | 13230.03 | 14361.93 | 15409.21 | 16534.26 | 17608.76 | 18753.75
b. Peak Demand + Reserve Margin | 15082.24 | 16372.6 | 17566.5 | 18849.06 | 20073.99 | 21379.28
c. DR MW | 310.43 | 244.45 | 199.95 | 0.01 | 0.01 | 0.01
d. Capacity Credit | 15616.64 | 16372.61 | 17929.9 | 18849.06 | 20073.99 | 21379.28
Reserve Margin Data: SOCO
| 2015 | 2020 | 2025 | 2030 | 2035 | 2040
a. Peak Demand | 53444.07 | 58424.21 | 60829.03 | 63332.84 | 65939.71 | 68653.88
b. Peak Demand + Reserve Margin | 60926.24 | 66603.59 | 69345.09 | 72199.44 | 75171.27 | 78265.43
c. DR MW | 1855.68 | 3211.12 | 4774.69 | 4124.15 | 4293.91 | 4470.65
d. Capacity Credit | 62883.92 | 66603.56 | 69345.08 | 72199.45 | 75171.27 | 78265.43
Reserve Margin Data: TVA
| 2015 | 2020 | 2025 | 2030 | 2035 | 2040
a. Peak Demand | 35446.81 | 39162.04 | 40620.36 | 42126.87 | 43169.14 | 44237.2
b. Peak Demand + Reserve Margin | 40763.84 | 45036.34 | 46713.41 | 48445.9 | 49644.51 | 50872.78
c. DR MW | 1334.57 | 1529.14 | 1779.57 | 1284.48 | 1316.26 | 1348.83
d. Capacity Credit | 40763.85 | 45036.34 | 46713.4 | 48445.93 | 49644.49 | 50872.78
Reserve Margin Data: VACAR
| 2015 | 2020 | 2025 | 2030 | 2035 | 2040
a. Peak Demand | 49884.03 | 54177.39 | 57265.84 | 60526.8 | 63488.41 | 66594.93
b. Peak Demand + Reserve Margin | 56867.8 | 61762.23 | 65283.05 | 69000.56 | 72376.79 | 75918.22
c. DR MW | 1677.25 | 2441.29 | 3406.4 | 2788.08 | 2924.5 | 3067.6
d. Capacity Credit | 56867.79 | 61762.23 | 65283.04 | 69000.56 | 72376.79 | 75918.22
Reserve Margin Data: AZ_NM_SNV
| 2015 | 2020 | 2025 | 2030 | 2035 | 2040
a. Peak Demand | 29555 | 33026.36 | 35673.22 | 38565.18 | 41126.55 | 43892.22
b. Peak Demand + Reserve Margin | 34195.13 | 38211.5 | 41273.92 | 44619.92 | 47583.41 | 50783.3
c. DR MW | 0.01 | 207.96 | 537.72 | 79.24 | 84.5 | 90.18
d. Capacity Credit | 34195.13 | 38211.5 | 41273.91 | 44619.83 | 47583.37 | 50783.33
Reserve Margin Data: CA
| 2015 | 2020 | 2025 | 2030 | 2035 | 2040
a. Peak Demand | 63289.62 | 68169.12 | 72045.91 | 77064.03 | 81071.29 | 85206.3
b. Peak Demand + Reserve Margin | 73795.7 | 79485.2 | 84005.54 | 89856.66 | 94529.12 | 99350.55
c. DR MW | 3595 | 2802.71 | 2173.05 | 1303.16 | 1370.92 | 1440.85
d. Capacity Credit | 73795.7 | 79485.2 | 84005.52 | 89856.67 | 94529.13 | 99350.55
Reserve Margin Data: MISO
| 2015 | 2020 | 2025 | 2030 | 2035 | 2040
a. Peak Demand | 99988.11 | 106060.18 | 111299.11 | 116783.39 | 121180.25 | 125744.6
b. Peak Demand + Reserve Margin | 117386.04 | 124514.66 | 130665.16 | 137103.7 | 142265.62 | 147624.16
c. DR MW | 4681.78 | 5301.02 | 6285.06 | 5070.84 | 5270.64 | 5478.36
d. Capacity Credit | 117386.04 | 124514.65 | 130665.13 | 137103.69 | 142265.62 | 147624.15
Reserve Margin Data: NWPP
| 2015 | 2020 | 2025 | 2030 | 2035 | 2040
a. Peak Demand | 44185.88 | 46589.35 | 49054.6 | 52065.16 | 54619.76 | 57233.7
b. Peak Demand + Reserve Margin | 52139.34 | 54975.44 | 57884.43 | 61436.89 | 64451.32 | 67535.76
c. DR MW | 0.01 | 0.01 | 40.11 | 0.01 | 0.01 | 0.01
d. Capacity Credit | 54894.17 | 54975.46 | 57884.41 | 61436.89 | 64451.32 | 67535.76
Reserve Margin Data: NYISO
| 2015 | 2020 | 2025 | 2030 | 2035 | 2040
a. Peak Demand | 30937.72 | 33203.45 | 34882.22 | 36643.26 | 38037.77 | 39488.25
b. Peak Demand + Reserve Margin | 36042.45 | 38682.02 | 40637.78 | 42689.4 | 44314.01 | 46003.81
c. DR MW | 2152.37 | 2024.48 | 1931.42 | 1532.55 | 1590.88 | 1651.54
d. Capacity Credit | 38694.43 | 38682.01 | 40637.77 | 42689.4 | 44314.01 | 46003.82
Reserve Margin Data: NYISO_G-I_J-K
| 2015 | 2020 | 2025 | 2030 | 2035 | 2040
a. Peak Demand | 19999.1 | 21550.7 | 22783.51 | 24083.35 | 25154.3 | 26272.88
b. Peak Demand + Reserve Margin | 18999.15 | 20473.16 | 21644.33 | 22879.18 | 23896.59 | 24959.24
c. DR MW | 1391.36 | 1313.99 | 1261.52 | 1007.25 | 1052.04 | 1098.83
d. Capacity Credit | 22246.01 | 22177.64 | 24173.99 | 26923.48 | 29115.06 | 31643.18
Reserve Margin Data: PJM
| 2015 | 2020 | 2025 | 2030 | 2035 | 2040
a. Peak Demand | 159241.72 | 158908.79 | 165992.15 | 173366.45 | 178913.14 | 184637.67
b. Peak Demand + Reserve Margin | 183605.71 | 183221.83 | 191388.95 | 199891.51 | 206286.85 | 212887.24
c. DR MW | 4772.35 | 6615.8 | 9069.41 | 7138.16 | 7366.93 | 7603.05
d. Capacity Credit | 183605.71 | 183221.83 | 191388.9 | 199891.52 | 206286.87 | 212887.23
Reserve Margin Data: SPP
| 2015 | 2020 | 2025 | 2030 | 2035 | 2040
a. Peak Demand | 57429.5 | 61899.76 | 64675.76 | 67570.62 | 70094.12 | 72714.53
b. Peak Demand + Reserve Margin | 65239.91 | 70318.13 | 73471.66 | 76760.23 | 79626.92 | 82603.7
c. DR MW | 770.12 | 1802.29 | 3376.92 | 2623.7 | 2718.69 | 2817.19
d. Capacity Credit | 65239.9 | 70318.13 | 73471.64 | 76760.24 | 79626.93 | 82603.75

## Transmission
$/MW
[8 empty] | Transfer |  | $/MWh | $/MWh | Wheel+ | $/MWh
Year | Line | From | To | EI Internal/External | Season | Block | Duration | Limit | MW flow | From price | To price | Friction | Shadow Price
2015 | ENT_2_MISO_MO-IL | ENT | MISO_MO-IL | Internal | Shoulder | B11 | 25 | 2260 | 0 | 53.5 | 45.73 | 8 | 0
2015 | ENT_2_MISO_MO-IL | ENT | MISO_MO-IL | Internal | Shoulder | B12 | 200 | 2260 | 0 | 38.05 | 39.21 | 8 | 0
2015 | ENT_2_MISO_MO-IL | ENT | MISO_MO-IL | Internal | Shoulder | B13 | 600 | 2260 | 0 | 38.05 | 36.76 | 8 | 0
2015 | ENT_2_MISO_MO-IL | ENT | MISO_MO-IL | Internal | Shoulder | B14 | 900 | 2260 | 0 | 37.78 | 35.33 | 8 | 0
2015 | ENT_2_MISO_MO-IL | ENT | MISO_MO-IL | Internal | Shoulder | B15 | 1203 | 2260 | 0 | 37.78 | 32.8 | 8 | 0
2015 | ENT_2_MISO_MO-IL | ENT | MISO_MO-IL | Internal | Summer | B1 | 10 | 2260 | 0 | 57.37 | 57.37 | 8 | 0
2015 | ENT_2_MISO_MO-IL | ENT | MISO_MO-IL | Internal | Summer | B2 | 25 | 2260 | 0 | 56.92 | 56.4 | 8 | 0
2015 | ENT_2_MISO_MO-IL | ENT | MISO_MO-IL | Internal | Summer | B3 | 75 | 2260 | 0 | 55.82 | 55.35 | 8 | 0
2015 | ENT_2_MISO_MO-IL | ENT | MISO_MO-IL | Internal | Summer | B4 | 100 | 2260 | 0 | 55.82 | 51.27 | 8 | 0
2015 | ENT_2_MISO_MO-IL | ENT | MISO_MO-IL | Internal | Summer | B5 | 200 | 2260 | 0 | 51.84 | 45.07 | 8 | 0
2015 | ENT_2_MISO_MO-IL | ENT | MISO_MO-IL | Internal | Summer | B6 | 300 | 2260 | 0 | 42.75 | 39.56 | 8 | 0
2015 | ENT_2_MISO_MO-IL | ENT | MISO_MO-IL | Internal | Summer | B7 | 400 | 2260 | 0 | 42.05 | 35.8 | 8 | 0
2015 | ENT_2_MISO_MO-IL | ENT | MISO_MO-IL | Internal | Summer | B8 | 500 | 2260 | 0 | 36.89 | 33.06 | 8 | 0
2015 | ENT_2_MISO_MO-IL | ENT | MISO_MO-IL | Internal | Summer | B9 | 800 | 2260 | 0 | 36.63 | 32.78 | 8 | 0
2015 | ENT_2_MISO_MO-IL | ENT | MISO_MO-IL | Internal | Summer | B10 | 1262 | 2260 | 0 | 35.44 | 30.97 | 8 | 0
2015 | ENT_2_MISO_MO-IL | ENT | MISO_MO-IL | Internal | Winter | B16 | 25 | 2260 | 0 | 51.78 | 46.53 | 8 | 0
2015 | ENT_2_MISO_MO-IL | ENT | MISO_MO-IL | Internal | Winter | B17 | 100 | 2260 | 0 | 40.38 | 40.07 | 8 | 0
2015 | ENT_2_MISO_MO-IL | ENT | MISO_MO-IL | Internal | Winter | B18 | 400 | 2260 | 0 | 40.38 | 36.74 | 8 | 0
2015 | ENT_2_MISO_MO-IL | ENT | MISO_MO-IL | Internal | Winter | B19 | 700 | 2260 | 0 | 40.1 | 35.72 | 8 | 0
2015 | ENT_2_MISO_MO-IL | ENT | MISO_MO-IL | Internal | Winter | B20 | 935 | 2260 | 0 | 38.79 | 32.73 | 8 | 0
2015 | ENT_2_SOCO | ENT | SOCO | Internal | Shoulder | B11 | 25 | 2000 | 0 | 53.5 | 60.72 | 8 | 0
2015 | ENT_2_SOCO | ENT | SOCO | Internal | Shoulder | B12 | 200 | 2000 | 0 | 38.05 | 43.73 | 8 | 0
2015 | ENT_2_SOCO | ENT | SOCO | Internal | Shoulder | B13 | 600 | 2000 | 0 | 38.05 | 39.19 | 8 | 0
2015 | ENT_2_SOCO | ENT | SOCO | Internal | Shoulder | B14 | 900 | 2000 | 0 | 37.78 | 39.19 | 8 | 0
2015 | ENT_2_SOCO | ENT | SOCO | Internal | Shoulder | B15 | 1203 | 2000 | 0 | 37.78 | 39.02 | 8 | 0
2015 | ENT_2_SOCO | ENT | SOCO | Internal | Summer | B1 | 10 | 2000 | 0.02 | 57.37 | 64.92 | 8 | 0
2015 | ENT_2_SOCO | ENT | SOCO | Internal | Summer | B2 | 25 | 2000 | 1221.43 | 56.92 | 64.92 | 8 | 0
2015 | ENT_2_SOCO | ENT | SOCO | Internal | Summer | B3 | 75 | 2000 | 2000 | 55.82 | 64.92 | 8 | 1.09
2015 | ENT_2_SOCO | ENT | SOCO | Internal | Summer | B4 | 100 | 2000 | 2000 | 55.82 | 64.92 | 8 | 1.09
2015 | ENT_2_SOCO | ENT | SOCO | Internal | Summer | B5 | 200 | 2000 | 2000 | 51.84 | 60.27 | 8 | 0.43
2015 | ENT_2_SOCO | ENT | SOCO | Internal | Summer | B6 | 300 | 2000 | 0 | 42.75 | 50.05 | 8 | 0
2015 | ENT_2_SOCO | ENT | SOCO | Internal | Summer | B7 | 400 | 2000 | 1007.42 | 42.05 | 50.05 | 8 | 0
2015 | ENT_2_SOCO | ENT | SOCO | Internal | Summer | B8 | 500 | 2000 | 0 | 36.89 | 44.25 | 8 | 0
2015 | ENT_2_SOCO | ENT | SOCO | Internal | Summer | B9 | 800 | 2000 | 0 | 36.63 | 37.96 | 8 | 0
2015 | ENT_2_SOCO | ENT | SOCO | Internal | Summer | B10 | 1262 | 2000 | 0 | 35.44 | 37.88 | 8 | 0
2015 | ENT_2_SOCO | ENT | SOCO | Internal | Winter | B16 | 25 | 2000 | 1528.33 | 51.78 | 59.78 | 8 | 0
2015 | ENT_2_SOCO | ENT | SOCO | Internal | Winter | B17 | 100 | 2000 | 0 | 40.38 | 44.25 | 8 | 0
2015 | ENT_2_SOCO | ENT | SOCO | Internal | Winter | B18 | 400 | 2000 | 0 | 40.38 | 41.34 | 8 | 0
2015 | ENT_2_SOCO | ENT | SOCO | Internal | Winter | B19 | 700 | 2000 | 0 | 40.1 | 41.34 | 8 | 0
2015 | ENT_2_SOCO | ENT | SOCO | Internal | Winter | B20 | 935 | 2000 | 0 | 38.79 | 41.34 | 8 | 0
2015 | ENT_2_SPP_N | ENT | SPP_N | Internal | Shoulder | B11 | 25 | 1300 | 0 | 53.5 | 52.72 | 8 | 0
2015 | ENT_2_SPP_N | ENT | SPP_N | Internal | Shoulder | B12 | 200 | 1300 | 0 | 38.05 | 39.21 | 8 | 0
2015 | ENT_2_SPP_N | ENT | SPP_N | Internal | Shoulder | B13 | 600 | 1300 | 0 | 38.05 | 37.6 | 8 | 0
2015 | ENT_2_SPP_N | ENT | SPP_N | Internal | Shoulder | B14 | 900 | 1300 | 0 | 37.78 | 36.34 | 8 | 0
2015 | ENT_2_SPP_N | ENT | SPP_N | Internal | Shoulder | B15 | 1203 | 1300 | 0 | 37.78 | 36.34 | 8 | 0
2015 | ENT_2_SPP_N | ENT | SPP_N | Internal | Summer | B1 | 10 | 1300 | 0 | 57.37 | 58.76 | 8 | 0
2015 | ENT_2_SPP_N | ENT | SPP_N | Internal | Summer | B2 | 25 | 1300 | 0 | 56.92 | 58.76 | 8 | 0
2015 | ENT_2_SPP_N | ENT | SPP_N | Internal | Summer | B3 | 75 | 1300 | 0 | 55.82 | 58.76 | 8 | 0
2015 | ENT_2_SPP_N | ENT | SPP_N | Internal | Summer | B4 | 100 | 1300 | 0 | 55.82 | 53.94 | 8 | 0
2015 | ENT_2_SPP_N | ENT | SPP_N | Internal | Summer | B5 | 200 | 1300 | 0 | 51.84 | 52.08 | 8 | 0
2015 | ENT_2_SPP_N | ENT | SPP_N | Internal | Summer | B6 | 300 | 1300 | 0 | 42.75 | 47.56 | 8 | 0
2015 | ENT_2_SPP_N | ENT | SPP_N | Internal | Summer | B7 | 400 | 1300 | 0 | 42.05 | 42.81 | 8 | 0
2015 | ENT_2_SPP_N | ENT | SPP_N | Internal | Summer | B8 | 500 | 1300 | 0 | 36.89 | 36.69 | 8 | 0
2015 | ENT_2_SPP_N | ENT | SPP_N | Internal | Summer | B9 | 800 | 1300 | 0 | 36.63 | 35.12 | 8 | 0
2015 | ENT_2_SPP_N | ENT | SPP_N | Internal | Summer | B10 | 1262 | 1300 | 0 | 35.44 | 34.55 | 8 | 0
2015 | ENT_2_SPP_N | ENT | SPP_N | Internal | Winter | B16 | 25 | 1300 | 0 | 51.78 | 47.54 | 8 | 0
2015 | ENT_2_SPP_N | ENT | SPP_N | Internal | Winter | B17 | 100 | 1300 | 0 | 40.38 | 40.07 | 8 | 0
2015 | ENT_2_SPP_N | ENT | SPP_N | Internal | Winter | B18 | 400 | 1300 | 0 | 40.38 | 38.72 | 8 | 0
2015 | ENT_2_SPP_N | ENT | SPP_N | Internal | Winter | B19 | 700 | 1300 | 0 | 40.1 | 38.67 | 8 | 0
2015 | ENT_2_SPP_N | ENT | SPP_N | Internal | Winter | B20 | 935 | 1300 | 0 | 38.79 | 38.07 | 8 | 0
2015 | ENT_2_SPP_S | ENT | SPP_S | Internal | Shoulder | B11 | 25 | 1300 | 0 | 53.5 | 52.2 | 8 | 0
2015 | ENT_2_SPP_S | ENT | SPP_S | Internal | Shoulder | B12 | 200 | 1300 | 0 | 38.05 | 39.22 | 8 | 0
2015 | ENT_2_SPP_S | ENT | SPP_S | Internal | Shoulder | B13 | 600 | 1300 | 0 | 38.05 | 37.62 | 8 | 0
2015 | ENT_2_SPP_S | ENT | SPP_S | Internal | Shoulder | B14 | 900 | 1300 | 0 | 37.78 | 36.35 | 8 | 0
2015 | ENT_2_SPP_S | ENT | SPP_S | Internal | Shoulder | B15 | 1203 | 1300 | 0 | 37.78 | 36.35 | 8 | 0
2015 | ENT_2_SPP_S | ENT | SPP_S | Internal | Summer | B1 | 10 | 1300 | 0 | 57.37 | 58.75 | 8 | 0
2015 | ENT_2_SPP_S | ENT | SPP_S | Internal | Summer | B2 | 25 | 1300 | 0 | 56.92 | 58.75 | 8 | 0
2015 | ENT_2_SPP_S | ENT | SPP_S | Internal | Summer | B3 | 75 | 1300 | 0 | 55.82 | 50.82 | 8 | 0
2015 | ENT_2_SPP_S | ENT | SPP_S | Internal | Summer | B4 | 100 | 1300 | 0 | 55.82 | 50.82 | 8 | 0
2015 | ENT_2_SPP_S | ENT | SPP_S | Internal | Summer | B5 | 200 | 1300 | 0 | 51.84 | 50.41 | 8 | 0
2015 | ENT_2_SPP_S | ENT | SPP_S | Internal | Summer | B6 | 300 | 1300 | 0 | 42.75 | 47.57 | 8 | 0
2015 | ENT_2_SPP_S | ENT | SPP_S | Internal | Summer | B7 | 400 | 1300 | 0 | 42.05 | 42.82 | 8 | 0
2015 | ENT_2_SPP_S | ENT | SPP_S | Internal | Summer | B8 | 500 | 1300 | 0 | 36.89 | 36.71 | 8 | 0
2015 | ENT_2_SPP_S | ENT | SPP_S | Internal | Summer | B9 | 800 | 1300 | 0 | 36.63 | 35.13 | 8 | 0
2015 | ENT_2_SPP_S | ENT | SPP_S | Internal | Summer | B10 | 1262 | 1300 | 0 | 35.44 | 35.05 | 8 | 0
2015 | ENT_2_SPP_S | ENT | SPP_S | Internal | Winter | B16 | 25 | 1300 | 0 | 51.78 | 47.55 | 8 | 0
2015 | ENT_2_SPP_S | ENT | SPP_S | Internal | Winter | B17 | 100 | 1300 | 0 | 40.38 | 40.08 | 8 | 0
2015 | ENT_2_SPP_S | ENT | SPP_S | Internal | Winter | B18 | 400 | 1300 | 0 | 40.38 | 38.73 | 8 | 0
2015 | ENT_2_SPP_S | ENT | SPP_S | Internal | Winter | B19 | 700 | 1300 | 0 | 40.1 | 38.68 | 8 | 0
2015 | ENT_2_SPP_S | ENT | SPP_S | Internal | Winter | B20 | 935 | 1300 | 0 | 38.79 | 38.64 | 8 | 0
2015 | ENT_2_TVA_Transmission | ENT | TVA_Transmission | Internal | Shoulder | B11 | 25 | 2100 | 0 | 53.5 | 52.74 | 8 | 0
2015 | ENT_2_TVA_Transmission | ENT | TVA_Transmission | Internal | Shoulder | B12 | 200 | 2100 | 0 | 38.05 | 42.76 | 8 | 0
2015 | ENT_2_TVA_Transmission | ENT | TVA_Transmission | Internal | Shoulder | B13 | 600 | 2100 | 0 | 38.05 | 41 | 8 | 0
2015 | ENT_2_TVA_Transmission | ENT | TVA_Transmission | Internal | Shoulder | B14 | 900 | 2100 | 0 | 37.78 | 39.9 | 8 | 0
2015 | ENT_2_TVA_Transmission | ENT | TVA_Transmission | Internal | Shoulder | B15 | 1203 | 2100 | 0 | 37.78 | 39.06 | 8 | 0
2015 | ENT_2_TVA_Transmission | ENT | TVA_Transmission | Internal | Summer | B1 | 10 | 2100 | 798.9 | 57.37 | 65.37 | 8 | 0
2015 | ENT_2_TVA_Transmission | ENT | TVA_Transmission | Internal | Summer | B2 | 25 | 2100 | 0 | 56.92 | 64.4 | 8 | 0
2015 | ENT_2_TVA_Transmission | ENT | TVA_Transmission | Internal | Summer | B3 | 75 | 2100 | 0 | 55.82 | 62.94 | 8 | 0
2015 | ENT_2_TVA_Transmission | ENT | TVA_Transmission | Internal | Summer | B4 | 100 | 2100 | 0 | 55.82 | 59.27 | 8 | 0
2015 | ENT_2_TVA_Transmission | ENT | TVA_Transmission | Internal | Summer | B5 | 200 | 2100 | 0 | 51.84 | 51.97 | 8 | 0
2015 | ENT_2_TVA_Transmission | ENT | TVA_Transmission | Internal | Summer | B6 | 300 | 2100 | 0 | 42.75 | 44.09 | 8 | 0
2015 | ENT_2_TVA_Transmission | ENT | TVA_Transmission | Internal | Summer | B7 | 400 | 2100 | 0 | 42.05 | 41.83 | 8 | 0
2015 | ENT_2_TVA_Transmission | ENT | TVA_Transmission | Internal | Summer | B8 | 500 | 2100 | 0 | 36.89 | 38.69 | 8 | 0
2015 | ENT_2_TVA_Transmission | ENT | TVA_Transmission | Internal | Summer | B9 | 800 | 2100 | 0 | 36.63 | 38.28 | 8 | 0
2015 | ENT_2_TVA_Transmission | ENT | TVA_Transmission | Internal | Summer | B10 | 1262 | 2100 | 0 | 35.44 | 36.25 | 8 | 0
2015 | ENT_2_TVA_Transmission | ENT | TVA_Transmission | Internal | Winter | B16 | 25 | 2100 | 0 | 51.78 | 53.72 | 8 | 0
2015 | ENT_2_TVA_Transmission | ENT | TVA_Transmission | Internal | Winter | B17 | 100 | 2100 | 0 | 40.38 | 44.81 | 8 | 0
2015 | ENT_2_TVA_Transmission | ENT | TVA_Transmission | Internal | Winter | B18 | 400 | 2100 | 0 | 40.38 | 41.34 | 8 | 0
2015 | ENT_2_TVA_Transmission | ENT | TVA_Transmission | Internal | Winter | B19 | 700 | 2100 | 0 | 40.1 | 40.09 | 8 | 0
2015 | ENT_2_TVA_Transmission | ENT | TVA_Transmission | Internal | Winter | B20 | 935 | 2100 | 0 | 38.79 | 38.91 | 8 | 0
2015 | FRCC_2_SOCO | FRCC | SOCO | Internal | Shoulder | B11 | 25 | 900 | 0 | 70.72 | 60.72 | 8 | 0
2015 | FRCC_2_SOCO | FRCC | SOCO | Internal | Shoulder | B12 | 200 | 900 | 0 | 53.73 | 43.73 | 8 | 0
2015 | FRCC_2_SOCO | FRCC | SOCO | Internal | Shoulder | B13 | 600 | 900 | 0 | 49.19 | 39.19 | 8 | 0
2015 | FRCC_2_SOCO | FRCC | SOCO | Internal | Shoulder | B14 | 900 | 900 | 0 | 45.06 | 39.19 | 8 | 0
2015 | FRCC_2_SOCO | FRCC | SOCO | Internal | Shoulder | B15 | 1203 | 900 | 0 | 43.22 | 39.02 | 8 | 0
2015 | FRCC_2_SOCO | FRCC | SOCO | Internal | Summer | B1 | 10 | 900 | 0 | 71.2 | 64.92 | 8 | 0
2015 | FRCC_2_SOCO | FRCC | SOCO | Internal | Summer | B2 | 25 | 900 | 0 | 71.2 | 64.92 | 8 | 0
2015 | FRCC_2_SOCO | FRCC | SOCO | Internal | Summer | B3 | 75 | 900 | 0 | 71.2 | 64.92 | 8 | 0
2015 | FRCC_2_SOCO | FRCC | SOCO | Internal | Summer | B4 | 100 | 900 | 0 | 71.2 | 64.92 | 8 | 0
2015 | FRCC_2_SOCO | FRCC | SOCO | Internal | Summer | B5 | 200 | 900 | 0 | 70.27 | 60.27 | 8 | 0
2015 | FRCC_2_SOCO | FRCC | SOCO | Internal | Summer | B6 | 300 | 900 | 0 | 60.05 | 50.05 | 8 | 0
2015 | FRCC_2_SOCO | FRCC | SOCO | Internal | Summer | B7 | 400 | 900 | 0 | 60.05 | 50.05 | 8 | 0
2015 | FRCC_2_SOCO | FRCC | SOCO | Internal | Summer | B8 | 500 | 900 | 0 | 54.25 | 44.25 | 8 | 0
2015 | FRCC_2_SOCO | FRCC | SOCO | Internal | Summer | B9 | 800 | 900 | 0 | 46.88 | 37.96 | 8 | 0
2015 | FRCC_2_SOCO | FRCC | SOCO | Internal | Summer | B10 | 1262 | 900 | 0 | 42.58 | 37.88 | 8 | 0
2015 | FRCC_2_SOCO | FRCC | SOCO | Internal | Winter | B16 | 25 | 900 | 0 | 69.78 | 59.78 | 8 | 0
2015 | FRCC_2_SOCO | FRCC | SOCO | Internal | Winter | B17 | 100 | 900 | 0 | 54.25 | 44.25 | 8 | 0
2015 | FRCC_2_SOCO | FRCC | SOCO | Internal | Winter | B18 | 400 | 900 | 0 | 51.34 | 41.34 | 8 | 0
2015 | FRCC_2_SOCO | FRCC | SOCO | Internal | Winter | B19 | 700 | 900 | 0 | 47.11 | 41.34 | 8 | 0
2015 | FRCC_2_SOCO | FRCC | SOCO | Internal | Winter | B20 | 935 | 900 | 0 | 45.18 | 41.34 | 8 | 0
2015 | HQ_NEISO_2_NEISO | HQ_NEISO | NEISO | Internal | Shoulder | B11 | 25 | 99999 | 2920 | 36.72 | 36.73 | 0.01 | 0
2015 | HQ_NEISO_2_NEISO | HQ_NEISO | NEISO | Internal | Shoulder | B12 | 200 | 99999 | 2920 | 36.72 | 36.73 | 0.01 | 0
2015 | HQ_NEISO_2_NEISO | HQ_NEISO | NEISO | Internal | Shoulder | B13 | 600 | 99999 | 2920 | 36.72 | 36.73 | 0.01 | 0
2015 | HQ_NEISO_2_NEISO | HQ_NEISO | NEISO | Internal | Shoulder | B14 | 900 | 99999 | 2920 | 36.72 | 36.73 | 0.01 | 0
2015 | HQ_NEISO_2_NEISO | HQ_NEISO | NEISO | Internal | Shoulder | B15 | 1203 | 99999 | 1143.24 | 36.72 | 36.73 | 0.01 | 0
2015 | HQ_NEISO_2_NEISO | HQ_NEISO | NEISO | Internal | Summer | B1 | 10 | 99999 | 2920 | 53.65 | 53.66 | 0.01 | 0
2015 | HQ_NEISO_2_NEISO | HQ_NEISO | NEISO | Internal | Summer | B2 | 25 | 99999 | 2920 | 50.39 | 50.41 | 0.01 | 0
2015 | HQ_NEISO_2_NEISO | HQ_NEISO | NEISO | Internal | Summer | B3 | 75 | 99999 | 2920 | 47.12 | 47.14 | 0.01 | 0
2015 | HQ_NEISO_2_NEISO | HQ_NEISO | NEISO | Internal | Summer | B4 | 100 | 99999 | 2920 | 37.74 | 37.76 | 0.01 | 0
2015 | HQ_NEISO_2_NEISO | HQ_NEISO | NEISO | Internal | Summer | B5 | 200 | 99999 | 2920 | 34.07 | 34.08 | 0.01 | 0
2015 | HQ_NEISO_2_NEISO | HQ_NEISO | NEISO | Internal | Summer | B6 | 300 | 99999 | 2920 | 34.07 | 34.08 | 0.01 | 0
2015 | HQ_NEISO_2_NEISO | HQ_NEISO | NEISO | Internal | Summer | B7 | 400 | 99999 | 2920 | 34.07 | 34.08 | 0.01 | 0
2015 | HQ_NEISO_2_NEISO | HQ_NEISO | NEISO | Internal | Summer | B8 | 500 | 99999 | 2920 | 34.07 | 34.08 | 0.01 | 0
2015 | HQ_NEISO_2_NEISO | HQ_NEISO | NEISO | Internal | Summer | B9 | 800 | 99999 | 2920 | 34.07 | 34.08 | 0.01 | 0
2015 | HQ_NEISO_2_NEISO | HQ_NEISO | NEISO | Internal | Summer | B10 | 1262 | 99999 | 795.94 | 34.07 | 34.08 | 0.01 | 0
2015 | HQ_NEISO_2_NEISO | HQ_NEISO | NEISO | Internal | Winter | B16 | 25 | 99999 | 2920 | 44.98 | 44.99 | 0.01 | 0
2015 | HQ_NEISO_2_NEISO | HQ_NEISO | NEISO | Internal | Winter | B17 | 100 | 99999 | 2920 | 44.98 | 44.99 | 0.01 | 0
2015 | HQ_NEISO_2_NEISO | HQ_NEISO | NEISO | Internal | Winter | B18 | 400 | 99999 | 2920 | 44.98 | 44.99 | 0.01 | 0
2015 | HQ_NEISO_2_NEISO | HQ_NEISO | NEISO | Internal | Winter | B19 | 700 | 99999 | 2920 | 44.98 | 44.99 | 0.01 | 0
2015 | HQ_NEISO_2_NEISO | HQ_NEISO | NEISO | Internal | Winter | B20 | 935 | 99999 | 1233.58 | 44.98 | 44.99 | 0.01 | 0
2015 | HQ_NY_2_NYISO_A-F | HQ_NY | NYISO_A-F | Internal | Shoulder | B11 | 25 | 99999 | 1000 | 39.72 | 39.73 | 0.01 | 0
2015 | HQ_NY_2_NYISO_A-F | HQ_NY | NYISO_A-F | Internal | Shoulder | B12 | 200 | 99999 | 1000 | 39.72 | 39.73 | 0.01 | 0
2015 | HQ_NY_2_NYISO_A-F | HQ_NY | NYISO_A-F | Internal | Shoulder | B13 | 600 | 99999 | 1000 | 38.45 | 38.47 | 0.01 | 0
2015 | HQ_NY_2_NYISO_A-F | HQ_NY | NYISO_A-F | Internal | Shoulder | B14 | 900 | 99999 | 1000 | 38.41 | 38.42 | 0.01 | 0
2015 | HQ_NY_2_NYISO_A-F | HQ_NY | NYISO_A-F | Internal | Shoulder | B15 | 1203 | 99999 | 188.69 | 38.41 | 38.42 | 0.01 | 0
2015 | HQ_NY_2_NYISO_A-F | HQ_NY | NYISO_A-F | Internal | Summer | B1 | 10 | 99999 | 1000 | 51.79 | 51.8 | 0.01 | 0
2015 | HQ_NY_2_NYISO_A-F | HQ_NY | NYISO_A-F | Internal | Summer | B2 | 25 | 99999 | 1000 | 51.79 | 51.8 | 0.01 | 0
2015 | HQ_NY_2_NYISO_A-F | HQ_NY | NYISO_A-F | Internal | Summer | B3 | 75 | 99999 | 1000 | 48.94 | 48.95 | 0.01 | 0
2015 | HQ_NY_2_NYISO_A-F | HQ_NY | NYISO_A-F | Internal | Summer | B4 | 100 | 99999 | 1000 | 45.27 | 45.28 | 0.01 | 0
2015 | HQ_NY_2_NYISO_A-F | HQ_NY | NYISO_A-F | Internal | Summer | B5 | 200 | 99999 | 1000 | 42.99 | 43 | 0.01 | 0
2015 | HQ_NY_2_NYISO_A-F | HQ_NY | NYISO_A-F | Internal | Summer | B6 | 300 | 99999 | 1000 | 39.55 | 39.56 | 0.01 | 0
2015 | HQ_NY_2_NYISO_A-F | HQ_NY | NYISO_A-F | Internal | Summer | B7 | 400 | 99999 | 1000 | 39.22 | 39.23 | 0.01 | 0
2015 | HQ_NY_2_NYISO_A-F | HQ_NY | NYISO_A-F | Internal | Summer | B8 | 500 | 99999 | 1000 | 37.73 | 37.74 | 0.01 | 0
2015 | HQ_NY_2_NYISO_A-F | HQ_NY | NYISO_A-F | Internal | Summer | B9 | 800 | 99999 | 1000 | 37.06 | 37.07 | 0.01 | 0
2015 | HQ_NY_2_NYISO_A-F | HQ_NY | NYISO_A-F | Internal | Summer | B10 | 1262 | 99999 | 30.11 | 37.06 | 37.07 | 0.01 | 0
2015 | HQ_NY_2_NYISO_A-F | HQ_NY | NYISO_A-F | Internal | Winter | B16 | 25 | 99999 | 1000 | 45.85 | 45.86 | 0.01 | 0
2015 | HQ_NY_2_NYISO_A-F | HQ_NY | NYISO_A-F | Internal | Winter | B17 | 100 | 99999 | 1000 | 43.07 | 43.08 | 0.01 | 0
2015 | HQ_NY_2_NYISO_A-F | HQ_NY | NYISO_A-F | Internal | Winter | B18 | 400 | 99999 | 1000 | 43.07 | 43.08 | 0.01 | 0
2015 | HQ_NY_2_NYISO_A-F | HQ_NY | NYISO_A-F | Internal | Winter | B19 | 700 | 99999 | 1000 | 43.07 | 43.08 | 0.01 | 0
2015 | HQ_NY_2_NYISO_A-F | HQ_NY | NYISO_A-F | Internal | Winter | B20 | 935 | 99999 | 229.95 | 43.07 | 43.08 | 0.01 | 0
2015 | HQ_IESO_2_IESO | HQ_IESO | IESO | Internal | Shoulder | B11 | 25 | 99999 | 400 | 28.35 | 28.36 | 0.01 | 0
2015 | HQ_IESO_2_IESO | HQ_IESO | IESO | Internal | Shoulder | B12 | 200 | 99999 | 400 | 32.17 | 32.19 | 0.01 | 0
2015 | HQ_IESO_2_IESO | HQ_IESO | IESO | Internal | Shoulder | B13 | 600 | 99999 | 400 | 28.35 | 28.36 | 0.01 | 0
2015 | HQ_IESO_2_IESO | HQ_IESO | IESO | Internal | Shoulder | B14 | 900 | 99999 | 400 | 28.35 | 28.36 | 0.01 | 0
2015 | HQ_IESO_2_IESO | HQ_IESO | IESO | Internal | Shoulder | B15 | 1203 | 99999 | 75.48 | 28.35 | 28.36 | 0.01 | 0
2015 | HQ_IESO_2_IESO | HQ_IESO | IESO | Internal | Summer | B1 | 10 | 99999 | 400 | 44.79 | 44.8 | 0.01 | 0
2015 | HQ_IESO_2_IESO | HQ_IESO | IESO | Internal | Summer | B2 | 25 | 99999 | 400 | 44.79 | 44.8 | 0.01 | 0
2015 | HQ_IESO_2_IESO | HQ_IESO | IESO | Internal | Summer | B3 | 75 | 99999 | 400 | 41.78 | 41.79 | 0.01 | 0
2015 | HQ_IESO_2_IESO | HQ_IESO | IESO | Internal | Summer | B4 | 100 | 99999 | 400 | 38.27 | 38.28 | 0.01 | 0
2015 | HQ_IESO_2_IESO | HQ_IESO | IESO | Internal | Summer | B5 | 200 | 99999 | 400 | 35.99 | 36 | 0.01 | 0
2015 | HQ_IESO_2_IESO | HQ_IESO | IESO | Internal | Summer | B6 | 300 | 99999 | 400 | 32.55 | 32.56 | 0.01 | 0
2015 | HQ_IESO_2_IESO | HQ_IESO | IESO | Internal | Summer | B7 | 400 | 99999 | 400 | 28.81 | 28.82 | 0.01 | 0
2015 | HQ_IESO_2_IESO | HQ_IESO | IESO | Internal | Summer | B8 | 500 | 99999 | 400 | 26.56 | 26.57 | 0.01 | 0
2015 | HQ_IESO_2_IESO | HQ_IESO | IESO | Internal | Summer | B9 | 800 | 99999 | 400 | 26.56 | 26.57 | 0.01 | 0
2015 | HQ_IESO_2_IESO | HQ_IESO | IESO | Internal | Summer | B10 | 1262 | 99999 | 12.04 | 26.56 | 26.57 | 0.01 | 0
2015 | HQ_IESO_2_IESO | HQ_IESO | IESO | Internal | Winter | B16 | 25 | 99999 | 400 | 38.85 | 38.86 | 0.01 | 0
2015 | HQ_IESO_2_IESO | HQ_IESO | IESO | Internal | Winter | B17 | 100 | 99999 | 400 | 33.58 | 33.59 | 0.01 | 0
2015 | HQ_IESO_2_IESO | HQ_IESO | IESO | Internal | Winter | B18 | 400 | 99999 | 400 | 30.94 | 30.95 | 0.01 | 0
2015 | HQ_IESO_2_IESO | HQ_IESO | IESO | Internal | Winter | B19 | 700 | 99999 | 400 | 30.94 | 30.95 | 0.01 | 0
2015 | HQ_IESO_2_IESO | HQ_IESO | IESO | Internal | Winter | B20 | 935 | 99999 | 91.98 | 30.94 | 30.95 | 0.01 | 0
2015 | IESO_2_MAPP_CA | IESO | MAPP_CA | Internal | Shoulder | B11 | 25 | 262 | 262 | 28.36 | 37.1 | 7 | 1.74
2015 | IESO_2_MAPP_CA | IESO | MAPP_CA | Internal | Shoulder | B12 | 200 | 262 | 82.74 | 32.19 | 39.19 | 7 | 0
2015 | IESO_2_MAPP_CA | IESO | MAPP_CA | Internal | Shoulder | B13 | 600 | 262 | 262 | 28.36 | 36.75 | 7 | 1.39
2015 | IESO_2_MAPP_CA | IESO | MAPP_CA | Internal | Shoulder | B14 | 900 | 262 | 73.91 | 28.36 | 35.36 | 7 | 0
2015 | IESO_2_MAPP_CA | IESO | MAPP_CA | Internal | Shoulder | B15 | 1203 | 262 | 63.86 | 28.36 | 35.36 | 7 | 0
2015 | IESO_2_MAPP_CA | IESO | MAPP_CA | Internal | Summer | B1 | 10 | 262 | 0 | 44.8 | 48.79 | 7 | 0
2015 | IESO_2_MAPP_CA | IESO | MAPP_CA | Internal | Summer | B2 | 25 | 262 | 0 | 44.8 | 48.79 | 7 | 0
2015 | IESO_2_MAPP_CA | IESO | MAPP_CA | Internal | Summer | B3 | 75 | 262 | 177.75 | 41.79 | 48.79 | 7 | 0
2015 | IESO_2_MAPP_CA | IESO | MAPP_CA | Internal | Summer | B4 | 100 | 262 | 262 | 38.28 | 48.79 | 7 | 3.51
2015 | IESO_2_MAPP_CA | IESO | MAPP_CA | Internal | Summer | B5 | 200 | 262 | 262 | 36 | 45.07 | 7 | 2.07
2015 | IESO_2_MAPP_CA | IESO | MAPP_CA | Internal | Summer | B6 | 300 | 262 | 262 | 32.56 | 40.55 | 7 | 0.99
2015 | IESO_2_MAPP_CA | IESO | MAPP_CA | Internal | Summer | B7 | 400 | 262 | 0 | 28.82 | 35.8 | 7 | 0
2015 | IESO_2_MAPP_CA | IESO | MAPP_CA | Internal | Summer | B8 | 500 | 262 | 0 | 26.57 | 33.04 | 7 | 0
2015 | IESO_2_MAPP_CA | IESO | MAPP_CA | Internal | Summer | B9 | 800 | 262 | 0 | 26.57 | 32.85 | 7 | 0
2015 | IESO_2_MAPP_CA | IESO | MAPP_CA | Internal | Summer | B10 | 1262 | 262 | 0 | 26.57 | 32.85 | 7 | 0
2015 | IESO_2_MAPP_CA | IESO | MAPP_CA | Internal | Winter | B16 | 25 | 262 | 261.99 | 38.86 | 46.5 | 7 | 0.64
2015 | IESO_2_MAPP_CA | IESO | MAPP_CA | Internal | Winter | B17 | 100 | 262 | 0 | 33.59 | 40.04 | 7 | 0
2015 | IESO_2_MAPP_CA | IESO | MAPP_CA | Internal | Winter | B18 | 400 | 262 | 5.42 | 30.95 | 37.95 | 7 | 0
2015 | IESO_2_MAPP_CA | IESO | MAPP_CA | Internal | Winter | B19 | 700 | 262 | 3.15 | 30.95 | 37.95 | 7 | 0
2015 | IESO_2_MAPP_CA | IESO | MAPP_CA | Internal | Winter | B20 | 935 | 262 | 2.39 | 30.95 | 37.95 | 7 | 0
2015 | IESO_2_MISO_MI | IESO | MISO_MI | Internal | Shoulder | B11 | 25 | 1840 | 1840 | 28.36 | 45.73 | 7 | 10.37
2015 | IESO_2_MISO_MI | IESO | MISO_MI | Internal | Shoulder | B12 | 200 | 1840 | 1839.98 | 32.19 | 39.21 | 7 | 0.02
2015 | IESO_2_MISO_MI | IESO | MISO_MI | Internal | Shoulder | B13 | 600 | 1840 | 1840 | 28.36 | 36.77 | 7 | 1.42
2015 | IESO_2_MISO_MI | IESO | MISO_MI | Internal | Shoulder | B14 | 900 | 1840 | 781.01 | 28.36 | 35.36 | 7 | 0
2015 | IESO_2_MISO_MI | IESO | MISO_MI | Internal | Shoulder | B15 | 1203 | 1840 | 0 | 28.36 | 33.41 | 7 | 0
2015 | IESO_2_MISO_MI | IESO | MISO_MI | Internal | Summer | B1 | 10 | 1840 | 1840 | 44.8 | 57.37 | 7 | 5.57
2015 | IESO_2_MISO_MI | IESO | MISO_MI | Internal | Summer | B2 | 25 | 1840 | 1840 | 44.8 | 56.4 | 7 | 4.6
2015 | IESO_2_MISO_MI | IESO | MISO_MI | Internal | Summer | B3 | 75 | 1840 | 1840 | 41.79 | 51.97 | 7 | 3.18
2015 | IESO_2_MISO_MI | IESO | MISO_MI | Internal | Summer | B4 | 100 | 1840 | 1840 | 38.28 | 51.27 | 7 | 5.99
2015 | IESO_2_MISO_MI | IESO | MISO_MI | Internal | Summer | B5 | 200 | 1840 | 1840 | 36 | 45.07 | 7 | 2.07
2015 | IESO_2_MISO_MI | IESO | MISO_MI | Internal | Summer | B6 | 300 | 1840 | 570.06 | 32.56 | 39.56 | 7 | 0
2015 | IESO_2_MISO_MI | IESO | MISO_MI | Internal | Summer | B7 | 400 | 1840 | 911.88 | 28.82 | 35.82 | 7 | 0
2015 | IESO_2_MISO_MI | IESO | MISO_MI | Internal | Summer | B8 | 500 | 1840 | 655.97 | 26.57 | 33.57 | 7 | 0
2015 | IESO_2_MISO_MI | IESO | MISO_MI | Internal | Summer | B9 | 800 | 1840 | 0 | 26.57 | 33.25 | 7 | 0
2015 | IESO_2_MISO_MI | IESO | MISO_MI | Internal | Summer | B10 | 1262 | 1840 | 0 | 26.57 | 32.3 | 7 | 0
2015 | IESO_2_MISO_MI | IESO | MISO_MI | Internal | Winter | B16 | 25 | 1840 | 1840 | 38.86 | 46.53 | 7 | 0.67
2015 | IESO_2_MISO_MI | IESO | MISO_MI | Internal | Winter | B17 | 100 | 1840 | 1061.23 | 33.59 | 40.59 | 7 | 0
2015 | IESO_2_MISO_MI | IESO | MISO_MI | Internal | Winter | B18 | 400 | 1840 | 0 | 30.95 | 36.77 | 7 | 0
2015 | IESO_2_MISO_MI | IESO | MISO_MI | Internal | Winter | B19 | 700 | 1840 | 0 | 30.95 | 35.74 | 7 | 0
2015 | IESO_2_MISO_MI | IESO | MISO_MI | Internal | Winter | B20 | 935 | 1840 | 0 | 30.95 | 33.25 | 7 | 0
2015 | IESO_2_MISO_W | IESO | MISO_W | Internal | Shoulder | B11 | 25 | 140 | 140 | 28.36 | 45.72 | 7 | 10.36
2015 | IESO_2_MISO_W | IESO | MISO_W | Internal | Shoulder | B12 | 200 | 140 | 139.97 | 32.19 | 39.2 | 7 | 0.01
2015 | IESO_2_MISO_W | IESO | MISO_W | Internal | Shoulder | B13 | 600 | 140 | 140 | 28.36 | 36.76 | 7 | 1.4
2015 | IESO_2_MISO_W | IESO | MISO_W | Internal | Shoulder | B14 | 900 | 140 | 0 | 28.36 | 35.35 | 7 | 0
2015 | IESO_2_MISO_W | IESO | MISO_W | Internal | Shoulder | B15 | 1203 | 140 | 0 | 28.36 | 33.07 | 7 | 0
2015 | IESO_2_MISO_W | IESO | MISO_W | Internal | Summer | B1 | 10 | 140 | 140 | 44.8 | 57.36 | 7 | 5.56
2015 | IESO_2_MISO_W | IESO | MISO_W | Internal | Summer | B2 | 25 | 140 | 140 | 44.8 | 56.41 | 7 | 4.61
2015 | IESO_2_MISO_W | IESO | MISO_W | Internal | Summer | B3 | 75 | 140 | 140 | 41.79 | 55.69 | 7 | 6.9
2015 | IESO_2_MISO_W | IESO | MISO_W | Internal | Summer | B4 | 100 | 140 | 140 | 38.28 | 51.28 | 7 | 6
2015 | IESO_2_MISO_W | IESO | MISO_W | Internal | Summer | B5 | 200 | 140 | 140 | 36 | 45.08 | 7 | 2.08
2015 | IESO_2_MISO_W | IESO | MISO_W | Internal | Summer | B6 | 300 | 140 | 140 | 32.56 | 40.56 | 7 | 1
2015 | IESO_2_MISO_W | IESO | MISO_W | Internal | Summer | B7 | 400 | 140 | 0.02 | 28.82 | 35.81 | 7 | 0
2015 | IESO_2_MISO_W | IESO | MISO_W | Internal | Summer | B8 | 500 | 140 | 0 | 26.57 | 33.05 | 7 | 0
2015 | IESO_2_MISO_W | IESO | MISO_W | Internal | Summer | B9 | 800 | 140 | 0 | 26.57 | 32.79 | 7 | 0
2015 | IESO_2_MISO_W | IESO | MISO_W | Internal | Summer | B10 | 1262 | 140 | 0 | 26.57 | 31.03 | 7 | 0
2015 | IESO_2_MISO_W | IESO | MISO_W | Internal | Winter | B16 | 25 | 140 | 140 | 38.86 | 46.52 | 7 | 0.66
2015 | IESO_2_MISO_W | IESO | MISO_W | Internal | Winter | B17 | 100 | 140 | 0 | 33.59 | 40.06 | 7 | 0
2015 | IESO_2_MISO_W | IESO | MISO_W | Internal | Winter | B18 | 400 | 140 | 0 | 30.95 | 36.76 | 7 | 0
2015 | IESO_2_MISO_W | IESO | MISO_W | Internal | Winter | B19 | 700 | 140 | 0 | 30.95 | 36.07 | 7 | 0
2015 | IESO_2_MISO_W | IESO | MISO_W | Internal | Winter | B20 | 935 | 140 | 0 | 30.95 | 32.72 | 7 | 0
2015 | IESO_2_NYISO_A-F | IESO | NYISO_A-F | Internal | Shoulder | B11 | 25 | 1725 | 1725 | 28.36 | 39.73 | 7 | 4.37
2015 | IESO_2_NYISO_A-F | IESO | NYISO_A-F | Internal | Shoulder | B12 | 200 | 1725 | 1725 | 32.19 | 39.73 | 7 | 0.54
2015 | IESO_2_NYISO_A-F | IESO | NYISO_A-F | Internal | Shoulder | B13 | 600 | 1725 | 1725 | 28.36 | 38.47 | 7 | 3.11
2015 | IESO_2_NYISO_A-F | IESO | NYISO_A-F | Internal | Shoulder | B14 | 900 | 1725 | 1725 | 28.36 | 38.42 | 7 | 3.06
2015 | IESO_2_NYISO_A-F | IESO | NYISO_A-F | Internal | Shoulder | B15 | 1203 | 1725 | 1725 | 28.36 | 38.42 | 7 | 3.06
2015 | IESO_2_NYISO_A-F | IESO | NYISO_A-F | Internal | Summer | B1 | 10 | 1725 | 371.15 | 44.8 | 51.8 | 7 | 0
2015 | IESO_2_NYISO_A-F | IESO | NYISO_A-F | Internal | Summer | B2 | 25 | 1725 | 893.03 | 44.8 | 51.8 | 7 | 0
2015 | IESO_2_NYISO_A-F | IESO | NYISO_A-F | Internal | Summer | B3 | 75 | 1725 | 1724.99 | 41.79 | 48.95 | 7 | 0.16
2015 | IESO_2_NYISO_A-F | IESO | NYISO_A-F | Internal | Summer | B4 | 100 | 1725 | 1407.08 | 38.28 | 45.28 | 7 | 0
2015 | IESO_2_NYISO_A-F | IESO | NYISO_A-F | Internal | Summer | B5 | 200 | 1725 | 365.36 | 36 | 43 | 7 | 0
2015 | IESO_2_NYISO_A-F | IESO | NYISO_A-F | Internal | Summer | B6 | 300 | 1725 | 953.09 | 32.56 | 39.56 | 7 | 0
2015 | IESO_2_NYISO_A-F | IESO | NYISO_A-F | Internal | Summer | B7 | 400 | 1725 | 1725 | 28.82 | 39.23 | 7 | 3.41
2015 | IESO_2_NYISO_A-F | IESO | NYISO_A-F | Internal | Summer | B8 | 500 | 1725 | 1725 | 26.57 | 37.74 | 7 | 4.17
2015 | IESO_2_NYISO_A-F | IESO | NYISO_A-F | Internal | Summer | B9 | 800 | 1725 | 1725 | 26.57 | 37.07 | 7 | 3.5
2015 | IESO_2_NYISO_A-F | IESO | NYISO_A-F | Internal | Summer | B10 | 1262 | 1725 | 1725 | 26.57 | 37.07 | 7 | 3.5
2015 | IESO_2_NYISO_A-F | IESO | NYISO_A-F | Internal | Winter | B16 | 25 | 1725 | 508.76 | 38.86 | 45.86 | 7 | 0
2015 | IESO_2_NYISO_A-F | IESO | NYISO_A-F | Internal | Winter | B17 | 100 | 1725 | 1725 | 33.59 | 43.08 | 7 | 2.49
2015 | IESO_2_NYISO_A-F | IESO | NYISO_A-F | Internal | Winter | B18 | 400 | 1725 | 1725 | 30.95 | 43.08 | 7 | 5.13
2015 | IESO_2_NYISO_A-F | IESO | NYISO_A-F | Internal | Winter | B19 | 700 | 1725 | 1725 | 30.95 | 43.08 | 7 | 5.13
2015 | IESO_2_NYISO_A-F | IESO | NYISO_A-F | Internal | Winter | B20 | 935 | 1725 | 1725 | 30.95 | 43.08 | 7 | 5.13
2015 | MAPP_CA_2_IESO | MAPP_CA | IESO | Internal | Shoulder | B11 | 25 | 330 | 0 | 37.1 | 28.36 | 8 | 0
2015 | MAPP_CA_2_IESO | MAPP_CA | IESO | Internal | Shoulder | B12 | 200 | 330 | 0 | 39.19 | 32.19 | 8 | 0
2015 | MAPP_CA_2_IESO | MAPP_CA | IESO | Internal | Shoulder | B13 | 600 | 330 | 0 | 36.75 | 28.36 | 8 | 0
2015 | MAPP_CA_2_IESO | MAPP_CA | IESO | Internal | Shoulder | B14 | 900 | 330 | 0 | 35.36 | 28.36 | 8 | 0
2015 | MAPP_CA_2_IESO | MAPP_CA | IESO | Internal | Shoulder | B15 | 1203 | 330 | 0 | 35.36 | 28.36 | 8 | 0
2015 | MAPP_CA_2_IESO | MAPP_CA | IESO | Internal | Summer | B1 | 10 | 330 | 0 | 48.79 | 44.8 | 8 | 0
2015 | MAPP_CA_2_IESO | MAPP_CA | IESO | Internal | Summer | B2 | 25 | 330 | 0 | 48.79 | 44.8 | 8 | 0
2015 | MAPP_CA_2_IESO | MAPP_CA | IESO | Internal | Summer | B3 | 75 | 330 | 0 | 48.79 | 41.79 | 8 | 0
2015 | MAPP_CA_2_IESO | MAPP_CA | IESO | Internal | Summer | B4 | 100 | 330 | 0 | 48.79 | 38.28 | 8 | 0
2015 | MAPP_CA_2_IESO | MAPP_CA | IESO | Internal | Summer | B5 | 200 | 330 | 0 | 45.07 | 36 | 8 | 0
2015 | MAPP_CA_2_IESO | MAPP_CA | IESO | Internal | Summer | B6 | 300 | 330 | 0 | 40.55 | 32.56 | 8 | 0
2015 | MAPP_CA_2_IESO | MAPP_CA | IESO | Internal | Summer | B7 | 400 | 330 | 0 | 35.8 | 28.82 | 8 | 0
2015 | MAPP_CA_2_IESO | MAPP_CA | IESO | Internal | Summer | B8 | 500 | 330 | 0 | 33.04 | 26.57 | 8 | 0
2015 | MAPP_CA_2_IESO | MAPP_CA | IESO | Internal | Summer | B9 | 800 | 330 | 0 | 32.85 | 26.57 | 8 | 0
2015 | MAPP_CA_2_IESO | MAPP_CA | IESO | Internal | Summer | B10 | 1262 | 330 | 0 | 32.85 | 26.57 | 8 | 0
2015 | MAPP_CA_2_IESO | MAPP_CA | IESO | Internal | Winter | B16 | 25 | 330 | 0 | 46.5 | 38.86 | 8 | 0
2015 | MAPP_CA_2_IESO | MAPP_CA | IESO | Internal | Winter | B17 | 100 | 330 | 0 | 40.04 | 33.59 | 8 | 0
2015 | MAPP_CA_2_IESO | MAPP_CA | IESO | Internal | Winter | B18 | 400 | 330 | 0 | 37.95 | 30.95 | 8 | 0
2015 | MAPP_CA_2_IESO | MAPP_CA | IESO | Internal | Winter | B19 | 700 | 330 | 0 | 37.95 | 30.95 | 8 | 0
2015 | MAPP_CA_2_IESO | MAPP_CA | IESO | Internal | Winter | B20 | 935 | 330 | 0 | 37.95 | 30.95 | 8 | 0
2015 | MAPP_CA_2_MAPP_US | MAPP_CA | MAPP_US | Internal | Shoulder | B11 | 25 | 372 | 0 | 37.1 | 38.72 | 7 | 0
2015 | MAPP_CA_2_MAPP_US | MAPP_CA | MAPP_US | Internal | Shoulder | B12 | 200 | 372 | 0 | 39.19 | 32.2 | 7 | 0
2015 | MAPP_CA_2_MAPP_US | MAPP_CA | MAPP_US | Internal | Shoulder | B13 | 600 | 372 | 0 | 36.75 | 29.76 | 7 | 0
2015 | MAPP_CA_2_MAPP_US | MAPP_CA | MAPP_US | Internal | Shoulder | B14 | 900 | 372 | 0 | 35.36 | 29.33 | 7 | 0
2015 | MAPP_CA_2_MAPP_US | MAPP_CA | MAPP_US | Internal | Shoulder | B15 | 1203 | 372 | 0 | 35.36 | 29.33 | 7 | 0
2015 | MAPP_CA_2_MAPP_US | MAPP_CA | MAPP_US | Internal | Summer | B1 | 10 | 372 | 0 | 48.79 | 50.36 | 7 | 0
2015 | MAPP_CA_2_MAPP_US | MAPP_CA | MAPP_US | Internal | Summer | B2 | 25 | 372 | 0 | 48.79 | 50.36 | 7 | 0
2015 | MAPP_CA_2_MAPP_US | MAPP_CA | MAPP_US | Internal | Summer | B3 | 75 | 372 | 0 | 48.79 | 50.36 | 7 | 0
2015 | MAPP_CA_2_MAPP_US | MAPP_CA | MAPP_US | Internal | Summer | B4 | 100 | 372 | 0 | 48.79 | 46.92 | 7 | 0
2015 | MAPP_CA_2_MAPP_US | MAPP_CA | MAPP_US | Internal | Summer | B5 | 200 | 372 | 0 | 45.07 | 45.07 | 7 | 0
2015 | MAPP_CA_2_MAPP_US | MAPP_CA | MAPP_US | Internal | Summer | B6 | 300 | 372 | 0 | 40.55 | 33.56 | 7 | 0
2015 | MAPP_CA_2_MAPP_US | MAPP_CA | MAPP_US | Internal | Summer | B7 | 400 | 372 | 0 | 35.8 | 28.81 | 7 | 0
2015 | MAPP_CA_2_MAPP_US | MAPP_CA | MAPP_US | Internal | Summer | B8 | 500 | 372 | 0 | 33.04 | 27.01 | 7 | 0
2015 | MAPP_CA_2_MAPP_US | MAPP_CA | MAPP_US | Internal | Summer | B9 | 800 | 372 | 0 | 32.85 | 27.01 | 7 | 0
2015 | MAPP_CA_2_MAPP_US | MAPP_CA | MAPP_US | Internal | Summer | B10 | 1262 | 372 | 0 | 32.85 | 26.22 | 7 | 0
2015 | MAPP_CA_2_MAPP_US | MAPP_CA | MAPP_US | Internal | Winter | B16 | 25 | 372 | 0 | 46.5 | 39.52 | 7 | 0
2015 | MAPP_CA_2_MAPP_US | MAPP_CA | MAPP_US | Internal | Winter | B17 | 100 | 372 | 0 | 40.04 | 33.06 | 7 | 0
2015 | MAPP_CA_2_MAPP_US | MAPP_CA | MAPP_US | Internal | Winter | B18 | 400 | 372 | 0 | 37.95 | 31.66 | 7 | 0
2015 | MAPP_CA_2_MAPP_US | MAPP_CA | MAPP_US | Internal | Winter | B19 | 700 | 372 | 0 | 37.95 | 31.66 | 7 | 0
2015 | MAPP_CA_2_MAPP_US | MAPP_CA | MAPP_US | Internal | Winter | B20 | 935 | 372 | 0 | 37.95 | 26.77 | 7 | 0
2015 | MAPP_CA_2_MISO_W | MAPP_CA | MISO_W | Internal | Shoulder | B11 | 25 | 1970 | 1970 | 37.1 | 45.72 | 0.01 | 8.61
2015 | MAPP_CA_2_MISO_W | MAPP_CA | MISO_W | Internal | Shoulder | B12 | 200 | 1970 | 1490.11 | 39.19 | 39.2 | 0.01 | 0
2015 | MAPP_CA_2_MISO_W | MAPP_CA | MISO_W | Internal | Shoulder | B13 | 600 | 1970 | 1355.17 | 36.75 | 36.76 | 0.01 | 0
2015 | MAPP_CA_2_MISO_W | MAPP_CA | MISO_W | Internal | Shoulder | B14 | 900 | 1970 | 0 | 35.36 | 35.35 | 0.01 | 0
2015 | MAPP_CA_2_MISO_W | MAPP_CA | MISO_W | Internal | Shoulder | B15 | 1203 | 1970 | 0 | 35.36 | 33.07 | 0.01 | 0
2015 | MAPP_CA_2_MISO_W | MAPP_CA | MISO_W | Internal | Summer | B1 | 10 | 1970 | 1970 | 48.79 | 57.36 | 0.01 | 8.55
2015 | MAPP_CA_2_MISO_W | MAPP_CA | MISO_W | Internal | Summer | B2 | 25 | 1970 | 1970 | 48.79 | 56.41 | 0.01 | 7.61
2015 | MAPP_CA_2_MISO_W | MAPP_CA | MISO_W | Internal | Summer | B3 | 75 | 1970 | 1970 | 48.79 | 55.69 | 0.01 | 6.89
2015 | MAPP_CA_2_MISO_W | MAPP_CA | MISO_W | Internal | Summer | B4 | 100 | 1970 | 1970 | 48.79 | 51.28 | 0.01 | 2.48
2015 | MAPP_CA_2_MISO_W | MAPP_CA | MISO_W | Internal | Summer | B5 | 200 | 1970 | 1671.52 | 45.07 | 45.08 | 0.01 | 0
2015 | MAPP_CA_2_MISO_W | MAPP_CA | MISO_W | Internal | Summer | B6 | 300 | 1970 | 1794.99 | 40.55 | 40.56 | 0.01 | 0
2015 | MAPP_CA_2_MISO_W | MAPP_CA | MISO_W | Internal | Summer | B7 | 400 | 1970 | 1666.22 | 35.8 | 35.81 | 0.01 | 0
2015 | MAPP_CA_2_MISO_W | MAPP_CA | MISO_W | Internal | Summer | B8 | 500 | 1970 | 1452.04 | 33.04 | 33.05 | 0.01 | 0
2015 | MAPP_CA_2_MISO_W | MAPP_CA | MISO_W | Internal | Summer | B9 | 800 | 1970 | 0 | 32.85 | 32.79 | 0.01 | 0
2015 | MAPP_CA_2_MISO_W | MAPP_CA | MISO_W | Internal | Summer | B10 | 1262 | 1970 | 0 | 32.85 | 31.03 | 0.01 | 0
2015 | MAPP_CA_2_MISO_W | MAPP_CA | MISO_W | Internal | Winter | B16 | 25 | 1970 | 769.17 | 46.5 | 46.52 | 0.01 | 0
2015 | MAPP_CA_2_MISO_W | MAPP_CA | MISO_W | Internal | Winter | B17 | 100 | 1970 | 392.72 | 40.04 | 40.06 | 0.01 | 0
2015 | MAPP_CA_2_MISO_W | MAPP_CA | MISO_W | Internal | Winter | B18 | 400 | 1970 | 0 | 37.95 | 36.76 | 0.01 | 0
2015 | MAPP_CA_2_MISO_W | MAPP_CA | MISO_W | Internal | Winter | B19 | 700 | 1970 | 0 | 37.95 | 36.07 | 0.01 | 0
2015 | MAPP_CA_2_MISO_W | MAPP_CA | MISO_W | Internal | Winter | B20 | 935 | 1970 | 0 | 37.95 | 32.72 | 0.01 | 0
2015 | MAPP_US_2_MAPP_CA | MAPP_US | MAPP_CA | Internal | Shoulder | B11 | 25 | 165 | 0 | 38.72 | 37.1 | 7 | 0
2015 | MAPP_US_2_MAPP_CA | MAPP_US | MAPP_CA | Internal | Shoulder | B12 | 200 | 165 | 0.03 | 32.2 | 39.19 | 7 | 0
2015 | MAPP_US_2_MAPP_CA | MAPP_US | MAPP_CA | Internal | Shoulder | B13 | 600 | 165 | 0.01 | 29.76 | 36.75 | 7 | 0
2015 | MAPP_US_2_MAPP_CA | MAPP_US | MAPP_CA | Internal | Shoulder | B14 | 900 | 165 | 0 | 29.33 | 35.36 | 7 | 0
2015 | MAPP_US_2_MAPP_CA | MAPP_US | MAPP_CA | Internal | Shoulder | B15 | 1203 | 165 | 0 | 29.33 | 35.36 | 7 | 0
2015 | MAPP_US_2_MAPP_CA | MAPP_US | MAPP_CA | Internal | Summer | B1 | 10 | 165 | 0 | 50.36 | 48.79 | 7 | 0
2015 | MAPP_US_2_MAPP_CA | MAPP_US | MAPP_CA | Internal | Summer | B2 | 25 | 165 | 0 | 50.36 | 48.79 | 7 | 0
2015 | MAPP_US_2_MAPP_CA | MAPP_US | MAPP_CA | Internal | Summer | B3 | 75 | 165 | 0 | 50.36 | 48.79 | 7 | 0
2015 | MAPP_US_2_MAPP_CA | MAPP_US | MAPP_CA | Internal | Summer | B4 | 100 | 165 | 0 | 46.92 | 48.79 | 7 | 0
2015 | MAPP_US_2_MAPP_CA | MAPP_US | MAPP_CA | Internal | Summer | B5 | 200 | 165 | 0 | 45.07 | 45.07 | 7 | 0
2015 | MAPP_US_2_MAPP_CA | MAPP_US | MAPP_CA | Internal | Summer | B6 | 300 | 165 | 0.02 | 33.56 | 40.55 | 7 | 0
2015 | MAPP_US_2_MAPP_CA | MAPP_US | MAPP_CA | Internal | Summer | B7 | 400 | 165 | 0.02 | 28.81 | 35.8 | 7 | 0
2015 | MAPP_US_2_MAPP_CA | MAPP_US | MAPP_CA | Internal | Summer | B8 | 500 | 165 | 0 | 27.01 | 33.04 | 7 | 0
2015 | MAPP_US_2_MAPP_CA | MAPP_US | MAPP_CA | Internal | Summer | B9 | 800 | 165 | 0 | 27.01 | 32.85 | 7 | 0
2015 | MAPP_US_2_MAPP_CA | MAPP_US | MAPP_CA | Internal | Summer | B10 | 1262 | 165 | 0 | 26.22 | 32.85 | 7 | 0
2015 | MAPP_US_2_MAPP_CA | MAPP_US | MAPP_CA | Internal | Winter | B16 | 25 | 165 | 0.26 | 39.52 | 46.5 | 7 | 0
2015 | MAPP_US_2_MAPP_CA | MAPP_US | MAPP_CA | Internal | Winter | B17 | 100 | 165 | 0.07 | 33.06 | 40.04 | 7 | 0
2015 | MAPP_US_2_MAPP_CA | MAPP_US | MAPP_CA | Internal | Winter | B18 | 400 | 165 | 0 | 31.66 | 37.95 | 7 | 0
2015 | MAPP_US_2_MAPP_CA | MAPP_US | MAPP_CA | Internal | Winter | B19 | 700 | 165 | 0 | 31.66 | 37.95 | 7 | 0
2015 | MAPP_US_2_MAPP_CA | MAPP_US | MAPP_CA | Internal | Winter | B20 | 935 | 165 | 165 | 26.77 | 37.95 | 7 | 4.19
2015 | MAPP_US_2_MISO_W | MAPP_US | MISO_W | Internal | Shoulder | B11 | 25 | 2635 | 542.76 | 38.72 | 45.72 | 7 | 0
2015 | MAPP_US_2_MISO_W | MAPP_US | MISO_W | Internal | Shoulder | B12 | 200 | 2635 | 862.87 | 32.2 | 39.2 | 7 | 0
2015 | MAPP_US_2_MISO_W | MAPP_US | MISO_W | Internal | Shoulder | B13 | 600 | 2635 | 234.47 | 29.76 | 36.76 | 7 | 0
2015 | MAPP_US_2_MISO_W | MAPP_US | MISO_W | Internal | Shoulder | B14 | 900 | 2635 | 0 | 29.33 | 35.35 | 7 | 0
2015 | MAPP_US_2_MISO_W | MAPP_US | MISO_W | Internal | Shoulder | B15 | 1203 | 2635 | 0 | 29.33 | 33.07 | 7 | 0
2015 | MAPP_US_2_MISO_W | MAPP_US | MISO_W | Internal | Summer | B1 | 10 | 2635 | 415.7 | 50.36 | 57.36 | 7 | 0
2015 | MAPP_US_2_MISO_W | MAPP_US | MISO_W | Internal | Summer | B2 | 25 | 2635 | 0 | 50.36 | 56.41 | 7 | 0
2015 | MAPP_US_2_MISO_W | MAPP_US | MISO_W | Internal | Summer | B3 | 75 | 2635 | 0 | 50.36 | 55.69 | 7 | 0
2015 | MAPP_US_2_MISO_W | MAPP_US | MISO_W | Internal | Summer | B4 | 100 | 2635 | 0 | 46.92 | 51.28 | 7 | 0
2015 | MAPP_US_2_MISO_W | MAPP_US | MISO_W | Internal | Summer | B5 | 200 | 2635 | 0 | 45.07 | 45.08 | 7 | 0
2015 | MAPP_US_2_MISO_W | MAPP_US | MISO_W | Internal | Summer | B6 | 300 | 2635 | 25.95 | 33.56 | 40.56 | 7 | 0
2015 | MAPP_US_2_MISO_W | MAPP_US | MISO_W | Internal | Summer | B7 | 400 | 2635 | 310.06 | 28.81 | 35.81 | 7 | 0
2015 | MAPP_US_2_MISO_W | MAPP_US | MISO_W | Internal | Summer | B8 | 500 | 2635 | 0 | 27.01 | 33.05 | 7 | 0
2015 | MAPP_US_2_MISO_W | MAPP_US | MISO_W | Internal | Summer | B9 | 800 | 2635 | 0 | 27.01 | 32.79 | 7 | 0
2015 | MAPP_US_2_MISO_W | MAPP_US | MISO_W | Internal | Summer | B10 | 1262 | 2635 | 0 | 26.22 | 31.03 | 7 | 0
2015 | MAPP_US_2_MISO_W | MAPP_US | MISO_W | Internal | Winter | B16 | 25 | 2635 | 1004.42 | 39.52 | 46.52 | 7 | 0
2015 | MAPP_US_2_MISO_W | MAPP_US | MISO_W | Internal | Winter | B17 | 100 | 2635 | 1025.31 | 33.06 | 40.06 | 7 | 0
2015 | MAPP_US_2_MISO_W | MAPP_US | MISO_W | Internal | Winter | B18 | 400 | 2635 | 0 | 31.66 | 36.76 | 7 | 0
2015 | MAPP_US_2_MISO_W | MAPP_US | MISO_W | Internal | Winter | B19 | 700 | 2635 | 0 | 31.66 | 36.07 | 7 | 0
2015 | MAPP_US_2_MISO_W | MAPP_US | MISO_W | Internal | Winter | B20 | 935 | 2635 | 0 | 26.77 | 32.72 | 7 | 0
2015 | MAPP_US_2_NE | MAPP_US | NE | Internal | Shoulder | B11 | 25 | 2000 | 1148.2 | 38.72 | 45.72 | 7 | 0
2015 | MAPP_US_2_NE | MAPP_US | NE | Internal | Shoulder | B12 | 200 | 2000 | 420.76 | 32.2 | 39.2 | 7 | 0
2015 | MAPP_US_2_NE | MAPP_US | NE | Internal | Shoulder | B13 | 600 | 2000 | 939.71 | 29.76 | 36.76 | 7 | 0
2015 | MAPP_US_2_NE | MAPP_US | NE | Internal | Shoulder | B14 | 900 | 2000 | 84.42 | 29.33 | 36.33 | 7 | 0
2015 | MAPP_US_2_NE | MAPP_US | NE | Internal | Shoulder | B15 | 1203 | 2000 | 181.44 | 29.33 | 36.33 | 7 | 0
2015 | MAPP_US_2_NE | MAPP_US | NE | Internal | Summer | B1 | 10 | 2000 | 616.04 | 50.36 | 57.36 | 7 | 0
2015 | MAPP_US_2_NE | MAPP_US | NE | Internal | Summer | B2 | 25 | 2000 | 1057.59 | 50.36 | 57.36 | 7 | 0
2015 | MAPP_US_2_NE | MAPP_US | NE | Internal | Summer | B3 | 75 | 2000 | 1026.09 | 50.36 | 57.36 | 7 | 0
2015 | MAPP_US_2_NE | MAPP_US | NE | Internal | Summer | B4 | 100 | 2000 | 1068.82 | 46.92 | 53.92 | 7 | 0
2015 | MAPP_US_2_NE | MAPP_US | NE | Internal | Summer | B5 | 200 | 2000 | 1207.06 | 45.07 | 52.07 | 7 | 0
2015 | MAPP_US_2_NE | MAPP_US | NE | Internal | Summer | B6 | 300 | 2000 | 1268.62 | 33.56 | 40.56 | 7 | 0
2015 | MAPP_US_2_NE | MAPP_US | NE | Internal | Summer | B7 | 400 | 2000 | 1043.18 | 28.81 | 35.81 | 7 | 0
2015 | MAPP_US_2_NE | MAPP_US | NE | Internal | Summer | B8 | 500 | 2000 | 1078.65 | 27.01 | 34.01 | 7 | 0
2015 | MAPP_US_2_NE | MAPP_US | NE | Internal | Summer | B9 | 800 | 2000 | 696.44 | 27.01 | 34.01 | 7 | 0
2015 | MAPP_US_2_NE | MAPP_US | NE | Internal | Summer | B10 | 1262 | 2000 | 159.2 | 26.22 | 33.22 | 7 | 0
2015 | MAPP_US_2_NE | MAPP_US | NE | Internal | Winter | B16 | 25 | 2000 | 587.28 | 39.52 | 46.52 | 7 | 0
2015 | MAPP_US_2_NE | MAPP_US | NE | Internal | Winter | B17 | 100 | 2000 | 143.44 | 33.06 | 40.06 | 7 | 0
2015 | MAPP_US_2_NE | MAPP_US | NE | Internal | Winter | B18 | 400 | 2000 | 580.08 | 31.66 | 38.66 | 7 | 0
2015 | MAPP_US_2_NE | MAPP_US | NE | Internal | Winter | B19 | 700 | 2000 | 163.31 | 31.66 | 38.66 | 7 | 0
2015 | MAPP_US_2_NE | MAPP_US | NE | Internal | Winter | B20 | 935 | 2000 | 16.09 | 26.77 | 33.77 | 7 | 0
2015 | MARITIMES_2_NEISO | MARITIMES | NEISO | Internal | Shoulder | B11 | 25 | 99999 | 1400 | 36.72 | 36.73 | 0.01 | 0
2015 | MARITIMES_2_NEISO | MARITIMES | NEISO | Internal | Shoulder | B12 | 200 | 99999 | 1400 | 36.72 | 36.73 | 0.01 | 0
2015 | MARITIMES_2_NEISO | MARITIMES | NEISO | Internal | Shoulder | B13 | 600 | 99999 | 1400 | 36.72 | 36.73 | 0.01 | 0
2015 | MARITIMES_2_NEISO | MARITIMES | NEISO | Internal | Shoulder | B14 | 900 | 99999 | 1400 | 36.72 | 36.73 | 0.01 | 0
2015 | MARITIMES_2_NEISO | MARITIMES | NEISO | Internal | Shoulder | B15 | 1203 | 99999 | 426.43 | 36.72 | 36.73 | 0.01 | 0
2015 | MARITIMES_2_NEISO | MARITIMES | NEISO | Internal | Summer | B1 | 10 | 99999 | 1400 | 53.65 | 53.66 | 0.01 | 0
2015 | MARITIMES_2_NEISO | MARITIMES | NEISO | Internal | Summer | B2 | 25 | 99999 | 1400 | 50.39 | 50.41 | 0.01 | 0
2015 | MARITIMES_2_NEISO | MARITIMES | NEISO | Internal | Summer | B3 | 75 | 99999 | 1400 | 47.12 | 47.14 | 0.01 | 0
2015 | MARITIMES_2_NEISO | MARITIMES | NEISO | Internal | Summer | B4 | 100 | 99999 | 1400 | 37.74 | 37.76 | 0.01 | 0
2015 | MARITIMES_2_NEISO | MARITIMES | NEISO | Internal | Summer | B5 | 200 | 99999 | 1400 | 34.07 | 34.08 | 0.01 | 0
2015 | MARITIMES_2_NEISO | MARITIMES | NEISO | Internal | Summer | B6 | 300 | 99999 | 1400 | 34.07 | 34.08 | 0.01 | 0
2015 | MARITIMES_2_NEISO | MARITIMES | NEISO | Internal | Summer | B7 | 400 | 99999 | 1400 | 34.07 | 34.08 | 0.01 | 0
2015 | MARITIMES_2_NEISO | MARITIMES | NEISO | Internal | Summer | B8 | 500 | 99999 | 1400 | 34.07 | 34.08 | 0.01 | 0
2015 | MARITIMES_2_NEISO | MARITIMES | NEISO | Internal | Summer | B9 | 800 | 99999 | 1400 | 34.07 | 34.08 | 0.01 | 0
2015 | MARITIMES_2_NEISO | MARITIMES | NEISO | Internal | Summer | B10 | 1262 | 99999 | 236.13 | 34.07 | 34.08 | 0.01 | 0
2015 | MARITIMES_2_NEISO | MARITIMES | NEISO | Internal | Winter | B16 | 25 | 99999 | 1400 | 44.98 | 44.99 | 0.01 | 0
2015 | MARITIMES_2_NEISO | MARITIMES | NEISO | Internal | Winter | B17 | 100 | 99999 | 1400 | 44.98 | 44.99 | 0.01 | 0
2015 | MARITIMES_2_NEISO | MARITIMES | NEISO | Internal | Winter | B18 | 400 | 99999 | 1400 | 44.98 | 44.99 | 0.01 | 0
2015 | MARITIMES_2_NEISO | MARITIMES | NEISO | Internal | Winter | B19 | 700 | 99999 | 1400 | 44.98 | 44.99 | 0.01 | 0
2015 | MARITIMES_2_NEISO | MARITIMES | NEISO | Internal | Winter | B20 | 935 | 99999 | 475.94 | 44.98 | 44.99 | 0.01 | 0
2015 | MISO_IN_2_MISO_MI | MISO_IN | MISO_MI | Internal | Shoulder | B11 | 25 | 5000 | 0.13 | 45.74 | 45.73 | 0.01 | 0
2015 | MISO_IN_2_MISO_MI | MISO_IN | MISO_MI | Internal | Shoulder | B12 | 200 | 5000 | 0.02 | 39.22 | 39.21 | 0.01 | 0
2015 | MISO_IN_2_MISO_MI | MISO_IN | MISO_MI | Internal | Shoulder | B13 | 600 | 5000 | 0.01 | 36.77 | 36.77 | 0.01 | 0
2015 | MISO_IN_2_MISO_MI | MISO_IN | MISO_MI | Internal | Shoulder | B14 | 900 | 5000 | 15.9 | 35.35 | 35.36 | 0.01 | 0
2015 | MISO_IN_2_MISO_MI | MISO_IN | MISO_MI | Internal | Shoulder | B15 | 1203 | 5000 | 569.27 | 33.4 | 33.41 | 0.01 | 0
2015 | MISO_IN_2_MISO_MI | MISO_IN | MISO_MI | Internal | Summer | B1 | 10 | 5000 | 0.35 | 57.38 | 57.37 | 0.01 | 0
2015 | MISO_IN_2_MISO_MI | MISO_IN | MISO_MI | Internal | Summer | B2 | 25 | 5000 | 0.13 | 56.41 | 56.4 | 0.01 | 0
2015 | MISO_IN_2_MISO_MI | MISO_IN | MISO_MI | Internal | Summer | B3 | 75 | 5000 | 0 | 55.36 | 51.97 | 0.01 | 0
2015 | MISO_IN_2_MISO_MI | MISO_IN | MISO_MI | Internal | Summer | B4 | 100 | 5000 | 0.04 | 51.28 | 51.27 | 0.01 | 0
2015 | MISO_IN_2_MISO_MI | MISO_IN | MISO_MI | Internal | Summer | B5 | 200 | 5000 | 0.02 | 45.08 | 45.07 | 0.01 | 0
2015 | MISO_IN_2_MISO_MI | MISO_IN | MISO_MI | Internal | Summer | B6 | 300 | 5000 | 0.01 | 39.57 | 39.56 | 0.01 | 0
2015 | MISO_IN_2_MISO_MI | MISO_IN | MISO_MI | Internal | Summer | B7 | 400 | 5000 | 39.53 | 35.81 | 35.82 | 0.01 | 0
2015 | MISO_IN_2_MISO_MI | MISO_IN | MISO_MI | Internal | Summer | B8 | 500 | 5000 | 1268.94 | 33.56 | 33.57 | 0.01 | 0
2015 | MISO_IN_2_MISO_MI | MISO_IN | MISO_MI | Internal | Summer | B9 | 800 | 5000 | 1343.78 | 33.24 | 33.25 | 0.01 | 0
2015 | MISO_IN_2_MISO_MI | MISO_IN | MISO_MI | Internal | Summer | B10 | 1262 | 5000 | 1666.02 | 32.29 | 32.3 | 0.01 | 0
2015 | MISO_IN_2_MISO_MI | MISO_IN | MISO_MI | Internal | Winter | B16 | 25 | 5000 | 0.14 | 46.54 | 46.53 | 0.01 | 0
2015 | MISO_IN_2_MISO_MI | MISO_IN | MISO_MI | Internal | Winter | B17 | 100 | 5000 | 0.07 | 40.59 | 40.59 | 0.01 | 0
2015 | MISO_IN_2_MISO_MI | MISO_IN | MISO_MI | Internal | Winter | B18 | 400 | 5000 | 682.91 | 36.76 | 36.77 | 0.01 | 0
2015 | MISO_IN_2_MISO_MI | MISO_IN | MISO_MI | Internal | Winter | B19 | 700 | 5000 | 0.01 | 35.73 | 35.74 | 0.01 | 0
2015 | MISO_IN_2_MISO_MI | MISO_IN | MISO_MI | Internal | Winter | B20 | 935 | 5000 | 1176.51 | 33.24 | 33.25 | 0.01 | 0
2015 | MISO_IN_2_MISO_MO-IL | MISO_IN | MISO_MO-IL | Internal | Shoulder | B11 | 25 | 5000 | 0.14 | 45.74 | 45.73 | 0.01 | 0
2015 | MISO_IN_2_MISO_MO-IL | MISO_IN | MISO_MO-IL | Internal | Shoulder | B12 | 200 | 5000 | 0.02 | 39.22 | 39.21 | 0.01 | 0
2015 | MISO_IN_2_MISO_MO-IL | MISO_IN | MISO_MO-IL | Internal | Shoulder | B13 | 600 | 5000 | 0 | 36.77 | 36.76 | 0.01 | 0
2015 | MISO_IN_2_MISO_MO-IL | MISO_IN | MISO_MO-IL | Internal | Shoulder | B14 | 900 | 5000 | 0 | 35.35 | 35.33 | 0.01 | 0
2015 | MISO_IN_2_MISO_MO-IL | MISO_IN | MISO_MO-IL | Internal | Shoulder | B15 | 1203 | 5000 | 0 | 33.4 | 32.8 | 0.01 | 0
2015 | MISO_IN_2_MISO_MO-IL | MISO_IN | MISO_MO-IL | Internal | Summer | B1 | 10 | 5000 | 0.33 | 57.38 | 57.37 | 0.01 | 0
2015 | MISO_IN_2_MISO_MO-IL | MISO_IN | MISO_MO-IL | Internal | Summer | B2 | 25 | 5000 | 0.14 | 56.41 | 56.4 | 0.01 | 0
2015 | MISO_IN_2_MISO_MO-IL | MISO_IN | MISO_MO-IL | Internal | Summer | B3 | 75 | 5000 | 0.05 | 55.36 | 55.35 | 0.01 | 0
2015 | MISO_IN_2_MISO_MO-IL | MISO_IN | MISO_MO-IL | Internal | Summer | B4 | 100 | 5000 | 0.04 | 51.28 | 51.27 | 0.01 | 0
2015 | MISO_IN_2_MISO_MO-IL | MISO_IN | MISO_MO-IL | Internal | Summer | B5 | 200 | 5000 | 0.02 | 45.08 | 45.07 | 0.01 | 0
2015 | MISO_IN_2_MISO_MO-IL | MISO_IN | MISO_MO-IL | Internal | Summer | B6 | 300 | 5000 | 0.01 | 39.57 | 39.56 | 0.01 | 0
2015 | MISO_IN_2_MISO_MO-IL | MISO_IN | MISO_MO-IL | Internal | Summer | B7 | 400 | 5000 | 0 | 35.81 | 35.8 | 0.01 | 0
2015 | MISO_IN_2_MISO_MO-IL | MISO_IN | MISO_MO-IL | Internal | Summer | B8 | 500 | 5000 | 0 | 33.56 | 33.06 | 0.01 | 0
2015 | MISO_IN_2_MISO_MO-IL | MISO_IN | MISO_MO-IL | Internal | Summer | B9 | 800 | 5000 | 0 | 33.24 | 32.78 | 0.01 | 0
2015 | MISO_IN_2_MISO_MO-IL | MISO_IN | MISO_MO-IL | Internal | Summer | B10 | 1262 | 5000 | 0 | 32.29 | 30.97 | 0.01 | 0
2015 | MISO_IN_2_MISO_MO-IL | MISO_IN | MISO_MO-IL | Internal | Winter | B16 | 25 | 5000 | 0.13 | 46.54 | 46.53 | 0.01 | 0
2015 | MISO_IN_2_MISO_MO-IL | MISO_IN | MISO_MO-IL | Internal | Winter | B17 | 100 | 5000 | 0 | 40.59 | 40.07 | 0.01 | 0
2015 | MISO_IN_2_MISO_MO-IL | MISO_IN | MISO_MO-IL | Internal | Winter | B18 | 400 | 5000 | 0 | 36.76 | 36.74 | 0.01 | 0
2015 | MISO_IN_2_MISO_MO-IL | MISO_IN | MISO_MO-IL | Internal | Winter | B19 | 700 | 5000 | 0 | 35.73 | 35.72 | 0.01 | 0
2015 | MISO_IN_2_MISO_MO-IL | MISO_IN | MISO_MO-IL | Internal | Winter | B20 | 935 | 5000 | 0 | 33.24 | 32.73 | 0.01 | 0
2015 | MISO_IN_2_NonRTO_Midwest | MISO_IN | NonRTO_Midwest | Internal | Shoulder | B11 | 25 | 4800 | 978.51 | 45.74 | 53.74 | 8 | 0
2015 | MISO_IN_2_NonRTO_Midwest | MISO_IN | NonRTO_Midwest | Internal | Shoulder | B12 | 200 | 4800 | 552.32 | 39.22 | 47.22 | 8 | 0
2015 | MISO_IN_2_NonRTO_Midwest | MISO_IN | NonRTO_Midwest | Internal | Shoulder | B13 | 600 | 4800 | 0 | 36.77 | 43.44 | 8 | 0
2015 | MISO_IN_2_NonRTO_Midwest | MISO_IN | NonRTO_Midwest | Internal | Shoulder | B14 | 900 | 4800 | 0 | 35.35 | 35.44 | 8 | 0
2015 | MISO_IN_2_NonRTO_Midwest | MISO_IN | NonRTO_Midwest | Internal | Shoulder | B15 | 1203 | 4800 | 0 | 33.4 | 33.71 | 8 | 0
2015 | MISO_IN_2_NonRTO_Midwest | MISO_IN | NonRTO_Midwest | Internal | Summer | B1 | 10 | 4800 | 0 | 57.38 | 63.36 | 8 | 0
2015 | MISO_IN_2_NonRTO_Midwest | MISO_IN | NonRTO_Midwest | Internal | Summer | B2 | 25 | 4800 | 0 | 56.41 | 63.36 | 8 | 0
2015 | MISO_IN_2_NonRTO_Midwest | MISO_IN | NonRTO_Midwest | Internal | Summer | B3 | 75 | 4800 | 334.52 | 55.36 | 63.36 | 8 | 0
2015 | MISO_IN_2_NonRTO_Midwest | MISO_IN | NonRTO_Midwest | Internal | Summer | B4 | 100 | 4800 | 804.71 | 51.28 | 59.28 | 8 | 0
2015 | MISO_IN_2_NonRTO_Midwest | MISO_IN | NonRTO_Midwest | Internal | Summer | B5 | 200 | 4800 | 489 | 45.08 | 53.08 | 8 | 0
2015 | MISO_IN_2_NonRTO_Midwest | MISO_IN | NonRTO_Midwest | Internal | Summer | B6 | 300 | 4800 | 0 | 39.57 | 43.28 | 8 | 0
2015 | MISO_IN_2_NonRTO_Midwest | MISO_IN | NonRTO_Midwest | Internal | Summer | B7 | 400 | 4800 | 0 | 35.81 | 35.44 | 8 | 0
2015 | MISO_IN_2_NonRTO_Midwest | MISO_IN | NonRTO_Midwest | Internal | Summer | B8 | 500 | 4800 | 0 | 33.56 | 34.38 | 8 | 0
2015 | MISO_IN_2_NonRTO_Midwest | MISO_IN | NonRTO_Midwest | Internal | Summer | B9 | 800 | 4800 | 0 | 33.24 | 33.71 | 8 | 0
2015 | MISO_IN_2_NonRTO_Midwest | MISO_IN | NonRTO_Midwest | Internal | Summer | B10 | 1262 | 4800 | 0 | 32.29 | 33.47 | 8 | 0
2015 | MISO_IN_2_NonRTO_Midwest | MISO_IN | NonRTO_Midwest | Internal | Winter | B16 | 25 | 4800 | 2135.61 | 46.54 | 54.54 | 8 | 0
2015 | MISO_IN_2_NonRTO_Midwest | MISO_IN | NonRTO_Midwest | Internal | Winter | B17 | 100 | 4800 | 1120.09 | 40.59 | 48.59 | 8 | 0
2015 | MISO_IN_2_NonRTO_Midwest | MISO_IN | NonRTO_Midwest | Internal | Winter | B18 | 400 | 4800 | 259.91 | 36.76 | 44.76 | 8 | 0
2015 | MISO_IN_2_NonRTO_Midwest | MISO_IN | NonRTO_Midwest | Internal | Winter | B19 | 700 | 4800 | 0 | 35.73 | 35.65 | 8 | 0
2015 | MISO_IN_2_NonRTO_Midwest | MISO_IN | NonRTO_Midwest | Internal | Winter | B20 | 935 | 4800 | 0 | 33.24 | 33.74 | 8 | 0
2015 | MISO_IN_2_PJM_ROR | MISO_IN | PJM_ROR | Internal | Shoulder | B11 | 25 | 992 | 0.14 | 45.74 | 47.72 | 2 | 0
2015 | MISO_IN_2_PJM_ROR | MISO_IN | PJM_ROR | Internal | Shoulder | B12 | 200 | 992 | 0.04 | 39.22 | 41.21 | 2 | 0
2015 | MISO_IN_2_PJM_ROR | MISO_IN | PJM_ROR | Internal | Shoulder | B13 | 600 | 992 | 952.57 | 36.77 | 38.77 | 2 | 0
2015 | MISO_IN_2_PJM_ROR | MISO_IN | PJM_ROR | Internal | Shoulder | B14 | 900 | 992 | 991.99 | 35.35 | 37.36 | 2 | 0.01
2015 | MISO_IN_2_PJM_ROR | MISO_IN | PJM_ROR | Internal | Shoulder | B15 | 1203 | 992 | 0 | 33.4 | 34.38 | 2 | 0
2015 | MISO_IN_2_PJM_ROR | MISO_IN | PJM_ROR | Internal | Summer | B1 | 10 | 992 | 0.66 | 57.38 | 59.37 | 2 | 0
2015 | MISO_IN_2_PJM_ROR | MISO_IN | PJM_ROR | Internal | Summer | B2 | 25 | 992 | 0.26 | 56.41 | 58.4 | 2 | 0
2015 | MISO_IN_2_PJM_ROR | MISO_IN | PJM_ROR | Internal | Summer | B3 | 75 | 992 | 0 | 55.36 | 56.94 | 2 | 0
2015 | MISO_IN_2_PJM_ROR | MISO_IN | PJM_ROR | Internal | Summer | B4 | 100 | 992 | 0.07 | 51.28 | 53.27 | 2 | 0
2015 | MISO_IN_2_PJM_ROR | MISO_IN | PJM_ROR | Internal | Summer | B5 | 200 | 992 | 0.04 | 45.08 | 47.07 | 2 | 0
2015 | MISO_IN_2_PJM_ROR | MISO_IN | PJM_ROR | Internal | Summer | B6 | 300 | 992 | 0.02 | 39.57 | 41.56 | 2 | 0
2015 | MISO_IN_2_PJM_ROR | MISO_IN | PJM_ROR | Internal | Summer | B7 | 400 | 992 | 991.98 | 35.81 | 37.82 | 2 | 0.01
2015 | MISO_IN_2_PJM_ROR | MISO_IN | PJM_ROR | Internal | Summer | B8 | 500 | 992 | 0 | 33.56 | 35.06 | 2 | 0
2015 | MISO_IN_2_PJM_ROR | MISO_IN | PJM_ROR | Internal | Summer | B9 | 800 | 992 | 0 | 33.24 | 34.73 | 2 | 0
2015 | MISO_IN_2_PJM_ROR | MISO_IN | PJM_ROR | Internal | Summer | B10 | 1262 | 992 | 0 | 32.29 | 32.55 | 2 | 0
2015 | MISO_IN_2_PJM_ROR | MISO_IN | PJM_ROR | Internal | Winter | B16 | 25 | 992 | 0.27 | 46.54 | 48.53 | 2 | 0
2015 | MISO_IN_2_PJM_ROR | MISO_IN | PJM_ROR | Internal | Winter | B17 | 100 | 992 | 319.38 | 40.59 | 42.59 | 2 | 0
2015 | MISO_IN_2_PJM_ROR | MISO_IN | PJM_ROR | Internal | Winter | B18 | 400 | 992 | 40.4 | 36.76 | 38.76 | 2 | 0
2015 | MISO_IN_2_PJM_ROR | MISO_IN | PJM_ROR | Internal | Winter | B19 | 700 | 992 | 0.01 | 35.73 | 37.72 | 2 | 0
2015 | MISO_IN_2_PJM_ROR | MISO_IN | PJM_ROR | Internal | Winter | B20 | 935 | 992 | 0 | 33.24 | 34.29 | 2 | 0
2015 | MISO_MI_2_IESO | MISO_MI | IESO | Internal | Shoulder | B11 | 25 | 1580 | 0 | 45.73 | 28.36 | 8 | 0
2015 | MISO_MI_2_IESO | MISO_MI | IESO | Internal | Shoulder | B12 | 200 | 1580 | 0 | 39.21 | 32.19 | 8 | 0
2015 | MISO_MI_2_IESO | MISO_MI | IESO | Internal | Shoulder | B13 | 600 | 1580 | 0 | 36.77 | 28.36 | 8 | 0
2015 | MISO_MI_2_IESO | MISO_MI | IESO | Internal | Shoulder | B14 | 900 | 1580 | 0 | 35.36 | 28.36 | 8 | 0
2015 | MISO_MI_2_IESO | MISO_MI | IESO | Internal | Shoulder | B15 | 1203 | 1580 | 0 | 33.41 | 28.36 | 8 | 0
2015 | MISO_MI_2_IESO | MISO_MI | IESO | Internal | Summer | B1 | 10 | 1580 | 0 | 57.37 | 44.8 | 8 | 0
2015 | MISO_MI_2_IESO | MISO_MI | IESO | Internal | Summer | B2 | 25 | 1580 | 0 | 56.4 | 44.8 | 8 | 0
2015 | MISO_MI_2_IESO | MISO_MI | IESO | Internal | Summer | B3 | 75 | 1580 | 0 | 51.97 | 41.79 | 8 | 0
2015 | MISO_MI_2_IESO | MISO_MI | IESO | Internal | Summer | B4 | 100 | 1580 | 0 | 51.27 | 38.28 | 8 | 0
2015 | MISO_MI_2_IESO | MISO_MI | IESO | Internal | Summer | B5 | 200 | 1580 | 0 | 45.07 | 36 | 8 | 0
2015 | MISO_MI_2_IESO | MISO_MI | IESO | Internal | Summer | B6 | 300 | 1580 | 0 | 39.56 | 32.56 | 8 | 0
2015 | MISO_MI_2_IESO | MISO_MI | IESO | Internal | Summer | B7 | 400 | 1580 | 0 | 35.82 | 28.82 | 8 | 0
2015 | MISO_MI_2_IESO | MISO_MI | IESO | Internal | Summer | B8 | 500 | 1580 | 0 | 33.57 | 26.57 | 8 | 0
2015 | MISO_MI_2_IESO | MISO_MI | IESO | Internal | Summer | B9 | 800 | 1580 | 0 | 33.25 | 26.57 | 8 | 0
2015 | MISO_MI_2_IESO | MISO_MI | IESO | Internal | Summer | B10 | 1262 | 1580 | 0 | 32.3 | 26.57 | 8 | 0
2015 | MISO_MI_2_IESO | MISO_MI | IESO | Internal | Winter | B16 | 25 | 1580 | 0 | 46.53 | 38.86 | 8 | 0
2015 | MISO_MI_2_IESO | MISO_MI | IESO | Internal | Winter | B17 | 100 | 1580 | 0 | 40.59 | 33.59 | 8 | 0
2015 | MISO_MI_2_IESO | MISO_MI | IESO | Internal | Winter | B18 | 400 | 1580 | 0 | 36.77 | 30.95 | 8 | 0
2015 | MISO_MI_2_IESO | MISO_MI | IESO | Internal | Winter | B19 | 700 | 1580 | 0 | 35.74 | 30.95 | 8 | 0
2015 | MISO_MI_2_IESO | MISO_MI | IESO | Internal | Winter | B20 | 935 | 1580 | 0 | 33.25 | 30.95 | 8 | 0
2015 | MISO_MI_2_MISO_IN | MISO_MI | MISO_IN | Internal | Shoulder | B11 | 25 | 2045 | 2042.56 | 45.73 | 45.74 | 0.01 | 0
2015 | MISO_MI_2_MISO_IN | MISO_MI | MISO_IN | Internal | Shoulder | B12 | 200 | 2045 | 2.31 | 39.21 | 39.22 | 0.01 | 0
2015 | MISO_MI_2_MISO_IN | MISO_MI | MISO_IN | Internal | Shoulder | B13 | 600 | 2045 | 0.01 | 36.77 | 36.77 | 0.01 | 0
2015 | MISO_MI_2_MISO_IN | MISO_MI | MISO_IN | Internal | Shoulder | B14 | 900 | 2045 | 0 | 35.36 | 35.35 | 0.01 | 0
2015 | MISO_MI_2_MISO_IN | MISO_MI | MISO_IN | Internal | Shoulder | B15 | 1203 | 2045 | 0 | 33.41 | 33.4 | 0.01 | 0
2015 | MISO_MI_2_MISO_IN | MISO_MI | MISO_IN | Internal | Summer | B1 | 10 | 2045 | 1172.85 | 57.37 | 57.38 | 0.01 | 0
2015 | MISO_MI_2_MISO_IN | MISO_MI | MISO_IN | Internal | Summer | B2 | 25 | 2045 | 1912.2 | 56.4 | 56.41 | 0.01 | 0
2015 | MISO_MI_2_MISO_IN | MISO_MI | MISO_IN | Internal | Summer | B3 | 75 | 2045 | 2045 | 51.97 | 55.36 | 0.01 | 3.38
2015 | MISO_MI_2_MISO_IN | MISO_MI | MISO_IN | Internal | Summer | B4 | 100 | 2045 | 1769.75 | 51.27 | 51.28 | 0.01 | 0
2015 | MISO_MI_2_MISO_IN | MISO_MI | MISO_IN | Internal | Summer | B5 | 200 | 2045 | 790.45 | 45.07 | 45.08 | 0.01 | 0
2015 | MISO_MI_2_MISO_IN | MISO_MI | MISO_IN | Internal | Summer | B6 | 300 | 2045 | 36.67 | 39.56 | 39.57 | 0.01 | 0
2015 | MISO_MI_2_MISO_IN | MISO_MI | MISO_IN | Internal | Summer | B7 | 400 | 2045 | 0 | 35.82 | 35.81 | 0.01 | 0
2015 | MISO_MI_2_MISO_IN | MISO_MI | MISO_IN | Internal | Summer | B8 | 500 | 2045 | 0 | 33.57 | 33.56 | 0.01 | 0
2015 | MISO_MI_2_MISO_IN | MISO_MI | MISO_IN | Internal | Summer | B9 | 800 | 2045 | 0 | 33.25 | 33.24 | 0.01 | 0
2015 | MISO_MI_2_MISO_IN | MISO_MI | MISO_IN | Internal | Summer | B10 | 1262 | 2045 | 0 | 32.3 | 32.29 | 0.01 | 0
2015 | MISO_MI_2_MISO_IN | MISO_MI | MISO_IN | Internal | Winter | B16 | 25 | 2045 | 1164.67 | 46.53 | 46.54 | 0.01 | 0
2015 | MISO_MI_2_MISO_IN | MISO_MI | MISO_IN | Internal | Winter | B17 | 100 | 2045 | 0.07 | 40.59 | 40.59 | 0.01 | 0
2015 | MISO_MI_2_MISO_IN | MISO_MI | MISO_IN | Internal | Winter | B18 | 400 | 2045 | 0 | 36.77 | 36.76 | 0.01 | 0
2015 | MISO_MI_2_MISO_IN | MISO_MI | MISO_IN | Internal | Winter | B19 | 700 | 2045 | 0 | 35.74 | 35.73 | 0.01 | 0
2015 | MISO_MI_2_MISO_IN | MISO_MI | MISO_IN | Internal | Winter | B20 | 935 | 2045 | 0 | 33.25 | 33.24 | 0.01 | 0
2015 | MISO_MI_2_MISO_WUMS | MISO_MI | MISO_WUMS | Internal | Shoulder | B11 | 25 | 117 | 0.31 | 45.73 | 45.73 | 0.01 | 0
2015 | MISO_MI_2_MISO_WUMS | MISO_MI | MISO_WUMS | Internal | Shoulder | B12 | 200 | 117 | 0.03 | 39.21 | 39.21 | 0.01 | 0
2015 | MISO_MI_2_MISO_WUMS | MISO_MI | MISO_WUMS | Internal | Shoulder | B13 | 600 | 117 | 0.01 | 36.77 | 36.77 | 0.01 | 0
2015 | MISO_MI_2_MISO_WUMS | MISO_MI | MISO_WUMS | Internal | Shoulder | B14 | 900 | 117 | 0 | 35.36 | 35.36 | 0.01 | 0
2015 | MISO_MI_2_MISO_WUMS | MISO_MI | MISO_WUMS | Internal | Shoulder | B15 | 1203 | 117 | 0 | 33.41 | 33.08 | 0.01 | 0
2015 | MISO_MI_2_MISO_WUMS | MISO_MI | MISO_WUMS | Internal | Summer | B1 | 10 | 117 | 0.57 | 57.37 | 57.37 | 0.01 | 0
2015 | MISO_MI_2_MISO_WUMS | MISO_MI | MISO_WUMS | Internal | Summer | B2 | 25 | 117 | 116.75 | 56.4 | 56.43 | 0.01 | 0.01
2015 | MISO_MI_2_MISO_WUMS | MISO_MI | MISO_WUMS | Internal | Summer | B3 | 75 | 117 | 117 | 51.97 | 55.7 | 0.01 | 3.72
2015 | MISO_MI_2_MISO_WUMS | MISO_MI | MISO_WUMS | Internal | Summer | B4 | 100 | 117 | 4.04 | 51.27 | 51.28 | 0.01 | 0
2015 | MISO_MI_2_MISO_WUMS | MISO_MI | MISO_WUMS | Internal | Summer | B5 | 200 | 117 | 0.03 | 45.07 | 45.07 | 0.01 | 0
2015 | MISO_MI_2_MISO_WUMS | MISO_MI | MISO_WUMS | Internal | Summer | B6 | 300 | 117 | 117 | 39.56 | 40.55 | 0.01 | 0.98
2015 | MISO_MI_2_MISO_WUMS | MISO_MI | MISO_WUMS | Internal | Summer | B7 | 400 | 117 | 0.02 | 35.82 | 35.82 | 0.01 | 0
2015 | MISO_MI_2_MISO_WUMS | MISO_MI | MISO_WUMS | Internal | Summer | B8 | 500 | 117 | 0 | 33.57 | 33.06 | 0.01 | 0
2015 | MISO_MI_2_MISO_WUMS | MISO_MI | MISO_WUMS | Internal | Summer | B9 | 800 | 117 | 0 | 33.25 | 32.8 | 0.01 | 0
2015 | MISO_MI_2_MISO_WUMS | MISO_MI | MISO_WUMS | Internal | Summer | B10 | 1262 | 117 | 0 | 32.3 | 31.97 | 0.01 | 0
2015 | MISO_MI_2_MISO_WUMS | MISO_MI | MISO_WUMS | Internal | Winter | B16 | 25 | 117 | 0.25 | 46.53 | 46.53 | 0.01 | 0
2015 | MISO_MI_2_MISO_WUMS | MISO_MI | MISO_WUMS | Internal | Winter | B17 | 100 | 117 | 0 | 40.59 | 40.07 | 0.01 | 0
2015 | MISO_MI_2_MISO_WUMS | MISO_MI | MISO_WUMS | Internal | Winter | B18 | 400 | 117 | 0 | 36.77 | 36.76 | 0.01 | 0
2015 | MISO_MI_2_MISO_WUMS | MISO_MI | MISO_WUMS | Internal | Winter | B19 | 700 | 117 | 117 | 35.74 | 36.06 | 0.01 | 0.31
2015 | MISO_MI_2_MISO_WUMS | MISO_MI | MISO_WUMS | Internal | Winter | B20 | 935 | 117 | 0 | 33.25 | 32.8 | 0.01 | 0
2015 | MISO_MI_2_PJM_ROR | MISO_MI | PJM_ROR | Internal | Shoulder | B11 | 25 | 1424 | 0.35 | 45.73 | 47.72 | 2 | 0
2015 | MISO_MI_2_PJM_ROR | MISO_MI | PJM_ROR | Internal | Shoulder | B12 | 200 | 1424 | 564.57 | 39.21 | 41.21 | 2 | 0
2015 | MISO_MI_2_PJM_ROR | MISO_MI | PJM_ROR | Internal | Shoulder | B13 | 600 | 1424 | 748.39 | 36.77 | 38.77 | 2 | 0
2015 | MISO_MI_2_PJM_ROR | MISO_MI | PJM_ROR | Internal | Shoulder | B14 | 900 | 1424 | 581.94 | 35.36 | 37.36 | 2 | 0
2015 | MISO_MI_2_PJM_ROR | MISO_MI | PJM_ROR | Internal | Shoulder | B15 | 1203 | 1424 | 0 | 33.41 | 34.38 | 2 | 0
2015 | MISO_MI_2_PJM_ROR | MISO_MI | PJM_ROR | Internal | Summer | B1 | 10 | 1424 | 502.96 | 57.37 | 59.37 | 2 | 0
2015 | MISO_MI_2_PJM_ROR | MISO_MI | PJM_ROR | Internal | Summer | B2 | 25 | 1424 | 872.17 | 56.4 | 58.4 | 2 | 0
2015 | MISO_MI_2_PJM_ROR | MISO_MI | PJM_ROR | Internal | Summer | B3 | 75 | 1424 | 1424 | 51.97 | 56.94 | 2 | 2.96
2015 | MISO_MI_2_PJM_ROR | MISO_MI | PJM_ROR | Internal | Summer | B4 | 100 | 1424 | 1139.51 | 51.27 | 53.27 | 2 | 0
2015 | MISO_MI_2_PJM_ROR | MISO_MI | PJM_ROR | Internal | Summer | B5 | 200 | 1424 | 1114.13 | 45.07 | 47.07 | 2 | 0
2015 | MISO_MI_2_PJM_ROR | MISO_MI | PJM_ROR | Internal | Summer | B6 | 300 | 1424 | 161.67 | 39.56 | 41.56 | 2 | 0
2015 | MISO_MI_2_PJM_ROR | MISO_MI | PJM_ROR | Internal | Summer | B7 | 400 | 1424 | 960.96 | 35.82 | 37.82 | 2 | 0
2015 | MISO_MI_2_PJM_ROR | MISO_MI | PJM_ROR | Internal | Summer | B8 | 500 | 1424 | 0 | 33.57 | 35.06 | 2 | 0
2015 | MISO_MI_2_PJM_ROR | MISO_MI | PJM_ROR | Internal | Summer | B9 | 800 | 1424 | 0 | 33.25 | 34.73 | 2 | 0
2015 | MISO_MI_2_PJM_ROR | MISO_MI | PJM_ROR | Internal | Summer | B10 | 1262 | 1424 | 0 | 32.3 | 32.55 | 2 | 0
2015 | MISO_MI_2_PJM_ROR | MISO_MI | PJM_ROR | Internal | Winter | B16 | 25 | 1424 | 443.19 | 46.53 | 48.53 | 2 | 0
2015 | MISO_MI_2_PJM_ROR | MISO_MI | PJM_ROR | Internal | Winter | B17 | 100 | 1424 | 721.01 | 40.59 | 42.59 | 2 | 0
2015 | MISO_MI_2_PJM_ROR | MISO_MI | PJM_ROR | Internal | Winter | B18 | 400 | 1424 | 0.02 | 36.77 | 38.76 | 2 | 0
2015 | MISO_MI_2_PJM_ROR | MISO_MI | PJM_ROR | Internal | Winter | B19 | 700 | 1424 | 0 | 35.74 | 37.72 | 2 | 0
2015 | MISO_MI_2_PJM_ROR | MISO_MI | PJM_ROR | Internal | Winter | B20 | 935 | 1424 | 0 | 33.25 | 34.29 | 2 | 0
2015 | MISO_MO-IL_2_ENT | MISO_MO-IL | ENT | Internal | Shoulder | B11 | 25 | 2540 | 0.01 | 45.73 | 53.5 | 8 | 0
2015 | MISO_MO-IL_2_ENT | MISO_MO-IL | ENT | Internal | Shoulder | B12 | 200 | 2540 | 0 | 39.21 | 38.05 | 8 | 0
2015 | MISO_MO-IL_2_ENT | MISO_MO-IL | ENT | Internal | Shoulder | B13 | 600 | 2540 | 0 | 36.76 | 38.05 | 8 | 0
2015 | MISO_MO-IL_2_ENT | MISO_MO-IL | ENT | Internal | Shoulder | B14 | 900 | 2540 | 0 | 35.33 | 37.78 | 8 | 0
2015 | MISO_MO-IL_2_ENT | MISO_MO-IL | ENT | Internal | Shoulder | B15 | 1203 | 2540 | 0 | 32.8 | 37.78 | 8 | 0
2015 | MISO_MO-IL_2_ENT | MISO_MO-IL | ENT | Internal | Summer | B1 | 10 | 2540 | 0 | 57.37 | 57.37 | 8 | 0
2015 | MISO_MO-IL_2_ENT | MISO_MO-IL | ENT | Internal | Summer | B2 | 25 | 2540 | 0 | 56.4 | 56.92 | 8 | 0
2015 | MISO_MO-IL_2_ENT | MISO_MO-IL | ENT | Internal | Summer | B3 | 75 | 2540 | 0 | 55.35 | 55.82 | 8 | 0
2015 | MISO_MO-IL_2_ENT | MISO_MO-IL | ENT | Internal | Summer | B4 | 100 | 2540 | 0 | 51.27 | 55.82 | 8 | 0
2015 | MISO_MO-IL_2_ENT | MISO_MO-IL | ENT | Internal | Summer | B5 | 200 | 2540 | 0 | 45.07 | 51.84 | 8 | 0
2015 | MISO_MO-IL_2_ENT | MISO_MO-IL | ENT | Internal | Summer | B6 | 300 | 2540 | 0 | 39.56 | 42.75 | 8 | 0
2015 | MISO_MO-IL_2_ENT | MISO_MO-IL | ENT | Internal | Summer | B7 | 400 | 2540 | 0 | 35.8 | 42.05 | 8 | 0
2015 | MISO_MO-IL_2_ENT | MISO_MO-IL | ENT | Internal | Summer | B8 | 500 | 2540 | 0 | 33.06 | 36.89 | 8 | 0
2015 | MISO_MO-IL_2_ENT | MISO_MO-IL | ENT | Internal | Summer | B9 | 800 | 2540 | 0 | 32.78 | 36.63 | 8 | 0
2015 | MISO_MO-IL_2_ENT | MISO_MO-IL | ENT | Internal | Summer | B10 | 1262 | 2540 | 0 | 30.97 | 35.44 | 8 | 0
2015 | MISO_MO-IL_2_ENT | MISO_MO-IL | ENT | Internal | Winter | B16 | 25 | 2540 | 0 | 46.53 | 51.78 | 8 | 0
2015 | MISO_MO-IL_2_ENT | MISO_MO-IL | ENT | Internal | Winter | B17 | 100 | 2540 | 0 | 40.07 | 40.38 | 8 | 0
2015 | MISO_MO-IL_2_ENT | MISO_MO-IL | ENT | Internal | Winter | B18 | 400 | 2540 | 0 | 36.74 | 40.38 | 8 | 0
2015 | MISO_MO-IL_2_ENT | MISO_MO-IL | ENT | Internal | Winter | B19 | 700 | 2540 | 0 | 35.72 | 40.1 | 8 | 0
2015 | MISO_MO-IL_2_ENT | MISO_MO-IL | ENT | Internal | Winter | B20 | 935 | 2540 | 0 | 32.73 | 38.79 | 8 | 0
2015 | MISO_MO-IL_2_MISO_IN | MISO_MO-IL | MISO_IN | Internal | Shoulder | B11 | 25 | 2100 | 215.99 | 45.73 | 45.74 | 0.01 | 0
2015 | MISO_MO-IL_2_MISO_IN | MISO_MO-IL | MISO_IN | Internal | Shoulder | B12 | 200 | 2100 | 1500.79 | 39.21 | 39.22 | 0.01 | 0
2015 | MISO_MO-IL_2_MISO_IN | MISO_MO-IL | MISO_IN | Internal | Shoulder | B13 | 600 | 2100 | 1444.97 | 36.76 | 36.77 | 0.01 | 0
2015 | MISO_MO-IL_2_MISO_IN | MISO_MO-IL | MISO_IN | Internal | Shoulder | B14 | 900 | 2100 | 2024.06 | 35.33 | 35.35 | 0.01 | 0
2015 | MISO_MO-IL_2_MISO_IN | MISO_MO-IL | MISO_IN | Internal | Shoulder | B15 | 1203 | 2100 | 2100 | 32.8 | 33.4 | 0.01 | 0.58
2015 | MISO_MO-IL_2_MISO_IN | MISO_MO-IL | MISO_IN | Internal | Summer | B1 | 10 | 2100 | 1803.18 | 57.37 | 57.38 | 0.01 | 0
2015 | MISO_MO-IL_2_MISO_IN | MISO_MO-IL | MISO_IN | Internal | Summer | B2 | 25 | 2100 | 791.99 | 56.4 | 56.41 | 0.01 | 0
2015 | MISO_MO-IL_2_MISO_IN | MISO_MO-IL | MISO_IN | Internal | Summer | B3 | 75 | 2100 | 114.87 | 55.35 | 55.36 | 0.01 | 0
2015 | MISO_MO-IL_2_MISO_IN | MISO_MO-IL | MISO_IN | Internal | Summer | B4 | 100 | 2100 | 304.9 | 51.27 | 51.28 | 0.01 | 0
2015 | MISO_MO-IL_2_MISO_IN | MISO_MO-IL | MISO_IN | Internal | Summer | B5 | 200 | 2100 | 426.77 | 45.07 | 45.08 | 0.01 | 0
2015 | MISO_MO-IL_2_MISO_IN | MISO_MO-IL | MISO_IN | Internal | Summer | B6 | 300 | 2100 | 245.07 | 39.56 | 39.57 | 0.01 | 0
2015 | MISO_MO-IL_2_MISO_IN | MISO_MO-IL | MISO_IN | Internal | Summer | B7 | 400 | 2100 | 1446.4 | 35.8 | 35.81 | 0.01 | 0
2015 | MISO_MO-IL_2_MISO_IN | MISO_MO-IL | MISO_IN | Internal | Summer | B8 | 500 | 2100 | 2100 | 33.06 | 33.56 | 0.01 | 0.48
2015 | MISO_MO-IL_2_MISO_IN | MISO_MO-IL | MISO_IN | Internal | Summer | B9 | 800 | 2100 | 2100 | 32.78 | 33.24 | 0.01 | 0.45
2015 | MISO_MO-IL_2_MISO_IN | MISO_MO-IL | MISO_IN | Internal | Summer | B10 | 1262 | 2100 | 2100 | 30.97 | 32.29 | 0.01 | 1.31
2015 | MISO_MO-IL_2_MISO_IN | MISO_MO-IL | MISO_IN | Internal | Winter | B16 | 25 | 2100 | 1956.87 | 46.53 | 46.54 | 0.01 | 0
2015 | MISO_MO-IL_2_MISO_IN | MISO_MO-IL | MISO_IN | Internal | Winter | B17 | 100 | 2100 | 2100 | 40.07 | 40.59 | 0.01 | 0.51
2015 | MISO_MO-IL_2_MISO_IN | MISO_MO-IL | MISO_IN | Internal | Winter | B18 | 400 | 2100 | 1077.3 | 36.74 | 36.76 | 0.01 | 0
2015 | MISO_MO-IL_2_MISO_IN | MISO_MO-IL | MISO_IN | Internal | Winter | B19 | 700 | 2100 | 1222.63 | 35.72 | 35.73 | 0.01 | 0
2015 | MISO_MO-IL_2_MISO_IN | MISO_MO-IL | MISO_IN | Internal | Winter | B20 | 935 | 2100 | 2100 | 32.73 | 33.24 | 0.01 | 0.5
2015 | MISO_MO-IL_2_MISO_W | MISO_MO-IL | MISO_W | Internal | Shoulder | B11 | 25 | 960 | 0.14 | 45.73 | 45.72 | 0.01 | 0
2015 | MISO_MO-IL_2_MISO_W | MISO_MO-IL | MISO_W | Internal | Shoulder | B12 | 200 | 960 | 0.02 | 39.21 | 39.2 | 0.01 | 0
2015 | MISO_MO-IL_2_MISO_W | MISO_MO-IL | MISO_W | Internal | Shoulder | B13 | 600 | 960 | 0.01 | 36.76 | 36.76 | 0.01 | 0
2015 | MISO_MO-IL_2_MISO_W | MISO_MO-IL | MISO_W | Internal | Shoulder | B14 | 900 | 960 | 24.45 | 35.33 | 35.35 | 0.01 | 0
2015 | MISO_MO-IL_2_MISO_W | MISO_MO-IL | MISO_W | Internal | Shoulder | B15 | 1203 | 960 | 960 | 32.8 | 33.07 | 0.01 | 0.25
2015 | MISO_MO-IL_2_MISO_W | MISO_MO-IL | MISO_W | Internal | Summer | B1 | 10 | 960 | 0.34 | 57.37 | 57.36 | 0.01 | 0
2015 | MISO_MO-IL_2_MISO_W | MISO_MO-IL | MISO_W | Internal | Summer | B2 | 25 | 960 | 782.11 | 56.4 | 56.41 | 0.01 | 0
2015 | MISO_MO-IL_2_MISO_W | MISO_MO-IL | MISO_W | Internal | Summer | B3 | 75 | 960 | 960 | 55.35 | 55.69 | 0.01 | 0.33
2015 | MISO_MO-IL_2_MISO_W | MISO_MO-IL | MISO_W | Internal | Summer | B4 | 100 | 960 | 767.44 | 51.27 | 51.28 | 0.01 | 0
2015 | MISO_MO-IL_2_MISO_W | MISO_MO-IL | MISO_W | Internal | Summer | B5 | 200 | 960 | 717.92 | 45.07 | 45.08 | 0.01 | 0
2015 | MISO_MO-IL_2_MISO_W | MISO_MO-IL | MISO_W | Internal | Summer | B6 | 300 | 960 | 960 | 39.56 | 40.56 | 0.01 | 0.99
2015 | MISO_MO-IL_2_MISO_W | MISO_MO-IL | MISO_W | Internal | Summer | B7 | 400 | 960 | 48.87 | 35.8 | 35.81 | 0.01 | 0
2015 | MISO_MO-IL_2_MISO_W | MISO_MO-IL | MISO_W | Internal | Summer | B8 | 500 | 960 | 0 | 33.06 | 33.05 | 0.01 | 0
2015 | MISO_MO-IL_2_MISO_W | MISO_MO-IL | MISO_W | Internal | Summer | B9 | 800 | 960 | 841.06 | 32.78 | 32.79 | 0.01 | 0
2015 | MISO_MO-IL_2_MISO_W | MISO_MO-IL | MISO_W | Internal | Summer | B10 | 1262 | 960 | 960 | 30.97 | 31.03 | 0.01 | 0.04
2015 | MISO_MO-IL_2_MISO_W | MISO_MO-IL | MISO_W | Internal | Winter | B16 | 25 | 960 | 0.14 | 46.53 | 46.52 | 0.01 | 0
2015 | MISO_MO-IL_2_MISO_W | MISO_MO-IL | MISO_W | Internal | Winter | B17 | 100 | 960 | 0.04 | 40.07 | 40.06 | 0.01 | 0
2015 | MISO_MO-IL_2_MISO_W | MISO_MO-IL | MISO_W | Internal | Winter | B18 | 400 | 960 | 39.45 | 36.74 | 36.76 | 0.01 | 0
2015 | MISO_MO-IL_2_MISO_W | MISO_MO-IL | MISO_W | Internal | Winter | B19 | 700 | 960 | 960 | 35.72 | 36.07 | 0.01 | 0.34
2015 | MISO_MO-IL_2_MISO_W | MISO_MO-IL | MISO_W | Internal | Winter | B20 | 935 | 960 | 0 | 32.73 | 32.72 | 0.01 | 0
2015 | MISO_MO-IL_2_PJM_ROR | MISO_MO-IL | PJM_ROR | Internal | Shoulder | B11 | 25 | 1212 | 0.28 | 45.73 | 47.72 | 2 | 0
2015 | MISO_MO-IL_2_PJM_ROR | MISO_MO-IL | PJM_ROR | Internal | Shoulder | B12 | 200 | 1212 | 1209.72 | 39.21 | 41.21 | 2 | 0
2015 | MISO_MO-IL_2_PJM_ROR | MISO_MO-IL | PJM_ROR | Internal | Shoulder | B13 | 600 | 1212 | 1211.99 | 36.76 | 38.77 | 2 | 0.01
2015 | MISO_MO-IL_2_PJM_ROR | MISO_MO-IL | PJM_ROR | Internal | Shoulder | B14 | 900 | 1212 | 1212 | 35.33 | 37.36 | 2 | 0.02
2015 | MISO_MO-IL_2_PJM_ROR | MISO_MO-IL | PJM_ROR | Internal | Shoulder | B15 | 1203 | 1212 | 0 | 32.8 | 34.38 | 2 | 0
2015 | MISO_MO-IL_2_PJM_ROR | MISO_MO-IL | PJM_ROR | Internal | Summer | B1 | 10 | 1212 | 877.95 | 57.37 | 59.37 | 2 | 0
2015 | MISO_MO-IL_2_PJM_ROR | MISO_MO-IL | PJM_ROR | Internal | Summer | B2 | 25 | 1212 | 130.32 | 56.4 | 58.4 | 2 | 0
2015 | MISO_MO-IL_2_PJM_ROR | MISO_MO-IL | PJM_ROR | Internal | Summer | B3 | 75 | 1212 | 0 | 55.35 | 56.94 | 2 | 0
2015 | MISO_MO-IL_2_PJM_ROR | MISO_MO-IL | PJM_ROR | Internal | Summer | B4 | 100 | 1212 | 255.08 | 51.27 | 53.27 | 2 | 0
2015 | MISO_MO-IL_2_PJM_ROR | MISO_MO-IL | PJM_ROR | Internal | Summer | B5 | 200 | 1212 | 812.01 | 45.07 | 47.07 | 2 | 0
2015 | MISO_MO-IL_2_PJM_ROR | MISO_MO-IL | PJM_ROR | Internal | Summer | B6 | 300 | 1212 | 1158.07 | 39.56 | 41.56 | 2 | 0
2015 | MISO_MO-IL_2_PJM_ROR | MISO_MO-IL | PJM_ROR | Internal | Summer | B7 | 400 | 1212 | 1211.99 | 35.8 | 37.82 | 2 | 0.02
2015 | MISO_MO-IL_2_PJM_ROR | MISO_MO-IL | PJM_ROR | Internal | Summer | B8 | 500 | 1212 | 1031.99 | 33.06 | 35.06 | 2 | 0
2015 | MISO_MO-IL_2_PJM_ROR | MISO_MO-IL | PJM_ROR | Internal | Summer | B9 | 800 | 1212 | 0 | 32.78 | 34.73 | 2 | 0
2015 | MISO_MO-IL_2_PJM_ROR | MISO_MO-IL | PJM_ROR | Internal | Summer | B10 | 1262 | 1212 | 0 | 30.97 | 32.55 | 2 | 0
2015 | MISO_MO-IL_2_PJM_ROR | MISO_MO-IL | PJM_ROR | Internal | Winter | B16 | 25 | 1212 | 1049.58 | 46.53 | 48.53 | 2 | 0
2015 | MISO_MO-IL_2_PJM_ROR | MISO_MO-IL | PJM_ROR | Internal | Winter | B17 | 100 | 1212 | 1212 | 40.07 | 42.59 | 2 | 0.52
2015 | MISO_MO-IL_2_PJM_ROR | MISO_MO-IL | PJM_ROR | Internal | Winter | B18 | 400 | 1212 | 1211.98 | 36.74 | 38.76 | 2 | 0.01
2015 | MISO_MO-IL_2_PJM_ROR | MISO_MO-IL | PJM_ROR | Internal | Winter | B19 | 700 | 1212 | 385.07 | 35.72 | 37.72 | 2 | 0
2015 | MISO_MO-IL_2_PJM_ROR | MISO_MO-IL | PJM_ROR | Internal | Winter | B20 | 935 | 1212 | 0 | 32.73 | 34.29 | 2 | 0
2015 | MISO_MO-IL_2_SPP_N | MISO_MO-IL | SPP_N | Internal | Shoulder | B11 | 25 | 2000 | 0 | 45.73 | 52.72 | 8 | 0
2015 | MISO_MO-IL_2_SPP_N | MISO_MO-IL | SPP_N | Internal | Shoulder | B12 | 200 | 2000 | 0 | 39.21 | 39.21 | 8 | 0
2015 | MISO_MO-IL_2_SPP_N | MISO_MO-IL | SPP_N | Internal | Shoulder | B13 | 600 | 2000 | 0 | 36.76 | 37.6 | 8 | 0
2015 | MISO_MO-IL_2_SPP_N | MISO_MO-IL | SPP_N | Internal | Shoulder | B14 | 900 | 2000 | 0 | 35.33 | 36.34 | 8 | 0
2015 | MISO_MO-IL_2_SPP_N | MISO_MO-IL | SPP_N | Internal | Shoulder | B15 | 1203 | 2000 | 0 | 32.8 | 36.34 | 8 | 0
2015 | MISO_MO-IL_2_SPP_N | MISO_MO-IL | SPP_N | Internal | Summer | B1 | 10 | 2000 | 0 | 57.37 | 58.76 | 8 | 0
2015 | MISO_MO-IL_2_SPP_N | MISO_MO-IL | SPP_N | Internal | Summer | B2 | 25 | 2000 | 0 | 56.4 | 58.76 | 8 | 0
2015 | MISO_MO-IL_2_SPP_N | MISO_MO-IL | SPP_N | Internal | Summer | B3 | 75 | 2000 | 0 | 55.35 | 58.76 | 8 | 0
2015 | MISO_MO-IL_2_SPP_N | MISO_MO-IL | SPP_N | Internal | Summer | B4 | 100 | 2000 | 0 | 51.27 | 53.94 | 8 | 0
2015 | MISO_MO-IL_2_SPP_N | MISO_MO-IL | SPP_N | Internal | Summer | B5 | 200 | 2000 | 0 | 45.07 | 52.08 | 8 | 0
2015 | MISO_MO-IL_2_SPP_N | MISO_MO-IL | SPP_N | Internal | Summer | B6 | 300 | 2000 | 189.09 | 39.56 | 47.56 | 8 | 0
2015 | MISO_MO-IL_2_SPP_N | MISO_MO-IL | SPP_N | Internal | Summer | B7 | 400 | 2000 | 0 | 35.8 | 42.81 | 8 | 0
2015 | MISO_MO-IL_2_SPP_N | MISO_MO-IL | SPP_N | Internal | Summer | B8 | 500 | 2000 | 0 | 33.06 | 36.69 | 8 | 0
2015 | MISO_MO-IL_2_SPP_N | MISO_MO-IL | SPP_N | Internal | Summer | B9 | 800 | 2000 | 0 | 32.78 | 35.12 | 8 | 0
2015 | MISO_MO-IL_2_SPP_N | MISO_MO-IL | SPP_N | Internal | Summer | B10 | 1262 | 2000 | 0 | 30.97 | 34.55 | 8 | 0
2015 | MISO_MO-IL_2_SPP_N | MISO_MO-IL | SPP_N | Internal | Winter | B16 | 25 | 2000 | 0 | 46.53 | 47.54 | 8 | 0
2015 | MISO_MO-IL_2_SPP_N | MISO_MO-IL | SPP_N | Internal | Winter | B17 | 100 | 2000 | 0 | 40.07 | 40.07 | 8 | 0
2015 | MISO_MO-IL_2_SPP_N | MISO_MO-IL | SPP_N | Internal | Winter | B18 | 400 | 2000 | 0 | 36.74 | 38.72 | 8 | 0
2015 | MISO_MO-IL_2_SPP_N | MISO_MO-IL | SPP_N | Internal | Winter | B19 | 700 | 2000 | 0 | 35.72 | 38.67 | 8 | 0
2015 | MISO_MO-IL_2_SPP_N | MISO_MO-IL | SPP_N | Internal | Winter | B20 | 935 | 2000 | 0 | 32.73 | 38.07 | 8 | 0
2015 | MISO_MO-IL_2_TVA_Transmission | MISO_MO-IL | TVA_Transmission | Internal | Shoulder | B11 | 25 | 4000 | 0 | 45.73 | 52.74 | 8 | 0
2015 | MISO_MO-IL_2_TVA_Transmission | MISO_MO-IL | TVA_Transmission | Internal | Shoulder | B12 | 200 | 4000 | 0 | 39.21 | 42.76 | 8 | 0
2015 | MISO_MO-IL_2_TVA_Transmission | MISO_MO-IL | TVA_Transmission | Internal | Shoulder | B13 | 600 | 4000 | 0 | 36.76 | 41 | 8 | 0
2015 | MISO_MO-IL_2_TVA_Transmission | MISO_MO-IL | TVA_Transmission | Internal | Shoulder | B14 | 900 | 4000 | 0 | 35.33 | 39.9 | 8 | 0
2015 | MISO_MO-IL_2_TVA_Transmission | MISO_MO-IL | TVA_Transmission | Internal | Shoulder | B15 | 1203 | 4000 | 0 | 32.8 | 39.06 | 8 | 0
2015 | MISO_MO-IL_2_TVA_Transmission | MISO_MO-IL | TVA_Transmission | Internal | Summer | B1 | 10 | 4000 | 1952.61 | 57.37 | 65.37 | 8 | 0
2015 | MISO_MO-IL_2_TVA_Transmission | MISO_MO-IL | TVA_Transmission | Internal | Summer | B2 | 25 | 4000 | 263.65 | 56.4 | 64.4 | 8 | 0
2015 | MISO_MO-IL_2_TVA_Transmission | MISO_MO-IL | TVA_Transmission | Internal | Summer | B3 | 75 | 4000 | 0 | 55.35 | 62.94 | 8 | 0
2015 | MISO_MO-IL_2_TVA_Transmission | MISO_MO-IL | TVA_Transmission | Internal | Summer | B4 | 100 | 4000 | 186.82 | 51.27 | 59.27 | 8 | 0
2015 | MISO_MO-IL_2_TVA_Transmission | MISO_MO-IL | TVA_Transmission | Internal | Summer | B5 | 200 | 4000 | 0 | 45.07 | 51.97 | 8 | 0
2015 | MISO_MO-IL_2_TVA_Transmission | MISO_MO-IL | TVA_Transmission | Internal | Summer | B6 | 300 | 4000 | 0 | 39.56 | 44.09 | 8 | 0
2015 | MISO_MO-IL_2_TVA_Transmission | MISO_MO-IL | TVA_Transmission | Internal | Summer | B7 | 400 | 4000 | 0 | 35.8 | 41.83 | 8 | 0
2015 | MISO_MO-IL_2_TVA_Transmission | MISO_MO-IL | TVA_Transmission | Internal | Summer | B8 | 500 | 4000 | 0 | 33.06 | 38.69 | 8 | 0
2015 | MISO_MO-IL_2_TVA_Transmission | MISO_MO-IL | TVA_Transmission | Internal | Summer | B9 | 800 | 4000 | 0 | 32.78 | 38.28 | 8 | 0
2015 | MISO_MO-IL_2_TVA_Transmission | MISO_MO-IL | TVA_Transmission | Internal | Summer | B10 | 1262 | 4000 | 0 | 30.97 | 36.25 | 8 | 0
2015 | MISO_MO-IL_2_TVA_Transmission | MISO_MO-IL | TVA_Transmission | Internal | Winter | B16 | 25 | 4000 | 0 | 46.53 | 53.72 | 8 | 0
2015 | MISO_MO-IL_2_TVA_Transmission | MISO_MO-IL | TVA_Transmission | Internal | Winter | B17 | 100 | 4000 | 0 | 40.07 | 44.81 | 8 | 0
2015 | MISO_MO-IL_2_TVA_Transmission | MISO_MO-IL | TVA_Transmission | Internal | Winter | B18 | 400 | 4000 | 0 | 36.74 | 41.34 | 8 | 0
2015 | MISO_MO-IL_2_TVA_Transmission | MISO_MO-IL | TVA_Transmission | Internal | Winter | B19 | 700 | 4000 | 0 | 35.72 | 40.09 | 8 | 0
2015 | MISO_MO-IL_2_TVA_Transmission | MISO_MO-IL | TVA_Transmission | Internal | Winter | B20 | 935 | 4000 | 0 | 32.73 | 38.91 | 8 | 0
2015 | MISO_W_2_IESO | MISO_W | IESO | Internal | Shoulder | B11 | 25 | 90 | 0 | 45.72 | 28.36 | 8 | 0
2015 | MISO_W_2_IESO | MISO_W | IESO | Internal | Shoulder | B12 | 200 | 90 | 0 | 39.2 | 32.19 | 8 | 0
2015 | MISO_W_2_IESO | MISO_W | IESO | Internal | Shoulder | B13 | 600 | 90 | 0 | 36.76 | 28.36 | 8 | 0
2015 | MISO_W_2_IESO | MISO_W | IESO | Internal | Shoulder | B14 | 900 | 90 | 0 | 35.35 | 28.36 | 8 | 0
2015 | MISO_W_2_IESO | MISO_W | IESO | Internal | Shoulder | B15 | 1203 | 90 | 0 | 33.07 | 28.36 | 8 | 0
2015 | MISO_W_2_IESO | MISO_W | IESO | Internal | Summer | B1 | 10 | 90 | 0 | 57.36 | 44.8 | 8 | 0
2015 | MISO_W_2_IESO | MISO_W | IESO | Internal | Summer | B2 | 25 | 90 | 0 | 56.41 | 44.8 | 8 | 0
2015 | MISO_W_2_IESO | MISO_W | IESO | Internal | Summer | B3 | 75 | 90 | 0 | 55.69 | 41.79 | 8 | 0
2015 | MISO_W_2_IESO | MISO_W | IESO | Internal | Summer | B4 | 100 | 90 | 0 | 51.28 | 38.28 | 8 | 0
2015 | MISO_W_2_IESO | MISO_W | IESO | Internal | Summer | B5 | 200 | 90 | 0 | 45.08 | 36 | 8 | 0
2015 | MISO_W_2_IESO | MISO_W | IESO | Internal | Summer | B6 | 300 | 90 | 0 | 40.56 | 32.56 | 8 | 0
2015 | MISO_W_2_IESO | MISO_W | IESO | Internal | Summer | B7 | 400 | 90 | 0 | 35.81 | 28.82 | 8 | 0
2015 | MISO_W_2_IESO | MISO_W | IESO | Internal | Summer | B8 | 500 | 90 | 0 | 33.05 | 26.57 | 8 | 0
2015 | MISO_W_2_IESO | MISO_W | IESO | Internal | Summer | B9 | 800 | 90 | 0 | 32.79 | 26.57 | 8 | 0
2015 | MISO_W_2_IESO | MISO_W | IESO | Internal | Summer | B10 | 1262 | 90 | 0 | 31.03 | 26.57 | 8 | 0
2015 | MISO_W_2_IESO | MISO_W | IESO | Internal | Winter | B16 | 25 | 90 | 0 | 46.52 | 38.86 | 8 | 0
2015 | MISO_W_2_IESO | MISO_W | IESO | Internal | Winter | B17 | 100 | 90 | 0 | 40.06 | 33.59 | 8 | 0
2015 | MISO_W_2_IESO | MISO_W | IESO | Internal | Winter | B18 | 400 | 90 | 0 | 36.76 | 30.95 | 8 | 0
2015 | MISO_W_2_IESO | MISO_W | IESO | Internal | Winter | B19 | 700 | 90 | 0 | 36.07 | 30.95 | 8 | 0
2015 | MISO_W_2_IESO | MISO_W | IESO | Internal | Winter | B20 | 935 | 90 | 0 | 32.72 | 30.95 | 8 | 0
2015 | MISO_W_2_MAPP_CA | MISO_W | MAPP_CA | Internal | Shoulder | B11 | 25 | 700 | 0 | 45.72 | 37.1 | 0.01 | 0
2015 | MISO_W_2_MAPP_CA | MISO_W | MAPP_CA | Internal | Shoulder | B12 | 200 | 700 | 0.02 | 39.2 | 39.19 | 0.01 | 0
2015 | MISO_W_2_MAPP_CA | MISO_W | MAPP_CA | Internal | Shoulder | B13 | 600 | 700 | 0 | 36.76 | 36.75 | 0.01 | 0
2015 | MISO_W_2_MAPP_CA | MISO_W | MAPP_CA | Internal | Shoulder | B14 | 900 | 700 | 50.16 | 35.35 | 35.36 | 0.01 | 0
2015 | MISO_W_2_MAPP_CA | MISO_W | MAPP_CA | Internal | Shoulder | B15 | 1203 | 700 | 700 | 33.07 | 35.36 | 0.01 | 2.28
2015 | MISO_W_2_MAPP_CA | MISO_W | MAPP_CA | Internal | Summer | B1 | 10 | 700 | 0 | 57.36 | 48.79 | 0.01 | 0
2015 | MISO_W_2_MAPP_CA | MISO_W | MAPP_CA | Internal | Summer | B2 | 25 | 700 | 0 | 56.41 | 48.79 | 0.01 | 0
2015 | MISO_W_2_MAPP_CA | MISO_W | MAPP_CA | Internal | Summer | B3 | 75 | 700 | 0 | 55.69 | 48.79 | 0.01 | 0
2015 | MISO_W_2_MAPP_CA | MISO_W | MAPP_CA | Internal | Summer | B4 | 100 | 700 | 0 | 51.28 | 48.79 | 0.01 | 0
2015 | MISO_W_2_MAPP_CA | MISO_W | MAPP_CA | Internal | Summer | B5 | 200 | 700 | 0.02 | 45.08 | 45.07 | 0.01 | 0
2015 | MISO_W_2_MAPP_CA | MISO_W | MAPP_CA | Internal | Summer | B6 | 300 | 700 | 0.01 | 40.56 | 40.55 | 0.01 | 0
2015 | MISO_W_2_MAPP_CA | MISO_W | MAPP_CA | Internal | Summer | B7 | 400 | 700 | 0 | 35.81 | 35.8 | 0.01 | 0
2015 | MISO_W_2_MAPP_CA | MISO_W | MAPP_CA | Internal | Summer | B8 | 500 | 700 | 0 | 33.05 | 33.04 | 0.01 | 0
2015 | MISO_W_2_MAPP_CA | MISO_W | MAPP_CA | Internal | Summer | B9 | 800 | 700 | 700 | 32.79 | 32.85 | 0.01 | 0.05
2015 | MISO_W_2_MAPP_CA | MISO_W | MAPP_CA | Internal | Summer | B10 | 1262 | 700 | 700 | 31.03 | 32.85 | 0.01 | 1.81
2015 | MISO_W_2_MAPP_CA | MISO_W | MAPP_CA | Internal | Winter | B16 | 25 | 700 | 0.14 | 46.52 | 46.5 | 0.01 | 0
2015 | MISO_W_2_MAPP_CA | MISO_W | MAPP_CA | Internal | Winter | B17 | 100 | 700 | 0.04 | 40.06 | 40.04 | 0.01 | 0
2015 | MISO_W_2_MAPP_CA | MISO_W | MAPP_CA | Internal | Winter | B18 | 400 | 700 | 700 | 36.76 | 37.95 | 0.01 | 1.19
2015 | MISO_W_2_MAPP_CA | MISO_W | MAPP_CA | Internal | Winter | B19 | 700 | 700 | 700 | 36.07 | 37.95 | 0.01 | 1.87
2015 | MISO_W_2_MAPP_CA | MISO_W | MAPP_CA | Internal | Winter | B20 | 935 | 700 | 700 | 32.72 | 37.95 | 0.01 | 5.23
2015 | MISO_W_2_MAPP_US | MISO_W | MAPP_US | Internal | Shoulder | B11 | 25 | 2300 | 0 | 45.72 | 38.72 | 7 | 0
2015 | MISO_W_2_MAPP_US | MISO_W | MAPP_US | Internal | Shoulder | B12 | 200 | 2300 | 0 | 39.2 | 32.2 | 7 | 0
2015 | MISO_W_2_MAPP_US | MISO_W | MAPP_US | Internal | Shoulder | B13 | 600 | 2300 | 0 | 36.76 | 29.76 | 7 | 0
2015 | MISO_W_2_MAPP_US | MISO_W | MAPP_US | Internal | Shoulder | B14 | 900 | 2300 | 0 | 35.35 | 29.33 | 7 | 0
2015 | MISO_W_2_MAPP_US | MISO_W | MAPP_US | Internal | Shoulder | B15 | 1203 | 2300 | 0 | 33.07 | 29.33 | 7 | 0
2015 | MISO_W_2_MAPP_US | MISO_W | MAPP_US | Internal | Summer | B1 | 10 | 2300 | 0 | 57.36 | 50.36 | 7 | 0
2015 | MISO_W_2_MAPP_US | MISO_W | MAPP_US | Internal | Summer | B2 | 25 | 2300 | 0 | 56.41 | 50.36 | 7 | 0
2015 | MISO_W_2_MAPP_US | MISO_W | MAPP_US | Internal | Summer | B3 | 75 | 2300 | 0 | 55.69 | 50.36 | 7 | 0
2015 | MISO_W_2_MAPP_US | MISO_W | MAPP_US | Internal | Summer | B4 | 100 | 2300 | 0 | 51.28 | 46.92 | 7 | 0
2015 | MISO_W_2_MAPP_US | MISO_W | MAPP_US | Internal | Summer | B5 | 200 | 2300 | 0 | 45.08 | 45.07 | 7 | 0
2015 | MISO_W_2_MAPP_US | MISO_W | MAPP_US | Internal | Summer | B6 | 300 | 2300 | 0 | 40.56 | 33.56 | 7 | 0
2015 | MISO_W_2_MAPP_US | MISO_W | MAPP_US | Internal | Summer | B7 | 400 | 2300 | 0 | 35.81 | 28.81 | 7 | 0
2015 | MISO_W_2_MAPP_US | MISO_W | MAPP_US | Internal | Summer | B8 | 500 | 2300 | 0 | 33.05 | 27.01 | 7 | 0
2015 | MISO_W_2_MAPP_US | MISO_W | MAPP_US | Internal | Summer | B9 | 800 | 2300 | 0 | 32.79 | 27.01 | 7 | 0
2015 | MISO_W_2_MAPP_US | MISO_W | MAPP_US | Internal | Summer | B10 | 1262 | 2300 | 0 | 31.03 | 26.22 | 7 | 0
2015 | MISO_W_2_MAPP_US | MISO_W | MAPP_US | Internal | Winter | B16 | 25 | 2300 | 0 | 46.52 | 39.52 | 7 | 0
2015 | MISO_W_2_MAPP_US | MISO_W | MAPP_US | Internal | Winter | B17 | 100 | 2300 | 0 | 40.06 | 33.06 | 7 | 0
2015 | MISO_W_2_MAPP_US | MISO_W | MAPP_US | Internal | Winter | B18 | 400 | 2300 | 0 | 36.76 | 31.66 | 7 | 0
2015 | MISO_W_2_MAPP_US | MISO_W | MAPP_US | Internal | Winter | B19 | 700 | 2300 | 0 | 36.07 | 31.66 | 7 | 0
2015 | MISO_W_2_MAPP_US | MISO_W | MAPP_US | Internal | Winter | B20 | 935 | 2300 | 0 | 32.72 | 26.77 | 7 | 0
2015 | MISO_W_2_MISO_MO-IL | MISO_W | MISO_MO-IL | Internal | Shoulder | B11 | 25 | 3800 | 42.7 | 45.72 | 45.73 | 0.01 | 0
2015 | MISO_W_2_MISO_MO-IL | MISO_W | MISO_MO-IL | Internal | Shoulder | B12 | 200 | 3800 | 125.88 | 39.2 | 39.21 | 0.01 | 0
2015 | MISO_W_2_MISO_MO-IL | MISO_W | MISO_MO-IL | Internal | Shoulder | B13 | 600 | 3800 | 0.01 | 36.76 | 36.76 | 0.01 | 0
2015 | MISO_W_2_MISO_MO-IL | MISO_W | MISO_MO-IL | Internal | Shoulder | B14 | 900 | 3800 | 0 | 35.35 | 35.33 | 0.01 | 0
2015 | MISO_W_2_MISO_MO-IL | MISO_W | MISO_MO-IL | Internal | Shoulder | B15 | 1203 | 3800 | 0 | 33.07 | 32.8 | 0.01 | 0
2015 | MISO_W_2_MISO_MO-IL | MISO_W | MISO_MO-IL | Internal | Summer | B1 | 10 | 3800 | 1400.92 | 57.36 | 57.37 | 0.01 | 0
2015 | MISO_W_2_MISO_MO-IL | MISO_W | MISO_MO-IL | Internal | Summer | B2 | 25 | 3800 | 0.13 | 56.41 | 56.4 | 0.01 | 0
2015 | MISO_W_2_MISO_MO-IL | MISO_W | MISO_MO-IL | Internal | Summer | B3 | 75 | 3800 | 0 | 55.69 | 55.35 | 0.01 | 0
2015 | MISO_W_2_MISO_MO-IL | MISO_W | MISO_MO-IL | Internal | Summer | B4 | 100 | 3800 | 0.03 | 51.28 | 51.27 | 0.01 | 0
2015 | MISO_W_2_MISO_MO-IL | MISO_W | MISO_MO-IL | Internal | Summer | B5 | 200 | 3800 | 0.02 | 45.08 | 45.07 | 0.01 | 0
2015 | MISO_W_2_MISO_MO-IL | MISO_W | MISO_MO-IL | Internal | Summer | B6 | 300 | 3800 | 0 | 40.56 | 39.56 | 0.01 | 0
2015 | MISO_W_2_MISO_MO-IL | MISO_W | MISO_MO-IL | Internal | Summer | B7 | 400 | 3800 | 0 | 35.81 | 35.8 | 0.01 | 0
2015 | MISO_W_2_MISO_MO-IL | MISO_W | MISO_MO-IL | Internal | Summer | B8 | 500 | 3800 | 1311.98 | 33.05 | 33.06 | 0.01 | 0
2015 | MISO_W_2_MISO_MO-IL | MISO_W | MISO_MO-IL | Internal | Summer | B9 | 800 | 3800 | 0 | 32.79 | 32.78 | 0.01 | 0
2015 | MISO_W_2_MISO_MO-IL | MISO_W | MISO_MO-IL | Internal | Summer | B10 | 1262 | 3800 | 0 | 31.03 | 30.97 | 0.01 | 0
2015 | MISO_W_2_MISO_MO-IL | MISO_W | MISO_MO-IL | Internal | Winter | B16 | 25 | 3800 | 1391.96 | 46.52 | 46.53 | 0.01 | 0
2015 | MISO_W_2_MISO_MO-IL | MISO_W | MISO_MO-IL | Internal | Winter | B17 | 100 | 3800 | 1102.56 | 40.06 | 40.07 | 0.01 | 0
2015 | MISO_W_2_MISO_MO-IL | MISO_W | MISO_MO-IL | Internal | Winter | B18 | 400 | 3800 | 0 | 36.76 | 36.74 | 0.01 | 0
2015 | MISO_W_2_MISO_MO-IL | MISO_W | MISO_MO-IL | Internal | Winter | B19 | 700 | 3800 | 0 | 36.07 | 35.72 | 0.01 | 0
2015 | MISO_W_2_MISO_MO-IL | MISO_W | MISO_MO-IL | Internal | Winter | B20 | 935 | 3800 | 22.45 | 32.72 | 32.73 | 0.01 | 0
2015 | MISO_W_2_MISO_WUMS | MISO_W | MISO_WUMS | Internal | Shoulder | B11 | 25 | 1629 | 117.48 | 45.72 | 45.73 | 0.01 | 0
2015 | MISO_W_2_MISO_WUMS | MISO_W | MISO_WUMS | Internal | Shoulder | B12 | 200 | 1629 | 1626.61 | 39.2 | 39.21 | 0.01 | 0
2015 | MISO_W_2_MISO_WUMS | MISO_W | MISO_WUMS | Internal | Shoulder | B13 | 600 | 1629 | 1234.36 | 36.76 | 36.77 | 0.01 | 0
2015 | MISO_W_2_MISO_WUMS | MISO_W | MISO_WUMS | Internal | Shoulder | B14 | 900 | 1629 | 659.34 | 35.35 | 35.36 | 0.01 | 0
2015 | MISO_W_2_MISO_WUMS | MISO_W | MISO_WUMS | Internal | Shoulder | B15 | 1203 | 1629 | 1338.73 | 33.07 | 33.08 | 0.01 | 0
2015 | MISO_W_2_MISO_WUMS | MISO_W | MISO_WUMS | Internal | Summer | B1 | 10 | 1629 | 52.15 | 57.36 | 57.37 | 0.01 | 0
2015 | MISO_W_2_MISO_WUMS | MISO_W | MISO_WUMS | Internal | Summer | B2 | 25 | 1629 | 1241.27 | 56.41 | 56.43 | 0.01 | 0
2015 | MISO_W_2_MISO_WUMS | MISO_W | MISO_WUMS | Internal | Summer | B3 | 75 | 1629 | 642.31 | 55.69 | 55.7 | 0.01 | 0
2015 | MISO_W_2_MISO_WUMS | MISO_W | MISO_WUMS | Internal | Summer | B4 | 100 | 1629 | 0.07 | 51.28 | 51.28 | 0.01 | 0
2015 | MISO_W_2_MISO_WUMS | MISO_W | MISO_WUMS | Internal | Summer | B5 | 200 | 1629 | 0.02 | 45.08 | 45.07 | 0.01 | 0
2015 | MISO_W_2_MISO_WUMS | MISO_W | MISO_WUMS | Internal | Summer | B6 | 300 | 1629 | 0.01 | 40.56 | 40.55 | 0.01 | 0
2015 | MISO_W_2_MISO_WUMS | MISO_W | MISO_WUMS | Internal | Summer | B7 | 400 | 1629 | 383.88 | 35.81 | 35.82 | 0.01 | 0
2015 | MISO_W_2_MISO_WUMS | MISO_W | MISO_WUMS | Internal | Summer | B8 | 500 | 1629 | 1466.06 | 33.05 | 33.06 | 0.01 | 0
2015 | MISO_W_2_MISO_WUMS | MISO_W | MISO_WUMS | Internal | Summer | B9 | 800 | 1629 | 781.8 | 32.79 | 32.8 | 0.01 | 0
2015 | MISO_W_2_MISO_WUMS | MISO_W | MISO_WUMS | Internal | Summer | B10 | 1262 | 1629 | 1629 | 31.03 | 31.97 | 0.01 | 0.93
2015 | MISO_W_2_MISO_WUMS | MISO_W | MISO_WUMS | Internal | Winter | B16 | 25 | 1629 | 697.34 | 46.52 | 46.53 | 0.01 | 0
2015 | MISO_W_2_MISO_WUMS | MISO_W | MISO_WUMS | Internal | Winter | B17 | 100 | 1629 | 1248.66 | 40.06 | 40.07 | 0.01 | 0
2015 | MISO_W_2_MISO_WUMS | MISO_W | MISO_WUMS | Internal | Winter | B18 | 400 | 1629 | 0.02 | 36.76 | 36.76 | 0.01 | 0
2015 | MISO_W_2_MISO_WUMS | MISO_W | MISO_WUMS | Internal | Winter | B19 | 700 | 1629 | 0 | 36.07 | 36.06 | 0.01 | 0
2015 | MISO_W_2_MISO_WUMS | MISO_W | MISO_WUMS | Internal | Winter | B20 | 935 | 1629 | 1629 | 32.72 | 32.8 | 0.01 | 0.08
2015 | MISO_W_2_NE | MISO_W | NE | Internal | Shoulder | B11 | 25 | 2800 | 0 | 45.72 | 45.72 | 7 | 0
2015 | MISO_W_2_NE | MISO_W | NE | Internal | Shoulder | B12 | 200 | 2800 | 0 | 39.2 | 39.2 | 7 | 0
2015 | MISO_W_2_NE | MISO_W | NE | Internal | Shoulder | B13 | 600 | 2800 | 0 | 36.76 | 36.76 | 7 | 0
2015 | MISO_W_2_NE | MISO_W | NE | Internal | Shoulder | B14 | 900 | 2800 | 0 | 35.35 | 36.33 | 7 | 0
2015 | MISO_W_2_NE | MISO_W | NE | Internal | Shoulder | B15 | 1203 | 2800 | 0 | 33.07 | 36.33 | 7 | 0
2015 | MISO_W_2_NE | MISO_W | NE | Internal | Summer | B1 | 10 | 2800 | 0 | 57.36 | 57.36 | 7 | 0
2015 | MISO_W_2_NE | MISO_W | NE | Internal | Summer | B2 | 25 | 2800 | 0 | 56.41 | 57.36 | 7 | 0
2015 | MISO_W_2_NE | MISO_W | NE | Internal | Summer | B3 | 75 | 2800 | 0 | 55.69 | 57.36 | 7 | 0
2015 | MISO_W_2_NE | MISO_W | NE | Internal | Summer | B4 | 100 | 2800 | 0 | 51.28 | 53.92 | 7 | 0
2015 | MISO_W_2_NE | MISO_W | NE | Internal | Summer | B5 | 200 | 2800 | 0.04 | 45.08 | 52.07 | 7 | 0
2015 | MISO_W_2_NE | MISO_W | NE | Internal | Summer | B6 | 300 | 2800 | 0 | 40.56 | 40.56 | 7 | 0
2015 | MISO_W_2_NE | MISO_W | NE | Internal | Summer | B7 | 400 | 2800 | 0 | 35.81 | 35.81 | 7 | 0
2015 | MISO_W_2_NE | MISO_W | NE | Internal | Summer | B8 | 500 | 2800 | 0 | 33.05 | 34.01 | 7 | 0
2015 | MISO_W_2_NE | MISO_W | NE | Internal | Summer | B9 | 800 | 2800 | 0 | 32.79 | 34.01 | 7 | 0
2015 | MISO_W_2_NE | MISO_W | NE | Internal | Summer | B10 | 1262 | 2800 | 0 | 31.03 | 33.22 | 7 | 0
2015 | MISO_W_2_NE | MISO_W | NE | Internal | Winter | B16 | 25 | 2800 | 0 | 46.52 | 46.52 | 7 | 0
2015 | MISO_W_2_NE | MISO_W | NE | Internal | Winter | B17 | 100 | 2800 | 0 | 40.06 | 40.06 | 7 | 0
2015 | MISO_W_2_NE | MISO_W | NE | Internal | Winter | B18 | 400 | 2800 | 0 | 36.76 | 38.66 | 7 | 0
2015 | MISO_W_2_NE | MISO_W | NE | Internal | Winter | B19 | 700 | 2800 | 0 | 36.07 | 38.66 | 7 | 0
2015 | MISO_W_2_NE | MISO_W | NE | Internal | Winter | B20 | 935 | 2800 | 0 | 32.72 | 33.77 | 7 | 0
2015 | MISO_W_2_PJM_ROR | MISO_W | PJM_ROR | Internal | Shoulder | B11 | 25 | 773 | 452.48 | 45.72 | 47.72 | 2 | 0
2015 | MISO_W_2_PJM_ROR | MISO_W | PJM_ROR | Internal | Shoulder | B12 | 200 | 773 | 772.97 | 39.2 | 41.21 | 2 | 0.01
2015 | MISO_W_2_PJM_ROR | MISO_W | PJM_ROR | Internal | Shoulder | B13 | 600 | 773 | 772.99 | 36.76 | 38.77 | 2 | 0.01
2015 | MISO_W_2_PJM_ROR | MISO_W | PJM_ROR | Internal | Shoulder | B14 | 900 | 773 | 772.99 | 35.35 | 37.36 | 2 | 0.01
2015 | MISO_W_2_PJM_ROR | MISO_W | PJM_ROR | Internal | Shoulder | B15 | 1203 | 773 | 0 | 33.07 | 34.38 | 2 | 0
2015 | MISO_W_2_PJM_ROR | MISO_W | PJM_ROR | Internal | Summer | B1 | 10 | 773 | 772.34 | 57.36 | 59.37 | 2 | 0.01
2015 | MISO_W_2_PJM_ROR | MISO_W | PJM_ROR | Internal | Summer | B2 | 25 | 773 | 0.25 | 56.41 | 58.4 | 2 | 0
2015 | MISO_W_2_PJM_ROR | MISO_W | PJM_ROR | Internal | Summer | B3 | 75 | 773 | 0 | 55.69 | 56.94 | 2 | 0
2015 | MISO_W_2_PJM_ROR | MISO_W | PJM_ROR | Internal | Summer | B4 | 100 | 773 | 0.07 | 51.28 | 53.27 | 2 | 0
2015 | MISO_W_2_PJM_ROR | MISO_W | PJM_ROR | Internal | Summer | B5 | 200 | 773 | 0.04 | 45.08 | 47.07 | 2 | 0
2015 | MISO_W_2_PJM_ROR | MISO_W | PJM_ROR | Internal | Summer | B6 | 300 | 773 | 0 | 40.56 | 41.56 | 2 | 0
2015 | MISO_W_2_PJM_ROR | MISO_W | PJM_ROR | Internal | Summer | B7 | 400 | 773 | 772.98 | 35.81 | 37.82 | 2 | 0.01
2015 | MISO_W_2_PJM_ROR | MISO_W | PJM_ROR | Internal | Summer | B8 | 500 | 773 | 772.99 | 33.05 | 35.06 | 2 | 0.01
2015 | MISO_W_2_PJM_ROR | MISO_W | PJM_ROR | Internal | Summer | B9 | 800 | 773 | 0 | 32.79 | 34.73 | 2 | 0
2015 | MISO_W_2_PJM_ROR | MISO_W | PJM_ROR | Internal | Summer | B10 | 1262 | 773 | 0 | 31.03 | 32.55 | 2 | 0
2015 | MISO_W_2_PJM_ROR | MISO_W | PJM_ROR | Internal | Winter | B16 | 25 | 773 | 772.74 | 46.52 | 48.53 | 2 | 0.01
2015 | MISO_W_2_PJM_ROR | MISO_W | PJM_ROR | Internal | Winter | B17 | 100 | 773 | 773 | 40.06 | 42.59 | 2 | 0.54
2015 | MISO_W_2_PJM_ROR | MISO_W | PJM_ROR | Internal | Winter | B18 | 400 | 773 | 445.14 | 36.76 | 38.76 | 2 | 0
2015 | MISO_W_2_PJM_ROR | MISO_W | PJM_ROR | Internal | Winter | B19 | 700 | 773 | 0 | 36.07 | 37.72 | 2 | 0
2015 | MISO_W_2_PJM_ROR | MISO_W | PJM_ROR | Internal | Winter | B20 | 935 | 773 | 0 | 32.72 | 34.29 | 2 | 0
2015 | MISO_W_2_SPP_N | MISO_W | SPP_N | Internal | Shoulder | B11 | 25 | 3200 | 705.58 | 45.72 | 52.72 | 7 | 0
2015 | MISO_W_2_SPP_N | MISO_W | SPP_N | Internal | Shoulder | B12 | 200 | 3200 | 0 | 39.2 | 39.21 | 7 | 0
2015 | MISO_W_2_SPP_N | MISO_W | SPP_N | Internal | Shoulder | B13 | 600 | 3200 | 0 | 36.76 | 37.6 | 7 | 0
2015 | MISO_W_2_SPP_N | MISO_W | SPP_N | Internal | Shoulder | B14 | 900 | 3200 | 0 | 35.35 | 36.34 | 7 | 0
2015 | MISO_W_2_SPP_N | MISO_W | SPP_N | Internal | Shoulder | B15 | 1203 | 3200 | 0 | 33.07 | 36.34 | 7 | 0
2015 | MISO_W_2_SPP_N | MISO_W | SPP_N | Internal | Summer | B1 | 10 | 3200 | 0 | 57.36 | 58.76 | 7 | 0
2015 | MISO_W_2_SPP_N | MISO_W | SPP_N | Internal | Summer | B2 | 25 | 3200 | 0 | 56.41 | 58.76 | 7 | 0
2015 | MISO_W_2_SPP_N | MISO_W | SPP_N | Internal | Summer | B3 | 75 | 3200 | 0 | 55.69 | 58.76 | 7 | 0
2015 | MISO_W_2_SPP_N | MISO_W | SPP_N | Internal | Summer | B4 | 100 | 3200 | 0 | 51.28 | 53.94 | 7 | 0
2015 | MISO_W_2_SPP_N | MISO_W | SPP_N | Internal | Summer | B5 | 200 | 3200 | 797.54 | 45.08 | 52.08 | 7 | 0
2015 | MISO_W_2_SPP_N | MISO_W | SPP_N | Internal | Summer | B6 | 300 | 3200 | 2753.8 | 40.56 | 47.56 | 7 | 0
2015 | MISO_W_2_SPP_N | MISO_W | SPP_N | Internal | Summer | B7 | 400 | 3200 | 1114.73 | 35.81 | 42.81 | 7 | 0
2015 | MISO_W_2_SPP_N | MISO_W | SPP_N | Internal | Summer | B8 | 500 | 3200 | 0 | 33.05 | 36.69 | 7 | 0
2015 | MISO_W_2_SPP_N | MISO_W | SPP_N | Internal | Summer | B9 | 800 | 3200 | 0 | 32.79 | 35.12 | 7 | 0
2015 | MISO_W_2_SPP_N | MISO_W | SPP_N | Internal | Summer | B10 | 1262 | 3200 | 0 | 31.03 | 34.55 | 7 | 0
2015 | MISO_W_2_SPP_N | MISO_W | SPP_N | Internal | Winter | B16 | 25 | 3200 | 0 | 46.52 | 47.54 | 7 | 0
2015 | MISO_W_2_SPP_N | MISO_W | SPP_N | Internal | Winter | B17 | 100 | 3200 | 0 | 40.06 | 40.07 | 7 | 0
2015 | MISO_W_2_SPP_N | MISO_W | SPP_N | Internal | Winter | B18 | 400 | 3200 | 0 | 36.76 | 38.72 | 7 | 0
2015 | MISO_W_2_SPP_N | MISO_W | SPP_N | Internal | Winter | B19 | 700 | 3200 | 0 | 36.07 | 38.67 | 7 | 0
2015 | MISO_W_2_SPP_N | MISO_W | SPP_N | Internal | Winter | B20 | 935 | 3200 | 0 | 32.72 | 38.07 | 7 | 0
2015 | MISO_WUMS_2_MISO_MI | MISO_WUMS | MISO_MI | Internal | Shoulder | B11 | 25 | 99 | 0.23 | 45.73 | 45.73 | 0.01 | 0
2015 | MISO_WUMS_2_MISO_MI | MISO_WUMS | MISO_MI | Internal | Shoulder | B12 | 200 | 99 | 0.03 | 39.21 | 39.21 | 0.01 | 0
2015 | MISO_WUMS_2_MISO_MI | MISO_WUMS | MISO_MI | Internal | Shoulder | B13 | 600 | 99 | 0.01 | 36.77 | 36.77 | 0.01 | 0
2015 | MISO_WUMS_2_MISO_MI | MISO_WUMS | MISO_MI | Internal | Shoulder | B14 | 900 | 99 | 0 | 35.36 | 35.36 | 0.01 | 0
2015 | MISO_WUMS_2_MISO_MI | MISO_WUMS | MISO_MI | Internal | Shoulder | B15 | 1203 | 99 | 99 | 33.08 | 33.41 | 0.01 | 0.32
2015 | MISO_WUMS_2_MISO_MI | MISO_WUMS | MISO_MI | Internal | Summer | B1 | 10 | 99 | 0.68 | 57.37 | 57.37 | 0.01 | 0
2015 | MISO_WUMS_2_MISO_MI | MISO_WUMS | MISO_MI | Internal | Summer | B2 | 25 | 99 | 0.09 | 56.43 | 56.4 | 0.01 | 0
2015 | MISO_WUMS_2_MISO_MI | MISO_WUMS | MISO_MI | Internal | Summer | B3 | 75 | 99 | 0 | 55.7 | 51.97 | 0.01 | 0
2015 | MISO_WUMS_2_MISO_MI | MISO_WUMS | MISO_MI | Internal | Summer | B4 | 100 | 99 | 0.04 | 51.28 | 51.27 | 0.01 | 0
2015 | MISO_WUMS_2_MISO_MI | MISO_WUMS | MISO_MI | Internal | Summer | B5 | 200 | 99 | 0.03 | 45.07 | 45.07 | 0.01 | 0
2015 | MISO_WUMS_2_MISO_MI | MISO_WUMS | MISO_MI | Internal | Summer | B6 | 300 | 99 | 0 | 40.55 | 39.56 | 0.01 | 0
2015 | MISO_WUMS_2_MISO_MI | MISO_WUMS | MISO_MI | Internal | Summer | B7 | 400 | 99 | 0.02 | 35.82 | 35.82 | 0.01 | 0
2015 | MISO_WUMS_2_MISO_MI | MISO_WUMS | MISO_MI | Internal | Summer | B8 | 500 | 99 | 99 | 33.06 | 33.57 | 0.01 | 0.49
2015 | MISO_WUMS_2_MISO_MI | MISO_WUMS | MISO_MI | Internal | Summer | B9 | 800 | 99 | 99 | 32.8 | 33.25 | 0.01 | 0.44
2015 | MISO_WUMS_2_MISO_MI | MISO_WUMS | MISO_MI | Internal | Summer | B10 | 1262 | 99 | 99 | 31.97 | 32.3 | 0.01 | 0.32
2015 | MISO_WUMS_2_MISO_MI | MISO_WUMS | MISO_MI | Internal | Winter | B16 | 25 | 99 | 0.26 | 46.53 | 46.53 | 0.01 | 0
2015 | MISO_WUMS_2_MISO_MI | MISO_WUMS | MISO_MI | Internal | Winter | B17 | 100 | 99 | 99 | 40.07 | 40.59 | 0.01 | 0.51
2015 | MISO_WUMS_2_MISO_MI | MISO_WUMS | MISO_MI | Internal | Winter | B18 | 400 | 99 | 48.69 | 36.76 | 36.77 | 0.01 | 0
2015 | MISO_WUMS_2_MISO_MI | MISO_WUMS | MISO_MI | Internal | Winter | B19 | 700 | 99 | 0 | 36.06 | 35.74 | 0.01 | 0
2015 | MISO_WUMS_2_MISO_MI | MISO_WUMS | MISO_MI | Internal | Winter | B20 | 935 | 99 | 99 | 32.8 | 33.25 | 0.01 | 0.44
2015 | MISO_WUMS_2_MISO_W | MISO_WUMS | MISO_W | Internal | Shoulder | B11 | 25 | 1137 | 0.14 | 45.73 | 45.72 | 0.01 | 0
2015 | MISO_WUMS_2_MISO_W | MISO_WUMS | MISO_W | Internal | Shoulder | B12 | 200 | 1137 | 0.02 | 39.21 | 39.2 | 0.01 | 0
2015 | MISO_WUMS_2_MISO_W | MISO_WUMS | MISO_W | Internal | Shoulder | B13 | 600 | 1137 | 0 | 36.77 | 36.76 | 0.01 | 0
2015 | MISO_WUMS_2_MISO_W | MISO_WUMS | MISO_W | Internal | Shoulder | B14 | 900 | 1137 | 0 | 35.36 | 35.35 | 0.01 | 0
2015 | MISO_WUMS_2_MISO_W | MISO_WUMS | MISO_W | Internal | Shoulder | B15 | 1203 | 1137 | 0 | 33.08 | 33.07 | 0.01 | 0
2015 | MISO_WUMS_2_MISO_W | MISO_WUMS | MISO_W | Internal | Summer | B1 | 10 | 1137 | 0.38 | 57.37 | 57.36 | 0.01 | 0
2015 | MISO_WUMS_2_MISO_W | MISO_WUMS | MISO_W | Internal | Summer | B2 | 25 | 1137 | 0.14 | 56.43 | 56.41 | 0.01 | 0
2015 | MISO_WUMS_2_MISO_W | MISO_WUMS | MISO_W | Internal | Summer | B3 | 75 | 1137 | 0.05 | 55.7 | 55.69 | 0.01 | 0
2015 | MISO_WUMS_2_MISO_W | MISO_WUMS | MISO_W | Internal | Summer | B4 | 100 | 1137 | 0.08 | 51.28 | 51.28 | 0.01 | 0
2015 | MISO_WUMS_2_MISO_W | MISO_WUMS | MISO_W | Internal | Summer | B5 | 200 | 1137 | 316.51 | 45.07 | 45.08 | 0.01 | 0
2015 | MISO_WUMS_2_MISO_W | MISO_WUMS | MISO_W | Internal | Summer | B6 | 300 | 1137 | 604.35 | 40.55 | 40.56 | 0.01 | 0
2015 | MISO_WUMS_2_MISO_W | MISO_WUMS | MISO_W | Internal | Summer | B7 | 400 | 1137 | 0 | 35.82 | 35.81 | 0.01 | 0
2015 | MISO_WUMS_2_MISO_W | MISO_WUMS | MISO_W | Internal | Summer | B8 | 500 | 1137 | 0 | 33.06 | 33.05 | 0.01 | 0
2015 | MISO_WUMS_2_MISO_W | MISO_WUMS | MISO_W | Internal | Summer | B9 | 800 | 1137 | 0 | 32.8 | 32.79 | 0.01 | 0
2015 | MISO_WUMS_2_MISO_W | MISO_WUMS | MISO_W | Internal | Summer | B10 | 1262 | 1137 | 0 | 31.97 | 31.03 | 0.01 | 0
2015 | MISO_WUMS_2_MISO_W | MISO_WUMS | MISO_W | Internal | Winter | B16 | 25 | 1137 | 0.14 | 46.53 | 46.52 | 0.01 | 0
2015 | MISO_WUMS_2_MISO_W | MISO_WUMS | MISO_W | Internal | Winter | B17 | 100 | 1137 | 0.04 | 40.07 | 40.06 | 0.01 | 0
2015 | MISO_WUMS_2_MISO_W | MISO_WUMS | MISO_W | Internal | Winter | B18 | 400 | 1137 | 0.02 | 36.76 | 36.76 | 0.01 | 0
2015 | MISO_WUMS_2_MISO_W | MISO_WUMS | MISO_W | Internal | Winter | B19 | 700 | 1137 | 42.7 | 36.06 | 36.07 | 0.01 | 0
2015 | MISO_WUMS_2_MISO_W | MISO_WUMS | MISO_W | Internal | Winter | B20 | 935 | 1137 | 0 | 32.8 | 32.72 | 0.01 | 0
2015 | MISO_WUMS_2_PJM_ROR | MISO_WUMS | PJM_ROR | Internal | Shoulder | B11 | 25 | 1600 | 0.28 | 45.73 | 47.72 | 2 | 0
2015 | MISO_WUMS_2_PJM_ROR | MISO_WUMS | PJM_ROR | Internal | Shoulder | B12 | 200 | 1600 | 1235.83 | 39.21 | 41.21 | 2 | 0
2015 | MISO_WUMS_2_PJM_ROR | MISO_WUMS | PJM_ROR | Internal | Shoulder | B13 | 600 | 1600 | 729.65 | 36.77 | 38.77 | 2 | 0
2015 | MISO_WUMS_2_PJM_ROR | MISO_WUMS | PJM_ROR | Internal | Shoulder | B14 | 900 | 1600 | 88.71 | 35.36 | 37.36 | 2 | 0
2015 | MISO_WUMS_2_PJM_ROR | MISO_WUMS | PJM_ROR | Internal | Shoulder | B15 | 1203 | 1600 | 0 | 33.08 | 34.38 | 2 | 0
2015 | MISO_WUMS_2_PJM_ROR | MISO_WUMS | PJM_ROR | Internal | Summer | B1 | 10 | 1600 | 1552.4 | 57.37 | 59.37 | 2 | 0
2015 | MISO_WUMS_2_PJM_ROR | MISO_WUMS | PJM_ROR | Internal | Summer | B2 | 25 | 1600 | 0.13 | 56.43 | 58.4 | 2 | 0
2015 | MISO_WUMS_2_PJM_ROR | MISO_WUMS | PJM_ROR | Internal | Summer | B3 | 75 | 1600 | 0 | 55.7 | 56.94 | 2 | 0
2015 | MISO_WUMS_2_PJM_ROR | MISO_WUMS | PJM_ROR | Internal | Summer | B4 | 100 | 1600 | 0.08 | 51.28 | 53.27 | 2 | 0
2015 | MISO_WUMS_2_PJM_ROR | MISO_WUMS | PJM_ROR | Internal | Summer | B5 | 200 | 1600 | 243 | 45.07 | 47.07 | 2 | 0
2015 | MISO_WUMS_2_PJM_ROR | MISO_WUMS | PJM_ROR | Internal | Summer | B6 | 300 | 1600 | 0 | 40.55 | 41.56 | 2 | 0
2015 | MISO_WUMS_2_PJM_ROR | MISO_WUMS | PJM_ROR | Internal | Summer | B7 | 400 | 1600 | 366.27 | 35.82 | 37.82 | 2 | 0
2015 | MISO_WUMS_2_PJM_ROR | MISO_WUMS | PJM_ROR | Internal | Summer | B8 | 500 | 1600 | 437.73 | 33.06 | 35.06 | 2 | 0
2015 | MISO_WUMS_2_PJM_ROR | MISO_WUMS | PJM_ROR | Internal | Summer | B9 | 800 | 1600 | 0 | 32.8 | 34.73 | 2 | 0
2015 | MISO_WUMS_2_PJM_ROR | MISO_WUMS | PJM_ROR | Internal | Summer | B10 | 1262 | 1600 | 0 | 31.97 | 32.55 | 2 | 0
2015 | MISO_WUMS_2_PJM_ROR | MISO_WUMS | PJM_ROR | Internal | Winter | B16 | 25 | 1600 | 1432.82 | 46.53 | 48.53 | 2 | 0
2015 | MISO_WUMS_2_PJM_ROR | MISO_WUMS | PJM_ROR | Internal | Winter | B17 | 100 | 1600 | 1600 | 40.07 | 42.59 | 2 | 0.52
2015 | MISO_WUMS_2_PJM_ROR | MISO_WUMS | PJM_ROR | Internal | Winter | B18 | 400 | 1600 | 43.55 | 36.76 | 38.76 | 2 | 0
2015 | MISO_WUMS_2_PJM_ROR | MISO_WUMS | PJM_ROR | Internal | Winter | B19 | 700 | 1600 | 0 | 36.06 | 37.72 | 2 | 0
2015 | MISO_WUMS_2_PJM_ROR | MISO_WUMS | PJM_ROR | Internal | Winter | B20 | 935 | 1600 | 0 | 32.8 | 34.29 | 2 | 0
2015 | NE_2_MAPP_US | NE | MAPP_US | Internal | Shoulder | B11 | 25 | 1600 | 0 | 45.72 | 38.72 | 5 | 0
2015 | NE_2_MAPP_US | NE | MAPP_US | Internal | Shoulder | B12 | 200 | 1600 | 0 | 39.2 | 32.2 | 5 | 0
2015 | NE_2_MAPP_US | NE | MAPP_US | Internal | Shoulder | B13 | 600 | 1600 | 0 | 36.76 | 29.76 | 5 | 0
2015 | NE_2_MAPP_US | NE | MAPP_US | Internal | Shoulder | B14 | 900 | 1600 | 0 | 36.33 | 29.33 | 5 | 0
2015 | NE_2_MAPP_US | NE | MAPP_US | Internal | Shoulder | B15 | 1203 | 1600 | 0 | 36.33 | 29.33 | 5 | 0
2015 | NE_2_MAPP_US | NE | MAPP_US | Internal | Summer | B1 | 10 | 1600 | 0 | 57.36 | 50.36 | 5 | 0
2015 | NE_2_MAPP_US | NE | MAPP_US | Internal | Summer | B2 | 25 | 1600 | 0 | 57.36 | 50.36 | 5 | 0
2015 | NE_2_MAPP_US | NE | MAPP_US | Internal | Summer | B3 | 75 | 1600 | 0 | 57.36 | 50.36 | 5 | 0
2015 | NE_2_MAPP_US | NE | MAPP_US | Internal | Summer | B4 | 100 | 1600 | 0 | 53.92 | 46.92 | 5 | 0
2015 | NE_2_MAPP_US | NE | MAPP_US | Internal | Summer | B5 | 200 | 1600 | 0 | 52.07 | 45.07 | 5 | 0
2015 | NE_2_MAPP_US | NE | MAPP_US | Internal | Summer | B6 | 300 | 1600 | 0 | 40.56 | 33.56 | 5 | 0
2015 | NE_2_MAPP_US | NE | MAPP_US | Internal | Summer | B7 | 400 | 1600 | 0 | 35.81 | 28.81 | 5 | 0
2015 | NE_2_MAPP_US | NE | MAPP_US | Internal | Summer | B8 | 500 | 1600 | 0 | 34.01 | 27.01 | 5 | 0
2015 | NE_2_MAPP_US | NE | MAPP_US | Internal | Summer | B9 | 800 | 1600 | 0 | 34.01 | 27.01 | 5 | 0
2015 | NE_2_MAPP_US | NE | MAPP_US | Internal | Summer | B10 | 1262 | 1600 | 0 | 33.22 | 26.22 | 5 | 0
2015 | NE_2_MAPP_US | NE | MAPP_US | Internal | Winter | B16 | 25 | 1600 | 0 | 46.52 | 39.52 | 5 | 0
2015 | NE_2_MAPP_US | NE | MAPP_US | Internal | Winter | B17 | 100 | 1600 | 0 | 40.06 | 33.06 | 5 | 0
2015 | NE_2_MAPP_US | NE | MAPP_US | Internal | Winter | B18 | 400 | 1600 | 0 | 38.66 | 31.66 | 5 | 0
2015 | NE_2_MAPP_US | NE | MAPP_US | Internal | Winter | B19 | 700 | 1600 | 0 | 38.66 | 31.66 | 5 | 0
2015 | NE_2_MAPP_US | NE | MAPP_US | Internal | Winter | B20 | 935 | 1600 | 0 | 33.77 | 26.77 | 5 | 0
2015 | NE_2_MISO_W | NE | MISO_W | Internal | Shoulder | B11 | 25 | 1600 | 0 | 45.72 | 45.72 | 5 | 0
2015 | NE_2_MISO_W | NE | MISO_W | Internal | Shoulder | B12 | 200 | 1600 | 0 | 39.2 | 39.2 | 5 | 0
2015 | NE_2_MISO_W | NE | MISO_W | Internal | Shoulder | B13 | 600 | 1600 | 0 | 36.76 | 36.76 | 5 | 0
2015 | NE_2_MISO_W | NE | MISO_W | Internal | Shoulder | B14 | 900 | 1600 | 0 | 36.33 | 35.35 | 5 | 0
2015 | NE_2_MISO_W | NE | MISO_W | Internal | Shoulder | B15 | 1203 | 1600 | 0 | 36.33 | 33.07 | 5 | 0
2015 | NE_2_MISO_W | NE | MISO_W | Internal | Summer | B1 | 10 | 1600 | 0 | 57.36 | 57.36 | 5 | 0
2015 | NE_2_MISO_W | NE | MISO_W | Internal | Summer | B2 | 25 | 1600 | 0 | 57.36 | 56.41 | 5 | 0
2015 | NE_2_MISO_W | NE | MISO_W | Internal | Summer | B3 | 75 | 1600 | 0 | 57.36 | 55.69 | 5 | 0
2015 | NE_2_MISO_W | NE | MISO_W | Internal | Summer | B4 | 100 | 1600 | 0 | 53.92 | 51.28 | 5 | 0
2015 | NE_2_MISO_W | NE | MISO_W | Internal | Summer | B5 | 200 | 1600 | 0 | 52.07 | 45.08 | 5 | 0
2015 | NE_2_MISO_W | NE | MISO_W | Internal | Summer | B6 | 300 | 1600 | 0 | 40.56 | 40.56 | 5 | 0
2015 | NE_2_MISO_W | NE | MISO_W | Internal | Summer | B7 | 400 | 1600 | 0 | 35.81 | 35.81 | 5 | 0
2015 | NE_2_MISO_W | NE | MISO_W | Internal | Summer | B8 | 500 | 1600 | 0 | 34.01 | 33.05 | 5 | 0
2015 | NE_2_MISO_W | NE | MISO_W | Internal | Summer | B9 | 800 | 1600 | 0 | 34.01 | 32.79 | 5 | 0
2015 | NE_2_MISO_W | NE | MISO_W | Internal | Summer | B10 | 1262 | 1600 | 0 | 33.22 | 31.03 | 5 | 0
2015 | NE_2_MISO_W | NE | MISO_W | Internal | Winter | B16 | 25 | 1600 | 0 | 46.52 | 46.52 | 5 | 0
2015 | NE_2_MISO_W | NE | MISO_W | Internal | Winter | B17 | 100 | 1600 | 0 | 40.06 | 40.06 | 5 | 0
2015 | NE_2_MISO_W | NE | MISO_W | Internal | Winter | B18 | 400 | 1600 | 0 | 38.66 | 36.76 | 5 | 0
2015 | NE_2_MISO_W | NE | MISO_W | Internal | Winter | B19 | 700 | 1600 | 0 | 38.66 | 36.07 | 5 | 0
2015 | NE_2_MISO_W | NE | MISO_W | Internal | Winter | B20 | 935 | 1600 | 0 | 33.77 | 32.72 | 5 | 0
2015 | NE_2_SPP_N | NE | SPP_N | Internal | Shoulder | B11 | 25 | 1800 | 1800 | 45.72 | 52.72 | 0.01 | 6.99
2015 | NE_2_SPP_N | NE | SPP_N | Internal | Shoulder | B12 | 200 | 1800 | 1479.83 | 39.2 | 39.21 | 0.01 | 0
2015 | NE_2_SPP_N | NE | SPP_N | Internal | Shoulder | B13 | 600 | 1800 | 1800 | 36.76 | 37.6 | 0.01 | 0.83
2015 | NE_2_SPP_N | NE | SPP_N | Internal | Shoulder | B14 | 900 | 1800 | 1109.09 | 36.33 | 36.34 | 0.01 | 0
2015 | NE_2_SPP_N | NE | SPP_N | Internal | Shoulder | B15 | 1203 | 1800 | 1675.99 | 36.33 | 36.34 | 0.01 | 0
2015 | NE_2_SPP_N | NE | SPP_N | Internal | Summer | B1 | 10 | 1800 | 1799.99 | 57.36 | 58.76 | 0.01 | 1.4
2015 | NE_2_SPP_N | NE | SPP_N | Internal | Summer | B2 | 25 | 1800 | 1800 | 57.36 | 58.76 | 0.01 | 1.4
2015 | NE_2_SPP_N | NE | SPP_N | Internal | Summer | B3 | 75 | 1800 | 1800 | 57.36 | 58.76 | 0.01 | 1.4
2015 | NE_2_SPP_N | NE | SPP_N | Internal | Summer | B4 | 100 | 1800 | 1358.73 | 53.92 | 53.94 | 0.01 | 0
2015 | NE_2_SPP_N | NE | SPP_N | Internal | Summer | B5 | 200 | 1800 | 1514.02 | 52.07 | 52.08 | 0.01 | 0
2015 | NE_2_SPP_N | NE | SPP_N | Internal | Summer | B6 | 300 | 1800 | 1800 | 40.56 | 47.56 | 0.01 | 6.99
2015 | NE_2_SPP_N | NE | SPP_N | Internal | Summer | B7 | 400 | 1800 | 1800 | 35.81 | 42.81 | 0.01 | 6.99
2015 | NE_2_SPP_N | NE | SPP_N | Internal | Summer | B8 | 500 | 1800 | 1800 | 34.01 | 36.69 | 0.01 | 2.67
2015 | NE_2_SPP_N | NE | SPP_N | Internal | Summer | B9 | 800 | 1800 | 1800 | 34.01 | 35.12 | 0.01 | 1.1
2015 | NE_2_SPP_N | NE | SPP_N | Internal | Summer | B10 | 1262 | 1800 | 1800 | 33.22 | 34.55 | 0.01 | 1.32
2015 | NE_2_SPP_N | NE | SPP_N | Internal | Winter | B16 | 25 | 1800 | 1800 | 46.52 | 47.54 | 0.01 | 1.01
2015 | NE_2_SPP_N | NE | SPP_N | Internal | Winter | B17 | 100 | 1800 | 1604.08 | 40.06 | 40.07 | 0.01 | 0
2015 | NE_2_SPP_N | NE | SPP_N | Internal | Winter | B18 | 400 | 1800 | 1800 | 38.66 | 38.72 | 0.01 | 0.05
2015 | NE_2_SPP_N | NE | SPP_N | Internal | Winter | B19 | 700 | 1800 | 1552.35 | 38.66 | 38.67 | 0.01 | 0
2015 | NE_2_SPP_N | NE | SPP_N | Internal | Winter | B20 | 935 | 1800 | 1800 | 33.77 | 38.07 | 0.01 | 4.29
2015 | NEISO_2_NYISO_A-F | NEISO | NYISO_A-F | Internal | Shoulder | B11 | 25 | 600 | 424.97 | 36.73 | 39.73 | 3 | 0
2015 | NEISO_2_NYISO_A-F | NEISO | NYISO_A-F | Internal | Shoulder | B12 | 200 | 600 | 430.43 | 36.73 | 39.73 | 3 | 0
2015 | NEISO_2_NYISO_A-F | NEISO | NYISO_A-F | Internal | Shoulder | B13 | 600 | 600 | 0 | 36.73 | 38.47 | 3 | 0
2015 | NEISO_2_NYISO_A-F | NEISO | NYISO_A-F | Internal | Shoulder | B14 | 900 | 600 | 0 | 36.73 | 38.42 | 3 | 0
2015 | NEISO_2_NYISO_A-F | NEISO | NYISO_A-F | Internal | Shoulder | B15 | 1203 | 600 | 0 | 36.73 | 38.42 | 3 | 0
2015 | NEISO_2_NYISO_A-F | NEISO | NYISO_A-F | Internal | Summer | B1 | 10 | 600 | 0 | 53.66 | 51.8 | 3 | 0
2015 | NEISO_2_NYISO_A-F | NEISO | NYISO_A-F | Internal | Summer | B2 | 25 | 600 | 0 | 50.41 | 51.8 | 3 | 0
2015 | NEISO_2_NYISO_A-F | NEISO | NYISO_A-F | Internal | Summer | B3 | 75 | 600 | 0 | 47.14 | 48.95 | 3 | 0
2015 | NEISO_2_NYISO_A-F | NEISO | NYISO_A-F | Internal | Summer | B4 | 100 | 600 | 600 | 37.76 | 45.28 | 3 | 4.52
2015 | NEISO_2_NYISO_A-F | NEISO | NYISO_A-F | Internal | Summer | B5 | 200 | 600 | 600 | 34.08 | 43 | 3 | 5.92
2015 | NEISO_2_NYISO_A-F | NEISO | NYISO_A-F | Internal | Summer | B6 | 300 | 600 | 600 | 34.08 | 39.56 | 3 | 2.48
2015 | NEISO_2_NYISO_A-F | NEISO | NYISO_A-F | Internal | Summer | B7 | 400 | 600 | 600 | 34.08 | 39.23 | 3 | 2.15
2015 | NEISO_2_NYISO_A-F | NEISO | NYISO_A-F | Internal | Summer | B8 | 500 | 600 | 600 | 34.08 | 37.74 | 3 | 0.66
2015 | NEISO_2_NYISO_A-F | NEISO | NYISO_A-F | Internal | Summer | B9 | 800 | 600 | 0 | 34.08 | 37.07 | 3 | 0
2015 | NEISO_2_NYISO_A-F | NEISO | NYISO_A-F | Internal | Summer | B10 | 1262 | 600 | 0 | 34.08 | 37.07 | 3 | 0
2015 | NEISO_2_NYISO_A-F | NEISO | NYISO_A-F | Internal | Winter | B16 | 25 | 600 | 0 | 44.99 | 45.86 | 3 | 0
2015 | NEISO_2_NYISO_A-F | NEISO | NYISO_A-F | Internal | Winter | B17 | 100 | 600 | 0 | 44.99 | 43.08 | 3 | 0
2015 | NEISO_2_NYISO_A-F | NEISO | NYISO_A-F | Internal | Winter | B18 | 400 | 600 | 0 | 44.99 | 43.08 | 3 | 0
2015 | NEISO_2_NYISO_A-F | NEISO | NYISO_A-F | Internal | Winter | B19 | 700 | 600 | 0 | 44.99 | 43.08 | 3 | 0
2015 | NEISO_2_NYISO_A-F | NEISO | NYISO_A-F | Internal | Winter | B20 | 935 | 600 | 0 | 44.99 | 43.08 | 3 | 0
2015 | NEISO_2_NYISO_G-I | NEISO | NYISO_G-I | Internal | Shoulder | B11 | 25 | 600 | 600 | 36.73 | 40.85 | 3 | 1.12
2015 | NEISO_2_NYISO_G-I | NEISO | NYISO_G-I | Internal | Shoulder | B12 | 200 | 600 | 600 | 36.73 | 40.85 | 3 | 1.12
2015 | NEISO_2_NYISO_G-I | NEISO | NYISO_G-I | Internal | Shoulder | B13 | 600 | 600 | 358.87 | 36.73 | 39.73 | 3 | 0
2015 | NEISO_2_NYISO_G-I | NEISO | NYISO_G-I | Internal | Shoulder | B14 | 900 | 600 | 0 | 36.73 | 39.38 | 3 | 0
2015 | NEISO_2_NYISO_G-I | NEISO | NYISO_G-I | Internal | Shoulder | B15 | 1203 | 600 | 0 | 36.73 | 38.43 | 3 | 0
2015 | NEISO_2_NYISO_G-I | NEISO | NYISO_G-I | Internal | Summer | B1 | 10 | 600 | 0 | 53.66 | 54.06 | 3 | 0
2015 | NEISO_2_NYISO_G-I | NEISO | NYISO_G-I | Internal | Summer | B2 | 25 | 600 | 0.27 | 50.41 | 53.39 | 3 | 0
2015 | NEISO_2_NYISO_G-I | NEISO | NYISO_G-I | Internal | Summer | B3 | 75 | 600 | 518.34 | 47.14 | 50.14 | 3 | 0
2015 | NEISO_2_NYISO_G-I | NEISO | NYISO_G-I | Internal | Summer | B4 | 100 | 600 | 600 | 37.76 | 50.14 | 3 | 9.38
2015 | NEISO_2_NYISO_G-I | NEISO | NYISO_G-I | Internal | Summer | B5 | 200 | 600 | 600 | 34.08 | 50.14 | 3 | 13.05
2015 | NEISO_2_NYISO_G-I | NEISO | NYISO_G-I | Internal | Summer | B6 | 300 | 600 | 600 | 34.08 | 50.14 | 3 | 13.05
2015 | NEISO_2_NYISO_G-I | NEISO | NYISO_G-I | Internal | Summer | B7 | 400 | 600 | 600 | 34.08 | 39.25 | 3 | 2.16
2015 | NEISO_2_NYISO_G-I | NEISO | NYISO_G-I | Internal | Summer | B8 | 500 | 600 | 600 | 34.08 | 37.75 | 3 | 0.67
2015 | NEISO_2_NYISO_G-I | NEISO | NYISO_G-I | Internal | Summer | B9 | 800 | 600 | 492.07 | 34.08 | 37.08 | 3 | 0
2015 | NEISO_2_NYISO_G-I | NEISO | NYISO_G-I | Internal | Summer | B10 | 1262 | 600 | 476.95 | 34.08 | 37.08 | 3 | 0
2015 | NEISO_2_NYISO_G-I | NEISO | NYISO_G-I | Internal | Winter | B16 | 25 | 600 | 600 | 44.99 | 51.77 | 3 | 3.78
2015 | NEISO_2_NYISO_G-I | NEISO | NYISO_G-I | Internal | Winter | B17 | 100 | 600 | 600 | 44.99 | 51.49 | 3 | 3.5
2015 | NEISO_2_NYISO_G-I | NEISO | NYISO_G-I | Internal | Winter | B18 | 400 | 600 | 600 | 44.99 | 50.3 | 3 | 2.31
2015 | NEISO_2_NYISO_G-I | NEISO | NYISO_G-I | Internal | Winter | B19 | 700 | 600 | 508.84 | 44.99 | 47.99 | 3 | 0
2015 | NEISO_2_NYISO_G-I | NEISO | NYISO_G-I | Internal | Winter | B20 | 935 | 600 | 0 | 44.99 | 46.43 | 3 | 0
2015 | NEISO_2_NYISO_J-K | NEISO | NYISO_J-K | Internal | Shoulder | B11 | 25 | 430 | 430 | 36.73 | 40.86 | 3 | 1.13
2015 | NEISO_2_NYISO_J-K | NEISO | NYISO_J-K | Internal | Shoulder | B12 | 200 | 430 | 430 | 36.73 | 40.86 | 3 | 1.13
2015 | NEISO_2_NYISO_J-K | NEISO | NYISO_J-K | Internal | Shoulder | B13 | 600 | 430 | 429.99 | 36.73 | 39.74 | 3 | 0.01
2015 | NEISO_2_NYISO_J-K | NEISO | NYISO_J-K | Internal | Shoulder | B14 | 900 | 430 | 0 | 36.73 | 39.39 | 3 | 0
2015 | NEISO_2_NYISO_J-K | NEISO | NYISO_J-K | Internal | Shoulder | B15 | 1203 | 430 | 0 | 36.73 | 38.44 | 3 | 0
2015 | NEISO_2_NYISO_J-K | NEISO | NYISO_J-K | Internal | Summer | B1 | 10 | 430 | 0 | 53.66 | 54.07 | 3 | 0
2015 | NEISO_2_NYISO_J-K | NEISO | NYISO_J-K | Internal | Summer | B2 | 25 | 430 | 290.41 | 50.41 | 53.41 | 3 | 0
2015 | NEISO_2_NYISO_J-K | NEISO | NYISO_J-K | Internal | Summer | B3 | 75 | 430 | 429.91 | 47.14 | 50.15 | 3 | 0.01
2015 | NEISO_2_NYISO_J-K | NEISO | NYISO_J-K | Internal | Summer | B4 | 100 | 430 | 430 | 37.76 | 50.15 | 3 | 9.39
2015 | NEISO_2_NYISO_J-K | NEISO | NYISO_J-K | Internal | Summer | B5 | 200 | 430 | 430 | 34.08 | 50.15 | 3 | 13.07
2015 | NEISO_2_NYISO_J-K | NEISO | NYISO_J-K | Internal | Summer | B6 | 300 | 430 | 430 | 34.08 | 50.15 | 3 | 13.07
2015 | NEISO_2_NYISO_J-K | NEISO | NYISO_J-K | Internal | Summer | B7 | 400 | 430 | 430 | 34.08 | 39.26 | 3 | 2.18
2015 | NEISO_2_NYISO_J-K | NEISO | NYISO_J-K | Internal | Summer | B8 | 500 | 430 | 430 | 34.08 | 37.77 | 3 | 0.69
2015 | NEISO_2_NYISO_J-K | NEISO | NYISO_J-K | Internal | Summer | B9 | 800 | 430 | 429.99 | 34.08 | 37.09 | 3 | 0.01
2015 | NEISO_2_NYISO_J-K | NEISO | NYISO_J-K | Internal | Summer | B10 | 1262 | 430 | 429.99 | 34.08 | 37.09 | 3 | 0.01
2015 | NEISO_2_NYISO_J-K | NEISO | NYISO_J-K | Internal | Winter | B16 | 25 | 430 | 430 | 44.99 | 51.78 | 3 | 3.79
2015 | NEISO_2_NYISO_J-K | NEISO | NYISO_J-K | Internal | Winter | B17 | 100 | 430 | 430 | 44.99 | 51.5 | 3 | 3.51
2015 | NEISO_2_NYISO_J-K | NEISO | NYISO_J-K | Internal | Winter | B18 | 400 | 430 | 430 | 44.99 | 50.32 | 3 | 2.32
2015 | NEISO_2_NYISO_J-K | NEISO | NYISO_J-K | Internal | Winter | B19 | 700 | 430 | 430 | 44.99 | 48.68 | 3 | 0.69
2015 | NEISO_2_NYISO_J-K | NEISO | NYISO_J-K | Internal | Winter | B20 | 935 | 430 | 0 | 44.99 | 46.44 | 3 | 0
2015 | NonRTO_Midwest_2_MISO_IN | NonRTO_Midwest | MISO_IN | Internal | Shoulder | B11 | 25 | 4450 | 0 | 53.74 | 45.74 | 8 | 0
2015 | NonRTO_Midwest_2_MISO_IN | NonRTO_Midwest | MISO_IN | Internal | Shoulder | B12 | 200 | 4450 | 0 | 47.22 | 39.22 | 8 | 0
2015 | NonRTO_Midwest_2_MISO_IN | NonRTO_Midwest | MISO_IN | Internal | Shoulder | B13 | 600 | 4450 | 0 | 43.44 | 36.77 | 8 | 0
2015 | NonRTO_Midwest_2_MISO_IN | NonRTO_Midwest | MISO_IN | Internal | Shoulder | B14 | 900 | 4450 | 0 | 35.44 | 35.35 | 8 | 0
2015 | NonRTO_Midwest_2_MISO_IN | NonRTO_Midwest | MISO_IN | Internal | Shoulder | B15 | 1203 | 4450 | 0 | 33.71 | 33.4 | 8 | 0
2015 | NonRTO_Midwest_2_MISO_IN | NonRTO_Midwest | MISO_IN | Internal | Summer | B1 | 10 | 4450 | 0 | 63.36 | 57.38 | 8 | 0
2015 | NonRTO_Midwest_2_MISO_IN | NonRTO_Midwest | MISO_IN | Internal | Summer | B2 | 25 | 4450 | 0 | 63.36 | 56.41 | 8 | 0
2015 | NonRTO_Midwest_2_MISO_IN | NonRTO_Midwest | MISO_IN | Internal | Summer | B3 | 75 | 4450 | 0 | 63.36 | 55.36 | 8 | 0
2015 | NonRTO_Midwest_2_MISO_IN | NonRTO_Midwest | MISO_IN | Internal | Summer | B4 | 100 | 4450 | 0 | 59.28 | 51.28 | 8 | 0
2015 | NonRTO_Midwest_2_MISO_IN | NonRTO_Midwest | MISO_IN | Internal | Summer | B5 | 200 | 4450 | 0 | 53.08 | 45.08 | 8 | 0
2015 | NonRTO_Midwest_2_MISO_IN | NonRTO_Midwest | MISO_IN | Internal | Summer | B6 | 300 | 4450 | 0 | 43.28 | 39.57 | 8 | 0
2015 | NonRTO_Midwest_2_MISO_IN | NonRTO_Midwest | MISO_IN | Internal | Summer | B7 | 400 | 4450 | 0 | 35.44 | 35.81 | 8 | 0
2015 | NonRTO_Midwest_2_MISO_IN | NonRTO_Midwest | MISO_IN | Internal | Summer | B8 | 500 | 4450 | 0 | 34.38 | 33.56 | 8 | 0
2015 | NonRTO_Midwest_2_MISO_IN | NonRTO_Midwest | MISO_IN | Internal | Summer | B9 | 800 | 4450 | 0 | 33.71 | 33.24 | 8 | 0
2015 | NonRTO_Midwest_2_MISO_IN | NonRTO_Midwest | MISO_IN | Internal | Summer | B10 | 1262 | 4450 | 0 | 33.47 | 32.29 | 8 | 0
2015 | NonRTO_Midwest_2_MISO_IN | NonRTO_Midwest | MISO_IN | Internal | Winter | B16 | 25 | 4450 | 0 | 54.54 | 46.54 | 8 | 0
2015 | NonRTO_Midwest_2_MISO_IN | NonRTO_Midwest | MISO_IN | Internal | Winter | B17 | 100 | 4450 | 0 | 48.59 | 40.59 | 8 | 0
2015 | NonRTO_Midwest_2_MISO_IN | NonRTO_Midwest | MISO_IN | Internal | Winter | B18 | 400 | 4450 | 0 | 44.76 | 36.76 | 8 | 0
2015 | NonRTO_Midwest_2_MISO_IN | NonRTO_Midwest | MISO_IN | Internal | Winter | B19 | 700 | 4450 | 0 | 35.65 | 35.73 | 8 | 0
2015 | NonRTO_Midwest_2_MISO_IN | NonRTO_Midwest | MISO_IN | Internal | Winter | B20 | 935 | 4450 | 0 | 33.74 | 33.24 | 8 | 0
2015 | NonRTO_Midwest_2_TVA_Transmission | NonRTO_Midwest | TVA_Transmission | Internal | Shoulder | B11 | 25 | 2400 | 0 | 53.74 | 52.74 | 8 | 0
2015 | NonRTO_Midwest_2_TVA_Transmission | NonRTO_Midwest | TVA_Transmission | Internal | Shoulder | B12 | 200 | 2400 | 0 | 47.22 | 42.76 | 8 | 0
2015 | NonRTO_Midwest_2_TVA_Transmission | NonRTO_Midwest | TVA_Transmission | Internal | Shoulder | B13 | 600 | 2400 | 0 | 43.44 | 41 | 8 | 0
2015 | NonRTO_Midwest_2_TVA_Transmission | NonRTO_Midwest | TVA_Transmission | Internal | Shoulder | B14 | 900 | 2400 | 0 | 35.44 | 39.9 | 8 | 0
2015 | NonRTO_Midwest_2_TVA_Transmission | NonRTO_Midwest | TVA_Transmission | Internal | Shoulder | B15 | 1203 | 2400 | 0 | 33.71 | 39.06 | 8 | 0
2015 | NonRTO_Midwest_2_TVA_Transmission | NonRTO_Midwest | TVA_Transmission | Internal | Summer | B1 | 10 | 2400 | 0 | 63.36 | 65.37 | 8 | 0
2015 | NonRTO_Midwest_2_TVA_Transmission | NonRTO_Midwest | TVA_Transmission | Internal | Summer | B2 | 25 | 2400 | 0 | 63.36 | 64.4 | 8 | 0
2015 | NonRTO_Midwest_2_TVA_Transmission | NonRTO_Midwest | TVA_Transmission | Internal | Summer | B3 | 75 | 2400 | 0 | 63.36 | 62.94 | 8 | 0
2015 | NonRTO_Midwest_2_TVA_Transmission | NonRTO_Midwest | TVA_Transmission | Internal | Summer | B4 | 100 | 2400 | 0 | 59.28 | 59.27 | 8 | 0
2015 | NonRTO_Midwest_2_TVA_Transmission | NonRTO_Midwest | TVA_Transmission | Internal | Summer | B5 | 200 | 2400 | 0 | 53.08 | 51.97 | 8 | 0
2015 | NonRTO_Midwest_2_TVA_Transmission | NonRTO_Midwest | TVA_Transmission | Internal | Summer | B6 | 300 | 2400 | 0 | 43.28 | 44.09 | 8 | 0
2015 | NonRTO_Midwest_2_TVA_Transmission | NonRTO_Midwest | TVA_Transmission | Internal | Summer | B7 | 400 | 2400 | 0 | 35.44 | 41.83 | 8 | 0
2015 | NonRTO_Midwest_2_TVA_Transmission | NonRTO_Midwest | TVA_Transmission | Internal | Summer | B8 | 500 | 2400 | 0 | 34.38 | 38.69 | 8 | 0
2015 | NonRTO_Midwest_2_TVA_Transmission | NonRTO_Midwest | TVA_Transmission | Internal | Summer | B9 | 800 | 2400 | 0 | 33.71 | 38.28 | 8 | 0
2015 | NonRTO_Midwest_2_TVA_Transmission | NonRTO_Midwest | TVA_Transmission | Internal | Summer | B10 | 1262 | 2400 | 0 | 33.47 | 36.25 | 8 | 0
2015 | NonRTO_Midwest_2_TVA_Transmission | NonRTO_Midwest | TVA_Transmission | Internal | Winter | B16 | 25 | 2400 | 0 | 54.54 | 53.72 | 8 | 0
2015 | NonRTO_Midwest_2_TVA_Transmission | NonRTO_Midwest | TVA_Transmission | Internal | Winter | B17 | 100 | 2400 | 0 | 48.59 | 44.81 | 8 | 0
2015 | NonRTO_Midwest_2_TVA_Transmission | NonRTO_Midwest | TVA_Transmission | Internal | Winter | B18 | 400 | 2400 | 0 | 44.76 | 41.34 | 8 | 0
2015 | NonRTO_Midwest_2_TVA_Transmission | NonRTO_Midwest | TVA_Transmission | Internal | Winter | B19 | 700 | 2400 | 0 | 35.65 | 40.09 | 8 | 0
2015 | NonRTO_Midwest_2_TVA_Transmission | NonRTO_Midwest | TVA_Transmission | Internal | Winter | B20 | 935 | 2400 | 0 | 33.74 | 38.91 | 8 | 0
2015 | NYISO_A-F_2_IESO | NYISO_A-F | IESO | Internal | Shoulder | B11 | 25 | 1600 | 0 | 39.73 | 28.36 | 7 | 0
2015 | NYISO_A-F_2_IESO | NYISO_A-F | IESO | Internal | Shoulder | B12 | 200 | 1600 | 0 | 39.73 | 32.19 | 7 | 0
2015 | NYISO_A-F_2_IESO | NYISO_A-F | IESO | Internal | Shoulder | B13 | 600 | 1600 | 0 | 38.47 | 28.36 | 7 | 0
2015 | NYISO_A-F_2_IESO | NYISO_A-F | IESO | Internal | Shoulder | B14 | 900 | 1600 | 0 | 38.42 | 28.36 | 7 | 0
2015 | NYISO_A-F_2_IESO | NYISO_A-F | IESO | Internal | Shoulder | B15 | 1203 | 1600 | 0 | 38.42 | 28.36 | 7 | 0
2015 | NYISO_A-F_2_IESO | NYISO_A-F | IESO | Internal | Summer | B1 | 10 | 1600 | 0 | 51.8 | 44.8 | 7 | 0
2015 | NYISO_A-F_2_IESO | NYISO_A-F | IESO | Internal | Summer | B2 | 25 | 1600 | 0 | 51.8 | 44.8 | 7 | 0
2015 | NYISO_A-F_2_IESO | NYISO_A-F | IESO | Internal | Summer | B3 | 75 | 1600 | 0 | 48.95 | 41.79 | 7 | 0
2015 | NYISO_A-F_2_IESO | NYISO_A-F | IESO | Internal | Summer | B4 | 100 | 1600 | 0 | 45.28 | 38.28 | 7 | 0
2015 | NYISO_A-F_2_IESO | NYISO_A-F | IESO | Internal | Summer | B5 | 200 | 1600 | 0 | 43 | 36 | 7 | 0
2015 | NYISO_A-F_2_IESO | NYISO_A-F | IESO | Internal | Summer | B6 | 300 | 1600 | 0 | 39.56 | 32.56 | 7 | 0
2015 | NYISO_A-F_2_IESO | NYISO_A-F | IESO | Internal | Summer | B7 | 400 | 1600 | 0 | 39.23 | 28.82 | 7 | 0
2015 | NYISO_A-F_2_IESO | NYISO_A-F | IESO | Internal | Summer | B8 | 500 | 1600 | 0 | 37.74 | 26.57 | 7 | 0
2015 | NYISO_A-F_2_IESO | NYISO_A-F | IESO | Internal | Summer | B9 | 800 | 1600 | 0 | 37.07 | 26.57 | 7 | 0
2015 | NYISO_A-F_2_IESO | NYISO_A-F | IESO | Internal | Summer | B10 | 1262 | 1600 | 0 | 37.07 | 26.57 | 7 | 0
2015 | NYISO_A-F_2_IESO | NYISO_A-F | IESO | Internal | Winter | B16 | 25 | 1600 | 0 | 45.86 | 38.86 | 7 | 0
2015 | NYISO_A-F_2_IESO | NYISO_A-F | IESO | Internal | Winter | B17 | 100 | 1600 | 0 | 43.08 | 33.59 | 7 | 0
2015 | NYISO_A-F_2_IESO | NYISO_A-F | IESO | Internal | Winter | B18 | 400 | 1600 | 0 | 43.08 | 30.95 | 7 | 0
2015 | NYISO_A-F_2_IESO | NYISO_A-F | IESO | Internal | Winter | B19 | 700 | 1600 | 0 | 43.08 | 30.95 | 7 | 0
2015 | NYISO_A-F_2_IESO | NYISO_A-F | IESO | Internal | Winter | B20 | 935 | 1600 | 0 | 43.08 | 30.95 | 7 | 0
2015 | NYISO_A-F_2_NEISO | NYISO_A-F | NEISO | Internal | Shoulder | B11 | 25 | 600 | 0 | 39.73 | 36.73 | 3 | 0
2015 | NYISO_A-F_2_NEISO | NYISO_A-F | NEISO | Internal | Shoulder | B12 | 200 | 600 | 0 | 39.73 | 36.73 | 3 | 0
2015 | NYISO_A-F_2_NEISO | NYISO_A-F | NEISO | Internal | Shoulder | B13 | 600 | 600 | 0 | 38.47 | 36.73 | 3 | 0
2015 | NYISO_A-F_2_NEISO | NYISO_A-F | NEISO | Internal | Shoulder | B14 | 900 | 600 | 0 | 38.42 | 36.73 | 3 | 0
2015 | NYISO_A-F_2_NEISO | NYISO_A-F | NEISO | Internal | Shoulder | B15 | 1203 | 600 | 0 | 38.42 | 36.73 | 3 | 0
2015 | NYISO_A-F_2_NEISO | NYISO_A-F | NEISO | Internal | Summer | B1 | 10 | 600 | 0 | 51.8 | 53.66 | 3 | 0
2015 | NYISO_A-F_2_NEISO | NYISO_A-F | NEISO | Internal | Summer | B2 | 25 | 600 | 0 | 51.8 | 50.41 | 3 | 0
2015 | NYISO_A-F_2_NEISO | NYISO_A-F | NEISO | Internal | Summer | B3 | 75 | 600 | 0 | 48.95 | 47.14 | 3 | 0
2015 | NYISO_A-F_2_NEISO | NYISO_A-F | NEISO | Internal | Summer | B4 | 100 | 600 | 0 | 45.28 | 37.76 | 3 | 0
2015 | NYISO_A-F_2_NEISO | NYISO_A-F | NEISO | Internal | Summer | B5 | 200 | 600 | 0 | 43 | 34.08 | 3 | 0
2015 | NYISO_A-F_2_NEISO | NYISO_A-F | NEISO | Internal | Summer | B6 | 300 | 600 | 0 | 39.56 | 34.08 | 3 | 0
2015 | NYISO_A-F_2_NEISO | NYISO_A-F | NEISO | Internal | Summer | B7 | 400 | 600 | 0 | 39.23 | 34.08 | 3 | 0
2015 | NYISO_A-F_2_NEISO | NYISO_A-F | NEISO | Internal | Summer | B8 | 500 | 600 | 0 | 37.74 | 34.08 | 3 | 0
2015 | NYISO_A-F_2_NEISO | NYISO_A-F | NEISO | Internal | Summer | B9 | 800 | 600 | 0 | 37.07 | 34.08 | 3 | 0
2015 | NYISO_A-F_2_NEISO | NYISO_A-F | NEISO | Internal | Summer | B10 | 1262 | 600 | 0 | 37.07 | 34.08 | 3 | 0
2015 | NYISO_A-F_2_NEISO | NYISO_A-F | NEISO | Internal | Winter | B16 | 25 | 600 | 0 | 45.86 | 44.99 | 3 | 0
2015 | NYISO_A-F_2_NEISO | NYISO_A-F | NEISO | Internal | Winter | B17 | 100 | 600 | 0 | 43.08 | 44.99 | 3 | 0
2015 | NYISO_A-F_2_NEISO | NYISO_A-F | NEISO | Internal | Winter | B18 | 400 | 600 | 0 | 43.08 | 44.99 | 3 | 0
2015 | NYISO_A-F_2_NEISO | NYISO_A-F | NEISO | Internal | Winter | B19 | 700 | 600 | 0 | 43.08 | 44.99 | 3 | 0
2015 | NYISO_A-F_2_NEISO | NYISO_A-F | NEISO | Internal | Winter | B20 | 935 | 600 | 0 | 43.08 | 44.99 | 3 | 0
2015 | NYISO_A-F_2_NYISO_G-I | NYISO_A-F | NYISO_G-I | Internal | Shoulder | B11 | 25 | 4250 | 4250 | 39.73 | 40.85 | 0.01 | 1.11
2015 | NYISO_A-F_2_NYISO_G-I | NYISO_A-F | NYISO_G-I | Internal | Shoulder | B12 | 200 | 4250 | 4250 | 39.73 | 40.85 | 0.01 | 1.11
2015 | NYISO_A-F_2_NYISO_G-I | NYISO_A-F | NYISO_G-I | Internal | Shoulder | B13 | 600 | 4250 | 4250 | 38.47 | 39.73 | 0.01 | 1.25
2015 | NYISO_A-F_2_NYISO_G-I | NYISO_A-F | NYISO_G-I | Internal | Shoulder | B14 | 900 | 4250 | 4250 | 38.42 | 39.38 | 0.01 | 0.95
2015 | NYISO_A-F_2_NYISO_G-I | NYISO_A-F | NYISO_G-I | Internal | Shoulder | B15 | 1203 | 4250 | 3023.11 | 38.42 | 38.43 | 0.01 | 0
2015 | NYISO_A-F_2_NYISO_G-I | NYISO_A-F | NYISO_G-I | Internal | Summer | B1 | 10 | 4250 | 4250 | 51.8 | 54.06 | 0.01 | 2.25
2015 | NYISO_A-F_2_NYISO_G-I | NYISO_A-F | NYISO_G-I | Internal | Summer | B2 | 25 | 4250 | 4250 | 51.8 | 53.39 | 0.01 | 1.58
2015 | NYISO_A-F_2_NYISO_G-I | NYISO_A-F | NYISO_G-I | Internal | Summer | B3 | 75 | 4250 | 4250 | 48.95 | 50.14 | 0.01 | 1.17
2015 | NYISO_A-F_2_NYISO_G-I | NYISO_A-F | NYISO_G-I | Internal | Summer | B4 | 100 | 4250 | 4250 | 45.28 | 50.14 | 0.01 | 4.84
2015 | NYISO_A-F_2_NYISO_G-I | NYISO_A-F | NYISO_G-I | Internal | Summer | B5 | 200 | 4250 | 4250 | 43 | 50.14 | 0.01 | 7.12
2015 | NYISO_A-F_2_NYISO_G-I | NYISO_A-F | NYISO_G-I | Internal | Summer | B6 | 300 | 4250 | 4250 | 39.56 | 50.14 | 0.01 | 10.56
2015 | NYISO_A-F_2_NYISO_G-I | NYISO_A-F | NYISO_G-I | Internal | Summer | B7 | 400 | 4250 | 4007.23 | 39.23 | 39.25 | 0.01 | 0
2015 | NYISO_A-F_2_NYISO_G-I | NYISO_A-F | NYISO_G-I | Internal | Summer | B8 | 500 | 4250 | 4175.1 | 37.74 | 37.75 | 0.01 | 0
2015 | NYISO_A-F_2_NYISO_G-I | NYISO_A-F | NYISO_G-I | Internal | Summer | B9 | 800 | 4250 | 3547.29 | 37.07 | 37.08 | 0.01 | 0
2015 | NYISO_A-F_2_NYISO_G-I | NYISO_A-F | NYISO_G-I | Internal | Summer | B10 | 1262 | 4250 | 1342.93 | 37.07 | 37.08 | 0.01 | 0
2015 | NYISO_A-F_2_NYISO_G-I | NYISO_A-F | NYISO_G-I | Internal | Winter | B16 | 25 | 4250 | 4250 | 45.86 | 51.77 | 0.01 | 5.9
2015 | NYISO_A-F_2_NYISO_G-I | NYISO_A-F | NYISO_G-I | Internal | Winter | B17 | 100 | 4250 | 4250 | 43.08 | 51.49 | 0.01 | 8.4
2015 | NYISO_A-F_2_NYISO_G-I | NYISO_A-F | NYISO_G-I | Internal | Winter | B18 | 400 | 4250 | 4250 | 43.08 | 50.3 | 0.01 | 7.21
2015 | NYISO_A-F_2_NYISO_G-I | NYISO_A-F | NYISO_G-I | Internal | Winter | B19 | 700 | 4250 | 4250 | 43.08 | 47.99 | 0.01 | 4.9
2015 | NYISO_A-F_2_NYISO_G-I | NYISO_A-F | NYISO_G-I | Internal | Winter | B20 | 935 | 4250 | 4250 | 43.08 | 46.43 | 0.01 | 3.34
2015 | NYISO_A-F_2_PJM_ROM | NYISO_A-F | PJM_ROM | Internal | Shoulder | B11 | 25 | 1000 | 333.16 | 39.73 | 47.73 | 8 | 0
2015 | NYISO_A-F_2_PJM_ROM | NYISO_A-F | PJM_ROM | Internal | Shoulder | B12 | 200 | 1000 | 0 | 39.73 | 41.22 | 8 | 0
2015 | NYISO_A-F_2_PJM_ROM | NYISO_A-F | PJM_ROM | Internal | Shoulder | B13 | 600 | 1000 | 0 | 38.47 | 39.57 | 8 | 0
2015 | NYISO_A-F_2_PJM_ROM | NYISO_A-F | PJM_ROM | Internal | Shoulder | B14 | 900 | 1000 | 0 | 38.42 | 38.35 | 8 | 0
2015 | NYISO_A-F_2_PJM_ROM | NYISO_A-F | PJM_ROM | Internal | Shoulder | B15 | 1203 | 1000 | 0 | 38.42 | 37.24 | 8 | 0
2015 | NYISO_A-F_2_PJM_ROM | NYISO_A-F | PJM_ROM | Internal | Summer | B1 | 10 | 1000 | 0.02 | 51.8 | 59.38 | 8 | 0
2015 | NYISO_A-F_2_PJM_ROM | NYISO_A-F | PJM_ROM | Internal | Summer | B2 | 25 | 1000 | 0 | 51.8 | 58.41 | 8 | 0
2015 | NYISO_A-F_2_PJM_ROM | NYISO_A-F | PJM_ROM | Internal | Summer | B3 | 75 | 1000 | 784.45 | 48.95 | 56.95 | 8 | 0
2015 | NYISO_A-F_2_PJM_ROM | NYISO_A-F | PJM_ROM | Internal | Summer | B4 | 100 | 1000 | 808.15 | 45.28 | 53.28 | 8 | 0
2015 | NYISO_A-F_2_PJM_ROM | NYISO_A-F | PJM_ROM | Internal | Summer | B5 | 200 | 1000 | 0 | 43 | 47.08 | 8 | 0
2015 | NYISO_A-F_2_PJM_ROM | NYISO_A-F | PJM_ROM | Internal | Summer | B6 | 300 | 1000 | 0 | 39.56 | 41.57 | 8 | 0
2015 | NYISO_A-F_2_PJM_ROM | NYISO_A-F | PJM_ROM | Internal | Summer | B7 | 400 | 1000 | 0 | 39.23 | 37.94 | 8 | 0
2015 | NYISO_A-F_2_PJM_ROM | NYISO_A-F | PJM_ROM | Internal | Summer | B8 | 500 | 1000 | 0 | 37.74 | 37.44 | 8 | 0
2015 | NYISO_A-F_2_PJM_ROM | NYISO_A-F | PJM_ROM | Internal | Summer | B9 | 800 | 1000 | 0 | 37.07 | 37.23 | 8 | 0
2015 | NYISO_A-F_2_PJM_ROM | NYISO_A-F | PJM_ROM | Internal | Summer | B10 | 1262 | 1000 | 0 | 37.07 | 34.75 | 8 | 0
2015 | NYISO_A-F_2_PJM_ROM | NYISO_A-F | PJM_ROM | Internal | Winter | B16 | 25 | 1000 | 0 | 45.86 | 48.54 | 8 | 0
2015 | NYISO_A-F_2_PJM_ROM | NYISO_A-F | PJM_ROM | Internal | Winter | B17 | 100 | 1000 | 0 | 43.08 | 45.48 | 8 | 0
2015 | NYISO_A-F_2_PJM_ROM | NYISO_A-F | PJM_ROM | Internal | Winter | B18 | 400 | 1000 | 0 | 43.08 | 44.29 | 8 | 0
2015 | NYISO_A-F_2_PJM_ROM | NYISO_A-F | PJM_ROM | Internal | Winter | B19 | 700 | 1000 | 0 | 43.08 | 41.95 | 8 | 0
2015 | NYISO_A-F_2_PJM_ROM | NYISO_A-F | PJM_ROM | Internal | Winter | B20 | 935 | 1000 | 0 | 43.08 | 37.53 | 8 | 0
2015 | NYISO_G-I_2_NEISO | NYISO_G-I | NEISO | Internal | Shoulder | B11 | 25 | 600 | 0 | 40.85 | 36.73 | 3 | 0
2015 | NYISO_G-I_2_NEISO | NYISO_G-I | NEISO | Internal | Shoulder | B12 | 200 | 600 | 0 | 40.85 | 36.73 | 3 | 0
2015 | NYISO_G-I_2_NEISO | NYISO_G-I | NEISO | Internal | Shoulder | B13 | 600 | 600 | 0 | 39.73 | 36.73 | 3 | 0
2015 | NYISO_G-I_2_NEISO | NYISO_G-I | NEISO | Internal | Shoulder | B14 | 900 | 600 | 0 | 39.38 | 36.73 | 3 | 0
2015 | NYISO_G-I_2_NEISO | NYISO_G-I | NEISO | Internal | Shoulder | B15 | 1203 | 600 | 0 | 38.43 | 36.73 | 3 | 0
2015 | NYISO_G-I_2_NEISO | NYISO_G-I | NEISO | Internal | Summer | B1 | 10 | 600 | 0 | 54.06 | 53.66 | 3 | 0
2015 | NYISO_G-I_2_NEISO | NYISO_G-I | NEISO | Internal | Summer | B2 | 25 | 600 | 0 | 53.39 | 50.41 | 3 | 0
2015 | NYISO_G-I_2_NEISO | NYISO_G-I | NEISO | Internal | Summer | B3 | 75 | 600 | 0 | 50.14 | 47.14 | 3 | 0
2015 | NYISO_G-I_2_NEISO | NYISO_G-I | NEISO | Internal | Summer | B4 | 100 | 600 | 0 | 50.14 | 37.76 | 3 | 0
2015 | NYISO_G-I_2_NEISO | NYISO_G-I | NEISO | Internal | Summer | B5 | 200 | 600 | 0 | 50.14 | 34.08 | 3 | 0
2015 | NYISO_G-I_2_NEISO | NYISO_G-I | NEISO | Internal | Summer | B6 | 300 | 600 | 0 | 50.14 | 34.08 | 3 | 0
2015 | NYISO_G-I_2_NEISO | NYISO_G-I | NEISO | Internal | Summer | B7 | 400 | 600 | 0 | 39.25 | 34.08 | 3 | 0
2015 | NYISO_G-I_2_NEISO | NYISO_G-I | NEISO | Internal | Summer | B8 | 500 | 600 | 0 | 37.75 | 34.08 | 3 | 0
2015 | NYISO_G-I_2_NEISO | NYISO_G-I | NEISO | Internal | Summer | B9 | 800 | 600 | 0 | 37.08 | 34.08 | 3 | 0
2015 | NYISO_G-I_2_NEISO | NYISO_G-I | NEISO | Internal | Summer | B10 | 1262 | 600 | 0 | 37.08 | 34.08 | 3 | 0
2015 | NYISO_G-I_2_NEISO | NYISO_G-I | NEISO | Internal | Winter | B16 | 25 | 600 | 0 | 51.77 | 44.99 | 3 | 0
2015 | NYISO_G-I_2_NEISO | NYISO_G-I | NEISO | Internal | Winter | B17 | 100 | 600 | 0 | 51.49 | 44.99 | 3 | 0
2015 | NYISO_G-I_2_NEISO | NYISO_G-I | NEISO | Internal | Winter | B18 | 400 | 600 | 0 | 50.3 | 44.99 | 3 | 0
2015 | NYISO_G-I_2_NEISO | NYISO_G-I | NEISO | Internal | Winter | B19 | 700 | 600 | 0 | 47.99 | 44.99 | 3 | 0
2015 | NYISO_G-I_2_NEISO | NYISO_G-I | NEISO | Internal | Winter | B20 | 935 | 600 | 0 | 46.43 | 44.99 | 3 | 0
2015 | NYISO_G-I_2_NYISO_A-F | NYISO_G-I | NYISO_A-F | Internal | Shoulder | B11 | 25 | 1999 | 0 | 40.85 | 39.73 | 0.01 | 0
2015 | NYISO_G-I_2_NYISO_A-F | NYISO_G-I | NYISO_A-F | Internal | Shoulder | B12 | 200 | 1999 | 0 | 40.85 | 39.73 | 0.01 | 0
2015 | NYISO_G-I_2_NYISO_A-F | NYISO_G-I | NYISO_A-F | Internal | Shoulder | B13 | 600 | 1999 | 0 | 39.73 | 38.47 | 0.01 | 0
2015 | NYISO_G-I_2_NYISO_A-F | NYISO_G-I | NYISO_A-F | Internal | Shoulder | B14 | 900 | 1999 | 0 | 39.38 | 38.42 | 0.01 | 0
2015 | NYISO_G-I_2_NYISO_A-F | NYISO_G-I | NYISO_A-F | Internal | Shoulder | B15 | 1203 | 1999 | 0 | 38.43 | 38.42 | 0.01 | 0
2015 | NYISO_G-I_2_NYISO_A-F | NYISO_G-I | NYISO_A-F | Internal | Summer | B1 | 10 | 1999 | 0 | 54.06 | 51.8 | 0.01 | 0
2015 | NYISO_G-I_2_NYISO_A-F | NYISO_G-I | NYISO_A-F | Internal | Summer | B2 | 25 | 1999 | 0 | 53.39 | 51.8 | 0.01 | 0
2015 | NYISO_G-I_2_NYISO_A-F | NYISO_G-I | NYISO_A-F | Internal | Summer | B3 | 75 | 1999 | 0 | 50.14 | 48.95 | 0.01 | 0
2015 | NYISO_G-I_2_NYISO_A-F | NYISO_G-I | NYISO_A-F | Internal | Summer | B4 | 100 | 1999 | 0 | 50.14 | 45.28 | 0.01 | 0
2015 | NYISO_G-I_2_NYISO_A-F | NYISO_G-I | NYISO_A-F | Internal | Summer | B5 | 200 | 1999 | 0 | 50.14 | 43 | 0.01 | 0
2015 | NYISO_G-I_2_NYISO_A-F | NYISO_G-I | NYISO_A-F | Internal | Summer | B6 | 300 | 1999 | 0 | 50.14 | 39.56 | 0.01 | 0
2015 | NYISO_G-I_2_NYISO_A-F | NYISO_G-I | NYISO_A-F | Internal | Summer | B7 | 400 | 1999 | 0 | 39.25 | 39.23 | 0.01 | 0
2015 | NYISO_G-I_2_NYISO_A-F | NYISO_G-I | NYISO_A-F | Internal | Summer | B8 | 500 | 1999 | 0 | 37.75 | 37.74 | 0.01 | 0
2015 | NYISO_G-I_2_NYISO_A-F | NYISO_G-I | NYISO_A-F | Internal | Summer | B9 | 800 | 1999 | 0 | 37.08 | 37.07 | 0.01 | 0
2015 | NYISO_G-I_2_NYISO_A-F | NYISO_G-I | NYISO_A-F | Internal | Summer | B10 | 1262 | 1999 | 0 | 37.08 | 37.07 | 0.01 | 0
2015 | NYISO_G-I_2_NYISO_A-F | NYISO_G-I | NYISO_A-F | Internal | Winter | B16 | 25 | 1999 | 0 | 51.77 | 45.86 | 0.01 | 0
2015 | NYISO_G-I_2_NYISO_A-F | NYISO_G-I | NYISO_A-F | Internal | Winter | B17 | 100 | 1999 | 0 | 51.49 | 43.08 | 0.01 | 0
2015 | NYISO_G-I_2_NYISO_A-F | NYISO_G-I | NYISO_A-F | Internal | Winter | B18 | 400 | 1999 | 0 | 50.3 | 43.08 | 0.01 | 0
2015 | NYISO_G-I_2_NYISO_A-F | NYISO_G-I | NYISO_A-F | Internal | Winter | B19 | 700 | 1999 | 0 | 47.99 | 43.08 | 0.01 | 0
2015 | NYISO_G-I_2_NYISO_A-F | NYISO_G-I | NYISO_A-F | Internal | Winter | B20 | 935 | 1999 | 0 | 46.43 | 43.08 | 0.01 | 0
2015 | NYISO_G-I_2_NYISO_J-K | NYISO_G-I | NYISO_J-K | Internal | Shoulder | B11 | 25 | 6130 | 4838.75 | 40.85 | 40.86 | 0.01 | 0
2015 | NYISO_G-I_2_NYISO_J-K | NYISO_G-I | NYISO_J-K | Internal | Shoulder | B12 | 200 | 6130 | 4908.39 | 40.85 | 40.86 | 0.01 | 0
2015 | NYISO_G-I_2_NYISO_J-K | NYISO_G-I | NYISO_J-K | Internal | Shoulder | B13 | 600 | 6130 | 4790.69 | 39.73 | 39.74 | 0.01 | 0
2015 | NYISO_G-I_2_NYISO_J-K | NYISO_G-I | NYISO_J-K | Internal | Shoulder | B14 | 900 | 6130 | 4503.25 | 39.38 | 39.39 | 0.01 | 0
2015 | NYISO_G-I_2_NYISO_J-K | NYISO_G-I | NYISO_J-K | Internal | Shoulder | B15 | 1203 | 6130 | 2949.89 | 38.43 | 38.44 | 0.01 | 0
2015 | NYISO_G-I_2_NYISO_J-K | NYISO_G-I | NYISO_J-K | Internal | Summer | B1 | 10 | 6130 | 4052.95 | 54.06 | 54.07 | 0.01 | 0
2015 | NYISO_G-I_2_NYISO_J-K | NYISO_G-I | NYISO_J-K | Internal | Summer | B2 | 25 | 6130 | 3846.4 | 53.39 | 53.41 | 0.01 | 0
2015 | NYISO_G-I_2_NYISO_J-K | NYISO_G-I | NYISO_J-K | Internal | Summer | B3 | 75 | 6130 | 4504.9 | 50.14 | 50.15 | 0.01 | 0
2015 | NYISO_G-I_2_NYISO_J-K | NYISO_G-I | NYISO_J-K | Internal | Summer | B4 | 100 | 6130 | 4860.35 | 50.14 | 50.15 | 0.01 | 0
2015 | NYISO_G-I_2_NYISO_J-K | NYISO_G-I | NYISO_J-K | Internal | Summer | B5 | 200 | 6130 | 4998.5 | 50.14 | 50.15 | 0.01 | 0
2015 | NYISO_G-I_2_NYISO_J-K | NYISO_G-I | NYISO_J-K | Internal | Summer | B6 | 300 | 6130 | 5697 | 50.14 | 50.15 | 0.01 | 0
2015 | NYISO_G-I_2_NYISO_J-K | NYISO_G-I | NYISO_J-K | Internal | Summer | B7 | 400 | 6130 | 5135.07 | 39.25 | 39.26 | 0.01 | 0
2015 | NYISO_G-I_2_NYISO_J-K | NYISO_G-I | NYISO_J-K | Internal | Summer | B8 | 500 | 6130 | 5460.97 | 37.75 | 37.77 | 0.01 | 0
2015 | NYISO_G-I_2_NYISO_J-K | NYISO_G-I | NYISO_J-K | Internal | Summer | B9 | 800 | 6130 | 4934.14 | 37.08 | 37.09 | 0.01 | 0
2015 | NYISO_G-I_2_NYISO_J-K | NYISO_G-I | NYISO_J-K | Internal | Summer | B10 | 1262 | 6130 | 3165.31 | 37.08 | 37.09 | 0.01 | 0
2015 | NYISO_G-I_2_NYISO_J-K | NYISO_G-I | NYISO_J-K | Internal | Winter | B16 | 25 | 6130 | 5353.88 | 51.77 | 51.78 | 0.01 | 0
2015 | NYISO_G-I_2_NYISO_J-K | NYISO_G-I | NYISO_J-K | Internal | Winter | B17 | 100 | 6130 | 5648.41 | 51.49 | 51.5 | 0.01 | 0
2015 | NYISO_G-I_2_NYISO_J-K | NYISO_G-I | NYISO_J-K | Internal | Winter | B18 | 400 | 6130 | 5556.08 | 50.3 | 50.32 | 0.01 | 0
2015 | NYISO_G-I_2_NYISO_J-K | NYISO_G-I | NYISO_J-K | Internal | Winter | B19 | 700 | 6130 | 6130 | 47.99 | 48.68 | 0.01 | 0.68
2015 | NYISO_G-I_2_NYISO_J-K | NYISO_G-I | NYISO_J-K | Internal | Winter | B20 | 935 | 6130 | 5342.56 | 46.43 | 46.44 | 0.01 | 0
2015 | NYISO_G-I_2_PJM_E | NYISO_G-I | PJM_E | Internal | Shoulder | B11 | 25 | 1500 | 0 | 40.85 | 47.72 | 8 | 0
2015 | NYISO_G-I_2_PJM_E | NYISO_G-I | PJM_E | Internal | Shoulder | B12 | 200 | 1500 | 0 | 40.85 | 41.23 | 8 | 0
2015 | NYISO_G-I_2_PJM_E | NYISO_G-I | PJM_E | Internal | Shoulder | B13 | 600 | 1500 | 0 | 39.73 | 39.58 | 8 | 0
2015 | NYISO_G-I_2_PJM_E | NYISO_G-I | PJM_E | Internal | Shoulder | B14 | 900 | 1500 | 0 | 39.38 | 38.36 | 8 | 0
2015 | NYISO_G-I_2_PJM_E | NYISO_G-I | PJM_E | Internal | Shoulder | B15 | 1203 | 1500 | 0 | 38.43 | 37.25 | 8 | 0
2015 | NYISO_G-I_2_PJM_E | NYISO_G-I | PJM_E | Internal | Summer | B1 | 10 | 1500 | 0 | 54.06 | 59.39 | 8 | 0
2015 | NYISO_G-I_2_PJM_E | NYISO_G-I | PJM_E | Internal | Summer | B2 | 25 | 1500 | 0 | 53.39 | 58.43 | 8 | 0
2015 | NYISO_G-I_2_PJM_E | NYISO_G-I | PJM_E | Internal | Summer | B3 | 75 | 1500 | 0 | 50.14 | 56.96 | 8 | 0
2015 | NYISO_G-I_2_PJM_E | NYISO_G-I | PJM_E | Internal | Summer | B4 | 100 | 1500 | 0 | 50.14 | 53.29 | 8 | 0
2015 | NYISO_G-I_2_PJM_E | NYISO_G-I | PJM_E | Internal | Summer | B5 | 200 | 1500 | 0 | 50.14 | 47.1 | 8 | 0
2015 | NYISO_G-I_2_PJM_E | NYISO_G-I | PJM_E | Internal | Summer | B6 | 300 | 1500 | 0 | 50.14 | 41.58 | 8 | 0
2015 | NYISO_G-I_2_PJM_E | NYISO_G-I | PJM_E | Internal | Summer | B7 | 400 | 1500 | 0 | 39.25 | 37.95 | 8 | 0
2015 | NYISO_G-I_2_PJM_E | NYISO_G-I | PJM_E | Internal | Summer | B8 | 500 | 1500 | 0 | 37.75 | 37.45 | 8 | 0
2015 | NYISO_G-I_2_PJM_E | NYISO_G-I | PJM_E | Internal | Summer | B9 | 800 | 1500 | 0 | 37.08 | 37.24 | 8 | 0
2015 | NYISO_G-I_2_PJM_E | NYISO_G-I | PJM_E | Internal | Summer | B10 | 1262 | 1500 | 0 | 37.08 | 34.77 | 8 | 0
2015 | NYISO_G-I_2_PJM_E | NYISO_G-I | PJM_E | Internal | Winter | B16 | 25 | 1500 | 0 | 51.77 | 48.55 | 8 | 0
2015 | NYISO_G-I_2_PJM_E | NYISO_G-I | PJM_E | Internal | Winter | B17 | 100 | 1500 | 0 | 51.49 | 45.49 | 8 | 0
2015 | NYISO_G-I_2_PJM_E | NYISO_G-I | PJM_E | Internal | Winter | B18 | 400 | 1500 | 0 | 50.3 | 44.3 | 8 | 0
2015 | NYISO_G-I_2_PJM_E | NYISO_G-I | PJM_E | Internal | Winter | B19 | 700 | 1500 | 0 | 47.99 | 41.96 | 8 | 0
2015 | NYISO_G-I_2_PJM_E | NYISO_G-I | PJM_E | Internal | Winter | B20 | 935 | 1500 | 0 | 46.43 | 37.54 | 8 | 0
2015 | NYISO_J-K_2_NEISO | NYISO_J-K | NEISO | Internal | Shoulder | B11 | 25 | 0.01 | 0 | 40.86 | 36.73 | 3 | 0.33
2015 | NYISO_J-K_2_NEISO | NYISO_J-K | NEISO | Internal | Shoulder | B12 | 200 | 0.01 | 0 | 40.86 | 36.73 | 3 | 0.04
2015 | NYISO_J-K_2_NEISO | NYISO_J-K | NEISO | Internal | Shoulder | B13 | 600 | 0.01 | 0 | 39.74 | 36.73 | 3 | 0.01
2015 | NYISO_J-K_2_NEISO | NYISO_J-K | NEISO | Internal | Shoulder | B14 | 900 | 0.01 | 0 | 39.39 | 36.73 | 3 | 0.01
2015 | NYISO_J-K_2_NEISO | NYISO_J-K | NEISO | Internal | Shoulder | B15 | 1203 | 0.01 | 0 | 38.44 | 36.73 | 3 | 0.01
2015 | NYISO_J-K_2_NEISO | NYISO_J-K | NEISO | Internal | Summer | B1 | 10 | 0.01 | 0 | 54.07 | 53.66 | 3 | 0.76
2015 | NYISO_J-K_2_NEISO | NYISO_J-K | NEISO | Internal | Summer | B2 | 25 | 0.01 | 0 | 53.41 | 50.41 | 3 | 0.33
2015 | NYISO_J-K_2_NEISO | NYISO_J-K | NEISO | Internal | Summer | B3 | 75 | 0.01 | 0 | 50.15 | 47.14 | 3 | 0.11
2015 | NYISO_J-K_2_NEISO | NYISO_J-K | NEISO | Internal | Summer | B4 | 100 | 0.01 | 0 | 50.15 | 37.76 | 3 | 0.08
2015 | NYISO_J-K_2_NEISO | NYISO_J-K | NEISO | Internal | Summer | B5 | 200 | 0.01 | 0 | 50.15 | 34.08 | 3 | 0.04
2015 | NYISO_J-K_2_NEISO | NYISO_J-K | NEISO | Internal | Summer | B6 | 300 | 0.01 | 0 | 50.15 | 34.08 | 3 | 0.03
2015 | NYISO_J-K_2_NEISO | NYISO_J-K | NEISO | Internal | Summer | B7 | 400 | 0.01 | 0 | 39.26 | 34.08 | 3 | 0.02
2015 | NYISO_J-K_2_NEISO | NYISO_J-K | NEISO | Internal | Summer | B8 | 500 | 0.01 | 0 | 37.77 | 34.08 | 3 | 0.02
2015 | NYISO_J-K_2_NEISO | NYISO_J-K | NEISO | Internal | Summer | B9 | 800 | 0.01 | 0 | 37.09 | 34.08 | 3 | 0.01
2015 | NYISO_J-K_2_NEISO | NYISO_J-K | NEISO | Internal | Summer | B10 | 1262 | 0.01 | 0 | 37.09 | 34.08 | 3 | 0.01
2015 | NYISO_J-K_2_NEISO | NYISO_J-K | NEISO | Internal | Winter | B16 | 25 | 0.01 | 0 | 51.78 | 44.99 | 3 | 0.32
2015 | NYISO_J-K_2_NEISO | NYISO_J-K | NEISO | Internal | Winter | B17 | 100 | 0.01 | 0 | 51.5 | 44.99 | 3 | 0.08
2015 | NYISO_J-K_2_NEISO | NYISO_J-K | NEISO | Internal | Winter | B18 | 400 | 0.01 | 0 | 50.32 | 44.99 | 3 | 0.02
2015 | NYISO_J-K_2_NEISO | NYISO_J-K | NEISO | Internal | Winter | B19 | 700 | 0.01 | 0 | 48.68 | 44.99 | 3 | 0.01
2015 | NYISO_J-K_2_NEISO | NYISO_J-K | NEISO | Internal | Winter | B20 | 935 | 0.01 | 0 | 46.44 | 44.99 | 3 | 0.01
2015 | NYISO_J-K_2_NYISO_G-I | NYISO_J-K | NYISO_G-I | Internal | Shoulder | B11 | 25 | 1999 | 0.14 | 40.86 | 40.85 | 0.01 | 0
2015 | NYISO_J-K_2_NYISO_G-I | NYISO_J-K | NYISO_G-I | Internal | Shoulder | B12 | 200 | 1999 | 0.02 | 40.86 | 40.85 | 0.01 | 0
2015 | NYISO_J-K_2_NYISO_G-I | NYISO_J-K | NYISO_G-I | Internal | Shoulder | B13 | 600 | 1999 | 0 | 39.74 | 39.73 | 0.01 | 0
2015 | NYISO_J-K_2_NYISO_G-I | NYISO_J-K | NYISO_G-I | Internal | Shoulder | B14 | 900 | 1999 | 0 | 39.39 | 39.38 | 0.01 | 0
2015 | NYISO_J-K_2_NYISO_G-I | NYISO_J-K | NYISO_G-I | Internal | Shoulder | B15 | 1203 | 1999 | 0 | 38.44 | 38.43 | 0.01 | 0
2015 | NYISO_J-K_2_NYISO_G-I | NYISO_J-K | NYISO_G-I | Internal | Summer | B1 | 10 | 1999 | 0.35 | 54.07 | 54.06 | 0.01 | 0
2015 | NYISO_J-K_2_NYISO_G-I | NYISO_J-K | NYISO_G-I | Internal | Summer | B2 | 25 | 1999 | 0.14 | 53.41 | 53.39 | 0.01 | 0
2015 | NYISO_J-K_2_NYISO_G-I | NYISO_J-K | NYISO_G-I | Internal | Summer | B3 | 75 | 1999 | 0.05 | 50.15 | 50.14 | 0.01 | 0
2015 | NYISO_J-K_2_NYISO_G-I | NYISO_J-K | NYISO_G-I | Internal | Summer | B4 | 100 | 1999 | 0.04 | 50.15 | 50.14 | 0.01 | 0
2015 | NYISO_J-K_2_NYISO_G-I | NYISO_J-K | NYISO_G-I | Internal | Summer | B5 | 200 | 1999 | 0.02 | 50.15 | 50.14 | 0.01 | 0
2015 | NYISO_J-K_2_NYISO_G-I | NYISO_J-K | NYISO_G-I | Internal | Summer | B6 | 300 | 1999 | 0.01 | 50.15 | 50.14 | 0.01 | 0
2015 | NYISO_J-K_2_NYISO_G-I | NYISO_J-K | NYISO_G-I | Internal | Summer | B7 | 400 | 1999 | 0 | 39.26 | 39.25 | 0.01 | 0
2015 | NYISO_J-K_2_NYISO_G-I | NYISO_J-K | NYISO_G-I | Internal | Summer | B8 | 500 | 1999 | 0 | 37.77 | 37.75 | 0.01 | 0
2015 | NYISO_J-K_2_NYISO_G-I | NYISO_J-K | NYISO_G-I | Internal | Summer | B9 | 800 | 1999 | 0 | 37.09 | 37.08 | 0.01 | 0
2015 | NYISO_J-K_2_NYISO_G-I | NYISO_J-K | NYISO_G-I | Internal | Summer | B10 | 1262 | 1999 | 0 | 37.09 | 37.08 | 0.01 | 0
2015 | NYISO_J-K_2_NYISO_G-I | NYISO_J-K | NYISO_G-I | Internal | Winter | B16 | 25 | 1999 | 0.14 | 51.78 | 51.77 | 0.01 | 0
2015 | NYISO_J-K_2_NYISO_G-I | NYISO_J-K | NYISO_G-I | Internal | Winter | B17 | 100 | 1999 | 0.04 | 51.5 | 51.49 | 0.01 | 0
2015 | NYISO_J-K_2_NYISO_G-I | NYISO_J-K | NYISO_G-I | Internal | Winter | B18 | 400 | 1999 | 0 | 50.32 | 50.3 | 0.01 | 0
2015 | NYISO_J-K_2_NYISO_G-I | NYISO_J-K | NYISO_G-I | Internal | Winter | B19 | 700 | 1999 | 0 | 48.68 | 47.99 | 0.01 | 0
2015 | NYISO_J-K_2_NYISO_G-I | NYISO_J-K | NYISO_G-I | Internal | Winter | B20 | 935 | 1999 | 0 | 46.44 | 46.43 | 0.01 | 0
2015 | NYISO_J-K_2_PJM_E | NYISO_J-K | PJM_E | Internal | Shoulder | B11 | 25 | 0.01 | 0 | 40.86 | 47.72 | 8 | 0.36
2015 | NYISO_J-K_2_PJM_E | NYISO_J-K | PJM_E | Internal | Shoulder | B12 | 200 | 0.01 | 0 | 40.86 | 41.23 | 8 | 0.04
2015 | NYISO_J-K_2_PJM_E | NYISO_J-K | PJM_E | Internal | Shoulder | B13 | 600 | 0.01 | 0 | 39.74 | 39.58 | 8 | 0.01
2015 | NYISO_J-K_2_PJM_E | NYISO_J-K | PJM_E | Internal | Shoulder | B14 | 900 | 0.01 | 0 | 39.39 | 38.36 | 8 | 0.01
2015 | NYISO_J-K_2_PJM_E | NYISO_J-K | PJM_E | Internal | Shoulder | B15 | 1203 | 0.01 | 0 | 38.44 | 37.25 | 8 | 0.01
2015 | NYISO_J-K_2_PJM_E | NYISO_J-K | PJM_E | Internal | Summer | B1 | 10 | 0.01 | 0 | 54.07 | 59.39 | 8 | 0.77
2015 | NYISO_J-K_2_PJM_E | NYISO_J-K | PJM_E | Internal | Summer | B2 | 25 | 0.01 | 0 | 53.41 | 58.43 | 8 | 0.35
2015 | NYISO_J-K_2_PJM_E | NYISO_J-K | PJM_E | Internal | Summer | B3 | 75 | 0.01 | 0 | 50.15 | 56.96 | 8 | 0.13
2015 | NYISO_J-K_2_PJM_E | NYISO_J-K | PJM_E | Internal | Summer | B4 | 100 | 0.01 | 0 | 50.15 | 53.29 | 8 | 0.09
2015 | NYISO_J-K_2_PJM_E | NYISO_J-K | PJM_E | Internal | Summer | B5 | 200 | 0.01 | 0 | 50.15 | 47.1 | 8 | 0.04
2015 | NYISO_J-K_2_PJM_E | NYISO_J-K | PJM_E | Internal | Summer | B6 | 300 | 0.01 | 0 | 50.15 | 41.58 | 8 | 0.03
2015 | NYISO_J-K_2_PJM_E | NYISO_J-K | PJM_E | Internal | Summer | B7 | 400 | 0.01 | 0 | 39.26 | 37.95 | 8 | 0.02
2015 | NYISO_J-K_2_PJM_E | NYISO_J-K | PJM_E | Internal | Summer | B8 | 500 | 0.01 | 0 | 37.77 | 37.45 | 8 | 0.02
2015 | NYISO_J-K_2_PJM_E | NYISO_J-K | PJM_E | Internal | Summer | B9 | 800 | 0.01 | 0 | 37.09 | 37.24 | 8 | 0.01
2015 | NYISO_J-K_2_PJM_E | NYISO_J-K | PJM_E | Internal | Summer | B10 | 1262 | 0.01 | 0 | 37.09 | 34.77 | 8 | 0.01
2015 | NYISO_J-K_2_PJM_E | NYISO_J-K | PJM_E | Internal | Winter | B16 | 25 | 0.01 | 0 | 51.78 | 48.55 | 8 | 0.31
2015 | NYISO_J-K_2_PJM_E | NYISO_J-K | PJM_E | Internal | Winter | B17 | 100 | 0.01 | 0 | 51.5 | 45.49 | 8 | 0.08
2015 | NYISO_J-K_2_PJM_E | NYISO_J-K | PJM_E | Internal | Winter | B18 | 400 | 0.01 | 0 | 50.32 | 44.3 | 8 | 0.02
2015 | NYISO_J-K_2_PJM_E | NYISO_J-K | PJM_E | Internal | Winter | B19 | 700 | 0.01 | 0 | 48.68 | 41.96 | 8 | 0.01
2015 | NYISO_J-K_2_PJM_E | NYISO_J-K | PJM_E | Internal | Winter | B20 | 935 | 0.01 | 0 | 46.44 | 37.54 | 8 | 0.01
2015 | PJM_E_2_NYISO_G-I | PJM_E | NYISO_G-I | Internal | Shoulder | B11 | 25 | 500 | 0 | 47.72 | 40.85 | 6 | 0
2015 | PJM_E_2_NYISO_G-I | PJM_E | NYISO_G-I | Internal | Shoulder | B12 | 200 | 500 | 0 | 41.23 | 40.85 | 6 | 0
2015 | PJM_E_2_NYISO_G-I | PJM_E | NYISO_G-I | Internal | Shoulder | B13 | 600 | 500 | 0 | 39.58 | 39.73 | 6 | 0
2015 | PJM_E_2_NYISO_G-I | PJM_E | NYISO_G-I | Internal | Shoulder | B14 | 900 | 500 | 0 | 38.36 | 39.38 | 6 | 0
2015 | PJM_E_2_NYISO_G-I | PJM_E | NYISO_G-I | Internal | Shoulder | B15 | 1203 | 500 | 0 | 37.25 | 38.43 | 6 | 0
2015 | PJM_E_2_NYISO_G-I | PJM_E | NYISO_G-I | Internal | Summer | B1 | 10 | 500 | 0 | 59.39 | 54.06 | 6 | 0
2015 | PJM_E_2_NYISO_G-I | PJM_E | NYISO_G-I | Internal | Summer | B2 | 25 | 500 | 0 | 58.43 | 53.39 | 6 | 0
2015 | PJM_E_2_NYISO_G-I | PJM_E | NYISO_G-I | Internal | Summer | B3 | 75 | 500 | 0 | 56.96 | 50.14 | 6 | 0
2015 | PJM_E_2_NYISO_G-I | PJM_E | NYISO_G-I | Internal | Summer | B4 | 100 | 500 | 0 | 53.29 | 50.14 | 6 | 0
2015 | PJM_E_2_NYISO_G-I | PJM_E | NYISO_G-I | Internal | Summer | B5 | 200 | 500 | 0 | 47.1 | 50.14 | 6 | 0
2015 | PJM_E_2_NYISO_G-I | PJM_E | NYISO_G-I | Internal | Summer | B6 | 300 | 500 | 500 | 41.58 | 50.14 | 6 | 2.55
2015 | PJM_E_2_NYISO_G-I | PJM_E | NYISO_G-I | Internal | Summer | B7 | 400 | 500 | 0 | 37.95 | 39.25 | 6 | 0
2015 | PJM_E_2_NYISO_G-I | PJM_E | NYISO_G-I | Internal | Summer | B8 | 500 | 500 | 0 | 37.45 | 37.75 | 6 | 0
2015 | PJM_E_2_NYISO_G-I | PJM_E | NYISO_G-I | Internal | Summer | B9 | 800 | 500 | 0 | 37.24 | 37.08 | 6 | 0
2015 | PJM_E_2_NYISO_G-I | PJM_E | NYISO_G-I | Internal | Summer | B10 | 1262 | 500 | 0 | 34.77 | 37.08 | 6 | 0
2015 | PJM_E_2_NYISO_G-I | PJM_E | NYISO_G-I | Internal | Winter | B16 | 25 | 500 | 0 | 48.55 | 51.77 | 6 | 0
2015 | PJM_E_2_NYISO_G-I | PJM_E | NYISO_G-I | Internal | Winter | B17 | 100 | 500 | 159.8 | 45.49 | 51.49 | 6 | 0
2015 | PJM_E_2_NYISO_G-I | PJM_E | NYISO_G-I | Internal | Winter | B18 | 400 | 500 | 11.12 | 44.3 | 50.3 | 6 | 0
2015 | PJM_E_2_NYISO_G-I | PJM_E | NYISO_G-I | Internal | Winter | B19 | 700 | 500 | 500 | 41.96 | 47.99 | 6 | 0.04
2015 | PJM_E_2_NYISO_G-I | PJM_E | NYISO_G-I | Internal | Winter | B20 | 935 | 500 | 500 | 37.54 | 46.43 | 6 | 2.89
2015 | PJM_E_2_NYISO_J-K | PJM_E | NYISO_J-K | Internal | Shoulder | B11 | 25 | 330 | 0 | 47.72 | 40.86 | 6 | 0
2015 | PJM_E_2_NYISO_J-K | PJM_E | NYISO_J-K | Internal | Shoulder | B12 | 200 | 330 | 0 | 41.23 | 40.86 | 6 | 0
2015 | PJM_E_2_NYISO_J-K | PJM_E | NYISO_J-K | Internal | Shoulder | B13 | 600 | 330 | 0 | 39.58 | 39.74 | 6 | 0
2015 | PJM_E_2_NYISO_J-K | PJM_E | NYISO_J-K | Internal | Shoulder | B14 | 900 | 330 | 0 | 38.36 | 39.39 | 6 | 0
2015 | PJM_E_2_NYISO_J-K | PJM_E | NYISO_J-K | Internal | Shoulder | B15 | 1203 | 330 | 0 | 37.25 | 38.44 | 6 | 0
2015 | PJM_E_2_NYISO_J-K | PJM_E | NYISO_J-K | Internal | Summer | B1 | 10 | 330 | 0 | 59.39 | 54.07 | 6 | 0
2015 | PJM_E_2_NYISO_J-K | PJM_E | NYISO_J-K | Internal | Summer | B2 | 25 | 330 | 0 | 58.43 | 53.41 | 6 | 0
2015 | PJM_E_2_NYISO_J-K | PJM_E | NYISO_J-K | Internal | Summer | B3 | 75 | 330 | 0 | 56.96 | 50.15 | 6 | 0
2015 | PJM_E_2_NYISO_J-K | PJM_E | NYISO_J-K | Internal | Summer | B4 | 100 | 330 | 0 | 53.29 | 50.15 | 6 | 0
2015 | PJM_E_2_NYISO_J-K | PJM_E | NYISO_J-K | Internal | Summer | B5 | 200 | 330 | 0 | 47.1 | 50.15 | 6 | 0
2015 | PJM_E_2_NYISO_J-K | PJM_E | NYISO_J-K | Internal | Summer | B6 | 300 | 330 | 330 | 41.58 | 50.15 | 6 | 2.56
2015 | PJM_E_2_NYISO_J-K | PJM_E | NYISO_J-K | Internal | Summer | B7 | 400 | 330 | 0 | 37.95 | 39.26 | 6 | 0
2015 | PJM_E_2_NYISO_J-K | PJM_E | NYISO_J-K | Internal | Summer | B8 | 500 | 330 | 0 | 37.45 | 37.77 | 6 | 0
2015 | PJM_E_2_NYISO_J-K | PJM_E | NYISO_J-K | Internal | Summer | B9 | 800 | 330 | 0 | 37.24 | 37.09 | 6 | 0
2015 | PJM_E_2_NYISO_J-K | PJM_E | NYISO_J-K | Internal | Summer | B10 | 1262 | 330 | 0 | 34.77 | 37.09 | 6 | 0
2015 | PJM_E_2_NYISO_J-K | PJM_E | NYISO_J-K | Internal | Winter | B16 | 25 | 330 | 0 | 48.55 | 51.78 | 6 | 0
2015 | PJM_E_2_NYISO_J-K | PJM_E | NYISO_J-K | Internal | Winter | B17 | 100 | 330 | 329.93 | 45.49 | 51.5 | 6 | 0.01
2015 | PJM_E_2_NYISO_J-K | PJM_E | NYISO_J-K | Internal | Winter | B18 | 400 | 330 | 329.98 | 44.3 | 50.32 | 6 | 0.01
2015 | PJM_E_2_NYISO_J-K | PJM_E | NYISO_J-K | Internal | Winter | B19 | 700 | 330 | 330 | 41.96 | 48.68 | 6 | 0.73
2015 | PJM_E_2_NYISO_J-K | PJM_E | NYISO_J-K | Internal | Winter | B20 | 935 | 330 | 330 | 37.54 | 46.44 | 6 | 2.9
2015 | PJM_E_2_PJM_ROM | PJM_E | PJM_ROM | Internal | Shoulder | B11 | 25 | 8000 | 1037.54 | 47.72 | 47.73 | 0.01 | 0
2015 | PJM_E_2_PJM_ROM | PJM_E | PJM_ROM | Internal | Shoulder | B12 | 200 | 8000 | 0.02 | 41.23 | 41.22 | 0.01 | 0
2015 | PJM_E_2_PJM_ROM | PJM_E | PJM_ROM | Internal | Shoulder | B13 | 600 | 8000 | 0 | 39.58 | 39.57 | 0.01 | 0
2015 | PJM_E_2_PJM_ROM | PJM_E | PJM_ROM | Internal | Shoulder | B14 | 900 | 8000 | 0 | 38.36 | 38.35 | 0.01 | 0
2015 | PJM_E_2_PJM_ROM | PJM_E | PJM_ROM | Internal | Shoulder | B15 | 1203 | 8000 | 0 | 37.25 | 37.24 | 0.01 | 0
2015 | PJM_E_2_PJM_ROM | PJM_E | PJM_ROM | Internal | Summer | B1 | 10 | 8000 | 0.35 | 59.39 | 59.38 | 0.01 | 0
2015 | PJM_E_2_PJM_ROM | PJM_E | PJM_ROM | Internal | Summer | B2 | 25 | 8000 | 0.14 | 58.43 | 58.41 | 0.01 | 0
2015 | PJM_E_2_PJM_ROM | PJM_E | PJM_ROM | Internal | Summer | B3 | 75 | 8000 | 0.05 | 56.96 | 56.95 | 0.01 | 0
2015 | PJM_E_2_PJM_ROM | PJM_E | PJM_ROM | Internal | Summer | B4 | 100 | 8000 | 0.04 | 53.29 | 53.28 | 0.01 | 0
2015 | PJM_E_2_PJM_ROM | PJM_E | PJM_ROM | Internal | Summer | B5 | 200 | 8000 | 0.02 | 47.1 | 47.08 | 0.01 | 0
2015 | PJM_E_2_PJM_ROM | PJM_E | PJM_ROM | Internal | Summer | B6 | 300 | 8000 | 0.01 | 41.58 | 41.57 | 0.01 | 0
2015 | PJM_E_2_PJM_ROM | PJM_E | PJM_ROM | Internal | Summer | B7 | 400 | 8000 | 0 | 37.95 | 37.94 | 0.01 | 0
2015 | PJM_E_2_PJM_ROM | PJM_E | PJM_ROM | Internal | Summer | B8 | 500 | 8000 | 0 | 37.45 | 37.44 | 0.01 | 0
2015 | PJM_E_2_PJM_ROM | PJM_E | PJM_ROM | Internal | Summer | B9 | 800 | 8000 | 0 | 37.24 | 37.23 | 0.01 | 0
2015 | PJM_E_2_PJM_ROM | PJM_E | PJM_ROM | Internal | Summer | B10 | 1262 | 8000 | 0 | 34.77 | 34.75 | 0.01 | 0
2015 | PJM_E_2_PJM_ROM | PJM_E | PJM_ROM | Internal | Winter | B16 | 25 | 8000 | 0.14 | 48.55 | 48.54 | 0.01 | 0
2015 | PJM_E_2_PJM_ROM | PJM_E | PJM_ROM | Internal | Winter | B17 | 100 | 8000 | 0.04 | 45.49 | 45.48 | 0.01 | 0
2015 | PJM_E_2_PJM_ROM | PJM_E | PJM_ROM | Internal | Winter | B18 | 400 | 8000 | 0 | 44.3 | 44.29 | 0.01 | 0
2015 | PJM_E_2_PJM_ROM | PJM_E | PJM_ROM | Internal | Winter | B19 | 700 | 8000 | 0 | 41.96 | 41.95 | 0.01 | 0
2015 | PJM_E_2_PJM_ROM | PJM_E | PJM_ROM | Internal | Winter | B20 | 935 | 8000 | 0 | 37.54 | 37.53 | 0.01 | 0
2015 | PJM_ROR_2_MISO_IN | PJM_ROR | MISO_IN | Internal | Shoulder | B11 | 25 | 909 | 0 | 47.72 | 45.74 | 2 | 0
2015 | PJM_ROR_2_MISO_IN | PJM_ROR | MISO_IN | Internal | Shoulder | B12 | 200 | 909 | 0 | 41.21 | 39.22 | 2 | 0
2015 | PJM_ROR_2_MISO_IN | PJM_ROR | MISO_IN | Internal | Shoulder | B13 | 600 | 909 | 0 | 38.77 | 36.77 | 2 | 0
2015 | PJM_ROR_2_MISO_IN | PJM_ROR | MISO_IN | Internal | Shoulder | B14 | 900 | 909 | 0 | 37.36 | 35.35 | 2 | 0
2015 | PJM_ROR_2_MISO_IN | PJM_ROR | MISO_IN | Internal | Shoulder | B15 | 1203 | 909 | 0 | 34.38 | 33.4 | 2 | 0
2015 | PJM_ROR_2_MISO_IN | PJM_ROR | MISO_IN | Internal | Summer | B1 | 10 | 909 | 0 | 59.37 | 57.38 | 2 | 0
2015 | PJM_ROR_2_MISO_IN | PJM_ROR | MISO_IN | Internal | Summer | B2 | 25 | 909 | 0 | 58.4 | 56.41 | 2 | 0
2015 | PJM_ROR_2_MISO_IN | PJM_ROR | MISO_IN | Internal | Summer | B3 | 75 | 909 | 0 | 56.94 | 55.36 | 2 | 0
2015 | PJM_ROR_2_MISO_IN | PJM_ROR | MISO_IN | Internal | Summer | B4 | 100 | 909 | 0 | 53.27 | 51.28 | 2 | 0
2015 | PJM_ROR_2_MISO_IN | PJM_ROR | MISO_IN | Internal | Summer | B5 | 200 | 909 | 0 | 47.07 | 45.08 | 2 | 0
2015 | PJM_ROR_2_MISO_IN | PJM_ROR | MISO_IN | Internal | Summer | B6 | 300 | 909 | 0 | 41.56 | 39.57 | 2 | 0
2015 | PJM_ROR_2_MISO_IN | PJM_ROR | MISO_IN | Internal | Summer | B7 | 400 | 909 | 0 | 37.82 | 35.81 | 2 | 0
2015 | PJM_ROR_2_MISO_IN | PJM_ROR | MISO_IN | Internal | Summer | B8 | 500 | 909 | 0 | 35.06 | 33.56 | 2 | 0
2015 | PJM_ROR_2_MISO_IN | PJM_ROR | MISO_IN | Internal | Summer | B9 | 800 | 909 | 0 | 34.73 | 33.24 | 2 | 0
2015 | PJM_ROR_2_MISO_IN | PJM_ROR | MISO_IN | Internal | Summer | B10 | 1262 | 909 | 0 | 32.55 | 32.29 | 2 | 0
2015 | PJM_ROR_2_MISO_IN | PJM_ROR | MISO_IN | Internal | Winter | B16 | 25 | 909 | 0 | 48.53 | 46.54 | 2 | 0
2015 | PJM_ROR_2_MISO_IN | PJM_ROR | MISO_IN | Internal | Winter | B17 | 100 | 909 | 0 | 42.59 | 40.59 | 2 | 0
2015 | PJM_ROR_2_MISO_IN | PJM_ROR | MISO_IN | Internal | Winter | B18 | 400 | 909 | 0 | 38.76 | 36.76 | 2 | 0
2015 | PJM_ROR_2_MISO_IN | PJM_ROR | MISO_IN | Internal | Winter | B19 | 700 | 909 | 0 | 37.72 | 35.73 | 2 | 0
2015 | PJM_ROR_2_MISO_IN | PJM_ROR | MISO_IN | Internal | Winter | B20 | 935 | 909 | 0 | 34.29 | 33.24 | 2 | 0
2015 | PJM_ROR_2_MISO_MI | PJM_ROR | MISO_MI | Internal | Shoulder | B11 | 25 | 1305 | 0 | 47.72 | 45.73 | 2 | 0
2015 | PJM_ROR_2_MISO_MI | PJM_ROR | MISO_MI | Internal | Shoulder | B12 | 200 | 1305 | 0 | 41.21 | 39.21 | 2 | 0
2015 | PJM_ROR_2_MISO_MI | PJM_ROR | MISO_MI | Internal | Shoulder | B13 | 600 | 1305 | 0 | 38.77 | 36.77 | 2 | 0
2015 | PJM_ROR_2_MISO_MI | PJM_ROR | MISO_MI | Internal | Shoulder | B14 | 900 | 1305 | 0 | 37.36 | 35.36 | 2 | 0
2015 | PJM_ROR_2_MISO_MI | PJM_ROR | MISO_MI | Internal | Shoulder | B15 | 1203 | 1305 | 0 | 34.38 | 33.41 | 2 | 0
2015 | PJM_ROR_2_MISO_MI | PJM_ROR | MISO_MI | Internal | Summer | B1 | 10 | 1305 | 0 | 59.37 | 57.37 | 2 | 0
2015 | PJM_ROR_2_MISO_MI | PJM_ROR | MISO_MI | Internal | Summer | B2 | 25 | 1305 | 0 | 58.4 | 56.4 | 2 | 0
2015 | PJM_ROR_2_MISO_MI | PJM_ROR | MISO_MI | Internal | Summer | B3 | 75 | 1305 | 0 | 56.94 | 51.97 | 2 | 0
2015 | PJM_ROR_2_MISO_MI | PJM_ROR | MISO_MI | Internal | Summer | B4 | 100 | 1305 | 0 | 53.27 | 51.27 | 2 | 0
2015 | PJM_ROR_2_MISO_MI | PJM_ROR | MISO_MI | Internal | Summer | B5 | 200 | 1305 | 0 | 47.07 | 45.07 | 2 | 0
2015 | PJM_ROR_2_MISO_MI | PJM_ROR | MISO_MI | Internal | Summer | B6 | 300 | 1305 | 0 | 41.56 | 39.56 | 2 | 0
2015 | PJM_ROR_2_MISO_MI | PJM_ROR | MISO_MI | Internal | Summer | B7 | 400 | 1305 | 0 | 37.82 | 35.82 | 2 | 0
2015 | PJM_ROR_2_MISO_MI | PJM_ROR | MISO_MI | Internal | Summer | B8 | 500 | 1305 | 0 | 35.06 | 33.57 | 2 | 0
2015 | PJM_ROR_2_MISO_MI | PJM_ROR | MISO_MI | Internal | Summer | B9 | 800 | 1305 | 0 | 34.73 | 33.25 | 2 | 0
2015 | PJM_ROR_2_MISO_MI | PJM_ROR | MISO_MI | Internal | Summer | B10 | 1262 | 1305 | 0 | 32.55 | 32.3 | 2 | 0
2015 | PJM_ROR_2_MISO_MI | PJM_ROR | MISO_MI | Internal | Winter | B16 | 25 | 1305 | 0 | 48.53 | 46.53 | 2 | 0
2015 | PJM_ROR_2_MISO_MI | PJM_ROR | MISO_MI | Internal | Winter | B17 | 100 | 1305 | 0 | 42.59 | 40.59 | 2 | 0
2015 | PJM_ROR_2_MISO_MI | PJM_ROR | MISO_MI | Internal | Winter | B18 | 400 | 1305 | 0 | 38.76 | 36.77 | 2 | 0
2015 | PJM_ROR_2_MISO_MI | PJM_ROR | MISO_MI | Internal | Winter | B19 | 700 | 1305 | 0 | 37.72 | 35.74 | 2 | 0
2015 | PJM_ROR_2_MISO_MI | PJM_ROR | MISO_MI | Internal | Winter | B20 | 935 | 1305 | 0 | 34.29 | 33.25 | 2 | 0
2015 | PJM_ROR_2_MISO_MO-IL | PJM_ROR | MISO_MO-IL | Internal | Shoulder | B11 | 25 | 1111 | 0 | 47.72 | 45.73 | 2 | 0
2015 | PJM_ROR_2_MISO_MO-IL | PJM_ROR | MISO_MO-IL | Internal | Shoulder | B12 | 200 | 1111 | 0 | 41.21 | 39.21 | 2 | 0
2015 | PJM_ROR_2_MISO_MO-IL | PJM_ROR | MISO_MO-IL | Internal | Shoulder | B13 | 600 | 1111 | 0 | 38.77 | 36.76 | 2 | 0
2015 | PJM_ROR_2_MISO_MO-IL | PJM_ROR | MISO_MO-IL | Internal | Shoulder | B14 | 900 | 1111 | 0 | 37.36 | 35.33 | 2 | 0
2015 | PJM_ROR_2_MISO_MO-IL | PJM_ROR | MISO_MO-IL | Internal | Shoulder | B15 | 1203 | 1111 | 0 | 34.38 | 32.8 | 2 | 0
2015 | PJM_ROR_2_MISO_MO-IL | PJM_ROR | MISO_MO-IL | Internal | Summer | B1 | 10 | 1111 | 0 | 59.37 | 57.37 | 2 | 0
2015 | PJM_ROR_2_MISO_MO-IL | PJM_ROR | MISO_MO-IL | Internal | Summer | B2 | 25 | 1111 | 0 | 58.4 | 56.4 | 2 | 0
2015 | PJM_ROR_2_MISO_MO-IL | PJM_ROR | MISO_MO-IL | Internal | Summer | B3 | 75 | 1111 | 0 | 56.94 | 55.35 | 2 | 0
2015 | PJM_ROR_2_MISO_MO-IL | PJM_ROR | MISO_MO-IL | Internal | Summer | B4 | 100 | 1111 | 0 | 53.27 | 51.27 | 2 | 0
2015 | PJM_ROR_2_MISO_MO-IL | PJM_ROR | MISO_MO-IL | Internal | Summer | B5 | 200 | 1111 | 0 | 47.07 | 45.07 | 2 | 0
2015 | PJM_ROR_2_MISO_MO-IL | PJM_ROR | MISO_MO-IL | Internal | Summer | B6 | 300 | 1111 | 0 | 41.56 | 39.56 | 2 | 0
2015 | PJM_ROR_2_MISO_MO-IL | PJM_ROR | MISO_MO-IL | Internal | Summer | B7 | 400 | 1111 | 0 | 37.82 | 35.8 | 2 | 0
2015 | PJM_ROR_2_MISO_MO-IL | PJM_ROR | MISO_MO-IL | Internal | Summer | B8 | 500 | 1111 | 0 | 35.06 | 33.06 | 2 | 0
2015 | PJM_ROR_2_MISO_MO-IL | PJM_ROR | MISO_MO-IL | Internal | Summer | B9 | 800 | 1111 | 0 | 34.73 | 32.78 | 2 | 0
2015 | PJM_ROR_2_MISO_MO-IL | PJM_ROR | MISO_MO-IL | Internal | Summer | B10 | 1262 | 1111 | 0 | 32.55 | 30.97 | 2 | 0
2015 | PJM_ROR_2_MISO_MO-IL | PJM_ROR | MISO_MO-IL | Internal | Winter | B16 | 25 | 1111 | 0 | 48.53 | 46.53 | 2 | 0
2015 | PJM_ROR_2_MISO_MO-IL | PJM_ROR | MISO_MO-IL | Internal | Winter | B17 | 100 | 1111 | 0 | 42.59 | 40.07 | 2 | 0
2015 | PJM_ROR_2_MISO_MO-IL | PJM_ROR | MISO_MO-IL | Internal | Winter | B18 | 400 | 1111 | 0 | 38.76 | 36.74 | 2 | 0
2015 | PJM_ROR_2_MISO_MO-IL | PJM_ROR | MISO_MO-IL | Internal | Winter | B19 | 700 | 1111 | 0 | 37.72 | 35.72 | 2 | 0
2015 | PJM_ROR_2_MISO_MO-IL | PJM_ROR | MISO_MO-IL | Internal | Winter | B20 | 935 | 1111 | 0 | 34.29 | 32.73 | 2 | 0
2015 | PJM_ROR_2_MISO_W | PJM_ROR | MISO_W | Internal | Shoulder | B11 | 25 | 709 | 0 | 47.72 | 45.72 | 2 | 0
2015 | PJM_ROR_2_MISO_W | PJM_ROR | MISO_W | Internal | Shoulder | B12 | 200 | 709 | 0 | 41.21 | 39.2 | 2 | 0
2015 | PJM_ROR_2_MISO_W | PJM_ROR | MISO_W | Internal | Shoulder | B13 | 600 | 709 | 0 | 38.77 | 36.76 | 2 | 0
2015 | PJM_ROR_2_MISO_W | PJM_ROR | MISO_W | Internal | Shoulder | B14 | 900 | 709 | 0 | 37.36 | 35.35 | 2 | 0
2015 | PJM_ROR_2_MISO_W | PJM_ROR | MISO_W | Internal | Shoulder | B15 | 1203 | 709 | 0 | 34.38 | 33.07 | 2 | 0
2015 | PJM_ROR_2_MISO_W | PJM_ROR | MISO_W | Internal | Summer | B1 | 10 | 709 | 0 | 59.37 | 57.36 | 2 | 0
2015 | PJM_ROR_2_MISO_W | PJM_ROR | MISO_W | Internal | Summer | B2 | 25 | 709 | 0 | 58.4 | 56.41 | 2 | 0
2015 | PJM_ROR_2_MISO_W | PJM_ROR | MISO_W | Internal | Summer | B3 | 75 | 709 | 0 | 56.94 | 55.69 | 2 | 0
2015 | PJM_ROR_2_MISO_W | PJM_ROR | MISO_W | Internal | Summer | B4 | 100 | 709 | 0 | 53.27 | 51.28 | 2 | 0
2015 | PJM_ROR_2_MISO_W | PJM_ROR | MISO_W | Internal | Summer | B5 | 200 | 709 | 0 | 47.07 | 45.08 | 2 | 0
2015 | PJM_ROR_2_MISO_W | PJM_ROR | MISO_W | Internal | Summer | B6 | 300 | 709 | 0 | 41.56 | 40.56 | 2 | 0
2015 | PJM_ROR_2_MISO_W | PJM_ROR | MISO_W | Internal | Summer | B7 | 400 | 709 | 0 | 37.82 | 35.81 | 2 | 0
2015 | PJM_ROR_2_MISO_W | PJM_ROR | MISO_W | Internal | Summer | B8 | 500 | 709 | 0 | 35.06 | 33.05 | 2 | 0
2015 | PJM_ROR_2_MISO_W | PJM_ROR | MISO_W | Internal | Summer | B9 | 800 | 709 | 0 | 34.73 | 32.79 | 2 | 0
2015 | PJM_ROR_2_MISO_W | PJM_ROR | MISO_W | Internal | Summer | B10 | 1262 | 709 | 0 | 32.55 | 31.03 | 2 | 0
2015 | PJM_ROR_2_MISO_W | PJM_ROR | MISO_W | Internal | Winter | B16 | 25 | 709 | 0 | 48.53 | 46.52 | 2 | 0
2015 | PJM_ROR_2_MISO_W | PJM_ROR | MISO_W | Internal | Winter | B17 | 100 | 709 | 0 | 42.59 | 40.06 | 2 | 0
2015 | PJM_ROR_2_MISO_W | PJM_ROR | MISO_W | Internal | Winter | B18 | 400 | 709 | 0 | 38.76 | 36.76 | 2 | 0
2015 | PJM_ROR_2_MISO_W | PJM_ROR | MISO_W | Internal | Winter | B19 | 700 | 709 | 0 | 37.72 | 36.07 | 2 | 0
2015 | PJM_ROR_2_MISO_W | PJM_ROR | MISO_W | Internal | Winter | B20 | 935 | 709 | 0 | 34.29 | 32.72 | 2 | 0
2015 | PJM_ROR_2_MISO_WUMS | PJM_ROR | MISO_WUMS | Internal | Shoulder | B11 | 25 | 1467 | 0 | 47.72 | 45.73 | 2 | 0
2015 | PJM_ROR_2_MISO_WUMS | PJM_ROR | MISO_WUMS | Internal | Shoulder | B12 | 200 | 1467 | 0 | 41.21 | 39.21 | 2 | 0
2015 | PJM_ROR_2_MISO_WUMS | PJM_ROR | MISO_WUMS | Internal | Shoulder | B13 | 600 | 1467 | 0 | 38.77 | 36.77 | 2 | 0
2015 | PJM_ROR_2_MISO_WUMS | PJM_ROR | MISO_WUMS | Internal | Shoulder | B14 | 900 | 1467 | 0 | 37.36 | 35.36 | 2 | 0
2015 | PJM_ROR_2_MISO_WUMS | PJM_ROR | MISO_WUMS | Internal | Shoulder | B15 | 1203 | 1467 | 0 | 34.38 | 33.08 | 2 | 0
2015 | PJM_ROR_2_MISO_WUMS | PJM_ROR | MISO_WUMS | Internal | Summer | B1 | 10 | 1467 | 0 | 59.37 | 57.37 | 2 | 0
2015 | PJM_ROR_2_MISO_WUMS | PJM_ROR | MISO_WUMS | Internal | Summer | B2 | 25 | 1467 | 0 | 58.4 | 56.43 | 2 | 0
2015 | PJM_ROR_2_MISO_WUMS | PJM_ROR | MISO_WUMS | Internal | Summer | B3 | 75 | 1467 | 0 | 56.94 | 55.7 | 2 | 0
2015 | PJM_ROR_2_MISO_WUMS | PJM_ROR | MISO_WUMS | Internal | Summer | B4 | 100 | 1467 | 0 | 53.27 | 51.28 | 2 | 0
2015 | PJM_ROR_2_MISO_WUMS | PJM_ROR | MISO_WUMS | Internal | Summer | B5 | 200 | 1467 | 0 | 47.07 | 45.07 | 2 | 0
2015 | PJM_ROR_2_MISO_WUMS | PJM_ROR | MISO_WUMS | Internal | Summer | B6 | 300 | 1467 | 0 | 41.56 | 40.55 | 2 | 0
2015 | PJM_ROR_2_MISO_WUMS | PJM_ROR | MISO_WUMS | Internal | Summer | B7 | 400 | 1467 | 0 | 37.82 | 35.82 | 2 | 0
2015 | PJM_ROR_2_MISO_WUMS | PJM_ROR | MISO_WUMS | Internal | Summer | B8 | 500 | 1467 | 0 | 35.06 | 33.06 | 2 | 0
2015 | PJM_ROR_2_MISO_WUMS | PJM_ROR | MISO_WUMS | Internal | Summer | B9 | 800 | 1467 | 0 | 34.73 | 32.8 | 2 | 0
2015 | PJM_ROR_2_MISO_WUMS | PJM_ROR | MISO_WUMS | Internal | Summer | B10 | 1262 | 1467 | 0 | 32.55 | 31.97 | 2 | 0
2015 | PJM_ROR_2_MISO_WUMS | PJM_ROR | MISO_WUMS | Internal | Winter | B16 | 25 | 1467 | 0 | 48.53 | 46.53 | 2 | 0
2015 | PJM_ROR_2_MISO_WUMS | PJM_ROR | MISO_WUMS | Internal | Winter | B17 | 100 | 1467 | 0 | 42.59 | 40.07 | 2 | 0
2015 | PJM_ROR_2_MISO_WUMS | PJM_ROR | MISO_WUMS | Internal | Winter | B18 | 400 | 1467 | 0 | 38.76 | 36.76 | 2 | 0
2015 | PJM_ROR_2_MISO_WUMS | PJM_ROR | MISO_WUMS | Internal | Winter | B19 | 700 | 1467 | 0 | 37.72 | 36.06 | 2 | 0
2015 | PJM_ROR_2_MISO_WUMS | PJM_ROR | MISO_WUMS | Internal | Winter | B20 | 935 | 1467 | 0 | 34.29 | 32.8 | 2 | 0
2015 | PJM_ROR_2_PJM_ROM | PJM_ROR | PJM_ROM | Internal | Shoulder | B11 | 25 | 8000 | 421.62 | 47.72 | 47.73 | 0.01 | 0
2015 | PJM_ROR_2_PJM_ROM | PJM_ROR | PJM_ROM | Internal | Shoulder | B12 | 200 | 8000 | 4687.31 | 41.21 | 41.22 | 0.01 | 0
2015 | PJM_ROR_2_PJM_ROM | PJM_ROR | PJM_ROM | Internal | Shoulder | B13 | 600 | 8000 | 8000 | 38.77 | 39.57 | 0.01 | 0.78
2015 | PJM_ROR_2_PJM_ROM | PJM_ROR | PJM_ROM | Internal | Shoulder | B14 | 900 | 8000 | 8000 | 37.36 | 38.35 | 0.01 | 0.98
2015 | PJM_ROR_2_PJM_ROM | PJM_ROR | PJM_ROM | Internal | Shoulder | B15 | 1203 | 8000 | 8000 | 34.38 | 37.24 | 0.01 | 2.85
2015 | PJM_ROR_2_PJM_ROM | PJM_ROR | PJM_ROM | Internal | Summer | B1 | 10 | 8000 | 6532.55 | 59.37 | 59.38 | 0.01 | 0
2015 | PJM_ROR_2_PJM_ROM | PJM_ROR | PJM_ROM | Internal | Summer | B2 | 25 | 8000 | 5074.49 | 58.4 | 58.41 | 0.01 | 0
2015 | PJM_ROR_2_PJM_ROM | PJM_ROR | PJM_ROM | Internal | Summer | B3 | 75 | 8000 | 2078.23 | 56.94 | 56.95 | 0.01 | 0
2015 | PJM_ROR_2_PJM_ROM | PJM_ROR | PJM_ROM | Internal | Summer | B4 | 100 | 8000 | 2091.36 | 53.27 | 53.28 | 0.01 | 0
2015 | PJM_ROR_2_PJM_ROM | PJM_ROR | PJM_ROM | Internal | Summer | B5 | 200 | 8000 | 4543.11 | 47.07 | 47.08 | 0.01 | 0
2015 | PJM_ROR_2_PJM_ROM | PJM_ROR | PJM_ROM | Internal | Summer | B6 | 300 | 8000 | 3065.95 | 41.56 | 41.57 | 0.01 | 0
2015 | PJM_ROR_2_PJM_ROM | PJM_ROR | PJM_ROM | Internal | Summer | B7 | 400 | 8000 | 8000 | 37.82 | 37.94 | 0.01 | 0.11
2015 | PJM_ROR_2_PJM_ROM | PJM_ROR | PJM_ROM | Internal | Summer | B8 | 500 | 8000 | 8000 | 35.06 | 37.44 | 0.01 | 2.37
2015 | PJM_ROR_2_PJM_ROM | PJM_ROR | PJM_ROM | Internal | Summer | B9 | 800 | 8000 | 8000 | 34.73 | 37.23 | 0.01 | 2.49
2015 | PJM_ROR_2_PJM_ROM | PJM_ROR | PJM_ROM | Internal | Summer | B10 | 1262 | 8000 | 8000 | 32.55 | 34.75 | 0.01 | 2.2
2015 | PJM_ROR_2_PJM_ROM | PJM_ROR | PJM_ROM | Internal | Winter | B16 | 25 | 8000 | 5650.58 | 48.53 | 48.54 | 0.01 | 0
2015 | PJM_ROR_2_PJM_ROM | PJM_ROR | PJM_ROM | Internal | Winter | B17 | 100 | 8000 | 8000 | 42.59 | 45.48 | 0.01 | 2.87
2015 | PJM_ROR_2_PJM_ROM | PJM_ROR | PJM_ROM | Internal | Winter | B18 | 400 | 8000 | 8000 | 38.76 | 44.29 | 0.01 | 5.52
2015 | PJM_ROR_2_PJM_ROM | PJM_ROR | PJM_ROM | Internal | Winter | B19 | 700 | 8000 | 8000 | 37.72 | 41.95 | 0.01 | 4.21
2015 | PJM_ROR_2_PJM_ROM | PJM_ROR | PJM_ROM | Internal | Winter | B20 | 935 | 8000 | 8000 | 34.29 | 37.53 | 0.01 | 3.23
2015 | PJM_ROR_2_TVA_Transmission | PJM_ROR | TVA_Transmission | Internal | Shoulder | B11 | 25 | 2500 | 0 | 47.72 | 52.74 | 6 | 0
2015 | PJM_ROR_2_TVA_Transmission | PJM_ROR | TVA_Transmission | Internal | Shoulder | B12 | 200 | 2500 | 0 | 41.21 | 42.76 | 6 | 0
2015 | PJM_ROR_2_TVA_Transmission | PJM_ROR | TVA_Transmission | Internal | Shoulder | B13 | 600 | 2500 | 0 | 38.77 | 41 | 6 | 0
2015 | PJM_ROR_2_TVA_Transmission | PJM_ROR | TVA_Transmission | Internal | Shoulder | B14 | 900 | 2500 | 0 | 37.36 | 39.9 | 6 | 0
2015 | PJM_ROR_2_TVA_Transmission | PJM_ROR | TVA_Transmission | Internal | Shoulder | B15 | 1203 | 2500 | 0 | 34.38 | 39.06 | 6 | 0
2015 | PJM_ROR_2_TVA_Transmission | PJM_ROR | TVA_Transmission | Internal | Summer | B1 | 10 | 2500 | 436.26 | 59.37 | 65.37 | 6 | 0
2015 | PJM_ROR_2_TVA_Transmission | PJM_ROR | TVA_Transmission | Internal | Summer | B2 | 25 | 2500 | 2222.14 | 58.4 | 64.4 | 6 | 0
2015 | PJM_ROR_2_TVA_Transmission | PJM_ROR | TVA_Transmission | Internal | Summer | B3 | 75 | 2500 | 1146.92 | 56.94 | 62.94 | 6 | 0
2015 | PJM_ROR_2_TVA_Transmission | PJM_ROR | TVA_Transmission | Internal | Summer | B4 | 100 | 2500 | 353.36 | 53.27 | 59.27 | 6 | 0
2015 | PJM_ROR_2_TVA_Transmission | PJM_ROR | TVA_Transmission | Internal | Summer | B5 | 200 | 2500 | 0 | 47.07 | 51.97 | 6 | 0
2015 | PJM_ROR_2_TVA_Transmission | PJM_ROR | TVA_Transmission | Internal | Summer | B6 | 300 | 2500 | 0 | 41.56 | 44.09 | 6 | 0
2015 | PJM_ROR_2_TVA_Transmission | PJM_ROR | TVA_Transmission | Internal | Summer | B7 | 400 | 2500 | 0 | 37.82 | 41.83 | 6 | 0
2015 | PJM_ROR_2_TVA_Transmission | PJM_ROR | TVA_Transmission | Internal | Summer | B8 | 500 | 2500 | 0 | 35.06 | 38.69 | 6 | 0
2015 | PJM_ROR_2_TVA_Transmission | PJM_ROR | TVA_Transmission | Internal | Summer | B9 | 800 | 2500 | 0 | 34.73 | 38.28 | 6 | 0
2015 | PJM_ROR_2_TVA_Transmission | PJM_ROR | TVA_Transmission | Internal | Summer | B10 | 1262 | 2500 | 0 | 32.55 | 36.25 | 6 | 0
2015 | PJM_ROR_2_TVA_Transmission | PJM_ROR | TVA_Transmission | Internal | Winter | B16 | 25 | 2500 | 0 | 48.53 | 53.72 | 6 | 0
2015 | PJM_ROR_2_TVA_Transmission | PJM_ROR | TVA_Transmission | Internal | Winter | B17 | 100 | 2500 | 0 | 42.59 | 44.81 | 6 | 0
2015 | PJM_ROR_2_TVA_Transmission | PJM_ROR | TVA_Transmission | Internal | Winter | B18 | 400 | 2500 | 0 | 38.76 | 41.34 | 6 | 0
2015 | PJM_ROR_2_TVA_Transmission | PJM_ROR | TVA_Transmission | Internal | Winter | B19 | 700 | 2500 | 0 | 37.72 | 40.09 | 6 | 0
2015 | PJM_ROR_2_TVA_Transmission | PJM_ROR | TVA_Transmission | Internal | Winter | B20 | 935 | 2500 | 0 | 34.29 | 38.91 | 6 | 0
2015 | PJM_ROR_2_VACAR | PJM_ROR | VACAR | Internal | Shoulder | B11 | 25 | 3000 | 1754.13 | 47.72 | 53.72 | 6 | 0
2015 | PJM_ROR_2_VACAR | PJM_ROR | VACAR | Internal | Shoulder | B12 | 200 | 3000 | 906.69 | 41.21 | 47.21 | 6 | 0
2015 | PJM_ROR_2_VACAR | PJM_ROR | VACAR | Internal | Shoulder | B13 | 600 | 3000 | 60.44 | 38.77 | 44.77 | 6 | 0
2015 | PJM_ROR_2_VACAR | PJM_ROR | VACAR | Internal | Shoulder | B14 | 900 | 3000 | 1436.79 | 37.36 | 43.36 | 6 | 0
2015 | PJM_ROR_2_VACAR | PJM_ROR | VACAR | Internal | Shoulder | B15 | 1203 | 3000 | 3000 | 34.38 | 41.57 | 6 | 1.18
2015 | PJM_ROR_2_VACAR | PJM_ROR | VACAR | Internal | Summer | B1 | 10 | 3000 | 3000 | 59.37 | 68.16 | 6 | 2.79
2015 | PJM_ROR_2_VACAR | PJM_ROR | VACAR | Internal | Summer | B2 | 25 | 3000 | 3000 | 58.4 | 68.16 | 6 | 3.76
2015 | PJM_ROR_2_VACAR | PJM_ROR | VACAR | Internal | Summer | B3 | 75 | 3000 | 3000 | 56.94 | 67.09 | 6 | 4.15
2015 | PJM_ROR_2_VACAR | PJM_ROR | VACAR | Internal | Summer | B4 | 100 | 3000 | 1335.02 | 53.27 | 59.27 | 6 | 0
2015 | PJM_ROR_2_VACAR | PJM_ROR | VACAR | Internal | Summer | B5 | 200 | 3000 | 3000 | 47.07 | 53.27 | 6 | 0.2
2015 | PJM_ROR_2_VACAR | PJM_ROR | VACAR | Internal | Summer | B6 | 300 | 3000 | 1967.92 | 41.56 | 47.56 | 6 | 0
2015 | PJM_ROR_2_VACAR | PJM_ROR | VACAR | Internal | Summer | B7 | 400 | 3000 | 2661.57 | 37.82 | 43.82 | 6 | 0
2015 | PJM_ROR_2_VACAR | PJM_ROR | VACAR | Internal | Summer | B8 | 500 | 3000 | 3000 | 35.06 | 42.75 | 6 | 1.69
2015 | PJM_ROR_2_VACAR | PJM_ROR | VACAR | Internal | Summer | B9 | 800 | 3000 | 3000 | 34.73 | 41.57 | 6 | 0.84
2015 | PJM_ROR_2_VACAR | PJM_ROR | VACAR | Internal | Summer | B10 | 1262 | 3000 | 3000 | 32.55 | 39.21 | 6 | 0.66
2015 | PJM_ROR_2_VACAR | PJM_ROR | VACAR | Internal | Winter | B16 | 25 | 3000 | 3000 | 48.53 | 58.89 | 6 | 4.36
2015 | PJM_ROR_2_VACAR | PJM_ROR | VACAR | Internal | Winter | B17 | 100 | 3000 | 542.11 | 42.59 | 48.59 | 6 | 0
2015 | PJM_ROR_2_VACAR | PJM_ROR | VACAR | Internal | Winter | B18 | 400 | 3000 | 1369.27 | 38.76 | 44.76 | 6 | 0
2015 | PJM_ROR_2_VACAR | PJM_ROR | VACAR | Internal | Winter | B19 | 700 | 3000 | 542.32 | 37.72 | 43.72 | 6 | 0
2015 | PJM_ROR_2_VACAR | PJM_ROR | VACAR | Internal | Winter | B20 | 935 | 3000 | 3000 | 34.29 | 42.38 | 6 | 2.1
2015 | PJM_ROM_2_NYISO_A-F | PJM_ROM | NYISO_A-F | Internal | Shoulder | B11 | 25 | 2000 | 0 | 47.73 | 39.73 | 6 | 0
2015 | PJM_ROM_2_NYISO_A-F | PJM_ROM | NYISO_A-F | Internal | Shoulder | B12 | 200 | 2000 | 0 | 41.22 | 39.73 | 6 | 0
2015 | PJM_ROM_2_NYISO_A-F | PJM_ROM | NYISO_A-F | Internal | Shoulder | B13 | 600 | 2000 | 0 | 39.57 | 38.47 | 6 | 0
2015 | PJM_ROM_2_NYISO_A-F | PJM_ROM | NYISO_A-F | Internal | Shoulder | B14 | 900 | 2000 | 0 | 38.35 | 38.42 | 6 | 0
2015 | PJM_ROM_2_NYISO_A-F | PJM_ROM | NYISO_A-F | Internal | Shoulder | B15 | 1203 | 2000 | 0 | 37.24 | 38.42 | 6 | 0
2015 | PJM_ROM_2_NYISO_A-F | PJM_ROM | NYISO_A-F | Internal | Summer | B1 | 10 | 2000 | 0 | 59.38 | 51.8 | 6 | 0
2015 | PJM_ROM_2_NYISO_A-F | PJM_ROM | NYISO_A-F | Internal | Summer | B2 | 25 | 2000 | 0 | 58.41 | 51.8 | 6 | 0
2015 | PJM_ROM_2_NYISO_A-F | PJM_ROM | NYISO_A-F | Internal | Summer | B3 | 75 | 2000 | 0 | 56.95 | 48.95 | 6 | 0
2015 | PJM_ROM_2_NYISO_A-F | PJM_ROM | NYISO_A-F | Internal | Summer | B4 | 100 | 2000 | 0 | 53.28 | 45.28 | 6 | 0
2015 | PJM_ROM_2_NYISO_A-F | PJM_ROM | NYISO_A-F | Internal | Summer | B5 | 200 | 2000 | 0 | 47.08 | 43 | 6 | 0
2015 | PJM_ROM_2_NYISO_A-F | PJM_ROM | NYISO_A-F | Internal | Summer | B6 | 300 | 2000 | 0 | 41.57 | 39.56 | 6 | 0
2015 | PJM_ROM_2_NYISO_A-F | PJM_ROM | NYISO_A-F | Internal | Summer | B7 | 400 | 2000 | 0 | 37.94 | 39.23 | 6 | 0
2015 | PJM_ROM_2_NYISO_A-F | PJM_ROM | NYISO_A-F | Internal | Summer | B8 | 500 | 2000 | 0 | 37.44 | 37.74 | 6 | 0
2015 | PJM_ROM_2_NYISO_A-F | PJM_ROM | NYISO_A-F | Internal | Summer | B9 | 800 | 2000 | 0 | 37.23 | 37.07 | 6 | 0
2015 | PJM_ROM_2_NYISO_A-F | PJM_ROM | NYISO_A-F | Internal | Summer | B10 | 1262 | 2000 | 0 | 34.75 | 37.07 | 6 | 0
2015 | PJM_ROM_2_NYISO_A-F | PJM_ROM | NYISO_A-F | Internal | Winter | B16 | 25 | 2000 | 0 | 48.54 | 45.86 | 6 | 0
2015 | PJM_ROM_2_NYISO_A-F | PJM_ROM | NYISO_A-F | Internal | Winter | B17 | 100 | 2000 | 0 | 45.48 | 43.08 | 6 | 0
2015 | PJM_ROM_2_NYISO_A-F | PJM_ROM | NYISO_A-F | Internal | Winter | B18 | 400 | 2000 | 0 | 44.29 | 43.08 | 6 | 0
2015 | PJM_ROM_2_NYISO_A-F | PJM_ROM | NYISO_A-F | Internal | Winter | B19 | 700 | 2000 | 0 | 41.95 | 43.08 | 6 | 0
2015 | PJM_ROM_2_NYISO_A-F | PJM_ROM | NYISO_A-F | Internal | Winter | B20 | 935 | 2000 | 0 | 37.53 | 43.08 | 6 | 0
2015 | PJM_ROM_2_PJM_E | PJM_ROM | PJM_E | Internal | Shoulder | B11 | 25 | 8000 | 0.15 | 47.73 | 47.72 | 0.01 | 0
2015 | PJM_ROM_2_PJM_E | PJM_ROM | PJM_E | Internal | Shoulder | B12 | 200 | 8000 | 1861.22 | 41.22 | 41.23 | 0.01 | 0
2015 | PJM_ROM_2_PJM_E | PJM_ROM | PJM_E | Internal | Shoulder | B13 | 600 | 8000 | 4508.61 | 39.57 | 39.58 | 0.01 | 0
2015 | PJM_ROM_2_PJM_E | PJM_ROM | PJM_E | Internal | Shoulder | B14 | 900 | 8000 | 3389.93 | 38.35 | 38.36 | 0.01 | 0
2015 | PJM_ROM_2_PJM_E | PJM_ROM | PJM_E | Internal | Shoulder | B15 | 1203 | 8000 | 3903.56 | 37.24 | 37.25 | 0.01 | 0
2015 | PJM_ROM_2_PJM_E | PJM_ROM | PJM_E | Internal | Summer | B1 | 10 | 8000 | 5588.89 | 59.38 | 59.39 | 0.01 | 0
2015 | PJM_ROM_2_PJM_E | PJM_ROM | PJM_E | Internal | Summer | B2 | 25 | 8000 | 4640.88 | 58.41 | 58.43 | 0.01 | 0
2015 | PJM_ROM_2_PJM_E | PJM_ROM | PJM_E | Internal | Summer | B3 | 75 | 8000 | 4041.99 | 56.95 | 56.96 | 0.01 | 0
2015 | PJM_ROM_2_PJM_E | PJM_ROM | PJM_E | Internal | Summer | B4 | 100 | 8000 | 1991.69 | 53.28 | 53.29 | 0.01 | 0
2015 | PJM_ROM_2_PJM_E | PJM_ROM | PJM_E | Internal | Summer | B5 | 200 | 8000 | 2769.72 | 47.08 | 47.1 | 0.01 | 0
2015 | PJM_ROM_2_PJM_E | PJM_ROM | PJM_E | Internal | Summer | B6 | 300 | 8000 | 2155.02 | 41.57 | 41.58 | 0.01 | 0
2015 | PJM_ROM_2_PJM_E | PJM_ROM | PJM_E | Internal | Summer | B7 | 400 | 8000 | 5096.18 | 37.94 | 37.95 | 0.01 | 0
2015 | PJM_ROM_2_PJM_E | PJM_ROM | PJM_E | Internal | Summer | B8 | 500 | 8000 | 4410.99 | 37.44 | 37.45 | 0.01 | 0
2015 | PJM_ROM_2_PJM_E | PJM_ROM | PJM_E | Internal | Summer | B9 | 800 | 8000 | 2828.04 | 37.23 | 37.24 | 0.01 | 0
2015 | PJM_ROM_2_PJM_E | PJM_ROM | PJM_E | Internal | Summer | B10 | 1262 | 8000 | 3968.43 | 34.75 | 34.77 | 0.01 | 0
2015 | PJM_ROM_2_PJM_E | PJM_ROM | PJM_E | Internal | Winter | B16 | 25 | 8000 | 2784.13 | 48.54 | 48.55 | 0.01 | 0
2015 | PJM_ROM_2_PJM_E | PJM_ROM | PJM_E | Internal | Winter | B17 | 100 | 8000 | 5360.37 | 45.48 | 45.49 | 0.01 | 0
2015 | PJM_ROM_2_PJM_E | PJM_ROM | PJM_E | Internal | Winter | B18 | 400 | 8000 | 5288.57 | 44.29 | 44.3 | 0.01 | 0
2015 | PJM_ROM_2_PJM_E | PJM_ROM | PJM_E | Internal | Winter | B19 | 700 | 8000 | 5462.34 | 41.95 | 41.96 | 0.01 | 0
2015 | PJM_ROM_2_PJM_E | PJM_ROM | PJM_E | Internal | Winter | B20 | 935 | 8000 | 4625.33 | 37.53 | 37.54 | 0.01 | 0
2015 | PJM_ROM_2_PJM_ROR | PJM_ROM | PJM_ROR | Internal | Shoulder | B11 | 25 | 8000 | 0.15 | 47.73 | 47.72 | 0.01 | 0
2015 | PJM_ROM_2_PJM_ROR | PJM_ROM | PJM_ROR | Internal | Shoulder | B12 | 200 | 8000 | 0.02 | 41.22 | 41.21 | 0.01 | 0
2015 | PJM_ROM_2_PJM_ROR | PJM_ROM | PJM_ROR | Internal | Shoulder | B13 | 600 | 8000 | 0 | 39.57 | 38.77 | 0.01 | 0
2015 | PJM_ROM_2_PJM_ROR | PJM_ROM | PJM_ROR | Internal | Shoulder | B14 | 900 | 8000 | 0 | 38.35 | 37.36 | 0.01 | 0
2015 | PJM_ROM_2_PJM_ROR | PJM_ROM | PJM_ROR | Internal | Shoulder | B15 | 1203 | 8000 | 0 | 37.24 | 34.38 | 0.01 | 0
2015 | PJM_ROM_2_PJM_ROR | PJM_ROM | PJM_ROR | Internal | Summer | B1 | 10 | 8000 | 0.35 | 59.38 | 59.37 | 0.01 | 0
2015 | PJM_ROM_2_PJM_ROR | PJM_ROM | PJM_ROR | Internal | Summer | B2 | 25 | 8000 | 0.14 | 58.41 | 58.4 | 0.01 | 0
2015 | PJM_ROM_2_PJM_ROR | PJM_ROM | PJM_ROR | Internal | Summer | B3 | 75 | 8000 | 0.05 | 56.95 | 56.94 | 0.01 | 0
2015 | PJM_ROM_2_PJM_ROR | PJM_ROM | PJM_ROR | Internal | Summer | B4 | 100 | 8000 | 0.04 | 53.28 | 53.27 | 0.01 | 0
2015 | PJM_ROM_2_PJM_ROR | PJM_ROM | PJM_ROR | Internal | Summer | B5 | 200 | 8000 | 0.02 | 47.08 | 47.07 | 0.01 | 0
2015 | PJM_ROM_2_PJM_ROR | PJM_ROM | PJM_ROR | Internal | Summer | B6 | 300 | 8000 | 0.01 | 41.57 | 41.56 | 0.01 | 0
2015 | PJM_ROM_2_PJM_ROR | PJM_ROM | PJM_ROR | Internal | Summer | B7 | 400 | 8000 | 0 | 37.94 | 37.82 | 0.01 | 0
2015 | PJM_ROM_2_PJM_ROR | PJM_ROM | PJM_ROR | Internal | Summer | B8 | 500 | 8000 | 0 | 37.44 | 35.06 | 0.01 | 0
2015 | PJM_ROM_2_PJM_ROR | PJM_ROM | PJM_ROR | Internal | Summer | B9 | 800 | 8000 | 0 | 37.23 | 34.73 | 0.01 | 0
2015 | PJM_ROM_2_PJM_ROR | PJM_ROM | PJM_ROR | Internal | Summer | B10 | 1262 | 8000 | 0 | 34.75 | 32.55 | 0.01 | 0
2015 | PJM_ROM_2_PJM_ROR | PJM_ROM | PJM_ROR | Internal | Winter | B16 | 25 | 8000 | 0.14 | 48.54 | 48.53 | 0.01 | 0
2015 | PJM_ROM_2_PJM_ROR | PJM_ROM | PJM_ROR | Internal | Winter | B17 | 100 | 8000 | 0 | 45.48 | 42.59 | 0.01 | 0
2015 | PJM_ROM_2_PJM_ROR | PJM_ROM | PJM_ROR | Internal | Winter | B18 | 400 | 8000 | 0 | 44.29 | 38.76 | 0.01 | 0
2015 | PJM_ROM_2_PJM_ROR | PJM_ROM | PJM_ROR | Internal | Winter | B19 | 700 | 8000 | 0 | 41.95 | 37.72 | 0.01 | 0
2015 | PJM_ROM_2_PJM_ROR | PJM_ROM | PJM_ROR | Internal | Winter | B20 | 935 | 8000 | 0 | 37.53 | 34.29 | 0.01 | 0
2015 | SOCO_2_ENT | SOCO | ENT | Internal | Shoulder | B11 | 25 | 2400 | 0 | 60.72 | 53.5 | 10 | 0
2015 | SOCO_2_ENT | SOCO | ENT | Internal | Shoulder | B12 | 200 | 2400 | 0 | 43.73 | 38.05 | 10 | 0
2015 | SOCO_2_ENT | SOCO | ENT | Internal | Shoulder | B13 | 600 | 2400 | 0 | 39.19 | 38.05 | 10 | 0
2015 | SOCO_2_ENT | SOCO | ENT | Internal | Shoulder | B14 | 900 | 2400 | 0 | 39.19 | 37.78 | 10 | 0
2015 | SOCO_2_ENT | SOCO | ENT | Internal | Shoulder | B15 | 1203 | 2400 | 0 | 39.02 | 37.78 | 10 | 0
2015 | SOCO_2_ENT | SOCO | ENT | Internal | Summer | B1 | 10 | 2400 | 0 | 64.92 | 57.37 | 10 | 0
2015 | SOCO_2_ENT | SOCO | ENT | Internal | Summer | B2 | 25 | 2400 | 0 | 64.92 | 56.92 | 10 | 0
2015 | SOCO_2_ENT | SOCO | ENT | Internal | Summer | B3 | 75 | 2400 | 0 | 64.92 | 55.82 | 10 | 0
2015 | SOCO_2_ENT | SOCO | ENT | Internal | Summer | B4 | 100 | 2400 | 0 | 64.92 | 55.82 | 10 | 0
2015 | SOCO_2_ENT | SOCO | ENT | Internal | Summer | B5 | 200 | 2400 | 0 | 60.27 | 51.84 | 10 | 0
2015 | SOCO_2_ENT | SOCO | ENT | Internal | Summer | B6 | 300 | 2400 | 0 | 50.05 | 42.75 | 10 | 0
2015 | SOCO_2_ENT | SOCO | ENT | Internal | Summer | B7 | 400 | 2400 | 0 | 50.05 | 42.05 | 10 | 0
2015 | SOCO_2_ENT | SOCO | ENT | Internal | Summer | B8 | 500 | 2400 | 0 | 44.25 | 36.89 | 10 | 0
2015 | SOCO_2_ENT | SOCO | ENT | Internal | Summer | B9 | 800 | 2400 | 0 | 37.96 | 36.63 | 10 | 0
2015 | SOCO_2_ENT | SOCO | ENT | Internal | Summer | B10 | 1262 | 2400 | 0 | 37.88 | 35.44 | 10 | 0
2015 | SOCO_2_ENT | SOCO | ENT | Internal | Winter | B16 | 25 | 2400 | 0 | 59.78 | 51.78 | 10 | 0
2015 | SOCO_2_ENT | SOCO | ENT | Internal | Winter | B17 | 100 | 2400 | 0 | 44.25 | 40.38 | 10 | 0
2015 | SOCO_2_ENT | SOCO | ENT | Internal | Winter | B18 | 400 | 2400 | 0 | 41.34 | 40.38 | 10 | 0
2015 | SOCO_2_ENT | SOCO | ENT | Internal | Winter | B19 | 700 | 2400 | 0 | 41.34 | 40.1 | 10 | 0
2015 | SOCO_2_ENT | SOCO | ENT | Internal | Winter | B20 | 935 | 2400 | 0 | 41.34 | 38.79 | 10 | 0
2015 | SOCO_2_FRCC | SOCO | FRCC | Internal | Shoulder | B11 | 25 | 3700 | 1986.08 | 60.72 | 70.72 | 10 | 0
2015 | SOCO_2_FRCC | SOCO | FRCC | Internal | Shoulder | B12 | 200 | 3700 | 1777.99 | 43.73 | 53.73 | 10 | 0
2015 | SOCO_2_FRCC | SOCO | FRCC | Internal | Shoulder | B13 | 600 | 3700 | 483.55 | 39.19 | 49.19 | 10 | 0
2015 | SOCO_2_FRCC | SOCO | FRCC | Internal | Shoulder | B14 | 900 | 3700 | 0 | 39.19 | 45.06 | 10 | 0
2015 | SOCO_2_FRCC | SOCO | FRCC | Internal | Shoulder | B15 | 1203 | 3700 | 0 | 39.02 | 43.22 | 10 | 0
2015 | SOCO_2_FRCC | SOCO | FRCC | Internal | Summer | B1 | 10 | 3700 | 0 | 64.92 | 71.2 | 10 | 0
2015 | SOCO_2_FRCC | SOCO | FRCC | Internal | Summer | B2 | 25 | 3700 | 0 | 64.92 | 71.2 | 10 | 0
2015 | SOCO_2_FRCC | SOCO | FRCC | Internal | Summer | B3 | 75 | 3700 | 0 | 64.92 | 71.2 | 10 | 0
2015 | SOCO_2_FRCC | SOCO | FRCC | Internal | Summer | B4 | 100 | 3700 | 0 | 64.92 | 71.2 | 10 | 0
2015 | SOCO_2_FRCC | SOCO | FRCC | Internal | Summer | B5 | 200 | 3700 | 1757.51 | 60.27 | 70.27 | 10 | 0
2015 | SOCO_2_FRCC | SOCO | FRCC | Internal | Summer | B6 | 300 | 3700 | 6.62 | 50.05 | 60.05 | 10 | 0
2015 | SOCO_2_FRCC | SOCO | FRCC | Internal | Summer | B7 | 400 | 3700 | 1602.47 | 50.05 | 60.05 | 10 | 0
2015 | SOCO_2_FRCC | SOCO | FRCC | Internal | Summer | B8 | 500 | 3700 | 1248.34 | 44.25 | 54.25 | 10 | 0
2015 | SOCO_2_FRCC | SOCO | FRCC | Internal | Summer | B9 | 800 | 3700 | 0 | 37.96 | 46.88 | 10 | 0
2015 | SOCO_2_FRCC | SOCO | FRCC | Internal | Summer | B10 | 1262 | 3700 | 0 | 37.88 | 42.58 | 10 | 0
2015 | SOCO_2_FRCC | SOCO | FRCC | Internal | Winter | B16 | 25 | 3700 | 2038.04 | 59.78 | 69.78 | 10 | 0
2015 | SOCO_2_FRCC | SOCO | FRCC | Internal | Winter | B17 | 100 | 3700 | 2007.81 | 44.25 | 54.25 | 10 | 0
2015 | SOCO_2_FRCC | SOCO | FRCC | Internal | Winter | B18 | 400 | 3700 | 851.86 | 41.34 | 51.34 | 10 | 0
2015 | SOCO_2_FRCC | SOCO | FRCC | Internal | Winter | B19 | 700 | 3700 | 0 | 41.34 | 47.11 | 10 | 0
2015 | SOCO_2_FRCC | SOCO | FRCC | Internal | Winter | B20 | 935 | 3700 | 0 | 41.34 | 45.18 | 10 | 0
2015 | SOCO_2_TVA_Transmission | SOCO | TVA_Transmission | Internal | Shoulder | B11 | 25 | 2600 | 0 | 60.72 | 52.74 | 10 | 0
2015 | SOCO_2_TVA_Transmission | SOCO | TVA_Transmission | Internal | Shoulder | B12 | 200 | 2600 | 0 | 43.73 | 42.76 | 10 | 0
2015 | SOCO_2_TVA_Transmission | SOCO | TVA_Transmission | Internal | Shoulder | B13 | 600 | 2600 | 0 | 39.19 | 41 | 10 | 0
2015 | SOCO_2_TVA_Transmission | SOCO | TVA_Transmission | Internal | Shoulder | B14 | 900 | 2600 | 0 | 39.19 | 39.9 | 10 | 0
2015 | SOCO_2_TVA_Transmission | SOCO | TVA_Transmission | Internal | Shoulder | B15 | 1203 | 2600 | 0 | 39.02 | 39.06 | 10 | 0
2015 | SOCO_2_TVA_Transmission | SOCO | TVA_Transmission | Internal | Summer | B1 | 10 | 2600 | 0 | 64.92 | 65.37 | 10 | 0
2015 | SOCO_2_TVA_Transmission | SOCO | TVA_Transmission | Internal | Summer | B2 | 25 | 2600 | 0 | 64.92 | 64.4 | 10 | 0
2015 | SOCO_2_TVA_Transmission | SOCO | TVA_Transmission | Internal | Summer | B3 | 75 | 2600 | 0 | 64.92 | 62.94 | 10 | 0
2015 | SOCO_2_TVA_Transmission | SOCO | TVA_Transmission | Internal | Summer | B4 | 100 | 2600 | 0 | 64.92 | 59.27 | 10 | 0
2015 | SOCO_2_TVA_Transmission | SOCO | TVA_Transmission | Internal | Summer | B5 | 200 | 2600 | 0 | 60.27 | 51.97 | 10 | 0
2015 | SOCO_2_TVA_Transmission | SOCO | TVA_Transmission | Internal | Summer | B6 | 300 | 2600 | 0 | 50.05 | 44.09 | 10 | 0
2015 | SOCO_2_TVA_Transmission | SOCO | TVA_Transmission | Internal | Summer | B7 | 400 | 2600 | 0 | 50.05 | 41.83 | 10 | 0
2015 | SOCO_2_TVA_Transmission | SOCO | TVA_Transmission | Internal | Summer | B8 | 500 | 2600 | 0 | 44.25 | 38.69 | 10 | 0
2015 | SOCO_2_TVA_Transmission | SOCO | TVA_Transmission | Internal | Summer | B9 | 800 | 2600 | 0 | 37.96 | 38.28 | 10 | 0
2015 | SOCO_2_TVA_Transmission | SOCO | TVA_Transmission | Internal | Summer | B10 | 1262 | 2600 | 0 | 37.88 | 36.25 | 10 | 0
2015 | SOCO_2_TVA_Transmission | SOCO | TVA_Transmission | Internal | Winter | B16 | 25 | 2600 | 0 | 59.78 | 53.72 | 10 | 0
2015 | SOCO_2_TVA_Transmission | SOCO | TVA_Transmission | Internal | Winter | B17 | 100 | 2600 | 0 | 44.25 | 44.81 | 10 | 0
2015 | SOCO_2_TVA_Transmission | SOCO | TVA_Transmission | Internal | Winter | B18 | 400 | 2600 | 0 | 41.34 | 41.34 | 10 | 0
2015 | SOCO_2_TVA_Transmission | SOCO | TVA_Transmission | Internal | Winter | B19 | 700 | 2600 | 0 | 41.34 | 40.09 | 10 | 0
2015 | SOCO_2_TVA_Transmission | SOCO | TVA_Transmission | Internal | Winter | B20 | 935 | 2600 | 0 | 41.34 | 38.91 | 10 | 0
2015 | SOCO_2_VACAR | SOCO | VACAR | Internal | Shoulder | B11 | 25 | 2000 | 0 | 60.72 | 53.72 | 10 | 0
2015 | SOCO_2_VACAR | SOCO | VACAR | Internal | Shoulder | B12 | 200 | 2000 | 0 | 43.73 | 47.21 | 10 | 0
2015 | SOCO_2_VACAR | SOCO | VACAR | Internal | Shoulder | B13 | 600 | 2000 | 0 | 39.19 | 44.77 | 10 | 0
2015 | SOCO_2_VACAR | SOCO | VACAR | Internal | Shoulder | B14 | 900 | 2000 | 0 | 39.19 | 43.36 | 10 | 0
2015 | SOCO_2_VACAR | SOCO | VACAR | Internal | Shoulder | B15 | 1203 | 2000 | 0 | 39.02 | 41.57 | 10 | 0
2015 | SOCO_2_VACAR | SOCO | VACAR | Internal | Summer | B1 | 10 | 2000 | 0 | 64.92 | 68.16 | 10 | 0
2015 | SOCO_2_VACAR | SOCO | VACAR | Internal | Summer | B2 | 25 | 2000 | 0 | 64.92 | 68.16 | 10 | 0
2015 | SOCO_2_VACAR | SOCO | VACAR | Internal | Summer | B3 | 75 | 2000 | 0 | 64.92 | 67.09 | 10 | 0
2015 | SOCO_2_VACAR | SOCO | VACAR | Internal | Summer | B4 | 100 | 2000 | 0 | 64.92 | 59.27 | 10 | 0
2015 | SOCO_2_VACAR | SOCO | VACAR | Internal | Summer | B5 | 200 | 2000 | 0 | 60.27 | 53.27 | 10 | 0
2015 | SOCO_2_VACAR | SOCO | VACAR | Internal | Summer | B6 | 300 | 2000 | 0 | 50.05 | 47.56 | 10 | 0
2015 | SOCO_2_VACAR | SOCO | VACAR | Internal | Summer | B7 | 400 | 2000 | 0 | 50.05 | 43.82 | 10 | 0
2015 | SOCO_2_VACAR | SOCO | VACAR | Internal | Summer | B8 | 500 | 2000 | 0 | 44.25 | 42.75 | 10 | 0
2015 | SOCO_2_VACAR | SOCO | VACAR | Internal | Summer | B9 | 800 | 2000 | 0 | 37.96 | 41.57 | 10 | 0
2015 | SOCO_2_VACAR | SOCO | VACAR | Internal | Summer | B10 | 1262 | 2000 | 0 | 37.88 | 39.21 | 10 | 0
2015 | SOCO_2_VACAR | SOCO | VACAR | Internal | Winter | B16 | 25 | 2000 | 0 | 59.78 | 58.89 | 10 | 0
2015 | SOCO_2_VACAR | SOCO | VACAR | Internal | Winter | B17 | 100 | 2000 | 0 | 44.25 | 48.59 | 10 | 0
2015 | SOCO_2_VACAR | SOCO | VACAR | Internal | Winter | B18 | 400 | 2000 | 0 | 41.34 | 44.76 | 10 | 0
2015 | SOCO_2_VACAR | SOCO | VACAR | Internal | Winter | B19 | 700 | 2000 | 0 | 41.34 | 43.72 | 10 | 0
2015 | SOCO_2_VACAR | SOCO | VACAR | Internal | Winter | B20 | 935 | 2000 | 0 | 41.34 | 42.38 | 10 | 0
2015 | SPP_N_2_ENT | SPP_N | ENT | Internal | Shoulder | B11 | 25 | 1800 | 0 | 52.72 | 53.5 | 5 | 0
2015 | SPP_N_2_ENT | SPP_N | ENT | Internal | Shoulder | B12 | 200 | 1800 | 0 | 39.21 | 38.05 | 5 | 0
2015 | SPP_N_2_ENT | SPP_N | ENT | Internal | Shoulder | B13 | 600 | 1800 | 0 | 37.6 | 38.05 | 5 | 0
2015 | SPP_N_2_ENT | SPP_N | ENT | Internal | Shoulder | B14 | 900 | 1800 | 0 | 36.34 | 37.78 | 5 | 0
2015 | SPP_N_2_ENT | SPP_N | ENT | Internal | Shoulder | B15 | 1203 | 1800 | 0 | 36.34 | 37.78 | 5 | 0
2015 | SPP_N_2_ENT | SPP_N | ENT | Internal | Summer | B1 | 10 | 1800 | 0 | 58.76 | 57.37 | 5 | 0
2015 | SPP_N_2_ENT | SPP_N | ENT | Internal | Summer | B2 | 25 | 1800 | 0 | 58.76 | 56.92 | 5 | 0
2015 | SPP_N_2_ENT | SPP_N | ENT | Internal | Summer | B3 | 75 | 1800 | 0 | 58.76 | 55.82 | 5 | 0
2015 | SPP_N_2_ENT | SPP_N | ENT | Internal | Summer | B4 | 100 | 1800 | 0 | 53.94 | 55.82 | 5 | 0
2015 | SPP_N_2_ENT | SPP_N | ENT | Internal | Summer | B5 | 200 | 1800 | 0 | 52.08 | 51.84 | 5 | 0
2015 | SPP_N_2_ENT | SPP_N | ENT | Internal | Summer | B6 | 300 | 1800 | 0 | 47.56 | 42.75 | 5 | 0
2015 | SPP_N_2_ENT | SPP_N | ENT | Internal | Summer | B7 | 400 | 1800 | 0 | 42.81 | 42.05 | 5 | 0
2015 | SPP_N_2_ENT | SPP_N | ENT | Internal | Summer | B8 | 500 | 1800 | 0 | 36.69 | 36.89 | 5 | 0
2015 | SPP_N_2_ENT | SPP_N | ENT | Internal | Summer | B9 | 800 | 1800 | 0 | 35.12 | 36.63 | 5 | 0
2015 | SPP_N_2_ENT | SPP_N | ENT | Internal | Summer | B10 | 1262 | 1800 | 0 | 34.55 | 35.44 | 5 | 0
2015 | SPP_N_2_ENT | SPP_N | ENT | Internal | Winter | B16 | 25 | 1800 | 0 | 47.54 | 51.78 | 5 | 0
2015 | SPP_N_2_ENT | SPP_N | ENT | Internal | Winter | B17 | 100 | 1800 | 0 | 40.07 | 40.38 | 5 | 0
2015 | SPP_N_2_ENT | SPP_N | ENT | Internal | Winter | B18 | 400 | 1800 | 0 | 38.72 | 40.38 | 5 | 0
2015 | SPP_N_2_ENT | SPP_N | ENT | Internal | Winter | B19 | 700 | 1800 | 0 | 38.67 | 40.1 | 5 | 0
2015 | SPP_N_2_ENT | SPP_N | ENT | Internal | Winter | B20 | 935 | 1800 | 0 | 38.07 | 38.79 | 5 | 0
2015 | SPP_N_2_MISO_MO-IL | SPP_N | MISO_MO-IL | Internal | Shoulder | B11 | 25 | 2000 | 0 | 52.72 | 45.73 | 5 | 0
2015 | SPP_N_2_MISO_MO-IL | SPP_N | MISO_MO-IL | Internal | Shoulder | B12 | 200 | 2000 | 0 | 39.21 | 39.21 | 5 | 0
2015 | SPP_N_2_MISO_MO-IL | SPP_N | MISO_MO-IL | Internal | Shoulder | B13 | 600 | 2000 | 0 | 37.6 | 36.76 | 5 | 0
2015 | SPP_N_2_MISO_MO-IL | SPP_N | MISO_MO-IL | Internal | Shoulder | B14 | 900 | 2000 | 0 | 36.34 | 35.33 | 5 | 0
2015 | SPP_N_2_MISO_MO-IL | SPP_N | MISO_MO-IL | Internal | Shoulder | B15 | 1203 | 2000 | 0 | 36.34 | 32.8 | 5 | 0
2015 | SPP_N_2_MISO_MO-IL | SPP_N | MISO_MO-IL | Internal | Summer | B1 | 10 | 2000 | 0 | 58.76 | 57.37 | 5 | 0
2015 | SPP_N_2_MISO_MO-IL | SPP_N | MISO_MO-IL | Internal | Summer | B2 | 25 | 2000 | 0 | 58.76 | 56.4 | 5 | 0
2015 | SPP_N_2_MISO_MO-IL | SPP_N | MISO_MO-IL | Internal | Summer | B3 | 75 | 2000 | 0 | 58.76 | 55.35 | 5 | 0
2015 | SPP_N_2_MISO_MO-IL | SPP_N | MISO_MO-IL | Internal | Summer | B4 | 100 | 2000 | 0 | 53.94 | 51.27 | 5 | 0
2015 | SPP_N_2_MISO_MO-IL | SPP_N | MISO_MO-IL | Internal | Summer | B5 | 200 | 2000 | 0 | 52.08 | 45.07 | 5 | 0
2015 | SPP_N_2_MISO_MO-IL | SPP_N | MISO_MO-IL | Internal | Summer | B6 | 300 | 2000 | 0 | 47.56 | 39.56 | 5 | 0
2015 | SPP_N_2_MISO_MO-IL | SPP_N | MISO_MO-IL | Internal | Summer | B7 | 400 | 2000 | 0 | 42.81 | 35.8 | 5 | 0
2015 | SPP_N_2_MISO_MO-IL | SPP_N | MISO_MO-IL | Internal | Summer | B8 | 500 | 2000 | 0 | 36.69 | 33.06 | 5 | 0
2015 | SPP_N_2_MISO_MO-IL | SPP_N | MISO_MO-IL | Internal | Summer | B9 | 800 | 2000 | 0 | 35.12 | 32.78 | 5 | 0
2015 | SPP_N_2_MISO_MO-IL | SPP_N | MISO_MO-IL | Internal | Summer | B10 | 1262 | 2000 | 0 | 34.55 | 30.97 | 5 | 0
2015 | SPP_N_2_MISO_MO-IL | SPP_N | MISO_MO-IL | Internal | Winter | B16 | 25 | 2000 | 0 | 47.54 | 46.53 | 5 | 0
2015 | SPP_N_2_MISO_MO-IL | SPP_N | MISO_MO-IL | Internal | Winter | B17 | 100 | 2000 | 0 | 40.07 | 40.07 | 5 | 0
2015 | SPP_N_2_MISO_MO-IL | SPP_N | MISO_MO-IL | Internal | Winter | B18 | 400 | 2000 | 0 | 38.72 | 36.74 | 5 | 0
2015 | SPP_N_2_MISO_MO-IL | SPP_N | MISO_MO-IL | Internal | Winter | B19 | 700 | 2000 | 0 | 38.67 | 35.72 | 5 | 0
2015 | SPP_N_2_MISO_MO-IL | SPP_N | MISO_MO-IL | Internal | Winter | B20 | 935 | 2000 | 0 | 38.07 | 32.73 | 5 | 0
2015 | SPP_N_2_MISO_W | SPP_N | MISO_W | Internal | Shoulder | B11 | 25 | 750 | 0 | 52.72 | 45.72 | 5 | 0
2015 | SPP_N_2_MISO_W | SPP_N | MISO_W | Internal | Shoulder | B12 | 200 | 750 | 0 | 39.21 | 39.2 | 5 | 0
2015 | SPP_N_2_MISO_W | SPP_N | MISO_W | Internal | Shoulder | B13 | 600 | 750 | 0 | 37.6 | 36.76 | 5 | 0
2015 | SPP_N_2_MISO_W | SPP_N | MISO_W | Internal | Shoulder | B14 | 900 | 750 | 0 | 36.34 | 35.35 | 5 | 0
2015 | SPP_N_2_MISO_W | SPP_N | MISO_W | Internal | Shoulder | B15 | 1203 | 750 | 0 | 36.34 | 33.07 | 5 | 0
2015 | SPP_N_2_MISO_W | SPP_N | MISO_W | Internal | Summer | B1 | 10 | 750 | 0 | 58.76 | 57.36 | 5 | 0
2015 | SPP_N_2_MISO_W | SPP_N | MISO_W | Internal | Summer | B2 | 25 | 750 | 0 | 58.76 | 56.41 | 5 | 0
2015 | SPP_N_2_MISO_W | SPP_N | MISO_W | Internal | Summer | B3 | 75 | 750 | 0 | 58.76 | 55.69 | 5 | 0
2015 | SPP_N_2_MISO_W | SPP_N | MISO_W | Internal | Summer | B4 | 100 | 750 | 0 | 53.94 | 51.28 | 5 | 0
2015 | SPP_N_2_MISO_W | SPP_N | MISO_W | Internal | Summer | B5 | 200 | 750 | 0 | 52.08 | 45.08 | 5 | 0
2015 | SPP_N_2_MISO_W | SPP_N | MISO_W | Internal | Summer | B6 | 300 | 750 | 0 | 47.56 | 40.56 | 5 | 0
2015 | SPP_N_2_MISO_W | SPP_N | MISO_W | Internal | Summer | B7 | 400 | 750 | 0 | 42.81 | 35.81 | 5 | 0
2015 | SPP_N_2_MISO_W | SPP_N | MISO_W | Internal | Summer | B8 | 500 | 750 | 0 | 36.69 | 33.05 | 5 | 0
2015 | SPP_N_2_MISO_W | SPP_N | MISO_W | Internal | Summer | B9 | 800 | 750 | 0 | 35.12 | 32.79 | 5 | 0
2015 | SPP_N_2_MISO_W | SPP_N | MISO_W | Internal | Summer | B10 | 1262 | 750 | 0 | 34.55 | 31.03 | 5 | 0
2015 | SPP_N_2_MISO_W | SPP_N | MISO_W | Internal | Winter | B16 | 25 | 750 | 0 | 47.54 | 46.52 | 5 | 0
2015 | SPP_N_2_MISO_W | SPP_N | MISO_W | Internal | Winter | B17 | 100 | 750 | 0 | 40.07 | 40.06 | 5 | 0
2015 | SPP_N_2_MISO_W | SPP_N | MISO_W | Internal | Winter | B18 | 400 | 750 | 0 | 38.72 | 36.76 | 5 | 0
2015 | SPP_N_2_MISO_W | SPP_N | MISO_W | Internal | Winter | B19 | 700 | 750 | 0 | 38.67 | 36.07 | 5 | 0
2015 | SPP_N_2_MISO_W | SPP_N | MISO_W | Internal | Winter | B20 | 935 | 750 | 0 | 38.07 | 32.72 | 5 | 0
2015 | SPP_N_2_NE | SPP_N | NE | Internal | Shoulder | B11 | 25 | 330 | 0 | 52.72 | 45.72 | 0.01 | 0
2015 | SPP_N_2_NE | SPP_N | NE | Internal | Shoulder | B12 | 200 | 330 | 0.02 | 39.21 | 39.2 | 0.01 | 0
2015 | SPP_N_2_NE | SPP_N | NE | Internal | Shoulder | B13 | 600 | 330 | 0 | 37.6 | 36.76 | 0.01 | 0
2015 | SPP_N_2_NE | SPP_N | NE | Internal | Shoulder | B14 | 900 | 330 | 0 | 36.34 | 36.33 | 0.01 | 0
2015 | SPP_N_2_NE | SPP_N | NE | Internal | Shoulder | B15 | 1203 | 330 | 0 | 36.34 | 36.33 | 0.01 | 0
2015 | SPP_N_2_NE | SPP_N | NE | Internal | Summer | B1 | 10 | 330 | 0 | 58.76 | 57.36 | 0.01 | 0
2015 | SPP_N_2_NE | SPP_N | NE | Internal | Summer | B2 | 25 | 330 | 0 | 58.76 | 57.36 | 0.01 | 0
2015 | SPP_N_2_NE | SPP_N | NE | Internal | Summer | B3 | 75 | 330 | 0 | 58.76 | 57.36 | 0.01 | 0
2015 | SPP_N_2_NE | SPP_N | NE | Internal | Summer | B4 | 100 | 330 | 0.03 | 53.94 | 53.92 | 0.01 | 0
2015 | SPP_N_2_NE | SPP_N | NE | Internal | Summer | B5 | 200 | 330 | 0.02 | 52.08 | 52.07 | 0.01 | 0
2015 | SPP_N_2_NE | SPP_N | NE | Internal | Summer | B6 | 300 | 330 | 0 | 47.56 | 40.56 | 0.01 | 0
2015 | SPP_N_2_NE | SPP_N | NE | Internal | Summer | B7 | 400 | 330 | 0 | 42.81 | 35.81 | 0.01 | 0
2015 | SPP_N_2_NE | SPP_N | NE | Internal | Summer | B8 | 500 | 330 | 0 | 36.69 | 34.01 | 0.01 | 0
2015 | SPP_N_2_NE | SPP_N | NE | Internal | Summer | B9 | 800 | 330 | 0 | 35.12 | 34.01 | 0.01 | 0
2015 | SPP_N_2_NE | SPP_N | NE | Internal | Summer | B10 | 1262 | 330 | 0 | 34.55 | 33.22 | 0.01 | 0
2015 | SPP_N_2_NE | SPP_N | NE | Internal | Winter | B16 | 25 | 330 | 0 | 47.54 | 46.52 | 0.01 | 0
2015 | SPP_N_2_NE | SPP_N | NE | Internal | Winter | B17 | 100 | 330 | 0.03 | 40.07 | 40.06 | 0.01 | 0
2015 | SPP_N_2_NE | SPP_N | NE | Internal | Winter | B18 | 400 | 330 | 0 | 38.72 | 38.66 | 0.01 | 0
2015 | SPP_N_2_NE | SPP_N | NE | Internal | Winter | B19 | 700 | 330 | 0 | 38.67 | 38.66 | 0.01 | 0
2015 | SPP_N_2_NE | SPP_N | NE | Internal | Winter | B20 | 935 | 330 | 0 | 38.07 | 33.77 | 0.01 | 0
2015 | SPP_N_2_SPP_S | SPP_N | SPP_S | Internal | Shoulder | B11 | 25 | 4000 | 0 | 52.72 | 52.2 | 0.01 | 0
2015 | SPP_N_2_SPP_S | SPP_N | SPP_S | Internal | Shoulder | B12 | 200 | 4000 | 417.11 | 39.21 | 39.22 | 0.01 | 0
2015 | SPP_N_2_SPP_S | SPP_N | SPP_S | Internal | Shoulder | B13 | 600 | 4000 | 1275.77 | 37.6 | 37.62 | 0.01 | 0
2015 | SPP_N_2_SPP_S | SPP_N | SPP_S | Internal | Shoulder | B14 | 900 | 4000 | 1215.53 | 36.34 | 36.35 | 0.01 | 0
2015 | SPP_N_2_SPP_S | SPP_N | SPP_S | Internal | Shoulder | B15 | 1203 | 4000 | 3136.1 | 36.34 | 36.35 | 0.01 | 0
2015 | SPP_N_2_SPP_S | SPP_N | SPP_S | Internal | Summer | B1 | 10 | 4000 | 0.31 | 58.76 | 58.75 | 0.01 | 0
2015 | SPP_N_2_SPP_S | SPP_N | SPP_S | Internal | Summer | B2 | 25 | 4000 | 0.14 | 58.76 | 58.75 | 0.01 | 0
2015 | SPP_N_2_SPP_S | SPP_N | SPP_S | Internal | Summer | B3 | 75 | 4000 | 0 | 58.76 | 50.82 | 0.01 | 0
2015 | SPP_N_2_SPP_S | SPP_N | SPP_S | Internal | Summer | B4 | 100 | 4000 | 0 | 53.94 | 50.82 | 0.01 | 0
2015 | SPP_N_2_SPP_S | SPP_N | SPP_S | Internal | Summer | B5 | 200 | 4000 | 0 | 52.08 | 50.41 | 0.01 | 0
2015 | SPP_N_2_SPP_S | SPP_N | SPP_S | Internal | Summer | B6 | 300 | 4000 | 2992.64 | 47.56 | 47.57 | 0.01 | 0
2015 | SPP_N_2_SPP_S | SPP_N | SPP_S | Internal | Summer | B7 | 400 | 4000 | 1772.52 | 42.81 | 42.82 | 0.01 | 0
2015 | SPP_N_2_SPP_S | SPP_N | SPP_S | Internal | Summer | B8 | 500 | 4000 | 1737.49 | 36.69 | 36.71 | 0.01 | 0
2015 | SPP_N_2_SPP_S | SPP_N | SPP_S | Internal | Summer | B9 | 800 | 4000 | 3016.87 | 35.12 | 35.13 | 0.01 | 0
2015 | SPP_N_2_SPP_S | SPP_N | SPP_S | Internal | Summer | B10 | 1262 | 4000 | 4000 | 34.55 | 35.05 | 0.01 | 0.49
2015 | SPP_N_2_SPP_S | SPP_N | SPP_S | Internal | Winter | B16 | 25 | 4000 | 1271.27 | 47.54 | 47.55 | 0.01 | 0
2015 | SPP_N_2_SPP_S | SPP_N | SPP_S | Internal | Winter | B17 | 100 | 4000 | 2210.96 | 40.07 | 40.08 | 0.01 | 0
2015 | SPP_N_2_SPP_S | SPP_N | SPP_S | Internal | Winter | B18 | 400 | 4000 | 2743.66 | 38.72 | 38.73 | 0.01 | 0
2015 | SPP_N_2_SPP_S | SPP_N | SPP_S | Internal | Winter | B19 | 700 | 4000 | 2868.98 | 38.67 | 38.68 | 0.01 | 0
2015 | SPP_N_2_SPP_S | SPP_N | SPP_S | Internal | Winter | B20 | 935 | 4000 | 4000 | 38.07 | 38.64 | 0.01 | 0.56
2015 | SPP_S_2_ENT | SPP_S | ENT | Internal | Shoulder | B11 | 25 | 850 | 0 | 52.2 | 53.5 | 5 | 0
2015 | SPP_S_2_ENT | SPP_S | ENT | Internal | Shoulder | B12 | 200 | 850 | 0 | 39.22 | 38.05 | 5 | 0
2015 | SPP_S_2_ENT | SPP_S | ENT | Internal | Shoulder | B13 | 600 | 850 | 0 | 37.62 | 38.05 | 5 | 0
2015 | SPP_S_2_ENT | SPP_S | ENT | Internal | Shoulder | B14 | 900 | 850 | 0 | 36.35 | 37.78 | 5 | 0
2015 | SPP_S_2_ENT | SPP_S | ENT | Internal | Shoulder | B15 | 1203 | 850 | 0 | 36.35 | 37.78 | 5 | 0
2015 | SPP_S_2_ENT | SPP_S | ENT | Internal | Summer | B1 | 10 | 850 | 0 | 58.75 | 57.37 | 5 | 0
2015 | SPP_S_2_ENT | SPP_S | ENT | Internal | Summer | B2 | 25 | 850 | 0 | 58.75 | 56.92 | 5 | 0
2015 | SPP_S_2_ENT | SPP_S | ENT | Internal | Summer | B3 | 75 | 850 | 87 | 50.82 | 55.82 | 5 | 0
2015 | SPP_S_2_ENT | SPP_S | ENT | Internal | Summer | B4 | 100 | 850 | 44.68 | 50.82 | 55.82 | 5 | 0
2015 | SPP_S_2_ENT | SPP_S | ENT | Internal | Summer | B5 | 200 | 850 | 0 | 50.41 | 51.84 | 5 | 0
2015 | SPP_S_2_ENT | SPP_S | ENT | Internal | Summer | B6 | 300 | 850 | 0 | 47.57 | 42.75 | 5 | 0
2015 | SPP_S_2_ENT | SPP_S | ENT | Internal | Summer | B7 | 400 | 850 | 0 | 42.82 | 42.05 | 5 | 0
2015 | SPP_S_2_ENT | SPP_S | ENT | Internal | Summer | B8 | 500 | 850 | 0 | 36.71 | 36.89 | 5 | 0
2015 | SPP_S_2_ENT | SPP_S | ENT | Internal | Summer | B9 | 800 | 850 | 0 | 35.13 | 36.63 | 5 | 0
2015 | SPP_S_2_ENT | SPP_S | ENT | Internal | Summer | B10 | 1262 | 850 | 0 | 35.05 | 35.44 | 5 | 0
2015 | SPP_S_2_ENT | SPP_S | ENT | Internal | Winter | B16 | 25 | 850 | 0 | 47.55 | 51.78 | 5 | 0
2015 | SPP_S_2_ENT | SPP_S | ENT | Internal | Winter | B17 | 100 | 850 | 0 | 40.08 | 40.38 | 5 | 0
2015 | SPP_S_2_ENT | SPP_S | ENT | Internal | Winter | B18 | 400 | 850 | 0 | 38.73 | 40.38 | 5 | 0
2015 | SPP_S_2_ENT | SPP_S | ENT | Internal | Winter | B19 | 700 | 850 | 0 | 38.68 | 40.1 | 5 | 0
2015 | SPP_S_2_ENT | SPP_S | ENT | Internal | Winter | B20 | 935 | 850 | 0 | 38.64 | 38.79 | 5 | 0
2015 | SPP_S_2_SPP_N | SPP_S | SPP_N | Internal | Shoulder | B11 | 25 | 640 | 639.99 | 52.2 | 52.72 | 0.01 | 0.5
2015 | SPP_S_2_SPP_N | SPP_S | SPP_N | Internal | Shoulder | B12 | 200 | 640 | 0.02 | 39.22 | 39.21 | 0.01 | 0
2015 | SPP_S_2_SPP_N | SPP_S | SPP_N | Internal | Shoulder | B13 | 600 | 640 | 0 | 37.62 | 37.6 | 0.01 | 0
2015 | SPP_S_2_SPP_N | SPP_S | SPP_N | Internal | Shoulder | B14 | 900 | 640 | 0 | 36.35 | 36.34 | 0.01 | 0
2015 | SPP_S_2_SPP_N | SPP_S | SPP_N | Internal | Shoulder | B15 | 1203 | 640 | 0 | 36.35 | 36.34 | 0.01 | 0
2015 | SPP_S_2_SPP_N | SPP_S | SPP_N | Internal | Summer | B1 | 10 | 640 | 590.3 | 58.75 | 58.76 | 0.01 | 0
2015 | SPP_S_2_SPP_N | SPP_S | SPP_N | Internal | Summer | B2 | 25 | 640 | 449.52 | 58.75 | 58.76 | 0.01 | 0
2015 | SPP_S_2_SPP_N | SPP_S | SPP_N | Internal | Summer | B3 | 75 | 640 | 640 | 50.82 | 58.76 | 0.01 | 7.93
2015 | SPP_S_2_SPP_N | SPP_S | SPP_N | Internal | Summer | B4 | 100 | 640 | 640 | 50.82 | 53.94 | 0.01 | 3.1
2015 | SPP_S_2_SPP_N | SPP_S | SPP_N | Internal | Summer | B5 | 200 | 640 | 640 | 50.41 | 52.08 | 0.01 | 1.66
2015 | SPP_S_2_SPP_N | SPP_S | SPP_N | Internal | Summer | B6 | 300 | 640 | 0.01 | 47.57 | 47.56 | 0.01 | 0
2015 | SPP_S_2_SPP_N | SPP_S | SPP_N | Internal | Summer | B7 | 400 | 640 | 0 | 42.82 | 42.81 | 0.01 | 0
2015 | SPP_S_2_SPP_N | SPP_S | SPP_N | Internal | Summer | B8 | 500 | 640 | 0 | 36.71 | 36.69 | 0.01 | 0
2015 | SPP_S_2_SPP_N | SPP_S | SPP_N | Internal | Summer | B9 | 800 | 640 | 0 | 35.13 | 35.12 | 0.01 | 0
2015 | SPP_S_2_SPP_N | SPP_S | SPP_N | Internal | Summer | B10 | 1262 | 640 | 0 | 35.05 | 34.55 | 0.01 | 0
2015 | SPP_S_2_SPP_N | SPP_S | SPP_N | Internal | Winter | B16 | 25 | 640 | 0.14 | 47.55 | 47.54 | 0.01 | 0
2015 | SPP_S_2_SPP_N | SPP_S | SPP_N | Internal | Winter | B17 | 100 | 640 | 0.04 | 40.08 | 40.07 | 0.01 | 0
2015 | SPP_S_2_SPP_N | SPP_S | SPP_N | Internal | Winter | B18 | 400 | 640 | 0 | 38.73 | 38.72 | 0.01 | 0
2015 | SPP_S_2_SPP_N | SPP_S | SPP_N | Internal | Winter | B19 | 700 | 640 | 0 | 38.68 | 38.67 | 0.01 | 0
2015 | SPP_S_2_SPP_N | SPP_S | SPP_N | Internal | Winter | B20 | 935 | 640 | 0 | 38.64 | 38.07 | 0.01 | 0
2015 | TVA_2_ENT | TVA | ENT | Internal | Shoulder | B11 | 25 | 500 | 0 | 51.72 | 53.5 | 9 | 0
2015 | TVA_2_ENT | TVA | ENT | Internal | Shoulder | B12 | 200 | 500 | 0 | 38.4 | 38.05 | 9 | 0
2015 | TVA_2_ENT | TVA | ENT | Internal | Shoulder | B13 | 600 | 500 | 0 | 38.4 | 38.05 | 9 | 0
2015 | TVA_2_ENT | TVA | ENT | Internal | Shoulder | B14 | 900 | 500 | 0 | 38.4 | 37.78 | 9 | 0
2015 | TVA_2_ENT | TVA | ENT | Internal | Shoulder | B15 | 1203 | 500 | 0 | 38.4 | 37.78 | 9 | 0
2015 | TVA_2_ENT | TVA | ENT | Internal | Summer | B1 | 10 | 500 | 0 | 65.38 | 57.37 | 9 | 0
2015 | TVA_2_ENT | TVA | ENT | Internal | Summer | B2 | 25 | 500 | 0 | 64.41 | 56.92 | 9 | 0
2015 | TVA_2_ENT | TVA | ENT | Internal | Summer | B3 | 75 | 500 | 0 | 62.95 | 55.82 | 9 | 0
2015 | TVA_2_ENT | TVA | ENT | Internal | Summer | B4 | 100 | 500 | 0 | 59.28 | 55.82 | 9 | 0
2015 | TVA_2_ENT | TVA | ENT | Internal | Summer | B5 | 200 | 500 | 0 | 48.81 | 51.84 | 9 | 0
2015 | TVA_2_ENT | TVA | ENT | Internal | Summer | B6 | 300 | 500 | 0 | 38.73 | 42.75 | 9 | 0
2015 | TVA_2_ENT | TVA | ENT | Internal | Summer | B7 | 400 | 500 | 0 | 37.16 | 42.05 | 9 | 0
2015 | TVA_2_ENT | TVA | ENT | Internal | Summer | B8 | 500 | 500 | 0 | 37.16 | 36.89 | 9 | 0
2015 | TVA_2_ENT | TVA | ENT | Internal | Summer | B9 | 800 | 500 | 0 | 37.16 | 36.63 | 9 | 0
2015 | TVA_2_ENT | TVA | ENT | Internal | Summer | B10 | 1262 | 500 | 0 | 34.83 | 35.44 | 9 | 0
2015 | TVA_2_ENT | TVA | ENT | Internal | Winter | B16 | 25 | 500 | 0 | 53.23 | 51.78 | 9 | 0
2015 | TVA_2_ENT | TVA | ENT | Internal | Winter | B17 | 100 | 500 | 0 | 42.52 | 40.38 | 9 | 0
2015 | TVA_2_ENT | TVA | ENT | Internal | Winter | B18 | 400 | 500 | 0 | 38.14 | 40.38 | 9 | 0
2015 | TVA_2_ENT | TVA | ENT | Internal | Winter | B19 | 700 | 500 | 0 | 38.14 | 40.1 | 9 | 0
2015 | TVA_2_ENT | TVA | ENT | Internal | Winter | B20 | 935 | 500 | 0 | 38.14 | 38.79 | 9 | 0
2015 | TVA_2_MISO_MO-IL | TVA | MISO_MO-IL | Internal | Shoulder | B11 | 25 | 50 | 0 | 51.72 | 45.73 | 9 | 0
2015 | TVA_2_MISO_MO-IL | TVA | MISO_MO-IL | Internal | Shoulder | B12 | 200 | 50 | 0 | 38.4 | 39.21 | 9 | 0
2015 | TVA_2_MISO_MO-IL | TVA | MISO_MO-IL | Internal | Shoulder | B13 | 600 | 50 | 0 | 38.4 | 36.76 | 9 | 0
2015 | TVA_2_MISO_MO-IL | TVA | MISO_MO-IL | Internal | Shoulder | B14 | 900 | 50 | 0 | 38.4 | 35.33 | 9 | 0
2015 | TVA_2_MISO_MO-IL | TVA | MISO_MO-IL | Internal | Shoulder | B15 | 1203 | 50 | 0 | 38.4 | 32.8 | 9 | 0
2015 | TVA_2_MISO_MO-IL | TVA | MISO_MO-IL | Internal | Summer | B1 | 10 | 50 | 0 | 65.38 | 57.37 | 9 | 0
2015 | TVA_2_MISO_MO-IL | TVA | MISO_MO-IL | Internal | Summer | B2 | 25 | 50 | 0 | 64.41 | 56.4 | 9 | 0
2015 | TVA_2_MISO_MO-IL | TVA | MISO_MO-IL | Internal | Summer | B3 | 75 | 50 | 0 | 62.95 | 55.35 | 9 | 0
2015 | TVA_2_MISO_MO-IL | TVA | MISO_MO-IL | Internal | Summer | B4 | 100 | 50 | 0 | 59.28 | 51.27 | 9 | 0
2015 | TVA_2_MISO_MO-IL | TVA | MISO_MO-IL | Internal | Summer | B5 | 200 | 50 | 0 | 48.81 | 45.07 | 9 | 0
2015 | TVA_2_MISO_MO-IL | TVA | MISO_MO-IL | Internal | Summer | B6 | 300 | 50 | 0 | 38.73 | 39.56 | 9 | 0
2015 | TVA_2_MISO_MO-IL | TVA | MISO_MO-IL | Internal | Summer | B7 | 400 | 50 | 0 | 37.16 | 35.8 | 9 | 0
2015 | TVA_2_MISO_MO-IL | TVA | MISO_MO-IL | Internal | Summer | B8 | 500 | 50 | 0 | 37.16 | 33.06 | 9 | 0
2015 | TVA_2_MISO_MO-IL | TVA | MISO_MO-IL | Internal | Summer | B9 | 800 | 50 | 0 | 37.16 | 32.78 | 9 | 0
2015 | TVA_2_MISO_MO-IL | TVA | MISO_MO-IL | Internal | Summer | B10 | 1262 | 50 | 0 | 34.83 | 30.97 | 9 | 0
2015 | TVA_2_MISO_MO-IL | TVA | MISO_MO-IL | Internal | Winter | B16 | 25 | 50 | 0 | 53.23 | 46.53 | 9 | 0
2015 | TVA_2_MISO_MO-IL | TVA | MISO_MO-IL | Internal | Winter | B17 | 100 | 50 | 0 | 42.52 | 40.07 | 9 | 0
2015 | TVA_2_MISO_MO-IL | TVA | MISO_MO-IL | Internal | Winter | B18 | 400 | 50 | 0 | 38.14 | 36.74 | 9 | 0
2015 | TVA_2_MISO_MO-IL | TVA | MISO_MO-IL | Internal | Winter | B19 | 700 | 50 | 0 | 38.14 | 35.72 | 9 | 0
2015 | TVA_2_MISO_MO-IL | TVA | MISO_MO-IL | Internal | Winter | B20 | 935 | 50 | 0 | 38.14 | 32.73 | 9 | 0
2015 | TVA_2_NonRTO_Midwest | TVA | NonRTO_Midwest | Internal | Shoulder | B11 | 25 | 100 | 0 | 51.72 | 53.74 | 9 | 0
2015 | TVA_2_NonRTO_Midwest | TVA | NonRTO_Midwest | Internal | Shoulder | B12 | 200 | 100 | 0 | 38.4 | 47.22 | 9 | 0
2015 | TVA_2_NonRTO_Midwest | TVA | NonRTO_Midwest | Internal | Shoulder | B13 | 600 | 100 | 0 | 38.4 | 43.44 | 9 | 0
2015 | TVA_2_NonRTO_Midwest | TVA | NonRTO_Midwest | Internal | Shoulder | B14 | 900 | 100 | 0 | 38.4 | 35.44 | 9 | 0
2015 | TVA_2_NonRTO_Midwest | TVA | NonRTO_Midwest | Internal | Shoulder | B15 | 1203 | 100 | 0 | 38.4 | 33.71 | 9 | 0
2015 | TVA_2_NonRTO_Midwest | TVA | NonRTO_Midwest | Internal | Summer | B1 | 10 | 100 | 0 | 65.38 | 63.36 | 9 | 0
2015 | TVA_2_NonRTO_Midwest | TVA | NonRTO_Midwest | Internal | Summer | B2 | 25 | 100 | 0 | 64.41 | 63.36 | 9 | 0
2015 | TVA_2_NonRTO_Midwest | TVA | NonRTO_Midwest | Internal | Summer | B3 | 75 | 100 | 0 | 62.95 | 63.36 | 9 | 0
2015 | TVA_2_NonRTO_Midwest | TVA | NonRTO_Midwest | Internal | Summer | B4 | 100 | 100 | 0 | 59.28 | 59.28 | 9 | 0
2015 | TVA_2_NonRTO_Midwest | TVA | NonRTO_Midwest | Internal | Summer | B5 | 200 | 100 | 0 | 48.81 | 53.08 | 9 | 0
2015 | TVA_2_NonRTO_Midwest | TVA | NonRTO_Midwest | Internal | Summer | B6 | 300 | 100 | 0 | 38.73 | 43.28 | 9 | 0
2015 | TVA_2_NonRTO_Midwest | TVA | NonRTO_Midwest | Internal | Summer | B7 | 400 | 100 | 0 | 37.16 | 35.44 | 9 | 0
2015 | TVA_2_NonRTO_Midwest | TVA | NonRTO_Midwest | Internal | Summer | B8 | 500 | 100 | 0 | 37.16 | 34.38 | 9 | 0
2015 | TVA_2_NonRTO_Midwest | TVA | NonRTO_Midwest | Internal | Summer | B9 | 800 | 100 | 0 | 37.16 | 33.71 | 9 | 0
2015 | TVA_2_NonRTO_Midwest | TVA | NonRTO_Midwest | Internal | Summer | B10 | 1262 | 100 | 0 | 34.83 | 33.47 | 9 | 0
2015 | TVA_2_NonRTO_Midwest | TVA | NonRTO_Midwest | Internal | Winter | B16 | 25 | 100 | 0 | 53.23 | 54.54 | 9 | 0
2015 | TVA_2_NonRTO_Midwest | TVA | NonRTO_Midwest | Internal | Winter | B17 | 100 | 100 | 0 | 42.52 | 48.59 | 9 | 0
2015 | TVA_2_NonRTO_Midwest | TVA | NonRTO_Midwest | Internal | Winter | B18 | 400 | 100 | 0 | 38.14 | 44.76 | 9 | 0
2015 | TVA_2_NonRTO_Midwest | TVA | NonRTO_Midwest | Internal | Winter | B19 | 700 | 100 | 0 | 38.14 | 35.65 | 9 | 0
2015 | TVA_2_NonRTO_Midwest | TVA | NonRTO_Midwest | Internal | Winter | B20 | 935 | 100 | 0 | 38.14 | 33.74 | 9 | 0
2015 | TVA_2_PJM_ROR | TVA | PJM_ROR | Internal | Shoulder | B11 | 25 | 500 | 0 | 51.72 | 47.72 | 9 | 0
2015 | TVA_2_PJM_ROR | TVA | PJM_ROR | Internal | Shoulder | B12 | 200 | 500 | 0 | 38.4 | 41.21 | 9 | 0
2015 | TVA_2_PJM_ROR | TVA | PJM_ROR | Internal | Shoulder | B13 | 600 | 500 | 0 | 38.4 | 38.77 | 9 | 0
2015 | TVA_2_PJM_ROR | TVA | PJM_ROR | Internal | Shoulder | B14 | 900 | 500 | 0 | 38.4 | 37.36 | 9 | 0
2015 | TVA_2_PJM_ROR | TVA | PJM_ROR | Internal | Shoulder | B15 | 1203 | 500 | 0 | 38.4 | 34.38 | 9 | 0
2015 | TVA_2_PJM_ROR | TVA | PJM_ROR | Internal | Summer | B1 | 10 | 500 | 0 | 65.38 | 59.37 | 9 | 0
2015 | TVA_2_PJM_ROR | TVA | PJM_ROR | Internal | Summer | B2 | 25 | 500 | 0 | 64.41 | 58.4 | 9 | 0
2015 | TVA_2_PJM_ROR | TVA | PJM_ROR | Internal | Summer | B3 | 75 | 500 | 0 | 62.95 | 56.94 | 9 | 0
2015 | TVA_2_PJM_ROR | TVA | PJM_ROR | Internal | Summer | B4 | 100 | 500 | 0 | 59.28 | 53.27 | 9 | 0
2015 | TVA_2_PJM_ROR | TVA | PJM_ROR | Internal | Summer | B5 | 200 | 500 | 0 | 48.81 | 47.07 | 9 | 0
2015 | TVA_2_PJM_ROR | TVA | PJM_ROR | Internal | Summer | B6 | 300 | 500 | 0 | 38.73 | 41.56 | 9 | 0
2015 | TVA_2_PJM_ROR | TVA | PJM_ROR | Internal | Summer | B7 | 400 | 500 | 0 | 37.16 | 37.82 | 9 | 0
2015 | TVA_2_PJM_ROR | TVA | PJM_ROR | Internal | Summer | B8 | 500 | 500 | 0 | 37.16 | 35.06 | 9 | 0
2015 | TVA_2_PJM_ROR | TVA | PJM_ROR | Internal | Summer | B9 | 800 | 500 | 0 | 37.16 | 34.73 | 9 | 0
2015 | TVA_2_PJM_ROR | TVA | PJM_ROR | Internal | Summer | B10 | 1262 | 500 | 0 | 34.83 | 32.55 | 9 | 0
2015 | TVA_2_PJM_ROR | TVA | PJM_ROR | Internal | Winter | B16 | 25 | 500 | 0 | 53.23 | 48.53 | 9 | 0
2015 | TVA_2_PJM_ROR | TVA | PJM_ROR | Internal | Winter | B17 | 100 | 500 | 0 | 42.52 | 42.59 | 9 | 0
2015 | TVA_2_PJM_ROR | TVA | PJM_ROR | Internal | Winter | B18 | 400 | 500 | 0 | 38.14 | 38.76 | 9 | 0
2015 | TVA_2_PJM_ROR | TVA | PJM_ROR | Internal | Winter | B19 | 700 | 500 | 0 | 38.14 | 37.72 | 9 | 0
2015 | TVA_2_PJM_ROR | TVA | PJM_ROR | Internal | Winter | B20 | 935 | 500 | 0 | 38.14 | 34.29 | 9 | 0
2015 | TVA_2_SOCO | TVA | SOCO | Internal | Shoulder | B11 | 25 | 500 | 157.89 | 51.72 | 60.72 | 9 | 0
2015 | TVA_2_SOCO | TVA | SOCO | Internal | Shoulder | B12 | 200 | 500 | 0 | 38.4 | 43.73 | 9 | 0
2015 | TVA_2_SOCO | TVA | SOCO | Internal | Shoulder | B13 | 600 | 500 | 0 | 38.4 | 39.19 | 9 | 0
2015 | TVA_2_SOCO | TVA | SOCO | Internal | Shoulder | B14 | 900 | 500 | 0 | 38.4 | 39.19 | 9 | 0
2015 | TVA_2_SOCO | TVA | SOCO | Internal | Shoulder | B15 | 1203 | 500 | 0 | 38.4 | 39.02 | 9 | 0
2015 | TVA_2_SOCO | TVA | SOCO | Internal | Summer | B1 | 10 | 500 | 0 | 65.38 | 64.92 | 9 | 0
2015 | TVA_2_SOCO | TVA | SOCO | Internal | Summer | B2 | 25 | 500 | 0 | 64.41 | 64.92 | 9 | 0
2015 | TVA_2_SOCO | TVA | SOCO | Internal | Summer | B3 | 75 | 500 | 0 | 62.95 | 64.92 | 9 | 0
2015 | TVA_2_SOCO | TVA | SOCO | Internal | Summer | B4 | 100 | 500 | 0 | 59.28 | 64.92 | 9 | 0
2015 | TVA_2_SOCO | TVA | SOCO | Internal | Summer | B5 | 200 | 500 | 500 | 48.81 | 60.27 | 9 | 2.46
2015 | TVA_2_SOCO | TVA | SOCO | Internal | Summer | B6 | 300 | 500 | 500 | 38.73 | 50.05 | 9 | 2.32
2015 | TVA_2_SOCO | TVA | SOCO | Internal | Summer | B7 | 400 | 500 | 500 | 37.16 | 50.05 | 9 | 3.89
2015 | TVA_2_SOCO | TVA | SOCO | Internal | Summer | B8 | 500 | 500 | 0 | 37.16 | 44.25 | 9 | 0
2015 | TVA_2_SOCO | TVA | SOCO | Internal | Summer | B9 | 800 | 500 | 0 | 37.16 | 37.96 | 9 | 0
2015 | TVA_2_SOCO | TVA | SOCO | Internal | Summer | B10 | 1262 | 500 | 0 | 34.83 | 37.88 | 9 | 0
2015 | TVA_2_SOCO | TVA | SOCO | Internal | Winter | B16 | 25 | 500 | 0 | 53.23 | 59.78 | 9 | 0
2015 | TVA_2_SOCO | TVA | SOCO | Internal | Winter | B17 | 100 | 500 | 0 | 42.52 | 44.25 | 9 | 0
2015 | TVA_2_SOCO | TVA | SOCO | Internal | Winter | B18 | 400 | 500 | 0 | 38.14 | 41.34 | 9 | 0
2015 | TVA_2_SOCO | TVA | SOCO | Internal | Winter | B19 | 700 | 500 | 0 | 38.14 | 41.34 | 9 | 0
2015 | TVA_2_SOCO | TVA | SOCO | Internal | Winter | B20 | 935 | 500 | 0 | 38.14 | 41.34 | 9 | 0
2015 | TVA_2_VACAR | TVA | VACAR | Internal | Shoulder | B11 | 25 | 150 | 0 | 51.72 | 53.72 | 9 | 0
2015 | TVA_2_VACAR | TVA | VACAR | Internal | Shoulder | B12 | 200 | 150 | 0 | 38.4 | 47.21 | 9 | 0
2015 | TVA_2_VACAR | TVA | VACAR | Internal | Shoulder | B13 | 600 | 150 | 0 | 38.4 | 44.77 | 9 | 0
2015 | TVA_2_VACAR | TVA | VACAR | Internal | Shoulder | B14 | 900 | 150 | 0 | 38.4 | 43.36 | 9 | 0
2015 | TVA_2_VACAR | TVA | VACAR | Internal | Shoulder | B15 | 1203 | 150 | 0 | 38.4 | 41.57 | 9 | 0
2015 | TVA_2_VACAR | TVA | VACAR | Internal | Summer | B1 | 10 | 150 | 0 | 65.38 | 68.16 | 9 | 0
2015 | TVA_2_VACAR | TVA | VACAR | Internal | Summer | B2 | 25 | 150 | 0 | 64.41 | 68.16 | 9 | 0
2015 | TVA_2_VACAR | TVA | VACAR | Internal | Summer | B3 | 75 | 150 | 0 | 62.95 | 67.09 | 9 | 0
2015 | TVA_2_VACAR | TVA | VACAR | Internal | Summer | B4 | 100 | 150 | 0 | 59.28 | 59.27 | 9 | 0
2015 | TVA_2_VACAR | TVA | VACAR | Internal | Summer | B5 | 200 | 150 | 0 | 48.81 | 53.27 | 9 | 0
2015 | TVA_2_VACAR | TVA | VACAR | Internal | Summer | B6 | 300 | 150 | 0 | 38.73 | 47.56 | 9 | 0
2015 | TVA_2_VACAR | TVA | VACAR | Internal | Summer | B7 | 400 | 150 | 0 | 37.16 | 43.82 | 9 | 0
2015 | TVA_2_VACAR | TVA | VACAR | Internal | Summer | B8 | 500 | 150 | 0 | 37.16 | 42.75 | 9 | 0
2015 | TVA_2_VACAR | TVA | VACAR | Internal | Summer | B9 | 800 | 150 | 0 | 37.16 | 41.57 | 9 | 0
2015 | TVA_2_VACAR | TVA | VACAR | Internal | Summer | B10 | 1262 | 150 | 0 | 34.83 | 39.21 | 9 | 0
2015 | TVA_2_VACAR | TVA | VACAR | Internal | Winter | B16 | 25 | 150 | 0 | 53.23 | 58.89 | 9 | 0
2015 | TVA_2_VACAR | TVA | VACAR | Internal | Winter | B17 | 100 | 150 | 0 | 42.52 | 48.59 | 9 | 0
2015 | TVA_2_VACAR | TVA | VACAR | Internal | Winter | B18 | 400 | 150 | 0 | 38.14 | 44.76 | 9 | 0
2015 | TVA_2_VACAR | TVA | VACAR | Internal | Winter | B19 | 700 | 150 | 0 | 38.14 | 43.72 | 9 | 0
2015 | TVA_2_VACAR | TVA | VACAR | Internal | Winter | B20 | 935 | 150 | 0 | 38.14 | 42.38 | 9 | 0
2015 | TVA_Transmission_2_ENT | TVA_Transmission | ENT | Internal | Shoulder | B11 | 25 | 3000 | 0 | 52.74 | 53.5 | 9 | 0
2015 | TVA_Transmission_2_ENT | TVA_Transmission | ENT | Internal | Shoulder | B12 | 200 | 3000 | 0 | 42.76 | 38.05 | 9 | 0
2015 | TVA_Transmission_2_ENT | TVA_Transmission | ENT | Internal | Shoulder | B13 | 600 | 3000 | 0 | 41 | 38.05 | 9 | 0
2015 | TVA_Transmission_2_ENT | TVA_Transmission | ENT | Internal | Shoulder | B14 | 900 | 3000 | 0 | 39.9 | 37.78 | 9 | 0
2015 | TVA_Transmission_2_ENT | TVA_Transmission | ENT | Internal | Shoulder | B15 | 1203 | 3000 | 0 | 39.06 | 37.78 | 9 | 0
2015 | TVA_Transmission_2_ENT | TVA_Transmission | ENT | Internal | Summer | B1 | 10 | 3000 | 0 | 65.37 | 57.37 | 9 | 0
2015 | TVA_Transmission_2_ENT | TVA_Transmission | ENT | Internal | Summer | B2 | 25 | 3000 | 0 | 64.4 | 56.92 | 9 | 0
2015 | TVA_Transmission_2_ENT | TVA_Transmission | ENT | Internal | Summer | B3 | 75 | 3000 | 0 | 62.94 | 55.82 | 9 | 0
2015 | TVA_Transmission_2_ENT | TVA_Transmission | ENT | Internal | Summer | B4 | 100 | 3000 | 0 | 59.27 | 55.82 | 9 | 0
2015 | TVA_Transmission_2_ENT | TVA_Transmission | ENT | Internal | Summer | B5 | 200 | 3000 | 0 | 51.97 | 51.84 | 9 | 0
2015 | TVA_Transmission_2_ENT | TVA_Transmission | ENT | Internal | Summer | B6 | 300 | 3000 | 0 | 44.09 | 42.75 | 9 | 0
2015 | TVA_Transmission_2_ENT | TVA_Transmission | ENT | Internal | Summer | B7 | 400 | 3000 | 0 | 41.83 | 42.05 | 9 | 0
2015 | TVA_Transmission_2_ENT | TVA_Transmission | ENT | Internal | Summer | B8 | 500 | 3000 | 0 | 38.69 | 36.89 | 9 | 0
2015 | TVA_Transmission_2_ENT | TVA_Transmission | ENT | Internal | Summer | B9 | 800 | 3000 | 0 | 38.28 | 36.63 | 9 | 0
2015 | TVA_Transmission_2_ENT | TVA_Transmission | ENT | Internal | Summer | B10 | 1262 | 3000 | 0 | 36.25 | 35.44 | 9 | 0
2015 | TVA_Transmission_2_ENT | TVA_Transmission | ENT | Internal | Winter | B16 | 25 | 3000 | 0 | 53.72 | 51.78 | 9 | 0
2015 | TVA_Transmission_2_ENT | TVA_Transmission | ENT | Internal | Winter | B17 | 100 | 3000 | 0 | 44.81 | 40.38 | 9 | 0
2015 | TVA_Transmission_2_ENT | TVA_Transmission | ENT | Internal | Winter | B18 | 400 | 3000 | 0 | 41.34 | 40.38 | 9 | 0
2015 | TVA_Transmission_2_ENT | TVA_Transmission | ENT | Internal | Winter | B19 | 700 | 3000 | 0 | 40.09 | 40.1 | 9 | 0
2015 | TVA_Transmission_2_ENT | TVA_Transmission | ENT | Internal | Winter | B20 | 935 | 3000 | 0 | 38.91 | 38.79 | 9 | 0
2015 | TVA_Transmission_2_MISO_MO-IL | TVA_Transmission | MISO_MO-IL | Internal | Shoulder | B11 | 25 | 4000 | 0 | 52.74 | 45.73 | 9 | 0
2015 | TVA_Transmission_2_MISO_MO-IL | TVA_Transmission | MISO_MO-IL | Internal | Shoulder | B12 | 200 | 4000 | 0 | 42.76 | 39.21 | 9 | 0
2015 | TVA_Transmission_2_MISO_MO-IL | TVA_Transmission | MISO_MO-IL | Internal | Shoulder | B13 | 600 | 4000 | 0 | 41 | 36.76 | 9 | 0
2015 | TVA_Transmission_2_MISO_MO-IL | TVA_Transmission | MISO_MO-IL | Internal | Shoulder | B14 | 900 | 4000 | 0 | 39.9 | 35.33 | 9 | 0
2015 | TVA_Transmission_2_MISO_MO-IL | TVA_Transmission | MISO_MO-IL | Internal | Shoulder | B15 | 1203 | 4000 | 0 | 39.06 | 32.8 | 9 | 0
2015 | TVA_Transmission_2_MISO_MO-IL | TVA_Transmission | MISO_MO-IL | Internal | Summer | B1 | 10 | 4000 | 0 | 65.37 | 57.37 | 9 | 0
2015 | TVA_Transmission_2_MISO_MO-IL | TVA_Transmission | MISO_MO-IL | Internal | Summer | B2 | 25 | 4000 | 0 | 64.4 | 56.4 | 9 | 0
2015 | TVA_Transmission_2_MISO_MO-IL | TVA_Transmission | MISO_MO-IL | Internal | Summer | B3 | 75 | 4000 | 0 | 62.94 | 55.35 | 9 | 0
2015 | TVA_Transmission_2_MISO_MO-IL | TVA_Transmission | MISO_MO-IL | Internal | Summer | B4 | 100 | 4000 | 0 | 59.27 | 51.27 | 9 | 0
2015 | TVA_Transmission_2_MISO_MO-IL | TVA_Transmission | MISO_MO-IL | Internal | Summer | B5 | 200 | 4000 | 0 | 51.97 | 45.07 | 9 | 0
2015 | TVA_Transmission_2_MISO_MO-IL | TVA_Transmission | MISO_MO-IL | Internal | Summer | B6 | 300 | 4000 | 0 | 44.09 | 39.56 | 9 | 0
2015 | TVA_Transmission_2_MISO_MO-IL | TVA_Transmission | MISO_MO-IL | Internal | Summer | B7 | 400 | 4000 | 0 | 41.83 | 35.8 | 9 | 0
2015 | TVA_Transmission_2_MISO_MO-IL | TVA_Transmission | MISO_MO-IL | Internal | Summer | B8 | 500 | 4000 | 0 | 38.69 | 33.06 | 9 | 0
2015 | TVA_Transmission_2_MISO_MO-IL | TVA_Transmission | MISO_MO-IL | Internal | Summer | B9 | 800 | 4000 | 0 | 38.28 | 32.78 | 9 | 0
2015 | TVA_Transmission_2_MISO_MO-IL | TVA_Transmission | MISO_MO-IL | Internal | Summer | B10 | 1262 | 4000 | 0 | 36.25 | 30.97 | 9 | 0
2015 | TVA_Transmission_2_MISO_MO-IL | TVA_Transmission | MISO_MO-IL | Internal | Winter | B16 | 25 | 4000 | 0 | 53.72 | 46.53 | 9 | 0
2015 | TVA_Transmission_2_MISO_MO-IL | TVA_Transmission | MISO_MO-IL | Internal | Winter | B17 | 100 | 4000 | 0 | 44.81 | 40.07 | 9 | 0
2015 | TVA_Transmission_2_MISO_MO-IL | TVA_Transmission | MISO_MO-IL | Internal | Winter | B18 | 400 | 4000 | 0 | 41.34 | 36.74 | 9 | 0
2015 | TVA_Transmission_2_MISO_MO-IL | TVA_Transmission | MISO_MO-IL | Internal | Winter | B19 | 700 | 4000 | 0 | 40.09 | 35.72 | 9 | 0
2015 | TVA_Transmission_2_MISO_MO-IL | TVA_Transmission | MISO_MO-IL | Internal | Winter | B20 | 935 | 4000 | 0 | 38.91 | 32.73 | 9 | 0
2015 | TVA_Transmission_2_NonRTO_Midwest | TVA_Transmission | NonRTO_Midwest | Internal | Shoulder | B11 | 25 | 700 | 0 | 52.74 | 53.74 | 9 | 0
2015 | TVA_Transmission_2_NonRTO_Midwest | TVA_Transmission | NonRTO_Midwest | Internal | Shoulder | B12 | 200 | 700 | 0 | 42.76 | 47.22 | 9 | 0
2015 | TVA_Transmission_2_NonRTO_Midwest | TVA_Transmission | NonRTO_Midwest | Internal | Shoulder | B13 | 600 | 700 | 0 | 41 | 43.44 | 9 | 0
2015 | TVA_Transmission_2_NonRTO_Midwest | TVA_Transmission | NonRTO_Midwest | Internal | Shoulder | B14 | 900 | 700 | 0 | 39.9 | 35.44 | 9 | 0
2015 | TVA_Transmission_2_NonRTO_Midwest | TVA_Transmission | NonRTO_Midwest | Internal | Shoulder | B15 | 1203 | 700 | 0 | 39.06 | 33.71 | 9 | 0
2015 | TVA_Transmission_2_NonRTO_Midwest | TVA_Transmission | NonRTO_Midwest | Internal | Summer | B1 | 10 | 700 | 0 | 65.37 | 63.36 | 9 | 0
2015 | TVA_Transmission_2_NonRTO_Midwest | TVA_Transmission | NonRTO_Midwest | Internal | Summer | B2 | 25 | 700 | 0 | 64.4 | 63.36 | 9 | 0
2015 | TVA_Transmission_2_NonRTO_Midwest | TVA_Transmission | NonRTO_Midwest | Internal | Summer | B3 | 75 | 700 | 0 | 62.94 | 63.36 | 9 | 0
2015 | TVA_Transmission_2_NonRTO_Midwest | TVA_Transmission | NonRTO_Midwest | Internal | Summer | B4 | 100 | 700 | 0 | 59.27 | 59.28 | 9 | 0
2015 | TVA_Transmission_2_NonRTO_Midwest | TVA_Transmission | NonRTO_Midwest | Internal | Summer | B5 | 200 | 700 | 0 | 51.97 | 53.08 | 9 | 0
2015 | TVA_Transmission_2_NonRTO_Midwest | TVA_Transmission | NonRTO_Midwest | Internal | Summer | B6 | 300 | 700 | 0 | 44.09 | 43.28 | 9 | 0
2015 | TVA_Transmission_2_NonRTO_Midwest | TVA_Transmission | NonRTO_Midwest | Internal | Summer | B7 | 400 | 700 | 0 | 41.83 | 35.44 | 9 | 0
2015 | TVA_Transmission_2_NonRTO_Midwest | TVA_Transmission | NonRTO_Midwest | Internal | Summer | B8 | 500 | 700 | 0 | 38.69 | 34.38 | 9 | 0
2015 | TVA_Transmission_2_NonRTO_Midwest | TVA_Transmission | NonRTO_Midwest | Internal | Summer | B9 | 800 | 700 | 0 | 38.28 | 33.71 | 9 | 0
2015 | TVA_Transmission_2_NonRTO_Midwest | TVA_Transmission | NonRTO_Midwest | Internal | Summer | B10 | 1262 | 700 | 0 | 36.25 | 33.47 | 9 | 0
2015 | TVA_Transmission_2_NonRTO_Midwest | TVA_Transmission | NonRTO_Midwest | Internal | Winter | B16 | 25 | 700 | 0 | 53.72 | 54.54 | 9 | 0
2015 | TVA_Transmission_2_NonRTO_Midwest | TVA_Transmission | NonRTO_Midwest | Internal | Winter | B17 | 100 | 700 | 0 | 44.81 | 48.59 | 9 | 0
2015 | TVA_Transmission_2_NonRTO_Midwest | TVA_Transmission | NonRTO_Midwest | Internal | Winter | B18 | 400 | 700 | 0 | 41.34 | 44.76 | 9 | 0
2015 | TVA_Transmission_2_NonRTO_Midwest | TVA_Transmission | NonRTO_Midwest | Internal | Winter | B19 | 700 | 700 | 0 | 40.09 | 35.65 | 9 | 0
2015 | TVA_Transmission_2_NonRTO_Midwest | TVA_Transmission | NonRTO_Midwest | Internal | Winter | B20 | 935 | 700 | 0 | 38.91 | 33.74 | 9 | 0
2015 | TVA_Transmission_2_PJM_ROR | TVA_Transmission | PJM_ROR | Internal | Shoulder | B11 | 25 | 2000 | 0 | 52.74 | 47.72 | 9 | 0
2015 | TVA_Transmission_2_PJM_ROR | TVA_Transmission | PJM_ROR | Internal | Shoulder | B12 | 200 | 2000 | 0 | 42.76 | 41.21 | 9 | 0
2015 | TVA_Transmission_2_PJM_ROR | TVA_Transmission | PJM_ROR | Internal | Shoulder | B13 | 600 | 2000 | 0 | 41 | 38.77 | 9 | 0
2015 | TVA_Transmission_2_PJM_ROR | TVA_Transmission | PJM_ROR | Internal | Shoulder | B14 | 900 | 2000 | 0 | 39.9 | 37.36 | 9 | 0
2015 | TVA_Transmission_2_PJM_ROR | TVA_Transmission | PJM_ROR | Internal | Shoulder | B15 | 1203 | 2000 | 0 | 39.06 | 34.38 | 9 | 0
2015 | TVA_Transmission_2_PJM_ROR | TVA_Transmission | PJM_ROR | Internal | Summer | B1 | 10 | 2000 | 0 | 65.37 | 59.37 | 9 | 0
2015 | TVA_Transmission_2_PJM_ROR | TVA_Transmission | PJM_ROR | Internal | Summer | B2 | 25 | 2000 | 0 | 64.4 | 58.4 | 9 | 0
2015 | TVA_Transmission_2_PJM_ROR | TVA_Transmission | PJM_ROR | Internal | Summer | B3 | 75 | 2000 | 0 | 62.94 | 56.94 | 9 | 0
2015 | TVA_Transmission_2_PJM_ROR | TVA_Transmission | PJM_ROR | Internal | Summer | B4 | 100 | 2000 | 0 | 59.27 | 53.27 | 9 | 0
2015 | TVA_Transmission_2_PJM_ROR | TVA_Transmission | PJM_ROR | Internal | Summer | B5 | 200 | 2000 | 0 | 51.97 | 47.07 | 9 | 0
2015 | TVA_Transmission_2_PJM_ROR | TVA_Transmission | PJM_ROR | Internal | Summer | B6 | 300 | 2000 | 0 | 44.09 | 41.56 | 9 | 0
2015 | TVA_Transmission_2_PJM_ROR | TVA_Transmission | PJM_ROR | Internal | Summer | B7 | 400 | 2000 | 0 | 41.83 | 37.82 | 9 | 0
2015 | TVA_Transmission_2_PJM_ROR | TVA_Transmission | PJM_ROR | Internal | Summer | B8 | 500 | 2000 | 0 | 38.69 | 35.06 | 9 | 0
2015 | TVA_Transmission_2_PJM_ROR | TVA_Transmission | PJM_ROR | Internal | Summer | B9 | 800 | 2000 | 0 | 38.28 | 34.73 | 9 | 0
2015 | TVA_Transmission_2_PJM_ROR | TVA_Transmission | PJM_ROR | Internal | Summer | B10 | 1262 | 2000 | 0 | 36.25 | 32.55 | 9 | 0
2015 | TVA_Transmission_2_PJM_ROR | TVA_Transmission | PJM_ROR | Internal | Winter | B16 | 25 | 2000 | 0 | 53.72 | 48.53 | 9 | 0
2015 | TVA_Transmission_2_PJM_ROR | TVA_Transmission | PJM_ROR | Internal | Winter | B17 | 100 | 2000 | 0 | 44.81 | 42.59 | 9 | 0
2015 | TVA_Transmission_2_PJM_ROR | TVA_Transmission | PJM_ROR | Internal | Winter | B18 | 400 | 2000 | 0 | 41.34 | 38.76 | 9 | 0
2015 | TVA_Transmission_2_PJM_ROR | TVA_Transmission | PJM_ROR | Internal | Winter | B19 | 700 | 2000 | 0 | 40.09 | 37.72 | 9 | 0
2015 | TVA_Transmission_2_PJM_ROR | TVA_Transmission | PJM_ROR | Internal | Winter | B20 | 935 | 2000 | 0 | 38.91 | 34.29 | 9 | 0
2015 | TVA_Transmission_2_SOCO | TVA_Transmission | SOCO | Internal | Shoulder | B11 | 25 | 3200 | 0 | 52.74 | 60.72 | 9 | 0
2015 | TVA_Transmission_2_SOCO | TVA_Transmission | SOCO | Internal | Shoulder | B12 | 200 | 3200 | 0 | 42.76 | 43.73 | 9 | 0
2015 | TVA_Transmission_2_SOCO | TVA_Transmission | SOCO | Internal | Shoulder | B13 | 600 | 3200 | 0 | 41 | 39.19 | 9 | 0
2015 | TVA_Transmission_2_SOCO | TVA_Transmission | SOCO | Internal | Shoulder | B14 | 900 | 3200 | 0 | 39.9 | 39.19 | 9 | 0
2015 | TVA_Transmission_2_SOCO | TVA_Transmission | SOCO | Internal | Shoulder | B15 | 1203 | 3200 | 0 | 39.06 | 39.02 | 9 | 0
2015 | TVA_Transmission_2_SOCO | TVA_Transmission | SOCO | Internal | Summer | B1 | 10 | 3200 | 0 | 65.37 | 64.92 | 9 | 0
2015 | TVA_Transmission_2_SOCO | TVA_Transmission | SOCO | Internal | Summer | B2 | 25 | 3200 | 0 | 64.4 | 64.92 | 9 | 0
2015 | TVA_Transmission_2_SOCO | TVA_Transmission | SOCO | Internal | Summer | B3 | 75 | 3200 | 0 | 62.94 | 64.92 | 9 | 0
2015 | TVA_Transmission_2_SOCO | TVA_Transmission | SOCO | Internal | Summer | B4 | 100 | 3200 | 0 | 59.27 | 64.92 | 9 | 0
2015 | TVA_Transmission_2_SOCO | TVA_Transmission | SOCO | Internal | Summer | B5 | 200 | 3200 | 0 | 51.97 | 60.27 | 9 | 0
2015 | TVA_Transmission_2_SOCO | TVA_Transmission | SOCO | Internal | Summer | B6 | 300 | 3200 | 0 | 44.09 | 50.05 | 9 | 0
2015 | TVA_Transmission_2_SOCO | TVA_Transmission | SOCO | Internal | Summer | B7 | 400 | 3200 | 0 | 41.83 | 50.05 | 9 | 0
2015 | TVA_Transmission_2_SOCO | TVA_Transmission | SOCO | Internal | Summer | B8 | 500 | 3200 | 0 | 38.69 | 44.25 | 9 | 0
2015 | TVA_Transmission_2_SOCO | TVA_Transmission | SOCO | Internal | Summer | B9 | 800 | 3200 | 0 | 38.28 | 37.96 | 9 | 0
2015 | TVA_Transmission_2_SOCO | TVA_Transmission | SOCO | Internal | Summer | B10 | 1262 | 3200 | 0 | 36.25 | 37.88 | 9 | 0
2015 | TVA_Transmission_2_SOCO | TVA_Transmission | SOCO | Internal | Winter | B16 | 25 | 3200 | 0 | 53.72 | 59.78 | 9 | 0
2015 | TVA_Transmission_2_SOCO | TVA_Transmission | SOCO | Internal | Winter | B17 | 100 | 3200 | 0 | 44.81 | 44.25 | 9 | 0
2015 | TVA_Transmission_2_SOCO | TVA_Transmission | SOCO | Internal | Winter | B18 | 400 | 3200 | 0 | 41.34 | 41.34 | 9 | 0
2015 | TVA_Transmission_2_SOCO | TVA_Transmission | SOCO | Internal | Winter | B19 | 700 | 3200 | 0 | 40.09 | 41.34 | 9 | 0
2015 | TVA_Transmission_2_SOCO | TVA_Transmission | SOCO | Internal | Winter | B20 | 935 | 3200 | 0 | 38.91 | 41.34 | 9 | 0
2015 | TVA_Transmission_2_TVA | TVA_Transmission | TVA | Internal | Shoulder | B11 | 25 | 99999 | 0 | 52.74 | 51.72 | 0.01 | 0
2015 | TVA_Transmission_2_TVA | TVA_Transmission | TVA | Internal | Shoulder | B12 | 200 | 99999 | 0 | 42.76 | 38.4 | 0.01 | 0
2015 | TVA_Transmission_2_TVA | TVA_Transmission | TVA | Internal | Shoulder | B13 | 600 | 99999 | 0 | 41 | 38.4 | 0.01 | 0
2015 | TVA_Transmission_2_TVA | TVA_Transmission | TVA | Internal | Shoulder | B14 | 900 | 99999 | 0 | 39.9 | 38.4 | 0.01 | 0
2015 | TVA_Transmission_2_TVA | TVA_Transmission | TVA | Internal | Shoulder | B15 | 1203 | 99999 | 0 | 39.06 | 38.4 | 0.01 | 0
2015 | TVA_Transmission_2_TVA | TVA_Transmission | TVA | Internal | Summer | B1 | 10 | 99999 | 3187.77 | 65.37 | 65.38 | 0.01 | 0
2015 | TVA_Transmission_2_TVA | TVA_Transmission | TVA | Internal | Summer | B2 | 25 | 99999 | 2485.8 | 64.4 | 64.41 | 0.01 | 0
2015 | TVA_Transmission_2_TVA | TVA_Transmission | TVA | Internal | Summer | B3 | 75 | 99999 | 1146.92 | 62.94 | 62.95 | 0.01 | 0
2015 | TVA_Transmission_2_TVA | TVA_Transmission | TVA | Internal | Summer | B4 | 100 | 99999 | 540.18 | 59.27 | 59.28 | 0.01 | 0
2015 | TVA_Transmission_2_TVA | TVA_Transmission | TVA | Internal | Summer | B5 | 200 | 99999 | 0 | 51.97 | 48.81 | 0.01 | 0
2015 | TVA_Transmission_2_TVA | TVA_Transmission | TVA | Internal | Summer | B6 | 300 | 99999 | 0 | 44.09 | 38.73 | 0.01 | 0
2015 | TVA_Transmission_2_TVA | TVA_Transmission | TVA | Internal | Summer | B7 | 400 | 99999 | 0 | 41.83 | 37.16 | 0.01 | 0
2015 | TVA_Transmission_2_TVA | TVA_Transmission | TVA | Internal | Summer | B8 | 500 | 99999 | 0 | 38.69 | 37.16 | 0.01 | 0
2015 | TVA_Transmission_2_TVA | TVA_Transmission | TVA | Internal | Summer | B9 | 800 | 99999 | 0 | 38.28 | 37.16 | 0.01 | 0
2015 | TVA_Transmission_2_TVA | TVA_Transmission | TVA | Internal | Summer | B10 | 1262 | 99999 | 0 | 36.25 | 34.83 | 0.01 | 0
2015 | TVA_Transmission_2_TVA | TVA_Transmission | TVA | Internal | Winter | B16 | 25 | 99999 | 0 | 53.72 | 53.23 | 0.01 | 0
2015 | TVA_Transmission_2_TVA | TVA_Transmission | TVA | Internal | Winter | B17 | 100 | 99999 | 0 | 44.81 | 42.52 | 0.01 | 0
2015 | TVA_Transmission_2_TVA | TVA_Transmission | TVA | Internal | Winter | B18 | 400 | 99999 | 0 | 41.34 | 38.14 | 0.01 | 0
2015 | TVA_Transmission_2_TVA | TVA_Transmission | TVA | Internal | Winter | B19 | 700 | 99999 | 0 | 40.09 | 38.14 | 0.01 | 0
2015 | TVA_Transmission_2_TVA | TVA_Transmission | TVA | Internal | Winter | B20 | 935 | 99999 | 0 | 38.91 | 38.14 | 0.01 | 0
2015 | TVA_Transmission_2_VACAR | TVA_Transmission | VACAR | Internal | Shoulder | B11 | 25 | 900 | 0 | 52.74 | 53.72 | 9 | 0
2015 | TVA_Transmission_2_VACAR | TVA_Transmission | VACAR | Internal | Shoulder | B12 | 200 | 900 | 0 | 42.76 | 47.21 | 9 | 0
2015 | TVA_Transmission_2_VACAR | TVA_Transmission | VACAR | Internal | Shoulder | B13 | 600 | 900 | 0 | 41 | 44.77 | 9 | 0
2015 | TVA_Transmission_2_VACAR | TVA_Transmission | VACAR | Internal | Shoulder | B14 | 900 | 900 | 0 | 39.9 | 43.36 | 9 | 0
2015 | TVA_Transmission_2_VACAR | TVA_Transmission | VACAR | Internal | Shoulder | B15 | 1203 | 900 | 0 | 39.06 | 41.57 | 9 | 0
2015 | TVA_Transmission_2_VACAR | TVA_Transmission | VACAR | Internal | Summer | B1 | 10 | 900 | 0 | 65.37 | 68.16 | 9 | 0
2015 | TVA_Transmission_2_VACAR | TVA_Transmission | VACAR | Internal | Summer | B2 | 25 | 900 | 0 | 64.4 | 68.16 | 9 | 0
2015 | TVA_Transmission_2_VACAR | TVA_Transmission | VACAR | Internal | Summer | B3 | 75 | 900 | 0 | 62.94 | 67.09 | 9 | 0
2015 | TVA_Transmission_2_VACAR | TVA_Transmission | VACAR | Internal | Summer | B4 | 100 | 900 | 0 | 59.27 | 59.27 | 9 | 0
2015 | TVA_Transmission_2_VACAR | TVA_Transmission | VACAR | Internal | Summer | B5 | 200 | 900 | 0 | 51.97 | 53.27 | 9 | 0
2015 | TVA_Transmission_2_VACAR | TVA_Transmission | VACAR | Internal | Summer | B6 | 300 | 900 | 0 | 44.09 | 47.56 | 9 | 0
2015 | TVA_Transmission_2_VACAR | TVA_Transmission | VACAR | Internal | Summer | B7 | 400 | 900 | 0 | 41.83 | 43.82 | 9 | 0
2015 | TVA_Transmission_2_VACAR | TVA_Transmission | VACAR | Internal | Summer | B8 | 500 | 900 | 0 | 38.69 | 42.75 | 9 | 0
2015 | TVA_Transmission_2_VACAR | TVA_Transmission | VACAR | Internal | Summer | B9 | 800 | 900 | 0 | 38.28 | 41.57 | 9 | 0
2015 | TVA_Transmission_2_VACAR | TVA_Transmission | VACAR | Internal | Summer | B10 | 1262 | 900 | 0 | 36.25 | 39.21 | 9 | 0
2015 | TVA_Transmission_2_VACAR | TVA_Transmission | VACAR | Internal | Winter | B16 | 25 | 900 | 0 | 53.72 | 58.89 | 9 | 0
2015 | TVA_Transmission_2_VACAR | TVA_Transmission | VACAR | Internal | Winter | B17 | 100 | 900 | 0 | 44.81 | 48.59 | 9 | 0
2015 | TVA_Transmission_2_VACAR | TVA_Transmission | VACAR | Internal | Winter | B18 | 400 | 900 | 0 | 41.34 | 44.76 | 9 | 0
2015 | TVA_Transmission_2_VACAR | TVA_Transmission | VACAR | Internal | Winter | B19 | 700 | 900 | 0 | 40.09 | 43.72 | 9 | 0
2015 | TVA_Transmission_2_VACAR | TVA_Transmission | VACAR | Internal | Winter | B20 | 935 | 900 | 0 | 38.91 | 42.38 | 9 | 0
2015 | VACAR_2_PJM_ROR | VACAR | PJM_ROR | Internal | Shoulder | B11 | 25 | 2000 | 0 | 53.72 | 47.72 | 7 | 0
2015 | VACAR_2_PJM_ROR | VACAR | PJM_ROR | Internal | Shoulder | B12 | 200 | 2000 | 0 | 47.21 | 41.21 | 7 | 0
2015 | VACAR_2_PJM_ROR | VACAR | PJM_ROR | Internal | Shoulder | B13 | 600 | 2000 | 0 | 44.77 | 38.77 | 7 | 0
2015 | VACAR_2_PJM_ROR | VACAR | PJM_ROR | Internal | Shoulder | B14 | 900 | 2000 | 0 | 43.36 | 37.36 | 7 | 0
2015 | VACAR_2_PJM_ROR | VACAR | PJM_ROR | Internal | Shoulder | B15 | 1203 | 2000 | 0 | 41.57 | 34.38 | 7 | 0
2015 | VACAR_2_PJM_ROR | VACAR | PJM_ROR | Internal | Summer | B1 | 10 | 2000 | 0 | 68.16 | 59.37 | 7 | 0
2015 | VACAR_2_PJM_ROR | VACAR | PJM_ROR | Internal | Summer | B2 | 25 | 2000 | 0 | 68.16 | 58.4 | 7 | 0
2015 | VACAR_2_PJM_ROR | VACAR | PJM_ROR | Internal | Summer | B3 | 75 | 2000 | 0 | 67.09 | 56.94 | 7 | 0
2015 | VACAR_2_PJM_ROR | VACAR | PJM_ROR | Internal | Summer | B4 | 100 | 2000 | 0 | 59.27 | 53.27 | 7 | 0
2015 | VACAR_2_PJM_ROR | VACAR | PJM_ROR | Internal | Summer | B5 | 200 | 2000 | 0 | 53.27 | 47.07 | 7 | 0
2015 | VACAR_2_PJM_ROR | VACAR | PJM_ROR | Internal | Summer | B6 | 300 | 2000 | 0 | 47.56 | 41.56 | 7 | 0
2015 | VACAR_2_PJM_ROR | VACAR | PJM_ROR | Internal | Summer | B7 | 400 | 2000 | 0 | 43.82 | 37.82 | 7 | 0
2015 | VACAR_2_PJM_ROR | VACAR | PJM_ROR | Internal | Summer | B8 | 500 | 2000 | 0 | 42.75 | 35.06 | 7 | 0
2015 | VACAR_2_PJM_ROR | VACAR | PJM_ROR | Internal | Summer | B9 | 800 | 2000 | 0 | 41.57 | 34.73 | 7 | 0
2015 | VACAR_2_PJM_ROR | VACAR | PJM_ROR | Internal | Summer | B10 | 1262 | 2000 | 0 | 39.21 | 32.55 | 7 | 0
2015 | VACAR_2_PJM_ROR | VACAR | PJM_ROR | Internal | Winter | B16 | 25 | 2000 | 0 | 58.89 | 48.53 | 7 | 0
2015 | VACAR_2_PJM_ROR | VACAR | PJM_ROR | Internal | Winter | B17 | 100 | 2000 | 0 | 48.59 | 42.59 | 7 | 0
2015 | VACAR_2_PJM_ROR | VACAR | PJM_ROR | Internal | Winter | B18 | 400 | 2000 | 0 | 44.76 | 38.76 | 7 | 0
2015 | VACAR_2_PJM_ROR | VACAR | PJM_ROR | Internal | Winter | B19 | 700 | 2000 | 0 | 43.72 | 37.72 | 7 | 0
2015 | VACAR_2_PJM_ROR | VACAR | PJM_ROR | Internal | Winter | B20 | 935 | 2000 | 0 | 42.38 | 34.29 | 7 | 0
2015 | VACAR_2_SOCO | VACAR | SOCO | Internal | Shoulder | B11 | 25 | 3000 | 1067.62 | 53.72 | 60.72 | 7 | 0
2015 | VACAR_2_SOCO | VACAR | SOCO | Internal | Shoulder | B12 | 200 | 3000 | 0 | 47.21 | 43.73 | 7 | 0
2015 | VACAR_2_SOCO | VACAR | SOCO | Internal | Shoulder | B13 | 600 | 3000 | 0 | 44.77 | 39.19 | 7 | 0
2015 | VACAR_2_SOCO | VACAR | SOCO | Internal | Shoulder | B14 | 900 | 3000 | 0 | 43.36 | 39.19 | 7 | 0
2015 | VACAR_2_SOCO | VACAR | SOCO | Internal | Shoulder | B15 | 1203 | 3000 | 0 | 41.57 | 39.02 | 7 | 0
2015 | VACAR_2_SOCO | VACAR | SOCO | Internal | Summer | B1 | 10 | 3000 | 0 | 68.16 | 64.92 | 7 | 0
2015 | VACAR_2_SOCO | VACAR | SOCO | Internal | Summer | B2 | 25 | 3000 | 0 | 68.16 | 64.92 | 7 | 0
2015 | VACAR_2_SOCO | VACAR | SOCO | Internal | Summer | B3 | 75 | 3000 | 0 | 67.09 | 64.92 | 7 | 0
2015 | VACAR_2_SOCO | VACAR | SOCO | Internal | Summer | B4 | 100 | 3000 | 0 | 59.27 | 64.92 | 7 | 0
2015 | VACAR_2_SOCO | VACAR | SOCO | Internal | Summer | B5 | 200 | 3000 | 584.39 | 53.27 | 60.27 | 7 | 0
2015 | VACAR_2_SOCO | VACAR | SOCO | Internal | Summer | B6 | 300 | 3000 | 0 | 47.56 | 50.05 | 7 | 0
2015 | VACAR_2_SOCO | VACAR | SOCO | Internal | Summer | B7 | 400 | 3000 | 0 | 43.82 | 50.05 | 7 | 0
2015 | VACAR_2_SOCO | VACAR | SOCO | Internal | Summer | B8 | 500 | 3000 | 0 | 42.75 | 44.25 | 7 | 0
2015 | VACAR_2_SOCO | VACAR | SOCO | Internal | Summer | B9 | 800 | 3000 | 0 | 41.57 | 37.96 | 7 | 0
2015 | VACAR_2_SOCO | VACAR | SOCO | Internal | Summer | B10 | 1262 | 3000 | 0 | 39.21 | 37.88 | 7 | 0
2015 | VACAR_2_SOCO | VACAR | SOCO | Internal | Winter | B16 | 25 | 3000 | 0 | 58.89 | 59.78 | 7 | 0
2015 | VACAR_2_SOCO | VACAR | SOCO | Internal | Winter | B17 | 100 | 3000 | 0 | 48.59 | 44.25 | 7 | 0
2015 | VACAR_2_SOCO | VACAR | SOCO | Internal | Winter | B18 | 400 | 3000 | 0 | 44.76 | 41.34 | 7 | 0
2015 | VACAR_2_SOCO | VACAR | SOCO | Internal | Winter | B19 | 700 | 3000 | 0 | 43.72 | 41.34 | 7 | 0
2015 | VACAR_2_SOCO | VACAR | SOCO | Internal | Winter | B20 | 935 | 3000 | 0 | 42.38 | 41.34 | 7 | 0
2015 | VACAR_2_TVA_Transmission | VACAR | TVA_Transmission | Internal | Shoulder | B11 | 25 | 900 | 0 | 53.72 | 52.74 | 7 | 0
2015 | VACAR_2_TVA_Transmission | VACAR | TVA_Transmission | Internal | Shoulder | B12 | 200 | 900 | 0 | 47.21 | 42.76 | 7 | 0
2015 | VACAR_2_TVA_Transmission | VACAR | TVA_Transmission | Internal | Shoulder | B13 | 600 | 900 | 0 | 44.77 | 41 | 7 | 0
2015 | VACAR_2_TVA_Transmission | VACAR | TVA_Transmission | Internal | Shoulder | B14 | 900 | 900 | 0 | 43.36 | 39.9 | 7 | 0
2015 | VACAR_2_TVA_Transmission | VACAR | TVA_Transmission | Internal | Shoulder | B15 | 1203 | 900 | 0 | 41.57 | 39.06 | 7 | 0
2015 | VACAR_2_TVA_Transmission | VACAR | TVA_Transmission | Internal | Summer | B1 | 10 | 900 | 0 | 68.16 | 65.37 | 7 | 0
2015 | VACAR_2_TVA_Transmission | VACAR | TVA_Transmission | Internal | Summer | B2 | 25 | 900 | 0 | 68.16 | 64.4 | 7 | 0
2015 | VACAR_2_TVA_Transmission | VACAR | TVA_Transmission | Internal | Summer | B3 | 75 | 900 | 0 | 67.09 | 62.94 | 7 | 0
2015 | VACAR_2_TVA_Transmission | VACAR | TVA_Transmission | Internal | Summer | B4 | 100 | 900 | 0 | 59.27 | 59.27 | 7 | 0
2015 | VACAR_2_TVA_Transmission | VACAR | TVA_Transmission | Internal | Summer | B5 | 200 | 900 | 0 | 53.27 | 51.97 | 7 | 0
2015 | VACAR_2_TVA_Transmission | VACAR | TVA_Transmission | Internal | Summer | B6 | 300 | 900 | 0 | 47.56 | 44.09 | 7 | 0
2015 | VACAR_2_TVA_Transmission | VACAR | TVA_Transmission | Internal | Summer | B7 | 400 | 900 | 0 | 43.82 | 41.83 | 7 | 0
2015 | VACAR_2_TVA_Transmission | VACAR | TVA_Transmission | Internal | Summer | B8 | 500 | 900 | 0 | 42.75 | 38.69 | 7 | 0
2015 | VACAR_2_TVA_Transmission | VACAR | TVA_Transmission | Internal | Summer | B9 | 800 | 900 | 0 | 41.57 | 38.28 | 7 | 0
2015 | VACAR_2_TVA_Transmission | VACAR | TVA_Transmission | Internal | Summer | B10 | 1262 | 900 | 0 | 39.21 | 36.25 | 7 | 0
2015 | VACAR_2_TVA_Transmission | VACAR | TVA_Transmission | Internal | Winter | B16 | 25 | 900 | 0 | 58.89 | 53.72 | 7 | 0
2015 | VACAR_2_TVA_Transmission | VACAR | TVA_Transmission | Internal | Winter | B17 | 100 | 900 | 0 | 48.59 | 44.81 | 7 | 0
2015 | VACAR_2_TVA_Transmission | VACAR | TVA_Transmission | Internal | Winter | B18 | 400 | 900 | 0 | 44.76 | 41.34 | 7 | 0
2015 | VACAR_2_TVA_Transmission | VACAR | TVA_Transmission | Internal | Winter | B19 | 700 | 900 | 0 | 43.72 | 40.09 | 7 | 0
2015 | VACAR_2_TVA_Transmission | VACAR | TVA_Transmission | Internal | Winter | B20 | 935 | 900 | 0 | 42.38 | 38.91 | 7 | 0
2020 | ENT_2_MISO_MO-IL | ENT | MISO_MO-IL | Internal | Shoulder | B11 | 25 | 2260 | 0 | 59.03 | 55.25 | 8 | 0
2020 | ENT_2_MISO_MO-IL | ENT | MISO_MO-IL | Internal | Shoulder | B12 | 200 | 2260 | 0 | 41.91 | 44.98 | 8 | 0
2020 | ENT_2_MISO_MO-IL | ENT | MISO_MO-IL | Internal | Shoulder | B13 | 600 | 2260 | 0 | 41.91 | 41.86 | 8 | 0
2020 | ENT_2_MISO_MO-IL | ENT | MISO_MO-IL | Internal | Shoulder | B14 | 900 | 2260 | 0 | 41.91 | 39.5 | 8 | 0
2020 | ENT_2_MISO_MO-IL | ENT | MISO_MO-IL | Internal | Shoulder | B15 | 1203 | 2260 | 0 | 41.61 | 38.79 | 8 | 0
2020 | ENT_2_MISO_MO-IL | ENT | MISO_MO-IL | Internal | Summer | B1 | 10 | 2260 | 0 | 63.92 | 63.92 | 8 | 0
2020 | ENT_2_MISO_MO-IL | ENT | MISO_MO-IL | Internal | Summer | B2 | 25 | 2260 | 0 | 61.69 | 63.53 | 8 | 0
2020 | ENT_2_MISO_MO-IL | ENT | MISO_MO-IL | Internal | Summer | B3 | 75 | 2260 | 0 | 61.34 | 61.14 | 8 | 0
2020 | ENT_2_MISO_MO-IL | ENT | MISO_MO-IL | Internal | Summer | B4 | 100 | 2260 | 0 | 61.34 | 59.41 | 8 | 0
2020 | ENT_2_MISO_MO-IL | ENT | MISO_MO-IL | Internal | Summer | B5 | 200 | 2260 | 0 | 57.15 | 54.73 | 8 | 0
2020 | ENT_2_MISO_MO-IL | ENT | MISO_MO-IL | Internal | Summer | B6 | 300 | 2260 | 0 | 48.87 | 46.22 | 8 | 0
2020 | ENT_2_MISO_MO-IL | ENT | MISO_MO-IL | Internal | Summer | B7 | 400 | 2260 | 0 | 46.46 | 39.72 | 8 | 0
2020 | ENT_2_MISO_MO-IL | ENT | MISO_MO-IL | Internal | Summer | B8 | 500 | 2260 | 0 | 41.12 | 37.8 | 8 | 0
2020 | ENT_2_MISO_MO-IL | ENT | MISO_MO-IL | Internal | Summer | B9 | 800 | 2260 | 0 | 40.59 | 37.35 | 8 | 0
2020 | ENT_2_MISO_MO-IL | ENT | MISO_MO-IL | Internal | Summer | B10 | 1262 | 2260 | 0 | 40.3 | 36.01 | 8 | 0
2020 | ENT_2_MISO_MO-IL | ENT | MISO_MO-IL | Internal | Winter | B16 | 25 | 2260 | 0 | 57.15 | 52.8 | 8 | 0
2020 | ENT_2_MISO_MO-IL | ENT | MISO_MO-IL | Internal | Winter | B17 | 100 | 2260 | 0 | 44.52 | 45.31 | 8 | 0
2020 | ENT_2_MISO_MO-IL | ENT | MISO_MO-IL | Internal | Winter | B18 | 400 | 2260 | 0 | 44.52 | 41.83 | 8 | 0
2020 | ENT_2_MISO_MO-IL | ENT | MISO_MO-IL | Internal | Winter | B19 | 700 | 2260 | 0 | 44.2 | 41.26 | 8 | 0
2020 | ENT_2_MISO_MO-IL | ENT | MISO_MO-IL | Internal | Winter | B20 | 935 | 2260 | 0 | 43.61 | 37.82 | 8 | 0
2020 | ENT_2_SOCO | ENT | SOCO | Internal | Shoulder | B11 | 25 | 2000 | 0 | 59.03 | 65.09 | 8 | 0
2020 | ENT_2_SOCO | ENT | SOCO | Internal | Shoulder | B12 | 200 | 2000 | 0 | 41.91 | 44.62 | 8 | 0
2020 | ENT_2_SOCO | ENT | SOCO | Internal | Shoulder | B13 | 600 | 2000 | 0 | 41.91 | 42.5 | 8 | 0
2020 | ENT_2_SOCO | ENT | SOCO | Internal | Shoulder | B14 | 900 | 2000 | 0 | 41.91 | 42.5 | 8 | 0
2020 | ENT_2_SOCO | ENT | SOCO | Internal | Shoulder | B15 | 1203 | 2000 | 0 | 41.61 | 42.1 | 8 | 0
2020 | ENT_2_SOCO | ENT | SOCO | Internal | Summer | B1 | 10 | 2000 | 0.01 | 63.92 | 71.02 | 8 | 0
2020 | ENT_2_SOCO | ENT | SOCO | Internal | Summer | B2 | 25 | 2000 | 904.88 | 61.69 | 69.69 | 8 | 0
2020 | ENT_2_SOCO | ENT | SOCO | Internal | Summer | B3 | 75 | 2000 | 2000 | 61.34 | 69.69 | 8 | 0.35
2020 | ENT_2_SOCO | ENT | SOCO | Internal | Summer | B4 | 100 | 2000 | 2000 | 61.34 | 69.69 | 8 | 0.35
2020 | ENT_2_SOCO | ENT | SOCO | Internal | Summer | B5 | 200 | 2000 | 2000 | 57.15 | 65.73 | 8 | 0.58
2020 | ENT_2_SOCO | ENT | SOCO | Internal | Summer | B6 | 300 | 2000 | 37.59 | 48.87 | 56.87 | 8 | 0
2020 | ENT_2_SOCO | ENT | SOCO | Internal | Summer | B7 | 400 | 2000 | 988.28 | 46.46 | 54.46 | 8 | 0
2020 | ENT_2_SOCO | ENT | SOCO | Internal | Summer | B8 | 500 | 2000 | 0 | 41.12 | 45.04 | 8 | 0
2020 | ENT_2_SOCO | ENT | SOCO | Internal | Summer | B9 | 800 | 2000 | 0 | 40.59 | 41.76 | 8 | 0
2020 | ENT_2_SOCO | ENT | SOCO | Internal | Summer | B10 | 1262 | 2000 | 0 | 40.3 | 40.87 | 8 | 0
2020 | ENT_2_SOCO | ENT | SOCO | Internal | Winter | B16 | 25 | 2000 | 1497.92 | 57.15 | 65.15 | 8 | 0
2020 | ENT_2_SOCO | ENT | SOCO | Internal | Winter | B17 | 100 | 2000 | 0 | 44.52 | 46.18 | 8 | 0
2020 | ENT_2_SOCO | ENT | SOCO | Internal | Winter | B18 | 400 | 2000 | 0 | 44.52 | 44.59 | 8 | 0
2020 | ENT_2_SOCO | ENT | SOCO | Internal | Winter | B19 | 700 | 2000 | 0 | 44.2 | 44.59 | 8 | 0
2020 | ENT_2_SOCO | ENT | SOCO | Internal | Winter | B20 | 935 | 2000 | 0 | 43.61 | 44.59 | 8 | 0
2020 | ENT_2_SPP_N | ENT | SPP_N | Internal | Shoulder | B11 | 25 | 1300 | 0 | 59.03 | 62.26 | 8 | 0
2020 | ENT_2_SPP_N | ENT | SPP_N | Internal | Shoulder | B12 | 200 | 1300 | 0 | 41.91 | 42.03 | 8 | 0
2020 | ENT_2_SPP_N | ENT | SPP_N | Internal | Shoulder | B13 | 600 | 1300 | 0 | 41.91 | 41.94 | 8 | 0
2020 | ENT_2_SPP_N | ENT | SPP_N | Internal | Shoulder | B14 | 900 | 1300 | 0 | 41.91 | 40.57 | 8 | 0
2020 | ENT_2_SPP_N | ENT | SPP_N | Internal | Shoulder | B15 | 1203 | 1300 | 0 | 41.61 | 40.19 | 8 | 0
2020 | ENT_2_SPP_N | ENT | SPP_N | Internal | Summer | B1 | 10 | 1300 | 0 | 63.92 | 66.03 | 8 | 0
2020 | ENT_2_SPP_N | ENT | SPP_N | Internal | Summer | B2 | 25 | 1300 | 0 | 61.69 | 66.03 | 8 | 0
2020 | ENT_2_SPP_N | ENT | SPP_N | Internal | Summer | B3 | 75 | 1300 | 0 | 61.34 | 66.03 | 8 | 0
2020 | ENT_2_SPP_N | ENT | SPP_N | Internal | Summer | B4 | 100 | 1300 | 0 | 61.34 | 63.3 | 8 | 0
2020 | ENT_2_SPP_N | ENT | SPP_N | Internal | Summer | B5 | 200 | 1300 | 0 | 57.15 | 60.09 | 8 | 0
2020 | ENT_2_SPP_N | ENT | SPP_N | Internal | Summer | B6 | 300 | 1300 | 0 | 48.87 | 54.22 | 8 | 0
2020 | ENT_2_SPP_N | ENT | SPP_N | Internal | Summer | B7 | 400 | 1300 | 0 | 46.46 | 46.71 | 8 | 0
2020 | ENT_2_SPP_N | ENT | SPP_N | Internal | Summer | B8 | 500 | 1300 | 0 | 41.12 | 40.6 | 8 | 0
2020 | ENT_2_SPP_N | ENT | SPP_N | Internal | Summer | B9 | 800 | 1300 | 0 | 40.59 | 39.8 | 8 | 0
2020 | ENT_2_SPP_N | ENT | SPP_N | Internal | Summer | B10 | 1262 | 1300 | 0 | 40.3 | 37.39 | 8 | 0
2020 | ENT_2_SPP_N | ENT | SPP_N | Internal | Winter | B16 | 25 | 1300 | 0 | 57.15 | 55.47 | 8 | 0
2020 | ENT_2_SPP_N | ENT | SPP_N | Internal | Winter | B17 | 100 | 1300 | 0 | 44.52 | 44.34 | 8 | 0
2020 | ENT_2_SPP_N | ENT | SPP_N | Internal | Winter | B18 | 400 | 1300 | 0 | 44.52 | 42.83 | 8 | 0
2020 | ENT_2_SPP_N | ENT | SPP_N | Internal | Winter | B19 | 700 | 1300 | 0 | 44.2 | 42.83 | 8 | 0
2020 | ENT_2_SPP_N | ENT | SPP_N | Internal | Winter | B20 | 935 | 1300 | 0 | 43.61 | 41.87 | 8 | 0
2020 | ENT_2_SPP_S | ENT | SPP_S | Internal | Shoulder | B11 | 25 | 1300 | 0 | 59.03 | 57.84 | 8 | 0
2020 | ENT_2_SPP_S | ENT | SPP_S | Internal | Shoulder | B12 | 200 | 1300 | 0 | 41.91 | 42.02 | 8 | 0
2020 | ENT_2_SPP_S | ENT | SPP_S | Internal | Shoulder | B13 | 600 | 1300 | 0 | 41.91 | 41.95 | 8 | 0
2020 | ENT_2_SPP_S | ENT | SPP_S | Internal | Shoulder | B14 | 900 | 1300 | 0 | 41.91 | 40.58 | 8 | 0
2020 | ENT_2_SPP_S | ENT | SPP_S | Internal | Shoulder | B15 | 1203 | 1300 | 0 | 41.61 | 40.2 | 8 | 0
2020 | ENT_2_SPP_S | ENT | SPP_S | Internal | Summer | B1 | 10 | 1300 | 0 | 63.92 | 58.92 | 8 | 0
2020 | ENT_2_SPP_S | ENT | SPP_S | Internal | Summer | B2 | 25 | 1300 | 0 | 61.69 | 56.69 | 8 | 0
2020 | ENT_2_SPP_S | ENT | SPP_S | Internal | Summer | B3 | 75 | 1300 | 0 | 61.34 | 56.34 | 8 | 0
2020 | ENT_2_SPP_S | ENT | SPP_S | Internal | Summer | B4 | 100 | 1300 | 0 | 61.34 | 56.34 | 8 | 0
2020 | ENT_2_SPP_S | ENT | SPP_S | Internal | Summer | B5 | 200 | 1300 | 0 | 57.15 | 55.88 | 8 | 0
2020 | ENT_2_SPP_S | ENT | SPP_S | Internal | Summer | B6 | 300 | 1300 | 0 | 48.87 | 54.23 | 8 | 0
2020 | ENT_2_SPP_S | ENT | SPP_S | Internal | Summer | B7 | 400 | 1300 | 0 | 46.46 | 46.72 | 8 | 0
2020 | ENT_2_SPP_S | ENT | SPP_S | Internal | Summer | B8 | 500 | 1300 | 0 | 41.12 | 40.62 | 8 | 0
2020 | ENT_2_SPP_S | ENT | SPP_S | Internal | Summer | B9 | 800 | 1300 | 0 | 40.59 | 39.81 | 8 | 0
2020 | ENT_2_SPP_S | ENT | SPP_S | Internal | Summer | B10 | 1262 | 1300 | 0 | 40.3 | 38.86 | 8 | 0
2020 | ENT_2_SPP_S | ENT | SPP_S | Internal | Winter | B16 | 25 | 1300 | 0 | 57.15 | 55.48 | 8 | 0
2020 | ENT_2_SPP_S | ENT | SPP_S | Internal | Winter | B17 | 100 | 1300 | 0 | 44.52 | 44.35 | 8 | 0
2020 | ENT_2_SPP_S | ENT | SPP_S | Internal | Winter | B18 | 400 | 1300 | 0 | 44.52 | 42.84 | 8 | 0
2020 | ENT_2_SPP_S | ENT | SPP_S | Internal | Winter | B19 | 700 | 1300 | 0 | 44.2 | 42.84 | 8 | 0
2020 | ENT_2_SPP_S | ENT | SPP_S | Internal | Winter | B20 | 935 | 1300 | 0 | 43.61 | 42.75 | 8 | 0
2020 | ENT_2_TVA_Transmission | ENT | TVA_Transmission | Internal | Shoulder | B11 | 25 | 2100 | 0 | 59.03 | 58.06 | 8 | 0
2020 | ENT_2_TVA_Transmission | ENT | TVA_Transmission | Internal | Shoulder | B12 | 200 | 2100 | 0 | 41.91 | 46.72 | 8 | 0
2020 | ENT_2_TVA_Transmission | ENT | TVA_Transmission | Internal | Shoulder | B13 | 600 | 2100 | 0 | 41.91 | 45.06 | 8 | 0
2020 | ENT_2_TVA_Transmission | ENT | TVA_Transmission | Internal | Shoulder | B14 | 900 | 2100 | 0 | 41.91 | 43.95 | 8 | 0
2020 | ENT_2_TVA_Transmission | ENT | TVA_Transmission | Internal | Shoulder | B15 | 1203 | 2100 | 0 | 41.61 | 42.31 | 8 | 0
2020 | ENT_2_TVA_Transmission | ENT | TVA_Transmission | Internal | Summer | B1 | 10 | 2100 | 603.42 | 63.92 | 71.92 | 8 | 0
2020 | ENT_2_TVA_Transmission | ENT | TVA_Transmission | Internal | Summer | B2 | 25 | 2100 | 0 | 61.69 | 67.87 | 8 | 0
2020 | ENT_2_TVA_Transmission | ENT | TVA_Transmission | Internal | Summer | B3 | 75 | 2100 | 0 | 61.34 | 67.16 | 8 | 0
2020 | ENT_2_TVA_Transmission | ENT | TVA_Transmission | Internal | Summer | B4 | 100 | 2100 | 0 | 61.34 | 63.78 | 8 | 0
2020 | ENT_2_TVA_Transmission | ENT | TVA_Transmission | Internal | Summer | B5 | 200 | 2100 | 0 | 57.15 | 58.73 | 8 | 0
2020 | ENT_2_TVA_Transmission | ENT | TVA_Transmission | Internal | Summer | B6 | 300 | 2100 | 0 | 48.87 | 49.85 | 8 | 0
2020 | ENT_2_TVA_Transmission | ENT | TVA_Transmission | Internal | Summer | B7 | 400 | 2100 | 0 | 46.46 | 46 | 8 | 0
2020 | ENT_2_TVA_Transmission | ENT | TVA_Transmission | Internal | Summer | B8 | 500 | 2100 | 0 | 41.12 | 41.96 | 8 | 0
2020 | ENT_2_TVA_Transmission | ENT | TVA_Transmission | Internal | Summer | B9 | 800 | 2100 | 0 | 40.59 | 41.52 | 8 | 0
2020 | ENT_2_TVA_Transmission | ENT | TVA_Transmission | Internal | Summer | B10 | 1262 | 2100 | 0 | 40.3 | 39.11 | 8 | 0
2020 | ENT_2_TVA_Transmission | ENT | TVA_Transmission | Internal | Winter | B16 | 25 | 2100 | 0 | 57.15 | 60.04 | 8 | 0
2020 | ENT_2_TVA_Transmission | ENT | TVA_Transmission | Internal | Winter | B17 | 100 | 2100 | 0 | 44.52 | 48.98 | 8 | 0
2020 | ENT_2_TVA_Transmission | ENT | TVA_Transmission | Internal | Winter | B18 | 400 | 2100 | 0 | 44.52 | 46 | 8 | 0
2020 | ENT_2_TVA_Transmission | ENT | TVA_Transmission | Internal | Winter | B19 | 700 | 2100 | 0 | 44.2 | 44.87 | 8 | 0
2020 | ENT_2_TVA_Transmission | ENT | TVA_Transmission | Internal | Winter | B20 | 935 | 2100 | 0 | 43.61 | 43.05 | 8 | 0
2020 | FRCC_2_SOCO | FRCC | SOCO | Internal | Shoulder | B11 | 25 | 900 | 0 | 75.09 | 65.09 | 8 | 0
2020 | FRCC_2_SOCO | FRCC | SOCO | Internal | Shoulder | B12 | 200 | 900 | 0 | 54.62 | 44.62 | 8 | 0
2020 | FRCC_2_SOCO | FRCC | SOCO | Internal | Shoulder | B13 | 600 | 900 | 0 | 48.83 | 42.5 | 8 | 0
2020 | FRCC_2_SOCO | FRCC | SOCO | Internal | Shoulder | B14 | 900 | 900 | 0 | 48.83 | 42.5 | 8 | 0
2020 | FRCC_2_SOCO | FRCC | SOCO | Internal | Shoulder | B15 | 1203 | 900 | 0 | 46.83 | 42.1 | 8 | 0
2020 | FRCC_2_SOCO | FRCC | SOCO | Internal | Summer | B1 | 10 | 900 | 0 | 76.76 | 71.02 | 8 | 0
2020 | FRCC_2_SOCO | FRCC | SOCO | Internal | Summer | B2 | 25 | 900 | 0 | 76.76 | 69.69 | 8 | 0
2020 | FRCC_2_SOCO | FRCC | SOCO | Internal | Summer | B3 | 75 | 900 | 0 | 76.76 | 69.69 | 8 | 0
2020 | FRCC_2_SOCO | FRCC | SOCO | Internal | Summer | B4 | 100 | 900 | 0 | 75.61 | 69.69 | 8 | 0
2020 | FRCC_2_SOCO | FRCC | SOCO | Internal | Summer | B5 | 200 | 900 | 0 | 75.61 | 65.73 | 8 | 0
2020 | FRCC_2_SOCO | FRCC | SOCO | Internal | Summer | B6 | 300 | 900 | 0 | 65.15 | 56.87 | 8 | 0
2020 | FRCC_2_SOCO | FRCC | SOCO | Internal | Summer | B7 | 400 | 900 | 0 | 64.46 | 54.46 | 8 | 0
2020 | FRCC_2_SOCO | FRCC | SOCO | Internal | Summer | B8 | 500 | 900 | 0 | 54.75 | 45.04 | 8 | 0
2020 | FRCC_2_SOCO | FRCC | SOCO | Internal | Summer | B9 | 800 | 900 | 0 | 48.1 | 41.76 | 8 | 0
2020 | FRCC_2_SOCO | FRCC | SOCO | Internal | Summer | B10 | 1262 | 900 | 0 | 46.13 | 40.87 | 8 | 0
2020 | FRCC_2_SOCO | FRCC | SOCO | Internal | Winter | B16 | 25 | 900 | 0 | 75.15 | 65.15 | 8 | 0
2020 | FRCC_2_SOCO | FRCC | SOCO | Internal | Winter | B17 | 100 | 900 | 0 | 56.18 | 46.18 | 8 | 0
2020 | FRCC_2_SOCO | FRCC | SOCO | Internal | Winter | B18 | 400 | 900 | 0 | 51.07 | 44.59 | 8 | 0
2020 | FRCC_2_SOCO | FRCC | SOCO | Internal | Winter | B19 | 700 | 900 | 0 | 50.65 | 44.59 | 8 | 0
2020 | FRCC_2_SOCO | FRCC | SOCO | Internal | Winter | B20 | 935 | 900 | 0 | 48.97 | 44.59 | 8 | 0
2020 | HQ_NEISO_2_NEISO | HQ_NEISO | NEISO | Internal | Shoulder | B11 | 25 | 99999 | 2920 | 37.66 | 37.67 | 0.01 | 0
2020 | HQ_NEISO_2_NEISO | HQ_NEISO | NEISO | Internal | Shoulder | B12 | 200 | 99999 | 2920 | 37.66 | 37.67 | 0.01 | 0
2020 | HQ_NEISO_2_NEISO | HQ_NEISO | NEISO | Internal | Shoulder | B13 | 600 | 99999 | 2920 | 37.66 | 37.67 | 0.01 | 0
2020 | HQ_NEISO_2_NEISO | HQ_NEISO | NEISO | Internal | Shoulder | B14 | 900 | 99999 | 2920 | 37.66 | 37.67 | 0.01 | 0
2020 | HQ_NEISO_2_NEISO | HQ_NEISO | NEISO | Internal | Shoulder | B15 | 1203 | 99999 | 1143.24 | 37.66 | 37.67 | 0.01 | 0
2020 | HQ_NEISO_2_NEISO | HQ_NEISO | NEISO | Internal | Summer | B1 | 10 | 99999 | 2920 | 68.93 | 68.94 | 0.01 | 0
2020 | HQ_NEISO_2_NEISO | HQ_NEISO | NEISO | Internal | Summer | B2 | 25 | 99999 | 2920 | 54.82 | 54.83 | 0.01 | 0
2020 | HQ_NEISO_2_NEISO | HQ_NEISO | NEISO | Internal | Summer | B3 | 75 | 99999 | 2920 | 48.89 | 48.9 | 0.01 | 0
2020 | HQ_NEISO_2_NEISO | HQ_NEISO | NEISO | Internal | Summer | B4 | 100 | 99999 | 2920 | 38.65 | 38.67 | 0.01 | 0
2020 | HQ_NEISO_2_NEISO | HQ_NEISO | NEISO | Internal | Summer | B5 | 200 | 99999 | 2920 | 38.31 | 38.32 | 0.01 | 0
2020 | HQ_NEISO_2_NEISO | HQ_NEISO | NEISO | Internal | Summer | B6 | 300 | 99999 | 2920 | 34.89 | 34.9 | 0.01 | 0
2020 | HQ_NEISO_2_NEISO | HQ_NEISO | NEISO | Internal | Summer | B7 | 400 | 99999 | 2920 | 34.89 | 34.9 | 0.01 | 0
2020 | HQ_NEISO_2_NEISO | HQ_NEISO | NEISO | Internal | Summer | B8 | 500 | 99999 | 2920 | 34.89 | 34.9 | 0.01 | 0
2020 | HQ_NEISO_2_NEISO | HQ_NEISO | NEISO | Internal | Summer | B9 | 800 | 99999 | 2920 | 34.89 | 34.9 | 0.01 | 0
2020 | HQ_NEISO_2_NEISO | HQ_NEISO | NEISO | Internal | Summer | B10 | 1262 | 99999 | 795.94 | 34.89 | 34.9 | 0.01 | 0
2020 | HQ_NEISO_2_NEISO | HQ_NEISO | NEISO | Internal | Winter | B16 | 25 | 99999 | 2920 | 46.26 | 46.27 | 0.01 | 0
2020 | HQ_NEISO_2_NEISO | HQ_NEISO | NEISO | Internal | Winter | B17 | 100 | 99999 | 2920 | 46.26 | 46.27 | 0.01 | 0
2020 | HQ_NEISO_2_NEISO | HQ_NEISO | NEISO | Internal | Winter | B18 | 400 | 99999 | 2920 | 46.26 | 46.27 | 0.01 | 0
2020 | HQ_NEISO_2_NEISO | HQ_NEISO | NEISO | Internal | Winter | B19 | 700 | 99999 | 2920 | 46.26 | 46.27 | 0.01 | 0
2020 | HQ_NEISO_2_NEISO | HQ_NEISO | NEISO | Internal | Winter | B20 | 935 | 99999 | 1233.58 | 46.26 | 46.27 | 0.01 | 0
2020 | HQ_NY_2_NYISO_A-F | HQ_NY | NYISO_A-F | Internal | Shoulder | B11 | 25 | 99999 | 1000 | 40.66 | 40.67 | 0.01 | 0
2020 | HQ_NY_2_NYISO_A-F | HQ_NY | NYISO_A-F | Internal | Shoulder | B12 | 200 | 99999 | 1000 | 39.84 | 39.85 | 0.01 | 0
2020 | HQ_NY_2_NYISO_A-F | HQ_NY | NYISO_A-F | Internal | Shoulder | B13 | 600 | 99999 | 1000 | 39.84 | 39.85 | 0.01 | 0
2020 | HQ_NY_2_NYISO_A-F | HQ_NY | NYISO_A-F | Internal | Shoulder | B14 | 900 | 99999 | 1000 | 39.49 | 39.5 | 0.01 | 0
2020 | HQ_NY_2_NYISO_A-F | HQ_NY | NYISO_A-F | Internal | Shoulder | B15 | 1203 | 99999 | 188.69 | 39.49 | 39.5 | 0.01 | 0
2020 | HQ_NY_2_NYISO_A-F | HQ_NY | NYISO_A-F | Internal | Summer | B1 | 10 | 99999 | 1000 | 57.92 | 57.93 | 0.01 | 0
2020 | HQ_NY_2_NYISO_A-F | HQ_NY | NYISO_A-F | Internal | Summer | B2 | 25 | 99999 | 1000 | 53.87 | 53.89 | 0.01 | 0
2020 | HQ_NY_2_NYISO_A-F | HQ_NY | NYISO_A-F | Internal | Summer | B3 | 75 | 99999 | 1000 | 52.88 | 52.89 | 0.01 | 0
2020 | HQ_NY_2_NYISO_A-F | HQ_NY | NYISO_A-F | Internal | Summer | B4 | 100 | 99999 | 1000 | 45.8 | 45.81 | 0.01 | 0
2020 | HQ_NY_2_NYISO_A-F | HQ_NY | NYISO_A-F | Internal | Summer | B5 | 200 | 99999 | 1000 | 44.73 | 44.74 | 0.01 | 0
2020 | HQ_NY_2_NYISO_A-F | HQ_NY | NYISO_A-F | Internal | Summer | B6 | 300 | 99999 | 1000 | 42.3 | 42.31 | 0.01 | 0
2020 | HQ_NY_2_NYISO_A-F | HQ_NY | NYISO_A-F | Internal | Summer | B7 | 400 | 99999 | 1000 | 39.71 | 39.72 | 0.01 | 0
2020 | HQ_NY_2_NYISO_A-F | HQ_NY | NYISO_A-F | Internal | Summer | B8 | 500 | 99999 | 1000 | 38.59 | 38.6 | 0.01 | 0
2020 | HQ_NY_2_NYISO_A-F | HQ_NY | NYISO_A-F | Internal | Summer | B9 | 800 | 99999 | 1000 | 37.87 | 37.89 | 0.01 | 0
2020 | HQ_NY_2_NYISO_A-F | HQ_NY | NYISO_A-F | Internal | Summer | B10 | 1262 | 99999 | 30.11 | 37.87 | 37.89 | 0.01 | 0
2020 | HQ_NY_2_NYISO_A-F | HQ_NY | NYISO_A-F | Internal | Winter | B16 | 25 | 99999 | 1000 | 46.25 | 46.26 | 0.01 | 0
2020 | HQ_NY_2_NYISO_A-F | HQ_NY | NYISO_A-F | Internal | Winter | B17 | 100 | 99999 | 1000 | 43.26 | 43.27 | 0.01 | 0
2020 | HQ_NY_2_NYISO_A-F | HQ_NY | NYISO_A-F | Internal | Winter | B18 | 400 | 99999 | 1000 | 42.18 | 42.19 | 0.01 | 0
2020 | HQ_NY_2_NYISO_A-F | HQ_NY | NYISO_A-F | Internal | Winter | B19 | 700 | 99999 | 1000 | 42.18 | 42.19 | 0.01 | 0
2020 | HQ_NY_2_NYISO_A-F | HQ_NY | NYISO_A-F | Internal | Winter | B20 | 935 | 99999 | 229.95 | 42.18 | 42.19 | 0.01 | 0
2020 | HQ_IESO_2_IESO | HQ_IESO | IESO | Internal | Shoulder | B11 | 25 | 99999 | 400 | 32.37 | 32.38 | 0.01 | 0
2020 | HQ_IESO_2_IESO | HQ_IESO | IESO | Internal | Shoulder | B12 | 200 | 99999 | 400 | 32.37 | 32.38 | 0.01 | 0
2020 | HQ_IESO_2_IESO | HQ_IESO | IESO | Internal | Shoulder | B13 | 600 | 99999 | 400 | 32.37 | 32.38 | 0.01 | 0
2020 | HQ_IESO_2_IESO | HQ_IESO | IESO | Internal | Shoulder | B14 | 900 | 99999 | 400 | 32.37 | 32.38 | 0.01 | 0
2020 | HQ_IESO_2_IESO | HQ_IESO | IESO | Internal | Shoulder | B15 | 1203 | 99999 | 75.48 | 32.37 | 32.38 | 0.01 | 0
2020 | HQ_IESO_2_IESO | HQ_IESO | IESO | Internal | Summer | B1 | 10 | 99999 | 400 | 50.92 | 50.93 | 0.01 | 0
2020 | HQ_IESO_2_IESO | HQ_IESO | IESO | Internal | Summer | B2 | 25 | 99999 | 400 | 46.87 | 46.89 | 0.01 | 0
2020 | HQ_IESO_2_IESO | HQ_IESO | IESO | Internal | Summer | B3 | 75 | 99999 | 400 | 43.46 | 43.47 | 0.01 | 0
2020 | HQ_IESO_2_IESO | HQ_IESO | IESO | Internal | Summer | B4 | 100 | 99999 | 400 | 37.73 | 37.74 | 0.01 | 0
2020 | HQ_IESO_2_IESO | HQ_IESO | IESO | Internal | Summer | B5 | 200 | 99999 | 400 | 37.73 | 37.74 | 0.01 | 0
2020 | HQ_IESO_2_IESO | HQ_IESO | IESO | Internal | Summer | B6 | 300 | 99999 | 400 | 35.3 | 35.31 | 0.01 | 0
2020 | HQ_IESO_2_IESO | HQ_IESO | IESO | Internal | Summer | B7 | 400 | 99999 | 400 | 32.71 | 32.72 | 0.01 | 0
2020 | HQ_IESO_2_IESO | HQ_IESO | IESO | Internal | Summer | B8 | 500 | 99999 | 400 | 30.81 | 30.82 | 0.01 | 0
2020 | HQ_IESO_2_IESO | HQ_IESO | IESO | Internal | Summer | B9 | 800 | 99999 | 400 | 30.81 | 30.82 | 0.01 | 0
2020 | HQ_IESO_2_IESO | HQ_IESO | IESO | Internal | Summer | B10 | 1262 | 99999 | 12.04 | 30.81 | 30.82 | 0.01 | 0
2020 | HQ_IESO_2_IESO | HQ_IESO | IESO | Internal | Winter | B16 | 25 | 99999 | 400 | 39.25 | 39.26 | 0.01 | 0
2020 | HQ_IESO_2_IESO | HQ_IESO | IESO | Internal | Winter | B17 | 100 | 99999 | 400 | 36.26 | 36.27 | 0.01 | 0
2020 | HQ_IESO_2_IESO | HQ_IESO | IESO | Internal | Winter | B18 | 400 | 99999 | 400 | 34.85 | 34.86 | 0.01 | 0
2020 | HQ_IESO_2_IESO | HQ_IESO | IESO | Internal | Winter | B19 | 700 | 99999 | 400 | 34.85 | 34.86 | 0.01 | 0
2020 | HQ_IESO_2_IESO | HQ_IESO | IESO | Internal | Winter | B20 | 935 | 99999 | 91.98 | 34.85 | 34.86 | 0.01 | 0
2020 | IESO_2_MAPP_CA | IESO | MAPP_CA | Internal | Shoulder | B11 | 25 | 262 | 262 | 32.38 | 42.16 | 7 | 2.78
2020 | IESO_2_MAPP_CA | IESO | MAPP_CA | Internal | Shoulder | B12 | 200 | 262 | 262 | 32.38 | 44.96 | 7 | 5.57
2020 | IESO_2_MAPP_CA | IESO | MAPP_CA | Internal | Shoulder | B13 | 600 | 262 | 262 | 32.38 | 41.83 | 7 | 2.45
2020 | IESO_2_MAPP_CA | IESO | MAPP_CA | Internal | Shoulder | B14 | 900 | 262 | 262 | 32.38 | 39.47 | 7 | 0.09
2020 | IESO_2_MAPP_CA | IESO | MAPP_CA | Internal | Shoulder | B15 | 1203 | 262 | 262 | 32.38 | 39.47 | 7 | 0.09
2020 | IESO_2_MAPP_CA | IESO | MAPP_CA | Internal | Summer | B1 | 10 | 262 | 0 | 50.93 | 50.47 | 7 | 0
2020 | IESO_2_MAPP_CA | IESO | MAPP_CA | Internal | Summer | B2 | 25 | 262 | 0 | 46.89 | 50.47 | 7 | 0
2020 | IESO_2_MAPP_CA | IESO | MAPP_CA | Internal | Summer | B3 | 75 | 262 | 237.95 | 43.47 | 50.47 | 7 | 0
2020 | IESO_2_MAPP_CA | IESO | MAPP_CA | Internal | Summer | B4 | 100 | 262 | 262 | 37.74 | 49.29 | 7 | 4.55
2020 | IESO_2_MAPP_CA | IESO | MAPP_CA | Internal | Summer | B5 | 200 | 262 | 262 | 37.74 | 49.29 | 7 | 4.55
2020 | IESO_2_MAPP_CA | IESO | MAPP_CA | Internal | Summer | B6 | 300 | 262 | 262 | 35.31 | 47.21 | 7 | 4.9
2020 | IESO_2_MAPP_CA | IESO | MAPP_CA | Internal | Summer | B7 | 400 | 262 | 0.01 | 32.72 | 39.7 | 7 | 0
2020 | IESO_2_MAPP_CA | IESO | MAPP_CA | Internal | Summer | B8 | 500 | 262 | 0 | 30.82 | 37.77 | 7 | 0
2020 | IESO_2_MAPP_CA | IESO | MAPP_CA | Internal | Summer | B9 | 800 | 262 | 0 | 30.82 | 37.33 | 7 | 0
2020 | IESO_2_MAPP_CA | IESO | MAPP_CA | Internal | Summer | B10 | 1262 | 262 | 0 | 30.82 | 37.33 | 7 | 0
2020 | IESO_2_MAPP_CA | IESO | MAPP_CA | Internal | Winter | B16 | 25 | 262 | 262 | 39.26 | 52.78 | 7 | 6.52
2020 | IESO_2_MAPP_CA | IESO | MAPP_CA | Internal | Winter | B17 | 100 | 262 | 262 | 36.27 | 45.3 | 7 | 2.03
2020 | IESO_2_MAPP_CA | IESO | MAPP_CA | Internal | Winter | B18 | 400 | 262 | 222.61 | 34.86 | 41.86 | 7 | 0
2020 | IESO_2_MAPP_CA | IESO | MAPP_CA | Internal | Winter | B19 | 700 | 262 | 237.22 | 34.86 | 41.86 | 7 | 0
2020 | IESO_2_MAPP_CA | IESO | MAPP_CA | Internal | Winter | B20 | 935 | 262 | 242.85 | 34.86 | 41.86 | 7 | 0
2020 | IESO_2_MISO_MI | IESO | MISO_MI | Internal | Shoulder | B11 | 25 | 1840 | 1840 | 32.38 | 54.09 | 7 | 14.71
2020 | IESO_2_MISO_MI | IESO | MISO_MI | Internal | Shoulder | B12 | 200 | 1840 | 1840 | 32.38 | 45 | 7 | 5.62
2020 | IESO_2_MISO_MI | IESO | MISO_MI | Internal | Shoulder | B13 | 600 | 1840 | 1840 | 32.38 | 41.88 | 7 | 2.5
2020 | IESO_2_MISO_MI | IESO | MISO_MI | Internal | Shoulder | B14 | 900 | 1840 | 1840 | 32.38 | 39.5 | 7 | 0.12
2020 | IESO_2_MISO_MI | IESO | MISO_MI | Internal | Shoulder | B15 | 1203 | 1840 | 0 | 32.38 | 38.79 | 7 | 0
2020 | IESO_2_MISO_MI | IESO | MISO_MI | Internal | Summer | B1 | 10 | 1840 | 1840 | 50.93 | 63.92 | 7 | 5.99
2020 | IESO_2_MISO_MI | IESO | MISO_MI | Internal | Summer | B2 | 25 | 1840 | 1840 | 46.89 | 63.53 | 7 | 9.64
2020 | IESO_2_MISO_MI | IESO | MISO_MI | Internal | Summer | B3 | 75 | 1840 | 1840 | 43.47 | 61.12 | 7 | 10.65
2020 | IESO_2_MISO_MI | IESO | MISO_MI | Internal | Summer | B4 | 100 | 1840 | 1840 | 37.74 | 58.16 | 7 | 13.42
2020 | IESO_2_MISO_MI | IESO | MISO_MI | Internal | Summer | B5 | 200 | 1840 | 1840 | 37.74 | 54.71 | 7 | 9.96
2020 | IESO_2_MISO_MI | IESO | MISO_MI | Internal | Summer | B6 | 300 | 1840 | 1840 | 35.31 | 46.2 | 7 | 3.89
2020 | IESO_2_MISO_MI | IESO | MISO_MI | Internal | Summer | B7 | 400 | 1840 | 1654.01 | 32.72 | 39.72 | 7 | 0
2020 | IESO_2_MISO_MI | IESO | MISO_MI | Internal | Summer | B8 | 500 | 1840 | 1130.22 | 30.82 | 37.82 | 7 | 0
2020 | IESO_2_MISO_MI | IESO | MISO_MI | Internal | Summer | B9 | 800 | 1840 | 0 | 30.82 | 37.38 | 7 | 0
2020 | IESO_2_MISO_MI | IESO | MISO_MI | Internal | Summer | B10 | 1262 | 1840 | 0 | 30.82 | 36.03 | 7 | 0
2020 | IESO_2_MISO_MI | IESO | MISO_MI | Internal | Winter | B16 | 25 | 1840 | 1840 | 39.26 | 52.8 | 7 | 6.54
2020 | IESO_2_MISO_MI | IESO | MISO_MI | Internal | Winter | B17 | 100 | 1840 | 1840 | 36.27 | 45.34 | 7 | 2.06
2020 | IESO_2_MISO_MI | IESO | MISO_MI | Internal | Winter | B18 | 400 | 1840 | 314.78 | 34.86 | 41.86 | 7 | 0
2020 | IESO_2_MISO_MI | IESO | MISO_MI | Internal | Winter | B19 | 700 | 1840 | 0 | 34.86 | 41.29 | 7 | 0
2020 | IESO_2_MISO_MI | IESO | MISO_MI | Internal | Winter | B20 | 935 | 1840 | 0 | 34.86 | 37.82 | 7 | 0
2020 | IESO_2_MISO_W | IESO | MISO_W | Internal | Shoulder | B11 | 25 | 140 | 140 | 32.38 | 55.26 | 7 | 15.88
2020 | IESO_2_MISO_W | IESO | MISO_W | Internal | Shoulder | B12 | 200 | 140 | 140 | 32.38 | 44.97 | 7 | 5.59
2020 | IESO_2_MISO_W | IESO | MISO_W | Internal | Shoulder | B13 | 600 | 140 | 140 | 32.38 | 41.85 | 7 | 2.46
2020 | IESO_2_MISO_W | IESO | MISO_W | Internal | Shoulder | B14 | 900 | 140 | 140 | 32.38 | 39.48 | 7 | 0.1
2020 | IESO_2_MISO_W | IESO | MISO_W | Internal | Shoulder | B15 | 1203 | 140 | 0 | 32.38 | 38.8 | 7 | 0
2020 | IESO_2_MISO_W | IESO | MISO_W | Internal | Summer | B1 | 10 | 140 | 140 | 50.93 | 63.92 | 7 | 5.99
2020 | IESO_2_MISO_W | IESO | MISO_W | Internal | Summer | B2 | 25 | 140 | 140 | 46.89 | 63.54 | 7 | 9.65
2020 | IESO_2_MISO_W | IESO | MISO_W | Internal | Summer | B3 | 75 | 140 | 140 | 43.47 | 63.28 | 7 | 12.81
2020 | IESO_2_MISO_W | IESO | MISO_W | Internal | Summer | B4 | 100 | 140 | 140 | 37.74 | 62.58 | 7 | 17.83
2020 | IESO_2_MISO_W | IESO | MISO_W | Internal | Summer | B5 | 200 | 140 | 140 | 37.74 | 54.74 | 7 | 10
2020 | IESO_2_MISO_W | IESO | MISO_W | Internal | Summer | B6 | 300 | 140 | 140 | 35.31 | 47.22 | 7 | 4.91
2020 | IESO_2_MISO_W | IESO | MISO_W | Internal | Summer | B7 | 400 | 140 | 0.02 | 32.72 | 39.71 | 7 | 0
2020 | IESO_2_MISO_W | IESO | MISO_W | Internal | Summer | B8 | 500 | 140 | 0 | 30.82 | 37.78 | 7 | 0
2020 | IESO_2_MISO_W | IESO | MISO_W | Internal | Summer | B9 | 800 | 140 | 0 | 30.82 | 37.34 | 7 | 0
2020 | IESO_2_MISO_W | IESO | MISO_W | Internal | Summer | B10 | 1262 | 140 | 0 | 30.82 | 36 | 7 | 0
2020 | IESO_2_MISO_W | IESO | MISO_W | Internal | Winter | B16 | 25 | 140 | 140 | 39.26 | 52.79 | 7 | 6.53
2020 | IESO_2_MISO_W | IESO | MISO_W | Internal | Winter | B17 | 100 | 140 | 140 | 36.27 | 45.31 | 7 | 2.04
2020 | IESO_2_MISO_W | IESO | MISO_W | Internal | Winter | B18 | 400 | 140 | 0.02 | 34.86 | 41.85 | 7 | 0
2020 | IESO_2_MISO_W | IESO | MISO_W | Internal | Winter | B19 | 700 | 140 | 0 | 34.86 | 41.57 | 7 | 0
2020 | IESO_2_MISO_W | IESO | MISO_W | Internal | Winter | B20 | 935 | 140 | 0 | 34.86 | 37.83 | 7 | 0
2020 | IESO_2_NYISO_A-F | IESO | NYISO_A-F | Internal | Shoulder | B11 | 25 | 1725 | 1725 | 32.38 | 40.67 | 7 | 1.29
2020 | IESO_2_NYISO_A-F | IESO | NYISO_A-F | Internal | Shoulder | B12 | 200 | 1725 | 1725 | 32.38 | 39.85 | 7 | 0.47
2020 | IESO_2_NYISO_A-F | IESO | NYISO_A-F | Internal | Shoulder | B13 | 600 | 1725 | 1725 | 32.38 | 39.85 | 7 | 0.47
2020 | IESO_2_NYISO_A-F | IESO | NYISO_A-F | Internal | Shoulder | B14 | 900 | 1725 | 1725 | 32.38 | 39.5 | 7 | 0.12
2020 | IESO_2_NYISO_A-F | IESO | NYISO_A-F | Internal | Shoulder | B15 | 1203 | 1725 | 1725 | 32.38 | 39.5 | 7 | 0.12
2020 | IESO_2_NYISO_A-F | IESO | NYISO_A-F | Internal | Summer | B1 | 10 | 1725 | 423.25 | 50.93 | 57.93 | 7 | 0
2020 | IESO_2_NYISO_A-F | IESO | NYISO_A-F | Internal | Summer | B2 | 25 | 1725 | 951.63 | 46.89 | 53.89 | 7 | 0
2020 | IESO_2_NYISO_A-F | IESO | NYISO_A-F | Internal | Summer | B3 | 75 | 1725 | 1725 | 43.47 | 52.89 | 7 | 2.42
2020 | IESO_2_NYISO_A-F | IESO | NYISO_A-F | Internal | Summer | B4 | 100 | 1725 | 1725 | 37.74 | 45.81 | 7 | 1.07
2020 | IESO_2_NYISO_A-F | IESO | NYISO_A-F | Internal | Summer | B5 | 200 | 1725 | 1294.76 | 37.74 | 44.74 | 7 | 0
2020 | IESO_2_NYISO_A-F | IESO | NYISO_A-F | Internal | Summer | B6 | 300 | 1725 | 955.94 | 35.31 | 42.31 | 7 | 0
2020 | IESO_2_NYISO_A-F | IESO | NYISO_A-F | Internal | Summer | B7 | 400 | 1725 | 1081.6 | 32.72 | 39.72 | 7 | 0
2020 | IESO_2_NYISO_A-F | IESO | NYISO_A-F | Internal | Summer | B8 | 500 | 1725 | 1725 | 30.82 | 38.6 | 7 | 0.78
2020 | IESO_2_NYISO_A-F | IESO | NYISO_A-F | Internal | Summer | B9 | 800 | 1725 | 1725 | 30.82 | 37.89 | 7 | 0.07
2020 | IESO_2_NYISO_A-F | IESO | NYISO_A-F | Internal | Summer | B10 | 1262 | 1725 | 1725 | 30.82 | 37.89 | 7 | 0.07
2020 | IESO_2_NYISO_A-F | IESO | NYISO_A-F | Internal | Winter | B16 | 25 | 1725 | 1571.51 | 39.26 | 46.26 | 7 | 0
2020 | IESO_2_NYISO_A-F | IESO | NYISO_A-F | Internal | Winter | B17 | 100 | 1725 | 860.7 | 36.27 | 43.27 | 7 | 0
2020 | IESO_2_NYISO_A-F | IESO | NYISO_A-F | Internal | Winter | B18 | 400 | 1725 | 1725 | 34.86 | 42.19 | 7 | 0.33
2020 | IESO_2_NYISO_A-F | IESO | NYISO_A-F | Internal | Winter | B19 | 700 | 1725 | 1725 | 34.86 | 42.19 | 7 | 0.33
2020 | IESO_2_NYISO_A-F | IESO | NYISO_A-F | Internal | Winter | B20 | 935 | 1725 | 1725 | 34.86 | 42.19 | 7 | 0.33
2020 | MAPP_CA_2_IESO | MAPP_CA | IESO | Internal | Shoulder | B11 | 25 | 330 | 0 | 42.16 | 32.38 | 8 | 0
2020 | MAPP_CA_2_IESO | MAPP_CA | IESO | Internal | Shoulder | B12 | 200 | 330 | 0 | 44.96 | 32.38 | 8 | 0
2020 | MAPP_CA_2_IESO | MAPP_CA | IESO | Internal | Shoulder | B13 | 600 | 330 | 0 | 41.83 | 32.38 | 8 | 0
2020 | MAPP_CA_2_IESO | MAPP_CA | IESO | Internal | Shoulder | B14 | 900 | 330 | 0 | 39.47 | 32.38 | 8 | 0
2020 | MAPP_CA_2_IESO | MAPP_CA | IESO | Internal | Shoulder | B15 | 1203 | 330 | 0 | 39.47 | 32.38 | 8 | 0
2020 | MAPP_CA_2_IESO | MAPP_CA | IESO | Internal | Summer | B1 | 10 | 330 | 0 | 50.47 | 50.93 | 8 | 0
2020 | MAPP_CA_2_IESO | MAPP_CA | IESO | Internal | Summer | B2 | 25 | 330 | 0 | 50.47 | 46.89 | 8 | 0
2020 | MAPP_CA_2_IESO | MAPP_CA | IESO | Internal | Summer | B3 | 75 | 330 | 0 | 50.47 | 43.47 | 8 | 0
2020 | MAPP_CA_2_IESO | MAPP_CA | IESO | Internal | Summer | B4 | 100 | 330 | 0 | 49.29 | 37.74 | 8 | 0
2020 | MAPP_CA_2_IESO | MAPP_CA | IESO | Internal | Summer | B5 | 200 | 330 | 0 | 49.29 | 37.74 | 8 | 0
2020 | MAPP_CA_2_IESO | MAPP_CA | IESO | Internal | Summer | B6 | 300 | 330 | 0 | 47.21 | 35.31 | 8 | 0
2020 | MAPP_CA_2_IESO | MAPP_CA | IESO | Internal | Summer | B7 | 400 | 330 | 0 | 39.7 | 32.72 | 8 | 0
2020 | MAPP_CA_2_IESO | MAPP_CA | IESO | Internal | Summer | B8 | 500 | 330 | 0 | 37.77 | 30.82 | 8 | 0
2020 | MAPP_CA_2_IESO | MAPP_CA | IESO | Internal | Summer | B9 | 800 | 330 | 0 | 37.33 | 30.82 | 8 | 0
2020 | MAPP_CA_2_IESO | MAPP_CA | IESO | Internal | Summer | B10 | 1262 | 330 | 0 | 37.33 | 30.82 | 8 | 0
2020 | MAPP_CA_2_IESO | MAPP_CA | IESO | Internal | Winter | B16 | 25 | 330 | 0 | 52.78 | 39.26 | 8 | 0
2020 | MAPP_CA_2_IESO | MAPP_CA | IESO | Internal | Winter | B17 | 100 | 330 | 0 | 45.3 | 36.27 | 8 | 0
2020 | MAPP_CA_2_IESO | MAPP_CA | IESO | Internal | Winter | B18 | 400 | 330 | 0 | 41.86 | 34.86 | 8 | 0
2020 | MAPP_CA_2_IESO | MAPP_CA | IESO | Internal | Winter | B19 | 700 | 330 | 0 | 41.86 | 34.86 | 8 | 0
2020 | MAPP_CA_2_IESO | MAPP_CA | IESO | Internal | Winter | B20 | 935 | 330 | 0 | 41.86 | 34.86 | 8 | 0
2020 | MAPP_CA_2_MAPP_US | MAPP_CA | MAPP_US | Internal | Shoulder | B11 | 25 | 372 | 367.78 | 42.16 | 49.17 | 7 | 0
2020 | MAPP_CA_2_MAPP_US | MAPP_CA | MAPP_US | Internal | Shoulder | B12 | 200 | 372 | 0 | 44.96 | 37.97 | 7 | 0
2020 | MAPP_CA_2_MAPP_US | MAPP_CA | MAPP_US | Internal | Shoulder | B13 | 600 | 372 | 0 | 41.83 | 35.61 | 7 | 0
2020 | MAPP_CA_2_MAPP_US | MAPP_CA | MAPP_US | Internal | Shoulder | B14 | 900 | 372 | 0 | 39.47 | 35.61 | 7 | 0
2020 | MAPP_CA_2_MAPP_US | MAPP_CA | MAPP_US | Internal | Shoulder | B15 | 1203 | 372 | 0 | 39.47 | 35.61 | 7 | 0
2020 | MAPP_CA_2_MAPP_US | MAPP_CA | MAPP_US | Internal | Summer | B1 | 10 | 372 | 300.21 | 50.47 | 57.47 | 7 | 0
2020 | MAPP_CA_2_MAPP_US | MAPP_CA | MAPP_US | Internal | Summer | B2 | 25 | 372 | 189.24 | 50.47 | 57.47 | 7 | 0
2020 | MAPP_CA_2_MAPP_US | MAPP_CA | MAPP_US | Internal | Summer | B3 | 75 | 372 | 368.17 | 50.47 | 57.47 | 7 | 0
2020 | MAPP_CA_2_MAPP_US | MAPP_CA | MAPP_US | Internal | Summer | B4 | 100 | 372 | 197.74 | 49.29 | 56.29 | 7 | 0
2020 | MAPP_CA_2_MAPP_US | MAPP_CA | MAPP_US | Internal | Summer | B5 | 200 | 372 | 0 | 49.29 | 53.08 | 7 | 0
2020 | MAPP_CA_2_MAPP_US | MAPP_CA | MAPP_US | Internal | Summer | B6 | 300 | 372 | 0 | 47.21 | 47.21 | 7 | 0
2020 | MAPP_CA_2_MAPP_US | MAPP_CA | MAPP_US | Internal | Summer | B7 | 400 | 372 | 0 | 39.7 | 37.25 | 7 | 0
2020 | MAPP_CA_2_MAPP_US | MAPP_CA | MAPP_US | Internal | Summer | B8 | 500 | 372 | 0 | 37.77 | 32.79 | 7 | 0
2020 | MAPP_CA_2_MAPP_US | MAPP_CA | MAPP_US | Internal | Summer | B9 | 800 | 372 | 0 | 37.33 | 32.79 | 7 | 0
2020 | MAPP_CA_2_MAPP_US | MAPP_CA | MAPP_US | Internal | Summer | B10 | 1262 | 372 | 0 | 37.33 | 29.73 | 7 | 0
2020 | MAPP_CA_2_MAPP_US | MAPP_CA | MAPP_US | Internal | Winter | B16 | 25 | 372 | 0 | 52.78 | 45.79 | 7 | 0
2020 | MAPP_CA_2_MAPP_US | MAPP_CA | MAPP_US | Internal | Winter | B17 | 100 | 372 | 0 | 45.3 | 38.31 | 7 | 0
2020 | MAPP_CA_2_MAPP_US | MAPP_CA | MAPP_US | Internal | Winter | B18 | 400 | 372 | 0 | 41.86 | 36.32 | 7 | 0
2020 | MAPP_CA_2_MAPP_US | MAPP_CA | MAPP_US | Internal | Winter | B19 | 700 | 372 | 0 | 41.86 | 36.32 | 7 | 0
2020 | MAPP_CA_2_MAPP_US | MAPP_CA | MAPP_US | Internal | Winter | B20 | 935 | 372 | 0 | 41.86 | 34.86 | 7 | 0
2020 | MAPP_CA_2_MISO_W | MAPP_CA | MISO_W | Internal | Shoulder | B11 | 25 | 1970 | 1970 | 42.16 | 55.26 | 0.01 | 13.08
2020 | MAPP_CA_2_MISO_W | MAPP_CA | MISO_W | Internal | Shoulder | B12 | 200 | 1970 | 1918.65 | 44.96 | 44.97 | 0.01 | 0
2020 | MAPP_CA_2_MISO_W | MAPP_CA | MISO_W | Internal | Shoulder | B13 | 600 | 1970 | 1611.65 | 41.83 | 41.85 | 0.01 | 0
2020 | MAPP_CA_2_MISO_W | MAPP_CA | MISO_W | Internal | Shoulder | B14 | 900 | 1970 | 1110.37 | 39.47 | 39.48 | 0.01 | 0
2020 | MAPP_CA_2_MISO_W | MAPP_CA | MISO_W | Internal | Shoulder | B15 | 1203 | 1970 | 0 | 39.47 | 38.8 | 0.01 | 0
2020 | MAPP_CA_2_MISO_W | MAPP_CA | MISO_W | Internal | Summer | B1 | 10 | 1970 | 1970 | 50.47 | 63.92 | 0.01 | 13.44
2020 | MAPP_CA_2_MISO_W | MAPP_CA | MISO_W | Internal | Summer | B2 | 25 | 1970 | 1970 | 50.47 | 63.54 | 0.01 | 13.06
2020 | MAPP_CA_2_MISO_W | MAPP_CA | MISO_W | Internal | Summer | B3 | 75 | 1970 | 1970 | 50.47 | 63.28 | 0.01 | 12.8
2020 | MAPP_CA_2_MISO_W | MAPP_CA | MISO_W | Internal | Summer | B4 | 100 | 1970 | 1970 | 49.29 | 62.58 | 0.01 | 13.28
2020 | MAPP_CA_2_MISO_W | MAPP_CA | MISO_W | Internal | Summer | B5 | 200 | 1970 | 1970 | 49.29 | 54.74 | 0.01 | 5.44
2020 | MAPP_CA_2_MISO_W | MAPP_CA | MISO_W | Internal | Summer | B6 | 300 | 1970 | 1967.31 | 47.21 | 47.22 | 0.01 | 0
2020 | MAPP_CA_2_MISO_W | MAPP_CA | MISO_W | Internal | Summer | B7 | 400 | 1970 | 1433.85 | 39.7 | 39.71 | 0.01 | 0
2020 | MAPP_CA_2_MISO_W | MAPP_CA | MISO_W | Internal | Summer | B8 | 500 | 1970 | 1633.11 | 37.77 | 37.78 | 0.01 | 0
2020 | MAPP_CA_2_MISO_W | MAPP_CA | MISO_W | Internal | Summer | B9 | 800 | 1970 | 851.76 | 37.33 | 37.34 | 0.01 | 0
2020 | MAPP_CA_2_MISO_W | MAPP_CA | MISO_W | Internal | Summer | B10 | 1262 | 1970 | 0 | 37.33 | 36 | 0.01 | 0
2020 | MAPP_CA_2_MISO_W | MAPP_CA | MISO_W | Internal | Winter | B16 | 25 | 1970 | 1239.03 | 52.78 | 52.79 | 0.01 | 0
2020 | MAPP_CA_2_MISO_W | MAPP_CA | MISO_W | Internal | Winter | B17 | 100 | 1970 | 402.69 | 45.3 | 45.31 | 0.01 | 0
2020 | MAPP_CA_2_MISO_W | MAPP_CA | MISO_W | Internal | Winter | B18 | 400 | 1970 | 0.01 | 41.86 | 41.85 | 0.01 | 0
2020 | MAPP_CA_2_MISO_W | MAPP_CA | MISO_W | Internal | Winter | B19 | 700 | 1970 | 0 | 41.86 | 41.57 | 0.01 | 0
2020 | MAPP_CA_2_MISO_W | MAPP_CA | MISO_W | Internal | Winter | B20 | 935 | 1970 | 0 | 41.86 | 37.83 | 0.01 | 0
2020 | MAPP_US_2_MAPP_CA | MAPP_US | MAPP_CA | Internal | Shoulder | B11 | 25 | 165 | 0 | 49.17 | 42.16 | 7 | 0
2020 | MAPP_US_2_MAPP_CA | MAPP_US | MAPP_CA | Internal | Shoulder | B12 | 200 | 165 | 0.04 | 37.97 | 44.96 | 7 | 0
2020 | MAPP_US_2_MAPP_CA | MAPP_US | MAPP_CA | Internal | Shoulder | B13 | 600 | 165 | 0 | 35.61 | 41.83 | 7 | 0
2020 | MAPP_US_2_MAPP_CA | MAPP_US | MAPP_CA | Internal | Shoulder | B14 | 900 | 165 | 0 | 35.61 | 39.47 | 7 | 0
2020 | MAPP_US_2_MAPP_CA | MAPP_US | MAPP_CA | Internal | Shoulder | B15 | 1203 | 165 | 0 | 35.61 | 39.47 | 7 | 0
2020 | MAPP_US_2_MAPP_CA | MAPP_US | MAPP_CA | Internal | Summer | B1 | 10 | 165 | 0 | 57.47 | 50.47 | 7 | 0
2020 | MAPP_US_2_MAPP_CA | MAPP_US | MAPP_CA | Internal | Summer | B2 | 25 | 165 | 0 | 57.47 | 50.47 | 7 | 0
2020 | MAPP_US_2_MAPP_CA | MAPP_US | MAPP_CA | Internal | Summer | B3 | 75 | 165 | 0 | 57.47 | 50.47 | 7 | 0
2020 | MAPP_US_2_MAPP_CA | MAPP_US | MAPP_CA | Internal | Summer | B4 | 100 | 165 | 0 | 56.29 | 49.29 | 7 | 0
2020 | MAPP_US_2_MAPP_CA | MAPP_US | MAPP_CA | Internal | Summer | B5 | 200 | 165 | 0 | 53.08 | 49.29 | 7 | 0
2020 | MAPP_US_2_MAPP_CA | MAPP_US | MAPP_CA | Internal | Summer | B6 | 300 | 165 | 0 | 47.21 | 47.21 | 7 | 0
2020 | MAPP_US_2_MAPP_CA | MAPP_US | MAPP_CA | Internal | Summer | B7 | 400 | 165 | 0 | 37.25 | 39.7 | 7 | 0
2020 | MAPP_US_2_MAPP_CA | MAPP_US | MAPP_CA | Internal | Summer | B8 | 500 | 165 | 0 | 32.79 | 37.77 | 7 | 0
2020 | MAPP_US_2_MAPP_CA | MAPP_US | MAPP_CA | Internal | Summer | B9 | 800 | 165 | 0 | 32.79 | 37.33 | 7 | 0
2020 | MAPP_US_2_MAPP_CA | MAPP_US | MAPP_CA | Internal | Summer | B10 | 1262 | 165 | 165 | 29.73 | 37.33 | 7 | 0.6
2020 | MAPP_US_2_MAPP_CA | MAPP_US | MAPP_CA | Internal | Winter | B16 | 25 | 165 | 0.33 | 45.79 | 52.78 | 7 | 0
2020 | MAPP_US_2_MAPP_CA | MAPP_US | MAPP_CA | Internal | Winter | B17 | 100 | 165 | 0.09 | 38.31 | 45.3 | 7 | 0
2020 | MAPP_US_2_MAPP_CA | MAPP_US | MAPP_CA | Internal | Winter | B18 | 400 | 165 | 0 | 36.32 | 41.86 | 7 | 0
2020 | MAPP_US_2_MAPP_CA | MAPP_US | MAPP_CA | Internal | Winter | B19 | 700 | 165 | 0 | 36.32 | 41.86 | 7 | 0
2020 | MAPP_US_2_MAPP_CA | MAPP_US | MAPP_CA | Internal | Winter | B20 | 935 | 165 | 60.49 | 34.86 | 41.86 | 7 | 0
2020 | MAPP_US_2_MISO_W | MAPP_US | MISO_W | Internal | Shoulder | B11 | 25 | 2635 | 0 | 49.17 | 55.26 | 7 | 0
2020 | MAPP_US_2_MISO_W | MAPP_US | MISO_W | Internal | Shoulder | B12 | 200 | 2635 | 878.9 | 37.97 | 44.97 | 7 | 0
2020 | MAPP_US_2_MISO_W | MAPP_US | MISO_W | Internal | Shoulder | B13 | 600 | 2635 | 0 | 35.61 | 41.85 | 7 | 0
2020 | MAPP_US_2_MISO_W | MAPP_US | MISO_W | Internal | Shoulder | B14 | 900 | 2635 | 0 | 35.61 | 39.48 | 7 | 0
2020 | MAPP_US_2_MISO_W | MAPP_US | MISO_W | Internal | Shoulder | B15 | 1203 | 2635 | 0 | 35.61 | 38.8 | 7 | 0
2020 | MAPP_US_2_MISO_W | MAPP_US | MISO_W | Internal | Summer | B1 | 10 | 2635 | 0.02 | 57.47 | 63.92 | 7 | 0
2020 | MAPP_US_2_MISO_W | MAPP_US | MISO_W | Internal | Summer | B2 | 25 | 2635 | 0 | 57.47 | 63.54 | 7 | 0
2020 | MAPP_US_2_MISO_W | MAPP_US | MISO_W | Internal | Summer | B3 | 75 | 2635 | 0 | 57.47 | 63.28 | 7 | 0
2020 | MAPP_US_2_MISO_W | MAPP_US | MISO_W | Internal | Summer | B4 | 100 | 2635 | 0 | 56.29 | 62.58 | 7 | 0
2020 | MAPP_US_2_MISO_W | MAPP_US | MISO_W | Internal | Summer | B5 | 200 | 2635 | 0 | 53.08 | 54.74 | 7 | 0
2020 | MAPP_US_2_MISO_W | MAPP_US | MISO_W | Internal | Summer | B6 | 300 | 2635 | 0 | 47.21 | 47.22 | 7 | 0
2020 | MAPP_US_2_MISO_W | MAPP_US | MISO_W | Internal | Summer | B7 | 400 | 2635 | 0 | 37.25 | 39.71 | 7 | 0
2020 | MAPP_US_2_MISO_W | MAPP_US | MISO_W | Internal | Summer | B8 | 500 | 2635 | 0 | 32.79 | 37.78 | 7 | 0
2020 | MAPP_US_2_MISO_W | MAPP_US | MISO_W | Internal | Summer | B9 | 800 | 2635 | 0 | 32.79 | 37.34 | 7 | 0
2020 | MAPP_US_2_MISO_W | MAPP_US | MISO_W | Internal | Summer | B10 | 1262 | 2635 | 0 | 29.73 | 36 | 7 | 0
2020 | MAPP_US_2_MISO_W | MAPP_US | MISO_W | Internal | Winter | B16 | 25 | 2635 | 387.63 | 45.79 | 52.79 | 7 | 0
2020 | MAPP_US_2_MISO_W | MAPP_US | MISO_W | Internal | Winter | B17 | 100 | 2635 | 640.18 | 38.31 | 45.31 | 7 | 0
2020 | MAPP_US_2_MISO_W | MAPP_US | MISO_W | Internal | Winter | B18 | 400 | 2635 | 0 | 36.32 | 41.85 | 7 | 0
2020 | MAPP_US_2_MISO_W | MAPP_US | MISO_W | Internal | Winter | B19 | 700 | 2635 | 0 | 36.32 | 41.57 | 7 | 0
2020 | MAPP_US_2_MISO_W | MAPP_US | MISO_W | Internal | Winter | B20 | 935 | 2635 | 0 | 34.86 | 37.83 | 7 | 0
2020 | MAPP_US_2_NE | MAPP_US | NE | Internal | Shoulder | B11 | 25 | 2000 | 1667.53 | 49.17 | 56.17 | 7 | 0
2020 | MAPP_US_2_NE | MAPP_US | NE | Internal | Shoulder | B12 | 200 | 2000 | 0 | 37.97 | 42.02 | 7 | 0
2020 | MAPP_US_2_NE | MAPP_US | NE | Internal | Shoulder | B13 | 600 | 2000 | 0 | 35.61 | 41.93 | 7 | 0
2020 | MAPP_US_2_NE | MAPP_US | NE | Internal | Shoulder | B14 | 900 | 2000 | 0 | 35.61 | 40.56 | 7 | 0
2020 | MAPP_US_2_NE | MAPP_US | NE | Internal | Shoulder | B15 | 1203 | 2000 | 0 | 35.61 | 40.17 | 7 | 0
2020 | MAPP_US_2_NE | MAPP_US | NE | Internal | Summer | B1 | 10 | 2000 | 1113.9 | 57.47 | 64.47 | 7 | 0
2020 | MAPP_US_2_NE | MAPP_US | NE | Internal | Summer | B2 | 25 | 2000 | 1022.3 | 57.47 | 64.47 | 7 | 0
2020 | MAPP_US_2_NE | MAPP_US | NE | Internal | Summer | B3 | 75 | 2000 | 1319.11 | 57.47 | 64.47 | 7 | 0
2020 | MAPP_US_2_NE | MAPP_US | NE | Internal | Summer | B4 | 100 | 2000 | 1193.21 | 56.29 | 63.29 | 7 | 0
2020 | MAPP_US_2_NE | MAPP_US | NE | Internal | Summer | B5 | 200 | 2000 | 932.48 | 53.08 | 60.08 | 7 | 0
2020 | MAPP_US_2_NE | MAPP_US | NE | Internal | Summer | B6 | 300 | 2000 | 1038.05 | 47.21 | 54.21 | 7 | 0
2020 | MAPP_US_2_NE | MAPP_US | NE | Internal | Summer | B7 | 400 | 2000 | 1180.4 | 37.25 | 44.25 | 7 | 0
2020 | MAPP_US_2_NE | MAPP_US | NE | Internal | Summer | B8 | 500 | 2000 | 1155.03 | 32.79 | 39.79 | 7 | 0
2020 | MAPP_US_2_NE | MAPP_US | NE | Internal | Summer | B9 | 800 | 2000 | 485.62 | 32.79 | 39.79 | 7 | 0
2020 | MAPP_US_2_NE | MAPP_US | NE | Internal | Summer | B10 | 1262 | 2000 | 199.22 | 29.73 | 36.73 | 7 | 0
2020 | MAPP_US_2_NE | MAPP_US | NE | Internal | Winter | B16 | 25 | 2000 | 679.26 | 45.79 | 52.79 | 7 | 0
2020 | MAPP_US_2_NE | MAPP_US | NE | Internal | Winter | B17 | 100 | 2000 | 0 | 38.31 | 44.32 | 7 | 0
2020 | MAPP_US_2_NE | MAPP_US | NE | Internal | Winter | B18 | 400 | 2000 | 0 | 36.32 | 42.82 | 7 | 0
2020 | MAPP_US_2_NE | MAPP_US | NE | Internal | Winter | B19 | 700 | 2000 | 0 | 36.32 | 42.82 | 7 | 0
2020 | MAPP_US_2_NE | MAPP_US | NE | Internal | Winter | B20 | 935 | 2000 | 58.29 | 34.86 | 41.86 | 7 | 0
2020 | MARITIMES_2_NEISO | MARITIMES | NEISO | Internal | Shoulder | B11 | 25 | 99999 | 1400 | 37.66 | 37.67 | 0.01 | 0
2020 | MARITIMES_2_NEISO | MARITIMES | NEISO | Internal | Shoulder | B12 | 200 | 99999 | 1400 | 37.66 | 37.67 | 0.01 | 0
2020 | MARITIMES_2_NEISO | MARITIMES | NEISO | Internal | Shoulder | B13 | 600 | 99999 | 1400 | 37.66 | 37.67 | 0.01 | 0
2020 | MARITIMES_2_NEISO | MARITIMES | NEISO | Internal | Shoulder | B14 | 900 | 99999 | 1400 | 37.66 | 37.67 | 0.01 | 0
2020 | MARITIMES_2_NEISO | MARITIMES | NEISO | Internal | Shoulder | B15 | 1203 | 99999 | 426.43 | 37.66 | 37.67 | 0.01 | 0
2020 | MARITIMES_2_NEISO | MARITIMES | NEISO | Internal | Summer | B1 | 10 | 99999 | 1400 | 68.93 | 68.94 | 0.01 | 0
2020 | MARITIMES_2_NEISO | MARITIMES | NEISO | Internal | Summer | B2 | 25 | 99999 | 1400 | 54.82 | 54.83 | 0.01 | 0
2020 | MARITIMES_2_NEISO | MARITIMES | NEISO | Internal | Summer | B3 | 75 | 99999 | 1400 | 48.89 | 48.9 | 0.01 | 0
2020 | MARITIMES_2_NEISO | MARITIMES | NEISO | Internal | Summer | B4 | 100 | 99999 | 1400 | 38.65 | 38.67 | 0.01 | 0
2020 | MARITIMES_2_NEISO | MARITIMES | NEISO | Internal | Summer | B5 | 200 | 99999 | 1400 | 38.31 | 38.32 | 0.01 | 0
2020 | MARITIMES_2_NEISO | MARITIMES | NEISO | Internal | Summer | B6 | 300 | 99999 | 1400 | 34.89 | 34.9 | 0.01 | 0
2020 | MARITIMES_2_NEISO | MARITIMES | NEISO | Internal | Summer | B7 | 400 | 99999 | 1400 | 34.89 | 34.9 | 0.01 | 0
2020 | MARITIMES_2_NEISO | MARITIMES | NEISO | Internal | Summer | B8 | 500 | 99999 | 1400 | 34.89 | 34.9 | 0.01 | 0
2020 | MARITIMES_2_NEISO | MARITIMES | NEISO | Internal | Summer | B9 | 800 | 99999 | 1400 | 34.89 | 34.9 | 0.01 | 0
2020 | MARITIMES_2_NEISO | MARITIMES | NEISO | Internal | Summer | B10 | 1262 | 99999 | 236.13 | 34.89 | 34.9 | 0.01 | 0
2020 | MARITIMES_2_NEISO | MARITIMES | NEISO | Internal | Winter | B16 | 25 | 99999 | 1400 | 46.26 | 46.27 | 0.01 | 0
2020 | MARITIMES_2_NEISO | MARITIMES | NEISO | Internal | Winter | B17 | 100 | 99999 | 1400 | 46.26 | 46.27 | 0.01 | 0
2020 | MARITIMES_2_NEISO | MARITIMES | NEISO | Internal | Winter | B18 | 400 | 99999 | 1400 | 46.26 | 46.27 | 0.01 | 0
2020 | MARITIMES_2_NEISO | MARITIMES | NEISO | Internal | Winter | B19 | 700 | 99999 | 1400 | 46.26 | 46.27 | 0.01 | 0
2020 | MARITIMES_2_NEISO | MARITIMES | NEISO | Internal | Winter | B20 | 935 | 99999 | 475.94 | 46.26 | 46.27 | 0.01 | 0
2020 | MISO_IN_2_MISO_MI | MISO_IN | MISO_MI | Internal | Shoulder | B11 | 25 | 5000 | 0 | 55.23 | 54.09 | 0.01 | 0
2020 | MISO_IN_2_MISO_MI | MISO_IN | MISO_MI | Internal | Shoulder | B12 | 200 | 5000 | 1052.62 | 44.99 | 45 | 0.01 | 0
2020 | MISO_IN_2_MISO_MI | MISO_IN | MISO_MI | Internal | Shoulder | B13 | 600 | 5000 | 1028.42 | 41.87 | 41.88 | 0.01 | 0
2020 | MISO_IN_2_MISO_MI | MISO_IN | MISO_MI | Internal | Shoulder | B14 | 900 | 5000 | 101.72 | 39.48 | 39.5 | 0.01 | 0
2020 | MISO_IN_2_MISO_MI | MISO_IN | MISO_MI | Internal | Shoulder | B15 | 1203 | 5000 | 1322.24 | 38.78 | 38.79 | 0.01 | 0
2020 | MISO_IN_2_MISO_MI | MISO_IN | MISO_MI | Internal | Summer | B1 | 10 | 5000 | 0.44 | 63.93 | 63.92 | 0.01 | 0
2020 | MISO_IN_2_MISO_MI | MISO_IN | MISO_MI | Internal | Summer | B2 | 25 | 5000 | 0.18 | 63.54 | 63.53 | 0.01 | 0
2020 | MISO_IN_2_MISO_MI | MISO_IN | MISO_MI | Internal | Summer | B3 | 75 | 5000 | 0.06 | 61.13 | 61.12 | 0.01 | 0
2020 | MISO_IN_2_MISO_MI | MISO_IN | MISO_MI | Internal | Summer | B4 | 100 | 5000 | 0 | 59.39 | 58.16 | 0.01 | 0
2020 | MISO_IN_2_MISO_MI | MISO_IN | MISO_MI | Internal | Summer | B5 | 200 | 5000 | 0.02 | 54.72 | 54.71 | 0.01 | 0
2020 | MISO_IN_2_MISO_MI | MISO_IN | MISO_MI | Internal | Summer | B6 | 300 | 5000 | 0.02 | 46.21 | 46.2 | 0.01 | 0
2020 | MISO_IN_2_MISO_MI | MISO_IN | MISO_MI | Internal | Summer | B7 | 400 | 5000 | 938.27 | 39.71 | 39.72 | 0.01 | 0
2020 | MISO_IN_2_MISO_MI | MISO_IN | MISO_MI | Internal | Summer | B8 | 500 | 5000 | 2885.25 | 37.81 | 37.82 | 0.01 | 0
2020 | MISO_IN_2_MISO_MI | MISO_IN | MISO_MI | Internal | Summer | B9 | 800 | 5000 | 3494.75 | 37.36 | 37.38 | 0.01 | 0
2020 | MISO_IN_2_MISO_MI | MISO_IN | MISO_MI | Internal | Summer | B10 | 1262 | 5000 | 3377.14 | 36.02 | 36.03 | 0.01 | 0
2020 | MISO_IN_2_MISO_MI | MISO_IN | MISO_MI | Internal | Winter | B16 | 25 | 5000 | 0.18 | 52.81 | 52.8 | 0.01 | 0
2020 | MISO_IN_2_MISO_MI | MISO_IN | MISO_MI | Internal | Winter | B17 | 100 | 5000 | 772.2 | 45.32 | 45.34 | 0.01 | 0
2020 | MISO_IN_2_MISO_MI | MISO_IN | MISO_MI | Internal | Winter | B18 | 400 | 5000 | 1774.86 | 41.85 | 41.86 | 0.01 | 0
2020 | MISO_IN_2_MISO_MI | MISO_IN | MISO_MI | Internal | Winter | B19 | 700 | 5000 | 2164.02 | 41.27 | 41.29 | 0.01 | 0
2020 | MISO_IN_2_MISO_MI | MISO_IN | MISO_MI | Internal | Winter | B20 | 935 | 5000 | 2221.02 | 37.81 | 37.82 | 0.01 | 0
2020 | MISO_IN_2_MISO_MO-IL | MISO_IN | MISO_MO-IL | Internal | Shoulder | B11 | 25 | 5000 | 1618.35 | 55.23 | 55.25 | 0.01 | 0
2020 | MISO_IN_2_MISO_MO-IL | MISO_IN | MISO_MO-IL | Internal | Shoulder | B12 | 200 | 5000 | 0.02 | 44.99 | 44.98 | 0.01 | 0
2020 | MISO_IN_2_MISO_MO-IL | MISO_IN | MISO_MO-IL | Internal | Shoulder | B13 | 600 | 5000 | 0 | 41.87 | 41.86 | 0.01 | 0
2020 | MISO_IN_2_MISO_MO-IL | MISO_IN | MISO_MO-IL | Internal | Shoulder | B14 | 900 | 5000 | 10.2 | 39.48 | 39.5 | 0.01 | 0
2020 | MISO_IN_2_MISO_MO-IL | MISO_IN | MISO_MO-IL | Internal | Shoulder | B15 | 1203 | 5000 | 223.77 | 38.78 | 38.79 | 0.01 | 0
2020 | MISO_IN_2_MISO_MO-IL | MISO_IN | MISO_MO-IL | Internal | Summer | B1 | 10 | 5000 | 0.47 | 63.93 | 63.92 | 0.01 | 0
2020 | MISO_IN_2_MISO_MO-IL | MISO_IN | MISO_MO-IL | Internal | Summer | B2 | 25 | 5000 | 0.18 | 63.54 | 63.53 | 0.01 | 0
2020 | MISO_IN_2_MISO_MO-IL | MISO_IN | MISO_MO-IL | Internal | Summer | B3 | 75 | 5000 | 852.15 | 61.13 | 61.14 | 0.01 | 0
2020 | MISO_IN_2_MISO_MO-IL | MISO_IN | MISO_MO-IL | Internal | Summer | B4 | 100 | 5000 | 1213.29 | 59.39 | 59.41 | 0.01 | 0
2020 | MISO_IN_2_MISO_MO-IL | MISO_IN | MISO_MO-IL | Internal | Summer | B5 | 200 | 5000 | 471.47 | 54.72 | 54.73 | 0.01 | 0
2020 | MISO_IN_2_MISO_MO-IL | MISO_IN | MISO_MO-IL | Internal | Summer | B6 | 300 | 5000 | 945.7 | 46.21 | 46.22 | 0.01 | 0
2020 | MISO_IN_2_MISO_MO-IL | MISO_IN | MISO_MO-IL | Internal | Summer | B7 | 400 | 5000 | 283.26 | 39.71 | 39.72 | 0.01 | 0
2020 | MISO_IN_2_MISO_MO-IL | MISO_IN | MISO_MO-IL | Internal | Summer | B8 | 500 | 5000 | 0 | 37.81 | 37.8 | 0.01 | 0
2020 | MISO_IN_2_MISO_MO-IL | MISO_IN | MISO_MO-IL | Internal | Summer | B9 | 800 | 5000 | 0 | 37.36 | 37.35 | 0.01 | 0
2020 | MISO_IN_2_MISO_MO-IL | MISO_IN | MISO_MO-IL | Internal | Summer | B10 | 1262 | 5000 | 0 | 36.02 | 36.01 | 0.01 | 0
2020 | MISO_IN_2_MISO_MO-IL | MISO_IN | MISO_MO-IL | Internal | Winter | B16 | 25 | 5000 | 0.18 | 52.81 | 52.8 | 0.01 | 0
2020 | MISO_IN_2_MISO_MO-IL | MISO_IN | MISO_MO-IL | Internal | Winter | B17 | 100 | 5000 | 0.05 | 45.32 | 45.31 | 0.01 | 0
2020 | MISO_IN_2_MISO_MO-IL | MISO_IN | MISO_MO-IL | Internal | Winter | B18 | 400 | 5000 | 0.01 | 41.85 | 41.83 | 0.01 | 0
2020 | MISO_IN_2_MISO_MO-IL | MISO_IN | MISO_MO-IL | Internal | Winter | B19 | 700 | 5000 | 0 | 41.27 | 41.26 | 0.01 | 0
2020 | MISO_IN_2_MISO_MO-IL | MISO_IN | MISO_MO-IL | Internal | Winter | B20 | 935 | 5000 | 117.25 | 37.81 | 37.82 | 0.01 | 0
2020 | MISO_IN_2_NonRTO_Midwest | MISO_IN | NonRTO_Midwest | Internal | Shoulder | B11 | 25 | 4800 | 1052.27 | 55.23 | 63.23 | 8 | 0
2020 | MISO_IN_2_NonRTO_Midwest | MISO_IN | NonRTO_Midwest | Internal | Shoulder | B12 | 200 | 4800 | 494.14 | 44.99 | 52.99 | 8 | 0
2020 | MISO_IN_2_NonRTO_Midwest | MISO_IN | NonRTO_Midwest | Internal | Shoulder | B13 | 600 | 4800 | 0 | 41.87 | 48.53 | 8 | 0
2020 | MISO_IN_2_NonRTO_Midwest | MISO_IN | NonRTO_Midwest | Internal | Shoulder | B14 | 900 | 4800 | 0 | 39.48 | 43.26 | 8 | 0
2020 | MISO_IN_2_NonRTO_Midwest | MISO_IN | NonRTO_Midwest | Internal | Shoulder | B15 | 1203 | 4800 | 0 | 38.78 | 36.72 | 8 | 0
2020 | MISO_IN_2_NonRTO_Midwest | MISO_IN | NonRTO_Midwest | Internal | Summer | B1 | 10 | 4800 | 0 | 63.93 | 68.51 | 8 | 0
2020 | MISO_IN_2_NonRTO_Midwest | MISO_IN | NonRTO_Midwest | Internal | Summer | B2 | 25 | 4800 | 0 | 63.54 | 68.51 | 8 | 0
2020 | MISO_IN_2_NonRTO_Midwest | MISO_IN | NonRTO_Midwest | Internal | Summer | B3 | 75 | 4800 | 0 | 61.13 | 68.51 | 8 | 0
2020 | MISO_IN_2_NonRTO_Midwest | MISO_IN | NonRTO_Midwest | Internal | Summer | B4 | 100 | 4800 | 866.76 | 59.39 | 67.39 | 8 | 0
2020 | MISO_IN_2_NonRTO_Midwest | MISO_IN | NonRTO_Midwest | Internal | Summer | B5 | 200 | 4800 | 1091.19 | 54.72 | 62.72 | 8 | 0
2020 | MISO_IN_2_NonRTO_Midwest | MISO_IN | NonRTO_Midwest | Internal | Summer | B6 | 300 | 4800 | 573.42 | 46.21 | 54.21 | 8 | 0
2020 | MISO_IN_2_NonRTO_Midwest | MISO_IN | NonRTO_Midwest | Internal | Summer | B7 | 400 | 4800 | 0 | 39.71 | 44.92 | 8 | 0
2020 | MISO_IN_2_NonRTO_Midwest | MISO_IN | NonRTO_Midwest | Internal | Summer | B8 | 500 | 4800 | 0 | 37.81 | 40.01 | 8 | 0
2020 | MISO_IN_2_NonRTO_Midwest | MISO_IN | NonRTO_Midwest | Internal | Summer | B9 | 800 | 4800 | 0 | 37.36 | 37.38 | 8 | 0
2020 | MISO_IN_2_NonRTO_Midwest | MISO_IN | NonRTO_Midwest | Internal | Summer | B10 | 1262 | 4800 | 0 | 36.02 | 35.7 | 8 | 0
2020 | MISO_IN_2_NonRTO_Midwest | MISO_IN | NonRTO_Midwest | Internal | Winter | B16 | 25 | 4800 | 2146.21 | 52.81 | 60.81 | 8 | 0
2020 | MISO_IN_2_NonRTO_Midwest | MISO_IN | NonRTO_Midwest | Internal | Winter | B17 | 100 | 4800 | 1056.58 | 45.32 | 53.32 | 8 | 0
2020 | MISO_IN_2_NonRTO_Midwest | MISO_IN | NonRTO_Midwest | Internal | Winter | B18 | 400 | 4800 | 133 | 41.85 | 49.85 | 8 | 0
2020 | MISO_IN_2_NonRTO_Midwest | MISO_IN | NonRTO_Midwest | Internal | Winter | B19 | 700 | 4800 | 0 | 41.27 | 43.7 | 8 | 0
2020 | MISO_IN_2_NonRTO_Midwest | MISO_IN | NonRTO_Midwest | Internal | Winter | B20 | 935 | 4800 | 0 | 37.81 | 36.78 | 8 | 0
2020 | MISO_IN_2_PJM_ROR | MISO_IN | PJM_ROR | Internal | Shoulder | B11 | 25 | 992 | 0 | 55.23 | 52.09 | 2 | 0
2020 | MISO_IN_2_PJM_ROR | MISO_IN | PJM_ROR | Internal | Shoulder | B12 | 200 | 992 | 0 | 44.99 | 43.6 | 2 | 0
2020 | MISO_IN_2_PJM_ROR | MISO_IN | PJM_ROR | Internal | Shoulder | B13 | 600 | 992 | 0 | 41.87 | 42.76 | 2 | 0
2020 | MISO_IN_2_PJM_ROR | MISO_IN | PJM_ROR | Internal | Shoulder | B14 | 900 | 992 | 0 | 39.48 | 40.06 | 2 | 0
2020 | MISO_IN_2_PJM_ROR | MISO_IN | PJM_ROR | Internal | Shoulder | B15 | 1203 | 992 | 0 | 38.78 | 37.1 | 2 | 0
2020 | MISO_IN_2_PJM_ROR | MISO_IN | PJM_ROR | Internal | Summer | B1 | 10 | 992 | 0.85 | 63.93 | 65.92 | 2 | 0
2020 | MISO_IN_2_PJM_ROR | MISO_IN | PJM_ROR | Internal | Summer | B2 | 25 | 992 | 0 | 63.54 | 61.87 | 2 | 0
2020 | MISO_IN_2_PJM_ROR | MISO_IN | PJM_ROR | Internal | Summer | B3 | 75 | 992 | 0 | 61.13 | 61.28 | 2 | 0
2020 | MISO_IN_2_PJM_ROR | MISO_IN | PJM_ROR | Internal | Summer | B4 | 100 | 992 | 0 | 59.39 | 57.78 | 2 | 0
2020 | MISO_IN_2_PJM_ROR | MISO_IN | PJM_ROR | Internal | Summer | B5 | 200 | 992 | 0 | 54.72 | 52.73 | 2 | 0
2020 | MISO_IN_2_PJM_ROR | MISO_IN | PJM_ROR | Internal | Summer | B6 | 300 | 992 | 0 | 46.21 | 45.22 | 2 | 0
2020 | MISO_IN_2_PJM_ROR | MISO_IN | PJM_ROR | Internal | Summer | B7 | 400 | 992 | 0 | 39.71 | 40.66 | 2 | 0
2020 | MISO_IN_2_PJM_ROR | MISO_IN | PJM_ROR | Internal | Summer | B8 | 500 | 992 | 0 | 37.81 | 37.84 | 2 | 0
2020 | MISO_IN_2_PJM_ROR | MISO_IN | PJM_ROR | Internal | Summer | B9 | 800 | 992 | 0 | 37.36 | 37.19 | 2 | 0
2020 | MISO_IN_2_PJM_ROR | MISO_IN | PJM_ROR | Internal | Summer | B10 | 1262 | 992 | 0 | 36.02 | 35.11 | 2 | 0
2020 | MISO_IN_2_PJM_ROR | MISO_IN | PJM_ROR | Internal | Winter | B16 | 25 | 992 | 0.12 | 52.81 | 54.78 | 2 | 0
2020 | MISO_IN_2_PJM_ROR | MISO_IN | PJM_ROR | Internal | Winter | B17 | 100 | 992 | 0.08 | 45.32 | 47.31 | 2 | 0
2020 | MISO_IN_2_PJM_ROR | MISO_IN | PJM_ROR | Internal | Winter | B18 | 400 | 992 | 0 | 41.85 | 43.82 | 2 | 0
2020 | MISO_IN_2_PJM_ROR | MISO_IN | PJM_ROR | Internal | Winter | B19 | 700 | 992 | 0 | 41.27 | 41.74 | 2 | 0
2020 | MISO_IN_2_PJM_ROR | MISO_IN | PJM_ROR | Internal | Winter | B20 | 935 | 992 | 0 | 37.81 | 37.19 | 2 | 0
2020 | MISO_MI_2_IESO | MISO_MI | IESO | Internal | Shoulder | B11 | 25 | 1580 | 0 | 54.09 | 32.38 | 8 | 0
2020 | MISO_MI_2_IESO | MISO_MI | IESO | Internal | Shoulder | B12 | 200 | 1580 | 0 | 45 | 32.38 | 8 | 0
2020 | MISO_MI_2_IESO | MISO_MI | IESO | Internal | Shoulder | B13 | 600 | 1580 | 0 | 41.88 | 32.38 | 8 | 0
2020 | MISO_MI_2_IESO | MISO_MI | IESO | Internal | Shoulder | B14 | 900 | 1580 | 0 | 39.5 | 32.38 | 8 | 0
2020 | MISO_MI_2_IESO | MISO_MI | IESO | Internal | Shoulder | B15 | 1203 | 1580 | 0 | 38.79 | 32.38 | 8 | 0
2020 | MISO_MI_2_IESO | MISO_MI | IESO | Internal | Summer | B1 | 10 | 1580 | 0 | 63.92 | 50.93 | 8 | 0
2020 | MISO_MI_2_IESO | MISO_MI | IESO | Internal | Summer | B2 | 25 | 1580 | 0 | 63.53 | 46.89 | 8 | 0
2020 | MISO_MI_2_IESO | MISO_MI | IESO | Internal | Summer | B3 | 75 | 1580 | 0 | 61.12 | 43.47 | 8 | 0
2020 | MISO_MI_2_IESO | MISO_MI | IESO | Internal | Summer | B4 | 100 | 1580 | 0 | 58.16 | 37.74 | 8 | 0
2020 | MISO_MI_2_IESO | MISO_MI | IESO | Internal | Summer | B5 | 200 | 1580 | 0 | 54.71 | 37.74 | 8 | 0
2020 | MISO_MI_2_IESO | MISO_MI | IESO | Internal | Summer | B6 | 300 | 1580 | 0 | 46.2 | 35.31 | 8 | 0
2020 | MISO_MI_2_IESO | MISO_MI | IESO | Internal | Summer | B7 | 400 | 1580 | 0 | 39.72 | 32.72 | 8 | 0
2020 | MISO_MI_2_IESO | MISO_MI | IESO | Internal | Summer | B8 | 500 | 1580 | 0 | 37.82 | 30.82 | 8 | 0
2020 | MISO_MI_2_IESO | MISO_MI | IESO | Internal | Summer | B9 | 800 | 1580 | 0 | 37.38 | 30.82 | 8 | 0
2020 | MISO_MI_2_IESO | MISO_MI | IESO | Internal | Summer | B10 | 1262 | 1580 | 0 | 36.03 | 30.82 | 8 | 0
2020 | MISO_MI_2_IESO | MISO_MI | IESO | Internal | Winter | B16 | 25 | 1580 | 0 | 52.8 | 39.26 | 8 | 0
2020 | MISO_MI_2_IESO | MISO_MI | IESO | Internal | Winter | B17 | 100 | 1580 | 0 | 45.34 | 36.27 | 8 | 0
2020 | MISO_MI_2_IESO | MISO_MI | IESO | Internal | Winter | B18 | 400 | 1580 | 0 | 41.86 | 34.86 | 8 | 0
2020 | MISO_MI_2_IESO | MISO_MI | IESO | Internal | Winter | B19 | 700 | 1580 | 0 | 41.29 | 34.86 | 8 | 0
2020 | MISO_MI_2_IESO | MISO_MI | IESO | Internal | Winter | B20 | 935 | 1580 | 0 | 37.82 | 34.86 | 8 | 0
2020 | MISO_MI_2_MISO_IN | MISO_MI | MISO_IN | Internal | Shoulder | B11 | 25 | 2045 | 2045 | 54.09 | 55.23 | 0.01 | 1.13
2020 | MISO_MI_2_MISO_IN | MISO_MI | MISO_IN | Internal | Shoulder | B12 | 200 | 2045 | 0.02 | 45 | 44.99 | 0.01 | 0
2020 | MISO_MI_2_MISO_IN | MISO_MI | MISO_IN | Internal | Shoulder | B13 | 600 | 2045 | 0 | 41.88 | 41.87 | 0.01 | 0
2020 | MISO_MI_2_MISO_IN | MISO_MI | MISO_IN | Internal | Shoulder | B14 | 900 | 2045 | 0 | 39.5 | 39.48 | 0.01 | 0
2020 | MISO_MI_2_MISO_IN | MISO_MI | MISO_IN | Internal | Shoulder | B15 | 1203 | 2045 | 0 | 38.79 | 38.78 | 0.01 | 0
2020 | MISO_MI_2_MISO_IN | MISO_MI | MISO_IN | Internal | Summer | B1 | 10 | 2045 | 1091.18 | 63.92 | 63.93 | 0.01 | 0
2020 | MISO_MI_2_MISO_IN | MISO_MI | MISO_IN | Internal | Summer | B2 | 25 | 2045 | 1083.44 | 63.53 | 63.54 | 0.01 | 0
2020 | MISO_MI_2_MISO_IN | MISO_MI | MISO_IN | Internal | Summer | B3 | 75 | 2045 | 1698.6 | 61.12 | 61.13 | 0.01 | 0
2020 | MISO_MI_2_MISO_IN | MISO_MI | MISO_IN | Internal | Summer | B4 | 100 | 2045 | 2045 | 58.16 | 59.39 | 0.01 | 1.23
2020 | MISO_MI_2_MISO_IN | MISO_MI | MISO_IN | Internal | Summer | B5 | 200 | 2045 | 1205.25 | 54.71 | 54.72 | 0.01 | 0
2020 | MISO_MI_2_MISO_IN | MISO_MI | MISO_IN | Internal | Summer | B6 | 300 | 2045 | 156.89 | 46.2 | 46.21 | 0.01 | 0
2020 | MISO_MI_2_MISO_IN | MISO_MI | MISO_IN | Internal | Summer | B7 | 400 | 2045 | 0.01 | 39.72 | 39.71 | 0.01 | 0
2020 | MISO_MI_2_MISO_IN | MISO_MI | MISO_IN | Internal | Summer | B8 | 500 | 2045 | 0 | 37.82 | 37.81 | 0.01 | 0
2020 | MISO_MI_2_MISO_IN | MISO_MI | MISO_IN | Internal | Summer | B9 | 800 | 2045 | 0 | 37.38 | 37.36 | 0.01 | 0
2020 | MISO_MI_2_MISO_IN | MISO_MI | MISO_IN | Internal | Summer | B10 | 1262 | 2045 | 0 | 36.03 | 36.02 | 0.01 | 0
2020 | MISO_MI_2_MISO_IN | MISO_MI | MISO_IN | Internal | Winter | B16 | 25 | 2045 | 1232.49 | 52.8 | 52.81 | 0.01 | 0
2020 | MISO_MI_2_MISO_IN | MISO_MI | MISO_IN | Internal | Winter | B17 | 100 | 2045 | 0.05 | 45.34 | 45.32 | 0.01 | 0
2020 | MISO_MI_2_MISO_IN | MISO_MI | MISO_IN | Internal | Winter | B18 | 400 | 2045 | 0.01 | 41.86 | 41.85 | 0.01 | 0
2020 | MISO_MI_2_MISO_IN | MISO_MI | MISO_IN | Internal | Winter | B19 | 700 | 2045 | 0 | 41.29 | 41.27 | 0.01 | 0
2020 | MISO_MI_2_MISO_IN | MISO_MI | MISO_IN | Internal | Winter | B20 | 935 | 2045 | 0 | 37.82 | 37.81 | 0.01 | 0
2020 | MISO_MI_2_MISO_WUMS | MISO_MI | MISO_WUMS | Internal | Shoulder | B11 | 25 | 117 | 0.3 | 54.09 | 54.09 | 0.01 | 0
2020 | MISO_MI_2_MISO_WUMS | MISO_MI | MISO_WUMS | Internal | Shoulder | B12 | 200 | 117 | 0 | 45 | 44.47 | 0.01 | 0
2020 | MISO_MI_2_MISO_WUMS | MISO_MI | MISO_WUMS | Internal | Shoulder | B13 | 600 | 117 | 0 | 41.88 | 41.83 | 0.01 | 0
2020 | MISO_MI_2_MISO_WUMS | MISO_MI | MISO_WUMS | Internal | Shoulder | B14 | 900 | 117 | 0 | 39.5 | 39.47 | 0.01 | 0
2020 | MISO_MI_2_MISO_WUMS | MISO_MI | MISO_WUMS | Internal | Shoulder | B15 | 1203 | 117 | 0 | 38.79 | 36.91 | 0.01 | 0
2020 | MISO_MI_2_MISO_WUMS | MISO_MI | MISO_WUMS | Internal | Summer | B1 | 10 | 117 | 0 | 63.92 | 59.88 | 0.01 | 0
2020 | MISO_MI_2_MISO_WUMS | MISO_MI | MISO_WUMS | Internal | Summer | B2 | 25 | 117 | 0 | 63.53 | 59.88 | 0.01 | 0
2020 | MISO_MI_2_MISO_WUMS | MISO_MI | MISO_WUMS | Internal | Summer | B3 | 75 | 117 | 0 | 61.12 | 59.88 | 0.01 | 0
2020 | MISO_MI_2_MISO_WUMS | MISO_MI | MISO_WUMS | Internal | Summer | B4 | 100 | 117 | 117 | 58.16 | 59.78 | 0.01 | 1.61
2020 | MISO_MI_2_MISO_WUMS | MISO_MI | MISO_WUMS | Internal | Summer | B5 | 200 | 117 | 0.02 | 54.71 | 54.69 | 0.01 | 0
2020 | MISO_MI_2_MISO_WUMS | MISO_MI | MISO_WUMS | Internal | Summer | B6 | 300 | 117 | 0 | 46.2 | 43.22 | 0.01 | 0
2020 | MISO_MI_2_MISO_WUMS | MISO_MI | MISO_WUMS | Internal | Summer | B7 | 400 | 117 | 0 | 39.72 | 38.66 | 0.01 | 0
2020 | MISO_MI_2_MISO_WUMS | MISO_MI | MISO_WUMS | Internal | Summer | B8 | 500 | 117 | 0 | 37.82 | 37.77 | 0.01 | 0
2020 | MISO_MI_2_MISO_WUMS | MISO_MI | MISO_WUMS | Internal | Summer | B9 | 800 | 117 | 0 | 37.38 | 36.32 | 0.01 | 0
2020 | MISO_MI_2_MISO_WUMS | MISO_MI | MISO_WUMS | Internal | Summer | B10 | 1262 | 117 | 0 | 36.03 | 35.66 | 0.01 | 0
2020 | MISO_MI_2_MISO_WUMS | MISO_MI | MISO_WUMS | Internal | Winter | B16 | 25 | 117 | 0.11 | 52.8 | 52.78 | 0.01 | 0
2020 | MISO_MI_2_MISO_WUMS | MISO_MI | MISO_WUMS | Internal | Winter | B17 | 100 | 117 | 0.03 | 45.34 | 45.31 | 0.01 | 0
2020 | MISO_MI_2_MISO_WUMS | MISO_MI | MISO_WUMS | Internal | Winter | B18 | 400 | 117 | 0 | 41.86 | 41.83 | 0.01 | 0
2020 | MISO_MI_2_MISO_WUMS | MISO_MI | MISO_WUMS | Internal | Winter | B19 | 700 | 117 | 117 | 41.29 | 41.56 | 0.01 | 0.26
2020 | MISO_MI_2_MISO_WUMS | MISO_MI | MISO_WUMS | Internal | Winter | B20 | 935 | 117 | 116.99 | 37.82 | 37.84 | 0.01 | 0.01
2020 | MISO_MI_2_PJM_ROR | MISO_MI | PJM_ROR | Internal | Shoulder | B11 | 25 | 1424 | 0 | 54.09 | 52.09 | 2 | 0
2020 | MISO_MI_2_PJM_ROR | MISO_MI | PJM_ROR | Internal | Shoulder | B12 | 200 | 1424 | 0 | 45 | 43.6 | 2 | 0
2020 | MISO_MI_2_PJM_ROR | MISO_MI | PJM_ROR | Internal | Shoulder | B13 | 600 | 1424 | 0 | 41.88 | 42.76 | 2 | 0
2020 | MISO_MI_2_PJM_ROR | MISO_MI | PJM_ROR | Internal | Shoulder | B14 | 900 | 1424 | 0 | 39.5 | 40.06 | 2 | 0
2020 | MISO_MI_2_PJM_ROR | MISO_MI | PJM_ROR | Internal | Shoulder | B15 | 1203 | 1424 | 0 | 38.79 | 37.1 | 2 | 0
2020 | MISO_MI_2_PJM_ROR | MISO_MI | PJM_ROR | Internal | Summer | B1 | 10 | 1424 | 728.85 | 63.92 | 65.92 | 2 | 0
2020 | MISO_MI_2_PJM_ROR | MISO_MI | PJM_ROR | Internal | Summer | B2 | 25 | 1424 | 0 | 63.53 | 61.87 | 2 | 0
2020 | MISO_MI_2_PJM_ROR | MISO_MI | PJM_ROR | Internal | Summer | B3 | 75 | 1424 | 0 | 61.12 | 61.28 | 2 | 0
2020 | MISO_MI_2_PJM_ROR | MISO_MI | PJM_ROR | Internal | Summer | B4 | 100 | 1424 | 0 | 58.16 | 57.78 | 2 | 0
2020 | MISO_MI_2_PJM_ROR | MISO_MI | PJM_ROR | Internal | Summer | B5 | 200 | 1424 | 0 | 54.71 | 52.73 | 2 | 0
2020 | MISO_MI_2_PJM_ROR | MISO_MI | PJM_ROR | Internal | Summer | B6 | 300 | 1424 | 0 | 46.2 | 45.22 | 2 | 0
2020 | MISO_MI_2_PJM_ROR | MISO_MI | PJM_ROR | Internal | Summer | B7 | 400 | 1424 | 0 | 39.72 | 40.66 | 2 | 0
2020 | MISO_MI_2_PJM_ROR | MISO_MI | PJM_ROR | Internal | Summer | B8 | 500 | 1424 | 0 | 37.82 | 37.84 | 2 | 0
2020 | MISO_MI_2_PJM_ROR | MISO_MI | PJM_ROR | Internal | Summer | B9 | 800 | 1424 | 0 | 37.38 | 37.19 | 2 | 0
2020 | MISO_MI_2_PJM_ROR | MISO_MI | PJM_ROR | Internal | Summer | B10 | 1262 | 1424 | 0 | 36.03 | 35.11 | 2 | 0
2020 | MISO_MI_2_PJM_ROR | MISO_MI | PJM_ROR | Internal | Winter | B16 | 25 | 1424 | 0.17 | 52.8 | 54.78 | 2 | 0
2020 | MISO_MI_2_PJM_ROR | MISO_MI | PJM_ROR | Internal | Winter | B17 | 100 | 1424 | 0.04 | 45.34 | 47.31 | 2 | 0
2020 | MISO_MI_2_PJM_ROR | MISO_MI | PJM_ROR | Internal | Winter | B18 | 400 | 1424 | 0 | 41.86 | 43.82 | 2 | 0
2020 | MISO_MI_2_PJM_ROR | MISO_MI | PJM_ROR | Internal | Winter | B19 | 700 | 1424 | 0 | 41.29 | 41.74 | 2 | 0
2020 | MISO_MI_2_PJM_ROR | MISO_MI | PJM_ROR | Internal | Winter | B20 | 935 | 1424 | 0 | 37.82 | 37.19 | 2 | 0
2020 | MISO_MO-IL_2_ENT | MISO_MO-IL | ENT | Internal | Shoulder | B11 | 25 | 2540 | 0 | 55.25 | 59.03 | 8 | 0
2020 | MISO_MO-IL_2_ENT | MISO_MO-IL | ENT | Internal | Shoulder | B12 | 200 | 2540 | 0 | 44.98 | 41.91 | 8 | 0
2020 | MISO_MO-IL_2_ENT | MISO_MO-IL | ENT | Internal | Shoulder | B13 | 600 | 2540 | 0 | 41.86 | 41.91 | 8 | 0
2020 | MISO_MO-IL_2_ENT | MISO_MO-IL | ENT | Internal | Shoulder | B14 | 900 | 2540 | 0 | 39.5 | 41.91 | 8 | 0
2020 | MISO_MO-IL_2_ENT | MISO_MO-IL | ENT | Internal | Shoulder | B15 | 1203 | 2540 | 0 | 38.79 | 41.61 | 8 | 0
2020 | MISO_MO-IL_2_ENT | MISO_MO-IL | ENT | Internal | Summer | B1 | 10 | 2540 | 0 | 63.92 | 63.92 | 8 | 0
2020 | MISO_MO-IL_2_ENT | MISO_MO-IL | ENT | Internal | Summer | B2 | 25 | 2540 | 0 | 63.53 | 61.69 | 8 | 0
2020 | MISO_MO-IL_2_ENT | MISO_MO-IL | ENT | Internal | Summer | B3 | 75 | 2540 | 0 | 61.14 | 61.34 | 8 | 0
2020 | MISO_MO-IL_2_ENT | MISO_MO-IL | ENT | Internal | Summer | B4 | 100 | 2540 | 0 | 59.41 | 61.34 | 8 | 0
2020 | MISO_MO-IL_2_ENT | MISO_MO-IL | ENT | Internal | Summer | B5 | 200 | 2540 | 0 | 54.73 | 57.15 | 8 | 0
2020 | MISO_MO-IL_2_ENT | MISO_MO-IL | ENT | Internal | Summer | B6 | 300 | 2540 | 0 | 46.22 | 48.87 | 8 | 0
2020 | MISO_MO-IL_2_ENT | MISO_MO-IL | ENT | Internal | Summer | B7 | 400 | 2540 | 0 | 39.72 | 46.46 | 8 | 0
2020 | MISO_MO-IL_2_ENT | MISO_MO-IL | ENT | Internal | Summer | B8 | 500 | 2540 | 0 | 37.8 | 41.12 | 8 | 0
2020 | MISO_MO-IL_2_ENT | MISO_MO-IL | ENT | Internal | Summer | B9 | 800 | 2540 | 0 | 37.35 | 40.59 | 8 | 0
2020 | MISO_MO-IL_2_ENT | MISO_MO-IL | ENT | Internal | Summer | B10 | 1262 | 2540 | 0 | 36.01 | 40.3 | 8 | 0
2020 | MISO_MO-IL_2_ENT | MISO_MO-IL | ENT | Internal | Winter | B16 | 25 | 2540 | 0 | 52.8 | 57.15 | 8 | 0
2020 | MISO_MO-IL_2_ENT | MISO_MO-IL | ENT | Internal | Winter | B17 | 100 | 2540 | 0 | 45.31 | 44.52 | 8 | 0
2020 | MISO_MO-IL_2_ENT | MISO_MO-IL | ENT | Internal | Winter | B18 | 400 | 2540 | 0 | 41.83 | 44.52 | 8 | 0
2020 | MISO_MO-IL_2_ENT | MISO_MO-IL | ENT | Internal | Winter | B19 | 700 | 2540 | 0 | 41.26 | 44.2 | 8 | 0
2020 | MISO_MO-IL_2_ENT | MISO_MO-IL | ENT | Internal | Winter | B20 | 935 | 2540 | 0 | 37.82 | 43.61 | 8 | 0
2020 | MISO_MO-IL_2_MISO_IN | MISO_MO-IL | MISO_IN | Internal | Shoulder | B11 | 25 | 2100 | 0.18 | 55.25 | 55.23 | 0.01 | 0
2020 | MISO_MO-IL_2_MISO_IN | MISO_MO-IL | MISO_IN | Internal | Shoulder | B12 | 200 | 2100 | 1084.99 | 44.98 | 44.99 | 0.01 | 0
2020 | MISO_MO-IL_2_MISO_IN | MISO_MO-IL | MISO_IN | Internal | Shoulder | B13 | 600 | 2100 | 955.08 | 41.86 | 41.87 | 0.01 | 0
2020 | MISO_MO-IL_2_MISO_IN | MISO_MO-IL | MISO_IN | Internal | Shoulder | B14 | 900 | 2100 | 0 | 39.5 | 39.48 | 0.01 | 0
2020 | MISO_MO-IL_2_MISO_IN | MISO_MO-IL | MISO_IN | Internal | Shoulder | B15 | 1203 | 2100 | 0 | 38.79 | 38.78 | 0.01 | 0
2020 | MISO_MO-IL_2_MISO_IN | MISO_MO-IL | MISO_IN | Internal | Summer | B1 | 10 | 2100 | 285.79 | 63.92 | 63.93 | 0.01 | 0
2020 | MISO_MO-IL_2_MISO_IN | MISO_MO-IL | MISO_IN | Internal | Summer | B2 | 25 | 2100 | 711.83 | 63.53 | 63.54 | 0.01 | 0
2020 | MISO_MO-IL_2_MISO_IN | MISO_MO-IL | MISO_IN | Internal | Summer | B3 | 75 | 2100 | 0.06 | 61.14 | 61.13 | 0.01 | 0
2020 | MISO_MO-IL_2_MISO_IN | MISO_MO-IL | MISO_IN | Internal | Summer | B4 | 100 | 2100 | 0.05 | 59.41 | 59.39 | 0.01 | 0
2020 | MISO_MO-IL_2_MISO_IN | MISO_MO-IL | MISO_IN | Internal | Summer | B5 | 200 | 2100 | 0.02 | 54.73 | 54.72 | 0.01 | 0
2020 | MISO_MO-IL_2_MISO_IN | MISO_MO-IL | MISO_IN | Internal | Summer | B6 | 300 | 2100 | 0.02 | 46.22 | 46.21 | 0.01 | 0
2020 | MISO_MO-IL_2_MISO_IN | MISO_MO-IL | MISO_IN | Internal | Summer | B7 | 400 | 2100 | 0.01 | 39.72 | 39.71 | 0.01 | 0
2020 | MISO_MO-IL_2_MISO_IN | MISO_MO-IL | MISO_IN | Internal | Summer | B8 | 500 | 2100 | 825.74 | 37.8 | 37.81 | 0.01 | 0
2020 | MISO_MO-IL_2_MISO_IN | MISO_MO-IL | MISO_IN | Internal | Summer | B9 | 800 | 2100 | 281.57 | 37.35 | 37.36 | 0.01 | 0
2020 | MISO_MO-IL_2_MISO_IN | MISO_MO-IL | MISO_IN | Internal | Summer | B10 | 1262 | 2100 | 1945.04 | 36.01 | 36.02 | 0.01 | 0
2020 | MISO_MO-IL_2_MISO_IN | MISO_MO-IL | MISO_IN | Internal | Winter | B16 | 25 | 2100 | 984.34 | 52.8 | 52.81 | 0.01 | 0
2020 | MISO_MO-IL_2_MISO_IN | MISO_MO-IL | MISO_IN | Internal | Winter | B17 | 100 | 2100 | 1003.12 | 45.31 | 45.32 | 0.01 | 0
2020 | MISO_MO-IL_2_MISO_IN | MISO_MO-IL | MISO_IN | Internal | Winter | B18 | 400 | 2100 | 1073.18 | 41.83 | 41.85 | 0.01 | 0
2020 | MISO_MO-IL_2_MISO_IN | MISO_MO-IL | MISO_IN | Internal | Winter | B19 | 700 | 2100 | 687.36 | 41.26 | 41.27 | 0.01 | 0
2020 | MISO_MO-IL_2_MISO_IN | MISO_MO-IL | MISO_IN | Internal | Winter | B20 | 935 | 2100 | 0 | 37.82 | 37.81 | 0.01 | 0
2020 | MISO_MO-IL_2_MISO_W | MISO_MO-IL | MISO_W | Internal | Shoulder | B11 | 25 | 960 | 595.34 | 55.25 | 55.26 | 0.01 | 0
2020 | MISO_MO-IL_2_MISO_W | MISO_MO-IL | MISO_W | Internal | Shoulder | B12 | 200 | 960 | 0.02 | 44.98 | 44.97 | 0.01 | 0
2020 | MISO_MO-IL_2_MISO_W | MISO_MO-IL | MISO_W | Internal | Shoulder | B13 | 600 | 960 | 0 | 41.86 | 41.85 | 0.01 | 0
2020 | MISO_MO-IL_2_MISO_W | MISO_MO-IL | MISO_W | Internal | Shoulder | B14 | 900 | 960 | 0 | 39.5 | 39.48 | 0.01 | 0
2020 | MISO_MO-IL_2_MISO_W | MISO_MO-IL | MISO_W | Internal | Shoulder | B15 | 1203 | 960 | 379.43 | 38.79 | 38.8 | 0.01 | 0
2020 | MISO_MO-IL_2_MISO_W | MISO_MO-IL | MISO_W | Internal | Summer | B1 | 10 | 960 | 0.87 | 63.92 | 63.92 | 0.01 | 0
2020 | MISO_MO-IL_2_MISO_W | MISO_MO-IL | MISO_W | Internal | Summer | B2 | 25 | 960 | 803.14 | 63.53 | 63.54 | 0.01 | 0
2020 | MISO_MO-IL_2_MISO_W | MISO_MO-IL | MISO_W | Internal | Summer | B3 | 75 | 960 | 960 | 61.14 | 63.28 | 0.01 | 2.12
2020 | MISO_MO-IL_2_MISO_W | MISO_MO-IL | MISO_W | Internal | Summer | B4 | 100 | 960 | 960 | 59.41 | 62.58 | 0.01 | 3.16
2020 | MISO_MO-IL_2_MISO_W | MISO_MO-IL | MISO_W | Internal | Summer | B5 | 200 | 960 | 661.24 | 54.73 | 54.74 | 0.01 | 0
2020 | MISO_MO-IL_2_MISO_W | MISO_MO-IL | MISO_W | Internal | Summer | B6 | 300 | 960 | 960 | 46.22 | 47.22 | 0.01 | 0.99
2020 | MISO_MO-IL_2_MISO_W | MISO_MO-IL | MISO_W | Internal | Summer | B7 | 400 | 960 | 0.01 | 39.72 | 39.71 | 0.01 | 0
2020 | MISO_MO-IL_2_MISO_W | MISO_MO-IL | MISO_W | Internal | Summer | B8 | 500 | 960 | 0 | 37.8 | 37.78 | 0.01 | 0
2020 | MISO_MO-IL_2_MISO_W | MISO_MO-IL | MISO_W | Internal | Summer | B9 | 800 | 960 | 0 | 37.35 | 37.34 | 0.01 | 0
2020 | MISO_MO-IL_2_MISO_W | MISO_MO-IL | MISO_W | Internal | Summer | B10 | 1262 | 960 | 0 | 36.01 | 36 | 0.01 | 0
2020 | MISO_MO-IL_2_MISO_W | MISO_MO-IL | MISO_W | Internal | Winter | B16 | 25 | 960 | 0.18 | 52.8 | 52.79 | 0.01 | 0
2020 | MISO_MO-IL_2_MISO_W | MISO_MO-IL | MISO_W | Internal | Winter | B17 | 100 | 960 | 0.07 | 45.31 | 45.31 | 0.01 | 0
2020 | MISO_MO-IL_2_MISO_W | MISO_MO-IL | MISO_W | Internal | Winter | B18 | 400 | 960 | 446.84 | 41.83 | 41.85 | 0.01 | 0
2020 | MISO_MO-IL_2_MISO_W | MISO_MO-IL | MISO_W | Internal | Winter | B19 | 700 | 960 | 960 | 41.26 | 41.57 | 0.01 | 0.3
2020 | MISO_MO-IL_2_MISO_W | MISO_MO-IL | MISO_W | Internal | Winter | B20 | 935 | 960 | 398.21 | 37.82 | 37.83 | 0.01 | 0
2020 | MISO_MO-IL_2_PJM_ROR | MISO_MO-IL | PJM_ROR | Internal | Shoulder | B11 | 25 | 1212 | 0 | 55.25 | 52.09 | 2 | 0
2020 | MISO_MO-IL_2_PJM_ROR | MISO_MO-IL | PJM_ROR | Internal | Shoulder | B12 | 200 | 1212 | 0 | 44.98 | 43.6 | 2 | 0
2020 | MISO_MO-IL_2_PJM_ROR | MISO_MO-IL | PJM_ROR | Internal | Shoulder | B13 | 600 | 1212 | 0 | 41.86 | 42.76 | 2 | 0
2020 | MISO_MO-IL_2_PJM_ROR | MISO_MO-IL | PJM_ROR | Internal | Shoulder | B14 | 900 | 1212 | 0 | 39.5 | 40.06 | 2 | 0
2020 | MISO_MO-IL_2_PJM_ROR | MISO_MO-IL | PJM_ROR | Internal | Shoulder | B15 | 1203 | 1212 | 0 | 38.79 | 37.1 | 2 | 0
2020 | MISO_MO-IL_2_PJM_ROR | MISO_MO-IL | PJM_ROR | Internal | Summer | B1 | 10 | 1212 | 258.45 | 63.92 | 65.92 | 2 | 0
2020 | MISO_MO-IL_2_PJM_ROR | MISO_MO-IL | PJM_ROR | Internal | Summer | B2 | 25 | 1212 | 0 | 63.53 | 61.87 | 2 | 0
2020 | MISO_MO-IL_2_PJM_ROR | MISO_MO-IL | PJM_ROR | Internal | Summer | B3 | 75 | 1212 | 0 | 61.14 | 61.28 | 2 | 0
2020 | MISO_MO-IL_2_PJM_ROR | MISO_MO-IL | PJM_ROR | Internal | Summer | B4 | 100 | 1212 | 0 | 59.41 | 57.78 | 2 | 0
2020 | MISO_MO-IL_2_PJM_ROR | MISO_MO-IL | PJM_ROR | Internal | Summer | B5 | 200 | 1212 | 0 | 54.73 | 52.73 | 2 | 0
2020 | MISO_MO-IL_2_PJM_ROR | MISO_MO-IL | PJM_ROR | Internal | Summer | B6 | 300 | 1212 | 0 | 46.22 | 45.22 | 2 | 0
2020 | MISO_MO-IL_2_PJM_ROR | MISO_MO-IL | PJM_ROR | Internal | Summer | B7 | 400 | 1212 | 0 | 39.72 | 40.66 | 2 | 0
2020 | MISO_MO-IL_2_PJM_ROR | MISO_MO-IL | PJM_ROR | Internal | Summer | B8 | 500 | 1212 | 0 | 37.8 | 37.84 | 2 | 0
2020 | MISO_MO-IL_2_PJM_ROR | MISO_MO-IL | PJM_ROR | Internal | Summer | B9 | 800 | 1212 | 0 | 37.35 | 37.19 | 2 | 0
2020 | MISO_MO-IL_2_PJM_ROR | MISO_MO-IL | PJM_ROR | Internal | Summer | B10 | 1262 | 1212 | 0 | 36.01 | 35.11 | 2 | 0
2020 | MISO_MO-IL_2_PJM_ROR | MISO_MO-IL | PJM_ROR | Internal | Winter | B16 | 25 | 1212 | 0.17 | 52.8 | 54.78 | 2 | 0
2020 | MISO_MO-IL_2_PJM_ROR | MISO_MO-IL | PJM_ROR | Internal | Winter | B17 | 100 | 1212 | 5.19 | 45.31 | 47.31 | 2 | 0
2020 | MISO_MO-IL_2_PJM_ROR | MISO_MO-IL | PJM_ROR | Internal | Winter | B18 | 400 | 1212 | 0.02 | 41.83 | 43.82 | 2 | 0
2020 | MISO_MO-IL_2_PJM_ROR | MISO_MO-IL | PJM_ROR | Internal | Winter | B19 | 700 | 1212 | 0 | 41.26 | 41.74 | 2 | 0
2020 | MISO_MO-IL_2_PJM_ROR | MISO_MO-IL | PJM_ROR | Internal | Winter | B20 | 935 | 1212 | 0 | 37.82 | 37.19 | 2 | 0
2020 | MISO_MO-IL_2_SPP_N | MISO_MO-IL | SPP_N | Internal | Shoulder | B11 | 25 | 2000 | 0 | 55.25 | 62.26 | 8 | 0
2020 | MISO_MO-IL_2_SPP_N | MISO_MO-IL | SPP_N | Internal | Shoulder | B12 | 200 | 2000 | 0 | 44.98 | 42.03 | 8 | 0
2020 | MISO_MO-IL_2_SPP_N | MISO_MO-IL | SPP_N | Internal | Shoulder | B13 | 600 | 2000 | 0 | 41.86 | 41.94 | 8 | 0
2020 | MISO_MO-IL_2_SPP_N | MISO_MO-IL | SPP_N | Internal | Shoulder | B14 | 900 | 2000 | 0 | 39.5 | 40.57 | 8 | 0
2020 | MISO_MO-IL_2_SPP_N | MISO_MO-IL | SPP_N | Internal | Shoulder | B15 | 1203 | 2000 | 0 | 38.79 | 40.19 | 8 | 0
2020 | MISO_MO-IL_2_SPP_N | MISO_MO-IL | SPP_N | Internal | Summer | B1 | 10 | 2000 | 0 | 63.92 | 66.03 | 8 | 0
2020 | MISO_MO-IL_2_SPP_N | MISO_MO-IL | SPP_N | Internal | Summer | B2 | 25 | 2000 | 0 | 63.53 | 66.03 | 8 | 0
2020 | MISO_MO-IL_2_SPP_N | MISO_MO-IL | SPP_N | Internal | Summer | B3 | 75 | 2000 | 0 | 61.14 | 66.03 | 8 | 0
2020 | MISO_MO-IL_2_SPP_N | MISO_MO-IL | SPP_N | Internal | Summer | B4 | 100 | 2000 | 0 | 59.41 | 63.3 | 8 | 0
2020 | MISO_MO-IL_2_SPP_N | MISO_MO-IL | SPP_N | Internal | Summer | B5 | 200 | 2000 | 0 | 54.73 | 60.09 | 8 | 0
2020 | MISO_MO-IL_2_SPP_N | MISO_MO-IL | SPP_N | Internal | Summer | B6 | 300 | 2000 | 451.72 | 46.22 | 54.22 | 8 | 0
2020 | MISO_MO-IL_2_SPP_N | MISO_MO-IL | SPP_N | Internal | Summer | B7 | 400 | 2000 | 0 | 39.72 | 46.71 | 8 | 0
2020 | MISO_MO-IL_2_SPP_N | MISO_MO-IL | SPP_N | Internal | Summer | B8 | 500 | 2000 | 0 | 37.8 | 40.6 | 8 | 0
2020 | MISO_MO-IL_2_SPP_N | MISO_MO-IL | SPP_N | Internal | Summer | B9 | 800 | 2000 | 0 | 37.35 | 39.8 | 8 | 0
2020 | MISO_MO-IL_2_SPP_N | MISO_MO-IL | SPP_N | Internal | Summer | B10 | 1262 | 2000 | 0 | 36.01 | 37.39 | 8 | 0
2020 | MISO_MO-IL_2_SPP_N | MISO_MO-IL | SPP_N | Internal | Winter | B16 | 25 | 2000 | 0 | 52.8 | 55.47 | 8 | 0
2020 | MISO_MO-IL_2_SPP_N | MISO_MO-IL | SPP_N | Internal | Winter | B17 | 100 | 2000 | 0 | 45.31 | 44.34 | 8 | 0
2020 | MISO_MO-IL_2_SPP_N | MISO_MO-IL | SPP_N | Internal | Winter | B18 | 400 | 2000 | 0 | 41.83 | 42.83 | 8 | 0
2020 | MISO_MO-IL_2_SPP_N | MISO_MO-IL | SPP_N | Internal | Winter | B19 | 700 | 2000 | 0 | 41.26 | 42.83 | 8 | 0
2020 | MISO_MO-IL_2_SPP_N | MISO_MO-IL | SPP_N | Internal | Winter | B20 | 935 | 2000 | 0 | 37.82 | 41.87 | 8 | 0
2020 | MISO_MO-IL_2_TVA_Transmission | MISO_MO-IL | TVA_Transmission | Internal | Shoulder | B11 | 25 | 4000 | 0 | 55.25 | 58.06 | 8 | 0
2020 | MISO_MO-IL_2_TVA_Transmission | MISO_MO-IL | TVA_Transmission | Internal | Shoulder | B12 | 200 | 4000 | 0 | 44.98 | 46.72 | 8 | 0
2020 | MISO_MO-IL_2_TVA_Transmission | MISO_MO-IL | TVA_Transmission | Internal | Shoulder | B13 | 600 | 4000 | 0 | 41.86 | 45.06 | 8 | 0
2020 | MISO_MO-IL_2_TVA_Transmission | MISO_MO-IL | TVA_Transmission | Internal | Shoulder | B14 | 900 | 4000 | 0 | 39.5 | 43.95 | 8 | 0
2020 | MISO_MO-IL_2_TVA_Transmission | MISO_MO-IL | TVA_Transmission | Internal | Shoulder | B15 | 1203 | 4000 | 0 | 38.79 | 42.31 | 8 | 0
2020 | MISO_MO-IL_2_TVA_Transmission | MISO_MO-IL | TVA_Transmission | Internal | Summer | B1 | 10 | 4000 | 322.48 | 63.92 | 71.92 | 8 | 0
2020 | MISO_MO-IL_2_TVA_Transmission | MISO_MO-IL | TVA_Transmission | Internal | Summer | B2 | 25 | 4000 | 0 | 63.53 | 67.87 | 8 | 0
2020 | MISO_MO-IL_2_TVA_Transmission | MISO_MO-IL | TVA_Transmission | Internal | Summer | B3 | 75 | 4000 | 0 | 61.14 | 67.16 | 8 | 0
2020 | MISO_MO-IL_2_TVA_Transmission | MISO_MO-IL | TVA_Transmission | Internal | Summer | B4 | 100 | 4000 | 0 | 59.41 | 63.78 | 8 | 0
2020 | MISO_MO-IL_2_TVA_Transmission | MISO_MO-IL | TVA_Transmission | Internal | Summer | B5 | 200 | 4000 | 0 | 54.73 | 58.73 | 8 | 0
2020 | MISO_MO-IL_2_TVA_Transmission | MISO_MO-IL | TVA_Transmission | Internal | Summer | B6 | 300 | 4000 | 0 | 46.22 | 49.85 | 8 | 0
2020 | MISO_MO-IL_2_TVA_Transmission | MISO_MO-IL | TVA_Transmission | Internal | Summer | B7 | 400 | 4000 | 0 | 39.72 | 46 | 8 | 0
2020 | MISO_MO-IL_2_TVA_Transmission | MISO_MO-IL | TVA_Transmission | Internal | Summer | B8 | 500 | 4000 | 0 | 37.8 | 41.96 | 8 | 0
2020 | MISO_MO-IL_2_TVA_Transmission | MISO_MO-IL | TVA_Transmission | Internal | Summer | B9 | 800 | 4000 | 0 | 37.35 | 41.52 | 8 | 0
2020 | MISO_MO-IL_2_TVA_Transmission | MISO_MO-IL | TVA_Transmission | Internal | Summer | B10 | 1262 | 4000 | 0 | 36.01 | 39.11 | 8 | 0
2020 | MISO_MO-IL_2_TVA_Transmission | MISO_MO-IL | TVA_Transmission | Internal | Winter | B16 | 25 | 4000 | 0 | 52.8 | 60.04 | 8 | 0
2020 | MISO_MO-IL_2_TVA_Transmission | MISO_MO-IL | TVA_Transmission | Internal | Winter | B17 | 100 | 4000 | 0 | 45.31 | 48.98 | 8 | 0
2020 | MISO_MO-IL_2_TVA_Transmission | MISO_MO-IL | TVA_Transmission | Internal | Winter | B18 | 400 | 4000 | 0 | 41.83 | 46 | 8 | 0
2020 | MISO_MO-IL_2_TVA_Transmission | MISO_MO-IL | TVA_Transmission | Internal | Winter | B19 | 700 | 4000 | 0 | 41.26 | 44.87 | 8 | 0
2020 | MISO_MO-IL_2_TVA_Transmission | MISO_MO-IL | TVA_Transmission | Internal | Winter | B20 | 935 | 4000 | 0 | 37.82 | 43.05 | 8 | 0
2020 | MISO_W_2_IESO | MISO_W | IESO | Internal | Shoulder | B11 | 25 | 90 | 0 | 55.26 | 32.38 | 8 | 0
2020 | MISO_W_2_IESO | MISO_W | IESO | Internal | Shoulder | B12 | 200 | 90 | 0 | 44.97 | 32.38 | 8 | 0
2020 | MISO_W_2_IESO | MISO_W | IESO | Internal | Shoulder | B13 | 600 | 90 | 0 | 41.85 | 32.38 | 8 | 0
2020 | MISO_W_2_IESO | MISO_W | IESO | Internal | Shoulder | B14 | 900 | 90 | 0 | 39.48 | 32.38 | 8 | 0
2020 | MISO_W_2_IESO | MISO_W | IESO | Internal | Shoulder | B15 | 1203 | 90 | 0 | 38.8 | 32.38 | 8 | 0
2020 | MISO_W_2_IESO | MISO_W | IESO | Internal | Summer | B1 | 10 | 90 | 0 | 63.92 | 50.93 | 8 | 0
2020 | MISO_W_2_IESO | MISO_W | IESO | Internal | Summer | B2 | 25 | 90 | 0 | 63.54 | 46.89 | 8 | 0
2020 | MISO_W_2_IESO | MISO_W | IESO | Internal | Summer | B3 | 75 | 90 | 0 | 63.28 | 43.47 | 8 | 0
2020 | MISO_W_2_IESO | MISO_W | IESO | Internal | Summer | B4 | 100 | 90 | 0 | 62.58 | 37.74 | 8 | 0
2020 | MISO_W_2_IESO | MISO_W | IESO | Internal | Summer | B5 | 200 | 90 | 0 | 54.74 | 37.74 | 8 | 0
2020 | MISO_W_2_IESO | MISO_W | IESO | Internal | Summer | B6 | 300 | 90 | 0 | 47.22 | 35.31 | 8 | 0
2020 | MISO_W_2_IESO | MISO_W | IESO | Internal | Summer | B7 | 400 | 90 | 0 | 39.71 | 32.72 | 8 | 0
2020 | MISO_W_2_IESO | MISO_W | IESO | Internal | Summer | B8 | 500 | 90 | 0 | 37.78 | 30.82 | 8 | 0
2020 | MISO_W_2_IESO | MISO_W | IESO | Internal | Summer | B9 | 800 | 90 | 0 | 37.34 | 30.82 | 8 | 0
2020 | MISO_W_2_IESO | MISO_W | IESO | Internal | Summer | B10 | 1262 | 90 | 0 | 36 | 30.82 | 8 | 0
2020 | MISO_W_2_IESO | MISO_W | IESO | Internal | Winter | B16 | 25 | 90 | 0 | 52.79 | 39.26 | 8 | 0
2020 | MISO_W_2_IESO | MISO_W | IESO | Internal | Winter | B17 | 100 | 90 | 0 | 45.31 | 36.27 | 8 | 0
2020 | MISO_W_2_IESO | MISO_W | IESO | Internal | Winter | B18 | 400 | 90 | 0 | 41.85 | 34.86 | 8 | 0
2020 | MISO_W_2_IESO | MISO_W | IESO | Internal | Winter | B19 | 700 | 90 | 0 | 41.57 | 34.86 | 8 | 0
2020 | MISO_W_2_IESO | MISO_W | IESO | Internal | Winter | B20 | 935 | 90 | 0 | 37.83 | 34.86 | 8 | 0
2020 | MISO_W_2_MAPP_CA | MISO_W | MAPP_CA | Internal | Shoulder | B11 | 25 | 700 | 0 | 55.26 | 42.16 | 0.01 | 0
2020 | MISO_W_2_MAPP_CA | MISO_W | MAPP_CA | Internal | Shoulder | B12 | 200 | 700 | 0.02 | 44.97 | 44.96 | 0.01 | 0
2020 | MISO_W_2_MAPP_CA | MISO_W | MAPP_CA | Internal | Shoulder | B13 | 600 | 700 | 0 | 41.85 | 41.83 | 0.01 | 0
2020 | MISO_W_2_MAPP_CA | MISO_W | MAPP_CA | Internal | Shoulder | B14 | 900 | 700 | 0 | 39.48 | 39.47 | 0.01 | 0
2020 | MISO_W_2_MAPP_CA | MISO_W | MAPP_CA | Internal | Shoulder | B15 | 1203 | 700 | 700 | 38.8 | 39.47 | 0.01 | 0.66
2020 | MISO_W_2_MAPP_CA | MISO_W | MAPP_CA | Internal | Summer | B1 | 10 | 700 | 0 | 63.92 | 50.47 | 0.01 | 0
2020 | MISO_W_2_MAPP_CA | MISO_W | MAPP_CA | Internal | Summer | B2 | 25 | 700 | 0 | 63.54 | 50.47 | 0.01 | 0
2020 | MISO_W_2_MAPP_CA | MISO_W | MAPP_CA | Internal | Summer | B3 | 75 | 700 | 0 | 63.28 | 50.47 | 0.01 | 0
2020 | MISO_W_2_MAPP_CA | MISO_W | MAPP_CA | Internal | Summer | B4 | 100 | 700 | 0 | 62.58 | 49.29 | 0.01 | 0
2020 | MISO_W_2_MAPP_CA | MISO_W | MAPP_CA | Internal | Summer | B5 | 200 | 700 | 0 | 54.74 | 49.29 | 0.01 | 0
2020 | MISO_W_2_MAPP_CA | MISO_W | MAPP_CA | Internal | Summer | B6 | 300 | 700 | 0.01 | 47.22 | 47.21 | 0.01 | 0
2020 | MISO_W_2_MAPP_CA | MISO_W | MAPP_CA | Internal | Summer | B7 | 400 | 700 | 0.01 | 39.71 | 39.7 | 0.01 | 0
2020 | MISO_W_2_MAPP_CA | MISO_W | MAPP_CA | Internal | Summer | B8 | 500 | 700 | 0 | 37.78 | 37.77 | 0.01 | 0
2020 | MISO_W_2_MAPP_CA | MISO_W | MAPP_CA | Internal | Summer | B9 | 800 | 700 | 0 | 37.34 | 37.33 | 0.01 | 0
2020 | MISO_W_2_MAPP_CA | MISO_W | MAPP_CA | Internal | Summer | B10 | 1262 | 700 | 700 | 36 | 37.33 | 0.01 | 1.32
2020 | MISO_W_2_MAPP_CA | MISO_W | MAPP_CA | Internal | Winter | B16 | 25 | 700 | 0.18 | 52.79 | 52.78 | 0.01 | 0
2020 | MISO_W_2_MAPP_CA | MISO_W | MAPP_CA | Internal | Winter | B17 | 100 | 700 | 0.05 | 45.31 | 45.3 | 0.01 | 0
2020 | MISO_W_2_MAPP_CA | MISO_W | MAPP_CA | Internal | Winter | B18 | 400 | 700 | 658.3 | 41.85 | 41.86 | 0.01 | 0
2020 | MISO_W_2_MAPP_CA | MISO_W | MAPP_CA | Internal | Winter | B19 | 700 | 700 | 700 | 41.57 | 41.86 | 0.01 | 0.27
2020 | MISO_W_2_MAPP_CA | MISO_W | MAPP_CA | Internal | Winter | B20 | 935 | 700 | 700 | 37.83 | 41.86 | 0.01 | 4.01
2020 | MISO_W_2_MAPP_US | MISO_W | MAPP_US | Internal | Shoulder | B11 | 25 | 2300 | 0 | 55.26 | 49.17 | 7 | 0
2020 | MISO_W_2_MAPP_US | MISO_W | MAPP_US | Internal | Shoulder | B12 | 200 | 2300 | 0 | 44.97 | 37.97 | 7 | 0
2020 | MISO_W_2_MAPP_US | MISO_W | MAPP_US | Internal | Shoulder | B13 | 600 | 2300 | 0 | 41.85 | 35.61 | 7 | 0
2020 | MISO_W_2_MAPP_US | MISO_W | MAPP_US | Internal | Shoulder | B14 | 900 | 2300 | 0 | 39.48 | 35.61 | 7 | 0
2020 | MISO_W_2_MAPP_US | MISO_W | MAPP_US | Internal | Shoulder | B15 | 1203 | 2300 | 0 | 38.8 | 35.61 | 7 | 0
2020 | MISO_W_2_MAPP_US | MISO_W | MAPP_US | Internal | Summer | B1 | 10 | 2300 | 0 | 63.92 | 57.47 | 7 | 0
2020 | MISO_W_2_MAPP_US | MISO_W | MAPP_US | Internal | Summer | B2 | 25 | 2300 | 0 | 63.54 | 57.47 | 7 | 0
2020 | MISO_W_2_MAPP_US | MISO_W | MAPP_US | Internal | Summer | B3 | 75 | 2300 | 0 | 63.28 | 57.47 | 7 | 0
2020 | MISO_W_2_MAPP_US | MISO_W | MAPP_US | Internal | Summer | B4 | 100 | 2300 | 0 | 62.58 | 56.29 | 7 | 0
2020 | MISO_W_2_MAPP_US | MISO_W | MAPP_US | Internal | Summer | B5 | 200 | 2300 | 0 | 54.74 | 53.08 | 7 | 0
2020 | MISO_W_2_MAPP_US | MISO_W | MAPP_US | Internal | Summer | B6 | 300 | 2300 | 0 | 47.22 | 47.21 | 7 | 0
2020 | MISO_W_2_MAPP_US | MISO_W | MAPP_US | Internal | Summer | B7 | 400 | 2300 | 0 | 39.71 | 37.25 | 7 | 0
2020 | MISO_W_2_MAPP_US | MISO_W | MAPP_US | Internal | Summer | B8 | 500 | 2300 | 0 | 37.78 | 32.79 | 7 | 0
2020 | MISO_W_2_MAPP_US | MISO_W | MAPP_US | Internal | Summer | B9 | 800 | 2300 | 0 | 37.34 | 32.79 | 7 | 0
2020 | MISO_W_2_MAPP_US | MISO_W | MAPP_US | Internal | Summer | B10 | 1262 | 2300 | 0 | 36 | 29.73 | 7 | 0
2020 | MISO_W_2_MAPP_US | MISO_W | MAPP_US | Internal | Winter | B16 | 25 | 2300 | 0 | 52.79 | 45.79 | 7 | 0
2020 | MISO_W_2_MAPP_US | MISO_W | MAPP_US | Internal | Winter | B17 | 100 | 2300 | 0 | 45.31 | 38.31 | 7 | 0
2020 | MISO_W_2_MAPP_US | MISO_W | MAPP_US | Internal | Winter | B18 | 400 | 2300 | 0 | 41.85 | 36.32 | 7 | 0
2020 | MISO_W_2_MAPP_US | MISO_W | MAPP_US | Internal | Winter | B19 | 700 | 2300 | 0 | 41.57 | 36.32 | 7 | 0
2020 | MISO_W_2_MAPP_US | MISO_W | MAPP_US | Internal | Winter | B20 | 935 | 2300 | 0 | 37.83 | 34.86 | 7 | 0
2020 | MISO_W_2_MISO_MO-IL | MISO_W | MISO_MO-IL | Internal | Shoulder | B11 | 25 | 3800 | 0.18 | 55.26 | 55.25 | 0.01 | 0
2020 | MISO_W_2_MISO_MO-IL | MISO_W | MISO_MO-IL | Internal | Shoulder | B12 | 200 | 3800 | 1109.99 | 44.97 | 44.98 | 0.01 | 0
2020 | MISO_W_2_MISO_MO-IL | MISO_W | MISO_MO-IL | Internal | Shoulder | B13 | 600 | 3800 | 268.02 | 41.85 | 41.86 | 0.01 | 0
2020 | MISO_W_2_MISO_MO-IL | MISO_W | MISO_MO-IL | Internal | Shoulder | B14 | 900 | 3800 | 885.95 | 39.48 | 39.5 | 0.01 | 0
2020 | MISO_W_2_MISO_MO-IL | MISO_W | MISO_MO-IL | Internal | Shoulder | B15 | 1203 | 3800 | 0 | 38.8 | 38.79 | 0.01 | 0
2020 | MISO_W_2_MISO_MO-IL | MISO_W | MISO_MO-IL | Internal | Summer | B1 | 10 | 3800 | 0.87 | 63.92 | 63.92 | 0.01 | 0
2020 | MISO_W_2_MISO_MO-IL | MISO_W | MISO_MO-IL | Internal | Summer | B2 | 25 | 3800 | 0.17 | 63.54 | 63.53 | 0.01 | 0
2020 | MISO_W_2_MISO_MO-IL | MISO_W | MISO_MO-IL | Internal | Summer | B3 | 75 | 3800 | 0 | 63.28 | 61.14 | 0.01 | 0
2020 | MISO_W_2_MISO_MO-IL | MISO_W | MISO_MO-IL | Internal | Summer | B4 | 100 | 3800 | 0 | 62.58 | 59.41 | 0.01 | 0
2020 | MISO_W_2_MISO_MO-IL | MISO_W | MISO_MO-IL | Internal | Summer | B5 | 200 | 3800 | 0.02 | 54.74 | 54.73 | 0.01 | 0
2020 | MISO_W_2_MISO_MO-IL | MISO_W | MISO_MO-IL | Internal | Summer | B6 | 300 | 3800 | 0 | 47.22 | 46.22 | 0.01 | 0
2020 | MISO_W_2_MISO_MO-IL | MISO_W | MISO_MO-IL | Internal | Summer | B7 | 400 | 3800 | 602.96 | 39.71 | 39.72 | 0.01 | 0
2020 | MISO_W_2_MISO_MO-IL | MISO_W | MISO_MO-IL | Internal | Summer | B8 | 500 | 3800 | 2028.76 | 37.78 | 37.8 | 0.01 | 0
2020 | MISO_W_2_MISO_MO-IL | MISO_W | MISO_MO-IL | Internal | Summer | B9 | 800 | 3800 | 523.05 | 37.34 | 37.35 | 0.01 | 0
2020 | MISO_W_2_MISO_MO-IL | MISO_W | MISO_MO-IL | Internal | Summer | B10 | 1262 | 3800 | 1148.71 | 36 | 36.01 | 0.01 | 0
2020 | MISO_W_2_MISO_MO-IL | MISO_W | MISO_MO-IL | Internal | Winter | B16 | 25 | 3800 | 664.93 | 52.79 | 52.8 | 0.01 | 0
2020 | MISO_W_2_MISO_MO-IL | MISO_W | MISO_MO-IL | Internal | Winter | B17 | 100 | 3800 | 0.14 | 45.31 | 45.31 | 0.01 | 0
2020 | MISO_W_2_MISO_MO-IL | MISO_W | MISO_MO-IL | Internal | Winter | B18 | 400 | 3800 | 0.01 | 41.85 | 41.83 | 0.01 | 0
2020 | MISO_W_2_MISO_MO-IL | MISO_W | MISO_MO-IL | Internal | Winter | B19 | 700 | 3800 | 0 | 41.57 | 41.26 | 0.01 | 0
2020 | MISO_W_2_MISO_MO-IL | MISO_W | MISO_MO-IL | Internal | Winter | B20 | 935 | 3800 | 0 | 37.83 | 37.82 | 0.01 | 0
2020 | MISO_W_2_MISO_WUMS | MISO_W | MISO_WUMS | Internal | Shoulder | B11 | 25 | 1629 | 0 | 55.26 | 54.09 | 0.01 | 0
2020 | MISO_W_2_MISO_WUMS | MISO_W | MISO_WUMS | Internal | Shoulder | B12 | 200 | 1629 | 0 | 44.97 | 44.47 | 0.01 | 0
2020 | MISO_W_2_MISO_WUMS | MISO_W | MISO_WUMS | Internal | Shoulder | B13 | 600 | 1629 | 0 | 41.85 | 41.83 | 0.01 | 0
2020 | MISO_W_2_MISO_WUMS | MISO_W | MISO_WUMS | Internal | Shoulder | B14 | 900 | 1629 | 0 | 39.48 | 39.47 | 0.01 | 0
2020 | MISO_W_2_MISO_WUMS | MISO_W | MISO_WUMS | Internal | Shoulder | B15 | 1203 | 1629 | 0 | 38.8 | 36.91 | 0.01 | 0
2020 | MISO_W_2_MISO_WUMS | MISO_W | MISO_WUMS | Internal | Summer | B1 | 10 | 1629 | 0 | 63.92 | 59.88 | 0.01 | 0
2020 | MISO_W_2_MISO_WUMS | MISO_W | MISO_WUMS | Internal | Summer | B2 | 25 | 1629 | 0 | 63.54 | 59.88 | 0.01 | 0
2020 | MISO_W_2_MISO_WUMS | MISO_W | MISO_WUMS | Internal | Summer | B3 | 75 | 1629 | 0 | 63.28 | 59.88 | 0.01 | 0
2020 | MISO_W_2_MISO_WUMS | MISO_W | MISO_WUMS | Internal | Summer | B4 | 100 | 1629 | 0 | 62.58 | 59.78 | 0.01 | 0
2020 | MISO_W_2_MISO_WUMS | MISO_W | MISO_WUMS | Internal | Summer | B5 | 200 | 1629 | 0 | 54.74 | 54.69 | 0.01 | 0
2020 | MISO_W_2_MISO_WUMS | MISO_W | MISO_WUMS | Internal | Summer | B6 | 300 | 1629 | 0 | 47.22 | 43.22 | 0.01 | 0
2020 | MISO_W_2_MISO_WUMS | MISO_W | MISO_WUMS | Internal | Summer | B7 | 400 | 1629 | 0 | 39.71 | 38.66 | 0.01 | 0
2020 | MISO_W_2_MISO_WUMS | MISO_W | MISO_WUMS | Internal | Summer | B8 | 500 | 1629 | 0 | 37.78 | 37.77 | 0.01 | 0
2020 | MISO_W_2_MISO_WUMS | MISO_W | MISO_WUMS | Internal | Summer | B9 | 800 | 1629 | 0 | 37.34 | 36.32 | 0.01 | 0
2020 | MISO_W_2_MISO_WUMS | MISO_W | MISO_WUMS | Internal | Summer | B10 | 1262 | 1629 | 0 | 36 | 35.66 | 0.01 | 0
2020 | MISO_W_2_MISO_WUMS | MISO_W | MISO_WUMS | Internal | Winter | B16 | 25 | 1629 | 0.18 | 52.79 | 52.78 | 0.01 | 0
2020 | MISO_W_2_MISO_WUMS | MISO_W | MISO_WUMS | Internal | Winter | B17 | 100 | 1629 | 0.09 | 45.31 | 45.31 | 0.01 | 0
2020 | MISO_W_2_MISO_WUMS | MISO_W | MISO_WUMS | Internal | Winter | B18 | 400 | 1629 | 0.01 | 41.85 | 41.83 | 0.01 | 0
2020 | MISO_W_2_MISO_WUMS | MISO_W | MISO_WUMS | Internal | Winter | B19 | 700 | 1629 | 0 | 41.57 | 41.56 | 0.01 | 0
2020 | MISO_W_2_MISO_WUMS | MISO_W | MISO_WUMS | Internal | Winter | B20 | 935 | 1629 | 338.77 | 37.83 | 37.84 | 0.01 | 0
2020 | MISO_W_2_NE | MISO_W | NE | Internal | Shoulder | B11 | 25 | 2800 | 0 | 55.26 | 56.17 | 7 | 0
2020 | MISO_W_2_NE | MISO_W | NE | Internal | Shoulder | B12 | 200 | 2800 | 0 | 44.97 | 42.02 | 7 | 0
2020 | MISO_W_2_NE | MISO_W | NE | Internal | Shoulder | B13 | 600 | 2800 | 0 | 41.85 | 41.93 | 7 | 0
2020 | MISO_W_2_NE | MISO_W | NE | Internal | Shoulder | B14 | 900 | 2800 | 0 | 39.48 | 40.56 | 7 | 0
2020 | MISO_W_2_NE | MISO_W | NE | Internal | Shoulder | B15 | 1203 | 2800 | 0 | 38.8 | 40.17 | 7 | 0
2020 | MISO_W_2_NE | MISO_W | NE | Internal | Summer | B1 | 10 | 2800 | 0 | 63.92 | 64.47 | 7 | 0
2020 | MISO_W_2_NE | MISO_W | NE | Internal | Summer | B2 | 25 | 2800 | 0 | 63.54 | 64.47 | 7 | 0
2020 | MISO_W_2_NE | MISO_W | NE | Internal | Summer | B3 | 75 | 2800 | 0 | 63.28 | 64.47 | 7 | 0
2020 | MISO_W_2_NE | MISO_W | NE | Internal | Summer | B4 | 100 | 2800 | 0 | 62.58 | 63.29 | 7 | 0
2020 | MISO_W_2_NE | MISO_W | NE | Internal | Summer | B5 | 200 | 2800 | 0 | 54.74 | 60.08 | 7 | 0
2020 | MISO_W_2_NE | MISO_W | NE | Internal | Summer | B6 | 300 | 2800 | 0.03 | 47.22 | 54.21 | 7 | 0
2020 | MISO_W_2_NE | MISO_W | NE | Internal | Summer | B7 | 400 | 2800 | 0 | 39.71 | 44.25 | 7 | 0
2020 | MISO_W_2_NE | MISO_W | NE | Internal | Summer | B8 | 500 | 2800 | 0 | 37.78 | 39.79 | 7 | 0
2020 | MISO_W_2_NE | MISO_W | NE | Internal | Summer | B9 | 800 | 2800 | 0 | 37.34 | 39.79 | 7 | 0
2020 | MISO_W_2_NE | MISO_W | NE | Internal | Summer | B10 | 1262 | 2800 | 0 | 36 | 36.73 | 7 | 0
2020 | MISO_W_2_NE | MISO_W | NE | Internal | Winter | B16 | 25 | 2800 | 0 | 52.79 | 52.79 | 7 | 0
2020 | MISO_W_2_NE | MISO_W | NE | Internal | Winter | B17 | 100 | 2800 | 0 | 45.31 | 44.32 | 7 | 0
2020 | MISO_W_2_NE | MISO_W | NE | Internal | Winter | B18 | 400 | 2800 | 0 | 41.85 | 42.82 | 7 | 0
2020 | MISO_W_2_NE | MISO_W | NE | Internal | Winter | B19 | 700 | 2800 | 0 | 41.57 | 42.82 | 7 | 0
2020 | MISO_W_2_NE | MISO_W | NE | Internal | Winter | B20 | 935 | 2800 | 0 | 37.83 | 41.86 | 7 | 0
2020 | MISO_W_2_PJM_ROR | MISO_W | PJM_ROR | Internal | Shoulder | B11 | 25 | 773 | 0 | 55.26 | 52.09 | 2 | 0
2020 | MISO_W_2_PJM_ROR | MISO_W | PJM_ROR | Internal | Shoulder | B12 | 200 | 773 | 0 | 44.97 | 43.6 | 2 | 0
2020 | MISO_W_2_PJM_ROR | MISO_W | PJM_ROR | Internal | Shoulder | B13 | 600 | 773 | 0 | 41.85 | 42.76 | 2 | 0
2020 | MISO_W_2_PJM_ROR | MISO_W | PJM_ROR | Internal | Shoulder | B14 | 900 | 773 | 0 | 39.48 | 40.06 | 2 | 0
2020 | MISO_W_2_PJM_ROR | MISO_W | PJM_ROR | Internal | Shoulder | B15 | 1203 | 773 | 0 | 38.8 | 37.1 | 2 | 0
2020 | MISO_W_2_PJM_ROR | MISO_W | PJM_ROR | Internal | Summer | B1 | 10 | 773 | 223.37 | 63.92 | 65.92 | 2 | 0
2020 | MISO_W_2_PJM_ROR | MISO_W | PJM_ROR | Internal | Summer | B2 | 25 | 773 | 0 | 63.54 | 61.87 | 2 | 0
2020 | MISO_W_2_PJM_ROR | MISO_W | PJM_ROR | Internal | Summer | B3 | 75 | 773 | 0 | 63.28 | 61.28 | 2 | 0
2020 | MISO_W_2_PJM_ROR | MISO_W | PJM_ROR | Internal | Summer | B4 | 100 | 773 | 0 | 62.58 | 57.78 | 2 | 0
2020 | MISO_W_2_PJM_ROR | MISO_W | PJM_ROR | Internal | Summer | B5 | 200 | 773 | 0 | 54.74 | 52.73 | 2 | 0
2020 | MISO_W_2_PJM_ROR | MISO_W | PJM_ROR | Internal | Summer | B6 | 300 | 773 | 0 | 47.22 | 45.22 | 2 | 0
2020 | MISO_W_2_PJM_ROR | MISO_W | PJM_ROR | Internal | Summer | B7 | 400 | 773 | 0 | 39.71 | 40.66 | 2 | 0
2020 | MISO_W_2_PJM_ROR | MISO_W | PJM_ROR | Internal | Summer | B8 | 500 | 773 | 0 | 37.78 | 37.84 | 2 | 0
2020 | MISO_W_2_PJM_ROR | MISO_W | PJM_ROR | Internal | Summer | B9 | 800 | 773 | 0 | 37.34 | 37.19 | 2 | 0
2020 | MISO_W_2_PJM_ROR | MISO_W | PJM_ROR | Internal | Summer | B10 | 1262 | 773 | 0 | 36 | 35.11 | 2 | 0
2020 | MISO_W_2_PJM_ROR | MISO_W | PJM_ROR | Internal | Winter | B16 | 25 | 773 | 0.34 | 52.79 | 54.78 | 2 | 0
2020 | MISO_W_2_PJM_ROR | MISO_W | PJM_ROR | Internal | Winter | B17 | 100 | 773 | 769.15 | 45.31 | 47.31 | 2 | 0
2020 | MISO_W_2_PJM_ROR | MISO_W | PJM_ROR | Internal | Winter | B18 | 400 | 773 | 0 | 41.85 | 43.82 | 2 | 0
2020 | MISO_W_2_PJM_ROR | MISO_W | PJM_ROR | Internal | Winter | B19 | 700 | 773 | 0 | 41.57 | 41.74 | 2 | 0
2020 | MISO_W_2_PJM_ROR | MISO_W | PJM_ROR | Internal | Winter | B20 | 935 | 773 | 0 | 37.83 | 37.19 | 2 | 0
2020 | MISO_W_2_SPP_N | MISO_W | SPP_N | Internal | Shoulder | B11 | 25 | 3200 | 178.7 | 55.26 | 62.26 | 7 | 0
2020 | MISO_W_2_SPP_N | MISO_W | SPP_N | Internal | Shoulder | B12 | 200 | 3200 | 0 | 44.97 | 42.03 | 7 | 0
2020 | MISO_W_2_SPP_N | MISO_W | SPP_N | Internal | Shoulder | B13 | 600 | 3200 | 0 | 41.85 | 41.94 | 7 | 0
2020 | MISO_W_2_SPP_N | MISO_W | SPP_N | Internal | Shoulder | B14 | 900 | 3200 | 0 | 39.48 | 40.57 | 7 | 0
2020 | MISO_W_2_SPP_N | MISO_W | SPP_N | Internal | Shoulder | B15 | 1203 | 3200 | 0 | 38.8 | 40.19 | 7 | 0
2020 | MISO_W_2_SPP_N | MISO_W | SPP_N | Internal | Summer | B1 | 10 | 3200 | 0 | 63.92 | 66.03 | 7 | 0
2020 | MISO_W_2_SPP_N | MISO_W | SPP_N | Internal | Summer | B2 | 25 | 3200 | 0 | 63.54 | 66.03 | 7 | 0
2020 | MISO_W_2_SPP_N | MISO_W | SPP_N | Internal | Summer | B3 | 75 | 3200 | 0 | 63.28 | 66.03 | 7 | 0
2020 | MISO_W_2_SPP_N | MISO_W | SPP_N | Internal | Summer | B4 | 100 | 3200 | 0 | 62.58 | 63.3 | 7 | 0
2020 | MISO_W_2_SPP_N | MISO_W | SPP_N | Internal | Summer | B5 | 200 | 3200 | 0 | 54.74 | 60.09 | 7 | 0
2020 | MISO_W_2_SPP_N | MISO_W | SPP_N | Internal | Summer | B6 | 300 | 3200 | 1313.08 | 47.22 | 54.22 | 7 | 0
2020 | MISO_W_2_SPP_N | MISO_W | SPP_N | Internal | Summer | B7 | 400 | 3200 | 7.27 | 39.71 | 46.71 | 7 | 0
2020 | MISO_W_2_SPP_N | MISO_W | SPP_N | Internal | Summer | B8 | 500 | 3200 | 0 | 37.78 | 40.6 | 7 | 0
2020 | MISO_W_2_SPP_N | MISO_W | SPP_N | Internal | Summer | B9 | 800 | 3200 | 0 | 37.34 | 39.8 | 7 | 0
2020 | MISO_W_2_SPP_N | MISO_W | SPP_N | Internal | Summer | B10 | 1262 | 3200 | 0 | 36 | 37.39 | 7 | 0
2020 | MISO_W_2_SPP_N | MISO_W | SPP_N | Internal | Winter | B16 | 25 | 3200 | 0 | 52.79 | 55.47 | 7 | 0
2020 | MISO_W_2_SPP_N | MISO_W | SPP_N | Internal | Winter | B17 | 100 | 3200 | 0 | 45.31 | 44.34 | 7 | 0
2020 | MISO_W_2_SPP_N | MISO_W | SPP_N | Internal | Winter | B18 | 400 | 3200 | 0 | 41.85 | 42.83 | 7 | 0
2020 | MISO_W_2_SPP_N | MISO_W | SPP_N | Internal | Winter | B19 | 700 | 3200 | 0 | 41.57 | 42.83 | 7 | 0
2020 | MISO_W_2_SPP_N | MISO_W | SPP_N | Internal | Winter | B20 | 935 | 3200 | 0 | 37.83 | 41.87 | 7 | 0
2020 | MISO_WUMS_2_MISO_MI | MISO_WUMS | MISO_MI | Internal | Shoulder | B11 | 25 | 99 | 0.37 | 54.09 | 54.09 | 0.01 | 0
2020 | MISO_WUMS_2_MISO_MI | MISO_WUMS | MISO_MI | Internal | Shoulder | B12 | 200 | 99 | 99 | 44.47 | 45 | 0.01 | 0.52
2020 | MISO_WUMS_2_MISO_MI | MISO_WUMS | MISO_MI | Internal | Shoulder | B13 | 600 | 99 | 98.99 | 41.83 | 41.88 | 0.01 | 0.04
2020 | MISO_WUMS_2_MISO_MI | MISO_WUMS | MISO_MI | Internal | Shoulder | B14 | 900 | 99 | 98.99 | 39.47 | 39.5 | 0.01 | 0.01
2020 | MISO_WUMS_2_MISO_MI | MISO_WUMS | MISO_MI | Internal | Shoulder | B15 | 1203 | 99 | 99 | 36.91 | 38.79 | 0.01 | 1.87
2020 | MISO_WUMS_2_MISO_MI | MISO_WUMS | MISO_MI | Internal | Summer | B1 | 10 | 99 | 99 | 59.88 | 63.92 | 0.01 | 4.03
2020 | MISO_WUMS_2_MISO_MI | MISO_WUMS | MISO_MI | Internal | Summer | B2 | 25 | 99 | 99 | 59.88 | 63.53 | 0.01 | 3.64
2020 | MISO_WUMS_2_MISO_MI | MISO_WUMS | MISO_MI | Internal | Summer | B3 | 75 | 99 | 99 | 59.88 | 61.12 | 0.01 | 1.23
2020 | MISO_WUMS_2_MISO_MI | MISO_WUMS | MISO_MI | Internal | Summer | B4 | 100 | 99 | 0 | 59.78 | 58.16 | 0.01 | 0
2020 | MISO_WUMS_2_MISO_MI | MISO_WUMS | MISO_MI | Internal | Summer | B5 | 200 | 99 | 90.91 | 54.69 | 54.71 | 0.01 | 0
2020 | MISO_WUMS_2_MISO_MI | MISO_WUMS | MISO_MI | Internal | Summer | B6 | 300 | 99 | 99 | 43.22 | 46.2 | 0.01 | 2.96
2020 | MISO_WUMS_2_MISO_MI | MISO_WUMS | MISO_MI | Internal | Summer | B7 | 400 | 99 | 99 | 38.66 | 39.72 | 0.01 | 1.04
2020 | MISO_WUMS_2_MISO_MI | MISO_WUMS | MISO_MI | Internal | Summer | B8 | 500 | 99 | 98.99 | 37.77 | 37.82 | 0.01 | 0.04
2020 | MISO_WUMS_2_MISO_MI | MISO_WUMS | MISO_MI | Internal | Summer | B9 | 800 | 99 | 99 | 36.32 | 37.38 | 0.01 | 1.04
2020 | MISO_WUMS_2_MISO_MI | MISO_WUMS | MISO_MI | Internal | Summer | B10 | 1262 | 99 | 99 | 35.66 | 36.03 | 0.01 | 0.36
2020 | MISO_WUMS_2_MISO_MI | MISO_WUMS | MISO_MI | Internal | Winter | B16 | 25 | 99 | 98.67 | 52.78 | 52.8 | 0.01 | 0.01
2020 | MISO_WUMS_2_MISO_MI | MISO_WUMS | MISO_MI | Internal | Winter | B17 | 100 | 99 | 98.93 | 45.31 | 45.34 | 0.01 | 0.01
2020 | MISO_WUMS_2_MISO_MI | MISO_WUMS | MISO_MI | Internal | Winter | B18 | 400 | 99 | 98.98 | 41.83 | 41.86 | 0.01 | 0.01
2020 | MISO_WUMS_2_MISO_MI | MISO_WUMS | MISO_MI | Internal | Winter | B19 | 700 | 99 | 0 | 41.56 | 41.29 | 0.01 | 0
2020 | MISO_WUMS_2_MISO_MI | MISO_WUMS | MISO_MI | Internal | Winter | B20 | 935 | 99 | 0 | 37.84 | 37.82 | 0.01 | 0
2020 | MISO_WUMS_2_MISO_W | MISO_WUMS | MISO_W | Internal | Shoulder | B11 | 25 | 1137 | 1137 | 54.09 | 55.26 | 0.01 | 1.15
2020 | MISO_WUMS_2_MISO_W | MISO_WUMS | MISO_W | Internal | Shoulder | B12 | 200 | 1137 | 1137 | 44.47 | 44.97 | 0.01 | 0.48
2020 | MISO_WUMS_2_MISO_W | MISO_WUMS | MISO_W | Internal | Shoulder | B13 | 600 | 1137 | 961.32 | 41.83 | 41.85 | 0.01 | 0
2020 | MISO_WUMS_2_MISO_W | MISO_WUMS | MISO_W | Internal | Shoulder | B14 | 900 | 1137 | 1018 | 39.47 | 39.48 | 0.01 | 0
2020 | MISO_WUMS_2_MISO_W | MISO_WUMS | MISO_W | Internal | Shoulder | B15 | 1203 | 1137 | 1137 | 36.91 | 38.8 | 0.01 | 1.88
2020 | MISO_WUMS_2_MISO_W | MISO_WUMS | MISO_W | Internal | Summer | B1 | 10 | 1137 | 1137 | 59.88 | 63.92 | 0.01 | 4.03
2020 | MISO_WUMS_2_MISO_W | MISO_WUMS | MISO_W | Internal | Summer | B2 | 25 | 1137 | 1137 | 59.88 | 63.54 | 0.01 | 3.65
2020 | MISO_WUMS_2_MISO_W | MISO_WUMS | MISO_W | Internal | Summer | B3 | 75 | 1137 | 1137 | 59.88 | 63.28 | 0.01 | 3.39
2020 | MISO_WUMS_2_MISO_W | MISO_WUMS | MISO_W | Internal | Summer | B4 | 100 | 1137 | 1137 | 59.78 | 62.58 | 0.01 | 2.79
2020 | MISO_WUMS_2_MISO_W | MISO_WUMS | MISO_W | Internal | Summer | B5 | 200 | 1137 | 1136.99 | 54.69 | 54.74 | 0.01 | 0.04
2020 | MISO_WUMS_2_MISO_W | MISO_WUMS | MISO_W | Internal | Summer | B6 | 300 | 1137 | 1137 | 43.22 | 47.22 | 0.01 | 3.99
2020 | MISO_WUMS_2_MISO_W | MISO_WUMS | MISO_W | Internal | Summer | B7 | 400 | 1137 | 1137 | 38.66 | 39.71 | 0.01 | 1.03
2020 | MISO_WUMS_2_MISO_W | MISO_WUMS | MISO_W | Internal | Summer | B8 | 500 | 1137 | 646.48 | 37.77 | 37.78 | 0.01 | 0
2020 | MISO_WUMS_2_MISO_W | MISO_WUMS | MISO_W | Internal | Summer | B9 | 800 | 1137 | 1137 | 36.32 | 37.34 | 0.01 | 1.01
2020 | MISO_WUMS_2_MISO_W | MISO_WUMS | MISO_W | Internal | Summer | B10 | 1262 | 1137 | 1137 | 35.66 | 36 | 0.01 | 0.33
2020 | MISO_WUMS_2_MISO_W | MISO_WUMS | MISO_W | Internal | Winter | B16 | 25 | 1137 | 159.88 | 52.78 | 52.79 | 0.01 | 0
2020 | MISO_WUMS_2_MISO_W | MISO_WUMS | MISO_W | Internal | Winter | B17 | 100 | 1137 | 0.09 | 45.31 | 45.31 | 0.01 | 0
2020 | MISO_WUMS_2_MISO_W | MISO_WUMS | MISO_W | Internal | Winter | B18 | 400 | 1137 | 865.13 | 41.83 | 41.85 | 0.01 | 0
2020 | MISO_WUMS_2_MISO_W | MISO_WUMS | MISO_W | Internal | Winter | B19 | 700 | 1137 | 555.77 | 41.56 | 41.57 | 0.01 | 0
2020 | MISO_WUMS_2_MISO_W | MISO_WUMS | MISO_W | Internal | Winter | B20 | 935 | 1137 | 0 | 37.84 | 37.83 | 0.01 | 0
2020 | MISO_WUMS_2_PJM_ROR | MISO_WUMS | PJM_ROR | Internal | Shoulder | B11 | 25 | 1600 | 0 | 54.09 | 52.09 | 2 | 0
2020 | MISO_WUMS_2_PJM_ROR | MISO_WUMS | PJM_ROR | Internal | Shoulder | B12 | 200 | 1600 | 0 | 44.47 | 43.6 | 2 | 0
2020 | MISO_WUMS_2_PJM_ROR | MISO_WUMS | PJM_ROR | Internal | Shoulder | B13 | 600 | 1600 | 0 | 41.83 | 42.76 | 2 | 0
2020 | MISO_WUMS_2_PJM_ROR | MISO_WUMS | PJM_ROR | Internal | Shoulder | B14 | 900 | 1600 | 0 | 39.47 | 40.06 | 2 | 0
2020 | MISO_WUMS_2_PJM_ROR | MISO_WUMS | PJM_ROR | Internal | Shoulder | B15 | 1203 | 1600 | 0 | 36.91 | 37.1 | 2 | 0
2020 | MISO_WUMS_2_PJM_ROR | MISO_WUMS | PJM_ROR | Internal | Summer | B1 | 10 | 1600 | 1600 | 59.88 | 65.92 | 2 | 4.04
2020 | MISO_WUMS_2_PJM_ROR | MISO_WUMS | PJM_ROR | Internal | Summer | B2 | 25 | 1600 | 0.9 | 59.88 | 61.87 | 2 | 0
2020 | MISO_WUMS_2_PJM_ROR | MISO_WUMS | PJM_ROR | Internal | Summer | B3 | 75 | 1600 | 0 | 59.88 | 61.28 | 2 | 0
2020 | MISO_WUMS_2_PJM_ROR | MISO_WUMS | PJM_ROR | Internal | Summer | B4 | 100 | 1600 | 0 | 59.78 | 57.78 | 2 | 0
2020 | MISO_WUMS_2_PJM_ROR | MISO_WUMS | PJM_ROR | Internal | Summer | B5 | 200 | 1600 | 0 | 54.69 | 52.73 | 2 | 0
2020 | MISO_WUMS_2_PJM_ROR | MISO_WUMS | PJM_ROR | Internal | Summer | B6 | 300 | 1600 | 482.64 | 43.22 | 45.22 | 2 | 0
2020 | MISO_WUMS_2_PJM_ROR | MISO_WUMS | PJM_ROR | Internal | Summer | B7 | 400 | 1600 | 51.41 | 38.66 | 40.66 | 2 | 0
2020 | MISO_WUMS_2_PJM_ROR | MISO_WUMS | PJM_ROR | Internal | Summer | B8 | 500 | 1600 | 0 | 37.77 | 37.84 | 2 | 0
2020 | MISO_WUMS_2_PJM_ROR | MISO_WUMS | PJM_ROR | Internal | Summer | B9 | 800 | 1600 | 0 | 36.32 | 37.19 | 2 | 0
2020 | MISO_WUMS_2_PJM_ROR | MISO_WUMS | PJM_ROR | Internal | Summer | B10 | 1262 | 1600 | 0 | 35.66 | 35.11 | 2 | 0
2020 | MISO_WUMS_2_PJM_ROR | MISO_WUMS | PJM_ROR | Internal | Winter | B16 | 25 | 1600 | 265.2 | 52.78 | 54.78 | 2 | 0
2020 | MISO_WUMS_2_PJM_ROR | MISO_WUMS | PJM_ROR | Internal | Winter | B17 | 100 | 1600 | 744.24 | 45.31 | 47.31 | 2 | 0
2020 | MISO_WUMS_2_PJM_ROR | MISO_WUMS | PJM_ROR | Internal | Winter | B18 | 400 | 1600 | 0.02 | 41.83 | 43.82 | 2 | 0
2020 | MISO_WUMS_2_PJM_ROR | MISO_WUMS | PJM_ROR | Internal | Winter | B19 | 700 | 1600 | 0 | 41.56 | 41.74 | 2 | 0
2020 | MISO_WUMS_2_PJM_ROR | MISO_WUMS | PJM_ROR | Internal | Winter | B20 | 935 | 1600 | 0 | 37.84 | 37.19 | 2 | 0
2020 | NE_2_MAPP_US | NE | MAPP_US | Internal | Shoulder | B11 | 25 | 1600 | 0 | 56.17 | 49.17 | 5 | 0
2020 | NE_2_MAPP_US | NE | MAPP_US | Internal | Shoulder | B12 | 200 | 1600 | 0 | 42.02 | 37.97 | 5 | 0
2020 | NE_2_MAPP_US | NE | MAPP_US | Internal | Shoulder | B13 | 600 | 1600 | 0 | 41.93 | 35.61 | 5 | 0
2020 | NE_2_MAPP_US | NE | MAPP_US | Internal | Shoulder | B14 | 900 | 1600 | 0 | 40.56 | 35.61 | 5 | 0
2020 | NE_2_MAPP_US | NE | MAPP_US | Internal | Shoulder | B15 | 1203 | 1600 | 0 | 40.17 | 35.61 | 5 | 0
2020 | NE_2_MAPP_US | NE | MAPP_US | Internal | Summer | B1 | 10 | 1600 | 0 | 64.47 | 57.47 | 5 | 0
2020 | NE_2_MAPP_US | NE | MAPP_US | Internal | Summer | B2 | 25 | 1600 | 0 | 64.47 | 57.47 | 5 | 0
2020 | NE_2_MAPP_US | NE | MAPP_US | Internal | Summer | B3 | 75 | 1600 | 0 | 64.47 | 57.47 | 5 | 0
2020 | NE_2_MAPP_US | NE | MAPP_US | Internal | Summer | B4 | 100 | 1600 | 0 | 63.29 | 56.29 | 5 | 0
2020 | NE_2_MAPP_US | NE | MAPP_US | Internal | Summer | B5 | 200 | 1600 | 0 | 60.08 | 53.08 | 5 | 0
2020 | NE_2_MAPP_US | NE | MAPP_US | Internal | Summer | B6 | 300 | 1600 | 0 | 54.21 | 47.21 | 5 | 0
2020 | NE_2_MAPP_US | NE | MAPP_US | Internal | Summer | B7 | 400 | 1600 | 0 | 44.25 | 37.25 | 5 | 0
2020 | NE_2_MAPP_US | NE | MAPP_US | Internal | Summer | B8 | 500 | 1600 | 0 | 39.79 | 32.79 | 5 | 0
2020 | NE_2_MAPP_US | NE | MAPP_US | Internal | Summer | B9 | 800 | 1600 | 0 | 39.79 | 32.79 | 5 | 0
2020 | NE_2_MAPP_US | NE | MAPP_US | Internal | Summer | B10 | 1262 | 1600 | 0 | 36.73 | 29.73 | 5 | 0
2020 | NE_2_MAPP_US | NE | MAPP_US | Internal | Winter | B16 | 25 | 1600 | 0 | 52.79 | 45.79 | 5 | 0
2020 | NE_2_MAPP_US | NE | MAPP_US | Internal | Winter | B17 | 100 | 1600 | 0 | 44.32 | 38.31 | 5 | 0
2020 | NE_2_MAPP_US | NE | MAPP_US | Internal | Winter | B18 | 400 | 1600 | 0 | 42.82 | 36.32 | 5 | 0
2020 | NE_2_MAPP_US | NE | MAPP_US | Internal | Winter | B19 | 700 | 1600 | 0 | 42.82 | 36.32 | 5 | 0
2020 | NE_2_MAPP_US | NE | MAPP_US | Internal | Winter | B20 | 935 | 1600 | 0 | 41.86 | 34.86 | 5 | 0
2020 | NE_2_MISO_W | NE | MISO_W | Internal | Shoulder | B11 | 25 | 1600 | 0 | 56.17 | 55.26 | 5 | 0
2020 | NE_2_MISO_W | NE | MISO_W | Internal | Shoulder | B12 | 200 | 1600 | 0 | 42.02 | 44.97 | 5 | 0
2020 | NE_2_MISO_W | NE | MISO_W | Internal | Shoulder | B13 | 600 | 1600 | 0 | 41.93 | 41.85 | 5 | 0
2020 | NE_2_MISO_W | NE | MISO_W | Internal | Shoulder | B14 | 900 | 1600 | 0 | 40.56 | 39.48 | 5 | 0
2020 | NE_2_MISO_W | NE | MISO_W | Internal | Shoulder | B15 | 1203 | 1600 | 0 | 40.17 | 38.8 | 5 | 0
2020 | NE_2_MISO_W | NE | MISO_W | Internal | Summer | B1 | 10 | 1600 | 0 | 64.47 | 63.92 | 5 | 0
2020 | NE_2_MISO_W | NE | MISO_W | Internal | Summer | B2 | 25 | 1600 | 0 | 64.47 | 63.54 | 5 | 0
2020 | NE_2_MISO_W | NE | MISO_W | Internal | Summer | B3 | 75 | 1600 | 0 | 64.47 | 63.28 | 5 | 0
2020 | NE_2_MISO_W | NE | MISO_W | Internal | Summer | B4 | 100 | 1600 | 0 | 63.29 | 62.58 | 5 | 0
2020 | NE_2_MISO_W | NE | MISO_W | Internal | Summer | B5 | 200 | 1600 | 0 | 60.08 | 54.74 | 5 | 0
2020 | NE_2_MISO_W | NE | MISO_W | Internal | Summer | B6 | 300 | 1600 | 0 | 54.21 | 47.22 | 5 | 0
2020 | NE_2_MISO_W | NE | MISO_W | Internal | Summer | B7 | 400 | 1600 | 0 | 44.25 | 39.71 | 5 | 0
2020 | NE_2_MISO_W | NE | MISO_W | Internal | Summer | B8 | 500 | 1600 | 0 | 39.79 | 37.78 | 5 | 0
2020 | NE_2_MISO_W | NE | MISO_W | Internal | Summer | B9 | 800 | 1600 | 0 | 39.79 | 37.34 | 5 | 0
2020 | NE_2_MISO_W | NE | MISO_W | Internal | Summer | B10 | 1262 | 1600 | 0 | 36.73 | 36 | 5 | 0
2020 | NE_2_MISO_W | NE | MISO_W | Internal | Winter | B16 | 25 | 1600 | 0 | 52.79 | 52.79 | 5 | 0
2020 | NE_2_MISO_W | NE | MISO_W | Internal | Winter | B17 | 100 | 1600 | 0 | 44.32 | 45.31 | 5 | 0
2020 | NE_2_MISO_W | NE | MISO_W | Internal | Winter | B18 | 400 | 1600 | 0 | 42.82 | 41.85 | 5 | 0
2020 | NE_2_MISO_W | NE | MISO_W | Internal | Winter | B19 | 700 | 1600 | 0 | 42.82 | 41.57 | 5 | 0
2020 | NE_2_MISO_W | NE | MISO_W | Internal | Winter | B20 | 935 | 1600 | 0 | 41.86 | 37.83 | 5 | 0
2020 | NE_2_SPP_N | NE | SPP_N | Internal | Shoulder | B11 | 25 | 1800 | 1800 | 56.17 | 62.26 | 0.01 | 6.08
2020 | NE_2_SPP_N | NE | SPP_N | Internal | Shoulder | B12 | 200 | 1800 | 258.45 | 42.02 | 42.03 | 0.01 | 0
2020 | NE_2_SPP_N | NE | SPP_N | Internal | Shoulder | B13 | 600 | 1800 | 69.11 | 41.93 | 41.94 | 0.01 | 0
2020 | NE_2_SPP_N | NE | SPP_N | Internal | Shoulder | B14 | 900 | 1800 | 298.61 | 40.56 | 40.57 | 0.01 | 0
2020 | NE_2_SPP_N | NE | SPP_N | Internal | Shoulder | B15 | 1203 | 1800 | 724.98 | 40.17 | 40.19 | 0.01 | 0
2020 | NE_2_SPP_N | NE | SPP_N | Internal | Summer | B1 | 10 | 1800 | 1799.99 | 64.47 | 66.03 | 0.01 | 1.55
2020 | NE_2_SPP_N | NE | SPP_N | Internal | Summer | B2 | 25 | 1800 | 1800 | 64.47 | 66.03 | 0.01 | 1.55
2020 | NE_2_SPP_N | NE | SPP_N | Internal | Summer | B3 | 75 | 1800 | 1800 | 64.47 | 66.03 | 0.01 | 1.55
2020 | NE_2_SPP_N | NE | SPP_N | Internal | Summer | B4 | 100 | 1800 | 1395.42 | 63.29 | 63.3 | 0.01 | 0
2020 | NE_2_SPP_N | NE | SPP_N | Internal | Summer | B5 | 200 | 1800 | 1075.37 | 60.08 | 60.09 | 0.01 | 0
2020 | NE_2_SPP_N | NE | SPP_N | Internal | Summer | B6 | 300 | 1800 | 1709.07 | 54.21 | 54.22 | 0.01 | 0
2020 | NE_2_SPP_N | NE | SPP_N | Internal | Summer | B7 | 400 | 1800 | 1800 | 44.25 | 46.71 | 0.01 | 2.44
2020 | NE_2_SPP_N | NE | SPP_N | Internal | Summer | B8 | 500 | 1800 | 1800 | 39.79 | 40.6 | 0.01 | 0.8
2020 | NE_2_SPP_N | NE | SPP_N | Internal | Summer | B9 | 800 | 1800 | 1483.38 | 39.79 | 39.8 | 0.01 | 0
2020 | NE_2_SPP_N | NE | SPP_N | Internal | Summer | B10 | 1262 | 1800 | 1800 | 36.73 | 37.39 | 0.01 | 0.64
2020 | NE_2_SPP_N | NE | SPP_N | Internal | Winter | B16 | 25 | 1800 | 1800 | 52.79 | 55.47 | 0.01 | 2.67
2020 | NE_2_SPP_N | NE | SPP_N | Internal | Winter | B17 | 100 | 1800 | 1138.27 | 44.32 | 44.34 | 0.01 | 0
2020 | NE_2_SPP_N | NE | SPP_N | Internal | Winter | B18 | 400 | 1800 | 1210.55 | 42.82 | 42.83 | 0.01 | 0
2020 | NE_2_SPP_N | NE | SPP_N | Internal | Winter | B19 | 700 | 1800 | 1266.84 | 42.82 | 42.83 | 0.01 | 0
2020 | NE_2_SPP_N | NE | SPP_N | Internal | Winter | B20 | 935 | 1800 | 1765.25 | 41.86 | 41.87 | 0.01 | 0
2020 | NEISO_2_NYISO_A-F | NEISO | NYISO_A-F | Internal | Shoulder | B11 | 25 | 600 | 58.8 | 37.67 | 40.67 | 3 | 0
2020 | NEISO_2_NYISO_A-F | NEISO | NYISO_A-F | Internal | Shoulder | B12 | 200 | 600 | 0 | 37.67 | 39.85 | 3 | 0
2020 | NEISO_2_NYISO_A-F | NEISO | NYISO_A-F | Internal | Shoulder | B13 | 600 | 600 | 0 | 37.67 | 39.85 | 3 | 0
2020 | NEISO_2_NYISO_A-F | NEISO | NYISO_A-F | Internal | Shoulder | B14 | 900 | 600 | 0 | 37.67 | 39.5 | 3 | 0
2020 | NEISO_2_NYISO_A-F | NEISO | NYISO_A-F | Internal | Shoulder | B15 | 1203 | 600 | 0 | 37.67 | 39.5 | 3 | 0
2020 | NEISO_2_NYISO_A-F | NEISO | NYISO_A-F | Internal | Summer | B1 | 10 | 600 | 0 | 68.94 | 57.93 | 3 | 0
2020 | NEISO_2_NYISO_A-F | NEISO | NYISO_A-F | Internal | Summer | B2 | 25 | 600 | 0 | 54.83 | 53.89 | 3 | 0
2020 | NEISO_2_NYISO_A-F | NEISO | NYISO_A-F | Internal | Summer | B3 | 75 | 600 | 600 | 48.9 | 52.89 | 3 | 0.98
2020 | NEISO_2_NYISO_A-F | NEISO | NYISO_A-F | Internal | Summer | B4 | 100 | 600 | 600 | 38.67 | 45.81 | 3 | 4.15
2020 | NEISO_2_NYISO_A-F | NEISO | NYISO_A-F | Internal | Summer | B5 | 200 | 600 | 600 | 38.32 | 44.74 | 3 | 3.42
2020 | NEISO_2_NYISO_A-F | NEISO | NYISO_A-F | Internal | Summer | B6 | 300 | 600 | 600 | 34.9 | 42.31 | 3 | 4.41
2020 | NEISO_2_NYISO_A-F | NEISO | NYISO_A-F | Internal | Summer | B7 | 400 | 600 | 600 | 34.9 | 39.72 | 3 | 1.82
2020 | NEISO_2_NYISO_A-F | NEISO | NYISO_A-F | Internal | Summer | B8 | 500 | 600 | 600 | 34.9 | 38.6 | 3 | 0.71
2020 | NEISO_2_NYISO_A-F | NEISO | NYISO_A-F | Internal | Summer | B9 | 800 | 600 | 0.01 | 34.9 | 37.89 | 3 | 0
2020 | NEISO_2_NYISO_A-F | NEISO | NYISO_A-F | Internal | Summer | B10 | 1262 | 600 | 0 | 34.9 | 37.89 | 3 | 0
2020 | NEISO_2_NYISO_A-F | NEISO | NYISO_A-F | Internal | Winter | B16 | 25 | 600 | 0 | 46.27 | 46.26 | 3 | 0
2020 | NEISO_2_NYISO_A-F | NEISO | NYISO_A-F | Internal | Winter | B17 | 100 | 600 | 0 | 46.27 | 43.27 | 3 | 0
2020 | NEISO_2_NYISO_A-F | NEISO | NYISO_A-F | Internal | Winter | B18 | 400 | 600 | 0 | 46.27 | 42.19 | 3 | 0
2020 | NEISO_2_NYISO_A-F | NEISO | NYISO_A-F | Internal | Winter | B19 | 700 | 600 | 0 | 46.27 | 42.19 | 3 | 0
2020 | NEISO_2_NYISO_A-F | NEISO | NYISO_A-F | Internal | Winter | B20 | 935 | 600 | 0 | 46.27 | 42.19 | 3 | 0
2020 | NEISO_2_NYISO_G-I | NEISO | NYISO_G-I | Internal | Shoulder | B11 | 25 | 600 | 600 | 37.67 | 53.27 | 3 | 12.6
2020 | NEISO_2_NYISO_G-I | NEISO | NYISO_G-I | Internal | Shoulder | B12 | 200 | 600 | 525.79 | 37.67 | 40.67 | 3 | 0
2020 | NEISO_2_NYISO_G-I | NEISO | NYISO_G-I | Internal | Shoulder | B13 | 600 | 600 | 87.21 | 37.67 | 40.67 | 3 | 0
2020 | NEISO_2_NYISO_G-I | NEISO | NYISO_G-I | Internal | Shoulder | B14 | 900 | 600 | 0 | 37.67 | 40.08 | 3 | 0
2020 | NEISO_2_NYISO_G-I | NEISO | NYISO_G-I | Internal | Shoulder | B15 | 1203 | 600 | 0 | 37.67 | 39.51 | 3 | 0
2020 | NEISO_2_NYISO_G-I | NEISO | NYISO_G-I | Internal | Summer | B1 | 10 | 600 | 0.91 | 68.94 | 71.93 | 3 | 0
2020 | NEISO_2_NYISO_G-I | NEISO | NYISO_G-I | Internal | Summer | B2 | 25 | 600 | 0 | 54.83 | 53.9 | 3 | 0
2020 | NEISO_2_NYISO_G-I | NEISO | NYISO_G-I | Internal | Summer | B3 | 75 | 600 | 600 | 48.9 | 52.9 | 3 | 1
2020 | NEISO_2_NYISO_G-I | NEISO | NYISO_G-I | Internal | Summer | B4 | 100 | 600 | 600 | 38.67 | 49.17 | 3 | 7.5
2020 | NEISO_2_NYISO_G-I | NEISO | NYISO_G-I | Internal | Summer | B5 | 200 | 600 | 600 | 38.32 | 49.17 | 3 | 7.85
2020 | NEISO_2_NYISO_G-I | NEISO | NYISO_G-I | Internal | Summer | B6 | 300 | 600 | 600 | 34.9 | 49.17 | 3 | 11.27
2020 | NEISO_2_NYISO_G-I | NEISO | NYISO_G-I | Internal | Summer | B7 | 400 | 600 | 600 | 34.9 | 49.17 | 3 | 11.27
2020 | NEISO_2_NYISO_G-I | NEISO | NYISO_G-I | Internal | Summer | B8 | 500 | 600 | 600 | 34.9 | 39.29 | 3 | 1.39
2020 | NEISO_2_NYISO_G-I | NEISO | NYISO_G-I | Internal | Summer | B9 | 800 | 600 | 437.41 | 34.9 | 37.9 | 3 | 0
2020 | NEISO_2_NYISO_G-I | NEISO | NYISO_G-I | Internal | Summer | B10 | 1262 | 600 | 318.71 | 34.9 | 37.9 | 3 | 0
2020 | NEISO_2_NYISO_G-I | NEISO | NYISO_G-I | Internal | Winter | B16 | 25 | 600 | 600 | 46.27 | 64.34 | 3 | 15.07
2020 | NEISO_2_NYISO_G-I | NEISO | NYISO_G-I | Internal | Winter | B17 | 100 | 600 | 600 | 46.27 | 53.32 | 3 | 4.05
2020 | NEISO_2_NYISO_G-I | NEISO | NYISO_G-I | Internal | Winter | B18 | 400 | 600 | 600 | 46.27 | 50.78 | 3 | 1.51
2020 | NEISO_2_NYISO_G-I | NEISO | NYISO_G-I | Internal | Winter | B19 | 700 | 600 | 363.11 | 46.27 | 49.27 | 3 | 0
2020 | NEISO_2_NYISO_G-I | NEISO | NYISO_G-I | Internal | Winter | B20 | 935 | 600 | 0 | 46.27 | 47.35 | 3 | 0
2020 | NEISO_2_NYISO_J-K | NEISO | NYISO_J-K | Internal | Shoulder | B11 | 25 | 430 | 430 | 37.67 | 53.28 | 3 | 12.61
2020 | NEISO_2_NYISO_J-K | NEISO | NYISO_J-K | Internal | Shoulder | B12 | 200 | 430 | 429.96 | 37.67 | 40.68 | 3 | 0.01
2020 | NEISO_2_NYISO_J-K | NEISO | NYISO_J-K | Internal | Shoulder | B13 | 600 | 430 | 429.98 | 37.67 | 40.68 | 3 | 0.01
2020 | NEISO_2_NYISO_J-K | NEISO | NYISO_J-K | Internal | Shoulder | B14 | 900 | 430 | 0 | 37.67 | 40.09 | 3 | 0
2020 | NEISO_2_NYISO_J-K | NEISO | NYISO_J-K | Internal | Shoulder | B15 | 1203 | 430 | 0 | 37.67 | 39.52 | 3 | 0
2020 | NEISO_2_NYISO_J-K | NEISO | NYISO_J-K | Internal | Summer | B1 | 10 | 430 | 360.94 | 68.94 | 71.94 | 3 | 0
2020 | NEISO_2_NYISO_J-K | NEISO | NYISO_J-K | Internal | Summer | B2 | 25 | 430 | 0 | 54.83 | 53.91 | 3 | 0
2020 | NEISO_2_NYISO_J-K | NEISO | NYISO_J-K | Internal | Summer | B3 | 75 | 430 | 430 | 48.9 | 52.91 | 3 | 1.01
2020 | NEISO_2_NYISO_J-K | NEISO | NYISO_J-K | Internal | Summer | B4 | 100 | 430 | 430 | 38.67 | 49.18 | 3 | 7.52
2020 | NEISO_2_NYISO_J-K | NEISO | NYISO_J-K | Internal | Summer | B5 | 200 | 430 | 430 | 38.32 | 49.18 | 3 | 7.86
2020 | NEISO_2_NYISO_J-K | NEISO | NYISO_J-K | Internal | Summer | B6 | 300 | 430 | 430 | 34.9 | 49.18 | 3 | 11.28
2020 | NEISO_2_NYISO_J-K | NEISO | NYISO_J-K | Internal | Summer | B7 | 400 | 430 | 430 | 34.9 | 49.18 | 3 | 11.28
2020 | NEISO_2_NYISO_J-K | NEISO | NYISO_J-K | Internal | Summer | B8 | 500 | 430 | 430 | 34.9 | 39.3 | 3 | 1.41
2020 | NEISO_2_NYISO_J-K | NEISO | NYISO_J-K | Internal | Summer | B9 | 800 | 430 | 429.99 | 34.9 | 37.91 | 3 | 0.01
2020 | NEISO_2_NYISO_J-K | NEISO | NYISO_J-K | Internal | Summer | B10 | 1262 | 430 | 429.99 | 34.9 | 37.91 | 3 | 0.01
2020 | NEISO_2_NYISO_J-K | NEISO | NYISO_J-K | Internal | Winter | B16 | 25 | 430 | 430 | 46.27 | 64.35 | 3 | 15.08
2020 | NEISO_2_NYISO_J-K | NEISO | NYISO_J-K | Internal | Winter | B17 | 100 | 430 | 430 | 46.27 | 53.34 | 3 | 4.06
2020 | NEISO_2_NYISO_J-K | NEISO | NYISO_J-K | Internal | Winter | B18 | 400 | 430 | 430 | 46.27 | 50.79 | 3 | 1.52
2020 | NEISO_2_NYISO_J-K | NEISO | NYISO_J-K | Internal | Winter | B19 | 700 | 430 | 429.99 | 46.27 | 49.29 | 3 | 0.01
2020 | NEISO_2_NYISO_J-K | NEISO | NYISO_J-K | Internal | Winter | B20 | 935 | 430 | 0 | 46.27 | 47.36 | 3 | 0
2020 | NonRTO_Midwest_2_MISO_IN | NonRTO_Midwest | MISO_IN | Internal | Shoulder | B11 | 25 | 4450 | 0 | 63.23 | 55.23 | 8 | 0
2020 | NonRTO_Midwest_2_MISO_IN | NonRTO_Midwest | MISO_IN | Internal | Shoulder | B12 | 200 | 4450 | 0 | 52.99 | 44.99 | 8 | 0
2020 | NonRTO_Midwest_2_MISO_IN | NonRTO_Midwest | MISO_IN | Internal | Shoulder | B13 | 600 | 4450 | 0 | 48.53 | 41.87 | 8 | 0
2020 | NonRTO_Midwest_2_MISO_IN | NonRTO_Midwest | MISO_IN | Internal | Shoulder | B14 | 900 | 4450 | 0 | 43.26 | 39.48 | 8 | 0
2020 | NonRTO_Midwest_2_MISO_IN | NonRTO_Midwest | MISO_IN | Internal | Shoulder | B15 | 1203 | 4450 | 0 | 36.72 | 38.78 | 8 | 0
2020 | NonRTO_Midwest_2_MISO_IN | NonRTO_Midwest | MISO_IN | Internal | Summer | B1 | 10 | 4450 | 0 | 68.51 | 63.93 | 8 | 0
2020 | NonRTO_Midwest_2_MISO_IN | NonRTO_Midwest | MISO_IN | Internal | Summer | B2 | 25 | 4450 | 0 | 68.51 | 63.54 | 8 | 0
2020 | NonRTO_Midwest_2_MISO_IN | NonRTO_Midwest | MISO_IN | Internal | Summer | B3 | 75 | 4450 | 0 | 68.51 | 61.13 | 8 | 0
2020 | NonRTO_Midwest_2_MISO_IN | NonRTO_Midwest | MISO_IN | Internal | Summer | B4 | 100 | 4450 | 0 | 67.39 | 59.39 | 8 | 0
2020 | NonRTO_Midwest_2_MISO_IN | NonRTO_Midwest | MISO_IN | Internal | Summer | B5 | 200 | 4450 | 0 | 62.72 | 54.72 | 8 | 0
2020 | NonRTO_Midwest_2_MISO_IN | NonRTO_Midwest | MISO_IN | Internal | Summer | B6 | 300 | 4450 | 0 | 54.21 | 46.21 | 8 | 0
2020 | NonRTO_Midwest_2_MISO_IN | NonRTO_Midwest | MISO_IN | Internal | Summer | B7 | 400 | 4450 | 0 | 44.92 | 39.71 | 8 | 0
2020 | NonRTO_Midwest_2_MISO_IN | NonRTO_Midwest | MISO_IN | Internal | Summer | B8 | 500 | 4450 | 0 | 40.01 | 37.81 | 8 | 0
2020 | NonRTO_Midwest_2_MISO_IN | NonRTO_Midwest | MISO_IN | Internal | Summer | B9 | 800 | 4450 | 0 | 37.38 | 37.36 | 8 | 0
2020 | NonRTO_Midwest_2_MISO_IN | NonRTO_Midwest | MISO_IN | Internal | Summer | B10 | 1262 | 4450 | 0 | 35.7 | 36.02 | 8 | 0
2020 | NonRTO_Midwest_2_MISO_IN | NonRTO_Midwest | MISO_IN | Internal | Winter | B16 | 25 | 4450 | 0 | 60.81 | 52.81 | 8 | 0
2020 | NonRTO_Midwest_2_MISO_IN | NonRTO_Midwest | MISO_IN | Internal | Winter | B17 | 100 | 4450 | 0 | 53.32 | 45.32 | 8 | 0
2020 | NonRTO_Midwest_2_MISO_IN | NonRTO_Midwest | MISO_IN | Internal | Winter | B18 | 400 | 4450 | 0 | 49.85 | 41.85 | 8 | 0
2020 | NonRTO_Midwest_2_MISO_IN | NonRTO_Midwest | MISO_IN | Internal | Winter | B19 | 700 | 4450 | 0 | 43.7 | 41.27 | 8 | 0
2020 | NonRTO_Midwest_2_MISO_IN | NonRTO_Midwest | MISO_IN | Internal | Winter | B20 | 935 | 4450 | 0 | 36.78 | 37.81 | 8 | 0
2020 | NonRTO_Midwest_2_TVA_Transmission | NonRTO_Midwest | TVA_Transmission | Internal | Shoulder | B11 | 25 | 2400 | 0 | 63.23 | 58.06 | 8 | 0
2020 | NonRTO_Midwest_2_TVA_Transmission | NonRTO_Midwest | TVA_Transmission | Internal | Shoulder | B12 | 200 | 2400 | 0 | 52.99 | 46.72 | 8 | 0
2020 | NonRTO_Midwest_2_TVA_Transmission | NonRTO_Midwest | TVA_Transmission | Internal | Shoulder | B13 | 600 | 2400 | 0 | 48.53 | 45.06 | 8 | 0
2020 | NonRTO_Midwest_2_TVA_Transmission | NonRTO_Midwest | TVA_Transmission | Internal | Shoulder | B14 | 900 | 2400 | 0 | 43.26 | 43.95 | 8 | 0
2020 | NonRTO_Midwest_2_TVA_Transmission | NonRTO_Midwest | TVA_Transmission | Internal | Shoulder | B15 | 1203 | 2400 | 0 | 36.72 | 42.31 | 8 | 0
2020 | NonRTO_Midwest_2_TVA_Transmission | NonRTO_Midwest | TVA_Transmission | Internal | Summer | B1 | 10 | 2400 | 0 | 68.51 | 71.92 | 8 | 0
2020 | NonRTO_Midwest_2_TVA_Transmission | NonRTO_Midwest | TVA_Transmission | Internal | Summer | B2 | 25 | 2400 | 0 | 68.51 | 67.87 | 8 | 0
2020 | NonRTO_Midwest_2_TVA_Transmission | NonRTO_Midwest | TVA_Transmission | Internal | Summer | B3 | 75 | 2400 | 0 | 68.51 | 67.16 | 8 | 0
2020 | NonRTO_Midwest_2_TVA_Transmission | NonRTO_Midwest | TVA_Transmission | Internal | Summer | B4 | 100 | 2400 | 0 | 67.39 | 63.78 | 8 | 0
2020 | NonRTO_Midwest_2_TVA_Transmission | NonRTO_Midwest | TVA_Transmission | Internal | Summer | B5 | 200 | 2400 | 0 | 62.72 | 58.73 | 8 | 0
2020 | NonRTO_Midwest_2_TVA_Transmission | NonRTO_Midwest | TVA_Transmission | Internal | Summer | B6 | 300 | 2400 | 0 | 54.21 | 49.85 | 8 | 0
2020 | NonRTO_Midwest_2_TVA_Transmission | NonRTO_Midwest | TVA_Transmission | Internal | Summer | B7 | 400 | 2400 | 0 | 44.92 | 46 | 8 | 0
2020 | NonRTO_Midwest_2_TVA_Transmission | NonRTO_Midwest | TVA_Transmission | Internal | Summer | B8 | 500 | 2400 | 0 | 40.01 | 41.96 | 8 | 0
2020 | NonRTO_Midwest_2_TVA_Transmission | NonRTO_Midwest | TVA_Transmission | Internal | Summer | B9 | 800 | 2400 | 0 | 37.38 | 41.52 | 8 | 0
2020 | NonRTO_Midwest_2_TVA_Transmission | NonRTO_Midwest | TVA_Transmission | Internal | Summer | B10 | 1262 | 2400 | 0 | 35.7 | 39.11 | 8 | 0
2020 | NonRTO_Midwest_2_TVA_Transmission | NonRTO_Midwest | TVA_Transmission | Internal | Winter | B16 | 25 | 2400 | 0 | 60.81 | 60.04 | 8 | 0
2020 | NonRTO_Midwest_2_TVA_Transmission | NonRTO_Midwest | TVA_Transmission | Internal | Winter | B17 | 100 | 2400 | 0 | 53.32 | 48.98 | 8 | 0
2020 | NonRTO_Midwest_2_TVA_Transmission | NonRTO_Midwest | TVA_Transmission | Internal | Winter | B18 | 400 | 2400 | 0 | 49.85 | 46 | 8 | 0
2020 | NonRTO_Midwest_2_TVA_Transmission | NonRTO_Midwest | TVA_Transmission | Internal | Winter | B19 | 700 | 2400 | 0 | 43.7 | 44.87 | 8 | 0
2020 | NonRTO_Midwest_2_TVA_Transmission | NonRTO_Midwest | TVA_Transmission | Internal | Winter | B20 | 935 | 2400 | 0 | 36.78 | 43.05 | 8 | 0
2020 | NYISO_A-F_2_IESO | NYISO_A-F | IESO | Internal | Shoulder | B11 | 25 | 1600 | 0 | 40.67 | 32.38 | 7 | 0
2020 | NYISO_A-F_2_IESO | NYISO_A-F | IESO | Internal | Shoulder | B12 | 200 | 1600 | 0 | 39.85 | 32.38 | 7 | 0
2020 | NYISO_A-F_2_IESO | NYISO_A-F | IESO | Internal | Shoulder | B13 | 600 | 1600 | 0 | 39.85 | 32.38 | 7 | 0
2020 | NYISO_A-F_2_IESO | NYISO_A-F | IESO | Internal | Shoulder | B14 | 900 | 1600 | 0 | 39.5 | 32.38 | 7 | 0
2020 | NYISO_A-F_2_IESO | NYISO_A-F | IESO | Internal | Shoulder | B15 | 1203 | 1600 | 0 | 39.5 | 32.38 | 7 | 0
2020 | NYISO_A-F_2_IESO | NYISO_A-F | IESO | Internal | Summer | B1 | 10 | 1600 | 0 | 57.93 | 50.93 | 7 | 0
2020 | NYISO_A-F_2_IESO | NYISO_A-F | IESO | Internal | Summer | B2 | 25 | 1600 | 0 | 53.89 | 46.89 | 7 | 0
2020 | NYISO_A-F_2_IESO | NYISO_A-F | IESO | Internal | Summer | B3 | 75 | 1600 | 0 | 52.89 | 43.47 | 7 | 0
2020 | NYISO_A-F_2_IESO | NYISO_A-F | IESO | Internal | Summer | B4 | 100 | 1600 | 0 | 45.81 | 37.74 | 7 | 0
2020 | NYISO_A-F_2_IESO | NYISO_A-F | IESO | Internal | Summer | B5 | 200 | 1600 | 0 | 44.74 | 37.74 | 7 | 0
2020 | NYISO_A-F_2_IESO | NYISO_A-F | IESO | Internal | Summer | B6 | 300 | 1600 | 0 | 42.31 | 35.31 | 7 | 0
2020 | NYISO_A-F_2_IESO | NYISO_A-F | IESO | Internal | Summer | B7 | 400 | 1600 | 0 | 39.72 | 32.72 | 7 | 0
2020 | NYISO_A-F_2_IESO | NYISO_A-F | IESO | Internal | Summer | B8 | 500 | 1600 | 0 | 38.6 | 30.82 | 7 | 0
2020 | NYISO_A-F_2_IESO | NYISO_A-F | IESO | Internal | Summer | B9 | 800 | 1600 | 0 | 37.89 | 30.82 | 7 | 0
2020 | NYISO_A-F_2_IESO | NYISO_A-F | IESO | Internal | Summer | B10 | 1262 | 1600 | 0 | 37.89 | 30.82 | 7 | 0
2020 | NYISO_A-F_2_IESO | NYISO_A-F | IESO | Internal | Winter | B16 | 25 | 1600 | 0 | 46.26 | 39.26 | 7 | 0
2020 | NYISO_A-F_2_IESO | NYISO_A-F | IESO | Internal | Winter | B17 | 100 | 1600 | 0 | 43.27 | 36.27 | 7 | 0
2020 | NYISO_A-F_2_IESO | NYISO_A-F | IESO | Internal | Winter | B18 | 400 | 1600 | 0 | 42.19 | 34.86 | 7 | 0
2020 | NYISO_A-F_2_IESO | NYISO_A-F | IESO | Internal | Winter | B19 | 700 | 1600 | 0 | 42.19 | 34.86 | 7 | 0
2020 | NYISO_A-F_2_IESO | NYISO_A-F | IESO | Internal | Winter | B20 | 935 | 1600 | 0 | 42.19 | 34.86 | 7 | 0
2020 | NYISO_A-F_2_NEISO | NYISO_A-F | NEISO | Internal | Shoulder | B11 | 25 | 600 | 0 | 40.67 | 37.67 | 3 | 0
2020 | NYISO_A-F_2_NEISO | NYISO_A-F | NEISO | Internal | Shoulder | B12 | 200 | 600 | 0 | 39.85 | 37.67 | 3 | 0
2020 | NYISO_A-F_2_NEISO | NYISO_A-F | NEISO | Internal | Shoulder | B13 | 600 | 600 | 0 | 39.85 | 37.67 | 3 | 0
2020 | NYISO_A-F_2_NEISO | NYISO_A-F | NEISO | Internal | Shoulder | B14 | 900 | 600 | 0 | 39.5 | 37.67 | 3 | 0
2020 | NYISO_A-F_2_NEISO | NYISO_A-F | NEISO | Internal | Shoulder | B15 | 1203 | 600 | 0 | 39.5 | 37.67 | 3 | 0
2020 | NYISO_A-F_2_NEISO | NYISO_A-F | NEISO | Internal | Summer | B1 | 10 | 600 | 600 | 57.93 | 68.94 | 3 | 8.01
2020 | NYISO_A-F_2_NEISO | NYISO_A-F | NEISO | Internal | Summer | B2 | 25 | 600 | 0 | 53.89 | 54.83 | 3 | 0
2020 | NYISO_A-F_2_NEISO | NYISO_A-F | NEISO | Internal | Summer | B3 | 75 | 600 | 0 | 52.89 | 48.9 | 3 | 0
2020 | NYISO_A-F_2_NEISO | NYISO_A-F | NEISO | Internal | Summer | B4 | 100 | 600 | 0 | 45.81 | 38.67 | 3 | 0
2020 | NYISO_A-F_2_NEISO | NYISO_A-F | NEISO | Internal | Summer | B5 | 200 | 600 | 0 | 44.74 | 38.32 | 3 | 0
2020 | NYISO_A-F_2_NEISO | NYISO_A-F | NEISO | Internal | Summer | B6 | 300 | 600 | 0 | 42.31 | 34.9 | 3 | 0
2020 | NYISO_A-F_2_NEISO | NYISO_A-F | NEISO | Internal | Summer | B7 | 400 | 600 | 0 | 39.72 | 34.9 | 3 | 0
2020 | NYISO_A-F_2_NEISO | NYISO_A-F | NEISO | Internal | Summer | B8 | 500 | 600 | 0 | 38.6 | 34.9 | 3 | 0
2020 | NYISO_A-F_2_NEISO | NYISO_A-F | NEISO | Internal | Summer | B9 | 800 | 600 | 0 | 37.89 | 34.9 | 3 | 0
2020 | NYISO_A-F_2_NEISO | NYISO_A-F | NEISO | Internal | Summer | B10 | 1262 | 600 | 0 | 37.89 | 34.9 | 3 | 0
2020 | NYISO_A-F_2_NEISO | NYISO_A-F | NEISO | Internal | Winter | B16 | 25 | 600 | 0 | 46.26 | 46.27 | 3 | 0
2020 | NYISO_A-F_2_NEISO | NYISO_A-F | NEISO | Internal | Winter | B17 | 100 | 600 | 315.76 | 43.27 | 46.27 | 3 | 0
2020 | NYISO_A-F_2_NEISO | NYISO_A-F | NEISO | Internal | Winter | B18 | 400 | 600 | 600 | 42.19 | 46.27 | 3 | 1.08
2020 | NYISO_A-F_2_NEISO | NYISO_A-F | NEISO | Internal | Winter | B19 | 700 | 600 | 600 | 42.19 | 46.27 | 3 | 1.08
2020 | NYISO_A-F_2_NEISO | NYISO_A-F | NEISO | Internal | Winter | B20 | 935 | 600 | 600 | 42.19 | 46.27 | 3 | 1.08
2020 | NYISO_A-F_2_NYISO_G-I | NYISO_A-F | NYISO_G-I | Internal | Shoulder | B11 | 25 | 4250 | 4250 | 40.67 | 53.27 | 0.01 | 12.59
2020 | NYISO_A-F_2_NYISO_G-I | NYISO_A-F | NYISO_G-I | Internal | Shoulder | B12 | 200 | 4250 | 4250 | 39.85 | 40.67 | 0.01 | 0.81
2020 | NYISO_A-F_2_NYISO_G-I | NYISO_A-F | NYISO_G-I | Internal | Shoulder | B13 | 600 | 4250 | 4250 | 39.85 | 40.67 | 0.01 | 0.81
2020 | NYISO_A-F_2_NYISO_G-I | NYISO_A-F | NYISO_G-I | Internal | Shoulder | B14 | 900 | 4250 | 4250 | 39.5 | 40.08 | 0.01 | 0.57
2020 | NYISO_A-F_2_NYISO_G-I | NYISO_A-F | NYISO_G-I | Internal | Shoulder | B15 | 1203 | 4250 | 2806.4 | 39.5 | 39.51 | 0.01 | 0
2020 | NYISO_A-F_2_NYISO_G-I | NYISO_A-F | NYISO_G-I | Internal | Summer | B1 | 10 | 4250 | 4250 | 57.93 | 71.93 | 0.01 | 13.99
2020 | NYISO_A-F_2_NYISO_G-I | NYISO_A-F | NYISO_G-I | Internal | Summer | B2 | 25 | 4250 | 4180.85 | 53.89 | 53.9 | 0.01 | 0
2020 | NYISO_A-F_2_NYISO_G-I | NYISO_A-F | NYISO_G-I | Internal | Summer | B3 | 75 | 4250 | 4171.9 | 52.89 | 52.9 | 0.01 | 0
2020 | NYISO_A-F_2_NYISO_G-I | NYISO_A-F | NYISO_G-I | Internal | Summer | B4 | 100 | 4250 | 4250 | 45.81 | 49.17 | 0.01 | 3.35
2020 | NYISO_A-F_2_NYISO_G-I | NYISO_A-F | NYISO_G-I | Internal | Summer | B5 | 200 | 4250 | 4250 | 44.74 | 49.17 | 0.01 | 4.42
2020 | NYISO_A-F_2_NYISO_G-I | NYISO_A-F | NYISO_G-I | Internal | Summer | B6 | 300 | 4250 | 4250 | 42.31 | 49.17 | 0.01 | 6.85
2020 | NYISO_A-F_2_NYISO_G-I | NYISO_A-F | NYISO_G-I | Internal | Summer | B7 | 400 | 4250 | 4250 | 39.72 | 49.17 | 0.01 | 9.44
2020 | NYISO_A-F_2_NYISO_G-I | NYISO_A-F | NYISO_G-I | Internal | Summer | B8 | 500 | 4250 | 4250 | 38.6 | 39.29 | 0.01 | 0.67
2020 | NYISO_A-F_2_NYISO_G-I | NYISO_A-F | NYISO_G-I | Internal | Summer | B9 | 800 | 4250 | 3255.7 | 37.89 | 37.9 | 0.01 | 0
2020 | NYISO_A-F_2_NYISO_G-I | NYISO_A-F | NYISO_G-I | Internal | Summer | B10 | 1262 | 4250 | 958.85 | 37.89 | 37.9 | 0.01 | 0
2020 | NYISO_A-F_2_NYISO_G-I | NYISO_A-F | NYISO_G-I | Internal | Winter | B16 | 25 | 4250 | 4250 | 46.26 | 64.34 | 0.01 | 18.07
2020 | NYISO_A-F_2_NYISO_G-I | NYISO_A-F | NYISO_G-I | Internal | Winter | B17 | 100 | 4250 | 4250 | 43.27 | 53.32 | 0.01 | 10.04
2020 | NYISO_A-F_2_NYISO_G-I | NYISO_A-F | NYISO_G-I | Internal | Winter | B18 | 400 | 4250 | 4250 | 42.19 | 50.78 | 0.01 | 8.58
2020 | NYISO_A-F_2_NYISO_G-I | NYISO_A-F | NYISO_G-I | Internal | Winter | B19 | 700 | 4250 | 4250 | 42.19 | 49.27 | 0.01 | 7.07
2020 | NYISO_A-F_2_NYISO_G-I | NYISO_A-F | NYISO_G-I | Internal | Winter | B20 | 935 | 4250 | 4250 | 42.19 | 47.35 | 0.01 | 5.15
2020 | NYISO_A-F_2_PJM_ROM | NYISO_A-F | PJM_ROM | Internal | Shoulder | B11 | 25 | 1000 | 1000 | 40.67 | 52.08 | 8 | 3.41
2020 | NYISO_A-F_2_PJM_ROM | NYISO_A-F | PJM_ROM | Internal | Shoulder | B12 | 200 | 1000 | 0 | 39.85 | 43.59 | 8 | 0
2020 | NYISO_A-F_2_PJM_ROM | NYISO_A-F | PJM_ROM | Internal | Shoulder | B13 | 600 | 1000 | 0 | 39.85 | 42.77 | 8 | 0
2020 | NYISO_A-F_2_PJM_ROM | NYISO_A-F | PJM_ROM | Internal | Shoulder | B14 | 900 | 1000 | 0 | 39.5 | 40.07 | 8 | 0
2020 | NYISO_A-F_2_PJM_ROM | NYISO_A-F | PJM_ROM | Internal | Shoulder | B15 | 1203 | 1000 | 0 | 39.5 | 37.12 | 8 | 0
2020 | NYISO_A-F_2_PJM_ROM | NYISO_A-F | PJM_ROM | Internal | Summer | B1 | 10 | 1000 | 100.6 | 57.93 | 65.93 | 8 | 0
2020 | NYISO_A-F_2_PJM_ROM | NYISO_A-F | PJM_ROM | Internal | Summer | B2 | 25 | 1000 | 841.51 | 53.89 | 61.89 | 8 | 0
2020 | NYISO_A-F_2_PJM_ROM | NYISO_A-F | PJM_ROM | Internal | Summer | B3 | 75 | 1000 | 1000 | 52.89 | 61.27 | 8 | 0.38
2020 | NYISO_A-F_2_PJM_ROM | NYISO_A-F | PJM_ROM | Internal | Summer | B4 | 100 | 1000 | 1000 | 45.81 | 57.76 | 8 | 3.95
2020 | NYISO_A-F_2_PJM_ROM | NYISO_A-F | PJM_ROM | Internal | Summer | B5 | 200 | 1000 | 612.8 | 44.74 | 52.74 | 8 | 0
2020 | NYISO_A-F_2_PJM_ROM | NYISO_A-F | PJM_ROM | Internal | Summer | B6 | 300 | 1000 | 0 | 42.31 | 45.23 | 8 | 0
2020 | NYISO_A-F_2_PJM_ROM | NYISO_A-F | PJM_ROM | Internal | Summer | B7 | 400 | 1000 | 0 | 39.72 | 40.68 | 8 | 0
2020 | NYISO_A-F_2_PJM_ROM | NYISO_A-F | PJM_ROM | Internal | Summer | B8 | 500 | 1000 | 0 | 38.6 | 37.85 | 8 | 0
2020 | NYISO_A-F_2_PJM_ROM | NYISO_A-F | PJM_ROM | Internal | Summer | B9 | 800 | 1000 | 0 | 37.89 | 37.2 | 8 | 0
2020 | NYISO_A-F_2_PJM_ROM | NYISO_A-F | PJM_ROM | Internal | Summer | B10 | 1262 | 1000 | 0 | 37.89 | 35.12 | 8 | 0
2020 | NYISO_A-F_2_PJM_ROM | NYISO_A-F | PJM_ROM | Internal | Winter | B16 | 25 | 1000 | 999.99 | 46.26 | 54.79 | 8 | 0.53
2020 | NYISO_A-F_2_PJM_ROM | NYISO_A-F | PJM_ROM | Internal | Winter | B17 | 100 | 1000 | 0 | 43.27 | 47.32 | 8 | 0
2020 | NYISO_A-F_2_PJM_ROM | NYISO_A-F | PJM_ROM | Internal | Winter | B18 | 400 | 1000 | 0 | 42.19 | 44.08 | 8 | 0
2020 | NYISO_A-F_2_PJM_ROM | NYISO_A-F | PJM_ROM | Internal | Winter | B19 | 700 | 1000 | 0 | 42.19 | 41.75 | 8 | 0
2020 | NYISO_A-F_2_PJM_ROM | NYISO_A-F | PJM_ROM | Internal | Winter | B20 | 935 | 1000 | 0 | 42.19 | 37.2 | 8 | 0
2020 | NYISO_G-I_2_NEISO | NYISO_G-I | NEISO | Internal | Shoulder | B11 | 25 | 600 | 0 | 53.27 | 37.67 | 3 | 0
2020 | NYISO_G-I_2_NEISO | NYISO_G-I | NEISO | Internal | Shoulder | B12 | 200 | 600 | 0 | 40.67 | 37.67 | 3 | 0
2020 | NYISO_G-I_2_NEISO | NYISO_G-I | NEISO | Internal | Shoulder | B13 | 600 | 600 | 0 | 40.67 | 37.67 | 3 | 0
2020 | NYISO_G-I_2_NEISO | NYISO_G-I | NEISO | Internal | Shoulder | B14 | 900 | 600 | 0 | 40.08 | 37.67 | 3 | 0
2020 | NYISO_G-I_2_NEISO | NYISO_G-I | NEISO | Internal | Shoulder | B15 | 1203 | 600 | 0 | 39.51 | 37.67 | 3 | 0
2020 | NYISO_G-I_2_NEISO | NYISO_G-I | NEISO | Internal | Summer | B1 | 10 | 600 | 0 | 71.93 | 68.94 | 3 | 0
2020 | NYISO_G-I_2_NEISO | NYISO_G-I | NEISO | Internal | Summer | B2 | 25 | 600 | 0 | 53.9 | 54.83 | 3 | 0
2020 | NYISO_G-I_2_NEISO | NYISO_G-I | NEISO | Internal | Summer | B3 | 75 | 600 | 0 | 52.9 | 48.9 | 3 | 0
2020 | NYISO_G-I_2_NEISO | NYISO_G-I | NEISO | Internal | Summer | B4 | 100 | 600 | 0 | 49.17 | 38.67 | 3 | 0
2020 | NYISO_G-I_2_NEISO | NYISO_G-I | NEISO | Internal | Summer | B5 | 200 | 600 | 0 | 49.17 | 38.32 | 3 | 0
2020 | NYISO_G-I_2_NEISO | NYISO_G-I | NEISO | Internal | Summer | B6 | 300 | 600 | 0 | 49.17 | 34.9 | 3 | 0
2020 | NYISO_G-I_2_NEISO | NYISO_G-I | NEISO | Internal | Summer | B7 | 400 | 600 | 0 | 49.17 | 34.9 | 3 | 0
2020 | NYISO_G-I_2_NEISO | NYISO_G-I | NEISO | Internal | Summer | B8 | 500 | 600 | 0 | 39.29 | 34.9 | 3 | 0
2020 | NYISO_G-I_2_NEISO | NYISO_G-I | NEISO | Internal | Summer | B9 | 800 | 600 | 0 | 37.9 | 34.9 | 3 | 0
2020 | NYISO_G-I_2_NEISO | NYISO_G-I | NEISO | Internal | Summer | B10 | 1262 | 600 | 0 | 37.9 | 34.9 | 3 | 0
2020 | NYISO_G-I_2_NEISO | NYISO_G-I | NEISO | Internal | Winter | B16 | 25 | 600 | 0 | 64.34 | 46.27 | 3 | 0
2020 | NYISO_G-I_2_NEISO | NYISO_G-I | NEISO | Internal | Winter | B17 | 100 | 600 | 0 | 53.32 | 46.27 | 3 | 0
2020 | NYISO_G-I_2_NEISO | NYISO_G-I | NEISO | Internal | Winter | B18 | 400 | 600 | 0 | 50.78 | 46.27 | 3 | 0
2020 | NYISO_G-I_2_NEISO | NYISO_G-I | NEISO | Internal | Winter | B19 | 700 | 600 | 0 | 49.27 | 46.27 | 3 | 0
2020 | NYISO_G-I_2_NEISO | NYISO_G-I | NEISO | Internal | Winter | B20 | 935 | 600 | 0 | 47.35 | 46.27 | 3 | 0
2020 | NYISO_G-I_2_NYISO_A-F | NYISO_G-I | NYISO_A-F | Internal | Shoulder | B11 | 25 | 1999 | 0 | 53.27 | 40.67 | 0.01 | 0
2020 | NYISO_G-I_2_NYISO_A-F | NYISO_G-I | NYISO_A-F | Internal | Shoulder | B12 | 200 | 1999 | 0 | 40.67 | 39.85 | 0.01 | 0
2020 | NYISO_G-I_2_NYISO_A-F | NYISO_G-I | NYISO_A-F | Internal | Shoulder | B13 | 600 | 1999 | 0 | 40.67 | 39.85 | 0.01 | 0
2020 | NYISO_G-I_2_NYISO_A-F | NYISO_G-I | NYISO_A-F | Internal | Shoulder | B14 | 900 | 1999 | 0 | 40.08 | 39.5 | 0.01 | 0
2020 | NYISO_G-I_2_NYISO_A-F | NYISO_G-I | NYISO_A-F | Internal | Shoulder | B15 | 1203 | 1999 | 0 | 39.51 | 39.5 | 0.01 | 0
2020 | NYISO_G-I_2_NYISO_A-F | NYISO_G-I | NYISO_A-F | Internal | Summer | B1 | 10 | 1999 | 0 | 71.93 | 57.93 | 0.01 | 0
2020 | NYISO_G-I_2_NYISO_A-F | NYISO_G-I | NYISO_A-F | Internal | Summer | B2 | 25 | 1999 | 0.17 | 53.9 | 53.89 | 0.01 | 0
2020 | NYISO_G-I_2_NYISO_A-F | NYISO_G-I | NYISO_A-F | Internal | Summer | B3 | 75 | 1999 | 0.06 | 52.9 | 52.89 | 0.01 | 0
2020 | NYISO_G-I_2_NYISO_A-F | NYISO_G-I | NYISO_A-F | Internal | Summer | B4 | 100 | 1999 | 0 | 49.17 | 45.81 | 0.01 | 0
2020 | NYISO_G-I_2_NYISO_A-F | NYISO_G-I | NYISO_A-F | Internal | Summer | B5 | 200 | 1999 | 0 | 49.17 | 44.74 | 0.01 | 0
2020 | NYISO_G-I_2_NYISO_A-F | NYISO_G-I | NYISO_A-F | Internal | Summer | B6 | 300 | 1999 | 0 | 49.17 | 42.31 | 0.01 | 0
2020 | NYISO_G-I_2_NYISO_A-F | NYISO_G-I | NYISO_A-F | Internal | Summer | B7 | 400 | 1999 | 0 | 49.17 | 39.72 | 0.01 | 0
2020 | NYISO_G-I_2_NYISO_A-F | NYISO_G-I | NYISO_A-F | Internal | Summer | B8 | 500 | 1999 | 0 | 39.29 | 38.6 | 0.01 | 0
2020 | NYISO_G-I_2_NYISO_A-F | NYISO_G-I | NYISO_A-F | Internal | Summer | B9 | 800 | 1999 | 0 | 37.9 | 37.89 | 0.01 | 0
2020 | NYISO_G-I_2_NYISO_A-F | NYISO_G-I | NYISO_A-F | Internal | Summer | B10 | 1262 | 1999 | 0 | 37.9 | 37.89 | 0.01 | 0
2020 | NYISO_G-I_2_NYISO_A-F | NYISO_G-I | NYISO_A-F | Internal | Winter | B16 | 25 | 1999 | 0 | 64.34 | 46.26 | 0.01 | 0
2020 | NYISO_G-I_2_NYISO_A-F | NYISO_G-I | NYISO_A-F | Internal | Winter | B17 | 100 | 1999 | 0 | 53.32 | 43.27 | 0.01 | 0
2020 | NYISO_G-I_2_NYISO_A-F | NYISO_G-I | NYISO_A-F | Internal | Winter | B18 | 400 | 1999 | 0 | 50.78 | 42.19 | 0.01 | 0
2020 | NYISO_G-I_2_NYISO_A-F | NYISO_G-I | NYISO_A-F | Internal | Winter | B19 | 700 | 1999 | 0 | 49.27 | 42.19 | 0.01 | 0
2020 | NYISO_G-I_2_NYISO_A-F | NYISO_G-I | NYISO_A-F | Internal | Winter | B20 | 935 | 1999 | 0 | 47.35 | 42.19 | 0.01 | 0
2020 | NYISO_G-I_2_NYISO_J-K | NYISO_G-I | NYISO_J-K | Internal | Shoulder | B11 | 25 | 6130 | 4696.93 | 53.27 | 53.28 | 0.01 | 0
2020 | NYISO_G-I_2_NYISO_J-K | NYISO_G-I | NYISO_J-K | Internal | Shoulder | B12 | 200 | 6130 | 4676.45 | 40.67 | 40.68 | 0.01 | 0
2020 | NYISO_G-I_2_NYISO_J-K | NYISO_G-I | NYISO_J-K | Internal | Shoulder | B13 | 600 | 6130 | 4370.09 | 40.67 | 40.68 | 0.01 | 0
2020 | NYISO_G-I_2_NYISO_J-K | NYISO_G-I | NYISO_J-K | Internal | Shoulder | B14 | 900 | 6130 | 4448.02 | 40.08 | 40.09 | 0.01 | 0
2020 | NYISO_G-I_2_NYISO_J-K | NYISO_G-I | NYISO_J-K | Internal | Shoulder | B15 | 1203 | 6130 | 3464.62 | 39.51 | 39.52 | 0.01 | 0
2020 | NYISO_G-I_2_NYISO_J-K | NYISO_G-I | NYISO_J-K | Internal | Summer | B1 | 10 | 6130 | 3828.93 | 71.93 | 71.94 | 0.01 | 0
2020 | NYISO_G-I_2_NYISO_J-K | NYISO_G-I | NYISO_J-K | Internal | Summer | B2 | 25 | 6130 | 3831.36 | 53.9 | 53.91 | 0.01 | 0
2020 | NYISO_G-I_2_NYISO_J-K | NYISO_G-I | NYISO_J-K | Internal | Summer | B3 | 75 | 6130 | 3448.26 | 52.9 | 52.91 | 0.01 | 0
2020 | NYISO_G-I_2_NYISO_J-K | NYISO_G-I | NYISO_J-K | Internal | Summer | B4 | 100 | 6130 | 3163.38 | 49.17 | 49.18 | 0.01 | 0
2020 | NYISO_G-I_2_NYISO_J-K | NYISO_G-I | NYISO_J-K | Internal | Summer | B5 | 200 | 6130 | 4808.61 | 49.17 | 49.18 | 0.01 | 0
2020 | NYISO_G-I_2_NYISO_J-K | NYISO_G-I | NYISO_J-K | Internal | Summer | B6 | 300 | 6130 | 5015.66 | 49.17 | 49.18 | 0.01 | 0
2020 | NYISO_G-I_2_NYISO_J-K | NYISO_G-I | NYISO_J-K | Internal | Summer | B7 | 400 | 6130 | 5716.52 | 49.17 | 49.18 | 0.01 | 0
2020 | NYISO_G-I_2_NYISO_J-K | NYISO_G-I | NYISO_J-K | Internal | Summer | B8 | 500 | 6130 | 5361.91 | 39.29 | 39.3 | 0.01 | 0
2020 | NYISO_G-I_2_NYISO_J-K | NYISO_G-I | NYISO_J-K | Internal | Summer | B9 | 800 | 6130 | 4427.23 | 37.9 | 37.91 | 0.01 | 0
2020 | NYISO_G-I_2_NYISO_J-K | NYISO_G-I | NYISO_J-K | Internal | Summer | B10 | 1262 | 6130 | 2494.58 | 37.9 | 37.91 | 0.01 | 0
2020 | NYISO_G-I_2_NYISO_J-K | NYISO_G-I | NYISO_J-K | Internal | Winter | B16 | 25 | 6130 | 5696.23 | 64.34 | 64.35 | 0.01 | 0
2020 | NYISO_G-I_2_NYISO_J-K | NYISO_G-I | NYISO_J-K | Internal | Winter | B17 | 100 | 6130 | 5332.57 | 53.32 | 53.34 | 0.01 | 0
2020 | NYISO_G-I_2_NYISO_J-K | NYISO_G-I | NYISO_J-K | Internal | Winter | B18 | 400 | 6130 | 5905.31 | 50.78 | 50.79 | 0.01 | 0
2020 | NYISO_G-I_2_NYISO_J-K | NYISO_G-I | NYISO_J-K | Internal | Winter | B19 | 700 | 6130 | 5835.04 | 49.27 | 49.29 | 0.01 | 0
2020 | NYISO_G-I_2_NYISO_J-K | NYISO_G-I | NYISO_J-K | Internal | Winter | B20 | 935 | 6130 | 5913.41 | 47.35 | 47.36 | 0.01 | 0
2020 | NYISO_G-I_2_PJM_E | NYISO_G-I | PJM_E | Internal | Shoulder | B11 | 25 | 1500 | 0 | 53.27 | 52.07 | 8 | 0
2020 | NYISO_G-I_2_PJM_E | NYISO_G-I | PJM_E | Internal | Shoulder | B12 | 200 | 1500 | 0 | 40.67 | 43.58 | 8 | 0
2020 | NYISO_G-I_2_PJM_E | NYISO_G-I | PJM_E | Internal | Shoulder | B13 | 600 | 1500 | 0 | 40.67 | 42.76 | 8 | 0
2020 | NYISO_G-I_2_PJM_E | NYISO_G-I | PJM_E | Internal | Shoulder | B14 | 900 | 1500 | 0 | 40.08 | 40.08 | 8 | 0
2020 | NYISO_G-I_2_PJM_E | NYISO_G-I | PJM_E | Internal | Shoulder | B15 | 1203 | 1500 | 0 | 39.51 | 37.13 | 8 | 0
2020 | NYISO_G-I_2_PJM_E | NYISO_G-I | PJM_E | Internal | Summer | B1 | 10 | 1500 | 0 | 71.93 | 65.94 | 8 | 0
2020 | NYISO_G-I_2_PJM_E | NYISO_G-I | PJM_E | Internal | Summer | B2 | 25 | 1500 | 93.92 | 53.9 | 61.9 | 8 | 0
2020 | NYISO_G-I_2_PJM_E | NYISO_G-I | PJM_E | Internal | Summer | B3 | 75 | 1500 | 1500 | 52.9 | 61.26 | 8 | 0.36
2020 | NYISO_G-I_2_PJM_E | NYISO_G-I | PJM_E | Internal | Summer | B4 | 100 | 1500 | 1500 | 49.17 | 57.75 | 8 | 0.58
2020 | NYISO_G-I_2_PJM_E | NYISO_G-I | PJM_E | Internal | Summer | B5 | 200 | 1500 | 0 | 49.17 | 52.75 | 8 | 0
2020 | NYISO_G-I_2_PJM_E | NYISO_G-I | PJM_E | Internal | Summer | B6 | 300 | 1500 | 0 | 49.17 | 45.24 | 8 | 0
2020 | NYISO_G-I_2_PJM_E | NYISO_G-I | PJM_E | Internal | Summer | B7 | 400 | 1500 | 0 | 49.17 | 40.66 | 8 | 0
2020 | NYISO_G-I_2_PJM_E | NYISO_G-I | PJM_E | Internal | Summer | B8 | 500 | 1500 | 0 | 39.29 | 37.86 | 8 | 0
2020 | NYISO_G-I_2_PJM_E | NYISO_G-I | PJM_E | Internal | Summer | B9 | 800 | 1500 | 0 | 37.9 | 37.21 | 8 | 0
2020 | NYISO_G-I_2_PJM_E | NYISO_G-I | PJM_E | Internal | Summer | B10 | 1262 | 1500 | 0 | 37.9 | 35.14 | 8 | 0
2020 | NYISO_G-I_2_PJM_E | NYISO_G-I | PJM_E | Internal | Winter | B16 | 25 | 1500 | 0 | 64.34 | 54.8 | 8 | 0
2020 | NYISO_G-I_2_PJM_E | NYISO_G-I | PJM_E | Internal | Winter | B17 | 100 | 1500 | 0 | 53.32 | 47.34 | 8 | 0
2020 | NYISO_G-I_2_PJM_E | NYISO_G-I | PJM_E | Internal | Winter | B18 | 400 | 1500 | 0 | 50.78 | 44.09 | 8 | 0
2020 | NYISO_G-I_2_PJM_E | NYISO_G-I | PJM_E | Internal | Winter | B19 | 700 | 1500 | 0 | 49.27 | 41.76 | 8 | 0
2020 | NYISO_G-I_2_PJM_E | NYISO_G-I | PJM_E | Internal | Winter | B20 | 935 | 1500 | 0 | 47.35 | 37.21 | 8 | 0
2020 | NYISO_J-K_2_NEISO | NYISO_J-K | NEISO | Internal | Shoulder | B11 | 25 | 0.01 | 0 | 53.28 | 37.67 | 3 | 0.39
2020 | NYISO_J-K_2_NEISO | NYISO_J-K | NEISO | Internal | Shoulder | B12 | 200 | 0.01 | 0 | 40.68 | 37.67 | 3 | 0.06
2020 | NYISO_J-K_2_NEISO | NYISO_J-K | NEISO | Internal | Shoulder | B13 | 600 | 0.01 | 0 | 40.68 | 37.67 | 3 | 0.02
2020 | NYISO_J-K_2_NEISO | NYISO_J-K | NEISO | Internal | Shoulder | B14 | 900 | 0.01 | 0 | 40.09 | 37.67 | 3 | 0.01
2020 | NYISO_J-K_2_NEISO | NYISO_J-K | NEISO | Internal | Shoulder | B15 | 1203 | 0.01 | 0 | 39.52 | 37.67 | 3 | 0.01
2020 | NYISO_J-K_2_NEISO | NYISO_J-K | NEISO | Internal | Summer | B1 | 10 | 0.01 | 0 | 71.94 | 68.94 | 3 | 0.95
2020 | NYISO_J-K_2_NEISO | NYISO_J-K | NEISO | Internal | Summer | B2 | 25 | 0.01 | 0 | 53.91 | 54.83 | 3 | 0.45
2020 | NYISO_J-K_2_NEISO | NYISO_J-K | NEISO | Internal | Summer | B3 | 75 | 0.01 | 0 | 52.91 | 48.9 | 3 | 0.15
2020 | NYISO_J-K_2_NEISO | NYISO_J-K | NEISO | Internal | Summer | B4 | 100 | 0.01 | 0 | 49.18 | 38.67 | 3 | 0.1
2020 | NYISO_J-K_2_NEISO | NYISO_J-K | NEISO | Internal | Summer | B5 | 200 | 0.01 | 0 | 49.18 | 38.32 | 3 | 0.05
2020 | NYISO_J-K_2_NEISO | NYISO_J-K | NEISO | Internal | Summer | B6 | 300 | 0.01 | 0 | 49.18 | 34.9 | 3 | 0.04
2020 | NYISO_J-K_2_NEISO | NYISO_J-K | NEISO | Internal | Summer | B7 | 400 | 0.01 | 0 | 49.18 | 34.9 | 3 | 0.03
2020 | NYISO_J-K_2_NEISO | NYISO_J-K | NEISO | Internal | Summer | B8 | 500 | 0.01 | 0 | 39.3 | 34.9 | 3 | 0.02
2020 | NYISO_J-K_2_NEISO | NYISO_J-K | NEISO | Internal | Summer | B9 | 800 | 0.01 | 0 | 37.91 | 34.9 | 3 | 0.01
2020 | NYISO_J-K_2_NEISO | NYISO_J-K | NEISO | Internal | Summer | B10 | 1262 | 0.01 | 0 | 37.91 | 34.9 | 3 | 0.01
2020 | NYISO_J-K_2_NEISO | NYISO_J-K | NEISO | Internal | Winter | B16 | 25 | 0.01 | 0 | 64.35 | 46.27 | 3 | 0.39
2020 | NYISO_J-K_2_NEISO | NYISO_J-K | NEISO | Internal | Winter | B17 | 100 | 0.01 | 0 | 53.34 | 46.27 | 3 | 0.11
2020 | NYISO_J-K_2_NEISO | NYISO_J-K | NEISO | Internal | Winter | B18 | 400 | 0.01 | 0 | 50.79 | 46.27 | 3 | 0.03
2020 | NYISO_J-K_2_NEISO | NYISO_J-K | NEISO | Internal | Winter | B19 | 700 | 0.01 | 0 | 49.29 | 46.27 | 3 | 0.02
2020 | NYISO_J-K_2_NEISO | NYISO_J-K | NEISO | Internal | Winter | B20 | 935 | 0.01 | 0 | 47.36 | 46.27 | 3 | 0.01
2020 | NYISO_J-K_2_NYISO_G-I | NYISO_J-K | NYISO_G-I | Internal | Shoulder | B11 | 25 | 1999 | 0.18 | 53.28 | 53.27 | 0.01 | 0
2020 | NYISO_J-K_2_NYISO_G-I | NYISO_J-K | NYISO_G-I | Internal | Shoulder | B12 | 200 | 1999 | 0.02 | 40.68 | 40.67 | 0.01 | 0
2020 | NYISO_J-K_2_NYISO_G-I | NYISO_J-K | NYISO_G-I | Internal | Shoulder | B13 | 600 | 1999 | 0 | 40.68 | 40.67 | 0.01 | 0
2020 | NYISO_J-K_2_NYISO_G-I | NYISO_J-K | NYISO_G-I | Internal | Shoulder | B14 | 900 | 1999 | 0 | 40.09 | 40.08 | 0.01 | 0
2020 | NYISO_J-K_2_NYISO_G-I | NYISO_J-K | NYISO_G-I | Internal | Shoulder | B15 | 1203 | 1999 | 0 | 39.52 | 39.51 | 0.01 | 0
2020 | NYISO_J-K_2_NYISO_G-I | NYISO_J-K | NYISO_G-I | Internal | Summer | B1 | 10 | 1999 | 0.44 | 71.94 | 71.93 | 0.01 | 0
2020 | NYISO_J-K_2_NYISO_G-I | NYISO_J-K | NYISO_G-I | Internal | Summer | B2 | 25 | 1999 | 0.18 | 53.91 | 53.9 | 0.01 | 0
2020 | NYISO_J-K_2_NYISO_G-I | NYISO_J-K | NYISO_G-I | Internal | Summer | B3 | 75 | 1999 | 0.06 | 52.91 | 52.9 | 0.01 | 0
2020 | NYISO_J-K_2_NYISO_G-I | NYISO_J-K | NYISO_G-I | Internal | Summer | B4 | 100 | 1999 | 0.05 | 49.18 | 49.17 | 0.01 | 0
2020 | NYISO_J-K_2_NYISO_G-I | NYISO_J-K | NYISO_G-I | Internal | Summer | B5 | 200 | 1999 | 0.02 | 49.18 | 49.17 | 0.01 | 0
2020 | NYISO_J-K_2_NYISO_G-I | NYISO_J-K | NYISO_G-I | Internal | Summer | B6 | 300 | 1999 | 0.02 | 49.18 | 49.17 | 0.01 | 0
2020 | NYISO_J-K_2_NYISO_G-I | NYISO_J-K | NYISO_G-I | Internal | Summer | B7 | 400 | 1999 | 0.01 | 49.18 | 49.17 | 0.01 | 0
2020 | NYISO_J-K_2_NYISO_G-I | NYISO_J-K | NYISO_G-I | Internal | Summer | B8 | 500 | 1999 | 0 | 39.3 | 39.29 | 0.01 | 0
2020 | NYISO_J-K_2_NYISO_G-I | NYISO_J-K | NYISO_G-I | Internal | Summer | B9 | 800 | 1999 | 0 | 37.91 | 37.9 | 0.01 | 0
2020 | NYISO_J-K_2_NYISO_G-I | NYISO_J-K | NYISO_G-I | Internal | Summer | B10 | 1262 | 1999 | 0 | 37.91 | 37.9 | 0.01 | 0
2020 | NYISO_J-K_2_NYISO_G-I | NYISO_J-K | NYISO_G-I | Internal | Winter | B16 | 25 | 1999 | 0.17 | 64.35 | 64.34 | 0.01 | 0
2020 | NYISO_J-K_2_NYISO_G-I | NYISO_J-K | NYISO_G-I | Internal | Winter | B17 | 100 | 1999 | 0.05 | 53.34 | 53.32 | 0.01 | 0
2020 | NYISO_J-K_2_NYISO_G-I | NYISO_J-K | NYISO_G-I | Internal | Winter | B18 | 400 | 1999 | 0.01 | 50.79 | 50.78 | 0.01 | 0
2020 | NYISO_J-K_2_NYISO_G-I | NYISO_J-K | NYISO_G-I | Internal | Winter | B19 | 700 | 1999 | 0 | 49.29 | 49.27 | 0.01 | 0
2020 | NYISO_J-K_2_NYISO_G-I | NYISO_J-K | NYISO_G-I | Internal | Winter | B20 | 935 | 1999 | 0 | 47.36 | 47.35 | 0.01 | 0
2020 | NYISO_J-K_2_PJM_E | NYISO_J-K | PJM_E | Internal | Shoulder | B11 | 25 | 0.01 | 0 | 53.28 | 52.07 | 8 | 0.42
2020 | NYISO_J-K_2_PJM_E | NYISO_J-K | PJM_E | Internal | Shoulder | B12 | 200 | 0.01 | 0 | 40.68 | 43.58 | 8 | 0.06
2020 | NYISO_J-K_2_PJM_E | NYISO_J-K | PJM_E | Internal | Shoulder | B13 | 600 | 0.01 | 0 | 40.68 | 42.76 | 8 | 0.02
2020 | NYISO_J-K_2_PJM_E | NYISO_J-K | PJM_E | Internal | Shoulder | B14 | 900 | 0.01 | 0 | 40.09 | 40.08 | 8 | 0.01
2020 | NYISO_J-K_2_PJM_E | NYISO_J-K | PJM_E | Internal | Shoulder | B15 | 1203 | 0.01 | 0 | 39.52 | 37.13 | 8 | 0.01
2020 | NYISO_J-K_2_PJM_E | NYISO_J-K | PJM_E | Internal | Summer | B1 | 10 | 0.01 | 0 | 71.94 | 65.94 | 8 | 0.91
2020 | NYISO_J-K_2_PJM_E | NYISO_J-K | PJM_E | Internal | Summer | B2 | 25 | 0.01 | 0 | 53.91 | 61.9 | 8 | 0.7
2020 | NYISO_J-K_2_PJM_E | NYISO_J-K | PJM_E | Internal | Summer | B3 | 75 | 0.01 | 0 | 52.91 | 61.26 | 8 | 0.52
2020 | NYISO_J-K_2_PJM_E | NYISO_J-K | PJM_E | Internal | Summer | B4 | 100 | 0.01 | 0 | 49.18 | 57.75 | 8 | 0.7
2020 | NYISO_J-K_2_PJM_E | NYISO_J-K | PJM_E | Internal | Summer | B5 | 200 | 0.01 | 0 | 49.18 | 52.75 | 8 | 0.06
2020 | NYISO_J-K_2_PJM_E | NYISO_J-K | PJM_E | Internal | Summer | B6 | 300 | 0.01 | 0 | 49.18 | 45.24 | 8 | 0.04
2020 | NYISO_J-K_2_PJM_E | NYISO_J-K | PJM_E | Internal | Summer | B7 | 400 | 0.01 | 0 | 49.18 | 40.66 | 8 | 0.03
2020 | NYISO_J-K_2_PJM_E | NYISO_J-K | PJM_E | Internal | Summer | B8 | 500 | 0.01 | 0 | 39.3 | 37.86 | 8 | 0.02
2020 | NYISO_J-K_2_PJM_E | NYISO_J-K | PJM_E | Internal | Summer | B9 | 800 | 0.01 | 0 | 37.91 | 37.21 | 8 | 0.01
2020 | NYISO_J-K_2_PJM_E | NYISO_J-K | PJM_E | Internal | Summer | B10 | 1262 | 0.01 | 0 | 37.91 | 35.14 | 8 | 0.01
2020 | NYISO_J-K_2_PJM_E | NYISO_J-K | PJM_E | Internal | Winter | B16 | 25 | 0.01 | 0 | 64.35 | 54.8 | 8 | 0.39
2020 | NYISO_J-K_2_PJM_E | NYISO_J-K | PJM_E | Internal | Winter | B17 | 100 | 0.01 | 0 | 53.34 | 47.34 | 8 | 0.1
2020 | NYISO_J-K_2_PJM_E | NYISO_J-K | PJM_E | Internal | Winter | B18 | 400 | 0.01 | 0 | 50.79 | 44.09 | 8 | 0.03
2020 | NYISO_J-K_2_PJM_E | NYISO_J-K | PJM_E | Internal | Winter | B19 | 700 | 0.01 | 0 | 49.29 | 41.76 | 8 | 0.02
2020 | NYISO_J-K_2_PJM_E | NYISO_J-K | PJM_E | Internal | Winter | B20 | 935 | 0.01 | 0 | 47.36 | 37.21 | 8 | 0.01
2020 | PJM_E_2_NYISO_G-I | PJM_E | NYISO_G-I | Internal | Shoulder | B11 | 25 | 500 | 0 | 52.07 | 53.27 | 6 | 0
2020 | PJM_E_2_NYISO_G-I | PJM_E | NYISO_G-I | Internal | Shoulder | B12 | 200 | 500 | 0 | 43.58 | 40.67 | 6 | 0
2020 | PJM_E_2_NYISO_G-I | PJM_E | NYISO_G-I | Internal | Shoulder | B13 | 600 | 500 | 0 | 42.76 | 40.67 | 6 | 0
2020 | PJM_E_2_NYISO_G-I | PJM_E | NYISO_G-I | Internal | Shoulder | B14 | 900 | 500 | 0 | 40.08 | 40.08 | 6 | 0
2020 | PJM_E_2_NYISO_G-I | PJM_E | NYISO_G-I | Internal | Shoulder | B15 | 1203 | 500 | 0 | 37.13 | 39.51 | 6 | 0
2020 | PJM_E_2_NYISO_G-I | PJM_E | NYISO_G-I | Internal | Summer | B1 | 10 | 500 | 0.79 | 65.94 | 71.93 | 6 | 0
2020 | PJM_E_2_NYISO_G-I | PJM_E | NYISO_G-I | Internal | Summer | B2 | 25 | 500 | 0 | 61.9 | 53.9 | 6 | 0
2020 | PJM_E_2_NYISO_G-I | PJM_E | NYISO_G-I | Internal | Summer | B3 | 75 | 500 | 0 | 61.26 | 52.9 | 6 | 0
2020 | PJM_E_2_NYISO_G-I | PJM_E | NYISO_G-I | Internal | Summer | B4 | 100 | 500 | 0 | 57.75 | 49.17 | 6 | 0
2020 | PJM_E_2_NYISO_G-I | PJM_E | NYISO_G-I | Internal | Summer | B5 | 200 | 500 | 0 | 52.75 | 49.17 | 6 | 0
2020 | PJM_E_2_NYISO_G-I | PJM_E | NYISO_G-I | Internal | Summer | B6 | 300 | 500 | 0 | 45.24 | 49.17 | 6 | 0
2020 | PJM_E_2_NYISO_G-I | PJM_E | NYISO_G-I | Internal | Summer | B7 | 400 | 500 | 500 | 40.66 | 49.17 | 6 | 2.5
2020 | PJM_E_2_NYISO_G-I | PJM_E | NYISO_G-I | Internal | Summer | B8 | 500 | 500 | 0 | 37.86 | 39.29 | 6 | 0
2020 | PJM_E_2_NYISO_G-I | PJM_E | NYISO_G-I | Internal | Summer | B9 | 800 | 500 | 0 | 37.21 | 37.9 | 6 | 0
2020 | PJM_E_2_NYISO_G-I | PJM_E | NYISO_G-I | Internal | Summer | B10 | 1262 | 500 | 0 | 35.14 | 37.9 | 6 | 0
2020 | PJM_E_2_NYISO_G-I | PJM_E | NYISO_G-I | Internal | Winter | B16 | 25 | 500 | 500 | 54.8 | 64.34 | 6 | 3.54
2020 | PJM_E_2_NYISO_G-I | PJM_E | NYISO_G-I | Internal | Winter | B17 | 100 | 500 | 0.09 | 47.34 | 53.32 | 6 | 0
2020 | PJM_E_2_NYISO_G-I | PJM_E | NYISO_G-I | Internal | Winter | B18 | 400 | 500 | 500 | 44.09 | 50.78 | 6 | 0.69
2020 | PJM_E_2_NYISO_G-I | PJM_E | NYISO_G-I | Internal | Winter | B19 | 700 | 500 | 500 | 41.76 | 49.27 | 6 | 1.51
2020 | PJM_E_2_NYISO_G-I | PJM_E | NYISO_G-I | Internal | Winter | B20 | 935 | 500 | 500 | 37.21 | 47.35 | 6 | 4.14
2020 | PJM_E_2_NYISO_J-K | PJM_E | NYISO_J-K | Internal | Shoulder | B11 | 25 | 330 | 0 | 52.07 | 53.28 | 6 | 0
2020 | PJM_E_2_NYISO_J-K | PJM_E | NYISO_J-K | Internal | Shoulder | B12 | 200 | 330 | 0 | 43.58 | 40.68 | 6 | 0
2020 | PJM_E_2_NYISO_J-K | PJM_E | NYISO_J-K | Internal | Shoulder | B13 | 600 | 330 | 0 | 42.76 | 40.68 | 6 | 0
2020 | PJM_E_2_NYISO_J-K | PJM_E | NYISO_J-K | Internal | Shoulder | B14 | 900 | 330 | 0 | 40.08 | 40.09 | 6 | 0
2020 | PJM_E_2_NYISO_J-K | PJM_E | NYISO_J-K | Internal | Shoulder | B15 | 1203 | 330 | 0 | 37.13 | 39.52 | 6 | 0
2020 | PJM_E_2_NYISO_J-K | PJM_E | NYISO_J-K | Internal | Summer | B1 | 10 | 330 | 128.56 | 65.94 | 71.94 | 6 | 0
2020 | PJM_E_2_NYISO_J-K | PJM_E | NYISO_J-K | Internal | Summer | B2 | 25 | 330 | 0 | 61.9 | 53.91 | 6 | 0
2020 | PJM_E_2_NYISO_J-K | PJM_E | NYISO_J-K | Internal | Summer | B3 | 75 | 330 | 0 | 61.26 | 52.91 | 6 | 0
2020 | PJM_E_2_NYISO_J-K | PJM_E | NYISO_J-K | Internal | Summer | B4 | 100 | 330 | 0 | 57.75 | 49.18 | 6 | 0
2020 | PJM_E_2_NYISO_J-K | PJM_E | NYISO_J-K | Internal | Summer | B5 | 200 | 330 | 0 | 52.75 | 49.18 | 6 | 0
2020 | PJM_E_2_NYISO_J-K | PJM_E | NYISO_J-K | Internal | Summer | B6 | 300 | 330 | 0 | 45.24 | 49.18 | 6 | 0
2020 | PJM_E_2_NYISO_J-K | PJM_E | NYISO_J-K | Internal | Summer | B7 | 400 | 330 | 330 | 40.66 | 49.18 | 6 | 2.52
2020 | PJM_E_2_NYISO_J-K | PJM_E | NYISO_J-K | Internal | Summer | B8 | 500 | 330 | 0 | 37.86 | 39.3 | 6 | 0
2020 | PJM_E_2_NYISO_J-K | PJM_E | NYISO_J-K | Internal | Summer | B9 | 800 | 330 | 0 | 37.21 | 37.91 | 6 | 0
2020 | PJM_E_2_NYISO_J-K | PJM_E | NYISO_J-K | Internal | Summer | B10 | 1262 | 330 | 0 | 35.14 | 37.91 | 6 | 0
2020 | PJM_E_2_NYISO_J-K | PJM_E | NYISO_J-K | Internal | Winter | B16 | 25 | 330 | 330 | 54.8 | 64.35 | 6 | 3.55
2020 | PJM_E_2_NYISO_J-K | PJM_E | NYISO_J-K | Internal | Winter | B17 | 100 | 330 | 306.73 | 47.34 | 53.34 | 6 | 0
2020 | PJM_E_2_NYISO_J-K | PJM_E | NYISO_J-K | Internal | Winter | B18 | 400 | 330 | 330 | 44.09 | 50.79 | 6 | 0.7
2020 | PJM_E_2_NYISO_J-K | PJM_E | NYISO_J-K | Internal | Winter | B19 | 700 | 330 | 330 | 41.76 | 49.29 | 6 | 1.52
2020 | PJM_E_2_NYISO_J-K | PJM_E | NYISO_J-K | Internal | Winter | B20 | 935 | 330 | 330 | 37.21 | 47.36 | 6 | 4.15
2020 | PJM_E_2_PJM_ROM | PJM_E | PJM_ROM | Internal | Shoulder | B11 | 25 | 8000 | 2323.23 | 52.07 | 52.08 | 0.01 | 0
2020 | PJM_E_2_PJM_ROM | PJM_E | PJM_ROM | Internal | Shoulder | B12 | 200 | 8000 | 1942.59 | 43.58 | 43.59 | 0.01 | 0
2020 | PJM_E_2_PJM_ROM | PJM_E | PJM_ROM | Internal | Shoulder | B13 | 600 | 8000 | 286.05 | 42.76 | 42.77 | 0.01 | 0
2020 | PJM_E_2_PJM_ROM | PJM_E | PJM_ROM | Internal | Shoulder | B14 | 900 | 8000 | 0 | 40.08 | 40.07 | 0.01 | 0
2020 | PJM_E_2_PJM_ROM | PJM_E | PJM_ROM | Internal | Shoulder | B15 | 1203 | 8000 | 0 | 37.13 | 37.12 | 0.01 | 0
2020 | PJM_E_2_PJM_ROM | PJM_E | PJM_ROM | Internal | Summer | B1 | 10 | 8000 | 0.45 | 65.94 | 65.93 | 0.01 | 0
2020 | PJM_E_2_PJM_ROM | PJM_E | PJM_ROM | Internal | Summer | B2 | 25 | 8000 | 0.18 | 61.9 | 61.89 | 0.01 | 0
2020 | PJM_E_2_PJM_ROM | PJM_E | PJM_ROM | Internal | Summer | B3 | 75 | 8000 | 35.45 | 61.26 | 61.27 | 0.01 | 0
2020 | PJM_E_2_PJM_ROM | PJM_E | PJM_ROM | Internal | Summer | B4 | 100 | 8000 | 1284.02 | 57.75 | 57.76 | 0.01 | 0
2020 | PJM_E_2_PJM_ROM | PJM_E | PJM_ROM | Internal | Summer | B5 | 200 | 8000 | 0.02 | 52.75 | 52.74 | 0.01 | 0
2020 | PJM_E_2_PJM_ROM | PJM_E | PJM_ROM | Internal | Summer | B6 | 300 | 8000 | 0.02 | 45.24 | 45.23 | 0.01 | 0
2020 | PJM_E_2_PJM_ROM | PJM_E | PJM_ROM | Internal | Summer | B7 | 400 | 8000 | 359.93 | 40.66 | 40.68 | 0.01 | 0
2020 | PJM_E_2_PJM_ROM | PJM_E | PJM_ROM | Internal | Summer | B8 | 500 | 8000 | 0 | 37.86 | 37.85 | 0.01 | 0
2020 | PJM_E_2_PJM_ROM | PJM_E | PJM_ROM | Internal | Summer | B9 | 800 | 8000 | 0 | 37.21 | 37.2 | 0.01 | 0
2020 | PJM_E_2_PJM_ROM | PJM_E | PJM_ROM | Internal | Summer | B10 | 1262 | 8000 | 0 | 35.14 | 35.12 | 0.01 | 0
2020 | PJM_E_2_PJM_ROM | PJM_E | PJM_ROM | Internal | Winter | B16 | 25 | 8000 | 0.18 | 54.8 | 54.79 | 0.01 | 0
2020 | PJM_E_2_PJM_ROM | PJM_E | PJM_ROM | Internal | Winter | B17 | 100 | 8000 | 0.05 | 47.34 | 47.32 | 0.01 | 0
2020 | PJM_E_2_PJM_ROM | PJM_E | PJM_ROM | Internal | Winter | B18 | 400 | 8000 | 0.01 | 44.09 | 44.08 | 0.01 | 0
2020 | PJM_E_2_PJM_ROM | PJM_E | PJM_ROM | Internal | Winter | B19 | 700 | 8000 | 0 | 41.76 | 41.75 | 0.01 | 0
2020 | PJM_E_2_PJM_ROM | PJM_E | PJM_ROM | Internal | Winter | B20 | 935 | 8000 | 0 | 37.21 | 37.2 | 0.01 | 0
2020 | PJM_ROR_2_MISO_IN | PJM_ROR | MISO_IN | Internal | Shoulder | B11 | 25 | 909 | 909 | 52.09 | 55.23 | 2 | 1.14
2020 | PJM_ROR_2_MISO_IN | PJM_ROR | MISO_IN | Internal | Shoulder | B12 | 200 | 909 | 0 | 43.6 | 44.99 | 2 | 0
2020 | PJM_ROR_2_MISO_IN | PJM_ROR | MISO_IN | Internal | Shoulder | B13 | 600 | 909 | 0 | 42.76 | 41.87 | 2 | 0
2020 | PJM_ROR_2_MISO_IN | PJM_ROR | MISO_IN | Internal | Shoulder | B14 | 900 | 909 | 0 | 40.06 | 39.48 | 2 | 0
2020 | PJM_ROR_2_MISO_IN | PJM_ROR | MISO_IN | Internal | Shoulder | B15 | 1203 | 909 | 0 | 37.1 | 38.78 | 2 | 0
2020 | PJM_ROR_2_MISO_IN | PJM_ROR | MISO_IN | Internal | Summer | B1 | 10 | 909 | 0 | 65.92 | 63.93 | 2 | 0
2020 | PJM_ROR_2_MISO_IN | PJM_ROR | MISO_IN | Internal | Summer | B2 | 25 | 909 | 0.01 | 61.87 | 63.54 | 2 | 0
2020 | PJM_ROR_2_MISO_IN | PJM_ROR | MISO_IN | Internal | Summer | B3 | 75 | 909 | 0 | 61.28 | 61.13 | 2 | 0
2020 | PJM_ROR_2_MISO_IN | PJM_ROR | MISO_IN | Internal | Summer | B4 | 100 | 909 | 0 | 57.78 | 59.39 | 2 | 0
2020 | PJM_ROR_2_MISO_IN | PJM_ROR | MISO_IN | Internal | Summer | B5 | 200 | 909 | 0.05 | 52.73 | 54.72 | 2 | 0
2020 | PJM_ROR_2_MISO_IN | PJM_ROR | MISO_IN | Internal | Summer | B6 | 300 | 909 | 0 | 45.22 | 46.21 | 2 | 0
2020 | PJM_ROR_2_MISO_IN | PJM_ROR | MISO_IN | Internal | Summer | B7 | 400 | 909 | 0 | 40.66 | 39.71 | 2 | 0
2020 | PJM_ROR_2_MISO_IN | PJM_ROR | MISO_IN | Internal | Summer | B8 | 500 | 909 | 0 | 37.84 | 37.81 | 2 | 0
2020 | PJM_ROR_2_MISO_IN | PJM_ROR | MISO_IN | Internal | Summer | B9 | 800 | 909 | 0 | 37.19 | 37.36 | 2 | 0
2020 | PJM_ROR_2_MISO_IN | PJM_ROR | MISO_IN | Internal | Summer | B10 | 1262 | 909 | 0 | 35.11 | 36.02 | 2 | 0
2020 | PJM_ROR_2_MISO_IN | PJM_ROR | MISO_IN | Internal | Winter | B16 | 25 | 909 | 0 | 54.78 | 52.81 | 2 | 0
2020 | PJM_ROR_2_MISO_IN | PJM_ROR | MISO_IN | Internal | Winter | B17 | 100 | 909 | 0 | 47.31 | 45.32 | 2 | 0
2020 | PJM_ROR_2_MISO_IN | PJM_ROR | MISO_IN | Internal | Winter | B18 | 400 | 909 | 0 | 43.82 | 41.85 | 2 | 0
2020 | PJM_ROR_2_MISO_IN | PJM_ROR | MISO_IN | Internal | Winter | B19 | 700 | 909 | 0 | 41.74 | 41.27 | 2 | 0
2020 | PJM_ROR_2_MISO_IN | PJM_ROR | MISO_IN | Internal | Winter | B20 | 935 | 909 | 0 | 37.19 | 37.81 | 2 | 0
2020 | PJM_ROR_2_MISO_MI | PJM_ROR | MISO_MI | Internal | Shoulder | B11 | 25 | 1305 | 1078.99 | 52.09 | 54.09 | 2 | 0
2020 | PJM_ROR_2_MISO_MI | PJM_ROR | MISO_MI | Internal | Shoulder | B12 | 200 | 1305 | 0 | 43.6 | 45 | 2 | 0
2020 | PJM_ROR_2_MISO_MI | PJM_ROR | MISO_MI | Internal | Shoulder | B13 | 600 | 1305 | 0 | 42.76 | 41.88 | 2 | 0
2020 | PJM_ROR_2_MISO_MI | PJM_ROR | MISO_MI | Internal | Shoulder | B14 | 900 | 1305 | 0 | 40.06 | 39.5 | 2 | 0
2020 | PJM_ROR_2_MISO_MI | PJM_ROR | MISO_MI | Internal | Shoulder | B15 | 1203 | 1305 | 0 | 37.1 | 38.79 | 2 | 0
2020 | PJM_ROR_2_MISO_MI | PJM_ROR | MISO_MI | Internal | Summer | B1 | 10 | 1305 | 0 | 65.92 | 63.92 | 2 | 0
2020 | PJM_ROR_2_MISO_MI | PJM_ROR | MISO_MI | Internal | Summer | B2 | 25 | 1305 | 0.01 | 61.87 | 63.53 | 2 | 0
2020 | PJM_ROR_2_MISO_MI | PJM_ROR | MISO_MI | Internal | Summer | B3 | 75 | 1305 | 0 | 61.28 | 61.12 | 2 | 0
2020 | PJM_ROR_2_MISO_MI | PJM_ROR | MISO_MI | Internal | Summer | B4 | 100 | 1305 | 0 | 57.78 | 58.16 | 2 | 0
2020 | PJM_ROR_2_MISO_MI | PJM_ROR | MISO_MI | Internal | Summer | B5 | 200 | 1305 | 0.02 | 52.73 | 54.71 | 2 | 0
2020 | PJM_ROR_2_MISO_MI | PJM_ROR | MISO_MI | Internal | Summer | B6 | 300 | 1305 | 0 | 45.22 | 46.2 | 2 | 0
2020 | PJM_ROR_2_MISO_MI | PJM_ROR | MISO_MI | Internal | Summer | B7 | 400 | 1305 | 0 | 40.66 | 39.72 | 2 | 0
2020 | PJM_ROR_2_MISO_MI | PJM_ROR | MISO_MI | Internal | Summer | B8 | 500 | 1305 | 0 | 37.84 | 37.82 | 2 | 0
2020 | PJM_ROR_2_MISO_MI | PJM_ROR | MISO_MI | Internal | Summer | B9 | 800 | 1305 | 0 | 37.19 | 37.38 | 2 | 0
2020 | PJM_ROR_2_MISO_MI | PJM_ROR | MISO_MI | Internal | Summer | B10 | 1262 | 1305 | 0 | 35.11 | 36.03 | 2 | 0
2020 | PJM_ROR_2_MISO_MI | PJM_ROR | MISO_MI | Internal | Winter | B16 | 25 | 1305 | 0 | 54.78 | 52.8 | 2 | 0
2020 | PJM_ROR_2_MISO_MI | PJM_ROR | MISO_MI | Internal | Winter | B17 | 100 | 1305 | 0 | 47.31 | 45.34 | 2 | 0
2020 | PJM_ROR_2_MISO_MI | PJM_ROR | MISO_MI | Internal | Winter | B18 | 400 | 1305 | 0 | 43.82 | 41.86 | 2 | 0
2020 | PJM_ROR_2_MISO_MI | PJM_ROR | MISO_MI | Internal | Winter | B19 | 700 | 1305 | 0 | 41.74 | 41.29 | 2 | 0
2020 | PJM_ROR_2_MISO_MI | PJM_ROR | MISO_MI | Internal | Winter | B20 | 935 | 1305 | 0 | 37.19 | 37.82 | 2 | 0
2020 | PJM_ROR_2_MISO_MO-IL | PJM_ROR | MISO_MO-IL | Internal | Shoulder | B11 | 25 | 1111 | 1111 | 52.09 | 55.25 | 2 | 1.15
2020 | PJM_ROR_2_MISO_MO-IL | PJM_ROR | MISO_MO-IL | Internal | Shoulder | B12 | 200 | 1111 | 0 | 43.6 | 44.98 | 2 | 0
2020 | PJM_ROR_2_MISO_MO-IL | PJM_ROR | MISO_MO-IL | Internal | Shoulder | B13 | 600 | 1111 | 0 | 42.76 | 41.86 | 2 | 0
2020 | PJM_ROR_2_MISO_MO-IL | PJM_ROR | MISO_MO-IL | Internal | Shoulder | B14 | 900 | 1111 | 0 | 40.06 | 39.5 | 2 | 0
2020 | PJM_ROR_2_MISO_MO-IL | PJM_ROR | MISO_MO-IL | Internal | Shoulder | B15 | 1203 | 1111 | 0 | 37.1 | 38.79 | 2 | 0
2020 | PJM_ROR_2_MISO_MO-IL | PJM_ROR | MISO_MO-IL | Internal | Summer | B1 | 10 | 1111 | 0 | 65.92 | 63.92 | 2 | 0
2020 | PJM_ROR_2_MISO_MO-IL | PJM_ROR | MISO_MO-IL | Internal | Summer | B2 | 25 | 1111 | 0.01 | 61.87 | 63.53 | 2 | 0
2020 | PJM_ROR_2_MISO_MO-IL | PJM_ROR | MISO_MO-IL | Internal | Summer | B3 | 75 | 1111 | 0 | 61.28 | 61.14 | 2 | 0
2020 | PJM_ROR_2_MISO_MO-IL | PJM_ROR | MISO_MO-IL | Internal | Summer | B4 | 100 | 1111 | 0 | 57.78 | 59.41 | 2 | 0
2020 | PJM_ROR_2_MISO_MO-IL | PJM_ROR | MISO_MO-IL | Internal | Summer | B5 | 200 | 1111 | 383.66 | 52.73 | 54.73 | 2 | 0
2020 | PJM_ROR_2_MISO_MO-IL | PJM_ROR | MISO_MO-IL | Internal | Summer | B6 | 300 | 1111 | 0 | 45.22 | 46.22 | 2 | 0
2020 | PJM_ROR_2_MISO_MO-IL | PJM_ROR | MISO_MO-IL | Internal | Summer | B7 | 400 | 1111 | 0 | 40.66 | 39.72 | 2 | 0
2020 | PJM_ROR_2_MISO_MO-IL | PJM_ROR | MISO_MO-IL | Internal | Summer | B8 | 500 | 1111 | 0 | 37.84 | 37.8 | 2 | 0
2020 | PJM_ROR_2_MISO_MO-IL | PJM_ROR | MISO_MO-IL | Internal | Summer | B9 | 800 | 1111 | 0 | 37.19 | 37.35 | 2 | 0
2020 | PJM_ROR_2_MISO_MO-IL | PJM_ROR | MISO_MO-IL | Internal | Summer | B10 | 1262 | 1111 | 0 | 35.11 | 36.01 | 2 | 0
2020 | PJM_ROR_2_MISO_MO-IL | PJM_ROR | MISO_MO-IL | Internal | Winter | B16 | 25 | 1111 | 0 | 54.78 | 52.8 | 2 | 0
2020 | PJM_ROR_2_MISO_MO-IL | PJM_ROR | MISO_MO-IL | Internal | Winter | B17 | 100 | 1111 | 0 | 47.31 | 45.31 | 2 | 0
2020 | PJM_ROR_2_MISO_MO-IL | PJM_ROR | MISO_MO-IL | Internal | Winter | B18 | 400 | 1111 | 0 | 43.82 | 41.83 | 2 | 0
2020 | PJM_ROR_2_MISO_MO-IL | PJM_ROR | MISO_MO-IL | Internal | Winter | B19 | 700 | 1111 | 0 | 41.74 | 41.26 | 2 | 0
2020 | PJM_ROR_2_MISO_MO-IL | PJM_ROR | MISO_MO-IL | Internal | Winter | B20 | 935 | 1111 | 0 | 37.19 | 37.82 | 2 | 0
2020 | PJM_ROR_2_MISO_W | PJM_ROR | MISO_W | Internal | Shoulder | B11 | 25 | 709 | 709 | 52.09 | 55.26 | 2 | 1.16
2020 | PJM_ROR_2_MISO_W | PJM_ROR | MISO_W | Internal | Shoulder | B12 | 200 | 709 | 0 | 43.6 | 44.97 | 2 | 0
2020 | PJM_ROR_2_MISO_W | PJM_ROR | MISO_W | Internal | Shoulder | B13 | 600 | 709 | 0 | 42.76 | 41.85 | 2 | 0
2020 | PJM_ROR_2_MISO_W | PJM_ROR | MISO_W | Internal | Shoulder | B14 | 900 | 709 | 0 | 40.06 | 39.48 | 2 | 0
2020 | PJM_ROR_2_MISO_W | PJM_ROR | MISO_W | Internal | Shoulder | B15 | 1203 | 709 | 0 | 37.1 | 38.8 | 2 | 0
2020 | PJM_ROR_2_MISO_W | PJM_ROR | MISO_W | Internal | Summer | B1 | 10 | 709 | 0 | 65.92 | 63.92 | 2 | 0
2020 | PJM_ROR_2_MISO_W | PJM_ROR | MISO_W | Internal | Summer | B2 | 25 | 709 | 0.01 | 61.87 | 63.54 | 2 | 0
2020 | PJM_ROR_2_MISO_W | PJM_ROR | MISO_W | Internal | Summer | B3 | 75 | 709 | 235.27 | 61.28 | 63.28 | 2 | 0
2020 | PJM_ROR_2_MISO_W | PJM_ROR | MISO_W | Internal | Summer | B4 | 100 | 709 | 709 | 57.78 | 62.58 | 2 | 2.8
2020 | PJM_ROR_2_MISO_W | PJM_ROR | MISO_W | Internal | Summer | B5 | 200 | 709 | 708.96 | 52.73 | 54.74 | 2 | 0.01
2020 | PJM_ROR_2_MISO_W | PJM_ROR | MISO_W | Internal | Summer | B6 | 300 | 709 | 357.7 | 45.22 | 47.22 | 2 | 0
2020 | PJM_ROR_2_MISO_W | PJM_ROR | MISO_W | Internal | Summer | B7 | 400 | 709 | 0 | 40.66 | 39.71 | 2 | 0
2020 | PJM_ROR_2_MISO_W | PJM_ROR | MISO_W | Internal | Summer | B8 | 500 | 709 | 0 | 37.84 | 37.78 | 2 | 0
2020 | PJM_ROR_2_MISO_W | PJM_ROR | MISO_W | Internal | Summer | B9 | 800 | 709 | 0 | 37.19 | 37.34 | 2 | 0
2020 | PJM_ROR_2_MISO_W | PJM_ROR | MISO_W | Internal | Summer | B10 | 1262 | 709 | 0 | 35.11 | 36 | 2 | 0
2020 | PJM_ROR_2_MISO_W | PJM_ROR | MISO_W | Internal | Winter | B16 | 25 | 709 | 0 | 54.78 | 52.79 | 2 | 0
2020 | PJM_ROR_2_MISO_W | PJM_ROR | MISO_W | Internal | Winter | B17 | 100 | 709 | 0 | 47.31 | 45.31 | 2 | 0
2020 | PJM_ROR_2_MISO_W | PJM_ROR | MISO_W | Internal | Winter | B18 | 400 | 709 | 0 | 43.82 | 41.85 | 2 | 0
2020 | PJM_ROR_2_MISO_W | PJM_ROR | MISO_W | Internal | Winter | B19 | 700 | 709 | 0 | 41.74 | 41.57 | 2 | 0
2020 | PJM_ROR_2_MISO_W | PJM_ROR | MISO_W | Internal | Winter | B20 | 935 | 709 | 0 | 37.19 | 37.83 | 2 | 0
2020 | PJM_ROR_2_MISO_WUMS | PJM_ROR | MISO_WUMS | Internal | Shoulder | B11 | 25 | 1467 | 26.22 | 52.09 | 54.09 | 2 | 0
2020 | PJM_ROR_2_MISO_WUMS | PJM_ROR | MISO_WUMS | Internal | Shoulder | B12 | 200 | 1467 | 0 | 43.6 | 44.47 | 2 | 0
2020 | PJM_ROR_2_MISO_WUMS | PJM_ROR | MISO_WUMS | Internal | Shoulder | B13 | 600 | 1467 | 0 | 42.76 | 41.83 | 2 | 0
2020 | PJM_ROR_2_MISO_WUMS | PJM_ROR | MISO_WUMS | Internal | Shoulder | B14 | 900 | 1467 | 0 | 40.06 | 39.47 | 2 | 0
2020 | PJM_ROR_2_MISO_WUMS | PJM_ROR | MISO_WUMS | Internal | Shoulder | B15 | 1203 | 1467 | 0 | 37.1 | 36.91 | 2 | 0
2020 | PJM_ROR_2_MISO_WUMS | PJM_ROR | MISO_WUMS | Internal | Summer | B1 | 10 | 1467 | 0 | 65.92 | 59.88 | 2 | 0
2020 | PJM_ROR_2_MISO_WUMS | PJM_ROR | MISO_WUMS | Internal | Summer | B2 | 25 | 1467 | 0 | 61.87 | 59.88 | 2 | 0
2020 | PJM_ROR_2_MISO_WUMS | PJM_ROR | MISO_WUMS | Internal | Summer | B3 | 75 | 1467 | 0 | 61.28 | 59.88 | 2 | 0
2020 | PJM_ROR_2_MISO_WUMS | PJM_ROR | MISO_WUMS | Internal | Summer | B4 | 100 | 1467 | 394.56 | 57.78 | 59.78 | 2 | 0
2020 | PJM_ROR_2_MISO_WUMS | PJM_ROR | MISO_WUMS | Internal | Summer | B5 | 200 | 1467 | 0.01 | 52.73 | 54.69 | 2 | 0
2020 | PJM_ROR_2_MISO_WUMS | PJM_ROR | MISO_WUMS | Internal | Summer | B6 | 300 | 1467 | 0 | 45.22 | 43.22 | 2 | 0
2020 | PJM_ROR_2_MISO_WUMS | PJM_ROR | MISO_WUMS | Internal | Summer | B7 | 400 | 1467 | 0 | 40.66 | 38.66 | 2 | 0
2020 | PJM_ROR_2_MISO_WUMS | PJM_ROR | MISO_WUMS | Internal | Summer | B8 | 500 | 1467 | 0 | 37.84 | 37.77 | 2 | 0
2020 | PJM_ROR_2_MISO_WUMS | PJM_ROR | MISO_WUMS | Internal | Summer | B9 | 800 | 1467 | 0 | 37.19 | 36.32 | 2 | 0
2020 | PJM_ROR_2_MISO_WUMS | PJM_ROR | MISO_WUMS | Internal | Summer | B10 | 1262 | 1467 | 0 | 35.11 | 35.66 | 2 | 0
2020 | PJM_ROR_2_MISO_WUMS | PJM_ROR | MISO_WUMS | Internal | Winter | B16 | 25 | 1467 | 0 | 54.78 | 52.78 | 2 | 0
2020 | PJM_ROR_2_MISO_WUMS | PJM_ROR | MISO_WUMS | Internal | Winter | B17 | 100 | 1467 | 0 | 47.31 | 45.31 | 2 | 0
2020 | PJM_ROR_2_MISO_WUMS | PJM_ROR | MISO_WUMS | Internal | Winter | B18 | 400 | 1467 | 0 | 43.82 | 41.83 | 2 | 0
2020 | PJM_ROR_2_MISO_WUMS | PJM_ROR | MISO_WUMS | Internal | Winter | B19 | 700 | 1467 | 0 | 41.74 | 41.56 | 2 | 0
2020 | PJM_ROR_2_MISO_WUMS | PJM_ROR | MISO_WUMS | Internal | Winter | B20 | 935 | 1467 | 0 | 37.19 | 37.84 | 2 | 0
2020 | PJM_ROR_2_PJM_ROM | PJM_ROR | PJM_ROM | Internal | Shoulder | B11 | 25 | 8000 | 0.18 | 52.09 | 52.08 | 0.01 | 0
2020 | PJM_ROR_2_PJM_ROM | PJM_ROR | PJM_ROM | Internal | Shoulder | B12 | 200 | 8000 | 0.04 | 43.6 | 43.59 | 0.01 | 0
2020 | PJM_ROR_2_PJM_ROM | PJM_ROR | PJM_ROM | Internal | Shoulder | B13 | 600 | 8000 | 1803.56 | 42.76 | 42.77 | 0.01 | 0
2020 | PJM_ROR_2_PJM_ROM | PJM_ROR | PJM_ROM | Internal | Shoulder | B14 | 900 | 8000 | 4162.93 | 40.06 | 40.07 | 0.01 | 0
2020 | PJM_ROR_2_PJM_ROM | PJM_ROR | PJM_ROM | Internal | Shoulder | B15 | 1203 | 8000 | 3068.69 | 37.1 | 37.12 | 0.01 | 0
2020 | PJM_ROR_2_PJM_ROM | PJM_ROR | PJM_ROM | Internal | Summer | B1 | 10 | 8000 | 4249.76 | 65.92 | 65.93 | 0.01 | 0
2020 | PJM_ROR_2_PJM_ROM | PJM_ROR | PJM_ROM | Internal | Summer | B2 | 25 | 8000 | 4413.53 | 61.87 | 61.89 | 0.01 | 0
2020 | PJM_ROR_2_PJM_ROM | PJM_ROR | PJM_ROM | Internal | Summer | B3 | 75 | 8000 | 0.06 | 61.28 | 61.27 | 0.01 | 0
2020 | PJM_ROR_2_PJM_ROM | PJM_ROR | PJM_ROM | Internal | Summer | B4 | 100 | 8000 | 0.05 | 57.78 | 57.76 | 0.01 | 0
2020 | PJM_ROR_2_PJM_ROM | PJM_ROR | PJM_ROM | Internal | Summer | B5 | 200 | 8000 | 2065.13 | 52.73 | 52.74 | 0.01 | 0
2020 | PJM_ROR_2_PJM_ROM | PJM_ROR | PJM_ROM | Internal | Summer | B6 | 300 | 8000 | 3040.8 | 45.22 | 45.23 | 0.01 | 0
2020 | PJM_ROR_2_PJM_ROM | PJM_ROR | PJM_ROM | Internal | Summer | B7 | 400 | 8000 | 1586.77 | 40.66 | 40.68 | 0.01 | 0
2020 | PJM_ROR_2_PJM_ROM | PJM_ROR | PJM_ROM | Internal | Summer | B8 | 500 | 8000 | 3752.46 | 37.84 | 37.85 | 0.01 | 0
2020 | PJM_ROR_2_PJM_ROM | PJM_ROR | PJM_ROM | Internal | Summer | B9 | 800 | 8000 | 6690.94 | 37.19 | 37.2 | 0.01 | 0
2020 | PJM_ROR_2_PJM_ROM | PJM_ROR | PJM_ROM | Internal | Summer | B10 | 1262 | 8000 | 4758.36 | 35.11 | 35.12 | 0.01 | 0
2020 | PJM_ROR_2_PJM_ROM | PJM_ROR | PJM_ROM | Internal | Winter | B16 | 25 | 8000 | 2358.33 | 54.78 | 54.79 | 0.01 | 0
2020 | PJM_ROR_2_PJM_ROM | PJM_ROR | PJM_ROM | Internal | Winter | B17 | 100 | 8000 | 6331.74 | 47.31 | 47.32 | 0.01 | 0
2020 | PJM_ROR_2_PJM_ROM | PJM_ROR | PJM_ROM | Internal | Winter | B18 | 400 | 8000 | 8000 | 43.82 | 44.08 | 0.01 | 0.24
2020 | PJM_ROR_2_PJM_ROM | PJM_ROR | PJM_ROM | Internal | Winter | B19 | 700 | 8000 | 7713.4 | 41.74 | 41.75 | 0.01 | 0
2020 | PJM_ROR_2_PJM_ROM | PJM_ROR | PJM_ROM | Internal | Winter | B20 | 935 | 8000 | 7526.89 | 37.19 | 37.2 | 0.01 | 0
2020 | PJM_ROR_2_TVA_Transmission | PJM_ROR | TVA_Transmission | Internal | Shoulder | B11 | 25 | 2500 | 0.13 | 52.09 | 58.06 | 6 | 0
2020 | PJM_ROR_2_TVA_Transmission | PJM_ROR | TVA_Transmission | Internal | Shoulder | B12 | 200 | 2500 | 0 | 43.6 | 46.72 | 6 | 0
2020 | PJM_ROR_2_TVA_Transmission | PJM_ROR | TVA_Transmission | Internal | Shoulder | B13 | 600 | 2500 | 0 | 42.76 | 45.06 | 6 | 0
2020 | PJM_ROR_2_TVA_Transmission | PJM_ROR | TVA_Transmission | Internal | Shoulder | B14 | 900 | 2500 | 0 | 40.06 | 43.95 | 6 | 0
2020 | PJM_ROR_2_TVA_Transmission | PJM_ROR | TVA_Transmission | Internal | Shoulder | B15 | 1203 | 2500 | 0 | 37.1 | 42.31 | 6 | 0
2020 | PJM_ROR_2_TVA_Transmission | PJM_ROR | TVA_Transmission | Internal | Summer | B1 | 10 | 2500 | 1185.96 | 65.92 | 71.92 | 6 | 0
2020 | PJM_ROR_2_TVA_Transmission | PJM_ROR | TVA_Transmission | Internal | Summer | B2 | 25 | 2500 | 1245.16 | 61.87 | 67.87 | 6 | 0
2020 | PJM_ROR_2_TVA_Transmission | PJM_ROR | TVA_Transmission | Internal | Summer | B3 | 75 | 2500 | 0.01 | 61.28 | 67.16 | 6 | 0
2020 | PJM_ROR_2_TVA_Transmission | PJM_ROR | TVA_Transmission | Internal | Summer | B4 | 100 | 2500 | 2111.03 | 57.78 | 63.78 | 6 | 0
2020 | PJM_ROR_2_TVA_Transmission | PJM_ROR | TVA_Transmission | Internal | Summer | B5 | 200 | 2500 | 307.93 | 52.73 | 58.73 | 6 | 0
2020 | PJM_ROR_2_TVA_Transmission | PJM_ROR | TVA_Transmission | Internal | Summer | B6 | 300 | 2500 | 0 | 45.22 | 49.85 | 6 | 0
2020 | PJM_ROR_2_TVA_Transmission | PJM_ROR | TVA_Transmission | Internal | Summer | B7 | 400 | 2500 | 0 | 40.66 | 46 | 6 | 0
2020 | PJM_ROR_2_TVA_Transmission | PJM_ROR | TVA_Transmission | Internal | Summer | B8 | 500 | 2500 | 0 | 37.84 | 41.96 | 6 | 0
2020 | PJM_ROR_2_TVA_Transmission | PJM_ROR | TVA_Transmission | Internal | Summer | B9 | 800 | 2500 | 0 | 37.19 | 41.52 | 6 | 0
2020 | PJM_ROR_2_TVA_Transmission | PJM_ROR | TVA_Transmission | Internal | Summer | B10 | 1262 | 2500 | 0 | 35.11 | 39.11 | 6 | 0
2020 | PJM_ROR_2_TVA_Transmission | PJM_ROR | TVA_Transmission | Internal | Winter | B16 | 25 | 2500 | 0 | 54.78 | 60.04 | 6 | 0
2020 | PJM_ROR_2_TVA_Transmission | PJM_ROR | TVA_Transmission | Internal | Winter | B17 | 100 | 2500 | 0 | 47.31 | 48.98 | 6 | 0
2020 | PJM_ROR_2_TVA_Transmission | PJM_ROR | TVA_Transmission | Internal | Winter | B18 | 400 | 2500 | 0 | 43.82 | 46 | 6 | 0
2020 | PJM_ROR_2_TVA_Transmission | PJM_ROR | TVA_Transmission | Internal | Winter | B19 | 700 | 2500 | 0 | 41.74 | 44.87 | 6 | 0
2020 | PJM_ROR_2_TVA_Transmission | PJM_ROR | TVA_Transmission | Internal | Winter | B20 | 935 | 2500 | 0 | 37.19 | 43.05 | 6 | 0
2020 | PJM_ROR_2_VACAR | PJM_ROR | VACAR | Internal | Shoulder | B11 | 25 | 3000 | 2468 | 52.09 | 58.09 | 6 | 0
2020 | PJM_ROR_2_VACAR | PJM_ROR | VACAR | Internal | Shoulder | B12 | 200 | 3000 | 0 | 43.6 | 48.34 | 6 | 0
2020 | PJM_ROR_2_VACAR | PJM_ROR | VACAR | Internal | Shoulder | B13 | 600 | 3000 | 0 | 42.76 | 46.06 | 6 | 0
2020 | PJM_ROR_2_VACAR | PJM_ROR | VACAR | Internal | Shoulder | B14 | 900 | 3000 | 0 | 40.06 | 45.41 | 6 | 0
2020 | PJM_ROR_2_VACAR | PJM_ROR | VACAR | Internal | Shoulder | B15 | 1203 | 3000 | 0 | 37.1 | 42.99 | 6 | 0
2020 | PJM_ROR_2_VACAR | PJM_ROR | VACAR | Internal | Summer | B1 | 10 | 3000 | 2999.99 | 65.92 | 73.05 | 6 | 1.13
2020 | PJM_ROR_2_VACAR | PJM_ROR | VACAR | Internal | Summer | B2 | 25 | 3000 | 3000 | 61.87 | 73.05 | 6 | 5.18
2020 | PJM_ROR_2_VACAR | PJM_ROR | VACAR | Internal | Summer | B3 | 75 | 3000 | 3000 | 61.28 | 71.77 | 6 | 4.49
2020 | PJM_ROR_2_VACAR | PJM_ROR | VACAR | Internal | Summer | B4 | 100 | 3000 | 1639.33 | 57.78 | 63.78 | 6 | 0
2020 | PJM_ROR_2_VACAR | PJM_ROR | VACAR | Internal | Summer | B5 | 200 | 3000 | 1432.29 | 52.73 | 58.73 | 6 | 0
2020 | PJM_ROR_2_VACAR | PJM_ROR | VACAR | Internal | Summer | B6 | 300 | 3000 | 603.13 | 45.22 | 51.22 | 6 | 0
2020 | PJM_ROR_2_VACAR | PJM_ROR | VACAR | Internal | Summer | B7 | 400 | 3000 | 3000 | 40.66 | 47.46 | 6 | 0.8
2020 | PJM_ROR_2_VACAR | PJM_ROR | VACAR | Internal | Summer | B8 | 500 | 3000 | 2784.05 | 37.84 | 43.84 | 6 | 0
2020 | PJM_ROR_2_VACAR | PJM_ROR | VACAR | Internal | Summer | B9 | 800 | 3000 | 1780.42 | 37.19 | 43.19 | 6 | 0
2020 | PJM_ROR_2_VACAR | PJM_ROR | VACAR | Internal | Summer | B10 | 1262 | 3000 | 710.07 | 35.11 | 41.11 | 6 | 0
2020 | PJM_ROR_2_VACAR | PJM_ROR | VACAR | Internal | Winter | B16 | 25 | 3000 | 3000 | 54.78 | 62.09 | 6 | 1.31
2020 | PJM_ROR_2_VACAR | PJM_ROR | VACAR | Internal | Winter | B17 | 100 | 3000 | 0 | 47.31 | 52.4 | 6 | 0
2020 | PJM_ROR_2_VACAR | PJM_ROR | VACAR | Internal | Winter | B18 | 400 | 3000 | 0 | 43.82 | 47.66 | 6 | 0
2020 | PJM_ROR_2_VACAR | PJM_ROR | VACAR | Internal | Winter | B19 | 700 | 3000 | 0 | 41.74 | 45.6 | 6 | 0
2020 | PJM_ROR_2_VACAR | PJM_ROR | VACAR | Internal | Winter | B20 | 935 | 3000 | 3000 | 37.19 | 44.78 | 6 | 1.6
2020 | PJM_ROM_2_NYISO_A-F | PJM_ROM | NYISO_A-F | Internal | Shoulder | B11 | 25 | 2000 | 0 | 52.08 | 40.67 | 6 | 0
2020 | PJM_ROM_2_NYISO_A-F | PJM_ROM | NYISO_A-F | Internal | Shoulder | B12 | 200 | 2000 | 0 | 43.59 | 39.85 | 6 | 0
2020 | PJM_ROM_2_NYISO_A-F | PJM_ROM | NYISO_A-F | Internal | Shoulder | B13 | 600 | 2000 | 0 | 42.77 | 39.85 | 6 | 0
2020 | PJM_ROM_2_NYISO_A-F | PJM_ROM | NYISO_A-F | Internal | Shoulder | B14 | 900 | 2000 | 0 | 40.07 | 39.5 | 6 | 0
2020 | PJM_ROM_2_NYISO_A-F | PJM_ROM | NYISO_A-F | Internal | Shoulder | B15 | 1203 | 2000 | 0 | 37.12 | 39.5 | 6 | 0
2020 | PJM_ROM_2_NYISO_A-F | PJM_ROM | NYISO_A-F | Internal | Summer | B1 | 10 | 2000 | 0 | 65.93 | 57.93 | 6 | 0
2020 | PJM_ROM_2_NYISO_A-F | PJM_ROM | NYISO_A-F | Internal | Summer | B2 | 25 | 2000 | 0 | 61.89 | 53.89 | 6 | 0
2020 | PJM_ROM_2_NYISO_A-F | PJM_ROM | NYISO_A-F | Internal | Summer | B3 | 75 | 2000 | 0 | 61.27 | 52.89 | 6 | 0
2020 | PJM_ROM_2_NYISO_A-F | PJM_ROM | NYISO_A-F | Internal | Summer | B4 | 100 | 2000 | 0 | 57.76 | 45.81 | 6 | 0
2020 | PJM_ROM_2_NYISO_A-F | PJM_ROM | NYISO_A-F | Internal | Summer | B5 | 200 | 2000 | 0 | 52.74 | 44.74 | 6 | 0
2020 | PJM_ROM_2_NYISO_A-F | PJM_ROM | NYISO_A-F | Internal | Summer | B6 | 300 | 2000 | 0 | 45.23 | 42.31 | 6 | 0
2020 | PJM_ROM_2_NYISO_A-F | PJM_ROM | NYISO_A-F | Internal | Summer | B7 | 400 | 2000 | 0 | 40.68 | 39.72 | 6 | 0
2020 | PJM_ROM_2_NYISO_A-F | PJM_ROM | NYISO_A-F | Internal | Summer | B8 | 500 | 2000 | 0 | 37.85 | 38.6 | 6 | 0
2020 | PJM_ROM_2_NYISO_A-F | PJM_ROM | NYISO_A-F | Internal | Summer | B9 | 800 | 2000 | 0 | 37.2 | 37.89 | 6 | 0
2020 | PJM_ROM_2_NYISO_A-F | PJM_ROM | NYISO_A-F | Internal | Summer | B10 | 1262 | 2000 | 0 | 35.12 | 37.89 | 6 | 0
2020 | PJM_ROM_2_NYISO_A-F | PJM_ROM | NYISO_A-F | Internal | Winter | B16 | 25 | 2000 | 0 | 54.79 | 46.26 | 6 | 0
2020 | PJM_ROM_2_NYISO_A-F | PJM_ROM | NYISO_A-F | Internal | Winter | B17 | 100 | 2000 | 0 | 47.32 | 43.27 | 6 | 0
2020 | PJM_ROM_2_NYISO_A-F | PJM_ROM | NYISO_A-F | Internal | Winter | B18 | 400 | 2000 | 0 | 44.08 | 42.19 | 6 | 0
2020 | PJM_ROM_2_NYISO_A-F | PJM_ROM | NYISO_A-F | Internal | Winter | B19 | 700 | 2000 | 0 | 41.75 | 42.19 | 6 | 0
2020 | PJM_ROM_2_NYISO_A-F | PJM_ROM | NYISO_A-F | Internal | Winter | B20 | 935 | 2000 | 0 | 37.2 | 42.19 | 6 | 0
2020 | PJM_ROM_2_PJM_E | PJM_ROM | PJM_E | Internal | Shoulder | B11 | 25 | 8000 | 0.18 | 52.08 | 52.07 | 0.01 | 0
2020 | PJM_ROM_2_PJM_E | PJM_ROM | PJM_E | Internal | Shoulder | B12 | 200 | 8000 | 0.02 | 43.59 | 43.58 | 0.01 | 0
2020 | PJM_ROM_2_PJM_E | PJM_ROM | PJM_E | Internal | Shoulder | B13 | 600 | 8000 | 0 | 42.77 | 42.76 | 0.01 | 0
2020 | PJM_ROM_2_PJM_E | PJM_ROM | PJM_E | Internal | Shoulder | B14 | 900 | 8000 | 2381.16 | 40.07 | 40.08 | 0.01 | 0
2020 | PJM_ROM_2_PJM_E | PJM_ROM | PJM_E | Internal | Shoulder | B15 | 1203 | 8000 | 717.07 | 37.12 | 37.13 | 0.01 | 0
2020 | PJM_ROM_2_PJM_E | PJM_ROM | PJM_E | Internal | Summer | B1 | 10 | 8000 | 3110.48 | 65.93 | 65.94 | 0.01 | 0
2020 | PJM_ROM_2_PJM_E | PJM_ROM | PJM_E | Internal | Summer | B2 | 25 | 8000 | 3136.35 | 61.89 | 61.9 | 0.01 | 0
2020 | PJM_ROM_2_PJM_E | PJM_ROM | PJM_E | Internal | Summer | B3 | 75 | 8000 | 0.07 | 61.27 | 61.26 | 0.01 | 0
2020 | PJM_ROM_2_PJM_E | PJM_ROM | PJM_E | Internal | Summer | B4 | 100 | 8000 | 0.05 | 57.76 | 57.75 | 0.01 | 0
2020 | PJM_ROM_2_PJM_E | PJM_ROM | PJM_E | Internal | Summer | B5 | 200 | 8000 | 882.81 | 52.74 | 52.75 | 0.01 | 0
2020 | PJM_ROM_2_PJM_E | PJM_ROM | PJM_E | Internal | Summer | B6 | 300 | 8000 | 851.84 | 45.23 | 45.24 | 0.01 | 0
2020 | PJM_ROM_2_PJM_E | PJM_ROM | PJM_E | Internal | Summer | B7 | 400 | 8000 | 0.01 | 40.68 | 40.66 | 0.01 | 0
2020 | PJM_ROM_2_PJM_E | PJM_ROM | PJM_E | Internal | Summer | B8 | 500 | 8000 | 658.98 | 37.85 | 37.86 | 0.01 | 0
2020 | PJM_ROM_2_PJM_E | PJM_ROM | PJM_E | Internal | Summer | B9 | 800 | 8000 | 2584.3 | 37.2 | 37.21 | 0.01 | 0
2020 | PJM_ROM_2_PJM_E | PJM_ROM | PJM_E | Internal | Summer | B10 | 1262 | 8000 | 732.04 | 35.12 | 35.14 | 0.01 | 0
2020 | PJM_ROM_2_PJM_E | PJM_ROM | PJM_E | Internal | Winter | B16 | 25 | 8000 | 1388.53 | 54.79 | 54.8 | 0.01 | 0
2020 | PJM_ROM_2_PJM_E | PJM_ROM | PJM_E | Internal | Winter | B17 | 100 | 8000 | 2912.67 | 47.32 | 47.34 | 0.01 | 0
2020 | PJM_ROM_2_PJM_E | PJM_ROM | PJM_E | Internal | Winter | B18 | 400 | 8000 | 5469.05 | 44.08 | 44.09 | 0.01 | 0
2020 | PJM_ROM_2_PJM_E | PJM_ROM | PJM_E | Internal | Winter | B19 | 700 | 8000 | 4521.99 | 41.75 | 41.76 | 0.01 | 0
2020 | PJM_ROM_2_PJM_E | PJM_ROM | PJM_E | Internal | Winter | B20 | 935 | 8000 | 4521.45 | 37.2 | 37.21 | 0.01 | 0
2020 | PJM_ROM_2_PJM_ROR | PJM_ROM | PJM_ROR | Internal | Shoulder | B11 | 25 | 8000 | 2805.84 | 52.08 | 52.09 | 0.01 | 0
2020 | PJM_ROM_2_PJM_ROR | PJM_ROM | PJM_ROR | Internal | Shoulder | B12 | 200 | 8000 | 0.05 | 43.59 | 43.6 | 0.01 | 0
2020 | PJM_ROM_2_PJM_ROR | PJM_ROM | PJM_ROR | Internal | Shoulder | B13 | 600 | 8000 | 0 | 42.77 | 42.76 | 0.01 | 0
2020 | PJM_ROM_2_PJM_ROR | PJM_ROM | PJM_ROR | Internal | Shoulder | B14 | 900 | 8000 | 0 | 40.07 | 40.06 | 0.01 | 0
2020 | PJM_ROM_2_PJM_ROR | PJM_ROM | PJM_ROR | Internal | Shoulder | B15 | 1203 | 8000 | 0 | 37.12 | 37.1 | 0.01 | 0
2020 | PJM_ROM_2_PJM_ROR | PJM_ROM | PJM_ROR | Internal | Summer | B1 | 10 | 8000 | 0.45 | 65.93 | 65.92 | 0.01 | 0
2020 | PJM_ROM_2_PJM_ROR | PJM_ROM | PJM_ROR | Internal | Summer | B2 | 25 | 8000 | 0.18 | 61.89 | 61.87 | 0.01 | 0
2020 | PJM_ROM_2_PJM_ROR | PJM_ROM | PJM_ROR | Internal | Summer | B3 | 75 | 8000 | 606.67 | 61.27 | 61.28 | 0.01 | 0
2020 | PJM_ROM_2_PJM_ROR | PJM_ROM | PJM_ROR | Internal | Summer | B4 | 100 | 8000 | 3110.07 | 57.76 | 57.78 | 0.01 | 0
2020 | PJM_ROM_2_PJM_ROR | PJM_ROM | PJM_ROR | Internal | Summer | B5 | 200 | 8000 | 0.02 | 52.74 | 52.73 | 0.01 | 0
2020 | PJM_ROM_2_PJM_ROR | PJM_ROM | PJM_ROR | Internal | Summer | B6 | 300 | 8000 | 0.02 | 45.23 | 45.22 | 0.01 | 0
2020 | PJM_ROM_2_PJM_ROR | PJM_ROM | PJM_ROR | Internal | Summer | B7 | 400 | 8000 | 0.01 | 40.68 | 40.66 | 0.01 | 0
2020 | PJM_ROM_2_PJM_ROR | PJM_ROM | PJM_ROR | Internal | Summer | B8 | 500 | 8000 | 0 | 37.85 | 37.84 | 0.01 | 0
2020 | PJM_ROM_2_PJM_ROR | PJM_ROM | PJM_ROR | Internal | Summer | B9 | 800 | 8000 | 0 | 37.2 | 37.19 | 0.01 | 0
2020 | PJM_ROM_2_PJM_ROR | PJM_ROM | PJM_ROR | Internal | Summer | B10 | 1262 | 8000 | 0 | 35.12 | 35.11 | 0.01 | 0
2020 | PJM_ROM_2_PJM_ROR | PJM_ROM | PJM_ROR | Internal | Winter | B16 | 25 | 8000 | 0.18 | 54.79 | 54.78 | 0.01 | 0
2020 | PJM_ROM_2_PJM_ROR | PJM_ROM | PJM_ROR | Internal | Winter | B17 | 100 | 8000 | 0.05 | 47.32 | 47.31 | 0.01 | 0
2020 | PJM_ROM_2_PJM_ROR | PJM_ROM | PJM_ROR | Internal | Winter | B18 | 400 | 8000 | 0 | 44.08 | 43.82 | 0.01 | 0
2020 | PJM_ROM_2_PJM_ROR | PJM_ROM | PJM_ROR | Internal | Winter | B19 | 700 | 8000 | 0 | 41.75 | 41.74 | 0.01 | 0
2020 | PJM_ROM_2_PJM_ROR | PJM_ROM | PJM_ROR | Internal | Winter | B20 | 935 | 8000 | 0 | 37.2 | 37.19 | 0.01 | 0
2020 | SOCO_2_ENT | SOCO | ENT | Internal | Shoulder | B11 | 25 | 2400 | 0 | 65.09 | 59.03 | 10 | 0
2020 | SOCO_2_ENT | SOCO | ENT | Internal | Shoulder | B12 | 200 | 2400 | 0 | 44.62 | 41.91 | 10 | 0
2020 | SOCO_2_ENT | SOCO | ENT | Internal | Shoulder | B13 | 600 | 2400 | 0 | 42.5 | 41.91 | 10 | 0
2020 | SOCO_2_ENT | SOCO | ENT | Internal | Shoulder | B14 | 900 | 2400 | 0 | 42.5 | 41.91 | 10 | 0
2020 | SOCO_2_ENT | SOCO | ENT | Internal | Shoulder | B15 | 1203 | 2400 | 0 | 42.1 | 41.61 | 10 | 0
2020 | SOCO_2_ENT | SOCO | ENT | Internal | Summer | B1 | 10 | 2400 | 0 | 71.02 | 63.92 | 10 | 0
2020 | SOCO_2_ENT | SOCO | ENT | Internal | Summer | B2 | 25 | 2400 | 0 | 69.69 | 61.69 | 10 | 0
2020 | SOCO_2_ENT | SOCO | ENT | Internal | Summer | B3 | 75 | 2400 | 0 | 69.69 | 61.34 | 10 | 0
2020 | SOCO_2_ENT | SOCO | ENT | Internal | Summer | B4 | 100 | 2400 | 0 | 69.69 | 61.34 | 10 | 0
2020 | SOCO_2_ENT | SOCO | ENT | Internal | Summer | B5 | 200 | 2400 | 0 | 65.73 | 57.15 | 10 | 0
2020 | SOCO_2_ENT | SOCO | ENT | Internal | Summer | B6 | 300 | 2400 | 0 | 56.87 | 48.87 | 10 | 0
2020 | SOCO_2_ENT | SOCO | ENT | Internal | Summer | B7 | 400 | 2400 | 0 | 54.46 | 46.46 | 10 | 0
2020 | SOCO_2_ENT | SOCO | ENT | Internal | Summer | B8 | 500 | 2400 | 0 | 45.04 | 41.12 | 10 | 0
2020 | SOCO_2_ENT | SOCO | ENT | Internal | Summer | B9 | 800 | 2400 | 0 | 41.76 | 40.59 | 10 | 0
2020 | SOCO_2_ENT | SOCO | ENT | Internal | Summer | B10 | 1262 | 2400 | 0 | 40.87 | 40.3 | 10 | 0
2020 | SOCO_2_ENT | SOCO | ENT | Internal | Winter | B16 | 25 | 2400 | 0 | 65.15 | 57.15 | 10 | 0
2020 | SOCO_2_ENT | SOCO | ENT | Internal | Winter | B17 | 100 | 2400 | 0 | 46.18 | 44.52 | 10 | 0
2020 | SOCO_2_ENT | SOCO | ENT | Internal | Winter | B18 | 400 | 2400 | 0 | 44.59 | 44.52 | 10 | 0
2020 | SOCO_2_ENT | SOCO | ENT | Internal | Winter | B19 | 700 | 2400 | 0 | 44.59 | 44.2 | 10 | 0
2020 | SOCO_2_ENT | SOCO | ENT | Internal | Winter | B20 | 935 | 2400 | 0 | 44.59 | 43.61 | 10 | 0
2020 | SOCO_2_FRCC | SOCO | FRCC | Internal | Shoulder | B11 | 25 | 3700 | 894.13 | 65.09 | 75.09 | 10 | 0
2020 | SOCO_2_FRCC | SOCO | FRCC | Internal | Shoulder | B12 | 200 | 3700 | 908.67 | 44.62 | 54.62 | 10 | 0
2020 | SOCO_2_FRCC | SOCO | FRCC | Internal | Shoulder | B13 | 600 | 3700 | 0 | 42.5 | 48.83 | 10 | 0
2020 | SOCO_2_FRCC | SOCO | FRCC | Internal | Shoulder | B14 | 900 | 3700 | 0 | 42.5 | 48.83 | 10 | 0
2020 | SOCO_2_FRCC | SOCO | FRCC | Internal | Shoulder | B15 | 1203 | 3700 | 0 | 42.1 | 46.83 | 10 | 0
2020 | SOCO_2_FRCC | SOCO | FRCC | Internal | Summer | B1 | 10 | 3700 | 0 | 71.02 | 76.76 | 10 | 0
2020 | SOCO_2_FRCC | SOCO | FRCC | Internal | Summer | B2 | 25 | 3700 | 0 | 69.69 | 76.76 | 10 | 0
2020 | SOCO_2_FRCC | SOCO | FRCC | Internal | Summer | B3 | 75 | 3700 | 0 | 69.69 | 76.76 | 10 | 0
2020 | SOCO_2_FRCC | SOCO | FRCC | Internal | Summer | B4 | 100 | 3700 | 0 | 69.69 | 75.61 | 10 | 0
2020 | SOCO_2_FRCC | SOCO | FRCC | Internal | Summer | B5 | 200 | 3700 | 0 | 65.73 | 75.61 | 10 | 0
2020 | SOCO_2_FRCC | SOCO | FRCC | Internal | Summer | B6 | 300 | 3700 | 0 | 56.87 | 65.15 | 10 | 0
2020 | SOCO_2_FRCC | SOCO | FRCC | Internal | Summer | B7 | 400 | 3700 | 1751.34 | 54.46 | 64.46 | 10 | 0
2020 | SOCO_2_FRCC | SOCO | FRCC | Internal | Summer | B8 | 500 | 3700 | 0 | 45.04 | 54.75 | 10 | 0
2020 | SOCO_2_FRCC | SOCO | FRCC | Internal | Summer | B9 | 800 | 3700 | 0 | 41.76 | 48.1 | 10 | 0
2020 | SOCO_2_FRCC | SOCO | FRCC | Internal | Summer | B10 | 1262 | 3700 | 0 | 40.87 | 46.13 | 10 | 0
2020 | SOCO_2_FRCC | SOCO | FRCC | Internal | Winter | B16 | 25 | 3700 | 450.85 | 65.15 | 75.15 | 10 | 0
2020 | SOCO_2_FRCC | SOCO | FRCC | Internal | Winter | B17 | 100 | 3700 | 921.97 | 46.18 | 56.18 | 10 | 0
2020 | SOCO_2_FRCC | SOCO | FRCC | Internal | Winter | B18 | 400 | 3700 | 0 | 44.59 | 51.07 | 10 | 0
2020 | SOCO_2_FRCC | SOCO | FRCC | Internal | Winter | B19 | 700 | 3700 | 0 | 44.59 | 50.65 | 10 | 0
2020 | SOCO_2_FRCC | SOCO | FRCC | Internal | Winter | B20 | 935 | 3700 | 0 | 44.59 | 48.97 | 10 | 0
2020 | SOCO_2_TVA_Transmission | SOCO | TVA_Transmission | Internal | Shoulder | B11 | 25 | 2600 | 0 | 65.09 | 58.06 | 10 | 0
2020 | SOCO_2_TVA_Transmission | SOCO | TVA_Transmission | Internal | Shoulder | B12 | 200 | 2600 | 0 | 44.62 | 46.72 | 10 | 0
2020 | SOCO_2_TVA_Transmission | SOCO | TVA_Transmission | Internal | Shoulder | B13 | 600 | 2600 | 0 | 42.5 | 45.06 | 10 | 0
2020 | SOCO_2_TVA_Transmission | SOCO | TVA_Transmission | Internal | Shoulder | B14 | 900 | 2600 | 0 | 42.5 | 43.95 | 10 | 0
2020 | SOCO_2_TVA_Transmission | SOCO | TVA_Transmission | Internal | Shoulder | B15 | 1203 | 2600 | 0 | 42.1 | 42.31 | 10 | 0
2020 | SOCO_2_TVA_Transmission | SOCO | TVA_Transmission | Internal | Summer | B1 | 10 | 2600 | 0 | 71.02 | 71.92 | 10 | 0
2020 | SOCO_2_TVA_Transmission | SOCO | TVA_Transmission | Internal | Summer | B2 | 25 | 2600 | 0 | 69.69 | 67.87 | 10 | 0
2020 | SOCO_2_TVA_Transmission | SOCO | TVA_Transmission | Internal | Summer | B3 | 75 | 2600 | 0 | 69.69 | 67.16 | 10 | 0
2020 | SOCO_2_TVA_Transmission | SOCO | TVA_Transmission | Internal | Summer | B4 | 100 | 2600 | 0 | 69.69 | 63.78 | 10 | 0
2020 | SOCO_2_TVA_Transmission | SOCO | TVA_Transmission | Internal | Summer | B5 | 200 | 2600 | 0 | 65.73 | 58.73 | 10 | 0
2020 | SOCO_2_TVA_Transmission | SOCO | TVA_Transmission | Internal | Summer | B6 | 300 | 2600 | 0 | 56.87 | 49.85 | 10 | 0
2020 | SOCO_2_TVA_Transmission | SOCO | TVA_Transmission | Internal | Summer | B7 | 400 | 2600 | 0 | 54.46 | 46 | 10 | 0
2020 | SOCO_2_TVA_Transmission | SOCO | TVA_Transmission | Internal | Summer | B8 | 500 | 2600 | 0 | 45.04 | 41.96 | 10 | 0
2020 | SOCO_2_TVA_Transmission | SOCO | TVA_Transmission | Internal | Summer | B9 | 800 | 2600 | 0 | 41.76 | 41.52 | 10 | 0
2020 | SOCO_2_TVA_Transmission | SOCO | TVA_Transmission | Internal | Summer | B10 | 1262 | 2600 | 0 | 40.87 | 39.11 | 10 | 0
2020 | SOCO_2_TVA_Transmission | SOCO | TVA_Transmission | Internal | Winter | B16 | 25 | 2600 | 0 | 65.15 | 60.04 | 10 | 0
2020 | SOCO_2_TVA_Transmission | SOCO | TVA_Transmission | Internal | Winter | B17 | 100 | 2600 | 0 | 46.18 | 48.98 | 10 | 0
2020 | SOCO_2_TVA_Transmission | SOCO | TVA_Transmission | Internal | Winter | B18 | 400 | 2600 | 0 | 44.59 | 46 | 10 | 0
2020 | SOCO_2_TVA_Transmission | SOCO | TVA_Transmission | Internal | Winter | B19 | 700 | 2600 | 0 | 44.59 | 44.87 | 10 | 0
2020 | SOCO_2_TVA_Transmission | SOCO | TVA_Transmission | Internal | Winter | B20 | 935 | 2600 | 0 | 44.59 | 43.05 | 10 | 0
2020 | SOCO_2_VACAR | SOCO | VACAR | Internal | Shoulder | B11 | 25 | 2000 | 0 | 65.09 | 58.09 | 10 | 0
2020 | SOCO_2_VACAR | SOCO | VACAR | Internal | Shoulder | B12 | 200 | 2000 | 0 | 44.62 | 48.34 | 10 | 0
2020 | SOCO_2_VACAR | SOCO | VACAR | Internal | Shoulder | B13 | 600 | 2000 | 0 | 42.5 | 46.06 | 10 | 0
2020 | SOCO_2_VACAR | SOCO | VACAR | Internal | Shoulder | B14 | 900 | 2000 | 0 | 42.5 | 45.41 | 10 | 0
2020 | SOCO_2_VACAR | SOCO | VACAR | Internal | Shoulder | B15 | 1203 | 2000 | 0 | 42.1 | 42.99 | 10 | 0
2020 | SOCO_2_VACAR | SOCO | VACAR | Internal | Summer | B1 | 10 | 2000 | 0 | 71.02 | 73.05 | 10 | 0
2020 | SOCO_2_VACAR | SOCO | VACAR | Internal | Summer | B2 | 25 | 2000 | 0 | 69.69 | 73.05 | 10 | 0
2020 | SOCO_2_VACAR | SOCO | VACAR | Internal | Summer | B3 | 75 | 2000 | 0 | 69.69 | 71.77 | 10 | 0
2020 | SOCO_2_VACAR | SOCO | VACAR | Internal | Summer | B4 | 100 | 2000 | 0 | 69.69 | 63.78 | 10 | 0
2020 | SOCO_2_VACAR | SOCO | VACAR | Internal | Summer | B5 | 200 | 2000 | 0 | 65.73 | 58.73 | 10 | 0
2020 | SOCO_2_VACAR | SOCO | VACAR | Internal | Summer | B6 | 300 | 2000 | 0 | 56.87 | 51.22 | 10 | 0
2020 | SOCO_2_VACAR | SOCO | VACAR | Internal | Summer | B7 | 400 | 2000 | 0 | 54.46 | 47.46 | 10 | 0
2020 | SOCO_2_VACAR | SOCO | VACAR | Internal | Summer | B8 | 500 | 2000 | 0 | 45.04 | 43.84 | 10 | 0
2020 | SOCO_2_VACAR | SOCO | VACAR | Internal | Summer | B9 | 800 | 2000 | 0 | 41.76 | 43.19 | 10 | 0
2020 | SOCO_2_VACAR | SOCO | VACAR | Internal | Summer | B10 | 1262 | 2000 | 0 | 40.87 | 41.11 | 10 | 0
2020 | SOCO_2_VACAR | SOCO | VACAR | Internal | Winter | B16 | 25 | 2000 | 0 | 65.15 | 62.09 | 10 | 0
2020 | SOCO_2_VACAR | SOCO | VACAR | Internal | Winter | B17 | 100 | 2000 | 0 | 46.18 | 52.4 | 10 | 0
2020 | SOCO_2_VACAR | SOCO | VACAR | Internal | Winter | B18 | 400 | 2000 | 0 | 44.59 | 47.66 | 10 | 0
2020 | SOCO_2_VACAR | SOCO | VACAR | Internal | Winter | B19 | 700 | 2000 | 0 | 44.59 | 45.6 | 10 | 0
2020 | SOCO_2_VACAR | SOCO | VACAR | Internal | Winter | B20 | 935 | 2000 | 0 | 44.59 | 44.78 | 10 | 0
2020 | SPP_N_2_ENT | SPP_N | ENT | Internal | Shoulder | B11 | 25 | 1800 | 0 | 62.26 | 59.03 | 5 | 0
2020 | SPP_N_2_ENT | SPP_N | ENT | Internal | Shoulder | B12 | 200 | 1800 | 0 | 42.03 | 41.91 | 5 | 0
2020 | SPP_N_2_ENT | SPP_N | ENT | Internal | Shoulder | B13 | 600 | 1800 | 0 | 41.94 | 41.91 | 5 | 0
2020 | SPP_N_2_ENT | SPP_N | ENT | Internal | Shoulder | B14 | 900 | 1800 | 0 | 40.57 | 41.91 | 5 | 0
2020 | SPP_N_2_ENT | SPP_N | ENT | Internal | Shoulder | B15 | 1203 | 1800 | 0 | 40.19 | 41.61 | 5 | 0
2020 | SPP_N_2_ENT | SPP_N | ENT | Internal | Summer | B1 | 10 | 1800 | 0 | 66.03 | 63.92 | 5 | 0
2020 | SPP_N_2_ENT | SPP_N | ENT | Internal | Summer | B2 | 25 | 1800 | 0 | 66.03 | 61.69 | 5 | 0
2020 | SPP_N_2_ENT | SPP_N | ENT | Internal | Summer | B3 | 75 | 1800 | 0 | 66.03 | 61.34 | 5 | 0
2020 | SPP_N_2_ENT | SPP_N | ENT | Internal | Summer | B4 | 100 | 1800 | 0 | 63.3 | 61.34 | 5 | 0
2020 | SPP_N_2_ENT | SPP_N | ENT | Internal | Summer | B5 | 200 | 1800 | 0 | 60.09 | 57.15 | 5 | 0
2020 | SPP_N_2_ENT | SPP_N | ENT | Internal | Summer | B6 | 300 | 1800 | 0 | 54.22 | 48.87 | 5 | 0
2020 | SPP_N_2_ENT | SPP_N | ENT | Internal | Summer | B7 | 400 | 1800 | 0 | 46.71 | 46.46 | 5 | 0
2020 | SPP_N_2_ENT | SPP_N | ENT | Internal | Summer | B8 | 500 | 1800 | 0 | 40.6 | 41.12 | 5 | 0
2020 | SPP_N_2_ENT | SPP_N | ENT | Internal | Summer | B9 | 800 | 1800 | 0 | 39.8 | 40.59 | 5 | 0
2020 | SPP_N_2_ENT | SPP_N | ENT | Internal | Summer | B10 | 1262 | 1800 | 0 | 37.39 | 40.3 | 5 | 0
2020 | SPP_N_2_ENT | SPP_N | ENT | Internal | Winter | B16 | 25 | 1800 | 0 | 55.47 | 57.15 | 5 | 0
2020 | SPP_N_2_ENT | SPP_N | ENT | Internal | Winter | B17 | 100 | 1800 | 0 | 44.34 | 44.52 | 5 | 0
2020 | SPP_N_2_ENT | SPP_N | ENT | Internal | Winter | B18 | 400 | 1800 | 0 | 42.83 | 44.52 | 5 | 0
2020 | SPP_N_2_ENT | SPP_N | ENT | Internal | Winter | B19 | 700 | 1800 | 0 | 42.83 | 44.2 | 5 | 0
2020 | SPP_N_2_ENT | SPP_N | ENT | Internal | Winter | B20 | 935 | 1800 | 0 | 41.87 | 43.61 | 5 | 0
2020 | SPP_N_2_MISO_MO-IL | SPP_N | MISO_MO-IL | Internal | Shoulder | B11 | 25 | 2000 | 0 | 62.26 | 55.25 | 5 | 0
2020 | SPP_N_2_MISO_MO-IL | SPP_N | MISO_MO-IL | Internal | Shoulder | B12 | 200 | 2000 | 0 | 42.03 | 44.98 | 5 | 0
2020 | SPP_N_2_MISO_MO-IL | SPP_N | MISO_MO-IL | Internal | Shoulder | B13 | 600 | 2000 | 0 | 41.94 | 41.86 | 5 | 0
2020 | SPP_N_2_MISO_MO-IL | SPP_N | MISO_MO-IL | Internal | Shoulder | B14 | 900 | 2000 | 0 | 40.57 | 39.5 | 5 | 0
2020 | SPP_N_2_MISO_MO-IL | SPP_N | MISO_MO-IL | Internal | Shoulder | B15 | 1203 | 2000 | 0 | 40.19 | 38.79 | 5 | 0
2020 | SPP_N_2_MISO_MO-IL | SPP_N | MISO_MO-IL | Internal | Summer | B1 | 10 | 2000 | 0 | 66.03 | 63.92 | 5 | 0
2020 | SPP_N_2_MISO_MO-IL | SPP_N | MISO_MO-IL | Internal | Summer | B2 | 25 | 2000 | 0 | 66.03 | 63.53 | 5 | 0
2020 | SPP_N_2_MISO_MO-IL | SPP_N | MISO_MO-IL | Internal | Summer | B3 | 75 | 2000 | 0 | 66.03 | 61.14 | 5 | 0
2020 | SPP_N_2_MISO_MO-IL | SPP_N | MISO_MO-IL | Internal | Summer | B4 | 100 | 2000 | 0 | 63.3 | 59.41 | 5 | 0
2020 | SPP_N_2_MISO_MO-IL | SPP_N | MISO_MO-IL | Internal | Summer | B5 | 200 | 2000 | 0 | 60.09 | 54.73 | 5 | 0
2020 | SPP_N_2_MISO_MO-IL | SPP_N | MISO_MO-IL | Internal | Summer | B6 | 300 | 2000 | 0 | 54.22 | 46.22 | 5 | 0
2020 | SPP_N_2_MISO_MO-IL | SPP_N | MISO_MO-IL | Internal | Summer | B7 | 400 | 2000 | 0 | 46.71 | 39.72 | 5 | 0
2020 | SPP_N_2_MISO_MO-IL | SPP_N | MISO_MO-IL | Internal | Summer | B8 | 500 | 2000 | 0 | 40.6 | 37.8 | 5 | 0
2020 | SPP_N_2_MISO_MO-IL | SPP_N | MISO_MO-IL | Internal | Summer | B9 | 800 | 2000 | 0 | 39.8 | 37.35 | 5 | 0
2020 | SPP_N_2_MISO_MO-IL | SPP_N | MISO_MO-IL | Internal | Summer | B10 | 1262 | 2000 | 0 | 37.39 | 36.01 | 5 | 0
2020 | SPP_N_2_MISO_MO-IL | SPP_N | MISO_MO-IL | Internal | Winter | B16 | 25 | 2000 | 0 | 55.47 | 52.8 | 5 | 0
2020 | SPP_N_2_MISO_MO-IL | SPP_N | MISO_MO-IL | Internal | Winter | B17 | 100 | 2000 | 0 | 44.34 | 45.31 | 5 | 0
2020 | SPP_N_2_MISO_MO-IL | SPP_N | MISO_MO-IL | Internal | Winter | B18 | 400 | 2000 | 0 | 42.83 | 41.83 | 5 | 0
2020 | SPP_N_2_MISO_MO-IL | SPP_N | MISO_MO-IL | Internal | Winter | B19 | 700 | 2000 | 0 | 42.83 | 41.26 | 5 | 0
2020 | SPP_N_2_MISO_MO-IL | SPP_N | MISO_MO-IL | Internal | Winter | B20 | 935 | 2000 | 0 | 41.87 | 37.82 | 5 | 0
2020 | SPP_N_2_MISO_W | SPP_N | MISO_W | Internal | Shoulder | B11 | 25 | 750 | 0 | 62.26 | 55.26 | 5 | 0
2020 | SPP_N_2_MISO_W | SPP_N | MISO_W | Internal | Shoulder | B12 | 200 | 750 | 0 | 42.03 | 44.97 | 5 | 0
2020 | SPP_N_2_MISO_W | SPP_N | MISO_W | Internal | Shoulder | B13 | 600 | 750 | 0 | 41.94 | 41.85 | 5 | 0
2020 | SPP_N_2_MISO_W | SPP_N | MISO_W | Internal | Shoulder | B14 | 900 | 750 | 0 | 40.57 | 39.48 | 5 | 0
2020 | SPP_N_2_MISO_W | SPP_N | MISO_W | Internal | Shoulder | B15 | 1203 | 750 | 0 | 40.19 | 38.8 | 5 | 0
2020 | SPP_N_2_MISO_W | SPP_N | MISO_W | Internal | Summer | B1 | 10 | 750 | 0 | 66.03 | 63.92 | 5 | 0
2020 | SPP_N_2_MISO_W | SPP_N | MISO_W | Internal | Summer | B2 | 25 | 750 | 0 | 66.03 | 63.54 | 5 | 0
2020 | SPP_N_2_MISO_W | SPP_N | MISO_W | Internal | Summer | B3 | 75 | 750 | 0 | 66.03 | 63.28 | 5 | 0
2020 | SPP_N_2_MISO_W | SPP_N | MISO_W | Internal | Summer | B4 | 100 | 750 | 0 | 63.3 | 62.58 | 5 | 0
2020 | SPP_N_2_MISO_W | SPP_N | MISO_W | Internal | Summer | B5 | 200 | 750 | 0 | 60.09 | 54.74 | 5 | 0
2020 | SPP_N_2_MISO_W | SPP_N | MISO_W | Internal | Summer | B6 | 300 | 750 | 0 | 54.22 | 47.22 | 5 | 0
2020 | SPP_N_2_MISO_W | SPP_N | MISO_W | Internal | Summer | B7 | 400 | 750 | 0 | 46.71 | 39.71 | 5 | 0
2020 | SPP_N_2_MISO_W | SPP_N | MISO_W | Internal | Summer | B8 | 500 | 750 | 0 | 40.6 | 37.78 | 5 | 0
2020 | SPP_N_2_MISO_W | SPP_N | MISO_W | Internal | Summer | B9 | 800 | 750 | 0 | 39.8 | 37.34 | 5 | 0
2020 | SPP_N_2_MISO_W | SPP_N | MISO_W | Internal | Summer | B10 | 1262 | 750 | 0 | 37.39 | 36 | 5 | 0
2020 | SPP_N_2_MISO_W | SPP_N | MISO_W | Internal | Winter | B16 | 25 | 750 | 0 | 55.47 | 52.79 | 5 | 0
2020 | SPP_N_2_MISO_W | SPP_N | MISO_W | Internal | Winter | B17 | 100 | 750 | 0 | 44.34 | 45.31 | 5 | 0
2020 | SPP_N_2_MISO_W | SPP_N | MISO_W | Internal | Winter | B18 | 400 | 750 | 0 | 42.83 | 41.85 | 5 | 0
2020 | SPP_N_2_MISO_W | SPP_N | MISO_W | Internal | Winter | B19 | 700 | 750 | 0 | 42.83 | 41.57 | 5 | 0
2020 | SPP_N_2_MISO_W | SPP_N | MISO_W | Internal | Winter | B20 | 935 | 750 | 0 | 41.87 | 37.83 | 5 | 0
2020 | SPP_N_2_NE | SPP_N | NE | Internal | Shoulder | B11 | 25 | 330 | 0 | 62.26 | 56.17 | 0.01 | 0
2020 | SPP_N_2_NE | SPP_N | NE | Internal | Shoulder | B12 | 200 | 330 | 0.02 | 42.03 | 42.02 | 0.01 | 0
2020 | SPP_N_2_NE | SPP_N | NE | Internal | Shoulder | B13 | 600 | 330 | 0 | 41.94 | 41.93 | 0.01 | 0
2020 | SPP_N_2_NE | SPP_N | NE | Internal | Shoulder | B14 | 900 | 330 | 0 | 40.57 | 40.56 | 0.01 | 0
2020 | SPP_N_2_NE | SPP_N | NE | Internal | Shoulder | B15 | 1203 | 330 | 0 | 40.19 | 40.17 | 0.01 | 0
2020 | SPP_N_2_NE | SPP_N | NE | Internal | Summer | B1 | 10 | 330 | 0 | 66.03 | 64.47 | 0.01 | 0
2020 | SPP_N_2_NE | SPP_N | NE | Internal | Summer | B2 | 25 | 330 | 0 | 66.03 | 64.47 | 0.01 | 0
2020 | SPP_N_2_NE | SPP_N | NE | Internal | Summer | B3 | 75 | 330 | 0 | 66.03 | 64.47 | 0.01 | 0
2020 | SPP_N_2_NE | SPP_N | NE | Internal | Summer | B4 | 100 | 330 | 0.04 | 63.3 | 63.29 | 0.01 | 0
2020 | SPP_N_2_NE | SPP_N | NE | Internal | Summer | B5 | 200 | 330 | 0.02 | 60.09 | 60.08 | 0.01 | 0
2020 | SPP_N_2_NE | SPP_N | NE | Internal | Summer | B6 | 300 | 330 | 0.01 | 54.22 | 54.21 | 0.01 | 0
2020 | SPP_N_2_NE | SPP_N | NE | Internal | Summer | B7 | 400 | 330 | 0 | 46.71 | 44.25 | 0.01 | 0
2020 | SPP_N_2_NE | SPP_N | NE | Internal | Summer | B8 | 500 | 330 | 0 | 40.6 | 39.79 | 0.01 | 0
2020 | SPP_N_2_NE | SPP_N | NE | Internal | Summer | B9 | 800 | 330 | 0 | 39.8 | 39.79 | 0.01 | 0
2020 | SPP_N_2_NE | SPP_N | NE | Internal | Summer | B10 | 1262 | 330 | 0 | 37.39 | 36.73 | 0.01 | 0
2020 | SPP_N_2_NE | SPP_N | NE | Internal | Winter | B16 | 25 | 330 | 0 | 55.47 | 52.79 | 0.01 | 0
2020 | SPP_N_2_NE | SPP_N | NE | Internal | Winter | B17 | 100 | 330 | 0.04 | 44.34 | 44.32 | 0.01 | 0
2020 | SPP_N_2_NE | SPP_N | NE | Internal | Winter | B18 | 400 | 330 | 0.01 | 42.83 | 42.82 | 0.01 | 0
2020 | SPP_N_2_NE | SPP_N | NE | Internal | Winter | B19 | 700 | 330 | 0 | 42.83 | 42.82 | 0.01 | 0
2020 | SPP_N_2_NE | SPP_N | NE | Internal | Winter | B20 | 935 | 330 | 0 | 41.87 | 41.86 | 0.01 | 0
2020 | SPP_N_2_SPP_S | SPP_N | SPP_S | Internal | Shoulder | B11 | 25 | 4000 | 0 | 62.26 | 57.84 | 0.01 | 0
2020 | SPP_N_2_SPP_S | SPP_N | SPP_S | Internal | Shoulder | B12 | 200 | 4000 | 0.02 | 42.03 | 42.02 | 0.01 | 0
2020 | SPP_N_2_SPP_S | SPP_N | SPP_S | Internal | Shoulder | B13 | 600 | 4000 | 255.15 | 41.94 | 41.95 | 0.01 | 0
2020 | SPP_N_2_SPP_S | SPP_N | SPP_S | Internal | Shoulder | B14 | 900 | 4000 | 411.66 | 40.57 | 40.58 | 0.01 | 0
2020 | SPP_N_2_SPP_S | SPP_N | SPP_S | Internal | Shoulder | B15 | 1203 | 4000 | 1744.94 | 40.19 | 40.2 | 0.01 | 0
2020 | SPP_N_2_SPP_S | SPP_N | SPP_S | Internal | Summer | B1 | 10 | 4000 | 0 | 66.03 | 58.92 | 0.01 | 0
2020 | SPP_N_2_SPP_S | SPP_N | SPP_S | Internal | Summer | B2 | 25 | 4000 | 0 | 66.03 | 56.69 | 0.01 | 0
2020 | SPP_N_2_SPP_S | SPP_N | SPP_S | Internal | Summer | B3 | 75 | 4000 | 0 | 66.03 | 56.34 | 0.01 | 0
2020 | SPP_N_2_SPP_S | SPP_N | SPP_S | Internal | Summer | B4 | 100 | 4000 | 0 | 63.3 | 56.34 | 0.01 | 0
2020 | SPP_N_2_SPP_S | SPP_N | SPP_S | Internal | Summer | B5 | 200 | 4000 | 0 | 60.09 | 55.88 | 0.01 | 0
2020 | SPP_N_2_SPP_S | SPP_N | SPP_S | Internal | Summer | B6 | 300 | 4000 | 1979.83 | 54.22 | 54.23 | 0.01 | 0
2020 | SPP_N_2_SPP_S | SPP_N | SPP_S | Internal | Summer | B7 | 400 | 4000 | 1076.59 | 46.71 | 46.72 | 0.01 | 0
2020 | SPP_N_2_SPP_S | SPP_N | SPP_S | Internal | Summer | B8 | 500 | 4000 | 2324.76 | 40.6 | 40.62 | 0.01 | 0
2020 | SPP_N_2_SPP_S | SPP_N | SPP_S | Internal | Summer | B9 | 800 | 4000 | 3280.52 | 39.8 | 39.81 | 0.01 | 0
2020 | SPP_N_2_SPP_S | SPP_N | SPP_S | Internal | Summer | B10 | 1262 | 4000 | 4000 | 37.39 | 38.86 | 0.01 | 1.46
2020 | SPP_N_2_SPP_S | SPP_N | SPP_S | Internal | Winter | B16 | 25 | 4000 | 945.45 | 55.47 | 55.48 | 0.01 | 0
2020 | SPP_N_2_SPP_S | SPP_N | SPP_S | Internal | Winter | B17 | 100 | 4000 | 1840.98 | 44.34 | 44.35 | 0.01 | 0
2020 | SPP_N_2_SPP_S | SPP_N | SPP_S | Internal | Winter | B18 | 400 | 4000 | 1430.53 | 42.83 | 42.84 | 0.01 | 0
2020 | SPP_N_2_SPP_S | SPP_N | SPP_S | Internal | Winter | B19 | 700 | 4000 | 2121.5 | 42.83 | 42.84 | 0.01 | 0
2020 | SPP_N_2_SPP_S | SPP_N | SPP_S | Internal | Winter | B20 | 935 | 4000 | 4000 | 41.87 | 42.75 | 0.01 | 0.87
2020 | SPP_S_2_ENT | SPP_S | ENT | Internal | Shoulder | B11 | 25 | 850 | 0 | 57.84 | 59.03 | 5 | 0
2020 | SPP_S_2_ENT | SPP_S | ENT | Internal | Shoulder | B12 | 200 | 850 | 0 | 42.02 | 41.91 | 5 | 0
2020 | SPP_S_2_ENT | SPP_S | ENT | Internal | Shoulder | B13 | 600 | 850 | 0 | 41.95 | 41.91 | 5 | 0
2020 | SPP_S_2_ENT | SPP_S | ENT | Internal | Shoulder | B14 | 900 | 850 | 0 | 40.58 | 41.91 | 5 | 0
2020 | SPP_S_2_ENT | SPP_S | ENT | Internal | Shoulder | B15 | 1203 | 850 | 0 | 40.2 | 41.61 | 5 | 0
2020 | SPP_S_2_ENT | SPP_S | ENT | Internal | Summer | B1 | 10 | 850 | 180.71 | 58.92 | 63.92 | 5 | 0
2020 | SPP_S_2_ENT | SPP_S | ENT | Internal | Summer | B2 | 25 | 850 | 30.91 | 56.69 | 61.69 | 5 | 0
2020 | SPP_S_2_ENT | SPP_S | ENT | Internal | Summer | B3 | 75 | 850 | 344.22 | 56.34 | 61.34 | 5 | 0
2020 | SPP_S_2_ENT | SPP_S | ENT | Internal | Summer | B4 | 100 | 850 | 299.84 | 56.34 | 61.34 | 5 | 0
2020 | SPP_S_2_ENT | SPP_S | ENT | Internal | Summer | B5 | 200 | 850 | 0 | 55.88 | 57.15 | 5 | 0
2020 | SPP_S_2_ENT | SPP_S | ENT | Internal | Summer | B6 | 300 | 850 | 0 | 54.23 | 48.87 | 5 | 0
2020 | SPP_S_2_ENT | SPP_S | ENT | Internal | Summer | B7 | 400 | 850 | 0 | 46.72 | 46.46 | 5 | 0
2020 | SPP_S_2_ENT | SPP_S | ENT | Internal | Summer | B8 | 500 | 850 | 0 | 40.62 | 41.12 | 5 | 0
2020 | SPP_S_2_ENT | SPP_S | ENT | Internal | Summer | B9 | 800 | 850 | 0 | 39.81 | 40.59 | 5 | 0
2020 | SPP_S_2_ENT | SPP_S | ENT | Internal | Summer | B10 | 1262 | 850 | 0 | 38.86 | 40.3 | 5 | 0
2020 | SPP_S_2_ENT | SPP_S | ENT | Internal | Winter | B16 | 25 | 850 | 0 | 55.48 | 57.15 | 5 | 0
2020 | SPP_S_2_ENT | SPP_S | ENT | Internal | Winter | B17 | 100 | 850 | 0 | 44.35 | 44.52 | 5 | 0
2020 | SPP_S_2_ENT | SPP_S | ENT | Internal | Winter | B18 | 400 | 850 | 0 | 42.84 | 44.52 | 5 | 0
2020 | SPP_S_2_ENT | SPP_S | ENT | Internal | Winter | B19 | 700 | 850 | 0 | 42.84 | 44.2 | 5 | 0
2020 | SPP_S_2_ENT | SPP_S | ENT | Internal | Winter | B20 | 935 | 850 | 0 | 42.75 | 43.61 | 5 | 0
2020 | SPP_S_2_SPP_N | SPP_S | SPP_N | Internal | Shoulder | B11 | 25 | 640 | 640 | 57.84 | 62.26 | 0.01 | 4.41
2020 | SPP_S_2_SPP_N | SPP_S | SPP_N | Internal | Shoulder | B12 | 200 | 640 | 138.04 | 42.02 | 42.03 | 0.01 | 0
2020 | SPP_S_2_SPP_N | SPP_S | SPP_N | Internal | Shoulder | B13 | 600 | 640 | 0 | 41.95 | 41.94 | 0.01 | 0
2020 | SPP_S_2_SPP_N | SPP_S | SPP_N | Internal | Shoulder | B14 | 900 | 640 | 0 | 40.58 | 40.57 | 0.01 | 0
2020 | SPP_S_2_SPP_N | SPP_S | SPP_N | Internal | Shoulder | B15 | 1203 | 640 | 0 | 40.2 | 40.19 | 0.01 | 0
2020 | SPP_S_2_SPP_N | SPP_S | SPP_N | Internal | Summer | B1 | 10 | 640 | 640 | 58.92 | 66.03 | 0.01 | 7.1
2020 | SPP_S_2_SPP_N | SPP_S | SPP_N | Internal | Summer | B2 | 25 | 640 | 640 | 56.69 | 66.03 | 0.01 | 9.33
2020 | SPP_S_2_SPP_N | SPP_S | SPP_N | Internal | Summer | B3 | 75 | 640 | 640 | 56.34 | 66.03 | 0.01 | 9.68
2020 | SPP_S_2_SPP_N | SPP_S | SPP_N | Internal | Summer | B4 | 100 | 640 | 640 | 56.34 | 63.3 | 0.01 | 6.95
2020 | SPP_S_2_SPP_N | SPP_S | SPP_N | Internal | Summer | B5 | 200 | 640 | 640 | 55.88 | 60.09 | 0.01 | 4.2
2020 | SPP_S_2_SPP_N | SPP_S | SPP_N | Internal | Summer | B6 | 300 | 640 | 0.02 | 54.23 | 54.22 | 0.01 | 0
2020 | SPP_S_2_SPP_N | SPP_S | SPP_N | Internal | Summer | B7 | 400 | 640 | 0.01 | 46.72 | 46.71 | 0.01 | 0
2020 | SPP_S_2_SPP_N | SPP_S | SPP_N | Internal | Summer | B8 | 500 | 640 | 0 | 40.62 | 40.6 | 0.01 | 0
2020 | SPP_S_2_SPP_N | SPP_S | SPP_N | Internal | Summer | B9 | 800 | 640 | 0 | 39.81 | 39.8 | 0.01 | 0
2020 | SPP_S_2_SPP_N | SPP_S | SPP_N | Internal | Summer | B10 | 1262 | 640 | 0 | 38.86 | 37.39 | 0.01 | 0
2020 | SPP_S_2_SPP_N | SPP_S | SPP_N | Internal | Winter | B16 | 25 | 640 | 0.18 | 55.48 | 55.47 | 0.01 | 0
2020 | SPP_S_2_SPP_N | SPP_S | SPP_N | Internal | Winter | B17 | 100 | 640 | 0.05 | 44.35 | 44.34 | 0.01 | 0
2020 | SPP_S_2_SPP_N | SPP_S | SPP_N | Internal | Winter | B18 | 400 | 640 | 0.01 | 42.84 | 42.83 | 0.01 | 0
2020 | SPP_S_2_SPP_N | SPP_S | SPP_N | Internal | Winter | B19 | 700 | 640 | 0 | 42.84 | 42.83 | 0.01 | 0
2020 | SPP_S_2_SPP_N | SPP_S | SPP_N | Internal | Winter | B20 | 935 | 640 | 0 | 42.75 | 41.87 | 0.01 | 0
2020 | TVA_2_ENT | TVA | ENT | Internal | Shoulder | B11 | 25 | 500 | 0 | 58.04 | 59.03 | 9 | 0
2020 | TVA_2_ENT | TVA | ENT | Internal | Shoulder | B12 | 200 | 500 | 0 | 43.52 | 41.91 | 9 | 0
2020 | TVA_2_ENT | TVA | ENT | Internal | Shoulder | B13 | 600 | 500 | 0 | 42.6 | 41.91 | 9 | 0
2020 | TVA_2_ENT | TVA | ENT | Internal | Shoulder | B14 | 900 | 500 | 0 | 42.6 | 41.91 | 9 | 0
2020 | TVA_2_ENT | TVA | ENT | Internal | Shoulder | B15 | 1203 | 500 | 0 | 41.75 | 41.61 | 9 | 0
2020 | TVA_2_ENT | TVA | ENT | Internal | Summer | B1 | 10 | 500 | 0 | 71.93 | 63.92 | 9 | 0
2020 | TVA_2_ENT | TVA | ENT | Internal | Summer | B2 | 25 | 500 | 0 | 67.89 | 61.69 | 9 | 0
2020 | TVA_2_ENT | TVA | ENT | Internal | Summer | B3 | 75 | 500 | 0 | 67.06 | 61.34 | 9 | 0
2020 | TVA_2_ENT | TVA | ENT | Internal | Summer | B4 | 100 | 500 | 0 | 63.79 | 61.34 | 9 | 0
2020 | TVA_2_ENT | TVA | ENT | Internal | Summer | B5 | 200 | 500 | 0 | 58.74 | 57.15 | 9 | 0
2020 | TVA_2_ENT | TVA | ENT | Internal | Summer | B6 | 300 | 500 | 0 | 46.19 | 48.87 | 9 | 0
2020 | TVA_2_ENT | TVA | ENT | Internal | Summer | B7 | 400 | 500 | 0 | 41.5 | 46.46 | 9 | 0
2020 | TVA_2_ENT | TVA | ENT | Internal | Summer | B8 | 500 | 500 | 0 | 40.44 | 41.12 | 9 | 0
2020 | TVA_2_ENT | TVA | ENT | Internal | Summer | B9 | 800 | 500 | 0 | 40.44 | 40.59 | 9 | 0
2020 | TVA_2_ENT | TVA | ENT | Internal | Summer | B10 | 1262 | 500 | 0 | 37.45 | 40.3 | 9 | 0
2020 | TVA_2_ENT | TVA | ENT | Internal | Winter | B16 | 25 | 500 | 0 | 59.64 | 57.15 | 9 | 0
2020 | TVA_2_ENT | TVA | ENT | Internal | Winter | B17 | 100 | 500 | 0 | 46.15 | 44.52 | 9 | 0
2020 | TVA_2_ENT | TVA | ENT | Internal | Winter | B18 | 400 | 500 | 0 | 42.95 | 44.52 | 9 | 0
2020 | TVA_2_ENT | TVA | ENT | Internal | Winter | B19 | 700 | 500 | 0 | 42.95 | 44.2 | 9 | 0
2020 | TVA_2_ENT | TVA | ENT | Internal | Winter | B20 | 935 | 500 | 0 | 42.95 | 43.61 | 9 | 0
2020 | TVA_2_MISO_MO-IL | TVA | MISO_MO-IL | Internal | Shoulder | B11 | 25 | 50 | 0 | 58.04 | 55.25 | 9 | 0
2020 | TVA_2_MISO_MO-IL | TVA | MISO_MO-IL | Internal | Shoulder | B12 | 200 | 50 | 0 | 43.52 | 44.98 | 9 | 0
2020 | TVA_2_MISO_MO-IL | TVA | MISO_MO-IL | Internal | Shoulder | B13 | 600 | 50 | 0 | 42.6 | 41.86 | 9 | 0
2020 | TVA_2_MISO_MO-IL | TVA | MISO_MO-IL | Internal | Shoulder | B14 | 900 | 50 | 0 | 42.6 | 39.5 | 9 | 0
2020 | TVA_2_MISO_MO-IL | TVA | MISO_MO-IL | Internal | Shoulder | B15 | 1203 | 50 | 0 | 41.75 | 38.79 | 9 | 0
2020 | TVA_2_MISO_MO-IL | TVA | MISO_MO-IL | Internal | Summer | B1 | 10 | 50 | 0 | 71.93 | 63.92 | 9 | 0
2020 | TVA_2_MISO_MO-IL | TVA | MISO_MO-IL | Internal | Summer | B2 | 25 | 50 | 0 | 67.89 | 63.53 | 9 | 0
2020 | TVA_2_MISO_MO-IL | TVA | MISO_MO-IL | Internal | Summer | B3 | 75 | 50 | 0 | 67.06 | 61.14 | 9 | 0
2020 | TVA_2_MISO_MO-IL | TVA | MISO_MO-IL | Internal | Summer | B4 | 100 | 50 | 0 | 63.79 | 59.41 | 9 | 0
2020 | TVA_2_MISO_MO-IL | TVA | MISO_MO-IL | Internal | Summer | B5 | 200 | 50 | 0 | 58.74 | 54.73 | 9 | 0
2020 | TVA_2_MISO_MO-IL | TVA | MISO_MO-IL | Internal | Summer | B6 | 300 | 50 | 0 | 46.19 | 46.22 | 9 | 0
2020 | TVA_2_MISO_MO-IL | TVA | MISO_MO-IL | Internal | Summer | B7 | 400 | 50 | 0 | 41.5 | 39.72 | 9 | 0
2020 | TVA_2_MISO_MO-IL | TVA | MISO_MO-IL | Internal | Summer | B8 | 500 | 50 | 0 | 40.44 | 37.8 | 9 | 0
2020 | TVA_2_MISO_MO-IL | TVA | MISO_MO-IL | Internal | Summer | B9 | 800 | 50 | 0 | 40.44 | 37.35 | 9 | 0
2020 | TVA_2_MISO_MO-IL | TVA | MISO_MO-IL | Internal | Summer | B10 | 1262 | 50 | 0 | 37.45 | 36.01 | 9 | 0
2020 | TVA_2_MISO_MO-IL | TVA | MISO_MO-IL | Internal | Winter | B16 | 25 | 50 | 0 | 59.64 | 52.8 | 9 | 0
2020 | TVA_2_MISO_MO-IL | TVA | MISO_MO-IL | Internal | Winter | B17 | 100 | 50 | 0 | 46.15 | 45.31 | 9 | 0
2020 | TVA_2_MISO_MO-IL | TVA | MISO_MO-IL | Internal | Winter | B18 | 400 | 50 | 0 | 42.95 | 41.83 | 9 | 0
2020 | TVA_2_MISO_MO-IL | TVA | MISO_MO-IL | Internal | Winter | B19 | 700 | 50 | 0 | 42.95 | 41.26 | 9 | 0
2020 | TVA_2_MISO_MO-IL | TVA | MISO_MO-IL | Internal | Winter | B20 | 935 | 50 | 0 | 42.95 | 37.82 | 9 | 0
2020 | TVA_2_NonRTO_Midwest | TVA | NonRTO_Midwest | Internal | Shoulder | B11 | 25 | 100 | 0 | 58.04 | 63.23 | 9 | 0
2020 | TVA_2_NonRTO_Midwest | TVA | NonRTO_Midwest | Internal | Shoulder | B12 | 200 | 100 | 100 | 43.52 | 52.99 | 9 | 0.47
2020 | TVA_2_NonRTO_Midwest | TVA | NonRTO_Midwest | Internal | Shoulder | B13 | 600 | 100 | 0 | 42.6 | 48.53 | 9 | 0
2020 | TVA_2_NonRTO_Midwest | TVA | NonRTO_Midwest | Internal | Shoulder | B14 | 900 | 100 | 0 | 42.6 | 43.26 | 9 | 0
2020 | TVA_2_NonRTO_Midwest | TVA | NonRTO_Midwest | Internal | Shoulder | B15 | 1203 | 100 | 0 | 41.75 | 36.72 | 9 | 0
2020 | TVA_2_NonRTO_Midwest | TVA | NonRTO_Midwest | Internal | Summer | B1 | 10 | 100 | 0 | 71.93 | 68.51 | 9 | 0
2020 | TVA_2_NonRTO_Midwest | TVA | NonRTO_Midwest | Internal | Summer | B2 | 25 | 100 | 0 | 67.89 | 68.51 | 9 | 0
2020 | TVA_2_NonRTO_Midwest | TVA | NonRTO_Midwest | Internal | Summer | B3 | 75 | 100 | 0 | 67.06 | 68.51 | 9 | 0
2020 | TVA_2_NonRTO_Midwest | TVA | NonRTO_Midwest | Internal | Summer | B4 | 100 | 100 | 0 | 63.79 | 67.39 | 9 | 0
2020 | TVA_2_NonRTO_Midwest | TVA | NonRTO_Midwest | Internal | Summer | B5 | 200 | 100 | 0 | 58.74 | 62.72 | 9 | 0
2020 | TVA_2_NonRTO_Midwest | TVA | NonRTO_Midwest | Internal | Summer | B6 | 300 | 100 | 0 | 46.19 | 54.21 | 9 | 0
2020 | TVA_2_NonRTO_Midwest | TVA | NonRTO_Midwest | Internal | Summer | B7 | 400 | 100 | 0 | 41.5 | 44.92 | 9 | 0
2020 | TVA_2_NonRTO_Midwest | TVA | NonRTO_Midwest | Internal | Summer | B8 | 500 | 100 | 0 | 40.44 | 40.01 | 9 | 0
2020 | TVA_2_NonRTO_Midwest | TVA | NonRTO_Midwest | Internal | Summer | B9 | 800 | 100 | 0 | 40.44 | 37.38 | 9 | 0
2020 | TVA_2_NonRTO_Midwest | TVA | NonRTO_Midwest | Internal | Summer | B10 | 1262 | 100 | 0 | 37.45 | 35.7 | 9 | 0
2020 | TVA_2_NonRTO_Midwest | TVA | NonRTO_Midwest | Internal | Winter | B16 | 25 | 100 | 0 | 59.64 | 60.81 | 9 | 0
2020 | TVA_2_NonRTO_Midwest | TVA | NonRTO_Midwest | Internal | Winter | B17 | 100 | 100 | 0 | 46.15 | 53.32 | 9 | 0
2020 | TVA_2_NonRTO_Midwest | TVA | NonRTO_Midwest | Internal | Winter | B18 | 400 | 100 | 0 | 42.95 | 49.85 | 9 | 0
2020 | TVA_2_NonRTO_Midwest | TVA | NonRTO_Midwest | Internal | Winter | B19 | 700 | 100 | 0 | 42.95 | 43.7 | 9 | 0
2020 | TVA_2_NonRTO_Midwest | TVA | NonRTO_Midwest | Internal | Winter | B20 | 935 | 100 | 0 | 42.95 | 36.78 | 9 | 0
2020 | TVA_2_PJM_ROR | TVA | PJM_ROR | Internal | Shoulder | B11 | 25 | 500 | 0 | 58.04 | 52.09 | 9 | 0
2020 | TVA_2_PJM_ROR | TVA | PJM_ROR | Internal | Shoulder | B12 | 200 | 500 | 0 | 43.52 | 43.6 | 9 | 0
2020 | TVA_2_PJM_ROR | TVA | PJM_ROR | Internal | Shoulder | B13 | 600 | 500 | 0 | 42.6 | 42.76 | 9 | 0
2020 | TVA_2_PJM_ROR | TVA | PJM_ROR | Internal | Shoulder | B14 | 900 | 500 | 0 | 42.6 | 40.06 | 9 | 0
2020 | TVA_2_PJM_ROR | TVA | PJM_ROR | Internal | Shoulder | B15 | 1203 | 500 | 0 | 41.75 | 37.1 | 9 | 0
2020 | TVA_2_PJM_ROR | TVA | PJM_ROR | Internal | Summer | B1 | 10 | 500 | 0 | 71.93 | 65.92 | 9 | 0
2020 | TVA_2_PJM_ROR | TVA | PJM_ROR | Internal | Summer | B2 | 25 | 500 | 0 | 67.89 | 61.87 | 9 | 0
2020 | TVA_2_PJM_ROR | TVA | PJM_ROR | Internal | Summer | B3 | 75 | 500 | 0 | 67.06 | 61.28 | 9 | 0
2020 | TVA_2_PJM_ROR | TVA | PJM_ROR | Internal | Summer | B4 | 100 | 500 | 0 | 63.79 | 57.78 | 9 | 0
2020 | TVA_2_PJM_ROR | TVA | PJM_ROR | Internal | Summer | B5 | 200 | 500 | 0 | 58.74 | 52.73 | 9 | 0
2020 | TVA_2_PJM_ROR | TVA | PJM_ROR | Internal | Summer | B6 | 300 | 500 | 0 | 46.19 | 45.22 | 9 | 0
2020 | TVA_2_PJM_ROR | TVA | PJM_ROR | Internal | Summer | B7 | 400 | 500 | 0 | 41.5 | 40.66 | 9 | 0
2020 | TVA_2_PJM_ROR | TVA | PJM_ROR | Internal | Summer | B8 | 500 | 500 | 0 | 40.44 | 37.84 | 9 | 0
2020 | TVA_2_PJM_ROR | TVA | PJM_ROR | Internal | Summer | B9 | 800 | 500 | 0 | 40.44 | 37.19 | 9 | 0
2020 | TVA_2_PJM_ROR | TVA | PJM_ROR | Internal | Summer | B10 | 1262 | 500 | 0 | 37.45 | 35.11 | 9 | 0
2020 | TVA_2_PJM_ROR | TVA | PJM_ROR | Internal | Winter | B16 | 25 | 500 | 0 | 59.64 | 54.78 | 9 | 0
2020 | TVA_2_PJM_ROR | TVA | PJM_ROR | Internal | Winter | B17 | 100 | 500 | 0 | 46.15 | 47.31 | 9 | 0
2020 | TVA_2_PJM_ROR | TVA | PJM_ROR | Internal | Winter | B18 | 400 | 500 | 0 | 42.95 | 43.82 | 9 | 0
2020 | TVA_2_PJM_ROR | TVA | PJM_ROR | Internal | Winter | B19 | 700 | 500 | 0 | 42.95 | 41.74 | 9 | 0
2020 | TVA_2_PJM_ROR | TVA | PJM_ROR | Internal | Winter | B20 | 935 | 500 | 0 | 42.95 | 37.19 | 9 | 0
2020 | TVA_2_SOCO | TVA | SOCO | Internal | Shoulder | B11 | 25 | 500 | 0 | 58.04 | 65.09 | 9 | 0
2020 | TVA_2_SOCO | TVA | SOCO | Internal | Shoulder | B12 | 200 | 500 | 0 | 43.52 | 44.62 | 9 | 0
2020 | TVA_2_SOCO | TVA | SOCO | Internal | Shoulder | B13 | 600 | 500 | 0 | 42.6 | 42.5 | 9 | 0
2020 | TVA_2_SOCO | TVA | SOCO | Internal | Shoulder | B14 | 900 | 500 | 0 | 42.6 | 42.5 | 9 | 0
2020 | TVA_2_SOCO | TVA | SOCO | Internal | Shoulder | B15 | 1203 | 500 | 0 | 41.75 | 42.1 | 9 | 0
2020 | TVA_2_SOCO | TVA | SOCO | Internal | Summer | B1 | 10 | 500 | 0 | 71.93 | 71.02 | 9 | 0
2020 | TVA_2_SOCO | TVA | SOCO | Internal | Summer | B2 | 25 | 500 | 0 | 67.89 | 69.69 | 9 | 0
2020 | TVA_2_SOCO | TVA | SOCO | Internal | Summer | B3 | 75 | 500 | 0 | 67.06 | 69.69 | 9 | 0
2020 | TVA_2_SOCO | TVA | SOCO | Internal | Summer | B4 | 100 | 500 | 0 | 63.79 | 69.69 | 9 | 0
2020 | TVA_2_SOCO | TVA | SOCO | Internal | Summer | B5 | 200 | 500 | 0 | 58.74 | 65.73 | 9 | 0
2020 | TVA_2_SOCO | TVA | SOCO | Internal | Summer | B6 | 300 | 500 | 500 | 46.19 | 56.87 | 9 | 1.68
2020 | TVA_2_SOCO | TVA | SOCO | Internal | Summer | B7 | 400 | 500 | 500 | 41.5 | 54.46 | 9 | 3.96
2020 | TVA_2_SOCO | TVA | SOCO | Internal | Summer | B8 | 500 | 500 | 0 | 40.44 | 45.04 | 9 | 0
2020 | TVA_2_SOCO | TVA | SOCO | Internal | Summer | B9 | 800 | 500 | 0 | 40.44 | 41.76 | 9 | 0
2020 | TVA_2_SOCO | TVA | SOCO | Internal | Summer | B10 | 1262 | 500 | 0 | 37.45 | 40.87 | 9 | 0
2020 | TVA_2_SOCO | TVA | SOCO | Internal | Winter | B16 | 25 | 500 | 0 | 59.64 | 65.15 | 9 | 0
2020 | TVA_2_SOCO | TVA | SOCO | Internal | Winter | B17 | 100 | 500 | 0 | 46.15 | 46.18 | 9 | 0
2020 | TVA_2_SOCO | TVA | SOCO | Internal | Winter | B18 | 400 | 500 | 0 | 42.95 | 44.59 | 9 | 0
2020 | TVA_2_SOCO | TVA | SOCO | Internal | Winter | B19 | 700 | 500 | 0 | 42.95 | 44.59 | 9 | 0
2020 | TVA_2_SOCO | TVA | SOCO | Internal | Winter | B20 | 935 | 500 | 0 | 42.95 | 44.59 | 9 | 0
2020 | TVA_2_VACAR | TVA | VACAR | Internal | Shoulder | B11 | 25 | 150 | 0 | 58.04 | 58.09 | 9 | 0
2020 | TVA_2_VACAR | TVA | VACAR | Internal | Shoulder | B12 | 200 | 150 | 0 | 43.52 | 48.34 | 9 | 0
2020 | TVA_2_VACAR | TVA | VACAR | Internal | Shoulder | B13 | 600 | 150 | 0 | 42.6 | 46.06 | 9 | 0
2020 | TVA_2_VACAR | TVA | VACAR | Internal | Shoulder | B14 | 900 | 150 | 0 | 42.6 | 45.41 | 9 | 0
2020 | TVA_2_VACAR | TVA | VACAR | Internal | Shoulder | B15 | 1203 | 150 | 0 | 41.75 | 42.99 | 9 | 0
2020 | TVA_2_VACAR | TVA | VACAR | Internal | Summer | B1 | 10 | 150 | 0 | 71.93 | 73.05 | 9 | 0
2020 | TVA_2_VACAR | TVA | VACAR | Internal | Summer | B2 | 25 | 150 | 0 | 67.89 | 73.05 | 9 | 0
2020 | TVA_2_VACAR | TVA | VACAR | Internal | Summer | B3 | 75 | 150 | 0 | 67.06 | 71.77 | 9 | 0
2020 | TVA_2_VACAR | TVA | VACAR | Internal | Summer | B4 | 100 | 150 | 0 | 63.79 | 63.78 | 9 | 0
2020 | TVA_2_VACAR | TVA | VACAR | Internal | Summer | B5 | 200 | 150 | 0 | 58.74 | 58.73 | 9 | 0
2020 | TVA_2_VACAR | TVA | VACAR | Internal | Summer | B6 | 300 | 150 | 0 | 46.19 | 51.22 | 9 | 0
2020 | TVA_2_VACAR | TVA | VACAR | Internal | Summer | B7 | 400 | 150 | 0 | 41.5 | 47.46 | 9 | 0
2020 | TVA_2_VACAR | TVA | VACAR | Internal | Summer | B8 | 500 | 150 | 0 | 40.44 | 43.84 | 9 | 0
2020 | TVA_2_VACAR | TVA | VACAR | Internal | Summer | B9 | 800 | 150 | 0 | 40.44 | 43.19 | 9 | 0
2020 | TVA_2_VACAR | TVA | VACAR | Internal | Summer | B10 | 1262 | 150 | 0 | 37.45 | 41.11 | 9 | 0
2020 | TVA_2_VACAR | TVA | VACAR | Internal | Winter | B16 | 25 | 150 | 0 | 59.64 | 62.09 | 9 | 0
2020 | TVA_2_VACAR | TVA | VACAR | Internal | Winter | B17 | 100 | 150 | 0 | 46.15 | 52.4 | 9 | 0
2020 | TVA_2_VACAR | TVA | VACAR | Internal | Winter | B18 | 400 | 150 | 0 | 42.95 | 47.66 | 9 | 0
2020 | TVA_2_VACAR | TVA | VACAR | Internal | Winter | B19 | 700 | 150 | 0 | 42.95 | 45.6 | 9 | 0
2020 | TVA_2_VACAR | TVA | VACAR | Internal | Winter | B20 | 935 | 150 | 0 | 42.95 | 44.78 | 9 | 0
2020 | TVA_Transmission_2_ENT | TVA_Transmission | ENT | Internal | Shoulder | B11 | 25 | 3000 | 0 | 58.06 | 59.03 | 9 | 0
2020 | TVA_Transmission_2_ENT | TVA_Transmission | ENT | Internal | Shoulder | B12 | 200 | 3000 | 0 | 46.72 | 41.91 | 9 | 0
2020 | TVA_Transmission_2_ENT | TVA_Transmission | ENT | Internal | Shoulder | B13 | 600 | 3000 | 0 | 45.06 | 41.91 | 9 | 0
2020 | TVA_Transmission_2_ENT | TVA_Transmission | ENT | Internal | Shoulder | B14 | 900 | 3000 | 0 | 43.95 | 41.91 | 9 | 0
2020 | TVA_Transmission_2_ENT | TVA_Transmission | ENT | Internal | Shoulder | B15 | 1203 | 3000 | 0 | 42.31 | 41.61 | 9 | 0
2020 | TVA_Transmission_2_ENT | TVA_Transmission | ENT | Internal | Summer | B1 | 10 | 3000 | 0 | 71.92 | 63.92 | 9 | 0
2020 | TVA_Transmission_2_ENT | TVA_Transmission | ENT | Internal | Summer | B2 | 25 | 3000 | 0 | 67.87 | 61.69 | 9 | 0
2020 | TVA_Transmission_2_ENT | TVA_Transmission | ENT | Internal | Summer | B3 | 75 | 3000 | 0 | 67.16 | 61.34 | 9 | 0
2020 | TVA_Transmission_2_ENT | TVA_Transmission | ENT | Internal | Summer | B4 | 100 | 3000 | 0 | 63.78 | 61.34 | 9 | 0
2020 | TVA_Transmission_2_ENT | TVA_Transmission | ENT | Internal | Summer | B5 | 200 | 3000 | 0 | 58.73 | 57.15 | 9 | 0
2020 | TVA_Transmission_2_ENT | TVA_Transmission | ENT | Internal | Summer | B6 | 300 | 3000 | 0 | 49.85 | 48.87 | 9 | 0
2020 | TVA_Transmission_2_ENT | TVA_Transmission | ENT | Internal | Summer | B7 | 400 | 3000 | 0 | 46 | 46.46 | 9 | 0
2020 | TVA_Transmission_2_ENT | TVA_Transmission | ENT | Internal | Summer | B8 | 500 | 3000 | 0 | 41.96 | 41.12 | 9 | 0
2020 | TVA_Transmission_2_ENT | TVA_Transmission | ENT | Internal | Summer | B9 | 800 | 3000 | 0 | 41.52 | 40.59 | 9 | 0
2020 | TVA_Transmission_2_ENT | TVA_Transmission | ENT | Internal | Summer | B10 | 1262 | 3000 | 0 | 39.11 | 40.3 | 9 | 0
2020 | TVA_Transmission_2_ENT | TVA_Transmission | ENT | Internal | Winter | B16 | 25 | 3000 | 0 | 60.04 | 57.15 | 9 | 0
2020 | TVA_Transmission_2_ENT | TVA_Transmission | ENT | Internal | Winter | B17 | 100 | 3000 | 0 | 48.98 | 44.52 | 9 | 0
2020 | TVA_Transmission_2_ENT | TVA_Transmission | ENT | Internal | Winter | B18 | 400 | 3000 | 0 | 46 | 44.52 | 9 | 0
2020 | TVA_Transmission_2_ENT | TVA_Transmission | ENT | Internal | Winter | B19 | 700 | 3000 | 0 | 44.87 | 44.2 | 9 | 0
2020 | TVA_Transmission_2_ENT | TVA_Transmission | ENT | Internal | Winter | B20 | 935 | 3000 | 0 | 43.05 | 43.61 | 9 | 0
2020 | TVA_Transmission_2_MISO_MO-IL | TVA_Transmission | MISO_MO-IL | Internal | Shoulder | B11 | 25 | 4000 | 0 | 58.06 | 55.25 | 9 | 0
2020 | TVA_Transmission_2_MISO_MO-IL | TVA_Transmission | MISO_MO-IL | Internal | Shoulder | B12 | 200 | 4000 | 0 | 46.72 | 44.98 | 9 | 0
2020 | TVA_Transmission_2_MISO_MO-IL | TVA_Transmission | MISO_MO-IL | Internal | Shoulder | B13 | 600 | 4000 | 0 | 45.06 | 41.86 | 9 | 0
2020 | TVA_Transmission_2_MISO_MO-IL | TVA_Transmission | MISO_MO-IL | Internal | Shoulder | B14 | 900 | 4000 | 0 | 43.95 | 39.5 | 9 | 0
2020 | TVA_Transmission_2_MISO_MO-IL | TVA_Transmission | MISO_MO-IL | Internal | Shoulder | B15 | 1203 | 4000 | 0 | 42.31 | 38.79 | 9 | 0
2020 | TVA_Transmission_2_MISO_MO-IL | TVA_Transmission | MISO_MO-IL | Internal | Summer | B1 | 10 | 4000 | 0 | 71.92 | 63.92 | 9 | 0
2020 | TVA_Transmission_2_MISO_MO-IL | TVA_Transmission | MISO_MO-IL | Internal | Summer | B2 | 25 | 4000 | 0 | 67.87 | 63.53 | 9 | 0
2020 | TVA_Transmission_2_MISO_MO-IL | TVA_Transmission | MISO_MO-IL | Internal | Summer | B3 | 75 | 4000 | 0 | 67.16 | 61.14 | 9 | 0
2020 | TVA_Transmission_2_MISO_MO-IL | TVA_Transmission | MISO_MO-IL | Internal | Summer | B4 | 100 | 4000 | 0 | 63.78 | 59.41 | 9 | 0
2020 | TVA_Transmission_2_MISO_MO-IL | TVA_Transmission | MISO_MO-IL | Internal | Summer | B5 | 200 | 4000 | 0 | 58.73 | 54.73 | 9 | 0
2020 | TVA_Transmission_2_MISO_MO-IL | TVA_Transmission | MISO_MO-IL | Internal | Summer | B6 | 300 | 4000 | 0 | 49.85 | 46.22 | 9 | 0
2020 | TVA_Transmission_2_MISO_MO-IL | TVA_Transmission | MISO_MO-IL | Internal | Summer | B7 | 400 | 4000 | 0 | 46 | 39.72 | 9 | 0
2020 | TVA_Transmission_2_MISO_MO-IL | TVA_Transmission | MISO_MO-IL | Internal | Summer | B8 | 500 | 4000 | 0 | 41.96 | 37.8 | 9 | 0
2020 | TVA_Transmission_2_MISO_MO-IL | TVA_Transmission | MISO_MO-IL | Internal | Summer | B9 | 800 | 4000 | 0 | 41.52 | 37.35 | 9 | 0
2020 | TVA_Transmission_2_MISO_MO-IL | TVA_Transmission | MISO_MO-IL | Internal | Summer | B10 | 1262 | 4000 | 0 | 39.11 | 36.01 | 9 | 0
2020 | TVA_Transmission_2_MISO_MO-IL | TVA_Transmission | MISO_MO-IL | Internal | Winter | B16 | 25 | 4000 | 0 | 60.04 | 52.8 | 9 | 0
2020 | TVA_Transmission_2_MISO_MO-IL | TVA_Transmission | MISO_MO-IL | Internal | Winter | B17 | 100 | 4000 | 0 | 48.98 | 45.31 | 9 | 0
2020 | TVA_Transmission_2_MISO_MO-IL | TVA_Transmission | MISO_MO-IL | Internal | Winter | B18 | 400 | 4000 | 0 | 46 | 41.83 | 9 | 0
2020 | TVA_Transmission_2_MISO_MO-IL | TVA_Transmission | MISO_MO-IL | Internal | Winter | B19 | 700 | 4000 | 0 | 44.87 | 41.26 | 9 | 0
2020 | TVA_Transmission_2_MISO_MO-IL | TVA_Transmission | MISO_MO-IL | Internal | Winter | B20 | 935 | 4000 | 0 | 43.05 | 37.82 | 9 | 0
2020 | TVA_Transmission_2_NonRTO_Midwest | TVA_Transmission | NonRTO_Midwest | Internal | Shoulder | B11 | 25 | 700 | 0 | 58.06 | 63.23 | 9 | 0
2020 | TVA_Transmission_2_NonRTO_Midwest | TVA_Transmission | NonRTO_Midwest | Internal | Shoulder | B12 | 200 | 700 | 0 | 46.72 | 52.99 | 9 | 0
2020 | TVA_Transmission_2_NonRTO_Midwest | TVA_Transmission | NonRTO_Midwest | Internal | Shoulder | B13 | 600 | 700 | 0 | 45.06 | 48.53 | 9 | 0
2020 | TVA_Transmission_2_NonRTO_Midwest | TVA_Transmission | NonRTO_Midwest | Internal | Shoulder | B14 | 900 | 700 | 0 | 43.95 | 43.26 | 9 | 0
2020 | TVA_Transmission_2_NonRTO_Midwest | TVA_Transmission | NonRTO_Midwest | Internal | Shoulder | B15 | 1203 | 700 | 0 | 42.31 | 36.72 | 9 | 0
2020 | TVA_Transmission_2_NonRTO_Midwest | TVA_Transmission | NonRTO_Midwest | Internal | Summer | B1 | 10 | 700 | 0 | 71.92 | 68.51 | 9 | 0
2020 | TVA_Transmission_2_NonRTO_Midwest | TVA_Transmission | NonRTO_Midwest | Internal | Summer | B2 | 25 | 700 | 0 | 67.87 | 68.51 | 9 | 0
2020 | TVA_Transmission_2_NonRTO_Midwest | TVA_Transmission | NonRTO_Midwest | Internal | Summer | B3 | 75 | 700 | 0 | 67.16 | 68.51 | 9 | 0
2020 | TVA_Transmission_2_NonRTO_Midwest | TVA_Transmission | NonRTO_Midwest | Internal | Summer | B4 | 100 | 700 | 0 | 63.78 | 67.39 | 9 | 0
2020 | TVA_Transmission_2_NonRTO_Midwest | TVA_Transmission | NonRTO_Midwest | Internal | Summer | B5 | 200 | 700 | 0 | 58.73 | 62.72 | 9 | 0
2020 | TVA_Transmission_2_NonRTO_Midwest | TVA_Transmission | NonRTO_Midwest | Internal | Summer | B6 | 300 | 700 | 0 | 49.85 | 54.21 | 9 | 0
2020 | TVA_Transmission_2_NonRTO_Midwest | TVA_Transmission | NonRTO_Midwest | Internal | Summer | B7 | 400 | 700 | 0 | 46 | 44.92 | 9 | 0
2020 | TVA_Transmission_2_NonRTO_Midwest | TVA_Transmission | NonRTO_Midwest | Internal | Summer | B8 | 500 | 700 | 0 | 41.96 | 40.01 | 9 | 0
2020 | TVA_Transmission_2_NonRTO_Midwest | TVA_Transmission | NonRTO_Midwest | Internal | Summer | B9 | 800 | 700 | 0 | 41.52 | 37.38 | 9 | 0
2020 | TVA_Transmission_2_NonRTO_Midwest | TVA_Transmission | NonRTO_Midwest | Internal | Summer | B10 | 1262 | 700 | 0 | 39.11 | 35.7 | 9 | 0
2020 | TVA_Transmission_2_NonRTO_Midwest | TVA_Transmission | NonRTO_Midwest | Internal | Winter | B16 | 25 | 700 | 0 | 60.04 | 60.81 | 9 | 0
2020 | TVA_Transmission_2_NonRTO_Midwest | TVA_Transmission | NonRTO_Midwest | Internal | Winter | B17 | 100 | 700 | 0 | 48.98 | 53.32 | 9 | 0
2020 | TVA_Transmission_2_NonRTO_Midwest | TVA_Transmission | NonRTO_Midwest | Internal | Winter | B18 | 400 | 700 | 0 | 46 | 49.85 | 9 | 0
2020 | TVA_Transmission_2_NonRTO_Midwest | TVA_Transmission | NonRTO_Midwest | Internal | Winter | B19 | 700 | 700 | 0 | 44.87 | 43.7 | 9 | 0
2020 | TVA_Transmission_2_NonRTO_Midwest | TVA_Transmission | NonRTO_Midwest | Internal | Winter | B20 | 935 | 700 | 0 | 43.05 | 36.78 | 9 | 0
2020 | TVA_Transmission_2_PJM_ROR | TVA_Transmission | PJM_ROR | Internal | Shoulder | B11 | 25 | 2000 | 0 | 58.06 | 52.09 | 9 | 0
2020 | TVA_Transmission_2_PJM_ROR | TVA_Transmission | PJM_ROR | Internal | Shoulder | B12 | 200 | 2000 | 0 | 46.72 | 43.6 | 9 | 0
2020 | TVA_Transmission_2_PJM_ROR | TVA_Transmission | PJM_ROR | Internal | Shoulder | B13 | 600 | 2000 | 0 | 45.06 | 42.76 | 9 | 0
2020 | TVA_Transmission_2_PJM_ROR | TVA_Transmission | PJM_ROR | Internal | Shoulder | B14 | 900 | 2000 | 0 | 43.95 | 40.06 | 9 | 0
2020 | TVA_Transmission_2_PJM_ROR | TVA_Transmission | PJM_ROR | Internal | Shoulder | B15 | 1203 | 2000 | 0 | 42.31 | 37.1 | 9 | 0
2020 | TVA_Transmission_2_PJM_ROR | TVA_Transmission | PJM_ROR | Internal | Summer | B1 | 10 | 2000 | 0 | 71.92 | 65.92 | 9 | 0
2020 | TVA_Transmission_2_PJM_ROR | TVA_Transmission | PJM_ROR | Internal | Summer | B2 | 25 | 2000 | 0 | 67.87 | 61.87 | 9 | 0
2020 | TVA_Transmission_2_PJM_ROR | TVA_Transmission | PJM_ROR | Internal | Summer | B3 | 75 | 2000 | 0 | 67.16 | 61.28 | 9 | 0
2020 | TVA_Transmission_2_PJM_ROR | TVA_Transmission | PJM_ROR | Internal | Summer | B4 | 100 | 2000 | 0 | 63.78 | 57.78 | 9 | 0
2020 | TVA_Transmission_2_PJM_ROR | TVA_Transmission | PJM_ROR | Internal | Summer | B5 | 200 | 2000 | 0 | 58.73 | 52.73 | 9 | 0
2020 | TVA_Transmission_2_PJM_ROR | TVA_Transmission | PJM_ROR | Internal | Summer | B6 | 300 | 2000 | 0 | 49.85 | 45.22 | 9 | 0
2020 | TVA_Transmission_2_PJM_ROR | TVA_Transmission | PJM_ROR | Internal | Summer | B7 | 400 | 2000 | 0 | 46 | 40.66 | 9 | 0
2020 | TVA_Transmission_2_PJM_ROR | TVA_Transmission | PJM_ROR | Internal | Summer | B8 | 500 | 2000 | 0 | 41.96 | 37.84 | 9 | 0
2020 | TVA_Transmission_2_PJM_ROR | TVA_Transmission | PJM_ROR | Internal | Summer | B9 | 800 | 2000 | 0 | 41.52 | 37.19 | 9 | 0
2020 | TVA_Transmission_2_PJM_ROR | TVA_Transmission | PJM_ROR | Internal | Summer | B10 | 1262 | 2000 | 0 | 39.11 | 35.11 | 9 | 0
2020 | TVA_Transmission_2_PJM_ROR | TVA_Transmission | PJM_ROR | Internal | Winter | B16 | 25 | 2000 | 0 | 60.04 | 54.78 | 9 | 0
2020 | TVA_Transmission_2_PJM_ROR | TVA_Transmission | PJM_ROR | Internal | Winter | B17 | 100 | 2000 | 0 | 48.98 | 47.31 | 9 | 0
2020 | TVA_Transmission_2_PJM_ROR | TVA_Transmission | PJM_ROR | Internal | Winter | B18 | 400 | 2000 | 0 | 46 | 43.82 | 9 | 0
2020 | TVA_Transmission_2_PJM_ROR | TVA_Transmission | PJM_ROR | Internal | Winter | B19 | 700 | 2000 | 0 | 44.87 | 41.74 | 9 | 0
2020 | TVA_Transmission_2_PJM_ROR | TVA_Transmission | PJM_ROR | Internal | Winter | B20 | 935 | 2000 | 0 | 43.05 | 37.19 | 9 | 0
2020 | TVA_Transmission_2_SOCO | TVA_Transmission | SOCO | Internal | Shoulder | B11 | 25 | 3200 | 0 | 58.06 | 65.09 | 9 | 0
2020 | TVA_Transmission_2_SOCO | TVA_Transmission | SOCO | Internal | Shoulder | B12 | 200 | 3200 | 0 | 46.72 | 44.62 | 9 | 0
2020 | TVA_Transmission_2_SOCO | TVA_Transmission | SOCO | Internal | Shoulder | B13 | 600 | 3200 | 0 | 45.06 | 42.5 | 9 | 0
2020 | TVA_Transmission_2_SOCO | TVA_Transmission | SOCO | Internal | Shoulder | B14 | 900 | 3200 | 0 | 43.95 | 42.5 | 9 | 0
2020 | TVA_Transmission_2_SOCO | TVA_Transmission | SOCO | Internal | Shoulder | B15 | 1203 | 3200 | 0 | 42.31 | 42.1 | 9 | 0
2020 | TVA_Transmission_2_SOCO | TVA_Transmission | SOCO | Internal | Summer | B1 | 10 | 3200 | 0 | 71.92 | 71.02 | 9 | 0
2020 | TVA_Transmission_2_SOCO | TVA_Transmission | SOCO | Internal | Summer | B2 | 25 | 3200 | 0 | 67.87 | 69.69 | 9 | 0
2020 | TVA_Transmission_2_SOCO | TVA_Transmission | SOCO | Internal | Summer | B3 | 75 | 3200 | 0 | 67.16 | 69.69 | 9 | 0
2020 | TVA_Transmission_2_SOCO | TVA_Transmission | SOCO | Internal | Summer | B4 | 100 | 3200 | 0 | 63.78 | 69.69 | 9 | 0
2020 | TVA_Transmission_2_SOCO | TVA_Transmission | SOCO | Internal | Summer | B5 | 200 | 3200 | 0 | 58.73 | 65.73 | 9 | 0
2020 | TVA_Transmission_2_SOCO | TVA_Transmission | SOCO | Internal | Summer | B6 | 300 | 3200 | 0 | 49.85 | 56.87 | 9 | 0
2020 | TVA_Transmission_2_SOCO | TVA_Transmission | SOCO | Internal | Summer | B7 | 400 | 3200 | 0 | 46 | 54.46 | 9 | 0
2020 | TVA_Transmission_2_SOCO | TVA_Transmission | SOCO | Internal | Summer | B8 | 500 | 3200 | 0 | 41.96 | 45.04 | 9 | 0
2020 | TVA_Transmission_2_SOCO | TVA_Transmission | SOCO | Internal | Summer | B9 | 800 | 3200 | 0 | 41.52 | 41.76 | 9 | 0
2020 | TVA_Transmission_2_SOCO | TVA_Transmission | SOCO | Internal | Summer | B10 | 1262 | 3200 | 0 | 39.11 | 40.87 | 9 | 0
2020 | TVA_Transmission_2_SOCO | TVA_Transmission | SOCO | Internal | Winter | B16 | 25 | 3200 | 0 | 60.04 | 65.15 | 9 | 0
2020 | TVA_Transmission_2_SOCO | TVA_Transmission | SOCO | Internal | Winter | B17 | 100 | 3200 | 0 | 48.98 | 46.18 | 9 | 0
2020 | TVA_Transmission_2_SOCO | TVA_Transmission | SOCO | Internal | Winter | B18 | 400 | 3200 | 0 | 46 | 44.59 | 9 | 0
2020 | TVA_Transmission_2_SOCO | TVA_Transmission | SOCO | Internal | Winter | B19 | 700 | 3200 | 0 | 44.87 | 44.59 | 9 | 0
2020 | TVA_Transmission_2_SOCO | TVA_Transmission | SOCO | Internal | Winter | B20 | 935 | 3200 | 0 | 43.05 | 44.59 | 9 | 0
2020 | TVA_Transmission_2_TVA | TVA_Transmission | TVA | Internal | Shoulder | B11 | 25 | 99999 | 0.13 | 58.06 | 58.04 | 0.01 | 0
2020 | TVA_Transmission_2_TVA | TVA_Transmission | TVA | Internal | Shoulder | B12 | 200 | 99999 | 0 | 46.72 | 43.52 | 0.01 | 0
2020 | TVA_Transmission_2_TVA | TVA_Transmission | TVA | Internal | Shoulder | B13 | 600 | 99999 | 0 | 45.06 | 42.6 | 0.01 | 0
2020 | TVA_Transmission_2_TVA | TVA_Transmission | TVA | Internal | Shoulder | B14 | 900 | 99999 | 0 | 43.95 | 42.6 | 0.01 | 0
2020 | TVA_Transmission_2_TVA | TVA_Transmission | TVA | Internal | Shoulder | B15 | 1203 | 99999 | 0 | 42.31 | 41.75 | 0.01 | 0
2020 | TVA_Transmission_2_TVA | TVA_Transmission | TVA | Internal | Summer | B1 | 10 | 99999 | 2111.87 | 71.92 | 71.93 | 0.01 | 0
2020 | TVA_Transmission_2_TVA | TVA_Transmission | TVA | Internal | Summer | B2 | 25 | 99999 | 1245.16 | 67.87 | 67.89 | 0.01 | 0
2020 | TVA_Transmission_2_TVA | TVA_Transmission | TVA | Internal | Summer | B3 | 75 | 99999 | 0.01 | 67.16 | 67.06 | 0.01 | 0
2020 | TVA_Transmission_2_TVA | TVA_Transmission | TVA | Internal | Summer | B4 | 100 | 99999 | 2111.03 | 63.78 | 63.79 | 0.01 | 0
2020 | TVA_Transmission_2_TVA | TVA_Transmission | TVA | Internal | Summer | B5 | 200 | 99999 | 307.93 | 58.73 | 58.74 | 0.01 | 0
2020 | TVA_Transmission_2_TVA | TVA_Transmission | TVA | Internal | Summer | B6 | 300 | 99999 | 0 | 49.85 | 46.19 | 0.01 | 0
2020 | TVA_Transmission_2_TVA | TVA_Transmission | TVA | Internal | Summer | B7 | 400 | 99999 | 0 | 46 | 41.5 | 0.01 | 0
2020 | TVA_Transmission_2_TVA | TVA_Transmission | TVA | Internal | Summer | B8 | 500 | 99999 | 0 | 41.96 | 40.44 | 0.01 | 0
2020 | TVA_Transmission_2_TVA | TVA_Transmission | TVA | Internal | Summer | B9 | 800 | 99999 | 0 | 41.52 | 40.44 | 0.01 | 0
2020 | TVA_Transmission_2_TVA | TVA_Transmission | TVA | Internal | Summer | B10 | 1262 | 99999 | 0 | 39.11 | 37.45 | 0.01 | 0
2020 | TVA_Transmission_2_TVA | TVA_Transmission | TVA | Internal | Winter | B16 | 25 | 99999 | 0.01 | 60.04 | 59.64 | 0.01 | 0
2020 | TVA_Transmission_2_TVA | TVA_Transmission | TVA | Internal | Winter | B17 | 100 | 99999 | 0 | 48.98 | 46.15 | 0.01 | 0
2020 | TVA_Transmission_2_TVA | TVA_Transmission | TVA | Internal | Winter | B18 | 400 | 99999 | 0 | 46 | 42.95 | 0.01 | 0
2020 | TVA_Transmission_2_TVA | TVA_Transmission | TVA | Internal | Winter | B19 | 700 | 99999 | 0 | 44.87 | 42.95 | 0.01 | 0
2020 | TVA_Transmission_2_TVA | TVA_Transmission | TVA | Internal | Winter | B20 | 935 | 99999 | 0 | 43.05 | 42.95 | 0.01 | 0
2020 | TVA_Transmission_2_VACAR | TVA_Transmission | VACAR | Internal | Shoulder | B11 | 25 | 900 | 0 | 58.06 | 58.09 | 9 | 0
2020 | TVA_Transmission_2_VACAR | TVA_Transmission | VACAR | Internal | Shoulder | B12 | 200 | 900 | 0 | 46.72 | 48.34 | 9 | 0
2020 | TVA_Transmission_2_VACAR | TVA_Transmission | VACAR | Internal | Shoulder | B13 | 600 | 900 | 0 | 45.06 | 46.06 | 9 | 0
2020 | TVA_Transmission_2_VACAR | TVA_Transmission | VACAR | Internal | Shoulder | B14 | 900 | 900 | 0 | 43.95 | 45.41 | 9 | 0
2020 | TVA_Transmission_2_VACAR | TVA_Transmission | VACAR | Internal | Shoulder | B15 | 1203 | 900 | 0 | 42.31 | 42.99 | 9 | 0
2020 | TVA_Transmission_2_VACAR | TVA_Transmission | VACAR | Internal | Summer | B1 | 10 | 900 | 0 | 71.92 | 73.05 | 9 | 0
2020 | TVA_Transmission_2_VACAR | TVA_Transmission | VACAR | Internal | Summer | B2 | 25 | 900 | 0 | 67.87 | 73.05 | 9 | 0
2020 | TVA_Transmission_2_VACAR | TVA_Transmission | VACAR | Internal | Summer | B3 | 75 | 900 | 0 | 67.16 | 71.77 | 9 | 0
2020 | TVA_Transmission_2_VACAR | TVA_Transmission | VACAR | Internal | Summer | B4 | 100 | 900 | 0 | 63.78 | 63.78 | 9 | 0
2020 | TVA_Transmission_2_VACAR | TVA_Transmission | VACAR | Internal | Summer | B5 | 200 | 900 | 0 | 58.73 | 58.73 | 9 | 0
2020 | TVA_Transmission_2_VACAR | TVA_Transmission | VACAR | Internal | Summer | B6 | 300 | 900 | 0 | 49.85 | 51.22 | 9 | 0
2020 | TVA_Transmission_2_VACAR | TVA_Transmission | VACAR | Internal | Summer | B7 | 400 | 900 | 0 | 46 | 47.46 | 9 | 0
2020 | TVA_Transmission_2_VACAR | TVA_Transmission | VACAR | Internal | Summer | B8 | 500 | 900 | 0 | 41.96 | 43.84 | 9 | 0
2020 | TVA_Transmission_2_VACAR | TVA_Transmission | VACAR | Internal | Summer | B9 | 800 | 900 | 0 | 41.52 | 43.19 | 9 | 0
2020 | TVA_Transmission_2_VACAR | TVA_Transmission | VACAR | Internal | Summer | B10 | 1262 | 900 | 0 | 39.11 | 41.11 | 9 | 0
2020 | TVA_Transmission_2_VACAR | TVA_Transmission | VACAR | Internal | Winter | B16 | 25 | 900 | 0 | 60.04 | 62.09 | 9 | 0
2020 | TVA_Transmission_2_VACAR | TVA_Transmission | VACAR | Internal | Winter | B17 | 100 | 900 | 0 | 48.98 | 52.4 | 9 | 0
2020 | TVA_Transmission_2_VACAR | TVA_Transmission | VACAR | Internal | Winter | B18 | 400 | 900 | 0 | 46 | 47.66 | 9 | 0
2020 | TVA_Transmission_2_VACAR | TVA_Transmission | VACAR | Internal | Winter | B19 | 700 | 900 | 0 | 44.87 | 45.6 | 9 | 0
2020 | TVA_Transmission_2_VACAR | TVA_Transmission | VACAR | Internal | Winter | B20 | 935 | 900 | 0 | 43.05 | 44.78 | 9 | 0
2020 | VACAR_2_PJM_ROR | VACAR | PJM_ROR | Internal | Shoulder | B11 | 25 | 2000 | 0 | 58.09 | 52.09 | 7 | 0
2020 | VACAR_2_PJM_ROR | VACAR | PJM_ROR | Internal | Shoulder | B12 | 200 | 2000 | 0 | 48.34 | 43.6 | 7 | 0
2020 | VACAR_2_PJM_ROR | VACAR | PJM_ROR | Internal | Shoulder | B13 | 600 | 2000 | 0 | 46.06 | 42.76 | 7 | 0
2020 | VACAR_2_PJM_ROR | VACAR | PJM_ROR | Internal | Shoulder | B14 | 900 | 2000 | 0 | 45.41 | 40.06 | 7 | 0
2020 | VACAR_2_PJM_ROR | VACAR | PJM_ROR | Internal | Shoulder | B15 | 1203 | 2000 | 0 | 42.99 | 37.1 | 7 | 0
2020 | VACAR_2_PJM_ROR | VACAR | PJM_ROR | Internal | Summer | B1 | 10 | 2000 | 0 | 73.05 | 65.92 | 7 | 0
2020 | VACAR_2_PJM_ROR | VACAR | PJM_ROR | Internal | Summer | B2 | 25 | 2000 | 0 | 73.05 | 61.87 | 7 | 0
2020 | VACAR_2_PJM_ROR | VACAR | PJM_ROR | Internal | Summer | B3 | 75 | 2000 | 0 | 71.77 | 61.28 | 7 | 0
2020 | VACAR_2_PJM_ROR | VACAR | PJM_ROR | Internal | Summer | B4 | 100 | 2000 | 0 | 63.78 | 57.78 | 7 | 0
2020 | VACAR_2_PJM_ROR | VACAR | PJM_ROR | Internal | Summer | B5 | 200 | 2000 | 0 | 58.73 | 52.73 | 7 | 0
2020 | VACAR_2_PJM_ROR | VACAR | PJM_ROR | Internal | Summer | B6 | 300 | 2000 | 0 | 51.22 | 45.22 | 7 | 0
2020 | VACAR_2_PJM_ROR | VACAR | PJM_ROR | Internal | Summer | B7 | 400 | 2000 | 0 | 47.46 | 40.66 | 7 | 0
2020 | VACAR_2_PJM_ROR | VACAR | PJM_ROR | Internal | Summer | B8 | 500 | 2000 | 0 | 43.84 | 37.84 | 7 | 0
2020 | VACAR_2_PJM_ROR | VACAR | PJM_ROR | Internal | Summer | B9 | 800 | 2000 | 0 | 43.19 | 37.19 | 7 | 0
2020 | VACAR_2_PJM_ROR | VACAR | PJM_ROR | Internal | Summer | B10 | 1262 | 2000 | 0 | 41.11 | 35.11 | 7 | 0
2020 | VACAR_2_PJM_ROR | VACAR | PJM_ROR | Internal | Winter | B16 | 25 | 2000 | 0 | 62.09 | 54.78 | 7 | 0
2020 | VACAR_2_PJM_ROR | VACAR | PJM_ROR | Internal | Winter | B17 | 100 | 2000 | 0 | 52.4 | 47.31 | 7 | 0
2020 | VACAR_2_PJM_ROR | VACAR | PJM_ROR | Internal | Winter | B18 | 400 | 2000 | 0 | 47.66 | 43.82 | 7 | 0
2020 | VACAR_2_PJM_ROR | VACAR | PJM_ROR | Internal | Winter | B19 | 700 | 2000 | 0 | 45.6 | 41.74 | 7 | 0
2020 | VACAR_2_PJM_ROR | VACAR | PJM_ROR | Internal | Winter | B20 | 935 | 2000 | 0 | 44.78 | 37.19 | 7 | 0
2020 | VACAR_2_SOCO | VACAR | SOCO | Internal | Shoulder | B11 | 25 | 3000 | 1707.15 | 58.09 | 65.09 | 7 | 0
2020 | VACAR_2_SOCO | VACAR | SOCO | Internal | Shoulder | B12 | 200 | 3000 | 0 | 48.34 | 44.62 | 7 | 0
2020 | VACAR_2_SOCO | VACAR | SOCO | Internal | Shoulder | B13 | 600 | 3000 | 0 | 46.06 | 42.5 | 7 | 0
2020 | VACAR_2_SOCO | VACAR | SOCO | Internal | Shoulder | B14 | 900 | 3000 | 0 | 45.41 | 42.5 | 7 | 0
2020 | VACAR_2_SOCO | VACAR | SOCO | Internal | Shoulder | B15 | 1203 | 3000 | 0 | 42.99 | 42.1 | 7 | 0
2020 | VACAR_2_SOCO | VACAR | SOCO | Internal | Summer | B1 | 10 | 3000 | 0 | 73.05 | 71.02 | 7 | 0
2020 | VACAR_2_SOCO | VACAR | SOCO | Internal | Summer | B2 | 25 | 3000 | 0 | 73.05 | 69.69 | 7 | 0
2020 | VACAR_2_SOCO | VACAR | SOCO | Internal | Summer | B3 | 75 | 3000 | 0 | 71.77 | 69.69 | 7 | 0
2020 | VACAR_2_SOCO | VACAR | SOCO | Internal | Summer | B4 | 100 | 3000 | 0 | 63.78 | 69.69 | 7 | 0
2020 | VACAR_2_SOCO | VACAR | SOCO | Internal | Summer | B5 | 200 | 3000 | 1305.38 | 58.73 | 65.73 | 7 | 0
2020 | VACAR_2_SOCO | VACAR | SOCO | Internal | Summer | B6 | 300 | 3000 | 0 | 51.22 | 56.87 | 7 | 0
2020 | VACAR_2_SOCO | VACAR | SOCO | Internal | Summer | B7 | 400 | 3000 | 1568.94 | 47.46 | 54.46 | 7 | 0
2020 | VACAR_2_SOCO | VACAR | SOCO | Internal | Summer | B8 | 500 | 3000 | 0 | 43.84 | 45.04 | 7 | 0
2020 | VACAR_2_SOCO | VACAR | SOCO | Internal | Summer | B9 | 800 | 3000 | 0 | 43.19 | 41.76 | 7 | 0
2020 | VACAR_2_SOCO | VACAR | SOCO | Internal | Summer | B10 | 1262 | 3000 | 0 | 41.11 | 40.87 | 7 | 0
2020 | VACAR_2_SOCO | VACAR | SOCO | Internal | Winter | B16 | 25 | 3000 | 0 | 62.09 | 65.15 | 7 | 0
2020 | VACAR_2_SOCO | VACAR | SOCO | Internal | Winter | B17 | 100 | 3000 | 0 | 52.4 | 46.18 | 7 | 0
2020 | VACAR_2_SOCO | VACAR | SOCO | Internal | Winter | B18 | 400 | 3000 | 0 | 47.66 | 44.59 | 7 | 0
2020 | VACAR_2_SOCO | VACAR | SOCO | Internal | Winter | B19 | 700 | 3000 | 0 | 45.6 | 44.59 | 7 | 0
2020 | VACAR_2_SOCO | VACAR | SOCO | Internal | Winter | B20 | 935 | 3000 | 0 | 44.78 | 44.59 | 7 | 0
2020 | VACAR_2_TVA_Transmission | VACAR | TVA_Transmission | Internal | Shoulder | B11 | 25 | 900 | 0 | 58.09 | 58.06 | 7 | 0
2020 | VACAR_2_TVA_Transmission | VACAR | TVA_Transmission | Internal | Shoulder | B12 | 200 | 900 | 0 | 48.34 | 46.72 | 7 | 0
2020 | VACAR_2_TVA_Transmission | VACAR | TVA_Transmission | Internal | Shoulder | B13 | 600 | 900 | 0 | 46.06 | 45.06 | 7 | 0
2020 | VACAR_2_TVA_Transmission | VACAR | TVA_Transmission | Internal | Shoulder | B14 | 900 | 900 | 0 | 45.41 | 43.95 | 7 | 0
2020 | VACAR_2_TVA_Transmission | VACAR | TVA_Transmission | Internal | Shoulder | B15 | 1203 | 900 | 0 | 42.99 | 42.31 | 7 | 0
2020 | VACAR_2_TVA_Transmission | VACAR | TVA_Transmission | Internal | Summer | B1 | 10 | 900 | 0 | 73.05 | 71.92 | 7 | 0
2020 | VACAR_2_TVA_Transmission | VACAR | TVA_Transmission | Internal | Summer | B2 | 25 | 900 | 0 | 73.05 | 67.87 | 7 | 0
2020 | VACAR_2_TVA_Transmission | VACAR | TVA_Transmission | Internal | Summer | B3 | 75 | 900 | 0 | 71.77 | 67.16 | 7 | 0
2020 | VACAR_2_TVA_Transmission | VACAR | TVA_Transmission | Internal | Summer | B4 | 100 | 900 | 0 | 63.78 | 63.78 | 7 | 0
2020 | VACAR_2_TVA_Transmission | VACAR | TVA_Transmission | Internal | Summer | B5 | 200 | 900 | 0 | 58.73 | 58.73 | 7 | 0
2020 | VACAR_2_TVA_Transmission | VACAR | TVA_Transmission | Internal | Summer | B6 | 300 | 900 | 0 | 51.22 | 49.85 | 7 | 0
2020 | VACAR_2_TVA_Transmission | VACAR | TVA_Transmission | Internal | Summer | B7 | 400 | 900 | 0 | 47.46 | 46 | 7 | 0
2020 | VACAR_2_TVA_Transmission | VACAR | TVA_Transmission | Internal | Summer | B8 | 500 | 900 | 0 | 43.84 | 41.96 | 7 | 0
2020 | VACAR_2_TVA_Transmission | VACAR | TVA_Transmission | Internal | Summer | B9 | 800 | 900 | 0 | 43.19 | 41.52 | 7 | 0
2020 | VACAR_2_TVA_Transmission | VACAR | TVA_Transmission | Internal | Summer | B10 | 1262 | 900 | 0 | 41.11 | 39.11 | 7 | 0
2020 | VACAR_2_TVA_Transmission | VACAR | TVA_Transmission | Internal | Winter | B16 | 25 | 900 | 0 | 62.09 | 60.04 | 7 | 0
2020 | VACAR_2_TVA_Transmission | VACAR | TVA_Transmission | Internal | Winter | B17 | 100 | 900 | 0 | 52.4 | 48.98 | 7 | 0
2020 | VACAR_2_TVA_Transmission | VACAR | TVA_Transmission | Internal | Winter | B18 | 400 | 900 | 0 | 47.66 | 46 | 7 | 0
2020 | VACAR_2_TVA_Transmission | VACAR | TVA_Transmission | Internal | Winter | B19 | 700 | 900 | 0 | 45.6 | 44.87 | 7 | 0
2020 | VACAR_2_TVA_Transmission | VACAR | TVA_Transmission | Internal | Winter | B20 | 935 | 900 | 0 | 44.78 | 43.05 | 7 | 0
2025 | ENT_2_MISO_MO-IL | ENT | MISO_MO-IL | Internal | Shoulder | B11 | 25 | 2260 | 0 | 66.09 | 63.98 | 8 | 0
2025 | ENT_2_MISO_MO-IL | ENT | MISO_MO-IL | Internal | Shoulder | B12 | 200 | 2260 | 0 | 46.83 | 50.92 | 8 | 0
2025 | ENT_2_MISO_MO-IL | ENT | MISO_MO-IL | Internal | Shoulder | B13 | 600 | 2260 | 0 | 46.83 | 45.18 | 8 | 0
2025 | ENT_2_MISO_MO-IL | ENT | MISO_MO-IL | Internal | Shoulder | B14 | 900 | 2260 | 0 | 46.5 | 43.93 | 8 | 0
2025 | ENT_2_MISO_MO-IL | ENT | MISO_MO-IL | Internal | Shoulder | B15 | 1203 | 2260 | 0 | 45.73 | 41.85 | 8 | 0
2025 | ENT_2_MISO_MO-IL | ENT | MISO_MO-IL | Internal | Summer | B1 | 10 | 2260 | 0 | 75.69 | 72.61 | 8 | 0
2025 | ENT_2_MISO_MO-IL | ENT | MISO_MO-IL | Internal | Summer | B2 | 25 | 2260 | 0 | 70.61 | 70.9 | 8 | 0
2025 | ENT_2_MISO_MO-IL | ENT | MISO_MO-IL | Internal | Summer | B3 | 75 | 2260 | 0 | 69.11 | 68.9 | 8 | 0
2025 | ENT_2_MISO_MO-IL | ENT | MISO_MO-IL | Internal | Summer | B4 | 100 | 2260 | 0 | 69.11 | 67.78 | 8 | 0
2025 | ENT_2_MISO_MO-IL | ENT | MISO_MO-IL | Internal | Summer | B5 | 200 | 2260 | 0 | 63.98 | 61.18 | 8 | 0
2025 | ENT_2_MISO_MO-IL | ENT | MISO_MO-IL | Internal | Summer | B6 | 300 | 2260 | 0 | 60.45 | 53.18 | 8 | 0
2025 | ENT_2_MISO_MO-IL | ENT | MISO_MO-IL | Internal | Summer | B7 | 400 | 2260 | 0 | 49.92 | 44.49 | 8 | 0
2025 | ENT_2_MISO_MO-IL | ENT | MISO_MO-IL | Internal | Summer | B8 | 500 | 2260 | 0 | 45.36 | 41.37 | 8 | 0
2025 | ENT_2_MISO_MO-IL | ENT | MISO_MO-IL | Internal | Summer | B9 | 800 | 2260 | 0 | 45.17 | 40.5 | 8 | 0
2025 | ENT_2_MISO_MO-IL | ENT | MISO_MO-IL | Internal | Summer | B10 | 1262 | 2260 | 0 | 43.56 | 38.02 | 8 | 0
2025 | ENT_2_MISO_MO-IL | ENT | MISO_MO-IL | Internal | Winter | B16 | 25 | 2260 | 0 | 63.95 | 62.51 | 8 | 0
2025 | ENT_2_MISO_MO-IL | ENT | MISO_MO-IL | Internal | Winter | B17 | 100 | 2260 | 0 | 49.74 | 50.9 | 8 | 0
2025 | ENT_2_MISO_MO-IL | ENT | MISO_MO-IL | Internal | Winter | B18 | 400 | 2260 | 0 | 49.74 | 47.22 | 8 | 0
2025 | ENT_2_MISO_MO-IL | ENT | MISO_MO-IL | Internal | Winter | B19 | 700 | 2260 | 0 | 49.38 | 44.61 | 8 | 0
2025 | ENT_2_MISO_MO-IL | ENT | MISO_MO-IL | Internal | Winter | B20 | 935 | 2260 | 0 | 47.76 | 40.9 | 8 | 0
2025 | ENT_2_SOCO | ENT | SOCO | Internal | Shoulder | B11 | 25 | 2000 | 0 | 66.09 | 72.46 | 8 | 0
2025 | ENT_2_SOCO | ENT | SOCO | Internal | Shoulder | B12 | 200 | 2000 | 0 | 46.83 | 47.46 | 8 | 0
2025 | ENT_2_SOCO | ENT | SOCO | Internal | Shoulder | B13 | 600 | 2000 | 0 | 46.83 | 46.88 | 8 | 0
2025 | ENT_2_SOCO | ENT | SOCO | Internal | Shoulder | B14 | 900 | 2000 | 0 | 46.5 | 46.88 | 8 | 0
2025 | ENT_2_SOCO | ENT | SOCO | Internal | Shoulder | B15 | 1203 | 2000 | 0 | 45.73 | 46.88 | 8 | 0
2025 | ENT_2_SOCO | ENT | SOCO | Internal | Summer | B1 | 10 | 2000 | 0 | 75.69 | 78.61 | 8 | 0
2025 | ENT_2_SOCO | ENT | SOCO | Internal | Summer | B2 | 25 | 2000 | 219.02 | 70.61 | 78.61 | 8 | 0
2025 | ENT_2_SOCO | ENT | SOCO | Internal | Summer | B3 | 75 | 2000 | 1697.97 | 69.11 | 77.11 | 8 | 0
2025 | ENT_2_SOCO | ENT | SOCO | Internal | Summer | B4 | 100 | 2000 | 1918.57 | 69.11 | 77.11 | 8 | 0
2025 | ENT_2_SOCO | ENT | SOCO | Internal | Summer | B5 | 200 | 2000 | 2000 | 63.98 | 74.15 | 8 | 2.17
2025 | ENT_2_SOCO | ENT | SOCO | Internal | Summer | B6 | 300 | 2000 | 0 | 60.45 | 65.18 | 8 | 0
2025 | ENT_2_SOCO | ENT | SOCO | Internal | Summer | B7 | 400 | 2000 | 490.31 | 49.92 | 57.92 | 8 | 0
2025 | ENT_2_SOCO | ENT | SOCO | Internal | Summer | B8 | 500 | 2000 | 0 | 45.36 | 47.16 | 8 | 0
2025 | ENT_2_SOCO | ENT | SOCO | Internal | Summer | B9 | 800 | 2000 | 0 | 45.17 | 45.53 | 8 | 0
2025 | ENT_2_SOCO | ENT | SOCO | Internal | Summer | B10 | 1262 | 2000 | 0 | 43.56 | 45.53 | 8 | 0
2025 | ENT_2_SOCO | ENT | SOCO | Internal | Winter | B16 | 25 | 2000 | 860.25 | 63.95 | 71.95 | 8 | 0
2025 | ENT_2_SOCO | ENT | SOCO | Internal | Winter | B17 | 100 | 2000 | 0 | 49.74 | 49.67 | 8 | 0
2025 | ENT_2_SOCO | ENT | SOCO | Internal | Winter | B18 | 400 | 2000 | 0 | 49.74 | 49.67 | 8 | 0
2025 | ENT_2_SOCO | ENT | SOCO | Internal | Winter | B19 | 700 | 2000 | 0 | 49.38 | 49.67 | 8 | 0
2025 | ENT_2_SOCO | ENT | SOCO | Internal | Winter | B20 | 935 | 2000 | 0 | 47.76 | 48.98 | 8 | 0
2025 | ENT_2_SPP_N | ENT | SPP_N | Internal | Shoulder | B11 | 25 | 1300 | 0 | 66.09 | 70.09 | 8 | 0
2025 | ENT_2_SPP_N | ENT | SPP_N | Internal | Shoulder | B12 | 200 | 1300 | 0 | 46.83 | 50.92 | 8 | 0
2025 | ENT_2_SPP_N | ENT | SPP_N | Internal | Shoulder | B13 | 600 | 1300 | 0 | 46.83 | 45.56 | 8 | 0
2025 | ENT_2_SPP_N | ENT | SPP_N | Internal | Shoulder | B14 | 900 | 1300 | 0 | 46.5 | 44.89 | 8 | 0
2025 | ENT_2_SPP_N | ENT | SPP_N | Internal | Shoulder | B15 | 1203 | 1300 | 0 | 45.73 | 44.77 | 8 | 0
2025 | ENT_2_SPP_N | ENT | SPP_N | Internal | Summer | B1 | 10 | 1300 | 0 | 75.69 | 73.59 | 8 | 0
2025 | ENT_2_SPP_N | ENT | SPP_N | Internal | Summer | B2 | 25 | 1300 | 0 | 70.61 | 73.59 | 8 | 0
2025 | ENT_2_SPP_N | ENT | SPP_N | Internal | Summer | B3 | 75 | 1300 | 0 | 69.11 | 73.59 | 8 | 0
2025 | ENT_2_SPP_N | ENT | SPP_N | Internal | Summer | B4 | 100 | 1300 | 0 | 69.11 | 73.59 | 8 | 0
2025 | ENT_2_SPP_N | ENT | SPP_N | Internal | Summer | B5 | 200 | 1300 | 0 | 63.98 | 67.65 | 8 | 0
2025 | ENT_2_SPP_N | ENT | SPP_N | Internal | Summer | B6 | 300 | 1300 | 0 | 60.45 | 61.18 | 8 | 0
2025 | ENT_2_SPP_N | ENT | SPP_N | Internal | Summer | B7 | 400 | 1300 | 0 | 49.92 | 51.5 | 8 | 0
2025 | ENT_2_SPP_N | ENT | SPP_N | Internal | Summer | B8 | 500 | 1300 | 0 | 45.36 | 44.9 | 8 | 0
2025 | ENT_2_SPP_N | ENT | SPP_N | Internal | Summer | B9 | 800 | 1300 | 0 | 45.17 | 43.36 | 8 | 0
2025 | ENT_2_SPP_N | ENT | SPP_N | Internal | Summer | B10 | 1262 | 1300 | 0 | 43.56 | 40.3 | 8 | 0
2025 | ENT_2_SPP_N | ENT | SPP_N | Internal | Winter | B16 | 25 | 1300 | 0 | 63.95 | 63.13 | 8 | 0
2025 | ENT_2_SPP_N | ENT | SPP_N | Internal | Winter | B17 | 100 | 1300 | 0 | 49.74 | 49.51 | 8 | 0
2025 | ENT_2_SPP_N | ENT | SPP_N | Internal | Winter | B18 | 400 | 1300 | 0 | 49.74 | 47.82 | 8 | 0
2025 | ENT_2_SPP_N | ENT | SPP_N | Internal | Winter | B19 | 700 | 1300 | 0 | 49.38 | 47.71 | 8 | 0
2025 | ENT_2_SPP_N | ENT | SPP_N | Internal | Winter | B20 | 935 | 1300 | 0 | 47.76 | 44.9 | 8 | 0
2025 | ENT_2_SPP_S | ENT | SPP_S | Internal | Shoulder | B11 | 25 | 1300 | 0 | 66.09 | 64.71 | 8 | 0
2025 | ENT_2_SPP_S | ENT | SPP_S | Internal | Shoulder | B12 | 200 | 1300 | 0 | 46.83 | 46.93 | 8 | 0
2025 | ENT_2_SPP_S | ENT | SPP_S | Internal | Shoulder | B13 | 600 | 1300 | 0 | 46.83 | 45.55 | 8 | 0
2025 | ENT_2_SPP_S | ENT | SPP_S | Internal | Shoulder | B14 | 900 | 1300 | 0 | 46.5 | 44.88 | 8 | 0
2025 | ENT_2_SPP_S | ENT | SPP_S | Internal | Shoulder | B15 | 1203 | 1300 | 0 | 45.73 | 44.78 | 8 | 0
2025 | ENT_2_SPP_S | ENT | SPP_S | Internal | Summer | B1 | 10 | 1300 | 0 | 75.69 | 71.31 | 8 | 0
2025 | ENT_2_SPP_S | ENT | SPP_S | Internal | Summer | B2 | 25 | 1300 | 0 | 70.61 | 71.31 | 8 | 0
2025 | ENT_2_SPP_S | ENT | SPP_S | Internal | Summer | B3 | 75 | 1300 | 0 | 69.11 | 64.11 | 8 | 0
2025 | ENT_2_SPP_S | ENT | SPP_S | Internal | Summer | B4 | 100 | 1300 | 0 | 69.11 | 63.01 | 8 | 0
2025 | ENT_2_SPP_S | ENT | SPP_S | Internal | Summer | B5 | 200 | 1300 | 0 | 63.98 | 62.49 | 8 | 0
2025 | ENT_2_SPP_S | ENT | SPP_S | Internal | Summer | B6 | 300 | 1300 | 0 | 60.45 | 61.2 | 8 | 0
2025 | ENT_2_SPP_S | ENT | SPP_S | Internal | Summer | B7 | 400 | 1300 | 0 | 49.92 | 51.51 | 8 | 0
2025 | ENT_2_SPP_S | ENT | SPP_S | Internal | Summer | B8 | 500 | 1300 | 0 | 45.36 | 44.92 | 8 | 0
2025 | ENT_2_SPP_S | ENT | SPP_S | Internal | Summer | B9 | 800 | 1300 | 0 | 45.17 | 43.37 | 8 | 0
2025 | ENT_2_SPP_S | ENT | SPP_S | Internal | Summer | B10 | 1262 | 1300 | 0 | 43.56 | 43.27 | 8 | 0
2025 | ENT_2_SPP_S | ENT | SPP_S | Internal | Winter | B16 | 25 | 1300 | 0 | 63.95 | 63.14 | 8 | 0
2025 | ENT_2_SPP_S | ENT | SPP_S | Internal | Winter | B17 | 100 | 1300 | 0 | 49.74 | 49.52 | 8 | 0
2025 | ENT_2_SPP_S | ENT | SPP_S | Internal | Winter | B18 | 400 | 1300 | 0 | 49.74 | 47.83 | 8 | 0
2025 | ENT_2_SPP_S | ENT | SPP_S | Internal | Winter | B19 | 700 | 1300 | 0 | 49.38 | 47.73 | 8 | 0
2025 | ENT_2_SPP_S | ENT | SPP_S | Internal | Winter | B20 | 935 | 1300 | 0 | 47.76 | 44.92 | 8 | 0
2025 | ENT_2_TVA_Transmission | ENT | TVA_Transmission | Internal | Shoulder | B11 | 25 | 2100 | 0 | 66.09 | 65.04 | 8 | 0
2025 | ENT_2_TVA_Transmission | ENT | TVA_Transmission | Internal | Shoulder | B12 | 200 | 2100 | 0 | 46.83 | 52.13 | 8 | 0
2025 | ENT_2_TVA_Transmission | ENT | TVA_Transmission | Internal | Shoulder | B13 | 600 | 2100 | 0 | 46.83 | 48.67 | 8 | 0
2025 | ENT_2_TVA_Transmission | ENT | TVA_Transmission | Internal | Shoulder | B14 | 900 | 2100 | 0 | 46.5 | 47.81 | 8 | 0
2025 | ENT_2_TVA_Transmission | ENT | TVA_Transmission | Internal | Shoulder | B15 | 1203 | 2100 | 0 | 45.73 | 46.48 | 8 | 0
2025 | ENT_2_TVA_Transmission | ENT | TVA_Transmission | Internal | Summer | B1 | 10 | 2100 | 0 | 75.69 | 80.6 | 8 | 0
2025 | ENT_2_TVA_Transmission | ENT | TVA_Transmission | Internal | Summer | B2 | 25 | 2100 | 0 | 70.61 | 74.9 | 8 | 0
2025 | ENT_2_TVA_Transmission | ENT | TVA_Transmission | Internal | Summer | B3 | 75 | 2100 | 0 | 69.11 | 74.27 | 8 | 0
2025 | ENT_2_TVA_Transmission | ENT | TVA_Transmission | Internal | Summer | B4 | 100 | 2100 | 0 | 69.11 | 71.78 | 8 | 0
2025 | ENT_2_TVA_Transmission | ENT | TVA_Transmission | Internal | Summer | B5 | 200 | 2100 | 0 | 63.98 | 65.15 | 8 | 0
2025 | ENT_2_TVA_Transmission | ENT | TVA_Transmission | Internal | Summer | B6 | 300 | 2100 | 0 | 60.45 | 57.28 | 8 | 0
2025 | ENT_2_TVA_Transmission | ENT | TVA_Transmission | Internal | Summer | B7 | 400 | 2100 | 0 | 49.92 | 49.51 | 8 | 0
2025 | ENT_2_TVA_Transmission | ENT | TVA_Transmission | Internal | Summer | B8 | 500 | 2100 | 0 | 45.36 | 46.11 | 8 | 0
2025 | ENT_2_TVA_Transmission | ENT | TVA_Transmission | Internal | Summer | B9 | 800 | 2100 | 0 | 45.17 | 44.22 | 8 | 0
2025 | ENT_2_TVA_Transmission | ENT | TVA_Transmission | Internal | Summer | B10 | 1262 | 2100 | 0 | 43.56 | 42.37 | 8 | 0
2025 | ENT_2_TVA_Transmission | ENT | TVA_Transmission | Internal | Winter | B16 | 25 | 2100 | 0 | 63.95 | 69.92 | 8 | 0
2025 | ENT_2_TVA_Transmission | ENT | TVA_Transmission | Internal | Winter | B17 | 100 | 2100 | 0 | 49.74 | 54.37 | 8 | 0
2025 | ENT_2_TVA_Transmission | ENT | TVA_Transmission | Internal | Winter | B18 | 400 | 2100 | 0 | 49.74 | 50.23 | 8 | 0
2025 | ENT_2_TVA_Transmission | ENT | TVA_Transmission | Internal | Winter | B19 | 700 | 2100 | 0 | 49.38 | 48.36 | 8 | 0
2025 | ENT_2_TVA_Transmission | ENT | TVA_Transmission | Internal | Winter | B20 | 935 | 2100 | 0 | 47.76 | 46.35 | 8 | 0
2025 | FRCC_2_SOCO | FRCC | SOCO | Internal | Shoulder | B11 | 25 | 900 | 0 | 82.46 | 72.46 | 8 | 0
2025 | FRCC_2_SOCO | FRCC | SOCO | Internal | Shoulder | B12 | 200 | 900 | 0 | 55.65 | 47.46 | 8 | 0
2025 | FRCC_2_SOCO | FRCC | SOCO | Internal | Shoulder | B13 | 600 | 900 | 0 | 54.36 | 46.88 | 8 | 0
2025 | FRCC_2_SOCO | FRCC | SOCO | Internal | Shoulder | B14 | 900 | 900 | 0 | 52.12 | 46.88 | 8 | 0
2025 | FRCC_2_SOCO | FRCC | SOCO | Internal | Shoulder | B15 | 1203 | 900 | 0 | 52.12 | 46.88 | 8 | 0
2025 | FRCC_2_SOCO | FRCC | SOCO | Internal | Summer | B1 | 10 | 900 | 0 | 84.92 | 78.61 | 8 | 0
2025 | FRCC_2_SOCO | FRCC | SOCO | Internal | Summer | B2 | 25 | 900 | 0 | 84.92 | 78.61 | 8 | 0
2025 | FRCC_2_SOCO | FRCC | SOCO | Internal | Summer | B3 | 75 | 900 | 0 | 84.92 | 77.11 | 8 | 0
2025 | FRCC_2_SOCO | FRCC | SOCO | Internal | Summer | B4 | 100 | 900 | 0 | 83.44 | 77.11 | 8 | 0
2025 | FRCC_2_SOCO | FRCC | SOCO | Internal | Summer | B5 | 200 | 900 | 0 | 83.44 | 74.15 | 8 | 0
2025 | FRCC_2_SOCO | FRCC | SOCO | Internal | Summer | B6 | 300 | 900 | 0 | 72.63 | 65.18 | 8 | 0
2025 | FRCC_2_SOCO | FRCC | SOCO | Internal | Summer | B7 | 400 | 900 | 0 | 67.92 | 57.92 | 8 | 0
2025 | FRCC_2_SOCO | FRCC | SOCO | Internal | Summer | B8 | 500 | 900 | 0 | 53.55 | 47.16 | 8 | 0
2025 | FRCC_2_SOCO | FRCC | SOCO | Internal | Summer | B9 | 800 | 900 | 0 | 51.34 | 45.53 | 8 | 0
2025 | FRCC_2_SOCO | FRCC | SOCO | Internal | Summer | B10 | 1262 | 900 | 0 | 51.34 | 45.53 | 8 | 0
2025 | FRCC_2_SOCO | FRCC | SOCO | Internal | Winter | B16 | 25 | 900 | 0 | 77.17 | 71.95 | 8 | 0
2025 | FRCC_2_SOCO | FRCC | SOCO | Internal | Winter | B17 | 100 | 900 | 0 | 58.87 | 49.67 | 8 | 0
2025 | FRCC_2_SOCO | FRCC | SOCO | Internal | Winter | B18 | 400 | 900 | 0 | 55.81 | 49.67 | 8 | 0
2025 | FRCC_2_SOCO | FRCC | SOCO | Internal | Winter | B19 | 700 | 900 | 0 | 54.51 | 49.67 | 8 | 0
2025 | FRCC_2_SOCO | FRCC | SOCO | Internal | Winter | B20 | 935 | 900 | 0 | 54.51 | 48.98 | 8 | 0
2025 | HQ_NEISO_2_NEISO | HQ_NEISO | NEISO | Internal | Shoulder | B11 | 25 | 99999 | 2920 | 40.75 | 40.76 | 0.01 | 0
2025 | HQ_NEISO_2_NEISO | HQ_NEISO | NEISO | Internal | Shoulder | B12 | 200 | 99999 | 2920 | 40.75 | 40.76 | 0.01 | 0
2025 | HQ_NEISO_2_NEISO | HQ_NEISO | NEISO | Internal | Shoulder | B13 | 600 | 99999 | 2920 | 40.75 | 40.76 | 0.01 | 0
2025 | HQ_NEISO_2_NEISO | HQ_NEISO | NEISO | Internal | Shoulder | B14 | 900 | 99999 | 2920 | 40.75 | 40.76 | 0.01 | 0
2025 | HQ_NEISO_2_NEISO | HQ_NEISO | NEISO | Internal | Shoulder | B15 | 1203 | 99999 | 1143.24 | 40.75 | 40.76 | 0.01 | 0
2025 | HQ_NEISO_2_NEISO | HQ_NEISO | NEISO | Internal | Summer | B1 | 10 | 99999 | 2920 | 63.62 | 63.64 | 0.01 | 0
2025 | HQ_NEISO_2_NEISO | HQ_NEISO | NEISO | Internal | Summer | B2 | 25 | 99999 | 2920 | 60.4 | 60.41 | 0.01 | 0
2025 | HQ_NEISO_2_NEISO | HQ_NEISO | NEISO | Internal | Summer | B3 | 75 | 99999 | 2920 | 52.63 | 52.64 | 0.01 | 0
2025 | HQ_NEISO_2_NEISO | HQ_NEISO | NEISO | Internal | Summer | B4 | 100 | 99999 | 2920 | 41.78 | 41.8 | 0.01 | 0
2025 | HQ_NEISO_2_NEISO | HQ_NEISO | NEISO | Internal | Summer | B5 | 200 | 99999 | 2920 | 41.41 | 41.42 | 0.01 | 0
2025 | HQ_NEISO_2_NEISO | HQ_NEISO | NEISO | Internal | Summer | B6 | 300 | 99999 | 2920 | 37.69 | 37.7 | 0.01 | 0
2025 | HQ_NEISO_2_NEISO | HQ_NEISO | NEISO | Internal | Summer | B7 | 400 | 99999 | 2920 | 37.69 | 37.7 | 0.01 | 0
2025 | HQ_NEISO_2_NEISO | HQ_NEISO | NEISO | Internal | Summer | B8 | 500 | 99999 | 2920 | 37.69 | 37.7 | 0.01 | 0
2025 | HQ_NEISO_2_NEISO | HQ_NEISO | NEISO | Internal | Summer | B9 | 800 | 99999 | 2920 | 37.69 | 37.7 | 0.01 | 0
2025 | HQ_NEISO_2_NEISO | HQ_NEISO | NEISO | Internal | Summer | B10 | 1262 | 99999 | 795.94 | 37.69 | 37.7 | 0.01 | 0
2025 | HQ_NEISO_2_NEISO | HQ_NEISO | NEISO | Internal | Winter | B16 | 25 | 99999 | 2920 | 50.2 | 50.22 | 0.01 | 0
2025 | HQ_NEISO_2_NEISO | HQ_NEISO | NEISO | Internal | Winter | B17 | 100 | 99999 | 2920 | 50.2 | 50.22 | 0.01 | 0
2025 | HQ_NEISO_2_NEISO | HQ_NEISO | NEISO | Internal | Winter | B18 | 400 | 99999 | 2920 | 50.2 | 50.22 | 0.01 | 0
2025 | HQ_NEISO_2_NEISO | HQ_NEISO | NEISO | Internal | Winter | B19 | 700 | 99999 | 2920 | 50.2 | 50.22 | 0.01 | 0
2025 | HQ_NEISO_2_NEISO | HQ_NEISO | NEISO | Internal | Winter | B20 | 935 | 99999 | 1233.58 | 50.2 | 50.22 | 0.01 | 0
2025 | HQ_NY_2_NYISO_A-F | HQ_NY | NYISO_A-F | Internal | Shoulder | B11 | 25 | 99999 | 1000 | 47.65 | 47.67 | 0.01 | 0
2025 | HQ_NY_2_NYISO_A-F | HQ_NY | NYISO_A-F | Internal | Shoulder | B12 | 200 | 99999 | 1000 | 43.75 | 43.76 | 0.01 | 0
2025 | HQ_NY_2_NYISO_A-F | HQ_NY | NYISO_A-F | Internal | Shoulder | B13 | 600 | 99999 | 1000 | 43.45 | 43.47 | 0.01 | 0
2025 | HQ_NY_2_NYISO_A-F | HQ_NY | NYISO_A-F | Internal | Shoulder | B14 | 900 | 99999 | 1000 | 43.45 | 43.47 | 0.01 | 0
2025 | HQ_NY_2_NYISO_A-F | HQ_NY | NYISO_A-F | Internal | Shoulder | B15 | 1203 | 99999 | 188.69 | 43.45 | 43.47 | 0.01 | 0
2025 | HQ_NY_2_NYISO_A-F | HQ_NY | NYISO_A-F | Internal | Summer | B1 | 10 | 99999 | 1000 | 66.6 | 66.61 | 0.01 | 0
2025 | HQ_NY_2_NYISO_A-F | HQ_NY | NYISO_A-F | Internal | Summer | B2 | 25 | 99999 | 1000 | 63.38 | 63.39 | 0.01 | 0
2025 | HQ_NY_2_NYISO_A-F | HQ_NY | NYISO_A-F | Internal | Summer | B3 | 75 | 99999 | 1000 | 57.21 | 57.22 | 0.01 | 0
2025 | HQ_NY_2_NYISO_A-F | HQ_NY | NYISO_A-F | Internal | Summer | B4 | 100 | 99999 | 1000 | 50.1 | 50.12 | 0.01 | 0
2025 | HQ_NY_2_NYISO_A-F | HQ_NY | NYISO_A-F | Internal | Summer | B5 | 200 | 99999 | 1000 | 50.1 | 50.12 | 0.01 | 0
2025 | HQ_NY_2_NYISO_A-F | HQ_NY | NYISO_A-F | Internal | Summer | B6 | 300 | 99999 | 1000 | 48.4 | 48.41 | 0.01 | 0
2025 | HQ_NY_2_NYISO_A-F | HQ_NY | NYISO_A-F | Internal | Summer | B7 | 400 | 99999 | 1000 | 44.48 | 44.49 | 0.01 | 0
2025 | HQ_NY_2_NYISO_A-F | HQ_NY | NYISO_A-F | Internal | Summer | B8 | 500 | 99999 | 1000 | 42.18 | 42.19 | 0.01 | 0
2025 | HQ_NY_2_NYISO_A-F | HQ_NY | NYISO_A-F | Internal | Summer | B9 | 800 | 99999 | 1000 | 41.12 | 41.13 | 0.01 | 0
2025 | HQ_NY_2_NYISO_A-F | HQ_NY | NYISO_A-F | Internal | Summer | B10 | 1262 | 99999 | 30.11 | 41.12 | 41.13 | 0.01 | 0
2025 | HQ_NY_2_NYISO_A-F | HQ_NY | NYISO_A-F | Internal | Winter | B16 | 25 | 99999 | 1000 | 51.62 | 51.64 | 0.01 | 0
2025 | HQ_NY_2_NYISO_A-F | HQ_NY | NYISO_A-F | Internal | Winter | B17 | 100 | 99999 | 1000 | 48.18 | 48.19 | 0.01 | 0
2025 | HQ_NY_2_NYISO_A-F | HQ_NY | NYISO_A-F | Internal | Winter | B18 | 400 | 99999 | 1000 | 47.2 | 47.22 | 0.01 | 0
2025 | HQ_NY_2_NYISO_A-F | HQ_NY | NYISO_A-F | Internal | Winter | B19 | 700 | 99999 | 1000 | 47.2 | 47.22 | 0.01 | 0
2025 | HQ_NY_2_NYISO_A-F | HQ_NY | NYISO_A-F | Internal | Winter | B20 | 935 | 99999 | 229.95 | 47.2 | 47.22 | 0.01 | 0
2025 | HQ_IESO_2_IESO | HQ_IESO | IESO | Internal | Shoulder | B11 | 25 | 99999 | 400 | 36.45 | 36.47 | 0.01 | 0
2025 | HQ_IESO_2_IESO | HQ_IESO | IESO | Internal | Shoulder | B12 | 200 | 99999 | 400 | 36.45 | 36.47 | 0.01 | 0
2025 | HQ_IESO_2_IESO | HQ_IESO | IESO | Internal | Shoulder | B13 | 600 | 99999 | 400 | 36.45 | 36.47 | 0.01 | 0
2025 | HQ_IESO_2_IESO | HQ_IESO | IESO | Internal | Shoulder | B14 | 900 | 99999 | 400 | 36.45 | 36.47 | 0.01 | 0
2025 | HQ_IESO_2_IESO | HQ_IESO | IESO | Internal | Shoulder | B15 | 1203 | 99999 | 75.48 | 36.45 | 36.47 | 0.01 | 0
2025 | HQ_IESO_2_IESO | HQ_IESO | IESO | Internal | Summer | B1 | 10 | 99999 | 400 | 65.59 | 65.6 | 0.01 | 0
2025 | HQ_IESO_2_IESO | HQ_IESO | IESO | Internal | Summer | B2 | 25 | 99999 | 400 | 63.89 | 63.9 | 0.01 | 0
2025 | HQ_IESO_2_IESO | HQ_IESO | IESO | Internal | Summer | B3 | 75 | 99999 | 400 | 50.21 | 50.22 | 0.01 | 0
2025 | HQ_IESO_2_IESO | HQ_IESO | IESO | Internal | Summer | B4 | 100 | 99999 | 400 | 43.1 | 43.12 | 0.01 | 0
2025 | HQ_IESO_2_IESO | HQ_IESO | IESO | Internal | Summer | B5 | 200 | 99999 | 400 | 41.4 | 41.41 | 0.01 | 0
2025 | HQ_IESO_2_IESO | HQ_IESO | IESO | Internal | Summer | B6 | 300 | 99999 | 400 | 41.4 | 41.41 | 0.01 | 0
2025 | HQ_IESO_2_IESO | HQ_IESO | IESO | Internal | Summer | B7 | 400 | 99999 | 400 | 37.48 | 37.49 | 0.01 | 0
2025 | HQ_IESO_2_IESO | HQ_IESO | IESO | Internal | Summer | B8 | 500 | 99999 | 400 | 34.38 | 34.4 | 0.01 | 0
2025 | HQ_IESO_2_IESO | HQ_IESO | IESO | Internal | Summer | B9 | 800 | 99999 | 400 | 34.12 | 34.13 | 0.01 | 0
2025 | HQ_IESO_2_IESO | HQ_IESO | IESO | Internal | Summer | B10 | 1262 | 99999 | 12.04 | 34.12 | 34.13 | 0.01 | 0
2025 | HQ_IESO_2_IESO | HQ_IESO | IESO | Internal | Winter | B16 | 25 | 99999 | 400 | 44.62 | 44.64 | 0.01 | 0
2025 | HQ_IESO_2_IESO | HQ_IESO | IESO | Internal | Winter | B17 | 100 | 99999 | 400 | 41.18 | 41.19 | 0.01 | 0
2025 | HQ_IESO_2_IESO | HQ_IESO | IESO | Internal | Winter | B18 | 400 | 99999 | 400 | 40.2 | 40.22 | 0.01 | 0
2025 | HQ_IESO_2_IESO | HQ_IESO | IESO | Internal | Winter | B19 | 700 | 99999 | 400 | 40.2 | 40.22 | 0.01 | 0
2025 | HQ_IESO_2_IESO | HQ_IESO | IESO | Internal | Winter | B20 | 935 | 99999 | 91.98 | 40.2 | 40.22 | 0.01 | 0
2025 | IESO_2_MAPP_CA | IESO | MAPP_CA | Internal | Shoulder | B11 | 25 | 262 | 262 | 36.47 | 49.89 | 7 | 6.43
2025 | IESO_2_MAPP_CA | IESO | MAPP_CA | Internal | Shoulder | B12 | 200 | 262 | 262 | 36.47 | 49.89 | 7 | 6.43
2025 | IESO_2_MAPP_CA | IESO | MAPP_CA | Internal | Shoulder | B13 | 600 | 262 | 262 | 36.47 | 45.16 | 7 | 1.69
2025 | IESO_2_MAPP_CA | IESO | MAPP_CA | Internal | Shoulder | B14 | 900 | 262 | 262 | 36.47 | 43.93 | 7 | 0.47
2025 | IESO_2_MAPP_CA | IESO | MAPP_CA | Internal | Shoulder | B15 | 1203 | 262 | 262 | 36.47 | 43.93 | 7 | 0.47
2025 | IESO_2_MAPP_CA | IESO | MAPP_CA | Internal | Summer | B1 | 10 | 262 | 0 | 65.6 | 58.6 | 7 | 0
2025 | IESO_2_MAPP_CA | IESO | MAPP_CA | Internal | Summer | B2 | 25 | 262 | 0 | 63.9 | 58.42 | 7 | 0
2025 | IESO_2_MAPP_CA | IESO | MAPP_CA | Internal | Summer | B3 | 75 | 262 | 251.14 | 50.22 | 57.22 | 7 | 0
2025 | IESO_2_MAPP_CA | IESO | MAPP_CA | Internal | Summer | B4 | 100 | 262 | 153.68 | 43.12 | 50.12 | 7 | 0
2025 | IESO_2_MAPP_CA | IESO | MAPP_CA | Internal | Summer | B5 | 200 | 262 | 262 | 41.41 | 49.89 | 7 | 1.48
2025 | IESO_2_MAPP_CA | IESO | MAPP_CA | Internal | Summer | B6 | 300 | 262 | 262 | 41.41 | 48.87 | 7 | 0.46
2025 | IESO_2_MAPP_CA | IESO | MAPP_CA | Internal | Summer | B7 | 400 | 262 | 80.41 | 37.49 | 44.49 | 7 | 0
2025 | IESO_2_MAPP_CA | IESO | MAPP_CA | Internal | Summer | B8 | 500 | 262 | 0.01 | 34.4 | 41.37 | 7 | 0
2025 | IESO_2_MAPP_CA | IESO | MAPP_CA | Internal | Summer | B9 | 800 | 262 | 0 | 34.13 | 40.5 | 7 | 0
2025 | IESO_2_MAPP_CA | IESO | MAPP_CA | Internal | Summer | B10 | 1262 | 262 | 0 | 34.13 | 40.5 | 7 | 0
2025 | IESO_2_MAPP_CA | IESO | MAPP_CA | Internal | Winter | B16 | 25 | 262 | 262 | 44.64 | 62.49 | 7 | 10.85
2025 | IESO_2_MAPP_CA | IESO | MAPP_CA | Internal | Winter | B17 | 100 | 262 | 262 | 41.19 | 50.88 | 7 | 2.68
2025 | IESO_2_MAPP_CA | IESO | MAPP_CA | Internal | Winter | B18 | 400 | 262 | 261.99 | 40.22 | 47.25 | 7 | 0.04
2025 | IESO_2_MAPP_CA | IESO | MAPP_CA | Internal | Winter | B19 | 700 | 262 | 261.99 | 40.22 | 47.25 | 7 | 0.04
2025 | IESO_2_MAPP_CA | IESO | MAPP_CA | Internal | Winter | B20 | 935 | 262 | 262 | 40.22 | 47.25 | 7 | 0.04
2025 | IESO_2_MISO_MI | IESO | MISO_MI | Internal | Shoulder | B11 | 25 | 1840 | 1840 | 36.47 | 61.46 | 7 | 17.99
2025 | IESO_2_MISO_MI | IESO | MISO_MI | Internal | Shoulder | B12 | 200 | 1840 | 1840 | 36.47 | 50.94 | 7 | 7.47
2025 | IESO_2_MISO_MI | IESO | MISO_MI | Internal | Shoulder | B13 | 600 | 1840 | 1840 | 36.47 | 45.21 | 7 | 1.74
2025 | IESO_2_MISO_MI | IESO | MISO_MI | Internal | Shoulder | B14 | 900 | 1840 | 1840 | 36.47 | 43.94 | 7 | 0.47
2025 | IESO_2_MISO_MI | IESO | MISO_MI | Internal | Shoulder | B15 | 1203 | 1840 | 0 | 36.47 | 41.87 | 7 | 0
2025 | IESO_2_MISO_MI | IESO | MISO_MI | Internal | Summer | B1 | 10 | 1840 | 1282.3 | 65.6 | 72.6 | 7 | 0
2025 | IESO_2_MISO_MI | IESO | MISO_MI | Internal | Summer | B2 | 25 | 1840 | 1778.12 | 63.9 | 70.9 | 7 | 0
2025 | IESO_2_MISO_MI | IESO | MISO_MI | Internal | Summer | B3 | 75 | 1840 | 1840 | 50.22 | 68.88 | 7 | 11.66
2025 | IESO_2_MISO_MI | IESO | MISO_MI | Internal | Summer | B4 | 100 | 1840 | 1840 | 43.12 | 66.55 | 7 | 16.44
2025 | IESO_2_MISO_MI | IESO | MISO_MI | Internal | Summer | B5 | 200 | 1840 | 1840 | 41.41 | 61.15 | 7 | 12.74
2025 | IESO_2_MISO_MI | IESO | MISO_MI | Internal | Summer | B6 | 300 | 1840 | 1840 | 41.41 | 53.16 | 7 | 4.75
2025 | IESO_2_MISO_MI | IESO | MISO_MI | Internal | Summer | B7 | 400 | 1840 | 443.86 | 37.49 | 44.49 | 7 | 0
2025 | IESO_2_MISO_MI | IESO | MISO_MI | Internal | Summer | B8 | 500 | 1840 | 920.75 | 34.4 | 41.4 | 7 | 0
2025 | IESO_2_MISO_MI | IESO | MISO_MI | Internal | Summer | B9 | 800 | 1840 | 0 | 34.13 | 40.53 | 7 | 0
2025 | IESO_2_MISO_MI | IESO | MISO_MI | Internal | Summer | B10 | 1262 | 1840 | 0 | 34.13 | 38.09 | 7 | 0
2025 | IESO_2_MISO_MI | IESO | MISO_MI | Internal | Winter | B16 | 25 | 1840 | 1840 | 44.64 | 62.51 | 7 | 10.88
2025 | IESO_2_MISO_MI | IESO | MISO_MI | Internal | Winter | B17 | 100 | 1840 | 1840 | 41.19 | 50.93 | 7 | 2.73
2025 | IESO_2_MISO_MI | IESO | MISO_MI | Internal | Winter | B18 | 400 | 1840 | 857.1 | 40.22 | 47.22 | 7 | 0
2025 | IESO_2_MISO_MI | IESO | MISO_MI | Internal | Winter | B19 | 700 | 1840 | 0 | 40.22 | 44.63 | 7 | 0
2025 | IESO_2_MISO_MI | IESO | MISO_MI | Internal | Winter | B20 | 935 | 1840 | 0 | 40.22 | 40.92 | 7 | 0
2025 | IESO_2_MISO_W | IESO | MISO_W | Internal | Shoulder | B11 | 25 | 140 | 140 | 36.47 | 63.99 | 7 | 20.53
2025 | IESO_2_MISO_W | IESO | MISO_W | Internal | Shoulder | B12 | 200 | 140 | 140 | 36.47 | 50.9 | 7 | 7.44
2025 | IESO_2_MISO_W | IESO | MISO_W | Internal | Shoulder | B13 | 600 | 140 | 140 | 36.47 | 45.17 | 7 | 1.7
2025 | IESO_2_MISO_W | IESO | MISO_W | Internal | Shoulder | B14 | 900 | 140 | 140 | 36.47 | 43.95 | 7 | 0.48
2025 | IESO_2_MISO_W | IESO | MISO_W | Internal | Shoulder | B15 | 1203 | 140 | 0 | 36.47 | 42.48 | 7 | 0
2025 | IESO_2_MISO_W | IESO | MISO_W | Internal | Summer | B1 | 10 | 140 | 74.57 | 65.6 | 72.6 | 7 | 0
2025 | IESO_2_MISO_W | IESO | MISO_W | Internal | Summer | B2 | 25 | 140 | 139.98 | 63.9 | 71.21 | 7 | 0.31
2025 | IESO_2_MISO_W | IESO | MISO_W | Internal | Summer | B3 | 75 | 140 | 140 | 50.22 | 71.21 | 7 | 13.99
2025 | IESO_2_MISO_W | IESO | MISO_W | Internal | Summer | B4 | 100 | 140 | 140 | 43.12 | 70.2 | 7 | 20.08
2025 | IESO_2_MISO_W | IESO | MISO_W | Internal | Summer | B5 | 200 | 140 | 140 | 41.41 | 67.64 | 7 | 19.22
2025 | IESO_2_MISO_W | IESO | MISO_W | Internal | Summer | B6 | 300 | 140 | 140 | 41.41 | 54.18 | 7 | 5.77
2025 | IESO_2_MISO_W | IESO | MISO_W | Internal | Summer | B7 | 400 | 140 | 139.97 | 37.49 | 44.5 | 7 | 0.01
2025 | IESO_2_MISO_W | IESO | MISO_W | Internal | Summer | B8 | 500 | 140 | 0.02 | 34.4 | 41.38 | 7 | 0
2025 | IESO_2_MISO_W | IESO | MISO_W | Internal | Summer | B9 | 800 | 140 | 0 | 34.13 | 40.52 | 7 | 0
2025 | IESO_2_MISO_W | IESO | MISO_W | Internal | Summer | B10 | 1262 | 140 | 0 | 34.13 | 38.01 | 7 | 0
2025 | IESO_2_MISO_W | IESO | MISO_W | Internal | Winter | B16 | 25 | 140 | 140 | 44.64 | 62.5 | 7 | 10.87
2025 | IESO_2_MISO_W | IESO | MISO_W | Internal | Winter | B17 | 100 | 140 | 140 | 41.19 | 50.89 | 7 | 2.7
2025 | IESO_2_MISO_W | IESO | MISO_W | Internal | Winter | B18 | 400 | 140 | 139.99 | 40.22 | 47.24 | 7 | 0.02
2025 | IESO_2_MISO_W | IESO | MISO_W | Internal | Winter | B19 | 700 | 140 | 0 | 40.22 | 47.13 | 7 | 0
2025 | IESO_2_MISO_W | IESO | MISO_W | Internal | Winter | B20 | 935 | 140 | 0 | 40.22 | 40.88 | 7 | 0
2025 | IESO_2_NYISO_A-F | IESO | NYISO_A-F | Internal | Shoulder | B11 | 25 | 1725 | 1725 | 36.47 | 47.67 | 7 | 4.2
2025 | IESO_2_NYISO_A-F | IESO | NYISO_A-F | Internal | Shoulder | B12 | 200 | 1725 | 1725 | 36.47 | 43.76 | 7 | 0.29
2025 | IESO_2_NYISO_A-F | IESO | NYISO_A-F | Internal | Shoulder | B13 | 600 | 1725 | 1583.72 | 36.47 | 43.47 | 7 | 0
2025 | IESO_2_NYISO_A-F | IESO | NYISO_A-F | Internal | Shoulder | B14 | 900 | 1725 | 1530.12 | 36.47 | 43.47 | 7 | 0
2025 | IESO_2_NYISO_A-F | IESO | NYISO_A-F | Internal | Shoulder | B15 | 1203 | 1725 | 1549.84 | 36.47 | 43.47 | 7 | 0
2025 | IESO_2_NYISO_A-F | IESO | NYISO_A-F | Internal | Summer | B1 | 10 | 1725 | 0 | 65.6 | 66.61 | 7 | 0
2025 | IESO_2_NYISO_A-F | IESO | NYISO_A-F | Internal | Summer | B2 | 25 | 1725 | 0 | 63.9 | 63.39 | 7 | 0
2025 | IESO_2_NYISO_A-F | IESO | NYISO_A-F | Internal | Summer | B3 | 75 | 1725 | 746.32 | 50.22 | 57.22 | 7 | 0
2025 | IESO_2_NYISO_A-F | IESO | NYISO_A-F | Internal | Summer | B4 | 100 | 1725 | 1608.09 | 43.12 | 50.12 | 7 | 0
2025 | IESO_2_NYISO_A-F | IESO | NYISO_A-F | Internal | Summer | B5 | 200 | 1725 | 1725 | 41.41 | 50.12 | 7 | 1.7
2025 | IESO_2_NYISO_A-F | IESO | NYISO_A-F | Internal | Summer | B6 | 300 | 1725 | 422.69 | 41.41 | 48.41 | 7 | 0
2025 | IESO_2_NYISO_A-F | IESO | NYISO_A-F | Internal | Summer | B7 | 400 | 1725 | 1199.88 | 37.49 | 44.49 | 7 | 0
2025 | IESO_2_NYISO_A-F | IESO | NYISO_A-F | Internal | Summer | B8 | 500 | 1725 | 1725 | 34.4 | 42.19 | 7 | 0.8
2025 | IESO_2_NYISO_A-F | IESO | NYISO_A-F | Internal | Summer | B9 | 800 | 1725 | 1140.44 | 34.13 | 41.13 | 7 | 0
2025 | IESO_2_NYISO_A-F | IESO | NYISO_A-F | Internal | Summer | B10 | 1262 | 1725 | 579.56 | 34.13 | 41.13 | 7 | 0
2025 | IESO_2_NYISO_A-F | IESO | NYISO_A-F | Internal | Winter | B16 | 25 | 1725 | 991.12 | 44.64 | 51.64 | 7 | 0
2025 | IESO_2_NYISO_A-F | IESO | NYISO_A-F | Internal | Winter | B17 | 100 | 1725 | 891.21 | 41.19 | 48.19 | 7 | 0
2025 | IESO_2_NYISO_A-F | IESO | NYISO_A-F | Internal | Winter | B18 | 400 | 1725 | 1095.32 | 40.22 | 47.22 | 7 | 0
2025 | IESO_2_NYISO_A-F | IESO | NYISO_A-F | Internal | Winter | B19 | 700 | 1725 | 978.94 | 40.22 | 47.22 | 7 | 0
2025 | IESO_2_NYISO_A-F | IESO | NYISO_A-F | Internal | Winter | B20 | 935 | 1725 | 992.77 | 40.22 | 47.22 | 7 | 0
2025 | MAPP_CA_2_IESO | MAPP_CA | IESO | Internal | Shoulder | B11 | 25 | 330 | 0 | 49.89 | 36.47 | 8 | 0
2025 | MAPP_CA_2_IESO | MAPP_CA | IESO | Internal | Shoulder | B12 | 200 | 330 | 0 | 49.89 | 36.47 | 8 | 0
2025 | MAPP_CA_2_IESO | MAPP_CA | IESO | Internal | Shoulder | B13 | 600 | 330 | 0 | 45.16 | 36.47 | 8 | 0
2025 | MAPP_CA_2_IESO | MAPP_CA | IESO | Internal | Shoulder | B14 | 900 | 330 | 0 | 43.93 | 36.47 | 8 | 0
2025 | MAPP_CA_2_IESO | MAPP_CA | IESO | Internal | Shoulder | B15 | 1203 | 330 | 0 | 43.93 | 36.47 | 8 | 0
2025 | MAPP_CA_2_IESO | MAPP_CA | IESO | Internal | Summer | B1 | 10 | 330 | 0.01 | 58.6 | 65.6 | 8 | 0
2025 | MAPP_CA_2_IESO | MAPP_CA | IESO | Internal | Summer | B2 | 25 | 330 | 0 | 58.42 | 63.9 | 8 | 0
2025 | MAPP_CA_2_IESO | MAPP_CA | IESO | Internal | Summer | B3 | 75 | 330 | 0 | 57.22 | 50.22 | 8 | 0
2025 | MAPP_CA_2_IESO | MAPP_CA | IESO | Internal | Summer | B4 | 100 | 330 | 0 | 50.12 | 43.12 | 8 | 0
2025 | MAPP_CA_2_IESO | MAPP_CA | IESO | Internal | Summer | B5 | 200 | 330 | 0 | 49.89 | 41.41 | 8 | 0
2025 | MAPP_CA_2_IESO | MAPP_CA | IESO | Internal | Summer | B6 | 300 | 330 | 0 | 48.87 | 41.41 | 8 | 0
2025 | MAPP_CA_2_IESO | MAPP_CA | IESO | Internal | Summer | B7 | 400 | 330 | 0 | 44.49 | 37.49 | 8 | 0
2025 | MAPP_CA_2_IESO | MAPP_CA | IESO | Internal | Summer | B8 | 500 | 330 | 0 | 41.37 | 34.4 | 8 | 0
2025 | MAPP_CA_2_IESO | MAPP_CA | IESO | Internal | Summer | B9 | 800 | 330 | 0 | 40.5 | 34.13 | 8 | 0
2025 | MAPP_CA_2_IESO | MAPP_CA | IESO | Internal | Summer | B10 | 1262 | 330 | 0 | 40.5 | 34.13 | 8 | 0
2025 | MAPP_CA_2_IESO | MAPP_CA | IESO | Internal | Winter | B16 | 25 | 330 | 0 | 62.49 | 44.64 | 8 | 0
2025 | MAPP_CA_2_IESO | MAPP_CA | IESO | Internal | Winter | B17 | 100 | 330 | 0 | 50.88 | 41.19 | 8 | 0
2025 | MAPP_CA_2_IESO | MAPP_CA | IESO | Internal | Winter | B18 | 400 | 330 | 0 | 47.25 | 40.22 | 8 | 0
2025 | MAPP_CA_2_IESO | MAPP_CA | IESO | Internal | Winter | B19 | 700 | 330 | 0 | 47.25 | 40.22 | 8 | 0
2025 | MAPP_CA_2_IESO | MAPP_CA | IESO | Internal | Winter | B20 | 935 | 330 | 0 | 47.25 | 40.22 | 8 | 0
2025 | MAPP_CA_2_MAPP_US | MAPP_CA | MAPP_US | Internal | Shoulder | B11 | 25 | 372 | 372 | 49.89 | 60.57 | 7 | 3.68
2025 | MAPP_CA_2_MAPP_US | MAPP_CA | MAPP_US | Internal | Shoulder | B12 | 200 | 372 | 0 | 49.89 | 43.9 | 7 | 0
2025 | MAPP_CA_2_MAPP_US | MAPP_CA | MAPP_US | Internal | Shoulder | B13 | 600 | 372 | 0 | 45.16 | 38.55 | 7 | 0
2025 | MAPP_CA_2_MAPP_US | MAPP_CA | MAPP_US | Internal | Shoulder | B14 | 900 | 372 | 0 | 43.93 | 38.55 | 7 | 0
2025 | MAPP_CA_2_MAPP_US | MAPP_CA | MAPP_US | Internal | Shoulder | B15 | 1203 | 372 | 0 | 43.93 | 37.76 | 7 | 0
2025 | MAPP_CA_2_MAPP_US | MAPP_CA | MAPP_US | Internal | Summer | B1 | 10 | 372 | 292.1 | 58.6 | 65.6 | 7 | 0
2025 | MAPP_CA_2_MAPP_US | MAPP_CA | MAPP_US | Internal | Summer | B2 | 25 | 372 | 179.71 | 58.42 | 65.42 | 7 | 0
2025 | MAPP_CA_2_MAPP_US | MAPP_CA | MAPP_US | Internal | Summer | B3 | 75 | 372 | 372 | 57.22 | 65.42 | 7 | 1.2
2025 | MAPP_CA_2_MAPP_US | MAPP_CA | MAPP_US | Internal | Summer | B4 | 100 | 372 | 372 | 50.12 | 63.2 | 7 | 6.08
2025 | MAPP_CA_2_MAPP_US | MAPP_CA | MAPP_US | Internal | Summer | B5 | 200 | 372 | 372 | 49.89 | 60.64 | 7 | 3.74
2025 | MAPP_CA_2_MAPP_US | MAPP_CA | MAPP_US | Internal | Summer | B6 | 300 | 372 | 0 | 48.87 | 54.17 | 7 | 0
2025 | MAPP_CA_2_MAPP_US | MAPP_CA | MAPP_US | Internal | Summer | B7 | 400 | 372 | 0 | 44.49 | 42.14 | 7 | 0
2025 | MAPP_CA_2_MAPP_US | MAPP_CA | MAPP_US | Internal | Summer | B8 | 500 | 372 | 0 | 41.37 | 35.04 | 7 | 0
2025 | MAPP_CA_2_MAPP_US | MAPP_CA | MAPP_US | Internal | Summer | B9 | 800 | 372 | 0 | 40.5 | 35.04 | 7 | 0
2025 | MAPP_CA_2_MAPP_US | MAPP_CA | MAPP_US | Internal | Summer | B10 | 1262 | 372 | 0 | 40.5 | 31.01 | 7 | 0
2025 | MAPP_CA_2_MAPP_US | MAPP_CA | MAPP_US | Internal | Winter | B16 | 25 | 372 | 0 | 62.49 | 55.5 | 7 | 0
2025 | MAPP_CA_2_MAPP_US | MAPP_CA | MAPP_US | Internal | Winter | B17 | 100 | 372 | 0 | 50.88 | 43.89 | 7 | 0
2025 | MAPP_CA_2_MAPP_US | MAPP_CA | MAPP_US | Internal | Winter | B18 | 400 | 372 | 0 | 47.25 | 40.81 | 7 | 0
2025 | MAPP_CA_2_MAPP_US | MAPP_CA | MAPP_US | Internal | Winter | B19 | 700 | 372 | 0 | 47.25 | 40.81 | 7 | 0
2025 | MAPP_CA_2_MAPP_US | MAPP_CA | MAPP_US | Internal | Winter | B20 | 935 | 372 | 0 | 47.25 | 37.89 | 7 | 0
2025 | MAPP_CA_2_MISO_W | MAPP_CA | MISO_W | Internal | Shoulder | B11 | 25 | 1970 | 1970 | 49.89 | 63.99 | 0.01 | 14.09
2025 | MAPP_CA_2_MISO_W | MAPP_CA | MISO_W | Internal | Shoulder | B12 | 200 | 1970 | 1970 | 49.89 | 50.9 | 0.01 | 1
2025 | MAPP_CA_2_MISO_W | MAPP_CA | MISO_W | Internal | Shoulder | B13 | 600 | 1970 | 1512.86 | 45.16 | 45.17 | 0.01 | 0
2025 | MAPP_CA_2_MISO_W | MAPP_CA | MISO_W | Internal | Shoulder | B14 | 900 | 1970 | 291.19 | 43.93 | 43.95 | 0.01 | 0
2025 | MAPP_CA_2_MISO_W | MAPP_CA | MISO_W | Internal | Shoulder | B15 | 1203 | 1970 | 0 | 43.93 | 42.48 | 0.01 | 0
2025 | MAPP_CA_2_MISO_W | MAPP_CA | MISO_W | Internal | Summer | B1 | 10 | 1970 | 1970 | 58.6 | 72.6 | 0.01 | 13.99
2025 | MAPP_CA_2_MISO_W | MAPP_CA | MISO_W | Internal | Summer | B2 | 25 | 1970 | 1970 | 58.42 | 71.21 | 0.01 | 12.78
2025 | MAPP_CA_2_MISO_W | MAPP_CA | MISO_W | Internal | Summer | B3 | 75 | 1970 | 1970 | 57.22 | 71.21 | 0.01 | 13.98
2025 | MAPP_CA_2_MISO_W | MAPP_CA | MISO_W | Internal | Summer | B4 | 100 | 1970 | 1970 | 50.12 | 70.2 | 0.01 | 20.07
2025 | MAPP_CA_2_MISO_W | MAPP_CA | MISO_W | Internal | Summer | B5 | 200 | 1970 | 1970 | 49.89 | 67.64 | 0.01 | 17.73
2025 | MAPP_CA_2_MISO_W | MAPP_CA | MISO_W | Internal | Summer | B6 | 300 | 1970 | 1970 | 48.87 | 54.18 | 0.01 | 5.3
2025 | MAPP_CA_2_MISO_W | MAPP_CA | MISO_W | Internal | Summer | B7 | 400 | 1970 | 1522.12 | 44.49 | 44.5 | 0.01 | 0
2025 | MAPP_CA_2_MISO_W | MAPP_CA | MISO_W | Internal | Summer | B8 | 500 | 1970 | 1369.99 | 41.37 | 41.38 | 0.01 | 0
2025 | MAPP_CA_2_MISO_W | MAPP_CA | MISO_W | Internal | Summer | B9 | 800 | 1970 | 252.17 | 40.5 | 40.52 | 0.01 | 0
2025 | MAPP_CA_2_MISO_W | MAPP_CA | MISO_W | Internal | Summer | B10 | 1262 | 1970 | 0 | 40.5 | 38.01 | 0.01 | 0
2025 | MAPP_CA_2_MISO_W | MAPP_CA | MISO_W | Internal | Winter | B16 | 25 | 1970 | 1331.73 | 62.49 | 62.5 | 0.01 | 0
2025 | MAPP_CA_2_MISO_W | MAPP_CA | MISO_W | Internal | Winter | B17 | 100 | 1970 | 916.83 | 50.88 | 50.89 | 0.01 | 0
2025 | MAPP_CA_2_MISO_W | MAPP_CA | MISO_W | Internal | Winter | B18 | 400 | 1970 | 0.01 | 47.25 | 47.24 | 0.01 | 0
2025 | MAPP_CA_2_MISO_W | MAPP_CA | MISO_W | Internal | Winter | B19 | 700 | 1970 | 0 | 47.25 | 47.13 | 0.01 | 0
2025 | MAPP_CA_2_MISO_W | MAPP_CA | MISO_W | Internal | Winter | B20 | 935 | 1970 | 0 | 47.25 | 40.88 | 0.01 | 0
2025 | MAPP_US_2_MAPP_CA | MAPP_US | MAPP_CA | Internal | Shoulder | B11 | 25 | 165 | 0 | 60.57 | 49.89 | 7 | 0
2025 | MAPP_US_2_MAPP_CA | MAPP_US | MAPP_CA | Internal | Shoulder | B12 | 200 | 165 | 0 | 43.9 | 49.89 | 7 | 0
2025 | MAPP_US_2_MAPP_CA | MAPP_US | MAPP_CA | Internal | Shoulder | B13 | 600 | 165 | 0 | 38.55 | 45.16 | 7 | 0
2025 | MAPP_US_2_MAPP_CA | MAPP_US | MAPP_CA | Internal | Shoulder | B14 | 900 | 165 | 0 | 38.55 | 43.93 | 7 | 0
2025 | MAPP_US_2_MAPP_CA | MAPP_US | MAPP_CA | Internal | Shoulder | B15 | 1203 | 165 | 0 | 37.76 | 43.93 | 7 | 0
2025 | MAPP_US_2_MAPP_CA | MAPP_US | MAPP_CA | Internal | Summer | B1 | 10 | 165 | 0 | 65.6 | 58.6 | 7 | 0
2025 | MAPP_US_2_MAPP_CA | MAPP_US | MAPP_CA | Internal | Summer | B2 | 25 | 165 | 0 | 65.42 | 58.42 | 7 | 0
2025 | MAPP_US_2_MAPP_CA | MAPP_US | MAPP_CA | Internal | Summer | B3 | 75 | 165 | 0 | 65.42 | 57.22 | 7 | 0
2025 | MAPP_US_2_MAPP_CA | MAPP_US | MAPP_CA | Internal | Summer | B4 | 100 | 165 | 0 | 63.2 | 50.12 | 7 | 0
2025 | MAPP_US_2_MAPP_CA | MAPP_US | MAPP_CA | Internal | Summer | B5 | 200 | 165 | 0 | 60.64 | 49.89 | 7 | 0
2025 | MAPP_US_2_MAPP_CA | MAPP_US | MAPP_CA | Internal | Summer | B6 | 300 | 165 | 0 | 54.17 | 48.87 | 7 | 0
2025 | MAPP_US_2_MAPP_CA | MAPP_US | MAPP_CA | Internal | Summer | B7 | 400 | 165 | 0 | 42.14 | 44.49 | 7 | 0
2025 | MAPP_US_2_MAPP_CA | MAPP_US | MAPP_CA | Internal | Summer | B8 | 500 | 165 | 0 | 35.04 | 41.37 | 7 | 0
2025 | MAPP_US_2_MAPP_CA | MAPP_US | MAPP_CA | Internal | Summer | B9 | 800 | 165 | 0 | 35.04 | 40.5 | 7 | 0
2025 | MAPP_US_2_MAPP_CA | MAPP_US | MAPP_CA | Internal | Summer | B10 | 1262 | 165 | 165 | 31.01 | 40.5 | 7 | 2.5
2025 | MAPP_US_2_MAPP_CA | MAPP_US | MAPP_CA | Internal | Winter | B16 | 25 | 165 | 0.42 | 55.5 | 62.49 | 7 | 0
2025 | MAPP_US_2_MAPP_CA | MAPP_US | MAPP_CA | Internal | Winter | B17 | 100 | 165 | 0.11 | 43.89 | 50.88 | 7 | 0
2025 | MAPP_US_2_MAPP_CA | MAPP_US | MAPP_CA | Internal | Winter | B18 | 400 | 165 | 0 | 40.81 | 47.25 | 7 | 0
2025 | MAPP_US_2_MAPP_CA | MAPP_US | MAPP_CA | Internal | Winter | B19 | 700 | 165 | 0 | 40.81 | 47.25 | 7 | 0
2025 | MAPP_US_2_MAPP_CA | MAPP_US | MAPP_CA | Internal | Winter | B20 | 935 | 165 | 165 | 37.89 | 47.25 | 7 | 2.36
2025 | MAPP_US_2_MISO_W | MAPP_US | MISO_W | Internal | Shoulder | B11 | 25 | 2635 | 0 | 60.57 | 63.99 | 7 | 0
2025 | MAPP_US_2_MISO_W | MAPP_US | MISO_W | Internal | Shoulder | B12 | 200 | 2635 | 827.64 | 43.9 | 50.9 | 7 | 0
2025 | MAPP_US_2_MISO_W | MAPP_US | MISO_W | Internal | Shoulder | B13 | 600 | 2635 | 0 | 38.55 | 45.17 | 7 | 0
2025 | MAPP_US_2_MISO_W | MAPP_US | MISO_W | Internal | Shoulder | B14 | 900 | 2635 | 0 | 38.55 | 43.95 | 7 | 0
2025 | MAPP_US_2_MISO_W | MAPP_US | MISO_W | Internal | Shoulder | B15 | 1203 | 2635 | 0 | 37.76 | 42.48 | 7 | 0
2025 | MAPP_US_2_MISO_W | MAPP_US | MISO_W | Internal | Summer | B1 | 10 | 2635 | 602.11 | 65.6 | 72.6 | 7 | 0
2025 | MAPP_US_2_MISO_W | MAPP_US | MISO_W | Internal | Summer | B2 | 25 | 2635 | 0 | 65.42 | 71.21 | 7 | 0
2025 | MAPP_US_2_MISO_W | MAPP_US | MISO_W | Internal | Summer | B3 | 75 | 2635 | 0 | 65.42 | 71.21 | 7 | 0
2025 | MAPP_US_2_MISO_W | MAPP_US | MISO_W | Internal | Summer | B4 | 100 | 2635 | 69.72 | 63.2 | 70.2 | 7 | 0
2025 | MAPP_US_2_MISO_W | MAPP_US | MISO_W | Internal | Summer | B5 | 200 | 2635 | 139.38 | 60.64 | 67.64 | 7 | 0
2025 | MAPP_US_2_MISO_W | MAPP_US | MISO_W | Internal | Summer | B6 | 300 | 2635 | 0 | 54.17 | 54.18 | 7 | 0
2025 | MAPP_US_2_MISO_W | MAPP_US | MISO_W | Internal | Summer | B7 | 400 | 2635 | 0 | 42.14 | 44.5 | 7 | 0
2025 | MAPP_US_2_MISO_W | MAPP_US | MISO_W | Internal | Summer | B8 | 500 | 2635 | 0 | 35.04 | 41.38 | 7 | 0
2025 | MAPP_US_2_MISO_W | MAPP_US | MISO_W | Internal | Summer | B9 | 800 | 2635 | 0 | 35.04 | 40.52 | 7 | 0
2025 | MAPP_US_2_MISO_W | MAPP_US | MISO_W | Internal | Summer | B10 | 1262 | 2635 | 219.23 | 31.01 | 38.01 | 7 | 0
2025 | MAPP_US_2_MISO_W | MAPP_US | MISO_W | Internal | Winter | B16 | 25 | 2635 | 1081.25 | 55.5 | 62.5 | 7 | 0
2025 | MAPP_US_2_MISO_W | MAPP_US | MISO_W | Internal | Winter | B17 | 100 | 2635 | 924.48 | 43.89 | 50.89 | 7 | 0
2025 | MAPP_US_2_MISO_W | MAPP_US | MISO_W | Internal | Winter | B18 | 400 | 2635 | 0 | 40.81 | 47.24 | 7 | 0
2025 | MAPP_US_2_MISO_W | MAPP_US | MISO_W | Internal | Winter | B19 | 700 | 2635 | 0 | 40.81 | 47.13 | 7 | 0
2025 | MAPP_US_2_MISO_W | MAPP_US | MISO_W | Internal | Winter | B20 | 935 | 2635 | 0 | 37.89 | 40.88 | 7 | 0
2025 | MAPP_US_2_NE | MAPP_US | NE | Internal | Shoulder | B11 | 25 | 2000 | 1845.2 | 60.57 | 67.57 | 7 | 0
2025 | MAPP_US_2_NE | MAPP_US | NE | Internal | Shoulder | B12 | 200 | 2000 | 51.32 | 43.9 | 50.9 | 7 | 0
2025 | MAPP_US_2_NE | MAPP_US | NE | Internal | Shoulder | B13 | 600 | 2000 | 932.18 | 38.55 | 45.55 | 7 | 0
2025 | MAPP_US_2_NE | MAPP_US | NE | Internal | Shoulder | B14 | 900 | 2000 | 0 | 38.55 | 44.88 | 7 | 0
2025 | MAPP_US_2_NE | MAPP_US | NE | Internal | Shoulder | B15 | 1203 | 2000 | 38 | 37.76 | 44.76 | 7 | 0
2025 | MAPP_US_2_NE | MAPP_US | NE | Internal | Summer | B1 | 10 | 2000 | 794.07 | 65.6 | 72.6 | 7 | 0
2025 | MAPP_US_2_NE | MAPP_US | NE | Internal | Summer | B2 | 25 | 2000 | 1367.94 | 65.42 | 72.42 | 7 | 0
2025 | MAPP_US_2_NE | MAPP_US | NE | Internal | Summer | B3 | 75 | 2000 | 1520.42 | 65.42 | 72.42 | 7 | 0
2025 | MAPP_US_2_NE | MAPP_US | NE | Internal | Summer | B4 | 100 | 2000 | 1512.07 | 63.2 | 70.2 | 7 | 0
2025 | MAPP_US_2_NE | MAPP_US | NE | Internal | Summer | B5 | 200 | 2000 | 1366.01 | 60.64 | 67.64 | 7 | 0
2025 | MAPP_US_2_NE | MAPP_US | NE | Internal | Summer | B6 | 300 | 2000 | 1249.1 | 54.17 | 61.17 | 7 | 0
2025 | MAPP_US_2_NE | MAPP_US | NE | Internal | Summer | B7 | 400 | 2000 | 1378.85 | 42.14 | 49.14 | 7 | 0
2025 | MAPP_US_2_NE | MAPP_US | NE | Internal | Summer | B8 | 500 | 2000 | 1418.17 | 35.04 | 42.04 | 7 | 0
2025 | MAPP_US_2_NE | MAPP_US | NE | Internal | Summer | B9 | 800 | 2000 | 949.08 | 35.04 | 42.04 | 7 | 0
2025 | MAPP_US_2_NE | MAPP_US | NE | Internal | Summer | B10 | 1262 | 2000 | 340.43 | 31.01 | 38.01 | 7 | 0
2025 | MAPP_US_2_NE | MAPP_US | NE | Internal | Winter | B16 | 25 | 2000 | 548.04 | 55.5 | 62.5 | 7 | 0
2025 | MAPP_US_2_NE | MAPP_US | NE | Internal | Winter | B17 | 100 | 2000 | 0 | 43.89 | 49.5 | 7 | 0
2025 | MAPP_US_2_NE | MAPP_US | NE | Internal | Winter | B18 | 400 | 2000 | 643.14 | 40.81 | 47.81 | 7 | 0
2025 | MAPP_US_2_NE | MAPP_US | NE | Internal | Winter | B19 | 700 | 2000 | 0 | 40.81 | 47.7 | 7 | 0
2025 | MAPP_US_2_NE | MAPP_US | NE | Internal | Winter | B20 | 935 | 2000 | 216.56 | 37.89 | 44.89 | 7 | 0
2025 | MARITIMES_2_NEISO | MARITIMES | NEISO | Internal | Shoulder | B11 | 25 | 99999 | 1400 | 40.75 | 40.76 | 0.01 | 0
2025 | MARITIMES_2_NEISO | MARITIMES | NEISO | Internal | Shoulder | B12 | 200 | 99999 | 1400 | 40.75 | 40.76 | 0.01 | 0
2025 | MARITIMES_2_NEISO | MARITIMES | NEISO | Internal | Shoulder | B13 | 600 | 99999 | 1400 | 40.75 | 40.76 | 0.01 | 0
2025 | MARITIMES_2_NEISO | MARITIMES | NEISO | Internal | Shoulder | B14 | 900 | 99999 | 1400 | 40.75 | 40.76 | 0.01 | 0
2025 | MARITIMES_2_NEISO | MARITIMES | NEISO | Internal | Shoulder | B15 | 1203 | 99999 | 426.43 | 40.75 | 40.76 | 0.01 | 0
2025 | MARITIMES_2_NEISO | MARITIMES | NEISO | Internal | Summer | B1 | 10 | 99999 | 1400 | 63.62 | 63.64 | 0.01 | 0
2025 | MARITIMES_2_NEISO | MARITIMES | NEISO | Internal | Summer | B2 | 25 | 99999 | 1400 | 60.4 | 60.41 | 0.01 | 0
2025 | MARITIMES_2_NEISO | MARITIMES | NEISO | Internal | Summer | B3 | 75 | 99999 | 1400 | 52.63 | 52.64 | 0.01 | 0
2025 | MARITIMES_2_NEISO | MARITIMES | NEISO | Internal | Summer | B4 | 100 | 99999 | 1400 | 41.78 | 41.8 | 0.01 | 0
2025 | MARITIMES_2_NEISO | MARITIMES | NEISO | Internal | Summer | B5 | 200 | 99999 | 1400 | 41.41 | 41.42 | 0.01 | 0
2025 | MARITIMES_2_NEISO | MARITIMES | NEISO | Internal | Summer | B6 | 300 | 99999 | 1400 | 37.69 | 37.7 | 0.01 | 0
2025 | MARITIMES_2_NEISO | MARITIMES | NEISO | Internal | Summer | B7 | 400 | 99999 | 1400 | 37.69 | 37.7 | 0.01 | 0
2025 | MARITIMES_2_NEISO | MARITIMES | NEISO | Internal | Summer | B8 | 500 | 99999 | 1400 | 37.69 | 37.7 | 0.01 | 0
2025 | MARITIMES_2_NEISO | MARITIMES | NEISO | Internal | Summer | B9 | 800 | 99999 | 1400 | 37.69 | 37.7 | 0.01 | 0
2025 | MARITIMES_2_NEISO | MARITIMES | NEISO | Internal | Summer | B10 | 1262 | 99999 | 236.13 | 37.69 | 37.7 | 0.01 | 0
2025 | MARITIMES_2_NEISO | MARITIMES | NEISO | Internal | Winter | B16 | 25 | 99999 | 1400 | 50.2 | 50.22 | 0.01 | 0
2025 | MARITIMES_2_NEISO | MARITIMES | NEISO | Internal | Winter | B17 | 100 | 99999 | 1400 | 50.2 | 50.22 | 0.01 | 0
2025 | MARITIMES_2_NEISO | MARITIMES | NEISO | Internal | Winter | B18 | 400 | 99999 | 1400 | 50.2 | 50.22 | 0.01 | 0
2025 | MARITIMES_2_NEISO | MARITIMES | NEISO | Internal | Winter | B19 | 700 | 99999 | 1400 | 50.2 | 50.22 | 0.01 | 0
2025 | MARITIMES_2_NEISO | MARITIMES | NEISO | Internal | Winter | B20 | 935 | 99999 | 475.94 | 50.2 | 50.22 | 0.01 | 0
2025 | MISO_IN_2_MISO_MI | MISO_IN | MISO_MI | Internal | Shoulder | B11 | 25 | 5000 | 0 | 63.97 | 61.46 | 0.01 | 0
2025 | MISO_IN_2_MISO_MI | MISO_IN | MISO_MI | Internal | Shoulder | B12 | 200 | 5000 | 879.54 | 50.93 | 50.94 | 0.01 | 0
2025 | MISO_IN_2_MISO_MI | MISO_IN | MISO_MI | Internal | Shoulder | B13 | 600 | 5000 | 1641.26 | 45.19 | 45.21 | 0.01 | 0
2025 | MISO_IN_2_MISO_MI | MISO_IN | MISO_MI | Internal | Shoulder | B14 | 900 | 5000 | 1735.75 | 43.92 | 43.94 | 0.01 | 0
2025 | MISO_IN_2_MISO_MI | MISO_IN | MISO_MI | Internal | Shoulder | B15 | 1203 | 5000 | 1882.69 | 41.86 | 41.87 | 0.01 | 0
2025 | MISO_IN_2_MISO_MI | MISO_IN | MISO_MI | Internal | Summer | B1 | 10 | 5000 | 1.14 | 72.6 | 72.6 | 0.01 | 0
2025 | MISO_IN_2_MISO_MI | MISO_IN | MISO_MI | Internal | Summer | B2 | 25 | 5000 | 0.23 | 70.91 | 70.9 | 0.01 | 0
2025 | MISO_IN_2_MISO_MI | MISO_IN | MISO_MI | Internal | Summer | B3 | 75 | 5000 | 0.08 | 68.89 | 68.88 | 0.01 | 0
2025 | MISO_IN_2_MISO_MI | MISO_IN | MISO_MI | Internal | Summer | B4 | 100 | 5000 | 0 | 67.77 | 66.55 | 0.01 | 0
2025 | MISO_IN_2_MISO_MI | MISO_IN | MISO_MI | Internal | Summer | B5 | 200 | 5000 | 0.03 | 61.17 | 61.15 | 0.01 | 0
2025 | MISO_IN_2_MISO_MI | MISO_IN | MISO_MI | Internal | Summer | B6 | 300 | 5000 | 0.02 | 53.17 | 53.16 | 0.01 | 0
2025 | MISO_IN_2_MISO_MI | MISO_IN | MISO_MI | Internal | Summer | B7 | 400 | 5000 | 2382.58 | 44.48 | 44.49 | 0.01 | 0
2025 | MISO_IN_2_MISO_MI | MISO_IN | MISO_MI | Internal | Summer | B8 | 500 | 5000 | 2539.78 | 41.38 | 41.4 | 0.01 | 0
2025 | MISO_IN_2_MISO_MI | MISO_IN | MISO_MI | Internal | Summer | B9 | 800 | 5000 | 2607.77 | 40.52 | 40.53 | 0.01 | 0
2025 | MISO_IN_2_MISO_MI | MISO_IN | MISO_MI | Internal | Summer | B10 | 1262 | 5000 | 5000 | 38.03 | 38.09 | 0.01 | 0.05
2025 | MISO_IN_2_MISO_MI | MISO_IN | MISO_MI | Internal | Winter | B16 | 25 | 5000 | 0.23 | 62.53 | 62.51 | 0.01 | 0
2025 | MISO_IN_2_MISO_MI | MISO_IN | MISO_MI | Internal | Winter | B17 | 100 | 5000 | 1368.34 | 50.91 | 50.93 | 0.01 | 0
2025 | MISO_IN_2_MISO_MI | MISO_IN | MISO_MI | Internal | Winter | B18 | 400 | 5000 | 1688.5 | 47.2 | 47.22 | 0.01 | 0
2025 | MISO_IN_2_MISO_MI | MISO_IN | MISO_MI | Internal | Winter | B19 | 700 | 5000 | 2250.07 | 44.62 | 44.63 | 0.01 | 0
2025 | MISO_IN_2_MISO_MI | MISO_IN | MISO_MI | Internal | Winter | B20 | 935 | 5000 | 1512.49 | 40.91 | 40.92 | 0.01 | 0
2025 | MISO_IN_2_MISO_MO-IL | MISO_IN | MISO_MO-IL | Internal | Shoulder | B11 | 25 | 5000 | 1994.41 | 63.97 | 63.98 | 0.01 | 0
2025 | MISO_IN_2_MISO_MO-IL | MISO_IN | MISO_MO-IL | Internal | Shoulder | B12 | 200 | 5000 | 0.03 | 50.93 | 50.92 | 0.01 | 0
2025 | MISO_IN_2_MISO_MO-IL | MISO_IN | MISO_MO-IL | Internal | Shoulder | B13 | 600 | 5000 | 0.01 | 45.19 | 45.18 | 0.01 | 0
2025 | MISO_IN_2_MISO_MO-IL | MISO_IN | MISO_MO-IL | Internal | Shoulder | B14 | 900 | 5000 | 0.11 | 43.92 | 43.93 | 0.01 | 0
2025 | MISO_IN_2_MISO_MO-IL | MISO_IN | MISO_MO-IL | Internal | Shoulder | B15 | 1203 | 5000 | 0 | 41.86 | 41.85 | 0.01 | 0
2025 | MISO_IN_2_MISO_MO-IL | MISO_IN | MISO_MO-IL | Internal | Summer | B1 | 10 | 5000 | 64.1 | 72.6 | 72.61 | 0.01 | 0
2025 | MISO_IN_2_MISO_MO-IL | MISO_IN | MISO_MO-IL | Internal | Summer | B2 | 25 | 5000 | 0.26 | 70.91 | 70.9 | 0.01 | 0
2025 | MISO_IN_2_MISO_MO-IL | MISO_IN | MISO_MO-IL | Internal | Summer | B3 | 75 | 5000 | 165.07 | 68.89 | 68.9 | 0.01 | 0
2025 | MISO_IN_2_MISO_MO-IL | MISO_IN | MISO_MO-IL | Internal | Summer | B4 | 100 | 5000 | 1365.13 | 67.77 | 67.78 | 0.01 | 0
2025 | MISO_IN_2_MISO_MO-IL | MISO_IN | MISO_MO-IL | Internal | Summer | B5 | 200 | 5000 | 829.8 | 61.17 | 61.18 | 0.01 | 0
2025 | MISO_IN_2_MISO_MO-IL | MISO_IN | MISO_MO-IL | Internal | Summer | B6 | 300 | 5000 | 2241.03 | 53.17 | 53.18 | 0.01 | 0
2025 | MISO_IN_2_MISO_MO-IL | MISO_IN | MISO_MO-IL | Internal | Summer | B7 | 400 | 5000 | 192.57 | 44.48 | 44.49 | 0.01 | 0
2025 | MISO_IN_2_MISO_MO-IL | MISO_IN | MISO_MO-IL | Internal | Summer | B8 | 500 | 5000 | 0.01 | 41.38 | 41.37 | 0.01 | 0
2025 | MISO_IN_2_MISO_MO-IL | MISO_IN | MISO_MO-IL | Internal | Summer | B9 | 800 | 5000 | 0 | 40.52 | 40.5 | 0.01 | 0
2025 | MISO_IN_2_MISO_MO-IL | MISO_IN | MISO_MO-IL | Internal | Summer | B10 | 1262 | 5000 | 0 | 38.03 | 38.02 | 0.01 | 0
2025 | MISO_IN_2_MISO_MO-IL | MISO_IN | MISO_MO-IL | Internal | Winter | B16 | 25 | 5000 | 0.23 | 62.53 | 62.51 | 0.01 | 0
2025 | MISO_IN_2_MISO_MO-IL | MISO_IN | MISO_MO-IL | Internal | Winter | B17 | 100 | 5000 | 0.06 | 50.91 | 50.9 | 0.01 | 0
2025 | MISO_IN_2_MISO_MO-IL | MISO_IN | MISO_MO-IL | Internal | Winter | B18 | 400 | 5000 | 161.95 | 47.2 | 47.22 | 0.01 | 0
2025 | MISO_IN_2_MISO_MO-IL | MISO_IN | MISO_MO-IL | Internal | Winter | B19 | 700 | 5000 | 0 | 44.62 | 44.61 | 0.01 | 0
2025 | MISO_IN_2_MISO_MO-IL | MISO_IN | MISO_MO-IL | Internal | Winter | B20 | 935 | 5000 | 0 | 40.91 | 40.9 | 0.01 | 0
2025 | MISO_IN_2_NonRTO_Midwest | MISO_IN | NonRTO_Midwest | Internal | Shoulder | B11 | 25 | 4800 | 1096 | 63.97 | 71.97 | 8 | 0
2025 | MISO_IN_2_NonRTO_Midwest | MISO_IN | NonRTO_Midwest | Internal | Shoulder | B12 | 200 | 4800 | 526.68 | 50.93 | 58.93 | 8 | 0
2025 | MISO_IN_2_NonRTO_Midwest | MISO_IN | NonRTO_Midwest | Internal | Shoulder | B13 | 600 | 4800 | 17.87 | 45.19 | 53.19 | 8 | 0
2025 | MISO_IN_2_NonRTO_Midwest | MISO_IN | NonRTO_Midwest | Internal | Shoulder | B14 | 900 | 4800 | 0 | 43.92 | 44.5 | 8 | 0
2025 | MISO_IN_2_NonRTO_Midwest | MISO_IN | NonRTO_Midwest | Internal | Shoulder | B15 | 1203 | 4800 | 0 | 41.86 | 38.74 | 8 | 0
2025 | MISO_IN_2_NonRTO_Midwest | MISO_IN | NonRTO_Midwest | Internal | Summer | B1 | 10 | 4800 | 0 | 72.6 | 75.82 | 8 | 0
2025 | MISO_IN_2_NonRTO_Midwest | MISO_IN | NonRTO_Midwest | Internal | Summer | B2 | 25 | 4800 | 0 | 70.91 | 75.82 | 8 | 0
2025 | MISO_IN_2_NonRTO_Midwest | MISO_IN | NonRTO_Midwest | Internal | Summer | B3 | 75 | 4800 | 0 | 68.89 | 75.82 | 8 | 0
2025 | MISO_IN_2_NonRTO_Midwest | MISO_IN | NonRTO_Midwest | Internal | Summer | B4 | 100 | 4800 | 859.37 | 67.77 | 75.77 | 8 | 0
2025 | MISO_IN_2_NonRTO_Midwest | MISO_IN | NonRTO_Midwest | Internal | Summer | B5 | 200 | 4800 | 1133.49 | 61.17 | 69.17 | 8 | 0
2025 | MISO_IN_2_NonRTO_Midwest | MISO_IN | NonRTO_Midwest | Internal | Summer | B6 | 300 | 4800 | 502.92 | 53.17 | 61.17 | 8 | 0
2025 | MISO_IN_2_NonRTO_Midwest | MISO_IN | NonRTO_Midwest | Internal | Summer | B7 | 400 | 4800 | 0 | 44.48 | 45.57 | 8 | 0
2025 | MISO_IN_2_NonRTO_Midwest | MISO_IN | NonRTO_Midwest | Internal | Summer | B8 | 500 | 4800 | 0 | 41.38 | 43.71 | 8 | 0
2025 | MISO_IN_2_NonRTO_Midwest | MISO_IN | NonRTO_Midwest | Internal | Summer | B9 | 800 | 4800 | 0 | 40.52 | 39.06 | 8 | 0
2025 | MISO_IN_2_NonRTO_Midwest | MISO_IN | NonRTO_Midwest | Internal | Summer | B10 | 1262 | 4800 | 0 | 38.03 | 36.69 | 8 | 0
2025 | MISO_IN_2_NonRTO_Midwest | MISO_IN | NonRTO_Midwest | Internal | Winter | B16 | 25 | 4800 | 2325.02 | 62.53 | 70.53 | 8 | 0
2025 | MISO_IN_2_NonRTO_Midwest | MISO_IN | NonRTO_Midwest | Internal | Winter | B17 | 100 | 4800 | 1208.35 | 50.91 | 58.91 | 8 | 0
2025 | MISO_IN_2_NonRTO_Midwest | MISO_IN | NonRTO_Midwest | Internal | Winter | B18 | 400 | 4800 | 261.99 | 47.2 | 55.2 | 8 | 0
2025 | MISO_IN_2_NonRTO_Midwest | MISO_IN | NonRTO_Midwest | Internal | Winter | B19 | 700 | 4800 | 0 | 44.62 | 45.52 | 8 | 0
2025 | MISO_IN_2_NonRTO_Midwest | MISO_IN | NonRTO_Midwest | Internal | Winter | B20 | 935 | 4800 | 0 | 40.91 | 38.39 | 8 | 0
2025 | MISO_IN_2_PJM_ROR | MISO_IN | PJM_ROR | Internal | Shoulder | B11 | 25 | 992 | 0 | 63.97 | 59.46 | 2 | 0
2025 | MISO_IN_2_PJM_ROR | MISO_IN | PJM_ROR | Internal | Shoulder | B12 | 200 | 992 | 0 | 50.93 | 49.13 | 2 | 0
2025 | MISO_IN_2_PJM_ROR | MISO_IN | PJM_ROR | Internal | Shoulder | B13 | 600 | 992 | 0 | 45.19 | 44.89 | 2 | 0
2025 | MISO_IN_2_PJM_ROR | MISO_IN | PJM_ROR | Internal | Shoulder | B14 | 900 | 992 | 0 | 43.92 | 43.94 | 2 | 0
2025 | MISO_IN_2_PJM_ROR | MISO_IN | PJM_ROR | Internal | Shoulder | B15 | 1203 | 992 | 0 | 41.86 | 40.48 | 2 | 0
2025 | MISO_IN_2_PJM_ROR | MISO_IN | PJM_ROR | Internal | Summer | B1 | 10 | 992 | 474.19 | 72.6 | 74.6 | 2 | 0
2025 | MISO_IN_2_PJM_ROR | MISO_IN | PJM_ROR | Internal | Summer | B2 | 25 | 992 | 0 | 70.91 | 68.9 | 2 | 0
2025 | MISO_IN_2_PJM_ROR | MISO_IN | PJM_ROR | Internal | Summer | B3 | 75 | 992 | 0 | 68.89 | 68.43 | 2 | 0
2025 | MISO_IN_2_PJM_ROR | MISO_IN | PJM_ROR | Internal | Summer | B4 | 100 | 992 | 0 | 67.77 | 65.78 | 2 | 0
2025 | MISO_IN_2_PJM_ROR | MISO_IN | PJM_ROR | Internal | Summer | B5 | 200 | 992 | 0 | 61.17 | 59.15 | 2 | 0
2025 | MISO_IN_2_PJM_ROR | MISO_IN | PJM_ROR | Internal | Summer | B6 | 300 | 992 | 0 | 53.17 | 52.18 | 2 | 0
2025 | MISO_IN_2_PJM_ROR | MISO_IN | PJM_ROR | Internal | Summer | B7 | 400 | 992 | 0 | 44.48 | 44.18 | 2 | 0
2025 | MISO_IN_2_PJM_ROR | MISO_IN | PJM_ROR | Internal | Summer | B8 | 500 | 992 | 0 | 41.38 | 41.41 | 2 | 0
2025 | MISO_IN_2_PJM_ROR | MISO_IN | PJM_ROR | Internal | Summer | B9 | 800 | 992 | 0 | 40.52 | 39.3 | 2 | 0
2025 | MISO_IN_2_PJM_ROR | MISO_IN | PJM_ROR | Internal | Summer | B10 | 1262 | 992 | 0 | 38.03 | 37.36 | 2 | 0
2025 | MISO_IN_2_PJM_ROR | MISO_IN | PJM_ROR | Internal | Winter | B16 | 25 | 992 | 0.14 | 62.53 | 64.49 | 2 | 0
2025 | MISO_IN_2_PJM_ROR | MISO_IN | PJM_ROR | Internal | Winter | B17 | 100 | 992 | 0.06 | 50.91 | 52.89 | 2 | 0
2025 | MISO_IN_2_PJM_ROR | MISO_IN | PJM_ROR | Internal | Winter | B18 | 400 | 992 | 0 | 47.2 | 47.34 | 2 | 0
2025 | MISO_IN_2_PJM_ROR | MISO_IN | PJM_ROR | Internal | Winter | B19 | 700 | 992 | 0 | 44.62 | 45.05 | 2 | 0
2025 | MISO_IN_2_PJM_ROR | MISO_IN | PJM_ROR | Internal | Winter | B20 | 935 | 992 | 0 | 40.91 | 41.57 | 2 | 0
2025 | MISO_MI_2_IESO | MISO_MI | IESO | Internal | Shoulder | B11 | 25 | 1580 | 0 | 61.46 | 36.47 | 8 | 0
2025 | MISO_MI_2_IESO | MISO_MI | IESO | Internal | Shoulder | B12 | 200 | 1580 | 0 | 50.94 | 36.47 | 8 | 0
2025 | MISO_MI_2_IESO | MISO_MI | IESO | Internal | Shoulder | B13 | 600 | 1580 | 0 | 45.21 | 36.47 | 8 | 0
2025 | MISO_MI_2_IESO | MISO_MI | IESO | Internal | Shoulder | B14 | 900 | 1580 | 0 | 43.94 | 36.47 | 8 | 0
2025 | MISO_MI_2_IESO | MISO_MI | IESO | Internal | Shoulder | B15 | 1203 | 1580 | 0 | 41.87 | 36.47 | 8 | 0
2025 | MISO_MI_2_IESO | MISO_MI | IESO | Internal | Summer | B1 | 10 | 1580 | 0 | 72.6 | 65.6 | 8 | 0
2025 | MISO_MI_2_IESO | MISO_MI | IESO | Internal | Summer | B2 | 25 | 1580 | 0 | 70.9 | 63.9 | 8 | 0
2025 | MISO_MI_2_IESO | MISO_MI | IESO | Internal | Summer | B3 | 75 | 1580 | 0 | 68.88 | 50.22 | 8 | 0
2025 | MISO_MI_2_IESO | MISO_MI | IESO | Internal | Summer | B4 | 100 | 1580 | 0 | 66.55 | 43.12 | 8 | 0
2025 | MISO_MI_2_IESO | MISO_MI | IESO | Internal | Summer | B5 | 200 | 1580 | 0 | 61.15 | 41.41 | 8 | 0
2025 | MISO_MI_2_IESO | MISO_MI | IESO | Internal | Summer | B6 | 300 | 1580 | 0 | 53.16 | 41.41 | 8 | 0
2025 | MISO_MI_2_IESO | MISO_MI | IESO | Internal | Summer | B7 | 400 | 1580 | 0 | 44.49 | 37.49 | 8 | 0
2025 | MISO_MI_2_IESO | MISO_MI | IESO | Internal | Summer | B8 | 500 | 1580 | 0 | 41.4 | 34.4 | 8 | 0
2025 | MISO_MI_2_IESO | MISO_MI | IESO | Internal | Summer | B9 | 800 | 1580 | 0 | 40.53 | 34.13 | 8 | 0
2025 | MISO_MI_2_IESO | MISO_MI | IESO | Internal | Summer | B10 | 1262 | 1580 | 0 | 38.09 | 34.13 | 8 | 0
2025 | MISO_MI_2_IESO | MISO_MI | IESO | Internal | Winter | B16 | 25 | 1580 | 0 | 62.51 | 44.64 | 8 | 0
2025 | MISO_MI_2_IESO | MISO_MI | IESO | Internal | Winter | B17 | 100 | 1580 | 0 | 50.93 | 41.19 | 8 | 0
2025 | MISO_MI_2_IESO | MISO_MI | IESO | Internal | Winter | B18 | 400 | 1580 | 0 | 47.22 | 40.22 | 8 | 0
2025 | MISO_MI_2_IESO | MISO_MI | IESO | Internal | Winter | B19 | 700 | 1580 | 0 | 44.63 | 40.22 | 8 | 0
2025 | MISO_MI_2_IESO | MISO_MI | IESO | Internal | Winter | B20 | 935 | 1580 | 0 | 40.92 | 40.22 | 8 | 0
2025 | MISO_MI_2_MISO_IN | MISO_MI | MISO_IN | Internal | Shoulder | B11 | 25 | 2045 | 2045 | 61.46 | 63.97 | 0.01 | 2.5
2025 | MISO_MI_2_MISO_IN | MISO_MI | MISO_IN | Internal | Shoulder | B12 | 200 | 2045 | 0.03 | 50.94 | 50.93 | 0.01 | 0
2025 | MISO_MI_2_MISO_IN | MISO_MI | MISO_IN | Internal | Shoulder | B13 | 600 | 2045 | 0 | 45.21 | 45.19 | 0.01 | 0
2025 | MISO_MI_2_MISO_IN | MISO_MI | MISO_IN | Internal | Shoulder | B14 | 900 | 2045 | 0 | 43.94 | 43.92 | 0.01 | 0
2025 | MISO_MI_2_MISO_IN | MISO_MI | MISO_IN | Internal | Shoulder | B15 | 1203 | 2045 | 0 | 41.87 | 41.86 | 0.01 | 0
2025 | MISO_MI_2_MISO_IN | MISO_MI | MISO_IN | Internal | Summer | B1 | 10 | 2045 | 1.11 | 72.6 | 72.6 | 0.01 | 0
2025 | MISO_MI_2_MISO_IN | MISO_MI | MISO_IN | Internal | Summer | B2 | 25 | 2045 | 803.87 | 70.9 | 70.91 | 0.01 | 0
2025 | MISO_MI_2_MISO_IN | MISO_MI | MISO_IN | Internal | Summer | B3 | 75 | 2045 | 907.12 | 68.88 | 68.89 | 0.01 | 0
2025 | MISO_MI_2_MISO_IN | MISO_MI | MISO_IN | Internal | Summer | B4 | 100 | 2045 | 2045 | 66.55 | 67.77 | 0.01 | 1.21
2025 | MISO_MI_2_MISO_IN | MISO_MI | MISO_IN | Internal | Summer | B5 | 200 | 2045 | 527.82 | 61.15 | 61.17 | 0.01 | 0
2025 | MISO_MI_2_MISO_IN | MISO_MI | MISO_IN | Internal | Summer | B6 | 300 | 2045 | 1168.89 | 53.16 | 53.17 | 0.01 | 0
2025 | MISO_MI_2_MISO_IN | MISO_MI | MISO_IN | Internal | Summer | B7 | 400 | 2045 | 0.01 | 44.49 | 44.48 | 0.01 | 0
2025 | MISO_MI_2_MISO_IN | MISO_MI | MISO_IN | Internal | Summer | B8 | 500 | 2045 | 0.01 | 41.4 | 41.38 | 0.01 | 0
2025 | MISO_MI_2_MISO_IN | MISO_MI | MISO_IN | Internal | Summer | B9 | 800 | 2045 | 0 | 40.53 | 40.52 | 0.01 | 0
2025 | MISO_MI_2_MISO_IN | MISO_MI | MISO_IN | Internal | Summer | B10 | 1262 | 2045 | 0 | 38.09 | 38.03 | 0.01 | 0
2025 | MISO_MI_2_MISO_IN | MISO_MI | MISO_IN | Internal | Winter | B16 | 25 | 2045 | 1012.64 | 62.51 | 62.53 | 0.01 | 0
2025 | MISO_MI_2_MISO_IN | MISO_MI | MISO_IN | Internal | Winter | B17 | 100 | 2045 | 0.06 | 50.93 | 50.91 | 0.01 | 0
2025 | MISO_MI_2_MISO_IN | MISO_MI | MISO_IN | Internal | Winter | B18 | 400 | 2045 | 0.01 | 47.22 | 47.2 | 0.01 | 0
2025 | MISO_MI_2_MISO_IN | MISO_MI | MISO_IN | Internal | Winter | B19 | 700 | 2045 | 0 | 44.63 | 44.62 | 0.01 | 0
2025 | MISO_MI_2_MISO_IN | MISO_MI | MISO_IN | Internal | Winter | B20 | 935 | 2045 | 0 | 40.92 | 40.91 | 0.01 | 0
2025 | MISO_MI_2_MISO_WUMS | MISO_MI | MISO_WUMS | Internal | Shoulder | B11 | 25 | 117 | 0.4 | 61.46 | 61.46 | 0.01 | 0
2025 | MISO_MI_2_MISO_WUMS | MISO_MI | MISO_WUMS | Internal | Shoulder | B12 | 200 | 117 | 0.01 | 50.94 | 50.89 | 0.01 | 0
2025 | MISO_MI_2_MISO_WUMS | MISO_MI | MISO_WUMS | Internal | Shoulder | B13 | 600 | 117 | 0 | 45.21 | 44.44 | 0.01 | 0
2025 | MISO_MI_2_MISO_WUMS | MISO_MI | MISO_WUMS | Internal | Shoulder | B14 | 900 | 117 | 0 | 43.94 | 42.29 | 0.01 | 0
2025 | MISO_MI_2_MISO_WUMS | MISO_MI | MISO_WUMS | Internal | Shoulder | B15 | 1203 | 117 | 0 | 41.87 | 41.5 | 0.01 | 0
2025 | MISO_MI_2_MISO_WUMS | MISO_MI | MISO_WUMS | Internal | Summer | B1 | 10 | 117 | 0 | 72.6 | 66.56 | 0.01 | 0
2025 | MISO_MI_2_MISO_WUMS | MISO_MI | MISO_WUMS | Internal | Summer | B2 | 25 | 117 | 0 | 70.9 | 66.56 | 0.01 | 0
2025 | MISO_MI_2_MISO_WUMS | MISO_MI | MISO_WUMS | Internal | Summer | B3 | 75 | 117 | 0 | 68.88 | 66.56 | 0.01 | 0
2025 | MISO_MI_2_MISO_WUMS | MISO_MI | MISO_WUMS | Internal | Summer | B4 | 100 | 117 | 9.36 | 66.55 | 66.56 | 0.01 | 0
2025 | MISO_MI_2_MISO_WUMS | MISO_MI | MISO_WUMS | Internal | Summer | B5 | 200 | 117 | 0.06 | 61.15 | 61.15 | 0.01 | 0
2025 | MISO_MI_2_MISO_WUMS | MISO_MI | MISO_WUMS | Internal | Summer | B6 | 300 | 117 | 0 | 53.16 | 50.18 | 0.01 | 0
2025 | MISO_MI_2_MISO_WUMS | MISO_MI | MISO_WUMS | Internal | Summer | B7 | 400 | 117 | 0 | 44.49 | 42.29 | 0.01 | 0
2025 | MISO_MI_2_MISO_WUMS | MISO_MI | MISO_WUMS | Internal | Summer | B8 | 500 | 117 | 0 | 41.4 | 40.53 | 0.01 | 0
2025 | MISO_MI_2_MISO_WUMS | MISO_MI | MISO_WUMS | Internal | Summer | B9 | 800 | 117 | 0 | 40.53 | 40.11 | 0.01 | 0
2025 | MISO_MI_2_MISO_WUMS | MISO_MI | MISO_WUMS | Internal | Summer | B10 | 1262 | 117 | 0 | 38.09 | 38 | 0.01 | 0
2025 | MISO_MI_2_MISO_WUMS | MISO_MI | MISO_WUMS | Internal | Winter | B16 | 25 | 117 | 0.15 | 62.51 | 62.49 | 0.01 | 0
2025 | MISO_MI_2_MISO_WUMS | MISO_MI | MISO_WUMS | Internal | Winter | B17 | 100 | 117 | 0.03 | 50.93 | 50.89 | 0.01 | 0
2025 | MISO_MI_2_MISO_WUMS | MISO_MI | MISO_WUMS | Internal | Winter | B18 | 400 | 117 | 0.42 | 47.22 | 47.23 | 0.01 | 0
2025 | MISO_MI_2_MISO_WUMS | MISO_MI | MISO_WUMS | Internal | Winter | B19 | 700 | 117 | 0 | 44.63 | 44.62 | 0.01 | 0
2025 | MISO_MI_2_MISO_WUMS | MISO_MI | MISO_WUMS | Internal | Winter | B20 | 935 | 117 | 0 | 40.92 | 40.87 | 0.01 | 0
2025 | MISO_MI_2_PJM_ROR | MISO_MI | PJM_ROR | Internal | Shoulder | B11 | 25 | 1424 | 0 | 61.46 | 59.46 | 2 | 0
2025 | MISO_MI_2_PJM_ROR | MISO_MI | PJM_ROR | Internal | Shoulder | B12 | 200 | 1424 | 0 | 50.94 | 49.13 | 2 | 0
2025 | MISO_MI_2_PJM_ROR | MISO_MI | PJM_ROR | Internal | Shoulder | B13 | 600 | 1424 | 0 | 45.21 | 44.89 | 2 | 0
2025 | MISO_MI_2_PJM_ROR | MISO_MI | PJM_ROR | Internal | Shoulder | B14 | 900 | 1424 | 0 | 43.94 | 43.94 | 2 | 0
2025 | MISO_MI_2_PJM_ROR | MISO_MI | PJM_ROR | Internal | Shoulder | B15 | 1203 | 1424 | 0 | 41.87 | 40.48 | 2 | 0
2025 | MISO_MI_2_PJM_ROR | MISO_MI | PJM_ROR | Internal | Summer | B1 | 10 | 1424 | 278.36 | 72.6 | 74.6 | 2 | 0
2025 | MISO_MI_2_PJM_ROR | MISO_MI | PJM_ROR | Internal | Summer | B2 | 25 | 1424 | 0 | 70.9 | 68.9 | 2 | 0
2025 | MISO_MI_2_PJM_ROR | MISO_MI | PJM_ROR | Internal | Summer | B3 | 75 | 1424 | 0 | 68.88 | 68.43 | 2 | 0
2025 | MISO_MI_2_PJM_ROR | MISO_MI | PJM_ROR | Internal | Summer | B4 | 100 | 1424 | 0 | 66.55 | 65.78 | 2 | 0
2025 | MISO_MI_2_PJM_ROR | MISO_MI | PJM_ROR | Internal | Summer | B5 | 200 | 1424 | 0 | 61.15 | 59.15 | 2 | 0
2025 | MISO_MI_2_PJM_ROR | MISO_MI | PJM_ROR | Internal | Summer | B6 | 300 | 1424 | 0 | 53.16 | 52.18 | 2 | 0
2025 | MISO_MI_2_PJM_ROR | MISO_MI | PJM_ROR | Internal | Summer | B7 | 400 | 1424 | 0 | 44.49 | 44.18 | 2 | 0
2025 | MISO_MI_2_PJM_ROR | MISO_MI | PJM_ROR | Internal | Summer | B8 | 500 | 1424 | 0 | 41.4 | 41.41 | 2 | 0
2025 | MISO_MI_2_PJM_ROR | MISO_MI | PJM_ROR | Internal | Summer | B9 | 800 | 1424 | 0 | 40.53 | 39.3 | 2 | 0
2025 | MISO_MI_2_PJM_ROR | MISO_MI | PJM_ROR | Internal | Summer | B10 | 1262 | 1424 | 0 | 38.09 | 37.36 | 2 | 0
2025 | MISO_MI_2_PJM_ROR | MISO_MI | PJM_ROR | Internal | Winter | B16 | 25 | 1424 | 0.2 | 62.51 | 64.49 | 2 | 0
2025 | MISO_MI_2_PJM_ROR | MISO_MI | PJM_ROR | Internal | Winter | B17 | 100 | 1424 | 0.04 | 50.93 | 52.89 | 2 | 0
2025 | MISO_MI_2_PJM_ROR | MISO_MI | PJM_ROR | Internal | Winter | B18 | 400 | 1424 | 0 | 47.22 | 47.34 | 2 | 0
2025 | MISO_MI_2_PJM_ROR | MISO_MI | PJM_ROR | Internal | Winter | B19 | 700 | 1424 | 0 | 44.63 | 45.05 | 2 | 0
2025 | MISO_MI_2_PJM_ROR | MISO_MI | PJM_ROR | Internal | Winter | B20 | 935 | 1424 | 0 | 40.92 | 41.57 | 2 | 0
2025 | MISO_MO-IL_2_ENT | MISO_MO-IL | ENT | Internal | Shoulder | B11 | 25 | 2540 | 0 | 63.98 | 66.09 | 8 | 0
2025 | MISO_MO-IL_2_ENT | MISO_MO-IL | ENT | Internal | Shoulder | B12 | 200 | 2540 | 0 | 50.92 | 46.83 | 8 | 0
2025 | MISO_MO-IL_2_ENT | MISO_MO-IL | ENT | Internal | Shoulder | B13 | 600 | 2540 | 0 | 45.18 | 46.83 | 8 | 0
2025 | MISO_MO-IL_2_ENT | MISO_MO-IL | ENT | Internal | Shoulder | B14 | 900 | 2540 | 0 | 43.93 | 46.5 | 8 | 0
2025 | MISO_MO-IL_2_ENT | MISO_MO-IL | ENT | Internal | Shoulder | B15 | 1203 | 2540 | 0 | 41.85 | 45.73 | 8 | 0
2025 | MISO_MO-IL_2_ENT | MISO_MO-IL | ENT | Internal | Summer | B1 | 10 | 2540 | 0 | 72.61 | 75.69 | 8 | 0
2025 | MISO_MO-IL_2_ENT | MISO_MO-IL | ENT | Internal | Summer | B2 | 25 | 2540 | 0 | 70.9 | 70.61 | 8 | 0
2025 | MISO_MO-IL_2_ENT | MISO_MO-IL | ENT | Internal | Summer | B3 | 75 | 2540 | 0 | 68.9 | 69.11 | 8 | 0
2025 | MISO_MO-IL_2_ENT | MISO_MO-IL | ENT | Internal | Summer | B4 | 100 | 2540 | 0 | 67.78 | 69.11 | 8 | 0
2025 | MISO_MO-IL_2_ENT | MISO_MO-IL | ENT | Internal | Summer | B5 | 200 | 2540 | 0 | 61.18 | 63.98 | 8 | 0
2025 | MISO_MO-IL_2_ENT | MISO_MO-IL | ENT | Internal | Summer | B6 | 300 | 2540 | 0 | 53.18 | 60.45 | 8 | 0
2025 | MISO_MO-IL_2_ENT | MISO_MO-IL | ENT | Internal | Summer | B7 | 400 | 2540 | 0 | 44.49 | 49.92 | 8 | 0
2025 | MISO_MO-IL_2_ENT | MISO_MO-IL | ENT | Internal | Summer | B8 | 500 | 2540 | 0 | 41.37 | 45.36 | 8 | 0
2025 | MISO_MO-IL_2_ENT | MISO_MO-IL | ENT | Internal | Summer | B9 | 800 | 2540 | 0 | 40.5 | 45.17 | 8 | 0
2025 | MISO_MO-IL_2_ENT | MISO_MO-IL | ENT | Internal | Summer | B10 | 1262 | 2540 | 0 | 38.02 | 43.56 | 8 | 0
2025 | MISO_MO-IL_2_ENT | MISO_MO-IL | ENT | Internal | Winter | B16 | 25 | 2540 | 0 | 62.51 | 63.95 | 8 | 0
2025 | MISO_MO-IL_2_ENT | MISO_MO-IL | ENT | Internal | Winter | B17 | 100 | 2540 | 0 | 50.9 | 49.74 | 8 | 0
2025 | MISO_MO-IL_2_ENT | MISO_MO-IL | ENT | Internal | Winter | B18 | 400 | 2540 | 0 | 47.22 | 49.74 | 8 | 0
2025 | MISO_MO-IL_2_ENT | MISO_MO-IL | ENT | Internal | Winter | B19 | 700 | 2540 | 0 | 44.61 | 49.38 | 8 | 0
2025 | MISO_MO-IL_2_ENT | MISO_MO-IL | ENT | Internal | Winter | B20 | 935 | 2540 | 0 | 40.9 | 47.76 | 8 | 0
2025 | MISO_MO-IL_2_MISO_IN | MISO_MO-IL | MISO_IN | Internal | Shoulder | B11 | 25 | 2100 | 0.23 | 63.98 | 63.97 | 0.01 | 0
2025 | MISO_MO-IL_2_MISO_IN | MISO_MO-IL | MISO_IN | Internal | Shoulder | B12 | 200 | 2100 | 490.7 | 50.92 | 50.93 | 0.01 | 0
2025 | MISO_MO-IL_2_MISO_IN | MISO_MO-IL | MISO_IN | Internal | Shoulder | B13 | 600 | 2100 | 231.77 | 45.18 | 45.19 | 0.01 | 0
2025 | MISO_MO-IL_2_MISO_IN | MISO_MO-IL | MISO_IN | Internal | Shoulder | B14 | 900 | 2100 | 0 | 43.93 | 43.92 | 0.01 | 0
2025 | MISO_MO-IL_2_MISO_IN | MISO_MO-IL | MISO_IN | Internal | Shoulder | B15 | 1203 | 2100 | 417.6 | 41.85 | 41.86 | 0.01 | 0
2025 | MISO_MO-IL_2_MISO_IN | MISO_MO-IL | MISO_IN | Internal | Summer | B1 | 10 | 2100 | 0.6 | 72.61 | 72.6 | 0.01 | 0
2025 | MISO_MO-IL_2_MISO_IN | MISO_MO-IL | MISO_IN | Internal | Summer | B2 | 25 | 2100 | 20.85 | 70.9 | 70.91 | 0.01 | 0
2025 | MISO_MO-IL_2_MISO_IN | MISO_MO-IL | MISO_IN | Internal | Summer | B3 | 75 | 2100 | 0.08 | 68.9 | 68.89 | 0.01 | 0
2025 | MISO_MO-IL_2_MISO_IN | MISO_MO-IL | MISO_IN | Internal | Summer | B4 | 100 | 2100 | 0.06 | 67.78 | 67.77 | 0.01 | 0
2025 | MISO_MO-IL_2_MISO_IN | MISO_MO-IL | MISO_IN | Internal | Summer | B5 | 200 | 2100 | 0.03 | 61.18 | 61.17 | 0.01 | 0
2025 | MISO_MO-IL_2_MISO_IN | MISO_MO-IL | MISO_IN | Internal | Summer | B6 | 300 | 2100 | 0.02 | 53.18 | 53.17 | 0.01 | 0
2025 | MISO_MO-IL_2_MISO_IN | MISO_MO-IL | MISO_IN | Internal | Summer | B7 | 400 | 2100 | 0.01 | 44.49 | 44.48 | 0.01 | 0
2025 | MISO_MO-IL_2_MISO_IN | MISO_MO-IL | MISO_IN | Internal | Summer | B8 | 500 | 2100 | 165.51 | 41.37 | 41.38 | 0.01 | 0
2025 | MISO_MO-IL_2_MISO_IN | MISO_MO-IL | MISO_IN | Internal | Summer | B9 | 800 | 2100 | 32.18 | 40.5 | 40.52 | 0.01 | 0
2025 | MISO_MO-IL_2_MISO_IN | MISO_MO-IL | MISO_IN | Internal | Summer | B10 | 1262 | 2100 | 838.04 | 38.02 | 38.03 | 0.01 | 0
2025 | MISO_MO-IL_2_MISO_IN | MISO_MO-IL | MISO_IN | Internal | Winter | B16 | 25 | 2100 | 808.78 | 62.51 | 62.53 | 0.01 | 0
2025 | MISO_MO-IL_2_MISO_IN | MISO_MO-IL | MISO_IN | Internal | Winter | B17 | 100 | 2100 | 1133.11 | 50.9 | 50.91 | 0.01 | 0
2025 | MISO_MO-IL_2_MISO_IN | MISO_MO-IL | MISO_IN | Internal | Winter | B18 | 400 | 2100 | 0.02 | 47.22 | 47.2 | 0.01 | 0
2025 | MISO_MO-IL_2_MISO_IN | MISO_MO-IL | MISO_IN | Internal | Winter | B19 | 700 | 2100 | 173.79 | 44.61 | 44.62 | 0.01 | 0
2025 | MISO_MO-IL_2_MISO_IN | MISO_MO-IL | MISO_IN | Internal | Winter | B20 | 935 | 2100 | 1490.12 | 40.9 | 40.91 | 0.01 | 0
2025 | MISO_MO-IL_2_MISO_W | MISO_MO-IL | MISO_W | Internal | Shoulder | B11 | 25 | 960 | 655.24 | 63.98 | 63.99 | 0.01 | 0
2025 | MISO_MO-IL_2_MISO_W | MISO_MO-IL | MISO_W | Internal | Shoulder | B12 | 200 | 960 | 0.03 | 50.92 | 50.9 | 0.01 | 0
2025 | MISO_MO-IL_2_MISO_W | MISO_MO-IL | MISO_W | Internal | Shoulder | B13 | 600 | 960 | 0.01 | 45.18 | 45.17 | 0.01 | 0
2025 | MISO_MO-IL_2_MISO_W | MISO_MO-IL | MISO_W | Internal | Shoulder | B14 | 900 | 960 | 893.19 | 43.93 | 43.95 | 0.01 | 0
2025 | MISO_MO-IL_2_MISO_W | MISO_MO-IL | MISO_W | Internal | Shoulder | B15 | 1203 | 960 | 960 | 41.85 | 42.48 | 0.01 | 0.61
2025 | MISO_MO-IL_2_MISO_W | MISO_MO-IL | MISO_W | Internal | Summer | B1 | 10 | 960 | 0.62 | 72.61 | 72.6 | 0.01 | 0
2025 | MISO_MO-IL_2_MISO_W | MISO_MO-IL | MISO_W | Internal | Summer | B2 | 25 | 960 | 959.98 | 70.9 | 71.21 | 0.01 | 0.3
2025 | MISO_MO-IL_2_MISO_W | MISO_MO-IL | MISO_W | Internal | Summer | B3 | 75 | 960 | 960 | 68.9 | 71.21 | 0.01 | 2.3
2025 | MISO_MO-IL_2_MISO_W | MISO_MO-IL | MISO_W | Internal | Summer | B4 | 100 | 960 | 960 | 67.78 | 70.2 | 0.01 | 2.4
2025 | MISO_MO-IL_2_MISO_W | MISO_MO-IL | MISO_W | Internal | Summer | B5 | 200 | 960 | 960 | 61.18 | 67.64 | 0.01 | 6.45
2025 | MISO_MO-IL_2_MISO_W | MISO_MO-IL | MISO_W | Internal | Summer | B6 | 300 | 960 | 960 | 53.18 | 54.18 | 0.01 | 0.99
2025 | MISO_MO-IL_2_MISO_W | MISO_MO-IL | MISO_W | Internal | Summer | B7 | 400 | 960 | 575.25 | 44.49 | 44.5 | 0.01 | 0
2025 | MISO_MO-IL_2_MISO_W | MISO_MO-IL | MISO_W | Internal | Summer | B8 | 500 | 960 | 243.03 | 41.37 | 41.38 | 0.01 | 0
2025 | MISO_MO-IL_2_MISO_W | MISO_MO-IL | MISO_W | Internal | Summer | B9 | 800 | 960 | 388.1 | 40.5 | 40.52 | 0.01 | 0
2025 | MISO_MO-IL_2_MISO_W | MISO_MO-IL | MISO_W | Internal | Summer | B10 | 1262 | 960 | 0 | 38.02 | 38.01 | 0.01 | 0
2025 | MISO_MO-IL_2_MISO_W | MISO_MO-IL | MISO_W | Internal | Winter | B16 | 25 | 960 | 0.23 | 62.51 | 62.5 | 0.01 | 0
2025 | MISO_MO-IL_2_MISO_W | MISO_MO-IL | MISO_W | Internal | Winter | B17 | 100 | 960 | 0.06 | 50.9 | 50.89 | 0.01 | 0
2025 | MISO_MO-IL_2_MISO_W | MISO_MO-IL | MISO_W | Internal | Winter | B18 | 400 | 960 | 959.97 | 47.22 | 47.24 | 0.01 | 0.01
2025 | MISO_MO-IL_2_MISO_W | MISO_MO-IL | MISO_W | Internal | Winter | B19 | 700 | 960 | 960 | 44.61 | 47.13 | 0.01 | 2.52
2025 | MISO_MO-IL_2_MISO_W | MISO_MO-IL | MISO_W | Internal | Winter | B20 | 935 | 960 | 0 | 40.9 | 40.88 | 0.01 | 0
2025 | MISO_MO-IL_2_PJM_ROR | MISO_MO-IL | PJM_ROR | Internal | Shoulder | B11 | 25 | 1212 | 0 | 63.98 | 59.46 | 2 | 0
2025 | MISO_MO-IL_2_PJM_ROR | MISO_MO-IL | PJM_ROR | Internal | Shoulder | B12 | 200 | 1212 | 0 | 50.92 | 49.13 | 2 | 0
2025 | MISO_MO-IL_2_PJM_ROR | MISO_MO-IL | PJM_ROR | Internal | Shoulder | B13 | 600 | 1212 | 0 | 45.18 | 44.89 | 2 | 0
2025 | MISO_MO-IL_2_PJM_ROR | MISO_MO-IL | PJM_ROR | Internal | Shoulder | B14 | 900 | 1212 | 0 | 43.93 | 43.94 | 2 | 0
2025 | MISO_MO-IL_2_PJM_ROR | MISO_MO-IL | PJM_ROR | Internal | Shoulder | B15 | 1203 | 1212 | 0 | 41.85 | 40.48 | 2 | 0
2025 | MISO_MO-IL_2_PJM_ROR | MISO_MO-IL | PJM_ROR | Internal | Summer | B1 | 10 | 1212 | 1.17 | 72.61 | 74.6 | 2 | 0
2025 | MISO_MO-IL_2_PJM_ROR | MISO_MO-IL | PJM_ROR | Internal | Summer | B2 | 25 | 1212 | 0 | 70.9 | 68.9 | 2 | 0
2025 | MISO_MO-IL_2_PJM_ROR | MISO_MO-IL | PJM_ROR | Internal | Summer | B3 | 75 | 1212 | 0 | 68.9 | 68.43 | 2 | 0
2025 | MISO_MO-IL_2_PJM_ROR | MISO_MO-IL | PJM_ROR | Internal | Summer | B4 | 100 | 1212 | 0 | 67.78 | 65.78 | 2 | 0
2025 | MISO_MO-IL_2_PJM_ROR | MISO_MO-IL | PJM_ROR | Internal | Summer | B5 | 200 | 1212 | 0 | 61.18 | 59.15 | 2 | 0
2025 | MISO_MO-IL_2_PJM_ROR | MISO_MO-IL | PJM_ROR | Internal | Summer | B6 | 300 | 1212 | 0 | 53.18 | 52.18 | 2 | 0
2025 | MISO_MO-IL_2_PJM_ROR | MISO_MO-IL | PJM_ROR | Internal | Summer | B7 | 400 | 1212 | 0 | 44.49 | 44.18 | 2 | 0
2025 | MISO_MO-IL_2_PJM_ROR | MISO_MO-IL | PJM_ROR | Internal | Summer | B8 | 500 | 1212 | 0 | 41.37 | 41.41 | 2 | 0
2025 | MISO_MO-IL_2_PJM_ROR | MISO_MO-IL | PJM_ROR | Internal | Summer | B9 | 800 | 1212 | 0 | 40.5 | 39.3 | 2 | 0
2025 | MISO_MO-IL_2_PJM_ROR | MISO_MO-IL | PJM_ROR | Internal | Summer | B10 | 1262 | 1212 | 0 | 38.02 | 37.36 | 2 | 0
2025 | MISO_MO-IL_2_PJM_ROR | MISO_MO-IL | PJM_ROR | Internal | Winter | B16 | 25 | 1212 | 0.2 | 62.51 | 64.49 | 2 | 0
2025 | MISO_MO-IL_2_PJM_ROR | MISO_MO-IL | PJM_ROR | Internal | Winter | B17 | 100 | 1212 | 0.11 | 50.9 | 52.89 | 2 | 0
2025 | MISO_MO-IL_2_PJM_ROR | MISO_MO-IL | PJM_ROR | Internal | Winter | B18 | 400 | 1212 | 0 | 47.22 | 47.34 | 2 | 0
2025 | MISO_MO-IL_2_PJM_ROR | MISO_MO-IL | PJM_ROR | Internal | Winter | B19 | 700 | 1212 | 0 | 44.61 | 45.05 | 2 | 0
2025 | MISO_MO-IL_2_PJM_ROR | MISO_MO-IL | PJM_ROR | Internal | Winter | B20 | 935 | 1212 | 0 | 40.9 | 41.57 | 2 | 0
2025 | MISO_MO-IL_2_SPP_N | MISO_MO-IL | SPP_N | Internal | Shoulder | B11 | 25 | 2000 | 0 | 63.98 | 70.09 | 8 | 0
2025 | MISO_MO-IL_2_SPP_N | MISO_MO-IL | SPP_N | Internal | Shoulder | B12 | 200 | 2000 | 0 | 50.92 | 50.92 | 8 | 0
2025 | MISO_MO-IL_2_SPP_N | MISO_MO-IL | SPP_N | Internal | Shoulder | B13 | 600 | 2000 | 0 | 45.18 | 45.56 | 8 | 0
2025 | MISO_MO-IL_2_SPP_N | MISO_MO-IL | SPP_N | Internal | Shoulder | B14 | 900 | 2000 | 0 | 43.93 | 44.89 | 8 | 0
2025 | MISO_MO-IL_2_SPP_N | MISO_MO-IL | SPP_N | Internal | Shoulder | B15 | 1203 | 2000 | 0 | 41.85 | 44.77 | 8 | 0
2025 | MISO_MO-IL_2_SPP_N | MISO_MO-IL | SPP_N | Internal | Summer | B1 | 10 | 2000 | 0 | 72.61 | 73.59 | 8 | 0
2025 | MISO_MO-IL_2_SPP_N | MISO_MO-IL | SPP_N | Internal | Summer | B2 | 25 | 2000 | 0 | 70.9 | 73.59 | 8 | 0
2025 | MISO_MO-IL_2_SPP_N | MISO_MO-IL | SPP_N | Internal | Summer | B3 | 75 | 2000 | 0 | 68.9 | 73.59 | 8 | 0
2025 | MISO_MO-IL_2_SPP_N | MISO_MO-IL | SPP_N | Internal | Summer | B4 | 100 | 2000 | 0 | 67.78 | 73.59 | 8 | 0
2025 | MISO_MO-IL_2_SPP_N | MISO_MO-IL | SPP_N | Internal | Summer | B5 | 200 | 2000 | 0 | 61.18 | 67.65 | 8 | 0
2025 | MISO_MO-IL_2_SPP_N | MISO_MO-IL | SPP_N | Internal | Summer | B6 | 300 | 2000 | 1457.07 | 53.18 | 61.18 | 8 | 0
2025 | MISO_MO-IL_2_SPP_N | MISO_MO-IL | SPP_N | Internal | Summer | B7 | 400 | 2000 | 0 | 44.49 | 51.5 | 8 | 0
2025 | MISO_MO-IL_2_SPP_N | MISO_MO-IL | SPP_N | Internal | Summer | B8 | 500 | 2000 | 0 | 41.37 | 44.9 | 8 | 0
2025 | MISO_MO-IL_2_SPP_N | MISO_MO-IL | SPP_N | Internal | Summer | B9 | 800 | 2000 | 0 | 40.5 | 43.36 | 8 | 0
2025 | MISO_MO-IL_2_SPP_N | MISO_MO-IL | SPP_N | Internal | Summer | B10 | 1262 | 2000 | 0 | 38.02 | 40.3 | 8 | 0
2025 | MISO_MO-IL_2_SPP_N | MISO_MO-IL | SPP_N | Internal | Winter | B16 | 25 | 2000 | 0 | 62.51 | 63.13 | 8 | 0
2025 | MISO_MO-IL_2_SPP_N | MISO_MO-IL | SPP_N | Internal | Winter | B17 | 100 | 2000 | 0 | 50.9 | 49.51 | 8 | 0
2025 | MISO_MO-IL_2_SPP_N | MISO_MO-IL | SPP_N | Internal | Winter | B18 | 400 | 2000 | 0 | 47.22 | 47.82 | 8 | 0
2025 | MISO_MO-IL_2_SPP_N | MISO_MO-IL | SPP_N | Internal | Winter | B19 | 700 | 2000 | 0 | 44.61 | 47.71 | 8 | 0
2025 | MISO_MO-IL_2_SPP_N | MISO_MO-IL | SPP_N | Internal | Winter | B20 | 935 | 2000 | 0 | 40.9 | 44.9 | 8 | 0
2025 | MISO_MO-IL_2_TVA_Transmission | MISO_MO-IL | TVA_Transmission | Internal | Shoulder | B11 | 25 | 4000 | 0 | 63.98 | 65.04 | 8 | 0
2025 | MISO_MO-IL_2_TVA_Transmission | MISO_MO-IL | TVA_Transmission | Internal | Shoulder | B12 | 200 | 4000 | 0 | 50.92 | 52.13 | 8 | 0
2025 | MISO_MO-IL_2_TVA_Transmission | MISO_MO-IL | TVA_Transmission | Internal | Shoulder | B13 | 600 | 4000 | 0 | 45.18 | 48.67 | 8 | 0
2025 | MISO_MO-IL_2_TVA_Transmission | MISO_MO-IL | TVA_Transmission | Internal | Shoulder | B14 | 900 | 4000 | 0 | 43.93 | 47.81 | 8 | 0
2025 | MISO_MO-IL_2_TVA_Transmission | MISO_MO-IL | TVA_Transmission | Internal | Shoulder | B15 | 1203 | 4000 | 0 | 41.85 | 46.48 | 8 | 0
2025 | MISO_MO-IL_2_TVA_Transmission | MISO_MO-IL | TVA_Transmission | Internal | Summer | B1 | 10 | 4000 | 1.2 | 72.61 | 80.6 | 8 | 0
2025 | MISO_MO-IL_2_TVA_Transmission | MISO_MO-IL | TVA_Transmission | Internal | Summer | B2 | 25 | 4000 | 0 | 70.9 | 74.9 | 8 | 0
2025 | MISO_MO-IL_2_TVA_Transmission | MISO_MO-IL | TVA_Transmission | Internal | Summer | B3 | 75 | 4000 | 0 | 68.9 | 74.27 | 8 | 0
2025 | MISO_MO-IL_2_TVA_Transmission | MISO_MO-IL | TVA_Transmission | Internal | Summer | B4 | 100 | 4000 | 0 | 67.78 | 71.78 | 8 | 0
2025 | MISO_MO-IL_2_TVA_Transmission | MISO_MO-IL | TVA_Transmission | Internal | Summer | B5 | 200 | 4000 | 0 | 61.18 | 65.15 | 8 | 0
2025 | MISO_MO-IL_2_TVA_Transmission | MISO_MO-IL | TVA_Transmission | Internal | Summer | B6 | 300 | 4000 | 0 | 53.18 | 57.28 | 8 | 0
2025 | MISO_MO-IL_2_TVA_Transmission | MISO_MO-IL | TVA_Transmission | Internal | Summer | B7 | 400 | 4000 | 0 | 44.49 | 49.51 | 8 | 0
2025 | MISO_MO-IL_2_TVA_Transmission | MISO_MO-IL | TVA_Transmission | Internal | Summer | B8 | 500 | 4000 | 0 | 41.37 | 46.11 | 8 | 0
2025 | MISO_MO-IL_2_TVA_Transmission | MISO_MO-IL | TVA_Transmission | Internal | Summer | B9 | 800 | 4000 | 0 | 40.5 | 44.22 | 8 | 0
2025 | MISO_MO-IL_2_TVA_Transmission | MISO_MO-IL | TVA_Transmission | Internal | Summer | B10 | 1262 | 4000 | 0 | 38.02 | 42.37 | 8 | 0
2025 | MISO_MO-IL_2_TVA_Transmission | MISO_MO-IL | TVA_Transmission | Internal | Winter | B16 | 25 | 4000 | 0 | 62.51 | 69.92 | 8 | 0
2025 | MISO_MO-IL_2_TVA_Transmission | MISO_MO-IL | TVA_Transmission | Internal | Winter | B17 | 100 | 4000 | 0 | 50.9 | 54.37 | 8 | 0
2025 | MISO_MO-IL_2_TVA_Transmission | MISO_MO-IL | TVA_Transmission | Internal | Winter | B18 | 400 | 4000 | 0 | 47.22 | 50.23 | 8 | 0
2025 | MISO_MO-IL_2_TVA_Transmission | MISO_MO-IL | TVA_Transmission | Internal | Winter | B19 | 700 | 4000 | 0 | 44.61 | 48.36 | 8 | 0
2025 | MISO_MO-IL_2_TVA_Transmission | MISO_MO-IL | TVA_Transmission | Internal | Winter | B20 | 935 | 4000 | 0 | 40.9 | 46.35 | 8 | 0
2025 | MISO_W_2_IESO | MISO_W | IESO | Internal | Shoulder | B11 | 25 | 90 | 0 | 63.99 | 36.47 | 8 | 0
2025 | MISO_W_2_IESO | MISO_W | IESO | Internal | Shoulder | B12 | 200 | 90 | 0 | 50.9 | 36.47 | 8 | 0
2025 | MISO_W_2_IESO | MISO_W | IESO | Internal | Shoulder | B13 | 600 | 90 | 0 | 45.17 | 36.47 | 8 | 0
2025 | MISO_W_2_IESO | MISO_W | IESO | Internal | Shoulder | B14 | 900 | 90 | 0 | 43.95 | 36.47 | 8 | 0
2025 | MISO_W_2_IESO | MISO_W | IESO | Internal | Shoulder | B15 | 1203 | 90 | 0 | 42.48 | 36.47 | 8 | 0
2025 | MISO_W_2_IESO | MISO_W | IESO | Internal | Summer | B1 | 10 | 90 | 0 | 72.6 | 65.6 | 8 | 0
2025 | MISO_W_2_IESO | MISO_W | IESO | Internal | Summer | B2 | 25 | 90 | 0 | 71.21 | 63.9 | 8 | 0
2025 | MISO_W_2_IESO | MISO_W | IESO | Internal | Summer | B3 | 75 | 90 | 0 | 71.21 | 50.22 | 8 | 0
2025 | MISO_W_2_IESO | MISO_W | IESO | Internal | Summer | B4 | 100 | 90 | 0 | 70.2 | 43.12 | 8 | 0
2025 | MISO_W_2_IESO | MISO_W | IESO | Internal | Summer | B5 | 200 | 90 | 0 | 67.64 | 41.41 | 8 | 0
2025 | MISO_W_2_IESO | MISO_W | IESO | Internal | Summer | B6 | 300 | 90 | 0 | 54.18 | 41.41 | 8 | 0
2025 | MISO_W_2_IESO | MISO_W | IESO | Internal | Summer | B7 | 400 | 90 | 0 | 44.5 | 37.49 | 8 | 0
2025 | MISO_W_2_IESO | MISO_W | IESO | Internal | Summer | B8 | 500 | 90 | 0 | 41.38 | 34.4 | 8 | 0
2025 | MISO_W_2_IESO | MISO_W | IESO | Internal | Summer | B9 | 800 | 90 | 0 | 40.52 | 34.13 | 8 | 0
2025 | MISO_W_2_IESO | MISO_W | IESO | Internal | Summer | B10 | 1262 | 90 | 0 | 38.01 | 34.13 | 8 | 0
2025 | MISO_W_2_IESO | MISO_W | IESO | Internal | Winter | B16 | 25 | 90 | 0 | 62.5 | 44.64 | 8 | 0
2025 | MISO_W_2_IESO | MISO_W | IESO | Internal | Winter | B17 | 100 | 90 | 0 | 50.89 | 41.19 | 8 | 0
2025 | MISO_W_2_IESO | MISO_W | IESO | Internal | Winter | B18 | 400 | 90 | 0 | 47.24 | 40.22 | 8 | 0
2025 | MISO_W_2_IESO | MISO_W | IESO | Internal | Winter | B19 | 700 | 90 | 0 | 47.13 | 40.22 | 8 | 0
2025 | MISO_W_2_IESO | MISO_W | IESO | Internal | Winter | B20 | 935 | 90 | 0 | 40.88 | 40.22 | 8 | 0
2025 | MISO_W_2_MAPP_CA | MISO_W | MAPP_CA | Internal | Shoulder | B11 | 25 | 700 | 0 | 63.99 | 49.89 | 0.01 | 0
2025 | MISO_W_2_MAPP_CA | MISO_W | MAPP_CA | Internal | Shoulder | B12 | 200 | 700 | 0 | 50.9 | 49.89 | 0.01 | 0
2025 | MISO_W_2_MAPP_CA | MISO_W | MAPP_CA | Internal | Shoulder | B13 | 600 | 700 | 0 | 45.17 | 45.16 | 0.01 | 0
2025 | MISO_W_2_MAPP_CA | MISO_W | MAPP_CA | Internal | Shoulder | B14 | 900 | 700 | 0 | 43.95 | 43.93 | 0.01 | 0
2025 | MISO_W_2_MAPP_CA | MISO_W | MAPP_CA | Internal | Shoulder | B15 | 1203 | 700 | 700 | 42.48 | 43.93 | 0.01 | 1.45
2025 | MISO_W_2_MAPP_CA | MISO_W | MAPP_CA | Internal | Summer | B1 | 10 | 700 | 0 | 72.6 | 58.6 | 0.01 | 0
2025 | MISO_W_2_MAPP_CA | MISO_W | MAPP_CA | Internal | Summer | B2 | 25 | 700 | 0 | 71.21 | 58.42 | 0.01 | 0
2025 | MISO_W_2_MAPP_CA | MISO_W | MAPP_CA | Internal | Summer | B3 | 75 | 700 | 0 | 71.21 | 57.22 | 0.01 | 0
2025 | MISO_W_2_MAPP_CA | MISO_W | MAPP_CA | Internal | Summer | B4 | 100 | 700 | 0 | 70.2 | 50.12 | 0.01 | 0
2025 | MISO_W_2_MAPP_CA | MISO_W | MAPP_CA | Internal | Summer | B5 | 200 | 700 | 0 | 67.64 | 49.89 | 0.01 | 0
2025 | MISO_W_2_MAPP_CA | MISO_W | MAPP_CA | Internal | Summer | B6 | 300 | 700 | 0 | 54.18 | 48.87 | 0.01 | 0
2025 | MISO_W_2_MAPP_CA | MISO_W | MAPP_CA | Internal | Summer | B7 | 400 | 700 | 0.01 | 44.5 | 44.49 | 0.01 | 0
2025 | MISO_W_2_MAPP_CA | MISO_W | MAPP_CA | Internal | Summer | B8 | 500 | 700 | 0.01 | 41.38 | 41.37 | 0.01 | 0
2025 | MISO_W_2_MAPP_CA | MISO_W | MAPP_CA | Internal | Summer | B9 | 800 | 700 | 0 | 40.52 | 40.5 | 0.01 | 0
2025 | MISO_W_2_MAPP_CA | MISO_W | MAPP_CA | Internal | Summer | B10 | 1262 | 700 | 700 | 38.01 | 40.5 | 0.01 | 2.48
2025 | MISO_W_2_MAPP_CA | MISO_W | MAPP_CA | Internal | Winter | B16 | 25 | 700 | 0.22 | 62.5 | 62.49 | 0.01 | 0
2025 | MISO_W_2_MAPP_CA | MISO_W | MAPP_CA | Internal | Winter | B17 | 100 | 700 | 0.06 | 50.89 | 50.88 | 0.01 | 0
2025 | MISO_W_2_MAPP_CA | MISO_W | MAPP_CA | Internal | Winter | B18 | 400 | 700 | 362.64 | 47.24 | 47.25 | 0.01 | 0
2025 | MISO_W_2_MAPP_CA | MISO_W | MAPP_CA | Internal | Winter | B19 | 700 | 700 | 700 | 47.13 | 47.25 | 0.01 | 0.11
2025 | MISO_W_2_MAPP_CA | MISO_W | MAPP_CA | Internal | Winter | B20 | 935 | 700 | 700 | 40.88 | 47.25 | 0.01 | 6.36
2025 | MISO_W_2_MAPP_US | MISO_W | MAPP_US | Internal | Shoulder | B11 | 25 | 2300 | 0 | 63.99 | 60.57 | 7 | 0
2025 | MISO_W_2_MAPP_US | MISO_W | MAPP_US | Internal | Shoulder | B12 | 200 | 2300 | 0 | 50.9 | 43.9 | 7 | 0
2025 | MISO_W_2_MAPP_US | MISO_W | MAPP_US | Internal | Shoulder | B13 | 600 | 2300 | 0 | 45.17 | 38.55 | 7 | 0
2025 | MISO_W_2_MAPP_US | MISO_W | MAPP_US | Internal | Shoulder | B14 | 900 | 2300 | 0 | 43.95 | 38.55 | 7 | 0
2025 | MISO_W_2_MAPP_US | MISO_W | MAPP_US | Internal | Shoulder | B15 | 1203 | 2300 | 0 | 42.48 | 37.76 | 7 | 0
2025 | MISO_W_2_MAPP_US | MISO_W | MAPP_US | Internal | Summer | B1 | 10 | 2300 | 0 | 72.6 | 65.6 | 7 | 0
2025 | MISO_W_2_MAPP_US | MISO_W | MAPP_US | Internal | Summer | B2 | 25 | 2300 | 0 | 71.21 | 65.42 | 7 | 0
2025 | MISO_W_2_MAPP_US | MISO_W | MAPP_US | Internal | Summer | B3 | 75 | 2300 | 0 | 71.21 | 65.42 | 7 | 0
2025 | MISO_W_2_MAPP_US | MISO_W | MAPP_US | Internal | Summer | B4 | 100 | 2300 | 0 | 70.2 | 63.2 | 7 | 0
2025 | MISO_W_2_MAPP_US | MISO_W | MAPP_US | Internal | Summer | B5 | 200 | 2300 | 0 | 67.64 | 60.64 | 7 | 0
2025 | MISO_W_2_MAPP_US | MISO_W | MAPP_US | Internal | Summer | B6 | 300 | 2300 | 0 | 54.18 | 54.17 | 7 | 0
2025 | MISO_W_2_MAPP_US | MISO_W | MAPP_US | Internal | Summer | B7 | 400 | 2300 | 0 | 44.5 | 42.14 | 7 | 0
2025 | MISO_W_2_MAPP_US | MISO_W | MAPP_US | Internal | Summer | B8 | 500 | 2300 | 0 | 41.38 | 35.04 | 7 | 0
2025 | MISO_W_2_MAPP_US | MISO_W | MAPP_US | Internal | Summer | B9 | 800 | 2300 | 0 | 40.52 | 35.04 | 7 | 0
2025 | MISO_W_2_MAPP_US | MISO_W | MAPP_US | Internal | Summer | B10 | 1262 | 2300 | 0 | 38.01 | 31.01 | 7 | 0
2025 | MISO_W_2_MAPP_US | MISO_W | MAPP_US | Internal | Winter | B16 | 25 | 2300 | 0 | 62.5 | 55.5 | 7 | 0
2025 | MISO_W_2_MAPP_US | MISO_W | MAPP_US | Internal | Winter | B17 | 100 | 2300 | 0 | 50.89 | 43.89 | 7 | 0
2025 | MISO_W_2_MAPP_US | MISO_W | MAPP_US | Internal | Winter | B18 | 400 | 2300 | 0 | 47.24 | 40.81 | 7 | 0
2025 | MISO_W_2_MAPP_US | MISO_W | MAPP_US | Internal | Winter | B19 | 700 | 2300 | 0 | 47.13 | 40.81 | 7 | 0
2025 | MISO_W_2_MAPP_US | MISO_W | MAPP_US | Internal | Winter | B20 | 935 | 2300 | 0 | 40.88 | 37.89 | 7 | 0
2025 | MISO_W_2_MISO_MO-IL | MISO_W | MISO_MO-IL | Internal | Shoulder | B11 | 25 | 3800 | 0.22 | 63.99 | 63.98 | 0.01 | 0
2025 | MISO_W_2_MISO_MO-IL | MISO_W | MISO_MO-IL | Internal | Shoulder | B12 | 200 | 3800 | 693.79 | 50.9 | 50.92 | 0.01 | 0
2025 | MISO_W_2_MISO_MO-IL | MISO_W | MISO_MO-IL | Internal | Shoulder | B13 | 600 | 3800 | 23.07 | 45.17 | 45.18 | 0.01 | 0
2025 | MISO_W_2_MISO_MO-IL | MISO_W | MISO_MO-IL | Internal | Shoulder | B14 | 900 | 3800 | 0 | 43.95 | 43.93 | 0.01 | 0
2025 | MISO_W_2_MISO_MO-IL | MISO_W | MISO_MO-IL | Internal | Shoulder | B15 | 1203 | 3800 | 0 | 42.48 | 41.85 | 0.01 | 0
2025 | MISO_W_2_MISO_MO-IL | MISO_W | MISO_MO-IL | Internal | Summer | B1 | 10 | 3800 | 49.79 | 72.6 | 72.61 | 0.01 | 0
2025 | MISO_W_2_MISO_MO-IL | MISO_W | MISO_MO-IL | Internal | Summer | B2 | 25 | 3800 | 0.02 | 71.21 | 70.9 | 0.01 | 0
2025 | MISO_W_2_MISO_MO-IL | MISO_W | MISO_MO-IL | Internal | Summer | B3 | 75 | 3800 | 0 | 71.21 | 68.9 | 0.01 | 0
2025 | MISO_W_2_MISO_MO-IL | MISO_W | MISO_MO-IL | Internal | Summer | B4 | 100 | 3800 | 0 | 70.2 | 67.78 | 0.01 | 0
2025 | MISO_W_2_MISO_MO-IL | MISO_W | MISO_MO-IL | Internal | Summer | B5 | 200 | 3800 | 0 | 67.64 | 61.18 | 0.01 | 0
2025 | MISO_W_2_MISO_MO-IL | MISO_W | MISO_MO-IL | Internal | Summer | B6 | 300 | 3800 | 0 | 54.18 | 53.18 | 0.01 | 0
2025 | MISO_W_2_MISO_MO-IL | MISO_W | MISO_MO-IL | Internal | Summer | B7 | 400 | 3800 | 0.01 | 44.5 | 44.49 | 0.01 | 0
2025 | MISO_W_2_MISO_MO-IL | MISO_W | MISO_MO-IL | Internal | Summer | B8 | 500 | 3800 | 0.01 | 41.38 | 41.37 | 0.01 | 0
2025 | MISO_W_2_MISO_MO-IL | MISO_W | MISO_MO-IL | Internal | Summer | B9 | 800 | 3800 | 0 | 40.52 | 40.5 | 0.01 | 0
2025 | MISO_W_2_MISO_MO-IL | MISO_W | MISO_MO-IL | Internal | Summer | B10 | 1262 | 3800 | 630.09 | 38.01 | 38.02 | 0.01 | 0
2025 | MISO_W_2_MISO_MO-IL | MISO_W | MISO_MO-IL | Internal | Winter | B16 | 25 | 3800 | 1305.01 | 62.5 | 62.51 | 0.01 | 0
2025 | MISO_W_2_MISO_MO-IL | MISO_W | MISO_MO-IL | Internal | Winter | B17 | 100 | 3800 | 887.07 | 50.89 | 50.9 | 0.01 | 0
2025 | MISO_W_2_MISO_MO-IL | MISO_W | MISO_MO-IL | Internal | Winter | B18 | 400 | 3800 | 0 | 47.24 | 47.22 | 0.01 | 0
2025 | MISO_W_2_MISO_MO-IL | MISO_W | MISO_MO-IL | Internal | Winter | B19 | 700 | 3800 | 0 | 47.13 | 44.61 | 0.01 | 0
2025 | MISO_W_2_MISO_MO-IL | MISO_W | MISO_MO-IL | Internal | Winter | B20 | 935 | 3800 | 571.85 | 40.88 | 40.9 | 0.01 | 0
2025 | MISO_W_2_MISO_WUMS | MISO_W | MISO_WUMS | Internal | Shoulder | B11 | 25 | 1629 | 0 | 63.99 | 61.46 | 0.01 | 0
2025 | MISO_W_2_MISO_WUMS | MISO_W | MISO_WUMS | Internal | Shoulder | B12 | 200 | 1629 | 0.03 | 50.9 | 50.89 | 0.01 | 0
2025 | MISO_W_2_MISO_WUMS | MISO_W | MISO_WUMS | Internal | Shoulder | B13 | 600 | 1629 | 0 | 45.17 | 44.44 | 0.01 | 0
2025 | MISO_W_2_MISO_WUMS | MISO_W | MISO_WUMS | Internal | Shoulder | B14 | 900 | 1629 | 0 | 43.95 | 42.29 | 0.01 | 0
2025 | MISO_W_2_MISO_WUMS | MISO_W | MISO_WUMS | Internal | Shoulder | B15 | 1203 | 1629 | 0 | 42.48 | 41.5 | 0.01 | 0
2025 | MISO_W_2_MISO_WUMS | MISO_W | MISO_WUMS | Internal | Summer | B1 | 10 | 1629 | 0 | 72.6 | 66.56 | 0.01 | 0
2025 | MISO_W_2_MISO_WUMS | MISO_W | MISO_WUMS | Internal | Summer | B2 | 25 | 1629 | 0 | 71.21 | 66.56 | 0.01 | 0
2025 | MISO_W_2_MISO_WUMS | MISO_W | MISO_WUMS | Internal | Summer | B3 | 75 | 1629 | 0 | 71.21 | 66.56 | 0.01 | 0
2025 | MISO_W_2_MISO_WUMS | MISO_W | MISO_WUMS | Internal | Summer | B4 | 100 | 1629 | 0 | 70.2 | 66.56 | 0.01 | 0
2025 | MISO_W_2_MISO_WUMS | MISO_W | MISO_WUMS | Internal | Summer | B5 | 200 | 1629 | 0 | 67.64 | 61.15 | 0.01 | 0
2025 | MISO_W_2_MISO_WUMS | MISO_W | MISO_WUMS | Internal | Summer | B6 | 300 | 1629 | 0 | 54.18 | 50.18 | 0.01 | 0
2025 | MISO_W_2_MISO_WUMS | MISO_W | MISO_WUMS | Internal | Summer | B7 | 400 | 1629 | 0 | 44.5 | 42.29 | 0.01 | 0
2025 | MISO_W_2_MISO_WUMS | MISO_W | MISO_WUMS | Internal | Summer | B8 | 500 | 1629 | 0 | 41.38 | 40.53 | 0.01 | 0
2025 | MISO_W_2_MISO_WUMS | MISO_W | MISO_WUMS | Internal | Summer | B9 | 800 | 1629 | 0 | 40.52 | 40.11 | 0.01 | 0
2025 | MISO_W_2_MISO_WUMS | MISO_W | MISO_WUMS | Internal | Summer | B10 | 1262 | 1629 | 0 | 38.01 | 38 | 0.01 | 0
2025 | MISO_W_2_MISO_WUMS | MISO_W | MISO_WUMS | Internal | Winter | B16 | 25 | 1629 | 0.23 | 62.5 | 62.49 | 0.01 | 0
2025 | MISO_W_2_MISO_WUMS | MISO_W | MISO_WUMS | Internal | Winter | B17 | 100 | 1629 | 0.11 | 50.89 | 50.89 | 0.01 | 0
2025 | MISO_W_2_MISO_WUMS | MISO_W | MISO_WUMS | Internal | Winter | B18 | 400 | 1629 | 0.01 | 47.24 | 47.23 | 0.01 | 0
2025 | MISO_W_2_MISO_WUMS | MISO_W | MISO_WUMS | Internal | Winter | B19 | 700 | 1629 | 0 | 47.13 | 44.62 | 0.01 | 0
2025 | MISO_W_2_MISO_WUMS | MISO_W | MISO_WUMS | Internal | Winter | B20 | 935 | 1629 | 0 | 40.88 | 40.87 | 0.01 | 0
2025 | MISO_W_2_NE | MISO_W | NE | Internal | Shoulder | B11 | 25 | 2800 | 0 | 63.99 | 67.57 | 7 | 0
2025 | MISO_W_2_NE | MISO_W | NE | Internal | Shoulder | B12 | 200 | 2800 | 0 | 50.9 | 50.9 | 7 | 0
2025 | MISO_W_2_NE | MISO_W | NE | Internal | Shoulder | B13 | 600 | 2800 | 0 | 45.17 | 45.55 | 7 | 0
2025 | MISO_W_2_NE | MISO_W | NE | Internal | Shoulder | B14 | 900 | 2800 | 0 | 43.95 | 44.88 | 7 | 0
2025 | MISO_W_2_NE | MISO_W | NE | Internal | Shoulder | B15 | 1203 | 2800 | 0 | 42.48 | 44.76 | 7 | 0
2025 | MISO_W_2_NE | MISO_W | NE | Internal | Summer | B1 | 10 | 2800 | 0 | 72.6 | 72.6 | 7 | 0
2025 | MISO_W_2_NE | MISO_W | NE | Internal | Summer | B2 | 25 | 2800 | 0 | 71.21 | 72.42 | 7 | 0
2025 | MISO_W_2_NE | MISO_W | NE | Internal | Summer | B3 | 75 | 2800 | 0 | 71.21 | 72.42 | 7 | 0
2025 | MISO_W_2_NE | MISO_W | NE | Internal | Summer | B4 | 100 | 2800 | 0 | 70.2 | 70.2 | 7 | 0
2025 | MISO_W_2_NE | MISO_W | NE | Internal | Summer | B5 | 200 | 2800 | 0 | 67.64 | 67.64 | 7 | 0
2025 | MISO_W_2_NE | MISO_W | NE | Internal | Summer | B6 | 300 | 2800 | 0.04 | 54.18 | 61.17 | 7 | 0
2025 | MISO_W_2_NE | MISO_W | NE | Internal | Summer | B7 | 400 | 2800 | 0 | 44.5 | 49.14 | 7 | 0
2025 | MISO_W_2_NE | MISO_W | NE | Internal | Summer | B8 | 500 | 2800 | 0 | 41.38 | 42.04 | 7 | 0
2025 | MISO_W_2_NE | MISO_W | NE | Internal | Summer | B9 | 800 | 2800 | 0 | 40.52 | 42.04 | 7 | 0
2025 | MISO_W_2_NE | MISO_W | NE | Internal | Summer | B10 | 1262 | 2800 | 0 | 38.01 | 38.01 | 7 | 0
2025 | MISO_W_2_NE | MISO_W | NE | Internal | Winter | B16 | 25 | 2800 | 0 | 62.5 | 62.5 | 7 | 0
2025 | MISO_W_2_NE | MISO_W | NE | Internal | Winter | B17 | 100 | 2800 | 0 | 50.89 | 49.5 | 7 | 0
2025 | MISO_W_2_NE | MISO_W | NE | Internal | Winter | B18 | 400 | 2800 | 0 | 47.24 | 47.81 | 7 | 0
2025 | MISO_W_2_NE | MISO_W | NE | Internal | Winter | B19 | 700 | 2800 | 0 | 47.13 | 47.7 | 7 | 0
2025 | MISO_W_2_NE | MISO_W | NE | Internal | Winter | B20 | 935 | 2800 | 0 | 40.88 | 44.89 | 7 | 0
2025 | MISO_W_2_PJM_ROR | MISO_W | PJM_ROR | Internal | Shoulder | B11 | 25 | 773 | 0 | 63.99 | 59.46 | 2 | 0
2025 | MISO_W_2_PJM_ROR | MISO_W | PJM_ROR | Internal | Shoulder | B12 | 200 | 773 | 0 | 50.9 | 49.13 | 2 | 0
2025 | MISO_W_2_PJM_ROR | MISO_W | PJM_ROR | Internal | Shoulder | B13 | 600 | 773 | 0 | 45.17 | 44.89 | 2 | 0
2025 | MISO_W_2_PJM_ROR | MISO_W | PJM_ROR | Internal | Shoulder | B14 | 900 | 773 | 0 | 43.95 | 43.94 | 2 | 0
2025 | MISO_W_2_PJM_ROR | MISO_W | PJM_ROR | Internal | Shoulder | B15 | 1203 | 773 | 0 | 42.48 | 40.48 | 2 | 0
2025 | MISO_W_2_PJM_ROR | MISO_W | PJM_ROR | Internal | Summer | B1 | 10 | 773 | 181.2 | 72.6 | 74.6 | 2 | 0
2025 | MISO_W_2_PJM_ROR | MISO_W | PJM_ROR | Internal | Summer | B2 | 25 | 773 | 0 | 71.21 | 68.9 | 2 | 0
2025 | MISO_W_2_PJM_ROR | MISO_W | PJM_ROR | Internal | Summer | B3 | 75 | 773 | 0 | 71.21 | 68.43 | 2 | 0
2025 | MISO_W_2_PJM_ROR | MISO_W | PJM_ROR | Internal | Summer | B4 | 100 | 773 | 0 | 70.2 | 65.78 | 2 | 0
2025 | MISO_W_2_PJM_ROR | MISO_W | PJM_ROR | Internal | Summer | B5 | 200 | 773 | 0 | 67.64 | 59.15 | 2 | 0
2025 | MISO_W_2_PJM_ROR | MISO_W | PJM_ROR | Internal | Summer | B6 | 300 | 773 | 0 | 54.18 | 52.18 | 2 | 0
2025 | MISO_W_2_PJM_ROR | MISO_W | PJM_ROR | Internal | Summer | B7 | 400 | 773 | 0 | 44.5 | 44.18 | 2 | 0
2025 | MISO_W_2_PJM_ROR | MISO_W | PJM_ROR | Internal | Summer | B8 | 500 | 773 | 0 | 41.38 | 41.41 | 2 | 0
2025 | MISO_W_2_PJM_ROR | MISO_W | PJM_ROR | Internal | Summer | B9 | 800 | 773 | 0 | 40.52 | 39.3 | 2 | 0
2025 | MISO_W_2_PJM_ROR | MISO_W | PJM_ROR | Internal | Summer | B10 | 1262 | 773 | 0 | 38.01 | 37.36 | 2 | 0
2025 | MISO_W_2_PJM_ROR | MISO_W | PJM_ROR | Internal | Winter | B16 | 25 | 773 | 0.39 | 62.5 | 64.49 | 2 | 0
2025 | MISO_W_2_PJM_ROR | MISO_W | PJM_ROR | Internal | Winter | B17 | 100 | 773 | 482.17 | 50.89 | 52.89 | 2 | 0
2025 | MISO_W_2_PJM_ROR | MISO_W | PJM_ROR | Internal | Winter | B18 | 400 | 773 | 0 | 47.24 | 47.34 | 2 | 0
2025 | MISO_W_2_PJM_ROR | MISO_W | PJM_ROR | Internal | Winter | B19 | 700 | 773 | 0 | 47.13 | 45.05 | 2 | 0
2025 | MISO_W_2_PJM_ROR | MISO_W | PJM_ROR | Internal | Winter | B20 | 935 | 773 | 0 | 40.88 | 41.57 | 2 | 0
2025 | MISO_W_2_SPP_N | MISO_W | SPP_N | Internal | Shoulder | B11 | 25 | 3200 | 0 | 63.99 | 70.09 | 7 | 0
2025 | MISO_W_2_SPP_N | MISO_W | SPP_N | Internal | Shoulder | B12 | 200 | 3200 | 0 | 50.9 | 50.92 | 7 | 0
2025 | MISO_W_2_SPP_N | MISO_W | SPP_N | Internal | Shoulder | B13 | 600 | 3200 | 0 | 45.17 | 45.56 | 7 | 0
2025 | MISO_W_2_SPP_N | MISO_W | SPP_N | Internal | Shoulder | B14 | 900 | 3200 | 0 | 43.95 | 44.89 | 7 | 0
2025 | MISO_W_2_SPP_N | MISO_W | SPP_N | Internal | Shoulder | B15 | 1203 | 3200 | 0 | 42.48 | 44.77 | 7 | 0
2025 | MISO_W_2_SPP_N | MISO_W | SPP_N | Internal | Summer | B1 | 10 | 3200 | 0 | 72.6 | 73.59 | 7 | 0
2025 | MISO_W_2_SPP_N | MISO_W | SPP_N | Internal | Summer | B2 | 25 | 3200 | 0 | 71.21 | 73.59 | 7 | 0
2025 | MISO_W_2_SPP_N | MISO_W | SPP_N | Internal | Summer | B3 | 75 | 3200 | 0 | 71.21 | 73.59 | 7 | 0
2025 | MISO_W_2_SPP_N | MISO_W | SPP_N | Internal | Summer | B4 | 100 | 3200 | 0 | 70.2 | 73.59 | 7 | 0
2025 | MISO_W_2_SPP_N | MISO_W | SPP_N | Internal | Summer | B5 | 200 | 3200 | 0 | 67.64 | 67.65 | 7 | 0
2025 | MISO_W_2_SPP_N | MISO_W | SPP_N | Internal | Summer | B6 | 300 | 3200 | 936.82 | 54.18 | 61.18 | 7 | 0
2025 | MISO_W_2_SPP_N | MISO_W | SPP_N | Internal | Summer | B7 | 400 | 3200 | 1005.08 | 44.5 | 51.5 | 7 | 0
2025 | MISO_W_2_SPP_N | MISO_W | SPP_N | Internal | Summer | B8 | 500 | 3200 | 0 | 41.38 | 44.9 | 7 | 0
2025 | MISO_W_2_SPP_N | MISO_W | SPP_N | Internal | Summer | B9 | 800 | 3200 | 0 | 40.52 | 43.36 | 7 | 0
2025 | MISO_W_2_SPP_N | MISO_W | SPP_N | Internal | Summer | B10 | 1262 | 3200 | 0 | 38.01 | 40.3 | 7 | 0
2025 | MISO_W_2_SPP_N | MISO_W | SPP_N | Internal | Winter | B16 | 25 | 3200 | 0 | 62.5 | 63.13 | 7 | 0
2025 | MISO_W_2_SPP_N | MISO_W | SPP_N | Internal | Winter | B17 | 100 | 3200 | 0 | 50.89 | 49.51 | 7 | 0
2025 | MISO_W_2_SPP_N | MISO_W | SPP_N | Internal | Winter | B18 | 400 | 3200 | 0 | 47.24 | 47.82 | 7 | 0
2025 | MISO_W_2_SPP_N | MISO_W | SPP_N | Internal | Winter | B19 | 700 | 3200 | 0 | 47.13 | 47.71 | 7 | 0
2025 | MISO_W_2_SPP_N | MISO_W | SPP_N | Internal | Winter | B20 | 935 | 3200 | 0 | 40.88 | 44.9 | 7 | 0
2025 | MISO_WUMS_2_MISO_MI | MISO_WUMS | MISO_MI | Internal | Shoulder | B11 | 25 | 99 | 0.43 | 61.46 | 61.46 | 0.01 | 0
2025 | MISO_WUMS_2_MISO_MI | MISO_WUMS | MISO_MI | Internal | Shoulder | B12 | 200 | 99 | 98.98 | 50.89 | 50.94 | 0.01 | 0.04
2025 | MISO_WUMS_2_MISO_MI | MISO_WUMS | MISO_MI | Internal | Shoulder | B13 | 600 | 99 | 99 | 44.44 | 45.21 | 0.01 | 0.75
2025 | MISO_WUMS_2_MISO_MI | MISO_WUMS | MISO_MI | Internal | Shoulder | B14 | 900 | 99 | 99 | 42.29 | 43.94 | 0.01 | 1.63
2025 | MISO_WUMS_2_MISO_MI | MISO_WUMS | MISO_MI | Internal | Shoulder | B15 | 1203 | 99 | 99 | 41.5 | 41.87 | 0.01 | 0.36
2025 | MISO_WUMS_2_MISO_MI | MISO_WUMS | MISO_MI | Internal | Summer | B1 | 10 | 99 | 99 | 66.56 | 72.6 | 0.01 | 6.02
2025 | MISO_WUMS_2_MISO_MI | MISO_WUMS | MISO_MI | Internal | Summer | B2 | 25 | 99 | 99 | 66.56 | 70.9 | 0.01 | 4.32
2025 | MISO_WUMS_2_MISO_MI | MISO_WUMS | MISO_MI | Internal | Summer | B3 | 75 | 99 | 99 | 66.56 | 68.88 | 0.01 | 2.3
2025 | MISO_WUMS_2_MISO_MI | MISO_WUMS | MISO_MI | Internal | Summer | B4 | 100 | 99 | 0.06 | 66.56 | 66.55 | 0.01 | 0
2025 | MISO_WUMS_2_MISO_MI | MISO_WUMS | MISO_MI | Internal | Summer | B5 | 200 | 99 | 0.05 | 61.15 | 61.15 | 0.01 | 0
2025 | MISO_WUMS_2_MISO_MI | MISO_WUMS | MISO_MI | Internal | Summer | B6 | 300 | 99 | 99 | 50.18 | 53.16 | 0.01 | 2.96
2025 | MISO_WUMS_2_MISO_MI | MISO_WUMS | MISO_MI | Internal | Summer | B7 | 400 | 99 | 99 | 42.29 | 44.49 | 0.01 | 2.19
2025 | MISO_WUMS_2_MISO_MI | MISO_WUMS | MISO_MI | Internal | Summer | B8 | 500 | 99 | 99 | 40.53 | 41.4 | 0.01 | 0.86
2025 | MISO_WUMS_2_MISO_MI | MISO_WUMS | MISO_MI | Internal | Summer | B9 | 800 | 99 | 99 | 40.11 | 40.53 | 0.01 | 0.41
2025 | MISO_WUMS_2_MISO_MI | MISO_WUMS | MISO_MI | Internal | Summer | B10 | 1262 | 99 | 99 | 38 | 38.09 | 0.01 | 0.08
2025 | MISO_WUMS_2_MISO_MI | MISO_WUMS | MISO_MI | Internal | Winter | B16 | 25 | 99 | 98.58 | 62.49 | 62.51 | 0.01 | 0.01
2025 | MISO_WUMS_2_MISO_MI | MISO_WUMS | MISO_MI | Internal | Winter | B17 | 100 | 99 | 98.94 | 50.89 | 50.93 | 0.01 | 0.02
2025 | MISO_WUMS_2_MISO_MI | MISO_WUMS | MISO_MI | Internal | Winter | B18 | 400 | 99 | 0.01 | 47.23 | 47.22 | 0.01 | 0
2025 | MISO_WUMS_2_MISO_MI | MISO_WUMS | MISO_MI | Internal | Winter | B19 | 700 | 99 | 98.61 | 44.62 | 44.63 | 0.01 | 0
2025 | MISO_WUMS_2_MISO_MI | MISO_WUMS | MISO_MI | Internal | Winter | B20 | 935 | 99 | 99 | 40.87 | 40.92 | 0.01 | 0.04
2025 | MISO_WUMS_2_MISO_W | MISO_WUMS | MISO_W | Internal | Shoulder | B11 | 25 | 1137 | 1137 | 61.46 | 63.99 | 0.01 | 2.52
2025 | MISO_WUMS_2_MISO_W | MISO_WUMS | MISO_W | Internal | Shoulder | B12 | 200 | 1137 | 1083.42 | 50.89 | 50.9 | 0.01 | 0
2025 | MISO_WUMS_2_MISO_W | MISO_WUMS | MISO_W | Internal | Shoulder | B13 | 600 | 1137 | 1137 | 44.44 | 45.17 | 0.01 | 0.71
2025 | MISO_WUMS_2_MISO_W | MISO_WUMS | MISO_W | Internal | Shoulder | B14 | 900 | 1137 | 1137 | 42.29 | 43.95 | 0.01 | 1.64
2025 | MISO_WUMS_2_MISO_W | MISO_WUMS | MISO_W | Internal | Shoulder | B15 | 1203 | 1137 | 1137 | 41.5 | 42.48 | 0.01 | 0.96
2025 | MISO_WUMS_2_MISO_W | MISO_WUMS | MISO_W | Internal | Summer | B1 | 10 | 1137 | 1137 | 66.56 | 72.6 | 0.01 | 6.02
2025 | MISO_WUMS_2_MISO_W | MISO_WUMS | MISO_W | Internal | Summer | B2 | 25 | 1137 | 1137 | 66.56 | 71.21 | 0.01 | 4.64
2025 | MISO_WUMS_2_MISO_W | MISO_WUMS | MISO_W | Internal | Summer | B3 | 75 | 1137 | 1137 | 66.56 | 71.21 | 0.01 | 4.64
2025 | MISO_WUMS_2_MISO_W | MISO_WUMS | MISO_W | Internal | Summer | B4 | 100 | 1137 | 1137 | 66.56 | 70.2 | 0.01 | 3.62
2025 | MISO_WUMS_2_MISO_W | MISO_WUMS | MISO_W | Internal | Summer | B5 | 200 | 1137 | 1137 | 61.15 | 67.64 | 0.01 | 6.47
2025 | MISO_WUMS_2_MISO_W | MISO_WUMS | MISO_W | Internal | Summer | B6 | 300 | 1137 | 1137 | 50.18 | 54.18 | 0.01 | 3.99
2025 | MISO_WUMS_2_MISO_W | MISO_WUMS | MISO_W | Internal | Summer | B7 | 400 | 1137 | 1137 | 42.29 | 44.5 | 0.01 | 2.2
2025 | MISO_WUMS_2_MISO_W | MISO_WUMS | MISO_W | Internal | Summer | B8 | 500 | 1137 | 1137 | 40.53 | 41.38 | 0.01 | 0.85
2025 | MISO_WUMS_2_MISO_W | MISO_WUMS | MISO_W | Internal | Summer | B9 | 800 | 1137 | 1137 | 40.11 | 40.52 | 0.01 | 0.39
2025 | MISO_WUMS_2_MISO_W | MISO_WUMS | MISO_W | Internal | Summer | B10 | 1262 | 1137 | 24.31 | 38 | 38.01 | 0.01 | 0
2025 | MISO_WUMS_2_MISO_W | MISO_WUMS | MISO_W | Internal | Winter | B16 | 25 | 1137 | 207.02 | 62.49 | 62.5 | 0.01 | 0
2025 | MISO_WUMS_2_MISO_W | MISO_WUMS | MISO_W | Internal | Winter | B17 | 100 | 1137 | 0.12 | 50.89 | 50.89 | 0.01 | 0
2025 | MISO_WUMS_2_MISO_W | MISO_WUMS | MISO_W | Internal | Winter | B18 | 400 | 1137 | 915.37 | 47.23 | 47.24 | 0.01 | 0
2025 | MISO_WUMS_2_MISO_W | MISO_WUMS | MISO_W | Internal | Winter | B19 | 700 | 1137 | 1137 | 44.62 | 47.13 | 0.01 | 2.5
2025 | MISO_WUMS_2_MISO_W | MISO_WUMS | MISO_W | Internal | Winter | B20 | 935 | 1137 | 151.65 | 40.87 | 40.88 | 0.01 | 0
2025 | MISO_WUMS_2_PJM_ROR | MISO_WUMS | PJM_ROR | Internal | Shoulder | B11 | 25 | 1600 | 0 | 61.46 | 59.46 | 2 | 0
2025 | MISO_WUMS_2_PJM_ROR | MISO_WUMS | PJM_ROR | Internal | Shoulder | B12 | 200 | 1600 | 0 | 50.89 | 49.13 | 2 | 0
2025 | MISO_WUMS_2_PJM_ROR | MISO_WUMS | PJM_ROR | Internal | Shoulder | B13 | 600 | 1600 | 0 | 44.44 | 44.89 | 2 | 0
2025 | MISO_WUMS_2_PJM_ROR | MISO_WUMS | PJM_ROR | Internal | Shoulder | B14 | 900 | 1600 | 0 | 42.29 | 43.94 | 2 | 0
2025 | MISO_WUMS_2_PJM_ROR | MISO_WUMS | PJM_ROR | Internal | Shoulder | B15 | 1203 | 1600 | 0 | 41.5 | 40.48 | 2 | 0
2025 | MISO_WUMS_2_PJM_ROR | MISO_WUMS | PJM_ROR | Internal | Summer | B1 | 10 | 1600 | 1600 | 66.56 | 74.6 | 2 | 6.04
2025 | MISO_WUMS_2_PJM_ROR | MISO_WUMS | PJM_ROR | Internal | Summer | B2 | 25 | 1600 | 1599.98 | 66.56 | 68.9 | 2 | 0.34
2025 | MISO_WUMS_2_PJM_ROR | MISO_WUMS | PJM_ROR | Internal | Summer | B3 | 75 | 1600 | 0.01 | 66.56 | 68.43 | 2 | 0
2025 | MISO_WUMS_2_PJM_ROR | MISO_WUMS | PJM_ROR | Internal | Summer | B4 | 100 | 1600 | 0 | 66.56 | 65.78 | 2 | 0
2025 | MISO_WUMS_2_PJM_ROR | MISO_WUMS | PJM_ROR | Internal | Summer | B5 | 200 | 1600 | 0 | 61.15 | 59.15 | 2 | 0
2025 | MISO_WUMS_2_PJM_ROR | MISO_WUMS | PJM_ROR | Internal | Summer | B6 | 300 | 1600 | 183.56 | 50.18 | 52.18 | 2 | 0
2025 | MISO_WUMS_2_PJM_ROR | MISO_WUMS | PJM_ROR | Internal | Summer | B7 | 400 | 1600 | 0 | 42.29 | 44.18 | 2 | 0
2025 | MISO_WUMS_2_PJM_ROR | MISO_WUMS | PJM_ROR | Internal | Summer | B8 | 500 | 1600 | 0 | 40.53 | 41.41 | 2 | 0
2025 | MISO_WUMS_2_PJM_ROR | MISO_WUMS | PJM_ROR | Internal | Summer | B9 | 800 | 1600 | 0 | 40.11 | 39.3 | 2 | 0
2025 | MISO_WUMS_2_PJM_ROR | MISO_WUMS | PJM_ROR | Internal | Summer | B10 | 1262 | 1600 | 0 | 38 | 37.36 | 2 | 0
2025 | MISO_WUMS_2_PJM_ROR | MISO_WUMS | PJM_ROR | Internal | Winter | B16 | 25 | 1600 | 53.45 | 62.49 | 64.49 | 2 | 0
2025 | MISO_WUMS_2_PJM_ROR | MISO_WUMS | PJM_ROR | Internal | Winter | B17 | 100 | 1600 | 639.57 | 50.89 | 52.89 | 2 | 0
2025 | MISO_WUMS_2_PJM_ROR | MISO_WUMS | PJM_ROR | Internal | Winter | B18 | 400 | 1600 | 0 | 47.23 | 47.34 | 2 | 0
2025 | MISO_WUMS_2_PJM_ROR | MISO_WUMS | PJM_ROR | Internal | Winter | B19 | 700 | 1600 | 0 | 44.62 | 45.05 | 2 | 0
2025 | MISO_WUMS_2_PJM_ROR | MISO_WUMS | PJM_ROR | Internal | Winter | B20 | 935 | 1600 | 0 | 40.87 | 41.57 | 2 | 0
2025 | NE_2_MAPP_US | NE | MAPP_US | Internal | Shoulder | B11 | 25 | 1600 | 0 | 67.57 | 60.57 | 5 | 0
2025 | NE_2_MAPP_US | NE | MAPP_US | Internal | Shoulder | B12 | 200 | 1600 | 0 | 50.9 | 43.9 | 5 | 0
2025 | NE_2_MAPP_US | NE | MAPP_US | Internal | Shoulder | B13 | 600 | 1600 | 0 | 45.55 | 38.55 | 5 | 0
2025 | NE_2_MAPP_US | NE | MAPP_US | Internal | Shoulder | B14 | 900 | 1600 | 0 | 44.88 | 38.55 | 5 | 0
2025 | NE_2_MAPP_US | NE | MAPP_US | Internal | Shoulder | B15 | 1203 | 1600 | 0 | 44.76 | 37.76 | 5 | 0
2025 | NE_2_MAPP_US | NE | MAPP_US | Internal | Summer | B1 | 10 | 1600 | 0 | 72.6 | 65.6 | 5 | 0
2025 | NE_2_MAPP_US | NE | MAPP_US | Internal | Summer | B2 | 25 | 1600 | 0 | 72.42 | 65.42 | 5 | 0
2025 | NE_2_MAPP_US | NE | MAPP_US | Internal | Summer | B3 | 75 | 1600 | 0 | 72.42 | 65.42 | 5 | 0
2025 | NE_2_MAPP_US | NE | MAPP_US | Internal | Summer | B4 | 100 | 1600 | 0 | 70.2 | 63.2 | 5 | 0
2025 | NE_2_MAPP_US | NE | MAPP_US | Internal | Summer | B5 | 200 | 1600 | 0 | 67.64 | 60.64 | 5 | 0
2025 | NE_2_MAPP_US | NE | MAPP_US | Internal | Summer | B6 | 300 | 1600 | 0 | 61.17 | 54.17 | 5 | 0
2025 | NE_2_MAPP_US | NE | MAPP_US | Internal | Summer | B7 | 400 | 1600 | 0 | 49.14 | 42.14 | 5 | 0
2025 | NE_2_MAPP_US | NE | MAPP_US | Internal | Summer | B8 | 500 | 1600 | 0 | 42.04 | 35.04 | 5 | 0
2025 | NE_2_MAPP_US | NE | MAPP_US | Internal | Summer | B9 | 800 | 1600 | 0 | 42.04 | 35.04 | 5 | 0
2025 | NE_2_MAPP_US | NE | MAPP_US | Internal | Summer | B10 | 1262 | 1600 | 0 | 38.01 | 31.01 | 5 | 0
2025 | NE_2_MAPP_US | NE | MAPP_US | Internal | Winter | B16 | 25 | 1600 | 0 | 62.5 | 55.5 | 5 | 0
2025 | NE_2_MAPP_US | NE | MAPP_US | Internal | Winter | B17 | 100 | 1600 | 0 | 49.5 | 43.89 | 5 | 0
2025 | NE_2_MAPP_US | NE | MAPP_US | Internal | Winter | B18 | 400 | 1600 | 0 | 47.81 | 40.81 | 5 | 0
2025 | NE_2_MAPP_US | NE | MAPP_US | Internal | Winter | B19 | 700 | 1600 | 0 | 47.7 | 40.81 | 5 | 0
2025 | NE_2_MAPP_US | NE | MAPP_US | Internal | Winter | B20 | 935 | 1600 | 0 | 44.89 | 37.89 | 5 | 0
2025 | NE_2_MISO_W | NE | MISO_W | Internal | Shoulder | B11 | 25 | 1600 | 0 | 67.57 | 63.99 | 5 | 0
2025 | NE_2_MISO_W | NE | MISO_W | Internal | Shoulder | B12 | 200 | 1600 | 0 | 50.9 | 50.9 | 5 | 0
2025 | NE_2_MISO_W | NE | MISO_W | Internal | Shoulder | B13 | 600 | 1600 | 0 | 45.55 | 45.17 | 5 | 0
2025 | NE_2_MISO_W | NE | MISO_W | Internal | Shoulder | B14 | 900 | 1600 | 0 | 44.88 | 43.95 | 5 | 0
2025 | NE_2_MISO_W | NE | MISO_W | Internal | Shoulder | B15 | 1203 | 1600 | 0 | 44.76 | 42.48 | 5 | 0
2025 | NE_2_MISO_W | NE | MISO_W | Internal | Summer | B1 | 10 | 1600 | 0 | 72.6 | 72.6 | 5 | 0
2025 | NE_2_MISO_W | NE | MISO_W | Internal | Summer | B2 | 25 | 1600 | 0 | 72.42 | 71.21 | 5 | 0
2025 | NE_2_MISO_W | NE | MISO_W | Internal | Summer | B3 | 75 | 1600 | 0 | 72.42 | 71.21 | 5 | 0
2025 | NE_2_MISO_W | NE | MISO_W | Internal | Summer | B4 | 100 | 1600 | 0 | 70.2 | 70.2 | 5 | 0
2025 | NE_2_MISO_W | NE | MISO_W | Internal | Summer | B5 | 200 | 1600 | 0 | 67.64 | 67.64 | 5 | 0
2025 | NE_2_MISO_W | NE | MISO_W | Internal | Summer | B6 | 300 | 1600 | 0 | 61.17 | 54.18 | 5 | 0
2025 | NE_2_MISO_W | NE | MISO_W | Internal | Summer | B7 | 400 | 1600 | 0 | 49.14 | 44.5 | 5 | 0
2025 | NE_2_MISO_W | NE | MISO_W | Internal | Summer | B8 | 500 | 1600 | 0 | 42.04 | 41.38 | 5 | 0
2025 | NE_2_MISO_W | NE | MISO_W | Internal | Summer | B9 | 800 | 1600 | 0 | 42.04 | 40.52 | 5 | 0
2025 | NE_2_MISO_W | NE | MISO_W | Internal | Summer | B10 | 1262 | 1600 | 0 | 38.01 | 38.01 | 5 | 0
2025 | NE_2_MISO_W | NE | MISO_W | Internal | Winter | B16 | 25 | 1600 | 0 | 62.5 | 62.5 | 5 | 0
2025 | NE_2_MISO_W | NE | MISO_W | Internal | Winter | B17 | 100 | 1600 | 0 | 49.5 | 50.89 | 5 | 0
2025 | NE_2_MISO_W | NE | MISO_W | Internal | Winter | B18 | 400 | 1600 | 0 | 47.81 | 47.24 | 5 | 0
2025 | NE_2_MISO_W | NE | MISO_W | Internal | Winter | B19 | 700 | 1600 | 0 | 47.7 | 47.13 | 5 | 0
2025 | NE_2_MISO_W | NE | MISO_W | Internal | Winter | B20 | 935 | 1600 | 0 | 44.89 | 40.88 | 5 | 0
2025 | NE_2_SPP_N | NE | SPP_N | Internal | Shoulder | B11 | 25 | 1800 | 1800 | 67.57 | 70.09 | 0.01 | 2.5
2025 | NE_2_SPP_N | NE | SPP_N | Internal | Shoulder | B12 | 200 | 1800 | 148.15 | 50.9 | 50.92 | 0.01 | 0
2025 | NE_2_SPP_N | NE | SPP_N | Internal | Shoulder | B13 | 600 | 1800 | 844.93 | 45.55 | 45.56 | 0.01 | 0
2025 | NE_2_SPP_N | NE | SPP_N | Internal | Shoulder | B14 | 900 | 1800 | 152.56 | 44.88 | 44.89 | 0.01 | 0
2025 | NE_2_SPP_N | NE | SPP_N | Internal | Shoulder | B15 | 1203 | 1800 | 638.21 | 44.76 | 44.77 | 0.01 | 0
2025 | NE_2_SPP_N | NE | SPP_N | Internal | Summer | B1 | 10 | 1800 | 1799.99 | 72.6 | 73.59 | 0.01 | 0.98
2025 | NE_2_SPP_N | NE | SPP_N | Internal | Summer | B2 | 25 | 1800 | 1800 | 72.42 | 73.59 | 0.01 | 1.17
2025 | NE_2_SPP_N | NE | SPP_N | Internal | Summer | B3 | 75 | 1800 | 1800 | 72.42 | 73.59 | 0.01 | 1.17
2025 | NE_2_SPP_N | NE | SPP_N | Internal | Summer | B4 | 100 | 1800 | 1800 | 70.2 | 73.59 | 0.01 | 3.39
2025 | NE_2_SPP_N | NE | SPP_N | Internal | Summer | B5 | 200 | 1800 | 1602.2 | 67.64 | 67.65 | 0.01 | 0
2025 | NE_2_SPP_N | NE | SPP_N | Internal | Summer | B6 | 300 | 1800 | 1732.33 | 61.17 | 61.18 | 0.01 | 0
2025 | NE_2_SPP_N | NE | SPP_N | Internal | Summer | B7 | 400 | 1800 | 1800 | 49.14 | 51.5 | 0.01 | 2.35
2025 | NE_2_SPP_N | NE | SPP_N | Internal | Summer | B8 | 500 | 1800 | 1800 | 42.04 | 44.9 | 0.01 | 2.85
2025 | NE_2_SPP_N | NE | SPP_N | Internal | Summer | B9 | 800 | 1800 | 1800 | 42.04 | 43.36 | 0.01 | 1.31
2025 | NE_2_SPP_N | NE | SPP_N | Internal | Summer | B10 | 1262 | 1800 | 1800 | 38.01 | 40.3 | 0.01 | 2.28
2025 | NE_2_SPP_N | NE | SPP_N | Internal | Winter | B16 | 25 | 1800 | 1799.99 | 62.5 | 63.13 | 0.01 | 0.61
2025 | NE_2_SPP_N | NE | SPP_N | Internal | Winter | B17 | 100 | 1800 | 970.55 | 49.5 | 49.51 | 0.01 | 0
2025 | NE_2_SPP_N | NE | SPP_N | Internal | Winter | B18 | 400 | 1800 | 1710.13 | 47.81 | 47.82 | 0.01 | 0
2025 | NE_2_SPP_N | NE | SPP_N | Internal | Winter | B19 | 700 | 1800 | 1099.16 | 47.7 | 47.71 | 0.01 | 0
2025 | NE_2_SPP_N | NE | SPP_N | Internal | Winter | B20 | 935 | 1800 | 1785.29 | 44.89 | 44.9 | 0.01 | 0
2025 | NEISO_2_NYISO_A-F | NEISO | NYISO_A-F | Internal | Shoulder | B11 | 25 | 600 | 600 | 40.76 | 47.67 | 3 | 3.91
2025 | NEISO_2_NYISO_A-F | NEISO | NYISO_A-F | Internal | Shoulder | B12 | 200 | 600 | 12.51 | 40.76 | 43.76 | 3 | 0
2025 | NEISO_2_NYISO_A-F | NEISO | NYISO_A-F | Internal | Shoulder | B13 | 600 | 600 | 0 | 40.76 | 43.47 | 3 | 0
2025 | NEISO_2_NYISO_A-F | NEISO | NYISO_A-F | Internal | Shoulder | B14 | 900 | 600 | 0 | 40.76 | 43.47 | 3 | 0
2025 | NEISO_2_NYISO_A-F | NEISO | NYISO_A-F | Internal | Shoulder | B15 | 1203 | 600 | 0 | 40.76 | 43.47 | 3 | 0
2025 | NEISO_2_NYISO_A-F | NEISO | NYISO_A-F | Internal | Summer | B1 | 10 | 600 | 0.52 | 63.64 | 66.61 | 3 | 0
2025 | NEISO_2_NYISO_A-F | NEISO | NYISO_A-F | Internal | Summer | B2 | 25 | 600 | 0.22 | 60.41 | 63.39 | 3 | 0
2025 | NEISO_2_NYISO_A-F | NEISO | NYISO_A-F | Internal | Summer | B3 | 75 | 600 | 600 | 52.64 | 57.22 | 3 | 1.58
2025 | NEISO_2_NYISO_A-F | NEISO | NYISO_A-F | Internal | Summer | B4 | 100 | 600 | 600 | 41.8 | 50.12 | 3 | 5.32
2025 | NEISO_2_NYISO_A-F | NEISO | NYISO_A-F | Internal | Summer | B5 | 200 | 600 | 600 | 41.42 | 50.12 | 3 | 5.7
2025 | NEISO_2_NYISO_A-F | NEISO | NYISO_A-F | Internal | Summer | B6 | 300 | 600 | 600 | 37.7 | 48.41 | 3 | 7.71
2025 | NEISO_2_NYISO_A-F | NEISO | NYISO_A-F | Internal | Summer | B7 | 400 | 600 | 600 | 37.7 | 44.49 | 3 | 3.79
2025 | NEISO_2_NYISO_A-F | NEISO | NYISO_A-F | Internal | Summer | B8 | 500 | 600 | 600 | 37.7 | 42.19 | 3 | 1.49
2025 | NEISO_2_NYISO_A-F | NEISO | NYISO_A-F | Internal | Summer | B9 | 800 | 600 | 600 | 37.7 | 41.13 | 3 | 0.43
2025 | NEISO_2_NYISO_A-F | NEISO | NYISO_A-F | Internal | Summer | B10 | 1262 | 600 | 600 | 37.7 | 41.13 | 3 | 0.43
2025 | NEISO_2_NYISO_A-F | NEISO | NYISO_A-F | Internal | Winter | B16 | 25 | 600 | 0 | 50.22 | 51.64 | 3 | 0
2025 | NEISO_2_NYISO_A-F | NEISO | NYISO_A-F | Internal | Winter | B17 | 100 | 600 | 0 | 50.22 | 48.19 | 3 | 0
2025 | NEISO_2_NYISO_A-F | NEISO | NYISO_A-F | Internal | Winter | B18 | 400 | 600 | 0 | 50.22 | 47.22 | 3 | 0
2025 | NEISO_2_NYISO_A-F | NEISO | NYISO_A-F | Internal | Winter | B19 | 700 | 600 | 0 | 50.22 | 47.22 | 3 | 0
2025 | NEISO_2_NYISO_A-F | NEISO | NYISO_A-F | Internal | Winter | B20 | 935 | 600 | 0 | 50.22 | 47.22 | 3 | 0
2025 | NEISO_2_NYISO_G-I | NEISO | NYISO_G-I | Internal | Shoulder | B11 | 25 | 600 | 600 | 40.76 | 58.18 | 3 | 14.42
2025 | NEISO_2_NYISO_G-I | NEISO | NYISO_G-I | Internal | Shoulder | B12 | 200 | 600 | 600 | 40.76 | 53.75 | 3 | 9.99
2025 | NEISO_2_NYISO_G-I | NEISO | NYISO_G-I | Internal | Shoulder | B13 | 600 | 600 | 154.26 | 40.76 | 43.76 | 3 | 0
2025 | NEISO_2_NYISO_G-I | NEISO | NYISO_G-I | Internal | Shoulder | B14 | 900 | 600 | 0 | 40.76 | 43.72 | 3 | 0
2025 | NEISO_2_NYISO_G-I | NEISO | NYISO_G-I | Internal | Shoulder | B15 | 1203 | 600 | 0 | 40.76 | 43.48 | 3 | 0
2025 | NEISO_2_NYISO_G-I | NEISO | NYISO_G-I | Internal | Summer | B1 | 10 | 600 | 1.02 | 63.64 | 66.62 | 3 | 0
2025 | NEISO_2_NYISO_G-I | NEISO | NYISO_G-I | Internal | Summer | B2 | 25 | 600 | 0.44 | 60.41 | 63.4 | 3 | 0
2025 | NEISO_2_NYISO_G-I | NEISO | NYISO_G-I | Internal | Summer | B3 | 75 | 600 | 600 | 52.64 | 57.47 | 3 | 1.82
2025 | NEISO_2_NYISO_G-I | NEISO | NYISO_G-I | Internal | Summer | B4 | 100 | 600 | 600 | 41.8 | 53.69 | 3 | 8.89
2025 | NEISO_2_NYISO_G-I | NEISO | NYISO_G-I | Internal | Summer | B5 | 200 | 600 | 600 | 41.42 | 53.69 | 3 | 9.27
2025 | NEISO_2_NYISO_G-I | NEISO | NYISO_G-I | Internal | Summer | B6 | 300 | 600 | 600 | 37.7 | 53.69 | 3 | 12.99
2025 | NEISO_2_NYISO_G-I | NEISO | NYISO_G-I | Internal | Summer | B7 | 400 | 600 | 600 | 37.7 | 50.2 | 3 | 9.5
2025 | NEISO_2_NYISO_G-I | NEISO | NYISO_G-I | Internal | Summer | B8 | 500 | 600 | 600 | 37.7 | 42.21 | 3 | 1.5
2025 | NEISO_2_NYISO_G-I | NEISO | NYISO_G-I | Internal | Summer | B9 | 800 | 600 | 600 | 37.7 | 41.15 | 3 | 0.44
2025 | NEISO_2_NYISO_G-I | NEISO | NYISO_G-I | Internal | Summer | B10 | 1262 | 600 | 600 | 37.7 | 41.15 | 3 | 0.44
2025 | NEISO_2_NYISO_G-I | NEISO | NYISO_G-I | Internal | Winter | B16 | 25 | 600 | 600 | 50.22 | 70.51 | 3 | 17.3
2025 | NEISO_2_NYISO_G-I | NEISO | NYISO_G-I | Internal | Winter | B17 | 100 | 600 | 600 | 50.22 | 58.9 | 3 | 5.69
2025 | NEISO_2_NYISO_G-I | NEISO | NYISO_G-I | Internal | Winter | B18 | 400 | 600 | 600 | 50.22 | 54.34 | 3 | 1.12
2025 | NEISO_2_NYISO_G-I | NEISO | NYISO_G-I | Internal | Winter | B19 | 700 | 600 | 0 | 50.22 | 52.06 | 3 | 0
2025 | NEISO_2_NYISO_G-I | NEISO | NYISO_G-I | Internal | Winter | B20 | 935 | 600 | 0 | 50.22 | 49.71 | 3 | 0
2025 | NEISO_2_NYISO_J-K | NEISO | NYISO_J-K | Internal | Shoulder | B11 | 25 | 430 | 430 | 40.76 | 58.19 | 3 | 14.43
2025 | NEISO_2_NYISO_J-K | NEISO | NYISO_J-K | Internal | Shoulder | B12 | 200 | 430 | 430 | 40.76 | 53.76 | 3 | 10
2025 | NEISO_2_NYISO_J-K | NEISO | NYISO_J-K | Internal | Shoulder | B13 | 600 | 430 | 429.98 | 40.76 | 43.77 | 3 | 0.01
2025 | NEISO_2_NYISO_J-K | NEISO | NYISO_J-K | Internal | Shoulder | B14 | 900 | 430 | 0 | 40.76 | 43.73 | 3 | 0
2025 | NEISO_2_NYISO_J-K | NEISO | NYISO_J-K | Internal | Shoulder | B15 | 1203 | 430 | 0 | 40.76 | 43.49 | 3 | 0
2025 | NEISO_2_NYISO_J-K | NEISO | NYISO_J-K | Internal | Summer | B1 | 10 | 430 | 170.51 | 63.64 | 66.64 | 3 | 0
2025 | NEISO_2_NYISO_J-K | NEISO | NYISO_J-K | Internal | Summer | B2 | 25 | 430 | 306.74 | 60.41 | 63.41 | 3 | 0
2025 | NEISO_2_NYISO_J-K | NEISO | NYISO_J-K | Internal | Summer | B3 | 75 | 430 | 430 | 52.64 | 57.48 | 3 | 1.83
2025 | NEISO_2_NYISO_J-K | NEISO | NYISO_J-K | Internal | Summer | B4 | 100 | 430 | 430 | 41.8 | 53.7 | 3 | 8.91
2025 | NEISO_2_NYISO_J-K | NEISO | NYISO_J-K | Internal | Summer | B5 | 200 | 430 | 430 | 41.42 | 53.7 | 3 | 9.28
2025 | NEISO_2_NYISO_J-K | NEISO | NYISO_J-K | Internal | Summer | B6 | 300 | 430 | 430 | 37.7 | 53.7 | 3 | 13
2025 | NEISO_2_NYISO_J-K | NEISO | NYISO_J-K | Internal | Summer | B7 | 400 | 430 | 430 | 37.7 | 53.7 | 3 | 13
2025 | NEISO_2_NYISO_J-K | NEISO | NYISO_J-K | Internal | Summer | B8 | 500 | 430 | 430 | 37.7 | 42.22 | 3 | 1.52
2025 | NEISO_2_NYISO_J-K | NEISO | NYISO_J-K | Internal | Summer | B9 | 800 | 430 | 430 | 37.7 | 41.16 | 3 | 0.46
2025 | NEISO_2_NYISO_J-K | NEISO | NYISO_J-K | Internal | Summer | B10 | 1262 | 430 | 430 | 37.7 | 41.16 | 3 | 0.46
2025 | NEISO_2_NYISO_J-K | NEISO | NYISO_J-K | Internal | Winter | B16 | 25 | 430 | 430 | 50.22 | 74.17 | 3 | 20.96
2025 | NEISO_2_NYISO_J-K | NEISO | NYISO_J-K | Internal | Winter | B17 | 100 | 430 | 430 | 50.22 | 58.91 | 3 | 5.7
2025 | NEISO_2_NYISO_J-K | NEISO | NYISO_J-K | Internal | Winter | B18 | 400 | 430 | 430 | 50.22 | 55.56 | 3 | 2.35
2025 | NEISO_2_NYISO_J-K | NEISO | NYISO_J-K | Internal | Winter | B19 | 700 | 430 | 430 | 50.22 | 55.56 | 3 | 2.35
2025 | NEISO_2_NYISO_J-K | NEISO | NYISO_J-K | Internal | Winter | B20 | 935 | 430 | 0 | 50.22 | 51.93 | 3 | 0
2025 | NonRTO_Midwest_2_MISO_IN | NonRTO_Midwest | MISO_IN | Internal | Shoulder | B11 | 25 | 4450 | 0 | 71.97 | 63.97 | 8 | 0
2025 | NonRTO_Midwest_2_MISO_IN | NonRTO_Midwest | MISO_IN | Internal | Shoulder | B12 | 200 | 4450 | 0 | 58.93 | 50.93 | 8 | 0
2025 | NonRTO_Midwest_2_MISO_IN | NonRTO_Midwest | MISO_IN | Internal | Shoulder | B13 | 600 | 4450 | 0 | 53.19 | 45.19 | 8 | 0
2025 | NonRTO_Midwest_2_MISO_IN | NonRTO_Midwest | MISO_IN | Internal | Shoulder | B14 | 900 | 4450 | 0 | 44.5 | 43.92 | 8 | 0
2025 | NonRTO_Midwest_2_MISO_IN | NonRTO_Midwest | MISO_IN | Internal | Shoulder | B15 | 1203 | 4450 | 0 | 38.74 | 41.86 | 8 | 0
2025 | NonRTO_Midwest_2_MISO_IN | NonRTO_Midwest | MISO_IN | Internal | Summer | B1 | 10 | 4450 | 0 | 75.82 | 72.6 | 8 | 0
2025 | NonRTO_Midwest_2_MISO_IN | NonRTO_Midwest | MISO_IN | Internal | Summer | B2 | 25 | 4450 | 0 | 75.82 | 70.91 | 8 | 0
2025 | NonRTO_Midwest_2_MISO_IN | NonRTO_Midwest | MISO_IN | Internal | Summer | B3 | 75 | 4450 | 0 | 75.82 | 68.89 | 8 | 0
2025 | NonRTO_Midwest_2_MISO_IN | NonRTO_Midwest | MISO_IN | Internal | Summer | B4 | 100 | 4450 | 0 | 75.77 | 67.77 | 8 | 0
2025 | NonRTO_Midwest_2_MISO_IN | NonRTO_Midwest | MISO_IN | Internal | Summer | B5 | 200 | 4450 | 0 | 69.17 | 61.17 | 8 | 0
2025 | NonRTO_Midwest_2_MISO_IN | NonRTO_Midwest | MISO_IN | Internal | Summer | B6 | 300 | 4450 | 0 | 61.17 | 53.17 | 8 | 0
2025 | NonRTO_Midwest_2_MISO_IN | NonRTO_Midwest | MISO_IN | Internal | Summer | B7 | 400 | 4450 | 0 | 45.57 | 44.48 | 8 | 0
2025 | NonRTO_Midwest_2_MISO_IN | NonRTO_Midwest | MISO_IN | Internal | Summer | B8 | 500 | 4450 | 0 | 43.71 | 41.38 | 8 | 0
2025 | NonRTO_Midwest_2_MISO_IN | NonRTO_Midwest | MISO_IN | Internal | Summer | B9 | 800 | 4450 | 0 | 39.06 | 40.52 | 8 | 0
2025 | NonRTO_Midwest_2_MISO_IN | NonRTO_Midwest | MISO_IN | Internal | Summer | B10 | 1262 | 4450 | 0 | 36.69 | 38.03 | 8 | 0
2025 | NonRTO_Midwest_2_MISO_IN | NonRTO_Midwest | MISO_IN | Internal | Winter | B16 | 25 | 4450 | 0 | 70.53 | 62.53 | 8 | 0
2025 | NonRTO_Midwest_2_MISO_IN | NonRTO_Midwest | MISO_IN | Internal | Winter | B17 | 100 | 4450 | 0 | 58.91 | 50.91 | 8 | 0
2025 | NonRTO_Midwest_2_MISO_IN | NonRTO_Midwest | MISO_IN | Internal | Winter | B18 | 400 | 4450 | 0 | 55.2 | 47.2 | 8 | 0
2025 | NonRTO_Midwest_2_MISO_IN | NonRTO_Midwest | MISO_IN | Internal | Winter | B19 | 700 | 4450 | 0 | 45.52 | 44.62 | 8 | 0
2025 | NonRTO_Midwest_2_MISO_IN | NonRTO_Midwest | MISO_IN | Internal | Winter | B20 | 935 | 4450 | 0 | 38.39 | 40.91 | 8 | 0
2025 | NonRTO_Midwest_2_TVA_Transmission | NonRTO_Midwest | TVA_Transmission | Internal | Shoulder | B11 | 25 | 2400 | 0 | 71.97 | 65.04 | 8 | 0
2025 | NonRTO_Midwest_2_TVA_Transmission | NonRTO_Midwest | TVA_Transmission | Internal | Shoulder | B12 | 200 | 2400 | 0 | 58.93 | 52.13 | 8 | 0
2025 | NonRTO_Midwest_2_TVA_Transmission | NonRTO_Midwest | TVA_Transmission | Internal | Shoulder | B13 | 600 | 2400 | 0 | 53.19 | 48.67 | 8 | 0
2025 | NonRTO_Midwest_2_TVA_Transmission | NonRTO_Midwest | TVA_Transmission | Internal | Shoulder | B14 | 900 | 2400 | 0 | 44.5 | 47.81 | 8 | 0
2025 | NonRTO_Midwest_2_TVA_Transmission | NonRTO_Midwest | TVA_Transmission | Internal | Shoulder | B15 | 1203 | 2400 | 0 | 38.74 | 46.48 | 8 | 0
2025 | NonRTO_Midwest_2_TVA_Transmission | NonRTO_Midwest | TVA_Transmission | Internal | Summer | B1 | 10 | 2400 | 0 | 75.82 | 80.6 | 8 | 0
2025 | NonRTO_Midwest_2_TVA_Transmission | NonRTO_Midwest | TVA_Transmission | Internal | Summer | B2 | 25 | 2400 | 0 | 75.82 | 74.9 | 8 | 0
2025 | NonRTO_Midwest_2_TVA_Transmission | NonRTO_Midwest | TVA_Transmission | Internal | Summer | B3 | 75 | 2400 | 0 | 75.82 | 74.27 | 8 | 0
2025 | NonRTO_Midwest_2_TVA_Transmission | NonRTO_Midwest | TVA_Transmission | Internal | Summer | B4 | 100 | 2400 | 0 | 75.77 | 71.78 | 8 | 0
2025 | NonRTO_Midwest_2_TVA_Transmission | NonRTO_Midwest | TVA_Transmission | Internal | Summer | B5 | 200 | 2400 | 0 | 69.17 | 65.15 | 8 | 0
2025 | NonRTO_Midwest_2_TVA_Transmission | NonRTO_Midwest | TVA_Transmission | Internal | Summer | B6 | 300 | 2400 | 0 | 61.17 | 57.28 | 8 | 0
2025 | NonRTO_Midwest_2_TVA_Transmission | NonRTO_Midwest | TVA_Transmission | Internal | Summer | B7 | 400 | 2400 | 0 | 45.57 | 49.51 | 8 | 0
2025 | NonRTO_Midwest_2_TVA_Transmission | NonRTO_Midwest | TVA_Transmission | Internal | Summer | B8 | 500 | 2400 | 0 | 43.71 | 46.11 | 8 | 0
2025 | NonRTO_Midwest_2_TVA_Transmission | NonRTO_Midwest | TVA_Transmission | Internal | Summer | B9 | 800 | 2400 | 0 | 39.06 | 44.22 | 8 | 0
2025 | NonRTO_Midwest_2_TVA_Transmission | NonRTO_Midwest | TVA_Transmission | Internal | Summer | B10 | 1262 | 2400 | 0 | 36.69 | 42.37 | 8 | 0
2025 | NonRTO_Midwest_2_TVA_Transmission | NonRTO_Midwest | TVA_Transmission | Internal | Winter | B16 | 25 | 2400 | 0 | 70.53 | 69.92 | 8 | 0
2025 | NonRTO_Midwest_2_TVA_Transmission | NonRTO_Midwest | TVA_Transmission | Internal | Winter | B17 | 100 | 2400 | 0 | 58.91 | 54.37 | 8 | 0
2025 | NonRTO_Midwest_2_TVA_Transmission | NonRTO_Midwest | TVA_Transmission | Internal | Winter | B18 | 400 | 2400 | 0 | 55.2 | 50.23 | 8 | 0
2025 | NonRTO_Midwest_2_TVA_Transmission | NonRTO_Midwest | TVA_Transmission | Internal | Winter | B19 | 700 | 2400 | 0 | 45.52 | 48.36 | 8 | 0
2025 | NonRTO_Midwest_2_TVA_Transmission | NonRTO_Midwest | TVA_Transmission | Internal | Winter | B20 | 935 | 2400 | 0 | 38.39 | 46.35 | 8 | 0
2025 | NYISO_A-F_2_IESO | NYISO_A-F | IESO | Internal | Shoulder | B11 | 25 | 1600 | 0 | 47.67 | 36.47 | 7 | 0
2025 | NYISO_A-F_2_IESO | NYISO_A-F | IESO | Internal | Shoulder | B12 | 200 | 1600 | 0 | 43.76 | 36.47 | 7 | 0
2025 | NYISO_A-F_2_IESO | NYISO_A-F | IESO | Internal | Shoulder | B13 | 600 | 1600 | 0 | 43.47 | 36.47 | 7 | 0
2025 | NYISO_A-F_2_IESO | NYISO_A-F | IESO | Internal | Shoulder | B14 | 900 | 1600 | 0 | 43.47 | 36.47 | 7 | 0
2025 | NYISO_A-F_2_IESO | NYISO_A-F | IESO | Internal | Shoulder | B15 | 1203 | 1600 | 0 | 43.47 | 36.47 | 7 | 0
2025 | NYISO_A-F_2_IESO | NYISO_A-F | IESO | Internal | Summer | B1 | 10 | 1600 | 0 | 66.61 | 65.6 | 7 | 0
2025 | NYISO_A-F_2_IESO | NYISO_A-F | IESO | Internal | Summer | B2 | 25 | 1600 | 0 | 63.39 | 63.9 | 7 | 0
2025 | NYISO_A-F_2_IESO | NYISO_A-F | IESO | Internal | Summer | B3 | 75 | 1600 | 0 | 57.22 | 50.22 | 7 | 0
2025 | NYISO_A-F_2_IESO | NYISO_A-F | IESO | Internal | Summer | B4 | 100 | 1600 | 0 | 50.12 | 43.12 | 7 | 0
2025 | NYISO_A-F_2_IESO | NYISO_A-F | IESO | Internal | Summer | B5 | 200 | 1600 | 0 | 50.12 | 41.41 | 7 | 0
2025 | NYISO_A-F_2_IESO | NYISO_A-F | IESO | Internal | Summer | B6 | 300 | 1600 | 0 | 48.41 | 41.41 | 7 | 0
2025 | NYISO_A-F_2_IESO | NYISO_A-F | IESO | Internal | Summer | B7 | 400 | 1600 | 0 | 44.49 | 37.49 | 7 | 0
2025 | NYISO_A-F_2_IESO | NYISO_A-F | IESO | Internal | Summer | B8 | 500 | 1600 | 0 | 42.19 | 34.4 | 7 | 0
2025 | NYISO_A-F_2_IESO | NYISO_A-F | IESO | Internal | Summer | B9 | 800 | 1600 | 0 | 41.13 | 34.13 | 7 | 0
2025 | NYISO_A-F_2_IESO | NYISO_A-F | IESO | Internal | Summer | B10 | 1262 | 1600 | 0 | 41.13 | 34.13 | 7 | 0
2025 | NYISO_A-F_2_IESO | NYISO_A-F | IESO | Internal | Winter | B16 | 25 | 1600 | 0 | 51.64 | 44.64 | 7 | 0
2025 | NYISO_A-F_2_IESO | NYISO_A-F | IESO | Internal | Winter | B17 | 100 | 1600 | 0 | 48.19 | 41.19 | 7 | 0
2025 | NYISO_A-F_2_IESO | NYISO_A-F | IESO | Internal | Winter | B18 | 400 | 1600 | 0 | 47.22 | 40.22 | 7 | 0
2025 | NYISO_A-F_2_IESO | NYISO_A-F | IESO | Internal | Winter | B19 | 700 | 1600 | 0 | 47.22 | 40.22 | 7 | 0
2025 | NYISO_A-F_2_IESO | NYISO_A-F | IESO | Internal | Winter | B20 | 935 | 1600 | 0 | 47.22 | 40.22 | 7 | 0
2025 | NYISO_A-F_2_NEISO | NYISO_A-F | NEISO | Internal | Shoulder | B11 | 25 | 600 | 0 | 47.67 | 40.76 | 3 | 0
2025 | NYISO_A-F_2_NEISO | NYISO_A-F | NEISO | Internal | Shoulder | B12 | 200 | 600 | 0 | 43.76 | 40.76 | 3 | 0
2025 | NYISO_A-F_2_NEISO | NYISO_A-F | NEISO | Internal | Shoulder | B13 | 600 | 600 | 0 | 43.47 | 40.76 | 3 | 0
2025 | NYISO_A-F_2_NEISO | NYISO_A-F | NEISO | Internal | Shoulder | B14 | 900 | 600 | 0 | 43.47 | 40.76 | 3 | 0
2025 | NYISO_A-F_2_NEISO | NYISO_A-F | NEISO | Internal | Shoulder | B15 | 1203 | 600 | 0 | 43.47 | 40.76 | 3 | 0
2025 | NYISO_A-F_2_NEISO | NYISO_A-F | NEISO | Internal | Summer | B1 | 10 | 600 | 0 | 66.61 | 63.64 | 3 | 0
2025 | NYISO_A-F_2_NEISO | NYISO_A-F | NEISO | Internal | Summer | B2 | 25 | 600 | 0 | 63.39 | 60.41 | 3 | 0
2025 | NYISO_A-F_2_NEISO | NYISO_A-F | NEISO | Internal | Summer | B3 | 75 | 600 | 0 | 57.22 | 52.64 | 3 | 0
2025 | NYISO_A-F_2_NEISO | NYISO_A-F | NEISO | Internal | Summer | B4 | 100 | 600 | 0 | 50.12 | 41.8 | 3 | 0
2025 | NYISO_A-F_2_NEISO | NYISO_A-F | NEISO | Internal | Summer | B5 | 200 | 600 | 0 | 50.12 | 41.42 | 3 | 0
2025 | NYISO_A-F_2_NEISO | NYISO_A-F | NEISO | Internal | Summer | B6 | 300 | 600 | 0 | 48.41 | 37.7 | 3 | 0
2025 | NYISO_A-F_2_NEISO | NYISO_A-F | NEISO | Internal | Summer | B7 | 400 | 600 | 0 | 44.49 | 37.7 | 3 | 0
2025 | NYISO_A-F_2_NEISO | NYISO_A-F | NEISO | Internal | Summer | B8 | 500 | 600 | 0 | 42.19 | 37.7 | 3 | 0
2025 | NYISO_A-F_2_NEISO | NYISO_A-F | NEISO | Internal | Summer | B9 | 800 | 600 | 0 | 41.13 | 37.7 | 3 | 0
2025 | NYISO_A-F_2_NEISO | NYISO_A-F | NEISO | Internal | Summer | B10 | 1262 | 600 | 0 | 41.13 | 37.7 | 3 | 0
2025 | NYISO_A-F_2_NEISO | NYISO_A-F | NEISO | Internal | Winter | B16 | 25 | 600 | 0 | 51.64 | 50.22 | 3 | 0
2025 | NYISO_A-F_2_NEISO | NYISO_A-F | NEISO | Internal | Winter | B17 | 100 | 600 | 0 | 48.19 | 50.22 | 3 | 0
2025 | NYISO_A-F_2_NEISO | NYISO_A-F | NEISO | Internal | Winter | B18 | 400 | 600 | 69.28 | 47.22 | 50.22 | 3 | 0
2025 | NYISO_A-F_2_NEISO | NYISO_A-F | NEISO | Internal | Winter | B19 | 700 | 600 | 46.71 | 47.22 | 50.22 | 3 | 0
2025 | NYISO_A-F_2_NEISO | NYISO_A-F | NEISO | Internal | Winter | B20 | 935 | 600 | 35.92 | 47.22 | 50.22 | 3 | 0
2025 | NYISO_A-F_2_NYISO_G-I | NYISO_A-F | NYISO_G-I | Internal | Shoulder | B11 | 25 | 4250 | 4250 | 47.67 | 58.18 | 0.01 | 10.5
2025 | NYISO_A-F_2_NYISO_G-I | NYISO_A-F | NYISO_G-I | Internal | Shoulder | B12 | 200 | 4250 | 4250 | 43.76 | 53.75 | 0.01 | 9.98
2025 | NYISO_A-F_2_NYISO_G-I | NYISO_A-F | NYISO_G-I | Internal | Shoulder | B13 | 600 | 4250 | 4250 | 43.47 | 43.76 | 0.01 | 0.28
2025 | NYISO_A-F_2_NYISO_G-I | NYISO_A-F | NYISO_G-I | Internal | Shoulder | B14 | 900 | 4250 | 4250 | 43.47 | 43.72 | 0.01 | 0.24
2025 | NYISO_A-F_2_NYISO_G-I | NYISO_A-F | NYISO_G-I | Internal | Shoulder | B15 | 1203 | 4250 | 2784.43 | 43.47 | 43.48 | 0.01 | 0
2025 | NYISO_A-F_2_NYISO_G-I | NYISO_A-F | NYISO_G-I | Internal | Summer | B1 | 10 | 4250 | 4036.48 | 66.61 | 66.62 | 0.01 | 0
2025 | NYISO_A-F_2_NYISO_G-I | NYISO_A-F | NYISO_G-I | Internal | Summer | B2 | 25 | 4250 | 3855.91 | 63.39 | 63.4 | 0.01 | 0
2025 | NYISO_A-F_2_NYISO_G-I | NYISO_A-F | NYISO_G-I | Internal | Summer | B3 | 75 | 4250 | 4249.99 | 57.22 | 57.47 | 0.01 | 0.23
2025 | NYISO_A-F_2_NYISO_G-I | NYISO_A-F | NYISO_G-I | Internal | Summer | B4 | 100 | 4250 | 4250 | 50.12 | 53.69 | 0.01 | 3.56
2025 | NYISO_A-F_2_NYISO_G-I | NYISO_A-F | NYISO_G-I | Internal | Summer | B5 | 200 | 4250 | 4250 | 50.12 | 53.69 | 0.01 | 3.56
2025 | NYISO_A-F_2_NYISO_G-I | NYISO_A-F | NYISO_G-I | Internal | Summer | B6 | 300 | 4250 | 4250 | 48.41 | 53.69 | 0.01 | 5.27
2025 | NYISO_A-F_2_NYISO_G-I | NYISO_A-F | NYISO_G-I | Internal | Summer | B7 | 400 | 4250 | 4250 | 44.49 | 50.2 | 0.01 | 5.7
2025 | NYISO_A-F_2_NYISO_G-I | NYISO_A-F | NYISO_G-I | Internal | Summer | B8 | 500 | 4250 | 4185.1 | 42.19 | 42.21 | 0.01 | 0
2025 | NYISO_A-F_2_NYISO_G-I | NYISO_A-F | NYISO_G-I | Internal | Summer | B9 | 800 | 4250 | 2961.7 | 41.13 | 41.15 | 0.01 | 0
2025 | NYISO_A-F_2_NYISO_G-I | NYISO_A-F | NYISO_G-I | Internal | Summer | B10 | 1262 | 4250 | 407.87 | 41.13 | 41.15 | 0.01 | 0
2025 | NYISO_A-F_2_NYISO_G-I | NYISO_A-F | NYISO_G-I | Internal | Winter | B16 | 25 | 4250 | 4250 | 51.64 | 70.51 | 0.01 | 18.87
2025 | NYISO_A-F_2_NYISO_G-I | NYISO_A-F | NYISO_G-I | Internal | Winter | B17 | 100 | 4250 | 4250 | 48.19 | 58.9 | 0.01 | 10.7
2025 | NYISO_A-F_2_NYISO_G-I | NYISO_A-F | NYISO_G-I | Internal | Winter | B18 | 400 | 4250 | 4250 | 47.22 | 54.34 | 0.01 | 7.11
2025 | NYISO_A-F_2_NYISO_G-I | NYISO_A-F | NYISO_G-I | Internal | Winter | B19 | 700 | 4250 | 4250 | 47.22 | 52.06 | 0.01 | 4.83
2025 | NYISO_A-F_2_NYISO_G-I | NYISO_A-F | NYISO_G-I | Internal | Winter | B20 | 935 | 4250 | 4250 | 47.22 | 49.71 | 0.01 | 2.48
2025 | NYISO_A-F_2_PJM_ROM | NYISO_A-F | PJM_ROM | Internal | Shoulder | B11 | 25 | 1000 | 1000 | 47.67 | 59.45 | 8 | 3.78
2025 | NYISO_A-F_2_PJM_ROM | NYISO_A-F | PJM_ROM | Internal | Shoulder | B12 | 200 | 1000 | 0 | 43.76 | 49.14 | 8 | 0
2025 | NYISO_A-F_2_PJM_ROM | NYISO_A-F | PJM_ROM | Internal | Shoulder | B13 | 600 | 1000 | 0 | 43.47 | 44.9 | 8 | 0
2025 | NYISO_A-F_2_PJM_ROM | NYISO_A-F | PJM_ROM | Internal | Shoulder | B14 | 900 | 1000 | 0 | 43.47 | 43.95 | 8 | 0
2025 | NYISO_A-F_2_PJM_ROM | NYISO_A-F | PJM_ROM | Internal | Shoulder | B15 | 1203 | 1000 | 0 | 43.47 | 40.49 | 8 | 0
2025 | NYISO_A-F_2_PJM_ROM | NYISO_A-F | PJM_ROM | Internal | Summer | B1 | 10 | 1000 | 449.01 | 66.61 | 74.61 | 8 | 0
2025 | NYISO_A-F_2_PJM_ROM | NYISO_A-F | PJM_ROM | Internal | Summer | B2 | 25 | 1000 | 0 | 63.39 | 68.91 | 8 | 0
2025 | NYISO_A-F_2_PJM_ROM | NYISO_A-F | PJM_ROM | Internal | Summer | B3 | 75 | 1000 | 1000 | 57.22 | 68.42 | 8 | 3.2
2025 | NYISO_A-F_2_PJM_ROM | NYISO_A-F | PJM_ROM | Internal | Summer | B4 | 100 | 1000 | 1000 | 50.12 | 65.77 | 8 | 7.65
2025 | NYISO_A-F_2_PJM_ROM | NYISO_A-F | PJM_ROM | Internal | Summer | B5 | 200 | 1000 | 1000 | 50.12 | 59.14 | 8 | 1.03
2025 | NYISO_A-F_2_PJM_ROM | NYISO_A-F | PJM_ROM | Internal | Summer | B6 | 300 | 1000 | 0 | 48.41 | 52.2 | 8 | 0
2025 | NYISO_A-F_2_PJM_ROM | NYISO_A-F | PJM_ROM | Internal | Summer | B7 | 400 | 1000 | 0 | 44.49 | 44.19 | 8 | 0
2025 | NYISO_A-F_2_PJM_ROM | NYISO_A-F | PJM_ROM | Internal | Summer | B8 | 500 | 1000 | 0 | 42.19 | 41.42 | 8 | 0
2025 | NYISO_A-F_2_PJM_ROM | NYISO_A-F | PJM_ROM | Internal | Summer | B9 | 800 | 1000 | 0 | 41.13 | 39.31 | 8 | 0
2025 | NYISO_A-F_2_PJM_ROM | NYISO_A-F | PJM_ROM | Internal | Summer | B10 | 1262 | 1000 | 0 | 41.13 | 37.89 | 8 | 0
2025 | NYISO_A-F_2_PJM_ROM | NYISO_A-F | PJM_ROM | Internal | Winter | B16 | 25 | 1000 | 1000 | 51.64 | 64.5 | 8 | 4.87
2025 | NYISO_A-F_2_PJM_ROM | NYISO_A-F | PJM_ROM | Internal | Winter | B17 | 100 | 1000 | 0 | 48.19 | 52.9 | 8 | 0
2025 | NYISO_A-F_2_PJM_ROM | NYISO_A-F | PJM_ROM | Internal | Winter | B18 | 400 | 1000 | 0 | 47.22 | 48.32 | 8 | 0
2025 | NYISO_A-F_2_PJM_ROM | NYISO_A-F | PJM_ROM | Internal | Winter | B19 | 700 | 1000 | 0 | 47.22 | 45.59 | 8 | 0
2025 | NYISO_A-F_2_PJM_ROM | NYISO_A-F | PJM_ROM | Internal | Winter | B20 | 935 | 1000 | 0 | 47.22 | 41.58 | 8 | 0
2025 | NYISO_G-I_2_NEISO | NYISO_G-I | NEISO | Internal | Shoulder | B11 | 25 | 600 | 0 | 58.18 | 40.76 | 3 | 0
2025 | NYISO_G-I_2_NEISO | NYISO_G-I | NEISO | Internal | Shoulder | B12 | 200 | 600 | 0 | 53.75 | 40.76 | 3 | 0
2025 | NYISO_G-I_2_NEISO | NYISO_G-I | NEISO | Internal | Shoulder | B13 | 600 | 600 | 0 | 43.76 | 40.76 | 3 | 0
2025 | NYISO_G-I_2_NEISO | NYISO_G-I | NEISO | Internal | Shoulder | B14 | 900 | 600 | 0 | 43.72 | 40.76 | 3 | 0
2025 | NYISO_G-I_2_NEISO | NYISO_G-I | NEISO | Internal | Shoulder | B15 | 1203 | 600 | 0 | 43.48 | 40.76 | 3 | 0
2025 | NYISO_G-I_2_NEISO | NYISO_G-I | NEISO | Internal | Summer | B1 | 10 | 600 | 0 | 66.62 | 63.64 | 3 | 0
2025 | NYISO_G-I_2_NEISO | NYISO_G-I | NEISO | Internal | Summer | B2 | 25 | 600 | 0 | 63.4 | 60.41 | 3 | 0
2025 | NYISO_G-I_2_NEISO | NYISO_G-I | NEISO | Internal | Summer | B3 | 75 | 600 | 0 | 57.47 | 52.64 | 3 | 0
2025 | NYISO_G-I_2_NEISO | NYISO_G-I | NEISO | Internal | Summer | B4 | 100 | 600 | 0 | 53.69 | 41.8 | 3 | 0
2025 | NYISO_G-I_2_NEISO | NYISO_G-I | NEISO | Internal | Summer | B5 | 200 | 600 | 0 | 53.69 | 41.42 | 3 | 0
2025 | NYISO_G-I_2_NEISO | NYISO_G-I | NEISO | Internal | Summer | B6 | 300 | 600 | 0 | 53.69 | 37.7 | 3 | 0
2025 | NYISO_G-I_2_NEISO | NYISO_G-I | NEISO | Internal | Summer | B7 | 400 | 600 | 0 | 50.2 | 37.7 | 3 | 0
2025 | NYISO_G-I_2_NEISO | NYISO_G-I | NEISO | Internal | Summer | B8 | 500 | 600 | 0 | 42.21 | 37.7 | 3 | 0
2025 | NYISO_G-I_2_NEISO | NYISO_G-I | NEISO | Internal | Summer | B9 | 800 | 600 | 0 | 41.15 | 37.7 | 3 | 0
2025 | NYISO_G-I_2_NEISO | NYISO_G-I | NEISO | Internal | Summer | B10 | 1262 | 600 | 0 | 41.15 | 37.7 | 3 | 0
2025 | NYISO_G-I_2_NEISO | NYISO_G-I | NEISO | Internal | Winter | B16 | 25 | 600 | 0 | 70.51 | 50.22 | 3 | 0
2025 | NYISO_G-I_2_NEISO | NYISO_G-I | NEISO | Internal | Winter | B17 | 100 | 600 | 0 | 58.9 | 50.22 | 3 | 0
2025 | NYISO_G-I_2_NEISO | NYISO_G-I | NEISO | Internal | Winter | B18 | 400 | 600 | 0 | 54.34 | 50.22 | 3 | 0
2025 | NYISO_G-I_2_NEISO | NYISO_G-I | NEISO | Internal | Winter | B19 | 700 | 600 | 0 | 52.06 | 50.22 | 3 | 0
2025 | NYISO_G-I_2_NEISO | NYISO_G-I | NEISO | Internal | Winter | B20 | 935 | 600 | 0 | 49.71 | 50.22 | 3 | 0
2025 | NYISO_G-I_2_NYISO_A-F | NYISO_G-I | NYISO_A-F | Internal | Shoulder | B11 | 25 | 1999 | 0 | 58.18 | 47.67 | 0.01 | 0
2025 | NYISO_G-I_2_NYISO_A-F | NYISO_G-I | NYISO_A-F | Internal | Shoulder | B12 | 200 | 1999 | 0 | 53.75 | 43.76 | 0.01 | 0
2025 | NYISO_G-I_2_NYISO_A-F | NYISO_G-I | NYISO_A-F | Internal | Shoulder | B13 | 600 | 1999 | 0 | 43.76 | 43.47 | 0.01 | 0
2025 | NYISO_G-I_2_NYISO_A-F | NYISO_G-I | NYISO_A-F | Internal | Shoulder | B14 | 900 | 1999 | 0 | 43.72 | 43.47 | 0.01 | 0
2025 | NYISO_G-I_2_NYISO_A-F | NYISO_G-I | NYISO_A-F | Internal | Shoulder | B15 | 1203 | 1999 | 0 | 43.48 | 43.47 | 0.01 | 0
2025 | NYISO_G-I_2_NYISO_A-F | NYISO_G-I | NYISO_A-F | Internal | Summer | B1 | 10 | 1999 | 0.54 | 66.62 | 66.61 | 0.01 | 0
2025 | NYISO_G-I_2_NYISO_A-F | NYISO_G-I | NYISO_A-F | Internal | Summer | B2 | 25 | 1999 | 0.22 | 63.4 | 63.39 | 0.01 | 0
2025 | NYISO_G-I_2_NYISO_A-F | NYISO_G-I | NYISO_A-F | Internal | Summer | B3 | 75 | 1999 | 0 | 57.47 | 57.22 | 0.01 | 0
2025 | NYISO_G-I_2_NYISO_A-F | NYISO_G-I | NYISO_A-F | Internal | Summer | B4 | 100 | 1999 | 0 | 53.69 | 50.12 | 0.01 | 0
2025 | NYISO_G-I_2_NYISO_A-F | NYISO_G-I | NYISO_A-F | Internal | Summer | B5 | 200 | 1999 | 0 | 53.69 | 50.12 | 0.01 | 0
2025 | NYISO_G-I_2_NYISO_A-F | NYISO_G-I | NYISO_A-F | Internal | Summer | B6 | 300 | 1999 | 0 | 53.69 | 48.41 | 0.01 | 0
2025 | NYISO_G-I_2_NYISO_A-F | NYISO_G-I | NYISO_A-F | Internal | Summer | B7 | 400 | 1999 | 0 | 50.2 | 44.49 | 0.01 | 0
2025 | NYISO_G-I_2_NYISO_A-F | NYISO_G-I | NYISO_A-F | Internal | Summer | B8 | 500 | 1999 | 0.01 | 42.21 | 42.19 | 0.01 | 0
2025 | NYISO_G-I_2_NYISO_A-F | NYISO_G-I | NYISO_A-F | Internal | Summer | B9 | 800 | 1999 | 0 | 41.15 | 41.13 | 0.01 | 0
2025 | NYISO_G-I_2_NYISO_A-F | NYISO_G-I | NYISO_A-F | Internal | Summer | B10 | 1262 | 1999 | 0 | 41.15 | 41.13 | 0.01 | 0
2025 | NYISO_G-I_2_NYISO_A-F | NYISO_G-I | NYISO_A-F | Internal | Winter | B16 | 25 | 1999 | 0 | 70.51 | 51.64 | 0.01 | 0
2025 | NYISO_G-I_2_NYISO_A-F | NYISO_G-I | NYISO_A-F | Internal | Winter | B17 | 100 | 1999 | 0 | 58.9 | 48.19 | 0.01 | 0
2025 | NYISO_G-I_2_NYISO_A-F | NYISO_G-I | NYISO_A-F | Internal | Winter | B18 | 400 | 1999 | 0 | 54.34 | 47.22 | 0.01 | 0
2025 | NYISO_G-I_2_NYISO_A-F | NYISO_G-I | NYISO_A-F | Internal | Winter | B19 | 700 | 1999 | 0 | 52.06 | 47.22 | 0.01 | 0
2025 | NYISO_G-I_2_NYISO_A-F | NYISO_G-I | NYISO_A-F | Internal | Winter | B20 | 935 | 1999 | 0 | 49.71 | 47.22 | 0.01 | 0
2025 | NYISO_G-I_2_NYISO_J-K | NYISO_G-I | NYISO_J-K | Internal | Shoulder | B11 | 25 | 6130 | 5207.84 | 58.18 | 58.19 | 0.01 | 0
2025 | NYISO_G-I_2_NYISO_J-K | NYISO_G-I | NYISO_J-K | Internal | Shoulder | B12 | 200 | 6130 | 5279.72 | 53.75 | 53.76 | 0.01 | 0
2025 | NYISO_G-I_2_NYISO_J-K | NYISO_G-I | NYISO_J-K | Internal | Shoulder | B13 | 600 | 6130 | 4955.79 | 43.76 | 43.77 | 0.01 | 0
2025 | NYISO_G-I_2_NYISO_J-K | NYISO_G-I | NYISO_J-K | Internal | Shoulder | B14 | 900 | 6130 | 4975.94 | 43.72 | 43.73 | 0.01 | 0
2025 | NYISO_G-I_2_NYISO_J-K | NYISO_G-I | NYISO_J-K | Internal | Shoulder | B15 | 1203 | 6130 | 3996.39 | 43.48 | 43.49 | 0.01 | 0
2025 | NYISO_G-I_2_NYISO_J-K | NYISO_G-I | NYISO_J-K | Internal | Summer | B1 | 10 | 6130 | 4013.74 | 66.62 | 66.64 | 0.01 | 0
2025 | NYISO_G-I_2_NYISO_J-K | NYISO_G-I | NYISO_J-K | Internal | Summer | B2 | 25 | 6130 | 4187.02 | 63.4 | 63.41 | 0.01 | 0
2025 | NYISO_G-I_2_NYISO_J-K | NYISO_G-I | NYISO_J-K | Internal | Summer | B3 | 75 | 6130 | 4136.96 | 57.47 | 57.48 | 0.01 | 0
2025 | NYISO_G-I_2_NYISO_J-K | NYISO_G-I | NYISO_J-K | Internal | Summer | B4 | 100 | 6130 | 3789.94 | 53.69 | 53.7 | 0.01 | 0
2025 | NYISO_G-I_2_NYISO_J-K | NYISO_G-I | NYISO_J-K | Internal | Summer | B5 | 200 | 6130 | 5443.22 | 53.69 | 53.7 | 0.01 | 0
2025 | NYISO_G-I_2_NYISO_J-K | NYISO_G-I | NYISO_J-K | Internal | Summer | B6 | 300 | 6130 | 5661.83 | 53.69 | 53.7 | 0.01 | 0
2025 | NYISO_G-I_2_NYISO_J-K | NYISO_G-I | NYISO_J-K | Internal | Summer | B7 | 400 | 6130 | 6130 | 50.2 | 53.7 | 0.01 | 3.49
2025 | NYISO_G-I_2_NYISO_J-K | NYISO_G-I | NYISO_J-K | Internal | Summer | B8 | 500 | 6130 | 5963.37 | 42.21 | 42.22 | 0.01 | 0
2025 | NYISO_G-I_2_NYISO_J-K | NYISO_G-I | NYISO_J-K | Internal | Summer | B9 | 800 | 6130 | 4974.92 | 41.15 | 41.16 | 0.01 | 0
2025 | NYISO_G-I_2_NYISO_J-K | NYISO_G-I | NYISO_J-K | Internal | Summer | B10 | 1262 | 6130 | 2931.11 | 41.15 | 41.16 | 0.01 | 0
2025 | NYISO_G-I_2_NYISO_J-K | NYISO_G-I | NYISO_J-K | Internal | Winter | B16 | 25 | 6130 | 6130 | 70.51 | 74.17 | 0.01 | 3.64
2025 | NYISO_G-I_2_NYISO_J-K | NYISO_G-I | NYISO_J-K | Internal | Winter | B17 | 100 | 6130 | 5970.79 | 58.9 | 58.91 | 0.01 | 0
2025 | NYISO_G-I_2_NYISO_J-K | NYISO_G-I | NYISO_J-K | Internal | Winter | B18 | 400 | 6130 | 6130 | 54.34 | 55.56 | 0.01 | 1.21
2025 | NYISO_G-I_2_NYISO_J-K | NYISO_G-I | NYISO_J-K | Internal | Winter | B19 | 700 | 6130 | 6130 | 52.06 | 55.56 | 0.01 | 3.49
2025 | NYISO_G-I_2_NYISO_J-K | NYISO_G-I | NYISO_J-K | Internal | Winter | B20 | 935 | 6130 | 6130 | 49.71 | 51.93 | 0.01 | 2.21
2025 | NYISO_G-I_2_PJM_E | NYISO_G-I | PJM_E | Internal | Shoulder | B11 | 25 | 1500 | 0 | 58.18 | 59.44 | 8 | 0
2025 | NYISO_G-I_2_PJM_E | NYISO_G-I | PJM_E | Internal | Shoulder | B12 | 200 | 1500 | 0 | 53.75 | 49.13 | 8 | 0
2025 | NYISO_G-I_2_PJM_E | NYISO_G-I | PJM_E | Internal | Shoulder | B13 | 600 | 1500 | 0 | 43.76 | 44.92 | 8 | 0
2025 | NYISO_G-I_2_PJM_E | NYISO_G-I | PJM_E | Internal | Shoulder | B14 | 900 | 1500 | 0 | 43.72 | 43.94 | 8 | 0
2025 | NYISO_G-I_2_PJM_E | NYISO_G-I | PJM_E | Internal | Shoulder | B15 | 1203 | 1500 | 0 | 43.48 | 40.5 | 8 | 0
2025 | NYISO_G-I_2_PJM_E | NYISO_G-I | PJM_E | Internal | Summer | B1 | 10 | 1500 | 177.02 | 66.62 | 74.62 | 8 | 0
2025 | NYISO_G-I_2_PJM_E | NYISO_G-I | PJM_E | Internal | Summer | B2 | 25 | 1500 | 0 | 63.4 | 68.92 | 8 | 0
2025 | NYISO_G-I_2_PJM_E | NYISO_G-I | PJM_E | Internal | Summer | B3 | 75 | 1500 | 1500 | 57.47 | 68.4 | 8 | 2.94
2025 | NYISO_G-I_2_PJM_E | NYISO_G-I | PJM_E | Internal | Summer | B4 | 100 | 1500 | 1500 | 53.69 | 65.76 | 8 | 4.07
2025 | NYISO_G-I_2_PJM_E | NYISO_G-I | PJM_E | Internal | Summer | B5 | 200 | 1500 | 0 | 53.69 | 59.15 | 8 | 0
2025 | NYISO_G-I_2_PJM_E | NYISO_G-I | PJM_E | Internal | Summer | B6 | 300 | 1500 | 0 | 53.69 | 52.21 | 8 | 0
2025 | NYISO_G-I_2_PJM_E | NYISO_G-I | PJM_E | Internal | Summer | B7 | 400 | 1500 | 0 | 50.2 | 44.2 | 8 | 0
2025 | NYISO_G-I_2_PJM_E | NYISO_G-I | PJM_E | Internal | Summer | B8 | 500 | 1500 | 0 | 42.21 | 41.43 | 8 | 0
2025 | NYISO_G-I_2_PJM_E | NYISO_G-I | PJM_E | Internal | Summer | B9 | 800 | 1500 | 0 | 41.15 | 39.32 | 8 | 0
2025 | NYISO_G-I_2_PJM_E | NYISO_G-I | PJM_E | Internal | Summer | B10 | 1262 | 1500 | 0 | 41.15 | 37.9 | 8 | 0
2025 | NYISO_G-I_2_PJM_E | NYISO_G-I | PJM_E | Internal | Winter | B16 | 25 | 1500 | 0 | 70.51 | 64.51 | 8 | 0
2025 | NYISO_G-I_2_PJM_E | NYISO_G-I | PJM_E | Internal | Winter | B17 | 100 | 1500 | 0 | 58.9 | 52.91 | 8 | 0
2025 | NYISO_G-I_2_PJM_E | NYISO_G-I | PJM_E | Internal | Winter | B18 | 400 | 1500 | 0 | 54.34 | 48.34 | 8 | 0
2025 | NYISO_G-I_2_PJM_E | NYISO_G-I | PJM_E | Internal | Winter | B19 | 700 | 1500 | 0 | 52.06 | 45.6 | 8 | 0
2025 | NYISO_G-I_2_PJM_E | NYISO_G-I | PJM_E | Internal | Winter | B20 | 935 | 1500 | 0 | 49.71 | 41.59 | 8 | 0
2025 | NYISO_J-K_2_NEISO | NYISO_J-K | NEISO | Internal | Shoulder | B11 | 25 | 0.01 | 0 | 58.19 | 40.76 | 3 | 0.51
2025 | NYISO_J-K_2_NEISO | NYISO_J-K | NEISO | Internal | Shoulder | B12 | 200 | 0.01 | 0 | 53.76 | 40.76 | 3 | 0.07
2025 | NYISO_J-K_2_NEISO | NYISO_J-K | NEISO | Internal | Shoulder | B13 | 600 | 0.01 | 0 | 43.77 | 40.76 | 3 | 0.02
2025 | NYISO_J-K_2_NEISO | NYISO_J-K | NEISO | Internal | Shoulder | B14 | 900 | 0.01 | 0 | 43.73 | 40.76 | 3 | 0.02
2025 | NYISO_J-K_2_NEISO | NYISO_J-K | NEISO | Internal | Shoulder | B15 | 1203 | 0.01 | 0 | 43.49 | 40.76 | 3 | 0.01
2025 | NYISO_J-K_2_NEISO | NYISO_J-K | NEISO | Internal | Summer | B1 | 10 | 0.01 | 0 | 66.64 | 63.64 | 3 | 1.23
2025 | NYISO_J-K_2_NEISO | NYISO_J-K | NEISO | Internal | Summer | B2 | 25 | 0.01 | 0 | 63.41 | 60.41 | 3 | 0.56
2025 | NYISO_J-K_2_NEISO | NYISO_J-K | NEISO | Internal | Summer | B3 | 75 | 0.01 | 0 | 57.48 | 52.64 | 3 | 0.19
2025 | NYISO_J-K_2_NEISO | NYISO_J-K | NEISO | Internal | Summer | B4 | 100 | 0.01 | 0 | 53.7 | 41.8 | 3 | 0.13
2025 | NYISO_J-K_2_NEISO | NYISO_J-K | NEISO | Internal | Summer | B5 | 200 | 0.01 | 0 | 53.7 | 41.42 | 3 | 0.07
2025 | NYISO_J-K_2_NEISO | NYISO_J-K | NEISO | Internal | Summer | B6 | 300 | 0.01 | 0 | 53.7 | 37.7 | 3 | 0.05
2025 | NYISO_J-K_2_NEISO | NYISO_J-K | NEISO | Internal | Summer | B7 | 400 | 0.01 | 0 | 53.7 | 37.7 | 3 | 0.03
2025 | NYISO_J-K_2_NEISO | NYISO_J-K | NEISO | Internal | Summer | B8 | 500 | 0.01 | 0 | 42.22 | 37.7 | 3 | 0.03
2025 | NYISO_J-K_2_NEISO | NYISO_J-K | NEISO | Internal | Summer | B9 | 800 | 0.01 | 0 | 41.16 | 37.7 | 3 | 0.02
2025 | NYISO_J-K_2_NEISO | NYISO_J-K | NEISO | Internal | Summer | B10 | 1262 | 0.01 | 0 | 41.16 | 37.7 | 3 | 0.01
2025 | NYISO_J-K_2_NEISO | NYISO_J-K | NEISO | Internal | Winter | B16 | 25 | 0.01 | 0 | 74.17 | 50.22 | 3 | 0.49
2025 | NYISO_J-K_2_NEISO | NYISO_J-K | NEISO | Internal | Winter | B17 | 100 | 0.01 | 0 | 58.91 | 50.22 | 3 | 0.14
2025 | NYISO_J-K_2_NEISO | NYISO_J-K | NEISO | Internal | Winter | B18 | 400 | 0.01 | 0 | 55.56 | 50.22 | 3 | 0.03
2025 | NYISO_J-K_2_NEISO | NYISO_J-K | NEISO | Internal | Winter | B19 | 700 | 0.01 | 0 | 55.56 | 50.22 | 3 | 0.02
2025 | NYISO_J-K_2_NEISO | NYISO_J-K | NEISO | Internal | Winter | B20 | 935 | 0.01 | 0 | 51.93 | 50.22 | 3 | 0.02
2025 | NYISO_J-K_2_NYISO_G-I | NYISO_J-K | NYISO_G-I | Internal | Shoulder | B11 | 25 | 1999 | 0.22 | 58.19 | 58.18 | 0.01 | 0
2025 | NYISO_J-K_2_NYISO_G-I | NYISO_J-K | NYISO_G-I | Internal | Shoulder | B12 | 200 | 1999 | 0.03 | 53.76 | 53.75 | 0.01 | 0
2025 | NYISO_J-K_2_NYISO_G-I | NYISO_J-K | NYISO_G-I | Internal | Shoulder | B13 | 600 | 1999 | 0 | 43.77 | 43.76 | 0.01 | 0
2025 | NYISO_J-K_2_NYISO_G-I | NYISO_J-K | NYISO_G-I | Internal | Shoulder | B14 | 900 | 1999 | 0 | 43.73 | 43.72 | 0.01 | 0
2025 | NYISO_J-K_2_NYISO_G-I | NYISO_J-K | NYISO_G-I | Internal | Shoulder | B15 | 1203 | 1999 | 0 | 43.49 | 43.48 | 0.01 | 0
2025 | NYISO_J-K_2_NYISO_G-I | NYISO_J-K | NYISO_G-I | Internal | Summer | B1 | 10 | 1999 | 0.56 | 66.64 | 66.62 | 0.01 | 0
2025 | NYISO_J-K_2_NYISO_G-I | NYISO_J-K | NYISO_G-I | Internal | Summer | B2 | 25 | 1999 | 0.23 | 63.41 | 63.4 | 0.01 | 0
2025 | NYISO_J-K_2_NYISO_G-I | NYISO_J-K | NYISO_G-I | Internal | Summer | B3 | 75 | 1999 | 0.08 | 57.48 | 57.47 | 0.01 | 0
2025 | NYISO_J-K_2_NYISO_G-I | NYISO_J-K | NYISO_G-I | Internal | Summer | B4 | 100 | 1999 | 0.06 | 53.7 | 53.69 | 0.01 | 0
2025 | NYISO_J-K_2_NYISO_G-I | NYISO_J-K | NYISO_G-I | Internal | Summer | B5 | 200 | 1999 | 0.03 | 53.7 | 53.69 | 0.01 | 0
2025 | NYISO_J-K_2_NYISO_G-I | NYISO_J-K | NYISO_G-I | Internal | Summer | B6 | 300 | 1999 | 0.02 | 53.7 | 53.69 | 0.01 | 0
2025 | NYISO_J-K_2_NYISO_G-I | NYISO_J-K | NYISO_G-I | Internal | Summer | B7 | 400 | 1999 | 0 | 53.7 | 50.2 | 0.01 | 0
2025 | NYISO_J-K_2_NYISO_G-I | NYISO_J-K | NYISO_G-I | Internal | Summer | B8 | 500 | 1999 | 0.01 | 42.22 | 42.21 | 0.01 | 0
2025 | NYISO_J-K_2_NYISO_G-I | NYISO_J-K | NYISO_G-I | Internal | Summer | B9 | 800 | 1999 | 0 | 41.16 | 41.15 | 0.01 | 0
2025 | NYISO_J-K_2_NYISO_G-I | NYISO_J-K | NYISO_G-I | Internal | Summer | B10 | 1262 | 1999 | 0 | 41.16 | 41.15 | 0.01 | 0
2025 | NYISO_J-K_2_NYISO_G-I | NYISO_J-K | NYISO_G-I | Internal | Winter | B16 | 25 | 1999 | 0 | 74.17 | 70.51 | 0.01 | 0
2025 | NYISO_J-K_2_NYISO_G-I | NYISO_J-K | NYISO_G-I | Internal | Winter | B17 | 100 | 1999 | 0.06 | 58.91 | 58.9 | 0.01 | 0
2025 | NYISO_J-K_2_NYISO_G-I | NYISO_J-K | NYISO_G-I | Internal | Winter | B18 | 400 | 1999 | 0 | 55.56 | 54.34 | 0.01 | 0
2025 | NYISO_J-K_2_NYISO_G-I | NYISO_J-K | NYISO_G-I | Internal | Winter | B19 | 700 | 1999 | 0 | 55.56 | 52.06 | 0.01 | 0
2025 | NYISO_J-K_2_NYISO_G-I | NYISO_J-K | NYISO_G-I | Internal | Winter | B20 | 935 | 1999 | 0 | 51.93 | 49.71 | 0.01 | 0
2025 | NYISO_J-K_2_PJM_E | NYISO_J-K | PJM_E | Internal | Shoulder | B11 | 25 | 0.01 | 0 | 58.19 | 59.44 | 8 | 0.56
2025 | NYISO_J-K_2_PJM_E | NYISO_J-K | PJM_E | Internal | Shoulder | B12 | 200 | 0.01 | 0 | 53.76 | 49.13 | 8 | 0.07
2025 | NYISO_J-K_2_PJM_E | NYISO_J-K | PJM_E | Internal | Shoulder | B13 | 600 | 0.01 | 0 | 43.77 | 44.92 | 8 | 0.02
2025 | NYISO_J-K_2_PJM_E | NYISO_J-K | PJM_E | Internal | Shoulder | B14 | 900 | 0.01 | 0 | 43.73 | 43.94 | 8 | 0.02
2025 | NYISO_J-K_2_PJM_E | NYISO_J-K | PJM_E | Internal | Shoulder | B15 | 1203 | 0.01 | 0 | 43.49 | 40.5 | 8 | 0.01
2025 | NYISO_J-K_2_PJM_E | NYISO_J-K | PJM_E | Internal | Summer | B1 | 10 | 0.01 | 0 | 66.64 | 74.62 | 8 | 2.05
2025 | NYISO_J-K_2_PJM_E | NYISO_J-K | PJM_E | Internal | Summer | B2 | 25 | 0.01 | 0 | 63.41 | 68.92 | 8 | 0.57
2025 | NYISO_J-K_2_PJM_E | NYISO_J-K | PJM_E | Internal | Summer | B3 | 75 | 0.01 | 0 | 57.48 | 68.4 | 8 | 3.13
2025 | NYISO_J-K_2_PJM_E | NYISO_J-K | PJM_E | Internal | Summer | B4 | 100 | 0.01 | 0 | 53.7 | 65.76 | 8 | 4.21
2025 | NYISO_J-K_2_PJM_E | NYISO_J-K | PJM_E | Internal | Summer | B5 | 200 | 0.01 | 0 | 53.7 | 59.15 | 8 | 0.08
2025 | NYISO_J-K_2_PJM_E | NYISO_J-K | PJM_E | Internal | Summer | B6 | 300 | 0.01 | 0 | 53.7 | 52.21 | 8 | 0.05
2025 | NYISO_J-K_2_PJM_E | NYISO_J-K | PJM_E | Internal | Summer | B7 | 400 | 0.01 | 0 | 53.7 | 44.2 | 8 | 0.03
2025 | NYISO_J-K_2_PJM_E | NYISO_J-K | PJM_E | Internal | Summer | B8 | 500 | 0.01 | 0 | 42.22 | 41.43 | 8 | 0.03
2025 | NYISO_J-K_2_PJM_E | NYISO_J-K | PJM_E | Internal | Summer | B9 | 800 | 0.01 | 0 | 41.16 | 39.32 | 8 | 0.02
2025 | NYISO_J-K_2_PJM_E | NYISO_J-K | PJM_E | Internal | Summer | B10 | 1262 | 0.01 | 0 | 41.16 | 37.9 | 8 | 0.01
2025 | NYISO_J-K_2_PJM_E | NYISO_J-K | PJM_E | Internal | Winter | B16 | 25 | 0.01 | 0 | 74.17 | 64.51 | 8 | 0.51
2025 | NYISO_J-K_2_PJM_E | NYISO_J-K | PJM_E | Internal | Winter | B17 | 100 | 0.01 | 0 | 58.91 | 52.91 | 8 | 0.13
2025 | NYISO_J-K_2_PJM_E | NYISO_J-K | PJM_E | Internal | Winter | B18 | 400 | 0.01 | 0 | 55.56 | 48.34 | 8 | 0.03
2025 | NYISO_J-K_2_PJM_E | NYISO_J-K | PJM_E | Internal | Winter | B19 | 700 | 0.01 | 0 | 55.56 | 45.6 | 8 | 0.02
2025 | NYISO_J-K_2_PJM_E | NYISO_J-K | PJM_E | Internal | Winter | B20 | 935 | 0.01 | 0 | 51.93 | 41.59 | 8 | 0.01
2025 | PJM_E_2_NYISO_G-I | PJM_E | NYISO_G-I | Internal | Shoulder | B11 | 25 | 500 | 0 | 59.44 | 58.18 | 6 | 0
2025 | PJM_E_2_NYISO_G-I | PJM_E | NYISO_G-I | Internal | Shoulder | B12 | 200 | 500 | 0 | 49.13 | 53.75 | 6 | 0
2025 | PJM_E_2_NYISO_G-I | PJM_E | NYISO_G-I | Internal | Shoulder | B13 | 600 | 500 | 0 | 44.92 | 43.76 | 6 | 0
2025 | PJM_E_2_NYISO_G-I | PJM_E | NYISO_G-I | Internal | Shoulder | B14 | 900 | 500 | 0 | 43.94 | 43.72 | 6 | 0
2025 | PJM_E_2_NYISO_G-I | PJM_E | NYISO_G-I | Internal | Shoulder | B15 | 1203 | 500 | 0 | 40.5 | 43.48 | 6 | 0
2025 | PJM_E_2_NYISO_G-I | PJM_E | NYISO_G-I | Internal | Summer | B1 | 10 | 500 | 0 | 74.62 | 66.62 | 6 | 0
2025 | PJM_E_2_NYISO_G-I | PJM_E | NYISO_G-I | Internal | Summer | B2 | 25 | 500 | 0 | 68.92 | 63.4 | 6 | 0
2025 | PJM_E_2_NYISO_G-I | PJM_E | NYISO_G-I | Internal | Summer | B3 | 75 | 500 | 0 | 68.4 | 57.47 | 6 | 0
2025 | PJM_E_2_NYISO_G-I | PJM_E | NYISO_G-I | Internal | Summer | B4 | 100 | 500 | 0 | 65.76 | 53.69 | 6 | 0
2025 | PJM_E_2_NYISO_G-I | PJM_E | NYISO_G-I | Internal | Summer | B5 | 200 | 500 | 0 | 59.15 | 53.69 | 6 | 0
2025 | PJM_E_2_NYISO_G-I | PJM_E | NYISO_G-I | Internal | Summer | B6 | 300 | 500 | 0 | 52.21 | 53.69 | 6 | 0
2025 | PJM_E_2_NYISO_G-I | PJM_E | NYISO_G-I | Internal | Summer | B7 | 400 | 500 | 255.86 | 44.2 | 50.2 | 6 | 0
2025 | PJM_E_2_NYISO_G-I | PJM_E | NYISO_G-I | Internal | Summer | B8 | 500 | 500 | 0 | 41.43 | 42.21 | 6 | 0
2025 | PJM_E_2_NYISO_G-I | PJM_E | NYISO_G-I | Internal | Summer | B9 | 800 | 500 | 0 | 39.32 | 41.15 | 6 | 0
2025 | PJM_E_2_NYISO_G-I | PJM_E | NYISO_G-I | Internal | Summer | B10 | 1262 | 500 | 0 | 37.9 | 41.15 | 6 | 0
2025 | PJM_E_2_NYISO_G-I | PJM_E | NYISO_G-I | Internal | Winter | B16 | 25 | 500 | 303.48 | 64.51 | 70.51 | 6 | 0
2025 | PJM_E_2_NYISO_G-I | PJM_E | NYISO_G-I | Internal | Winter | B17 | 100 | 500 | 0.11 | 52.91 | 58.9 | 6 | 0
2025 | PJM_E_2_NYISO_G-I | PJM_E | NYISO_G-I | Internal | Winter | B18 | 400 | 500 | 82.27 | 48.34 | 54.34 | 6 | 0
2025 | PJM_E_2_NYISO_G-I | PJM_E | NYISO_G-I | Internal | Winter | B19 | 700 | 500 | 500 | 45.6 | 52.06 | 6 | 0.46
2025 | PJM_E_2_NYISO_G-I | PJM_E | NYISO_G-I | Internal | Winter | B20 | 935 | 500 | 500 | 41.59 | 49.71 | 6 | 2.12
2025 | PJM_E_2_NYISO_J-K | PJM_E | NYISO_J-K | Internal | Shoulder | B11 | 25 | 330 | 0 | 59.44 | 58.19 | 6 | 0
2025 | PJM_E_2_NYISO_J-K | PJM_E | NYISO_J-K | Internal | Shoulder | B12 | 200 | 330 | 0 | 49.13 | 53.76 | 6 | 0
2025 | PJM_E_2_NYISO_J-K | PJM_E | NYISO_J-K | Internal | Shoulder | B13 | 600 | 330 | 0 | 44.92 | 43.77 | 6 | 0
2025 | PJM_E_2_NYISO_J-K | PJM_E | NYISO_J-K | Internal | Shoulder | B14 | 900 | 330 | 0 | 43.94 | 43.73 | 6 | 0
2025 | PJM_E_2_NYISO_J-K | PJM_E | NYISO_J-K | Internal | Shoulder | B15 | 1203 | 330 | 0 | 40.5 | 43.49 | 6 | 0
2025 | PJM_E_2_NYISO_J-K | PJM_E | NYISO_J-K | Internal | Summer | B1 | 10 | 330 | 0 | 74.62 | 66.64 | 6 | 0
2025 | PJM_E_2_NYISO_J-K | PJM_E | NYISO_J-K | Internal | Summer | B2 | 25 | 330 | 0 | 68.92 | 63.41 | 6 | 0
2025 | PJM_E_2_NYISO_J-K | PJM_E | NYISO_J-K | Internal | Summer | B3 | 75 | 330 | 0 | 68.4 | 57.48 | 6 | 0
2025 | PJM_E_2_NYISO_J-K | PJM_E | NYISO_J-K | Internal | Summer | B4 | 100 | 330 | 0 | 65.76 | 53.7 | 6 | 0
2025 | PJM_E_2_NYISO_J-K | PJM_E | NYISO_J-K | Internal | Summer | B5 | 200 | 330 | 0 | 59.15 | 53.7 | 6 | 0
2025 | PJM_E_2_NYISO_J-K | PJM_E | NYISO_J-K | Internal | Summer | B6 | 300 | 330 | 0 | 52.21 | 53.7 | 6 | 0
2025 | PJM_E_2_NYISO_J-K | PJM_E | NYISO_J-K | Internal | Summer | B7 | 400 | 330 | 330 | 44.2 | 53.7 | 6 | 3.5
2025 | PJM_E_2_NYISO_J-K | PJM_E | NYISO_J-K | Internal | Summer | B8 | 500 | 330 | 0 | 41.43 | 42.22 | 6 | 0
2025 | PJM_E_2_NYISO_J-K | PJM_E | NYISO_J-K | Internal | Summer | B9 | 800 | 330 | 0 | 39.32 | 41.16 | 6 | 0
2025 | PJM_E_2_NYISO_J-K | PJM_E | NYISO_J-K | Internal | Summer | B10 | 1262 | 330 | 0 | 37.9 | 41.16 | 6 | 0
2025 | PJM_E_2_NYISO_J-K | PJM_E | NYISO_J-K | Internal | Winter | B16 | 25 | 330 | 330 | 64.51 | 74.17 | 6 | 3.66
2025 | PJM_E_2_NYISO_J-K | PJM_E | NYISO_J-K | Internal | Winter | B17 | 100 | 330 | 151.65 | 52.91 | 58.91 | 6 | 0
2025 | PJM_E_2_NYISO_J-K | PJM_E | NYISO_J-K | Internal | Winter | B18 | 400 | 330 | 330 | 48.34 | 55.56 | 6 | 1.23
2025 | PJM_E_2_NYISO_J-K | PJM_E | NYISO_J-K | Internal | Winter | B19 | 700 | 330 | 330 | 45.6 | 55.56 | 6 | 3.97
2025 | PJM_E_2_NYISO_J-K | PJM_E | NYISO_J-K | Internal | Winter | B20 | 935 | 330 | 330 | 41.59 | 51.93 | 6 | 4.34
2025 | PJM_E_2_PJM_ROM | PJM_E | PJM_ROM | Internal | Shoulder | B11 | 25 | 8000 | 2697.48 | 59.44 | 59.45 | 0.01 | 0
2025 | PJM_E_2_PJM_ROM | PJM_E | PJM_ROM | Internal | Shoulder | B12 | 200 | 8000 | 2001.9 | 49.13 | 49.14 | 0.01 | 0
2025 | PJM_E_2_PJM_ROM | PJM_E | PJM_ROM | Internal | Shoulder | B13 | 600 | 8000 | 0.01 | 44.92 | 44.9 | 0.01 | 0
2025 | PJM_E_2_PJM_ROM | PJM_E | PJM_ROM | Internal | Shoulder | B14 | 900 | 8000 | 174.66 | 43.94 | 43.95 | 0.01 | 0
2025 | PJM_E_2_PJM_ROM | PJM_E | PJM_ROM | Internal | Shoulder | B15 | 1203 | 8000 | 0 | 40.5 | 40.49 | 0.01 | 0
2025 | PJM_E_2_PJM_ROM | PJM_E | PJM_ROM | Internal | Summer | B1 | 10 | 8000 | 0.57 | 74.62 | 74.61 | 0.01 | 0
2025 | PJM_E_2_PJM_ROM | PJM_E | PJM_ROM | Internal | Summer | B2 | 25 | 8000 | 0.23 | 68.92 | 68.91 | 0.01 | 0
2025 | PJM_E_2_PJM_ROM | PJM_E | PJM_ROM | Internal | Summer | B3 | 75 | 8000 | 1626.96 | 68.4 | 68.42 | 0.01 | 0
2025 | PJM_E_2_PJM_ROM | PJM_E | PJM_ROM | Internal | Summer | B4 | 100 | 8000 | 1410.75 | 65.76 | 65.77 | 0.01 | 0
2025 | PJM_E_2_PJM_ROM | PJM_E | PJM_ROM | Internal | Summer | B5 | 200 | 8000 | 0.03 | 59.15 | 59.14 | 0.01 | 0
2025 | PJM_E_2_PJM_ROM | PJM_E | PJM_ROM | Internal | Summer | B6 | 300 | 8000 | 0.02 | 52.21 | 52.2 | 0.01 | 0
2025 | PJM_E_2_PJM_ROM | PJM_E | PJM_ROM | Internal | Summer | B7 | 400 | 8000 | 0.01 | 44.2 | 44.19 | 0.01 | 0
2025 | PJM_E_2_PJM_ROM | PJM_E | PJM_ROM | Internal | Summer | B8 | 500 | 8000 | 0.01 | 41.43 | 41.42 | 0.01 | 0
2025 | PJM_E_2_PJM_ROM | PJM_E | PJM_ROM | Internal | Summer | B9 | 800 | 8000 | 0 | 39.32 | 39.31 | 0.01 | 0
2025 | PJM_E_2_PJM_ROM | PJM_E | PJM_ROM | Internal | Summer | B10 | 1262 | 8000 | 0 | 37.9 | 37.89 | 0.01 | 0
2025 | PJM_E_2_PJM_ROM | PJM_E | PJM_ROM | Internal | Winter | B16 | 25 | 8000 | 0.24 | 64.51 | 64.5 | 0.01 | 0
2025 | PJM_E_2_PJM_ROM | PJM_E | PJM_ROM | Internal | Winter | B17 | 100 | 8000 | 0.06 | 52.91 | 52.9 | 0.01 | 0
2025 | PJM_E_2_PJM_ROM | PJM_E | PJM_ROM | Internal | Winter | B18 | 400 | 8000 | 0.01 | 48.34 | 48.32 | 0.01 | 0
2025 | PJM_E_2_PJM_ROM | PJM_E | PJM_ROM | Internal | Winter | B19 | 700 | 8000 | 0 | 45.6 | 45.59 | 0.01 | 0
2025 | PJM_E_2_PJM_ROM | PJM_E | PJM_ROM | Internal | Winter | B20 | 935 | 8000 | 0 | 41.59 | 41.58 | 0.01 | 0
2025 | PJM_ROR_2_MISO_IN | PJM_ROR | MISO_IN | Internal | Shoulder | B11 | 25 | 909 | 909 | 59.46 | 63.97 | 2 | 2.51
2025 | PJM_ROR_2_MISO_IN | PJM_ROR | MISO_IN | Internal | Shoulder | B12 | 200 | 909 | 0 | 49.13 | 50.93 | 2 | 0
2025 | PJM_ROR_2_MISO_IN | PJM_ROR | MISO_IN | Internal | Shoulder | B13 | 600 | 909 | 0 | 44.89 | 45.19 | 2 | 0
2025 | PJM_ROR_2_MISO_IN | PJM_ROR | MISO_IN | Internal | Shoulder | B14 | 900 | 909 | 0 | 43.94 | 43.92 | 2 | 0
2025 | PJM_ROR_2_MISO_IN | PJM_ROR | MISO_IN | Internal | Shoulder | B15 | 1203 | 909 | 0 | 40.48 | 41.86 | 2 | 0
2025 | PJM_ROR_2_MISO_IN | PJM_ROR | MISO_IN | Internal | Summer | B1 | 10 | 909 | 0 | 74.6 | 72.6 | 2 | 0
2025 | PJM_ROR_2_MISO_IN | PJM_ROR | MISO_IN | Internal | Summer | B2 | 25 | 909 | 908.43 | 68.9 | 70.91 | 2 | 0.01
2025 | PJM_ROR_2_MISO_IN | PJM_ROR | MISO_IN | Internal | Summer | B3 | 75 | 909 | 0 | 68.43 | 68.89 | 2 | 0
2025 | PJM_ROR_2_MISO_IN | PJM_ROR | MISO_IN | Internal | Summer | B4 | 100 | 909 | 0.12 | 65.78 | 67.77 | 2 | 0
2025 | PJM_ROR_2_MISO_IN | PJM_ROR | MISO_IN | Internal | Summer | B5 | 200 | 909 | 908.94 | 59.15 | 61.17 | 2 | 0.01
2025 | PJM_ROR_2_MISO_IN | PJM_ROR | MISO_IN | Internal | Summer | B6 | 300 | 909 | 0 | 52.18 | 53.17 | 2 | 0
2025 | PJM_ROR_2_MISO_IN | PJM_ROR | MISO_IN | Internal | Summer | B7 | 400 | 909 | 0 | 44.18 | 44.48 | 2 | 0
2025 | PJM_ROR_2_MISO_IN | PJM_ROR | MISO_IN | Internal | Summer | B8 | 500 | 909 | 0 | 41.41 | 41.38 | 2 | 0
2025 | PJM_ROR_2_MISO_IN | PJM_ROR | MISO_IN | Internal | Summer | B9 | 800 | 909 | 0 | 39.3 | 40.52 | 2 | 0
2025 | PJM_ROR_2_MISO_IN | PJM_ROR | MISO_IN | Internal | Summer | B10 | 1262 | 909 | 0 | 37.36 | 38.03 | 2 | 0
2025 | PJM_ROR_2_MISO_IN | PJM_ROR | MISO_IN | Internal | Winter | B16 | 25 | 909 | 0 | 64.49 | 62.53 | 2 | 0
2025 | PJM_ROR_2_MISO_IN | PJM_ROR | MISO_IN | Internal | Winter | B17 | 100 | 909 | 0 | 52.89 | 50.91 | 2 | 0
2025 | PJM_ROR_2_MISO_IN | PJM_ROR | MISO_IN | Internal | Winter | B18 | 400 | 909 | 0 | 47.34 | 47.2 | 2 | 0
2025 | PJM_ROR_2_MISO_IN | PJM_ROR | MISO_IN | Internal | Winter | B19 | 700 | 909 | 0 | 45.05 | 44.62 | 2 | 0
2025 | PJM_ROR_2_MISO_IN | PJM_ROR | MISO_IN | Internal | Winter | B20 | 935 | 909 | 0 | 41.57 | 40.91 | 2 | 0
2025 | PJM_ROR_2_MISO_MI | PJM_ROR | MISO_MI | Internal | Shoulder | B11 | 25 | 1305 | 1157.94 | 59.46 | 61.46 | 2 | 0
2025 | PJM_ROR_2_MISO_MI | PJM_ROR | MISO_MI | Internal | Shoulder | B12 | 200 | 1305 | 0 | 49.13 | 50.94 | 2 | 0
2025 | PJM_ROR_2_MISO_MI | PJM_ROR | MISO_MI | Internal | Shoulder | B13 | 600 | 1305 | 0 | 44.89 | 45.21 | 2 | 0
2025 | PJM_ROR_2_MISO_MI | PJM_ROR | MISO_MI | Internal | Shoulder | B14 | 900 | 1305 | 0 | 43.94 | 43.94 | 2 | 0
2025 | PJM_ROR_2_MISO_MI | PJM_ROR | MISO_MI | Internal | Shoulder | B15 | 1203 | 1305 | 0 | 40.48 | 41.87 | 2 | 0
2025 | PJM_ROR_2_MISO_MI | PJM_ROR | MISO_MI | Internal | Summer | B1 | 10 | 1305 | 0 | 74.6 | 72.6 | 2 | 0
2025 | PJM_ROR_2_MISO_MI | PJM_ROR | MISO_MI | Internal | Summer | B2 | 25 | 1305 | 20.95 | 68.9 | 70.9 | 2 | 0
2025 | PJM_ROR_2_MISO_MI | PJM_ROR | MISO_MI | Internal | Summer | B3 | 75 | 1305 | 0 | 68.43 | 68.88 | 2 | 0
2025 | PJM_ROR_2_MISO_MI | PJM_ROR | MISO_MI | Internal | Summer | B4 | 100 | 1305 | 0 | 65.78 | 66.55 | 2 | 0
2025 | PJM_ROR_2_MISO_MI | PJM_ROR | MISO_MI | Internal | Summer | B5 | 200 | 1305 | 91.24 | 59.15 | 61.15 | 2 | 0
2025 | PJM_ROR_2_MISO_MI | PJM_ROR | MISO_MI | Internal | Summer | B6 | 300 | 1305 | 0 | 52.18 | 53.16 | 2 | 0
2025 | PJM_ROR_2_MISO_MI | PJM_ROR | MISO_MI | Internal | Summer | B7 | 400 | 1305 | 0 | 44.18 | 44.49 | 2 | 0
2025 | PJM_ROR_2_MISO_MI | PJM_ROR | MISO_MI | Internal | Summer | B8 | 500 | 1305 | 0 | 41.41 | 41.4 | 2 | 0
2025 | PJM_ROR_2_MISO_MI | PJM_ROR | MISO_MI | Internal | Summer | B9 | 800 | 1305 | 0 | 39.3 | 40.53 | 2 | 0
2025 | PJM_ROR_2_MISO_MI | PJM_ROR | MISO_MI | Internal | Summer | B10 | 1262 | 1305 | 0 | 37.36 | 38.09 | 2 | 0
2025 | PJM_ROR_2_MISO_MI | PJM_ROR | MISO_MI | Internal | Winter | B16 | 25 | 1305 | 0 | 64.49 | 62.51 | 2 | 0
2025 | PJM_ROR_2_MISO_MI | PJM_ROR | MISO_MI | Internal | Winter | B17 | 100 | 1305 | 0 | 52.89 | 50.93 | 2 | 0
2025 | PJM_ROR_2_MISO_MI | PJM_ROR | MISO_MI | Internal | Winter | B18 | 400 | 1305 | 0 | 47.34 | 47.22 | 2 | 0
2025 | PJM_ROR_2_MISO_MI | PJM_ROR | MISO_MI | Internal | Winter | B19 | 700 | 1305 | 0 | 45.05 | 44.63 | 2 | 0
2025 | PJM_ROR_2_MISO_MI | PJM_ROR | MISO_MI | Internal | Winter | B20 | 935 | 1305 | 0 | 41.57 | 40.92 | 2 | 0
2025 | PJM_ROR_2_MISO_MO-IL | PJM_ROR | MISO_MO-IL | Internal | Shoulder | B11 | 25 | 1111 | 1111 | 59.46 | 63.98 | 2 | 2.52
2025 | PJM_ROR_2_MISO_MO-IL | PJM_ROR | MISO_MO-IL | Internal | Shoulder | B12 | 200 | 1111 | 0 | 49.13 | 50.92 | 2 | 0
2025 | PJM_ROR_2_MISO_MO-IL | PJM_ROR | MISO_MO-IL | Internal | Shoulder | B13 | 600 | 1111 | 0 | 44.89 | 45.18 | 2 | 0
2025 | PJM_ROR_2_MISO_MO-IL | PJM_ROR | MISO_MO-IL | Internal | Shoulder | B14 | 900 | 1111 | 0 | 43.94 | 43.93 | 2 | 0
2025 | PJM_ROR_2_MISO_MO-IL | PJM_ROR | MISO_MO-IL | Internal | Shoulder | B15 | 1203 | 1111 | 0 | 40.48 | 41.85 | 2 | 0
2025 | PJM_ROR_2_MISO_MO-IL | PJM_ROR | MISO_MO-IL | Internal | Summer | B1 | 10 | 1111 | 0 | 74.6 | 72.61 | 2 | 0
2025 | PJM_ROR_2_MISO_MO-IL | PJM_ROR | MISO_MO-IL | Internal | Summer | B2 | 25 | 1111 | 405.36 | 68.9 | 70.9 | 2 | 0
2025 | PJM_ROR_2_MISO_MO-IL | PJM_ROR | MISO_MO-IL | Internal | Summer | B3 | 75 | 1111 | 0 | 68.43 | 68.9 | 2 | 0
2025 | PJM_ROR_2_MISO_MO-IL | PJM_ROR | MISO_MO-IL | Internal | Summer | B4 | 100 | 1111 | 826.52 | 65.78 | 67.78 | 2 | 0
2025 | PJM_ROR_2_MISO_MO-IL | PJM_ROR | MISO_MO-IL | Internal | Summer | B5 | 200 | 1111 | 1110.97 | 59.15 | 61.18 | 2 | 0.02
2025 | PJM_ROR_2_MISO_MO-IL | PJM_ROR | MISO_MO-IL | Internal | Summer | B6 | 300 | 1111 | 0 | 52.18 | 53.18 | 2 | 0
2025 | PJM_ROR_2_MISO_MO-IL | PJM_ROR | MISO_MO-IL | Internal | Summer | B7 | 400 | 1111 | 0 | 44.18 | 44.49 | 2 | 0
2025 | PJM_ROR_2_MISO_MO-IL | PJM_ROR | MISO_MO-IL | Internal | Summer | B8 | 500 | 1111 | 0 | 41.41 | 41.37 | 2 | 0
2025 | PJM_ROR_2_MISO_MO-IL | PJM_ROR | MISO_MO-IL | Internal | Summer | B9 | 800 | 1111 | 0 | 39.3 | 40.5 | 2 | 0
2025 | PJM_ROR_2_MISO_MO-IL | PJM_ROR | MISO_MO-IL | Internal | Summer | B10 | 1262 | 1111 | 0 | 37.36 | 38.02 | 2 | 0
2025 | PJM_ROR_2_MISO_MO-IL | PJM_ROR | MISO_MO-IL | Internal | Winter | B16 | 25 | 1111 | 0 | 64.49 | 62.51 | 2 | 0
2025 | PJM_ROR_2_MISO_MO-IL | PJM_ROR | MISO_MO-IL | Internal | Winter | B17 | 100 | 1111 | 0 | 52.89 | 50.9 | 2 | 0
2025 | PJM_ROR_2_MISO_MO-IL | PJM_ROR | MISO_MO-IL | Internal | Winter | B18 | 400 | 1111 | 0 | 47.34 | 47.22 | 2 | 0
2025 | PJM_ROR_2_MISO_MO-IL | PJM_ROR | MISO_MO-IL | Internal | Winter | B19 | 700 | 1111 | 0 | 45.05 | 44.61 | 2 | 0
2025 | PJM_ROR_2_MISO_MO-IL | PJM_ROR | MISO_MO-IL | Internal | Winter | B20 | 935 | 1111 | 0 | 41.57 | 40.9 | 2 | 0
2025 | PJM_ROR_2_MISO_W | PJM_ROR | MISO_W | Internal | Shoulder | B11 | 25 | 709 | 709 | 59.46 | 63.99 | 2 | 2.53
2025 | PJM_ROR_2_MISO_W | PJM_ROR | MISO_W | Internal | Shoulder | B12 | 200 | 709 | 0 | 49.13 | 50.9 | 2 | 0
2025 | PJM_ROR_2_MISO_W | PJM_ROR | MISO_W | Internal | Shoulder | B13 | 600 | 709 | 0 | 44.89 | 45.17 | 2 | 0
2025 | PJM_ROR_2_MISO_W | PJM_ROR | MISO_W | Internal | Shoulder | B14 | 900 | 709 | 0 | 43.94 | 43.95 | 2 | 0
2025 | PJM_ROR_2_MISO_W | PJM_ROR | MISO_W | Internal | Shoulder | B15 | 1203 | 709 | 118.05 | 40.48 | 42.48 | 2 | 0
2025 | PJM_ROR_2_MISO_W | PJM_ROR | MISO_W | Internal | Summer | B1 | 10 | 709 | 0 | 74.6 | 72.6 | 2 | 0
2025 | PJM_ROR_2_MISO_W | PJM_ROR | MISO_W | Internal | Summer | B2 | 25 | 709 | 708.98 | 68.9 | 71.21 | 2 | 0.31
2025 | PJM_ROR_2_MISO_W | PJM_ROR | MISO_W | Internal | Summer | B3 | 75 | 709 | 709 | 68.43 | 71.21 | 2 | 0.78
2025 | PJM_ROR_2_MISO_W | PJM_ROR | MISO_W | Internal | Summer | B4 | 100 | 709 | 709 | 65.78 | 70.2 | 2 | 2.41
2025 | PJM_ROR_2_MISO_W | PJM_ROR | MISO_W | Internal | Summer | B5 | 200 | 709 | 709 | 59.15 | 67.64 | 2 | 6.48
2025 | PJM_ROR_2_MISO_W | PJM_ROR | MISO_W | Internal | Summer | B6 | 300 | 709 | 650.41 | 52.18 | 54.18 | 2 | 0
2025 | PJM_ROR_2_MISO_W | PJM_ROR | MISO_W | Internal | Summer | B7 | 400 | 709 | 0 | 44.18 | 44.5 | 2 | 0
2025 | PJM_ROR_2_MISO_W | PJM_ROR | MISO_W | Internal | Summer | B8 | 500 | 709 | 0 | 41.41 | 41.38 | 2 | 0
2025 | PJM_ROR_2_MISO_W | PJM_ROR | MISO_W | Internal | Summer | B9 | 800 | 709 | 0 | 39.3 | 40.52 | 2 | 0
2025 | PJM_ROR_2_MISO_W | PJM_ROR | MISO_W | Internal | Summer | B10 | 1262 | 709 | 0 | 37.36 | 38.01 | 2 | 0
2025 | PJM_ROR_2_MISO_W | PJM_ROR | MISO_W | Internal | Winter | B16 | 25 | 709 | 0 | 64.49 | 62.5 | 2 | 0
2025 | PJM_ROR_2_MISO_W | PJM_ROR | MISO_W | Internal | Winter | B17 | 100 | 709 | 0 | 52.89 | 50.89 | 2 | 0
2025 | PJM_ROR_2_MISO_W | PJM_ROR | MISO_W | Internal | Winter | B18 | 400 | 709 | 0 | 47.34 | 47.24 | 2 | 0
2025 | PJM_ROR_2_MISO_W | PJM_ROR | MISO_W | Internal | Winter | B19 | 700 | 709 | 709 | 45.05 | 47.13 | 2 | 0.08
2025 | PJM_ROR_2_MISO_W | PJM_ROR | MISO_W | Internal | Winter | B20 | 935 | 709 | 0 | 41.57 | 40.88 | 2 | 0
2025 | PJM_ROR_2_MISO_WUMS | PJM_ROR | MISO_WUMS | Internal | Shoulder | B11 | 25 | 1467 | 131.98 | 59.46 | 61.46 | 2 | 0
2025 | PJM_ROR_2_MISO_WUMS | PJM_ROR | MISO_WUMS | Internal | Shoulder | B12 | 200 | 1467 | 0 | 49.13 | 50.89 | 2 | 0
2025 | PJM_ROR_2_MISO_WUMS | PJM_ROR | MISO_WUMS | Internal | Shoulder | B13 | 600 | 1467 | 0 | 44.89 | 44.44 | 2 | 0
2025 | PJM_ROR_2_MISO_WUMS | PJM_ROR | MISO_WUMS | Internal | Shoulder | B14 | 900 | 1467 | 0 | 43.94 | 42.29 | 2 | 0
2025 | PJM_ROR_2_MISO_WUMS | PJM_ROR | MISO_WUMS | Internal | Shoulder | B15 | 1203 | 1467 | 0 | 40.48 | 41.5 | 2 | 0
2025 | PJM_ROR_2_MISO_WUMS | PJM_ROR | MISO_WUMS | Internal | Summer | B1 | 10 | 1467 | 0 | 74.6 | 66.56 | 2 | 0
2025 | PJM_ROR_2_MISO_WUMS | PJM_ROR | MISO_WUMS | Internal | Summer | B2 | 25 | 1467 | 0 | 68.9 | 66.56 | 2 | 0
2025 | PJM_ROR_2_MISO_WUMS | PJM_ROR | MISO_WUMS | Internal | Summer | B3 | 75 | 1467 | 0 | 68.43 | 66.56 | 2 | 0
2025 | PJM_ROR_2_MISO_WUMS | PJM_ROR | MISO_WUMS | Internal | Summer | B4 | 100 | 1467 | 0 | 65.78 | 66.56 | 2 | 0
2025 | PJM_ROR_2_MISO_WUMS | PJM_ROR | MISO_WUMS | Internal | Summer | B5 | 200 | 1467 | 298.31 | 59.15 | 61.15 | 2 | 0
2025 | PJM_ROR_2_MISO_WUMS | PJM_ROR | MISO_WUMS | Internal | Summer | B6 | 300 | 1467 | 0 | 52.18 | 50.18 | 2 | 0
2025 | PJM_ROR_2_MISO_WUMS | PJM_ROR | MISO_WUMS | Internal | Summer | B7 | 400 | 1467 | 0 | 44.18 | 42.29 | 2 | 0
2025 | PJM_ROR_2_MISO_WUMS | PJM_ROR | MISO_WUMS | Internal | Summer | B8 | 500 | 1467 | 0 | 41.41 | 40.53 | 2 | 0
2025 | PJM_ROR_2_MISO_WUMS | PJM_ROR | MISO_WUMS | Internal | Summer | B9 | 800 | 1467 | 0 | 39.3 | 40.11 | 2 | 0
2025 | PJM_ROR_2_MISO_WUMS | PJM_ROR | MISO_WUMS | Internal | Summer | B10 | 1262 | 1467 | 0 | 37.36 | 38 | 2 | 0
2025 | PJM_ROR_2_MISO_WUMS | PJM_ROR | MISO_WUMS | Internal | Winter | B16 | 25 | 1467 | 0 | 64.49 | 62.49 | 2 | 0
2025 | PJM_ROR_2_MISO_WUMS | PJM_ROR | MISO_WUMS | Internal | Winter | B17 | 100 | 1467 | 0 | 52.89 | 50.89 | 2 | 0
2025 | PJM_ROR_2_MISO_WUMS | PJM_ROR | MISO_WUMS | Internal | Winter | B18 | 400 | 1467 | 0 | 47.34 | 47.23 | 2 | 0
2025 | PJM_ROR_2_MISO_WUMS | PJM_ROR | MISO_WUMS | Internal | Winter | B19 | 700 | 1467 | 0 | 45.05 | 44.62 | 2 | 0
2025 | PJM_ROR_2_MISO_WUMS | PJM_ROR | MISO_WUMS | Internal | Winter | B20 | 935 | 1467 | 0 | 41.57 | 40.87 | 2 | 0
2025 | PJM_ROR_2_PJM_ROM | PJM_ROR | PJM_ROM | Internal | Shoulder | B11 | 25 | 8000 | 0.24 | 59.46 | 59.45 | 0.01 | 0
2025 | PJM_ROR_2_PJM_ROM | PJM_ROR | PJM_ROM | Internal | Shoulder | B12 | 200 | 8000 | 1508.77 | 49.13 | 49.14 | 0.01 | 0
2025 | PJM_ROR_2_PJM_ROM | PJM_ROR | PJM_ROM | Internal | Shoulder | B13 | 600 | 8000 | 4133.53 | 44.89 | 44.9 | 0.01 | 0
2025 | PJM_ROR_2_PJM_ROM | PJM_ROR | PJM_ROM | Internal | Shoulder | B14 | 900 | 8000 | 3046.98 | 43.94 | 43.95 | 0.01 | 0
2025 | PJM_ROR_2_PJM_ROM | PJM_ROR | PJM_ROM | Internal | Shoulder | B15 | 1203 | 8000 | 5068.09 | 40.48 | 40.49 | 0.01 | 0
2025 | PJM_ROR_2_PJM_ROM | PJM_ROR | PJM_ROM | Internal | Summer | B1 | 10 | 8000 | 4655.44 | 74.6 | 74.61 | 0.01 | 0
2025 | PJM_ROR_2_PJM_ROM | PJM_ROR | PJM_ROM | Internal | Summer | B2 | 25 | 8000 | 5251.61 | 68.9 | 68.91 | 0.01 | 0
2025 | PJM_ROR_2_PJM_ROM | PJM_ROR | PJM_ROM | Internal | Summer | B3 | 75 | 8000 | 0.08 | 68.43 | 68.42 | 0.01 | 0
2025 | PJM_ROR_2_PJM_ROM | PJM_ROR | PJM_ROM | Internal | Summer | B4 | 100 | 8000 | 0.06 | 65.78 | 65.77 | 0.01 | 0
2025 | PJM_ROR_2_PJM_ROM | PJM_ROR | PJM_ROM | Internal | Summer | B5 | 200 | 8000 | 0.03 | 59.15 | 59.14 | 0.01 | 0
2025 | PJM_ROR_2_PJM_ROM | PJM_ROR | PJM_ROM | Internal | Summer | B6 | 300 | 8000 | 2699.4 | 52.18 | 52.2 | 0.01 | 0
2025 | PJM_ROR_2_PJM_ROM | PJM_ROR | PJM_ROM | Internal | Summer | B7 | 400 | 8000 | 4895.45 | 44.18 | 44.19 | 0.01 | 0
2025 | PJM_ROR_2_PJM_ROM | PJM_ROR | PJM_ROM | Internal | Summer | B8 | 500 | 8000 | 3625.76 | 41.41 | 41.42 | 0.01 | 0
2025 | PJM_ROR_2_PJM_ROM | PJM_ROR | PJM_ROM | Internal | Summer | B9 | 800 | 8000 | 6462.06 | 39.3 | 39.31 | 0.01 | 0
2025 | PJM_ROR_2_PJM_ROM | PJM_ROR | PJM_ROM | Internal | Summer | B10 | 1262 | 8000 | 8000 | 37.36 | 37.89 | 0.01 | 0.52
2025 | PJM_ROR_2_PJM_ROM | PJM_ROR | PJM_ROM | Internal | Winter | B16 | 25 | 8000 | 2749.52 | 64.49 | 64.5 | 0.01 | 0
2025 | PJM_ROR_2_PJM_ROM | PJM_ROR | PJM_ROM | Internal | Winter | B17 | 100 | 8000 | 5249.05 | 52.89 | 52.9 | 0.01 | 0
2025 | PJM_ROR_2_PJM_ROM | PJM_ROR | PJM_ROM | Internal | Winter | B18 | 400 | 8000 | 8000 | 47.34 | 48.32 | 0.01 | 0.97
2025 | PJM_ROR_2_PJM_ROM | PJM_ROR | PJM_ROM | Internal | Winter | B19 | 700 | 8000 | 8000 | 45.05 | 45.59 | 0.01 | 0.52
2025 | PJM_ROR_2_PJM_ROM | PJM_ROR | PJM_ROM | Internal | Winter | B20 | 935 | 8000 | 6735.78 | 41.57 | 41.58 | 0.01 | 0
2025 | PJM_ROR_2_TVA_Transmission | PJM_ROR | TVA_Transmission | Internal | Shoulder | B11 | 25 | 2500 | 0.01 | 59.46 | 65.04 | 6 | 0
2025 | PJM_ROR_2_TVA_Transmission | PJM_ROR | TVA_Transmission | Internal | Shoulder | B12 | 200 | 2500 | 0 | 49.13 | 52.13 | 6 | 0
2025 | PJM_ROR_2_TVA_Transmission | PJM_ROR | TVA_Transmission | Internal | Shoulder | B13 | 600 | 2500 | 0 | 44.89 | 48.67 | 6 | 0
2025 | PJM_ROR_2_TVA_Transmission | PJM_ROR | TVA_Transmission | Internal | Shoulder | B14 | 900 | 2500 | 0 | 43.94 | 47.81 | 6 | 0
2025 | PJM_ROR_2_TVA_Transmission | PJM_ROR | TVA_Transmission | Internal | Shoulder | B15 | 1203 | 2500 | 1034.35 | 40.48 | 46.48 | 6 | 0
2025 | PJM_ROR_2_TVA_Transmission | PJM_ROR | TVA_Transmission | Internal | Summer | B1 | 10 | 2500 | 1819.36 | 74.6 | 80.6 | 6 | 0
2025 | PJM_ROR_2_TVA_Transmission | PJM_ROR | TVA_Transmission | Internal | Summer | B2 | 25 | 2500 | 921.64 | 68.9 | 74.9 | 6 | 0
2025 | PJM_ROR_2_TVA_Transmission | PJM_ROR | TVA_Transmission | Internal | Summer | B3 | 75 | 2500 | 0.01 | 68.43 | 74.27 | 6 | 0
2025 | PJM_ROR_2_TVA_Transmission | PJM_ROR | TVA_Transmission | Internal | Summer | B4 | 100 | 2500 | 1694.94 | 65.78 | 71.78 | 6 | 0
2025 | PJM_ROR_2_TVA_Transmission | PJM_ROR | TVA_Transmission | Internal | Summer | B5 | 200 | 2500 | 781.13 | 59.15 | 65.15 | 6 | 0
2025 | PJM_ROR_2_TVA_Transmission | PJM_ROR | TVA_Transmission | Internal | Summer | B6 | 300 | 2500 | 0 | 52.18 | 57.28 | 6 | 0
2025 | PJM_ROR_2_TVA_Transmission | PJM_ROR | TVA_Transmission | Internal | Summer | B7 | 400 | 2500 | 0 | 44.18 | 49.51 | 6 | 0
2025 | PJM_ROR_2_TVA_Transmission | PJM_ROR | TVA_Transmission | Internal | Summer | B8 | 500 | 2500 | 0 | 41.41 | 46.11 | 6 | 0
2025 | PJM_ROR_2_TVA_Transmission | PJM_ROR | TVA_Transmission | Internal | Summer | B9 | 800 | 2500 | 0 | 39.3 | 44.22 | 6 | 0
2025 | PJM_ROR_2_TVA_Transmission | PJM_ROR | TVA_Transmission | Internal | Summer | B10 | 1262 | 2500 | 0 | 37.36 | 42.37 | 6 | 0
2025 | PJM_ROR_2_TVA_Transmission | PJM_ROR | TVA_Transmission | Internal | Winter | B16 | 25 | 2500 | 0 | 64.49 | 69.92 | 6 | 0
2025 | PJM_ROR_2_TVA_Transmission | PJM_ROR | TVA_Transmission | Internal | Winter | B17 | 100 | 2500 | 0 | 52.89 | 54.37 | 6 | 0
2025 | PJM_ROR_2_TVA_Transmission | PJM_ROR | TVA_Transmission | Internal | Winter | B18 | 400 | 2500 | 0 | 47.34 | 50.23 | 6 | 0
2025 | PJM_ROR_2_TVA_Transmission | PJM_ROR | TVA_Transmission | Internal | Winter | B19 | 700 | 2500 | 0 | 45.05 | 48.36 | 6 | 0
2025 | PJM_ROR_2_TVA_Transmission | PJM_ROR | TVA_Transmission | Internal | Winter | B20 | 935 | 2500 | 0 | 41.57 | 46.35 | 6 | 0
2025 | PJM_ROR_2_VACAR | PJM_ROR | VACAR | Internal | Shoulder | B11 | 25 | 3000 | 2234.55 | 59.46 | 65.46 | 6 | 0
2025 | PJM_ROR_2_VACAR | PJM_ROR | VACAR | Internal | Shoulder | B12 | 200 | 3000 | 132.08 | 49.13 | 55.13 | 6 | 0
2025 | PJM_ROR_2_VACAR | PJM_ROR | VACAR | Internal | Shoulder | B13 | 600 | 3000 | 0 | 44.89 | 50.45 | 6 | 0
2025 | PJM_ROR_2_VACAR | PJM_ROR | VACAR | Internal | Shoulder | B14 | 900 | 3000 | 0 | 43.94 | 49.39 | 6 | 0
2025 | PJM_ROR_2_VACAR | PJM_ROR | VACAR | Internal | Shoulder | B15 | 1203 | 3000 | 0 | 40.48 | 46.39 | 6 | 0
2025 | PJM_ROR_2_VACAR | PJM_ROR | VACAR | Internal | Summer | B1 | 10 | 3000 | 2478.37 | 74.6 | 80.6 | 6 | 0
2025 | PJM_ROR_2_VACAR | PJM_ROR | VACAR | Internal | Summer | B2 | 25 | 3000 | 3000 | 68.9 | 80.6 | 6 | 5.7
2025 | PJM_ROR_2_VACAR | PJM_ROR | VACAR | Internal | Summer | B3 | 75 | 3000 | 3000 | 68.43 | 78.98 | 6 | 4.56
2025 | PJM_ROR_2_VACAR | PJM_ROR | VACAR | Internal | Summer | B4 | 100 | 3000 | 3000 | 65.78 | 78.98 | 6 | 7.2
2025 | PJM_ROR_2_VACAR | PJM_ROR | VACAR | Internal | Summer | B5 | 200 | 3000 | 3000 | 59.15 | 67.15 | 6 | 2
2025 | PJM_ROR_2_VACAR | PJM_ROR | VACAR | Internal | Summer | B6 | 300 | 3000 | 2870.18 | 52.18 | 58.18 | 6 | 0
2025 | PJM_ROR_2_VACAR | PJM_ROR | VACAR | Internal | Summer | B7 | 400 | 3000 | 3000 | 44.18 | 50.92 | 6 | 0.74
2025 | PJM_ROR_2_VACAR | PJM_ROR | VACAR | Internal | Summer | B8 | 500 | 3000 | 2721.72 | 41.41 | 47.41 | 6 | 0
2025 | PJM_ROR_2_VACAR | PJM_ROR | VACAR | Internal | Summer | B9 | 800 | 3000 | 0 | 39.3 | 45.2 | 6 | 0
2025 | PJM_ROR_2_VACAR | PJM_ROR | VACAR | Internal | Summer | B10 | 1262 | 3000 | 3000 | 37.36 | 44.54 | 6 | 1.18
2025 | PJM_ROR_2_VACAR | PJM_ROR | VACAR | Internal | Winter | B16 | 25 | 3000 | 3000 | 64.49 | 78.64 | 6 | 8.15
2025 | PJM_ROR_2_VACAR | PJM_ROR | VACAR | Internal | Winter | B17 | 100 | 3000 | 848.35 | 52.89 | 58.89 | 6 | 0
2025 | PJM_ROR_2_VACAR | PJM_ROR | VACAR | Internal | Winter | B18 | 400 | 3000 | 0 | 47.34 | 50.54 | 6 | 0
2025 | PJM_ROR_2_VACAR | PJM_ROR | VACAR | Internal | Winter | B19 | 700 | 3000 | 0 | 45.05 | 50.54 | 6 | 0
2025 | PJM_ROR_2_VACAR | PJM_ROR | VACAR | Internal | Winter | B20 | 935 | 3000 | 3000 | 41.57 | 47.99 | 6 | 0.42
2025 | PJM_ROM_2_NYISO_A-F | PJM_ROM | NYISO_A-F | Internal | Shoulder | B11 | 25 | 2000 | 0 | 59.45 | 47.67 | 6 | 0
2025 | PJM_ROM_2_NYISO_A-F | PJM_ROM | NYISO_A-F | Internal | Shoulder | B12 | 200 | 2000 | 0 | 49.14 | 43.76 | 6 | 0
2025 | PJM_ROM_2_NYISO_A-F | PJM_ROM | NYISO_A-F | Internal | Shoulder | B13 | 600 | 2000 | 0 | 44.9 | 43.47 | 6 | 0
2025 | PJM_ROM_2_NYISO_A-F | PJM_ROM | NYISO_A-F | Internal | Shoulder | B14 | 900 | 2000 | 0 | 43.95 | 43.47 | 6 | 0
2025 | PJM_ROM_2_NYISO_A-F | PJM_ROM | NYISO_A-F | Internal | Shoulder | B15 | 1203 | 2000 | 0 | 40.49 | 43.47 | 6 | 0
2025 | PJM_ROM_2_NYISO_A-F | PJM_ROM | NYISO_A-F | Internal | Summer | B1 | 10 | 2000 | 0 | 74.61 | 66.61 | 6 | 0
2025 | PJM_ROM_2_NYISO_A-F | PJM_ROM | NYISO_A-F | Internal | Summer | B2 | 25 | 2000 | 0 | 68.91 | 63.39 | 6 | 0
2025 | PJM_ROM_2_NYISO_A-F | PJM_ROM | NYISO_A-F | Internal | Summer | B3 | 75 | 2000 | 0 | 68.42 | 57.22 | 6 | 0
2025 | PJM_ROM_2_NYISO_A-F | PJM_ROM | NYISO_A-F | Internal | Summer | B4 | 100 | 2000 | 0 | 65.77 | 50.12 | 6 | 0
2025 | PJM_ROM_2_NYISO_A-F | PJM_ROM | NYISO_A-F | Internal | Summer | B5 | 200 | 2000 | 0 | 59.14 | 50.12 | 6 | 0
2025 | PJM_ROM_2_NYISO_A-F | PJM_ROM | NYISO_A-F | Internal | Summer | B6 | 300 | 2000 | 0 | 52.2 | 48.41 | 6 | 0
2025 | PJM_ROM_2_NYISO_A-F | PJM_ROM | NYISO_A-F | Internal | Summer | B7 | 400 | 2000 | 0 | 44.19 | 44.49 | 6 | 0
2025 | PJM_ROM_2_NYISO_A-F | PJM_ROM | NYISO_A-F | Internal | Summer | B8 | 500 | 2000 | 0 | 41.42 | 42.19 | 6 | 0
2025 | PJM_ROM_2_NYISO_A-F | PJM_ROM | NYISO_A-F | Internal | Summer | B9 | 800 | 2000 | 0 | 39.31 | 41.13 | 6 | 0
2025 | PJM_ROM_2_NYISO_A-F | PJM_ROM | NYISO_A-F | Internal | Summer | B10 | 1262 | 2000 | 0 | 37.89 | 41.13 | 6 | 0
2025 | PJM_ROM_2_NYISO_A-F | PJM_ROM | NYISO_A-F | Internal | Winter | B16 | 25 | 2000 | 0 | 64.5 | 51.64 | 6 | 0
2025 | PJM_ROM_2_NYISO_A-F | PJM_ROM | NYISO_A-F | Internal | Winter | B17 | 100 | 2000 | 0 | 52.9 | 48.19 | 6 | 0
2025 | PJM_ROM_2_NYISO_A-F | PJM_ROM | NYISO_A-F | Internal | Winter | B18 | 400 | 2000 | 0 | 48.32 | 47.22 | 6 | 0
2025 | PJM_ROM_2_NYISO_A-F | PJM_ROM | NYISO_A-F | Internal | Winter | B19 | 700 | 2000 | 0 | 45.59 | 47.22 | 6 | 0
2025 | PJM_ROM_2_NYISO_A-F | PJM_ROM | NYISO_A-F | Internal | Winter | B20 | 935 | 2000 | 0 | 41.58 | 47.22 | 6 | 0
2025 | PJM_ROM_2_PJM_E | PJM_ROM | PJM_E | Internal | Shoulder | B11 | 25 | 8000 | 0.23 | 59.45 | 59.44 | 0.01 | 0
2025 | PJM_ROM_2_PJM_E | PJM_ROM | PJM_E | Internal | Shoulder | B12 | 200 | 8000 | 0.03 | 49.14 | 49.13 | 0.01 | 0
2025 | PJM_ROM_2_PJM_E | PJM_ROM | PJM_E | Internal | Shoulder | B13 | 600 | 8000 | 543.47 | 44.9 | 44.92 | 0.01 | 0
2025 | PJM_ROM_2_PJM_E | PJM_ROM | PJM_E | Internal | Shoulder | B14 | 900 | 8000 | 0 | 43.95 | 43.94 | 0.01 | 0
2025 | PJM_ROM_2_PJM_E | PJM_ROM | PJM_E | Internal | Shoulder | B15 | 1203 | 8000 | 2184.19 | 40.49 | 40.5 | 0.01 | 0
2025 | PJM_ROM_2_PJM_E | PJM_ROM | PJM_E | Internal | Summer | B1 | 10 | 8000 | 3518.48 | 74.61 | 74.62 | 0.01 | 0
2025 | PJM_ROM_2_PJM_E | PJM_ROM | PJM_E | Internal | Summer | B2 | 25 | 8000 | 2826.05 | 68.91 | 68.92 | 0.01 | 0
2025 | PJM_ROM_2_PJM_E | PJM_ROM | PJM_E | Internal | Summer | B3 | 75 | 8000 | 0.08 | 68.42 | 68.4 | 0.01 | 0
2025 | PJM_ROM_2_PJM_E | PJM_ROM | PJM_E | Internal | Summer | B4 | 100 | 8000 | 0.06 | 65.77 | 65.76 | 0.01 | 0
2025 | PJM_ROM_2_PJM_E | PJM_ROM | PJM_E | Internal | Summer | B5 | 200 | 8000 | 1421.38 | 59.14 | 59.15 | 0.01 | 0
2025 | PJM_ROM_2_PJM_E | PJM_ROM | PJM_E | Internal | Summer | B6 | 300 | 8000 | 403.34 | 52.2 | 52.21 | 0.01 | 0
2025 | PJM_ROM_2_PJM_E | PJM_ROM | PJM_E | Internal | Summer | B7 | 400 | 8000 | 2317.89 | 44.19 | 44.2 | 0.01 | 0
2025 | PJM_ROM_2_PJM_E | PJM_ROM | PJM_E | Internal | Summer | B8 | 500 | 8000 | 1651.1 | 41.42 | 41.43 | 0.01 | 0
2025 | PJM_ROM_2_PJM_E | PJM_ROM | PJM_E | Internal | Summer | B9 | 800 | 8000 | 2875.96 | 39.31 | 39.32 | 0.01 | 0
2025 | PJM_ROM_2_PJM_E | PJM_ROM | PJM_E | Internal | Summer | B10 | 1262 | 8000 | 4166.17 | 37.89 | 37.9 | 0.01 | 0
2025 | PJM_ROM_2_PJM_E | PJM_ROM | PJM_E | Internal | Winter | B16 | 25 | 8000 | 1334.73 | 64.5 | 64.51 | 0.01 | 0
2025 | PJM_ROM_2_PJM_E | PJM_ROM | PJM_E | Internal | Winter | B17 | 100 | 8000 | 2123.34 | 52.9 | 52.91 | 0.01 | 0
2025 | PJM_ROM_2_PJM_E | PJM_ROM | PJM_E | Internal | Winter | B18 | 400 | 8000 | 5287.08 | 48.32 | 48.34 | 0.01 | 0
2025 | PJM_ROM_2_PJM_E | PJM_ROM | PJM_E | Internal | Winter | B19 | 700 | 8000 | 4425.59 | 45.59 | 45.6 | 0.01 | 0
2025 | PJM_ROM_2_PJM_E | PJM_ROM | PJM_E | Internal | Winter | B20 | 935 | 8000 | 4571.93 | 41.58 | 41.59 | 0.01 | 0
2025 | PJM_ROM_2_PJM_ROR | PJM_ROM | PJM_ROR | Internal | Shoulder | B11 | 25 | 8000 | 1575.49 | 59.45 | 59.46 | 0.01 | 0
2025 | PJM_ROM_2_PJM_ROR | PJM_ROM | PJM_ROR | Internal | Shoulder | B12 | 200 | 8000 | 0.03 | 49.14 | 49.13 | 0.01 | 0
2025 | PJM_ROM_2_PJM_ROR | PJM_ROM | PJM_ROR | Internal | Shoulder | B13 | 600 | 8000 | 0 | 44.9 | 44.89 | 0.01 | 0
2025 | PJM_ROM_2_PJM_ROR | PJM_ROM | PJM_ROR | Internal | Shoulder | B14 | 900 | 8000 | 0 | 43.95 | 43.94 | 0.01 | 0
2025 | PJM_ROM_2_PJM_ROR | PJM_ROM | PJM_ROR | Internal | Shoulder | B15 | 1203 | 8000 | 0 | 40.49 | 40.48 | 0.01 | 0
2025 | PJM_ROM_2_PJM_ROR | PJM_ROM | PJM_ROR | Internal | Summer | B1 | 10 | 8000 | 0.57 | 74.61 | 74.6 | 0.01 | 0
2025 | PJM_ROM_2_PJM_ROR | PJM_ROM | PJM_ROR | Internal | Summer | B2 | 25 | 8000 | 0.23 | 68.91 | 68.9 | 0.01 | 0
2025 | PJM_ROM_2_PJM_ROR | PJM_ROM | PJM_ROR | Internal | Summer | B3 | 75 | 8000 | 1970 | 68.42 | 68.43 | 0.01 | 0
2025 | PJM_ROM_2_PJM_ROR | PJM_ROM | PJM_ROR | Internal | Summer | B4 | 100 | 8000 | 3028.87 | 65.77 | 65.78 | 0.01 | 0
2025 | PJM_ROM_2_PJM_ROR | PJM_ROM | PJM_ROR | Internal | Summer | B5 | 200 | 8000 | 409.14 | 59.14 | 59.15 | 0.01 | 0
2025 | PJM_ROM_2_PJM_ROR | PJM_ROM | PJM_ROR | Internal | Summer | B6 | 300 | 8000 | 0.02 | 52.2 | 52.18 | 0.01 | 0
2025 | PJM_ROM_2_PJM_ROR | PJM_ROM | PJM_ROR | Internal | Summer | B7 | 400 | 8000 | 0.01 | 44.19 | 44.18 | 0.01 | 0
2025 | PJM_ROM_2_PJM_ROR | PJM_ROM | PJM_ROR | Internal | Summer | B8 | 500 | 8000 | 0.01 | 41.42 | 41.41 | 0.01 | 0
2025 | PJM_ROM_2_PJM_ROR | PJM_ROM | PJM_ROR | Internal | Summer | B9 | 800 | 8000 | 0 | 39.31 | 39.3 | 0.01 | 0
2025 | PJM_ROM_2_PJM_ROR | PJM_ROM | PJM_ROR | Internal | Summer | B10 | 1262 | 8000 | 0 | 37.89 | 37.36 | 0.01 | 0
2025 | PJM_ROM_2_PJM_ROR | PJM_ROM | PJM_ROR | Internal | Winter | B16 | 25 | 8000 | 0.23 | 64.5 | 64.49 | 0.01 | 0
2025 | PJM_ROM_2_PJM_ROR | PJM_ROM | PJM_ROR | Internal | Winter | B17 | 100 | 8000 | 0.06 | 52.9 | 52.89 | 0.01 | 0
2025 | PJM_ROM_2_PJM_ROR | PJM_ROM | PJM_ROR | Internal | Winter | B18 | 400 | 8000 | 0 | 48.32 | 47.34 | 0.01 | 0
2025 | PJM_ROM_2_PJM_ROR | PJM_ROM | PJM_ROR | Internal | Winter | B19 | 700 | 8000 | 0 | 45.59 | 45.05 | 0.01 | 0
2025 | PJM_ROM_2_PJM_ROR | PJM_ROM | PJM_ROR | Internal | Winter | B20 | 935 | 8000 | 0 | 41.58 | 41.57 | 0.01 | 0
2025 | SOCO_2_ENT | SOCO | ENT | Internal | Shoulder | B11 | 25 | 2400 | 0 | 72.46 | 66.09 | 10 | 0
2025 | SOCO_2_ENT | SOCO | ENT | Internal | Shoulder | B12 | 200 | 2400 | 0 | 47.46 | 46.83 | 10 | 0
2025 | SOCO_2_ENT | SOCO | ENT | Internal | Shoulder | B13 | 600 | 2400 | 0 | 46.88 | 46.83 | 10 | 0
2025 | SOCO_2_ENT | SOCO | ENT | Internal | Shoulder | B14 | 900 | 2400 | 0 | 46.88 | 46.5 | 10 | 0
2025 | SOCO_2_ENT | SOCO | ENT | Internal | Shoulder | B15 | 1203 | 2400 | 0 | 46.88 | 45.73 | 10 | 0
2025 | SOCO_2_ENT | SOCO | ENT | Internal | Summer | B1 | 10 | 2400 | 0 | 78.61 | 75.69 | 10 | 0
2025 | SOCO_2_ENT | SOCO | ENT | Internal | Summer | B2 | 25 | 2400 | 0 | 78.61 | 70.61 | 10 | 0
2025 | SOCO_2_ENT | SOCO | ENT | Internal | Summer | B3 | 75 | 2400 | 0 | 77.11 | 69.11 | 10 | 0
2025 | SOCO_2_ENT | SOCO | ENT | Internal | Summer | B4 | 100 | 2400 | 0 | 77.11 | 69.11 | 10 | 0
2025 | SOCO_2_ENT | SOCO | ENT | Internal | Summer | B5 | 200 | 2400 | 0 | 74.15 | 63.98 | 10 | 0
2025 | SOCO_2_ENT | SOCO | ENT | Internal | Summer | B6 | 300 | 2400 | 0 | 65.18 | 60.45 | 10 | 0
2025 | SOCO_2_ENT | SOCO | ENT | Internal | Summer | B7 | 400 | 2400 | 0 | 57.92 | 49.92 | 10 | 0
2025 | SOCO_2_ENT | SOCO | ENT | Internal | Summer | B8 | 500 | 2400 | 0 | 47.16 | 45.36 | 10 | 0
2025 | SOCO_2_ENT | SOCO | ENT | Internal | Summer | B9 | 800 | 2400 | 0 | 45.53 | 45.17 | 10 | 0
2025 | SOCO_2_ENT | SOCO | ENT | Internal | Summer | B10 | 1262 | 2400 | 0 | 45.53 | 43.56 | 10 | 0
2025 | SOCO_2_ENT | SOCO | ENT | Internal | Winter | B16 | 25 | 2400 | 0 | 71.95 | 63.95 | 10 | 0
2025 | SOCO_2_ENT | SOCO | ENT | Internal | Winter | B17 | 100 | 2400 | 0 | 49.67 | 49.74 | 10 | 0
2025 | SOCO_2_ENT | SOCO | ENT | Internal | Winter | B18 | 400 | 2400 | 0 | 49.67 | 49.74 | 10 | 0
2025 | SOCO_2_ENT | SOCO | ENT | Internal | Winter | B19 | 700 | 2400 | 0 | 49.67 | 49.38 | 10 | 0
2025 | SOCO_2_ENT | SOCO | ENT | Internal | Winter | B20 | 935 | 2400 | 0 | 48.98 | 47.76 | 10 | 0
2025 | SOCO_2_FRCC | SOCO | FRCC | Internal | Shoulder | B11 | 25 | 3700 | 261.03 | 72.46 | 82.46 | 10 | 0
2025 | SOCO_2_FRCC | SOCO | FRCC | Internal | Shoulder | B12 | 200 | 3700 | 0 | 47.46 | 55.65 | 10 | 0
2025 | SOCO_2_FRCC | SOCO | FRCC | Internal | Shoulder | B13 | 600 | 3700 | 0 | 46.88 | 54.36 | 10 | 0
2025 | SOCO_2_FRCC | SOCO | FRCC | Internal | Shoulder | B14 | 900 | 3700 | 0 | 46.88 | 52.12 | 10 | 0
2025 | SOCO_2_FRCC | SOCO | FRCC | Internal | Shoulder | B15 | 1203 | 3700 | 0 | 46.88 | 52.12 | 10 | 0
2025 | SOCO_2_FRCC | SOCO | FRCC | Internal | Summer | B1 | 10 | 3700 | 0 | 78.61 | 84.92 | 10 | 0
2025 | SOCO_2_FRCC | SOCO | FRCC | Internal | Summer | B2 | 25 | 3700 | 0 | 78.61 | 84.92 | 10 | 0
2025 | SOCO_2_FRCC | SOCO | FRCC | Internal | Summer | B3 | 75 | 3700 | 0 | 77.11 | 84.92 | 10 | 0
2025 | SOCO_2_FRCC | SOCO | FRCC | Internal | Summer | B4 | 100 | 3700 | 0 | 77.11 | 83.44 | 10 | 0
2025 | SOCO_2_FRCC | SOCO | FRCC | Internal | Summer | B5 | 200 | 3700 | 0 | 74.15 | 83.44 | 10 | 0
2025 | SOCO_2_FRCC | SOCO | FRCC | Internal | Summer | B6 | 300 | 3700 | 0 | 65.18 | 72.63 | 10 | 0
2025 | SOCO_2_FRCC | SOCO | FRCC | Internal | Summer | B7 | 400 | 3700 | 987.13 | 57.92 | 67.92 | 10 | 0
2025 | SOCO_2_FRCC | SOCO | FRCC | Internal | Summer | B8 | 500 | 3700 | 0 | 47.16 | 53.55 | 10 | 0
2025 | SOCO_2_FRCC | SOCO | FRCC | Internal | Summer | B9 | 800 | 3700 | 0 | 45.53 | 51.34 | 10 | 0
2025 | SOCO_2_FRCC | SOCO | FRCC | Internal | Summer | B10 | 1262 | 3700 | 0 | 45.53 | 51.34 | 10 | 0
2025 | SOCO_2_FRCC | SOCO | FRCC | Internal | Winter | B16 | 25 | 3700 | 0 | 71.95 | 77.17 | 10 | 0
2025 | SOCO_2_FRCC | SOCO | FRCC | Internal | Winter | B17 | 100 | 3700 | 0 | 49.67 | 58.87 | 10 | 0
2025 | SOCO_2_FRCC | SOCO | FRCC | Internal | Winter | B18 | 400 | 3700 | 0 | 49.67 | 55.81 | 10 | 0
2025 | SOCO_2_FRCC | SOCO | FRCC | Internal | Winter | B19 | 700 | 3700 | 0 | 49.67 | 54.51 | 10 | 0
2025 | SOCO_2_FRCC | SOCO | FRCC | Internal | Winter | B20 | 935 | 3700 | 0 | 48.98 | 54.51 | 10 | 0
2025 | SOCO_2_TVA_Transmission | SOCO | TVA_Transmission | Internal | Shoulder | B11 | 25 | 2600 | 0 | 72.46 | 65.04 | 10 | 0
2025 | SOCO_2_TVA_Transmission | SOCO | TVA_Transmission | Internal | Shoulder | B12 | 200 | 2600 | 0 | 47.46 | 52.13 | 10 | 0
2025 | SOCO_2_TVA_Transmission | SOCO | TVA_Transmission | Internal | Shoulder | B13 | 600 | 2600 | 0 | 46.88 | 48.67 | 10 | 0
2025 | SOCO_2_TVA_Transmission | SOCO | TVA_Transmission | Internal | Shoulder | B14 | 900 | 2600 | 0 | 46.88 | 47.81 | 10 | 0
2025 | SOCO_2_TVA_Transmission | SOCO | TVA_Transmission | Internal | Shoulder | B15 | 1203 | 2600 | 0 | 46.88 | 46.48 | 10 | 0
2025 | SOCO_2_TVA_Transmission | SOCO | TVA_Transmission | Internal | Summer | B1 | 10 | 2600 | 0 | 78.61 | 80.6 | 10 | 0
2025 | SOCO_2_TVA_Transmission | SOCO | TVA_Transmission | Internal | Summer | B2 | 25 | 2600 | 0 | 78.61 | 74.9 | 10 | 0
2025 | SOCO_2_TVA_Transmission | SOCO | TVA_Transmission | Internal | Summer | B3 | 75 | 2600 | 0 | 77.11 | 74.27 | 10 | 0
2025 | SOCO_2_TVA_Transmission | SOCO | TVA_Transmission | Internal | Summer | B4 | 100 | 2600 | 0 | 77.11 | 71.78 | 10 | 0
2025 | SOCO_2_TVA_Transmission | SOCO | TVA_Transmission | Internal | Summer | B5 | 200 | 2600 | 0 | 74.15 | 65.15 | 10 | 0
2025 | SOCO_2_TVA_Transmission | SOCO | TVA_Transmission | Internal | Summer | B6 | 300 | 2600 | 0 | 65.18 | 57.28 | 10 | 0
2025 | SOCO_2_TVA_Transmission | SOCO | TVA_Transmission | Internal | Summer | B7 | 400 | 2600 | 0 | 57.92 | 49.51 | 10 | 0
2025 | SOCO_2_TVA_Transmission | SOCO | TVA_Transmission | Internal | Summer | B8 | 500 | 2600 | 0 | 47.16 | 46.11 | 10 | 0
2025 | SOCO_2_TVA_Transmission | SOCO | TVA_Transmission | Internal | Summer | B9 | 800 | 2600 | 0 | 45.53 | 44.22 | 10 | 0
2025 | SOCO_2_TVA_Transmission | SOCO | TVA_Transmission | Internal | Summer | B10 | 1262 | 2600 | 0 | 45.53 | 42.37 | 10 | 0
2025 | SOCO_2_TVA_Transmission | SOCO | TVA_Transmission | Internal | Winter | B16 | 25 | 2600 | 0 | 71.95 | 69.92 | 10 | 0
2025 | SOCO_2_TVA_Transmission | SOCO | TVA_Transmission | Internal | Winter | B17 | 100 | 2600 | 0 | 49.67 | 54.37 | 10 | 0
2025 | SOCO_2_TVA_Transmission | SOCO | TVA_Transmission | Internal | Winter | B18 | 400 | 2600 | 0 | 49.67 | 50.23 | 10 | 0
2025 | SOCO_2_TVA_Transmission | SOCO | TVA_Transmission | Internal | Winter | B19 | 700 | 2600 | 0 | 49.67 | 48.36 | 10 | 0
2025 | SOCO_2_TVA_Transmission | SOCO | TVA_Transmission | Internal | Winter | B20 | 935 | 2600 | 0 | 48.98 | 46.35 | 10 | 0
2025 | SOCO_2_VACAR | SOCO | VACAR | Internal | Shoulder | B11 | 25 | 2000 | 0 | 72.46 | 65.46 | 10 | 0
2025 | SOCO_2_VACAR | SOCO | VACAR | Internal | Shoulder | B12 | 200 | 2000 | 0 | 47.46 | 55.13 | 10 | 0
2025 | SOCO_2_VACAR | SOCO | VACAR | Internal | Shoulder | B13 | 600 | 2000 | 0 | 46.88 | 50.45 | 10 | 0
2025 | SOCO_2_VACAR | SOCO | VACAR | Internal | Shoulder | B14 | 900 | 2000 | 0 | 46.88 | 49.39 | 10 | 0
2025 | SOCO_2_VACAR | SOCO | VACAR | Internal | Shoulder | B15 | 1203 | 2000 | 0 | 46.88 | 46.39 | 10 | 0
2025 | SOCO_2_VACAR | SOCO | VACAR | Internal | Summer | B1 | 10 | 2000 | 0 | 78.61 | 80.6 | 10 | 0
2025 | SOCO_2_VACAR | SOCO | VACAR | Internal | Summer | B2 | 25 | 2000 | 0 | 78.61 | 80.6 | 10 | 0
2025 | SOCO_2_VACAR | SOCO | VACAR | Internal | Summer | B3 | 75 | 2000 | 0 | 77.11 | 78.98 | 10 | 0
2025 | SOCO_2_VACAR | SOCO | VACAR | Internal | Summer | B4 | 100 | 2000 | 0 | 77.11 | 78.98 | 10 | 0
2025 | SOCO_2_VACAR | SOCO | VACAR | Internal | Summer | B5 | 200 | 2000 | 0 | 74.15 | 67.15 | 10 | 0
2025 | SOCO_2_VACAR | SOCO | VACAR | Internal | Summer | B6 | 300 | 2000 | 0 | 65.18 | 58.18 | 10 | 0
2025 | SOCO_2_VACAR | SOCO | VACAR | Internal | Summer | B7 | 400 | 2000 | 0 | 57.92 | 50.92 | 10 | 0
2025 | SOCO_2_VACAR | SOCO | VACAR | Internal | Summer | B8 | 500 | 2000 | 0 | 47.16 | 47.41 | 10 | 0
2025 | SOCO_2_VACAR | SOCO | VACAR | Internal | Summer | B9 | 800 | 2000 | 0 | 45.53 | 45.2 | 10 | 0
2025 | SOCO_2_VACAR | SOCO | VACAR | Internal | Summer | B10 | 1262 | 2000 | 0 | 45.53 | 44.54 | 10 | 0
2025 | SOCO_2_VACAR | SOCO | VACAR | Internal | Winter | B16 | 25 | 2000 | 0 | 71.95 | 78.64 | 10 | 0
2025 | SOCO_2_VACAR | SOCO | VACAR | Internal | Winter | B17 | 100 | 2000 | 0 | 49.67 | 58.89 | 10 | 0
2025 | SOCO_2_VACAR | SOCO | VACAR | Internal | Winter | B18 | 400 | 2000 | 0 | 49.67 | 50.54 | 10 | 0
2025 | SOCO_2_VACAR | SOCO | VACAR | Internal | Winter | B19 | 700 | 2000 | 0 | 49.67 | 50.54 | 10 | 0
2025 | SOCO_2_VACAR | SOCO | VACAR | Internal | Winter | B20 | 935 | 2000 | 0 | 48.98 | 47.99 | 10 | 0
2025 | SPP_N_2_ENT | SPP_N | ENT | Internal | Shoulder | B11 | 25 | 1800 | 0 | 70.09 | 66.09 | 5 | 0
2025 | SPP_N_2_ENT | SPP_N | ENT | Internal | Shoulder | B12 | 200 | 1800 | 0 | 50.92 | 46.83 | 5 | 0
2025 | SPP_N_2_ENT | SPP_N | ENT | Internal | Shoulder | B13 | 600 | 1800 | 0 | 45.56 | 46.83 | 5 | 0
2025 | SPP_N_2_ENT | SPP_N | ENT | Internal | Shoulder | B14 | 900 | 1800 | 0 | 44.89 | 46.5 | 5 | 0
2025 | SPP_N_2_ENT | SPP_N | ENT | Internal | Shoulder | B15 | 1203 | 1800 | 0 | 44.77 | 45.73 | 5 | 0
2025 | SPP_N_2_ENT | SPP_N | ENT | Internal | Summer | B1 | 10 | 1800 | 0 | 73.59 | 75.69 | 5 | 0
2025 | SPP_N_2_ENT | SPP_N | ENT | Internal | Summer | B2 | 25 | 1800 | 0 | 73.59 | 70.61 | 5 | 0
2025 | SPP_N_2_ENT | SPP_N | ENT | Internal | Summer | B3 | 75 | 1800 | 0 | 73.59 | 69.11 | 5 | 0
2025 | SPP_N_2_ENT | SPP_N | ENT | Internal | Summer | B4 | 100 | 1800 | 0 | 73.59 | 69.11 | 5 | 0
2025 | SPP_N_2_ENT | SPP_N | ENT | Internal | Summer | B5 | 200 | 1800 | 0 | 67.65 | 63.98 | 5 | 0
2025 | SPP_N_2_ENT | SPP_N | ENT | Internal | Summer | B6 | 300 | 1800 | 0 | 61.18 | 60.45 | 5 | 0
2025 | SPP_N_2_ENT | SPP_N | ENT | Internal | Summer | B7 | 400 | 1800 | 0 | 51.5 | 49.92 | 5 | 0
2025 | SPP_N_2_ENT | SPP_N | ENT | Internal | Summer | B8 | 500 | 1800 | 0 | 44.9 | 45.36 | 5 | 0
2025 | SPP_N_2_ENT | SPP_N | ENT | Internal | Summer | B9 | 800 | 1800 | 0 | 43.36 | 45.17 | 5 | 0
2025 | SPP_N_2_ENT | SPP_N | ENT | Internal | Summer | B10 | 1262 | 1800 | 0 | 40.3 | 43.56 | 5 | 0
2025 | SPP_N_2_ENT | SPP_N | ENT | Internal | Winter | B16 | 25 | 1800 | 0 | 63.13 | 63.95 | 5 | 0
2025 | SPP_N_2_ENT | SPP_N | ENT | Internal | Winter | B17 | 100 | 1800 | 0 | 49.51 | 49.74 | 5 | 0
2025 | SPP_N_2_ENT | SPP_N | ENT | Internal | Winter | B18 | 400 | 1800 | 0 | 47.82 | 49.74 | 5 | 0
2025 | SPP_N_2_ENT | SPP_N | ENT | Internal | Winter | B19 | 700 | 1800 | 0 | 47.71 | 49.38 | 5 | 0
2025 | SPP_N_2_ENT | SPP_N | ENT | Internal | Winter | B20 | 935 | 1800 | 0 | 44.9 | 47.76 | 5 | 0
2025 | SPP_N_2_MISO_MO-IL | SPP_N | MISO_MO-IL | Internal | Shoulder | B11 | 25 | 2000 | 0 | 70.09 | 63.98 | 5 | 0
2025 | SPP_N_2_MISO_MO-IL | SPP_N | MISO_MO-IL | Internal | Shoulder | B12 | 200 | 2000 | 0 | 50.92 | 50.92 | 5 | 0
2025 | SPP_N_2_MISO_MO-IL | SPP_N | MISO_MO-IL | Internal | Shoulder | B13 | 600 | 2000 | 0 | 45.56 | 45.18 | 5 | 0
2025 | SPP_N_2_MISO_MO-IL | SPP_N | MISO_MO-IL | Internal | Shoulder | B14 | 900 | 2000 | 0 | 44.89 | 43.93 | 5 | 0
2025 | SPP_N_2_MISO_MO-IL | SPP_N | MISO_MO-IL | Internal | Shoulder | B15 | 1203 | 2000 | 0 | 44.77 | 41.85 | 5 | 0
2025 | SPP_N_2_MISO_MO-IL | SPP_N | MISO_MO-IL | Internal | Summer | B1 | 10 | 2000 | 0 | 73.59 | 72.61 | 5 | 0
2025 | SPP_N_2_MISO_MO-IL | SPP_N | MISO_MO-IL | Internal | Summer | B2 | 25 | 2000 | 0 | 73.59 | 70.9 | 5 | 0
2025 | SPP_N_2_MISO_MO-IL | SPP_N | MISO_MO-IL | Internal | Summer | B3 | 75 | 2000 | 0 | 73.59 | 68.9 | 5 | 0
2025 | SPP_N_2_MISO_MO-IL | SPP_N | MISO_MO-IL | Internal | Summer | B4 | 100 | 2000 | 0 | 73.59 | 67.78 | 5 | 0
2025 | SPP_N_2_MISO_MO-IL | SPP_N | MISO_MO-IL | Internal | Summer | B5 | 200 | 2000 | 0 | 67.65 | 61.18 | 5 | 0
2025 | SPP_N_2_MISO_MO-IL | SPP_N | MISO_MO-IL | Internal | Summer | B6 | 300 | 2000 | 0 | 61.18 | 53.18 | 5 | 0
2025 | SPP_N_2_MISO_MO-IL | SPP_N | MISO_MO-IL | Internal | Summer | B7 | 400 | 2000 | 0 | 51.5 | 44.49 | 5 | 0
2025 | SPP_N_2_MISO_MO-IL | SPP_N | MISO_MO-IL | Internal | Summer | B8 | 500 | 2000 | 0 | 44.9 | 41.37 | 5 | 0
2025 | SPP_N_2_MISO_MO-IL | SPP_N | MISO_MO-IL | Internal | Summer | B9 | 800 | 2000 | 0 | 43.36 | 40.5 | 5 | 0
2025 | SPP_N_2_MISO_MO-IL | SPP_N | MISO_MO-IL | Internal | Summer | B10 | 1262 | 2000 | 0 | 40.3 | 38.02 | 5 | 0
2025 | SPP_N_2_MISO_MO-IL | SPP_N | MISO_MO-IL | Internal | Winter | B16 | 25 | 2000 | 0 | 63.13 | 62.51 | 5 | 0
2025 | SPP_N_2_MISO_MO-IL | SPP_N | MISO_MO-IL | Internal | Winter | B17 | 100 | 2000 | 0 | 49.51 | 50.9 | 5 | 0
2025 | SPP_N_2_MISO_MO-IL | SPP_N | MISO_MO-IL | Internal | Winter | B18 | 400 | 2000 | 0 | 47.82 | 47.22 | 5 | 0
2025 | SPP_N_2_MISO_MO-IL | SPP_N | MISO_MO-IL | Internal | Winter | B19 | 700 | 2000 | 0 | 47.71 | 44.61 | 5 | 0
2025 | SPP_N_2_MISO_MO-IL | SPP_N | MISO_MO-IL | Internal | Winter | B20 | 935 | 2000 | 0 | 44.9 | 40.9 | 5 | 0
2025 | SPP_N_2_MISO_W | SPP_N | MISO_W | Internal | Shoulder | B11 | 25 | 750 | 0 | 70.09 | 63.99 | 5 | 0
2025 | SPP_N_2_MISO_W | SPP_N | MISO_W | Internal | Shoulder | B12 | 200 | 750 | 0 | 50.92 | 50.9 | 5 | 0
2025 | SPP_N_2_MISO_W | SPP_N | MISO_W | Internal | Shoulder | B13 | 600 | 750 | 0 | 45.56 | 45.17 | 5 | 0
2025 | SPP_N_2_MISO_W | SPP_N | MISO_W | Internal | Shoulder | B14 | 900 | 750 | 0 | 44.89 | 43.95 | 5 | 0
2025 | SPP_N_2_MISO_W | SPP_N | MISO_W | Internal | Shoulder | B15 | 1203 | 750 | 0 | 44.77 | 42.48 | 5 | 0
2025 | SPP_N_2_MISO_W | SPP_N | MISO_W | Internal | Summer | B1 | 10 | 750 | 0 | 73.59 | 72.6 | 5 | 0
2025 | SPP_N_2_MISO_W | SPP_N | MISO_W | Internal | Summer | B2 | 25 | 750 | 0 | 73.59 | 71.21 | 5 | 0
2025 | SPP_N_2_MISO_W | SPP_N | MISO_W | Internal | Summer | B3 | 75 | 750 | 0 | 73.59 | 71.21 | 5 | 0
2025 | SPP_N_2_MISO_W | SPP_N | MISO_W | Internal | Summer | B4 | 100 | 750 | 0 | 73.59 | 70.2 | 5 | 0
2025 | SPP_N_2_MISO_W | SPP_N | MISO_W | Internal | Summer | B5 | 200 | 750 | 0 | 67.65 | 67.64 | 5 | 0
2025 | SPP_N_2_MISO_W | SPP_N | MISO_W | Internal | Summer | B6 | 300 | 750 | 0 | 61.18 | 54.18 | 5 | 0
2025 | SPP_N_2_MISO_W | SPP_N | MISO_W | Internal | Summer | B7 | 400 | 750 | 0 | 51.5 | 44.5 | 5 | 0
2025 | SPP_N_2_MISO_W | SPP_N | MISO_W | Internal | Summer | B8 | 500 | 750 | 0 | 44.9 | 41.38 | 5 | 0
2025 | SPP_N_2_MISO_W | SPP_N | MISO_W | Internal | Summer | B9 | 800 | 750 | 0 | 43.36 | 40.52 | 5 | 0
2025 | SPP_N_2_MISO_W | SPP_N | MISO_W | Internal | Summer | B10 | 1262 | 750 | 0 | 40.3 | 38.01 | 5 | 0
2025 | SPP_N_2_MISO_W | SPP_N | MISO_W | Internal | Winter | B16 | 25 | 750 | 0 | 63.13 | 62.5 | 5 | 0
2025 | SPP_N_2_MISO_W | SPP_N | MISO_W | Internal | Winter | B17 | 100 | 750 | 0 | 49.51 | 50.89 | 5 | 0
2025 | SPP_N_2_MISO_W | SPP_N | MISO_W | Internal | Winter | B18 | 400 | 750 | 0 | 47.82 | 47.24 | 5 | 0
2025 | SPP_N_2_MISO_W | SPP_N | MISO_W | Internal | Winter | B19 | 700 | 750 | 0 | 47.71 | 47.13 | 5 | 0
2025 | SPP_N_2_MISO_W | SPP_N | MISO_W | Internal | Winter | B20 | 935 | 750 | 0 | 44.9 | 40.88 | 5 | 0
2025 | SPP_N_2_NE | SPP_N | NE | Internal | Shoulder | B11 | 25 | 330 | 0 | 70.09 | 67.57 | 0.01 | 0
2025 | SPP_N_2_NE | SPP_N | NE | Internal | Shoulder | B12 | 200 | 330 | 0.03 | 50.92 | 50.9 | 0.01 | 0
2025 | SPP_N_2_NE | SPP_N | NE | Internal | Shoulder | B13 | 600 | 330 | 0 | 45.56 | 45.55 | 0.01 | 0
2025 | SPP_N_2_NE | SPP_N | NE | Internal | Shoulder | B14 | 900 | 330 | 0 | 44.89 | 44.88 | 0.01 | 0
2025 | SPP_N_2_NE | SPP_N | NE | Internal | Shoulder | B15 | 1203 | 330 | 0 | 44.77 | 44.76 | 0.01 | 0
2025 | SPP_N_2_NE | SPP_N | NE | Internal | Summer | B1 | 10 | 330 | 0.01 | 73.59 | 72.6 | 0.01 | 0
2025 | SPP_N_2_NE | SPP_N | NE | Internal | Summer | B2 | 25 | 330 | 0 | 73.59 | 72.42 | 0.01 | 0
2025 | SPP_N_2_NE | SPP_N | NE | Internal | Summer | B3 | 75 | 330 | 0 | 73.59 | 72.42 | 0.01 | 0
2025 | SPP_N_2_NE | SPP_N | NE | Internal | Summer | B4 | 100 | 330 | 0 | 73.59 | 70.2 | 0.01 | 0
2025 | SPP_N_2_NE | SPP_N | NE | Internal | Summer | B5 | 200 | 330 | 0.03 | 67.65 | 67.64 | 0.01 | 0
2025 | SPP_N_2_NE | SPP_N | NE | Internal | Summer | B6 | 300 | 330 | 0.02 | 61.18 | 61.17 | 0.01 | 0
2025 | SPP_N_2_NE | SPP_N | NE | Internal | Summer | B7 | 400 | 330 | 0 | 51.5 | 49.14 | 0.01 | 0
2025 | SPP_N_2_NE | SPP_N | NE | Internal | Summer | B8 | 500 | 330 | 0 | 44.9 | 42.04 | 0.01 | 0
2025 | SPP_N_2_NE | SPP_N | NE | Internal | Summer | B9 | 800 | 330 | 0 | 43.36 | 42.04 | 0.01 | 0
2025 | SPP_N_2_NE | SPP_N | NE | Internal | Summer | B10 | 1262 | 330 | 0 | 40.3 | 38.01 | 0.01 | 0
2025 | SPP_N_2_NE | SPP_N | NE | Internal | Winter | B16 | 25 | 330 | 0 | 63.13 | 62.5 | 0.01 | 0
2025 | SPP_N_2_NE | SPP_N | NE | Internal | Winter | B17 | 100 | 330 | 0.06 | 49.51 | 49.5 | 0.01 | 0
2025 | SPP_N_2_NE | SPP_N | NE | Internal | Winter | B18 | 400 | 330 | 0.01 | 47.82 | 47.81 | 0.01 | 0
2025 | SPP_N_2_NE | SPP_N | NE | Internal | Winter | B19 | 700 | 330 | 0 | 47.71 | 47.7 | 0.01 | 0
2025 | SPP_N_2_NE | SPP_N | NE | Internal | Winter | B20 | 935 | 330 | 0 | 44.9 | 44.89 | 0.01 | 0
2025 | SPP_N_2_SPP_S | SPP_N | SPP_S | Internal | Shoulder | B11 | 25 | 4000 | 0 | 70.09 | 64.71 | 0.01 | 0
2025 | SPP_N_2_SPP_S | SPP_N | SPP_S | Internal | Shoulder | B12 | 200 | 4000 | 0 | 50.92 | 46.93 | 0.01 | 0
2025 | SPP_N_2_SPP_S | SPP_N | SPP_S | Internal | Shoulder | B13 | 600 | 4000 | 0 | 45.56 | 45.55 | 0.01 | 0
2025 | SPP_N_2_SPP_S | SPP_N | SPP_S | Internal | Shoulder | B14 | 900 | 4000 | 0 | 44.89 | 44.88 | 0.01 | 0
2025 | SPP_N_2_SPP_S | SPP_N | SPP_S | Internal | Shoulder | B15 | 1203 | 4000 | 1388.23 | 44.77 | 44.78 | 0.01 | 0
2025 | SPP_N_2_SPP_S | SPP_N | SPP_S | Internal | Summer | B1 | 10 | 4000 | 0 | 73.59 | 71.31 | 0.01 | 0
2025 | SPP_N_2_SPP_S | SPP_N | SPP_S | Internal | Summer | B2 | 25 | 4000 | 0 | 73.59 | 71.31 | 0.01 | 0
2025 | SPP_N_2_SPP_S | SPP_N | SPP_S | Internal | Summer | B3 | 75 | 4000 | 0 | 73.59 | 64.11 | 0.01 | 0
2025 | SPP_N_2_SPP_S | SPP_N | SPP_S | Internal | Summer | B4 | 100 | 4000 | 0 | 73.59 | 63.01 | 0.01 | 0
2025 | SPP_N_2_SPP_S | SPP_N | SPP_S | Internal | Summer | B5 | 200 | 4000 | 0 | 67.65 | 62.49 | 0.01 | 0
2025 | SPP_N_2_SPP_S | SPP_N | SPP_S | Internal | Summer | B6 | 300 | 4000 | 2086.73 | 61.18 | 61.2 | 0.01 | 0
2025 | SPP_N_2_SPP_S | SPP_N | SPP_S | Internal | Summer | B7 | 400 | 4000 | 1572.89 | 51.5 | 51.51 | 0.01 | 0
2025 | SPP_N_2_SPP_S | SPP_N | SPP_S | Internal | Summer | B8 | 500 | 4000 | 1880.46 | 44.9 | 44.92 | 0.01 | 0
2025 | SPP_N_2_SPP_S | SPP_N | SPP_S | Internal | Summer | B9 | 800 | 4000 | 2085.57 | 43.36 | 43.37 | 0.01 | 0
2025 | SPP_N_2_SPP_S | SPP_N | SPP_S | Internal | Summer | B10 | 1262 | 4000 | 4000 | 40.3 | 43.27 | 0.01 | 2.96
2025 | SPP_N_2_SPP_S | SPP_N | SPP_S | Internal | Winter | B16 | 25 | 4000 | 677.5 | 63.13 | 63.14 | 0.01 | 0
2025 | SPP_N_2_SPP_S | SPP_N | SPP_S | Internal | Winter | B17 | 100 | 4000 | 1268.57 | 49.51 | 49.52 | 0.01 | 0
2025 | SPP_N_2_SPP_S | SPP_N | SPP_S | Internal | Winter | B18 | 400 | 4000 | 1560.31 | 47.82 | 47.83 | 0.01 | 0
2025 | SPP_N_2_SPP_S | SPP_N | SPP_S | Internal | Winter | B19 | 700 | 4000 | 1596.41 | 47.71 | 47.73 | 0.01 | 0
2025 | SPP_N_2_SPP_S | SPP_N | SPP_S | Internal | Winter | B20 | 935 | 4000 | 3729.35 | 44.9 | 44.92 | 0.01 | 0
2025 | SPP_S_2_ENT | SPP_S | ENT | Internal | Shoulder | B11 | 25 | 850 | 0 | 64.71 | 66.09 | 5 | 0
2025 | SPP_S_2_ENT | SPP_S | ENT | Internal | Shoulder | B12 | 200 | 850 | 0 | 46.93 | 46.83 | 5 | 0
2025 | SPP_S_2_ENT | SPP_S | ENT | Internal | Shoulder | B13 | 600 | 850 | 0 | 45.55 | 46.83 | 5 | 0
2025 | SPP_S_2_ENT | SPP_S | ENT | Internal | Shoulder | B14 | 900 | 850 | 0 | 44.88 | 46.5 | 5 | 0
2025 | SPP_S_2_ENT | SPP_S | ENT | Internal | Shoulder | B15 | 1203 | 850 | 0 | 44.78 | 45.73 | 5 | 0
2025 | SPP_S_2_ENT | SPP_S | ENT | Internal | Summer | B1 | 10 | 850 | 0.02 | 71.31 | 75.69 | 5 | 0
2025 | SPP_S_2_ENT | SPP_S | ENT | Internal | Summer | B2 | 25 | 850 | 0 | 71.31 | 70.61 | 5 | 0
2025 | SPP_S_2_ENT | SPP_S | ENT | Internal | Summer | B3 | 75 | 850 | 627.84 | 64.11 | 69.11 | 5 | 0
2025 | SPP_S_2_ENT | SPP_S | ENT | Internal | Summer | B4 | 100 | 850 | 850 | 63.01 | 69.11 | 5 | 1.1
2025 | SPP_S_2_ENT | SPP_S | ENT | Internal | Summer | B5 | 200 | 850 | 0 | 62.49 | 63.98 | 5 | 0
2025 | SPP_S_2_ENT | SPP_S | ENT | Internal | Summer | B6 | 300 | 850 | 0 | 61.2 | 60.45 | 5 | 0
2025 | SPP_S_2_ENT | SPP_S | ENT | Internal | Summer | B7 | 400 | 850 | 0 | 51.51 | 49.92 | 5 | 0
2025 | SPP_S_2_ENT | SPP_S | ENT | Internal | Summer | B8 | 500 | 850 | 0 | 44.92 | 45.36 | 5 | 0
2025 | SPP_S_2_ENT | SPP_S | ENT | Internal | Summer | B9 | 800 | 850 | 0 | 43.37 | 45.17 | 5 | 0
2025 | SPP_S_2_ENT | SPP_S | ENT | Internal | Summer | B10 | 1262 | 850 | 0 | 43.27 | 43.56 | 5 | 0
2025 | SPP_S_2_ENT | SPP_S | ENT | Internal | Winter | B16 | 25 | 850 | 0 | 63.14 | 63.95 | 5 | 0
2025 | SPP_S_2_ENT | SPP_S | ENT | Internal | Winter | B17 | 100 | 850 | 0 | 49.52 | 49.74 | 5 | 0
2025 | SPP_S_2_ENT | SPP_S | ENT | Internal | Winter | B18 | 400 | 850 | 0 | 47.83 | 49.74 | 5 | 0
2025 | SPP_S_2_ENT | SPP_S | ENT | Internal | Winter | B19 | 700 | 850 | 0 | 47.73 | 49.38 | 5 | 0
2025 | SPP_S_2_ENT | SPP_S | ENT | Internal | Winter | B20 | 935 | 850 | 0 | 44.92 | 47.76 | 5 | 0
2025 | SPP_S_2_SPP_N | SPP_S | SPP_N | Internal | Shoulder | B11 | 25 | 640 | 640 | 64.71 | 70.09 | 0.01 | 5.37
2025 | SPP_S_2_SPP_N | SPP_S | SPP_N | Internal | Shoulder | B12 | 200 | 640 | 640 | 46.93 | 50.92 | 0.01 | 3.98
2025 | SPP_S_2_SPP_N | SPP_S | SPP_N | Internal | Shoulder | B13 | 600 | 640 | 268.65 | 45.55 | 45.56 | 0.01 | 0
2025 | SPP_S_2_SPP_N | SPP_S | SPP_N | Internal | Shoulder | B14 | 900 | 640 | 618.27 | 44.88 | 44.89 | 0.01 | 0
2025 | SPP_S_2_SPP_N | SPP_S | SPP_N | Internal | Shoulder | B15 | 1203 | 640 | 0 | 44.78 | 44.77 | 0.01 | 0
2025 | SPP_S_2_SPP_N | SPP_S | SPP_N | Internal | Summer | B1 | 10 | 640 | 639.99 | 71.31 | 73.59 | 0.01 | 2.27
2025 | SPP_S_2_SPP_N | SPP_S | SPP_N | Internal | Summer | B2 | 25 | 640 | 640 | 71.31 | 73.59 | 0.01 | 2.27
2025 | SPP_S_2_SPP_N | SPP_S | SPP_N | Internal | Summer | B3 | 75 | 640 | 640 | 64.11 | 73.59 | 0.01 | 9.47
2025 | SPP_S_2_SPP_N | SPP_S | SPP_N | Internal | Summer | B4 | 100 | 640 | 640 | 63.01 | 73.59 | 0.01 | 10.57
2025 | SPP_S_2_SPP_N | SPP_S | SPP_N | Internal | Summer | B5 | 200 | 640 | 640 | 62.49 | 67.65 | 0.01 | 5.15
2025 | SPP_S_2_SPP_N | SPP_S | SPP_N | Internal | Summer | B6 | 300 | 640 | 0.02 | 61.2 | 61.18 | 0.01 | 0
2025 | SPP_S_2_SPP_N | SPP_S | SPP_N | Internal | Summer | B7 | 400 | 640 | 0.01 | 51.51 | 51.5 | 0.01 | 0
2025 | SPP_S_2_SPP_N | SPP_S | SPP_N | Internal | Summer | B8 | 500 | 640 | 0.01 | 44.92 | 44.9 | 0.01 | 0
2025 | SPP_S_2_SPP_N | SPP_S | SPP_N | Internal | Summer | B9 | 800 | 640 | 0 | 43.37 | 43.36 | 0.01 | 0
2025 | SPP_S_2_SPP_N | SPP_S | SPP_N | Internal | Summer | B10 | 1262 | 640 | 0 | 43.27 | 40.3 | 0.01 | 0
2025 | SPP_S_2_SPP_N | SPP_S | SPP_N | Internal | Winter | B16 | 25 | 640 | 0.23 | 63.14 | 63.13 | 0.01 | 0
2025 | SPP_S_2_SPP_N | SPP_S | SPP_N | Internal | Winter | B17 | 100 | 640 | 0.06 | 49.52 | 49.51 | 0.01 | 0
2025 | SPP_S_2_SPP_N | SPP_S | SPP_N | Internal | Winter | B18 | 400 | 640 | 0.01 | 47.83 | 47.82 | 0.01 | 0
2025 | SPP_S_2_SPP_N | SPP_S | SPP_N | Internal | Winter | B19 | 700 | 640 | 0 | 47.73 | 47.71 | 0.01 | 0
2025 | SPP_S_2_SPP_N | SPP_S | SPP_N | Internal | Winter | B20 | 935 | 640 | 0 | 44.92 | 44.9 | 0.01 | 0
2025 | TVA_2_ENT | TVA | ENT | Internal | Shoulder | B11 | 25 | 500 | 0 | 64.36 | 66.09 | 9 | 0
2025 | TVA_2_ENT | TVA | ENT | Internal | Shoulder | B12 | 200 | 500 | 0 | 48.48 | 46.83 | 9 | 0
2025 | TVA_2_ENT | TVA | ENT | Internal | Shoulder | B13 | 600 | 500 | 0 | 46.5 | 46.83 | 9 | 0
2025 | TVA_2_ENT | TVA | ENT | Internal | Shoulder | B14 | 900 | 500 | 0 | 46.5 | 46.5 | 9 | 0
2025 | TVA_2_ENT | TVA | ENT | Internal | Shoulder | B15 | 1203 | 500 | 0 | 46.49 | 45.73 | 9 | 0
2025 | TVA_2_ENT | TVA | ENT | Internal | Summer | B1 | 10 | 500 | 0 | 80.61 | 75.69 | 9 | 0
2025 | TVA_2_ENT | TVA | ENT | Internal | Summer | B2 | 25 | 500 | 0 | 74.91 | 70.61 | 9 | 0
2025 | TVA_2_ENT | TVA | ENT | Internal | Summer | B3 | 75 | 500 | 0 | 74.13 | 69.11 | 9 | 0
2025 | TVA_2_ENT | TVA | ENT | Internal | Summer | B4 | 100 | 500 | 0 | 71.8 | 69.11 | 9 | 0
2025 | TVA_2_ENT | TVA | ENT | Internal | Summer | B5 | 200 | 500 | 0 | 65.15 | 63.98 | 9 | 0
2025 | TVA_2_ENT | TVA | ENT | Internal | Summer | B6 | 300 | 500 | 478.22 | 51.45 | 60.45 | 9 | 0
2025 | TVA_2_ENT | TVA | ENT | Internal | Summer | B7 | 400 | 500 | 0 | 45.14 | 49.92 | 9 | 0
2025 | TVA_2_ENT | TVA | ENT | Internal | Summer | B8 | 500 | 500 | 0 | 45.14 | 45.36 | 9 | 0
2025 | TVA_2_ENT | TVA | ENT | Internal | Summer | B9 | 800 | 500 | 0 | 43.43 | 45.17 | 9 | 0
2025 | TVA_2_ENT | TVA | ENT | Internal | Summer | B10 | 1262 | 500 | 0 | 41.65 | 43.56 | 9 | 0
2025 | TVA_2_ENT | TVA | ENT | Internal | Winter | B16 | 25 | 500 | 0 | 65.76 | 63.95 | 9 | 0
2025 | TVA_2_ENT | TVA | ENT | Internal | Winter | B17 | 100 | 500 | 0 | 51.43 | 49.74 | 9 | 0
2025 | TVA_2_ENT | TVA | ENT | Internal | Winter | B18 | 400 | 500 | 0 | 46.32 | 49.74 | 9 | 0
2025 | TVA_2_ENT | TVA | ENT | Internal | Winter | B19 | 700 | 500 | 0 | 46.32 | 49.38 | 9 | 0
2025 | TVA_2_ENT | TVA | ENT | Internal | Winter | B20 | 935 | 500 | 0 | 46.32 | 47.76 | 9 | 0
2025 | TVA_2_MISO_MO-IL | TVA | MISO_MO-IL | Internal | Shoulder | B11 | 25 | 50 | 0 | 64.36 | 63.98 | 9 | 0
2025 | TVA_2_MISO_MO-IL | TVA | MISO_MO-IL | Internal | Shoulder | B12 | 200 | 50 | 0 | 48.48 | 50.92 | 9 | 0
2025 | TVA_2_MISO_MO-IL | TVA | MISO_MO-IL | Internal | Shoulder | B13 | 600 | 50 | 0 | 46.5 | 45.18 | 9 | 0
2025 | TVA_2_MISO_MO-IL | TVA | MISO_MO-IL | Internal | Shoulder | B14 | 900 | 50 | 0 | 46.5 | 43.93 | 9 | 0
2025 | TVA_2_MISO_MO-IL | TVA | MISO_MO-IL | Internal | Shoulder | B15 | 1203 | 50 | 0 | 46.49 | 41.85 | 9 | 0
2025 | TVA_2_MISO_MO-IL | TVA | MISO_MO-IL | Internal | Summer | B1 | 10 | 50 | 0 | 80.61 | 72.61 | 9 | 0
2025 | TVA_2_MISO_MO-IL | TVA | MISO_MO-IL | Internal | Summer | B2 | 25 | 50 | 0 | 74.91 | 70.9 | 9 | 0
2025 | TVA_2_MISO_MO-IL | TVA | MISO_MO-IL | Internal | Summer | B3 | 75 | 50 | 0 | 74.13 | 68.9 | 9 | 0
2025 | TVA_2_MISO_MO-IL | TVA | MISO_MO-IL | Internal | Summer | B4 | 100 | 50 | 0 | 71.8 | 67.78 | 9 | 0
2025 | TVA_2_MISO_MO-IL | TVA | MISO_MO-IL | Internal | Summer | B5 | 200 | 50 | 0 | 65.15 | 61.18 | 9 | 0
2025 | TVA_2_MISO_MO-IL | TVA | MISO_MO-IL | Internal | Summer | B6 | 300 | 50 | 0 | 51.45 | 53.18 | 9 | 0
2025 | TVA_2_MISO_MO-IL | TVA | MISO_MO-IL | Internal | Summer | B7 | 400 | 50 | 0 | 45.14 | 44.49 | 9 | 0
2025 | TVA_2_MISO_MO-IL | TVA | MISO_MO-IL | Internal | Summer | B8 | 500 | 50 | 0 | 45.14 | 41.37 | 9 | 0
2025 | TVA_2_MISO_MO-IL | TVA | MISO_MO-IL | Internal | Summer | B9 | 800 | 50 | 0 | 43.43 | 40.5 | 9 | 0
2025 | TVA_2_MISO_MO-IL | TVA | MISO_MO-IL | Internal | Summer | B10 | 1262 | 50 | 0 | 41.65 | 38.02 | 9 | 0
2025 | TVA_2_MISO_MO-IL | TVA | MISO_MO-IL | Internal | Winter | B16 | 25 | 50 | 0 | 65.76 | 62.51 | 9 | 0
2025 | TVA_2_MISO_MO-IL | TVA | MISO_MO-IL | Internal | Winter | B17 | 100 | 50 | 0 | 51.43 | 50.9 | 9 | 0
2025 | TVA_2_MISO_MO-IL | TVA | MISO_MO-IL | Internal | Winter | B18 | 400 | 50 | 0 | 46.32 | 47.22 | 9 | 0
2025 | TVA_2_MISO_MO-IL | TVA | MISO_MO-IL | Internal | Winter | B19 | 700 | 50 | 0 | 46.32 | 44.61 | 9 | 0
2025 | TVA_2_MISO_MO-IL | TVA | MISO_MO-IL | Internal | Winter | B20 | 935 | 50 | 0 | 46.32 | 40.9 | 9 | 0
2025 | TVA_2_NonRTO_Midwest | TVA | NonRTO_Midwest | Internal | Shoulder | B11 | 25 | 100 | 0 | 64.36 | 71.97 | 9 | 0
2025 | TVA_2_NonRTO_Midwest | TVA | NonRTO_Midwest | Internal | Shoulder | B12 | 200 | 100 | 100 | 48.48 | 58.93 | 9 | 1.45
2025 | TVA_2_NonRTO_Midwest | TVA | NonRTO_Midwest | Internal | Shoulder | B13 | 600 | 100 | 0 | 46.5 | 53.19 | 9 | 0
2025 | TVA_2_NonRTO_Midwest | TVA | NonRTO_Midwest | Internal | Shoulder | B14 | 900 | 100 | 0 | 46.5 | 44.5 | 9 | 0
2025 | TVA_2_NonRTO_Midwest | TVA | NonRTO_Midwest | Internal | Shoulder | B15 | 1203 | 100 | 0 | 46.49 | 38.74 | 9 | 0
2025 | TVA_2_NonRTO_Midwest | TVA | NonRTO_Midwest | Internal | Summer | B1 | 10 | 100 | 0 | 80.61 | 75.82 | 9 | 0
2025 | TVA_2_NonRTO_Midwest | TVA | NonRTO_Midwest | Internal | Summer | B2 | 25 | 100 | 0 | 74.91 | 75.82 | 9 | 0
2025 | TVA_2_NonRTO_Midwest | TVA | NonRTO_Midwest | Internal | Summer | B3 | 75 | 100 | 0 | 74.13 | 75.82 | 9 | 0
2025 | TVA_2_NonRTO_Midwest | TVA | NonRTO_Midwest | Internal | Summer | B4 | 100 | 100 | 0 | 71.8 | 75.77 | 9 | 0
2025 | TVA_2_NonRTO_Midwest | TVA | NonRTO_Midwest | Internal | Summer | B5 | 200 | 100 | 0 | 65.15 | 69.17 | 9 | 0
2025 | TVA_2_NonRTO_Midwest | TVA | NonRTO_Midwest | Internal | Summer | B6 | 300 | 100 | 100 | 51.45 | 61.17 | 9 | 0.72
2025 | TVA_2_NonRTO_Midwest | TVA | NonRTO_Midwest | Internal | Summer | B7 | 400 | 100 | 0 | 45.14 | 45.57 | 9 | 0
2025 | TVA_2_NonRTO_Midwest | TVA | NonRTO_Midwest | Internal | Summer | B8 | 500 | 100 | 0 | 45.14 | 43.71 | 9 | 0
2025 | TVA_2_NonRTO_Midwest | TVA | NonRTO_Midwest | Internal | Summer | B9 | 800 | 100 | 0 | 43.43 | 39.06 | 9 | 0
2025 | TVA_2_NonRTO_Midwest | TVA | NonRTO_Midwest | Internal | Summer | B10 | 1262 | 100 | 0 | 41.65 | 36.69 | 9 | 0
2025 | TVA_2_NonRTO_Midwest | TVA | NonRTO_Midwest | Internal | Winter | B16 | 25 | 100 | 0 | 65.76 | 70.53 | 9 | 0
2025 | TVA_2_NonRTO_Midwest | TVA | NonRTO_Midwest | Internal | Winter | B17 | 100 | 100 | 0 | 51.43 | 58.91 | 9 | 0
2025 | TVA_2_NonRTO_Midwest | TVA | NonRTO_Midwest | Internal | Winter | B18 | 400 | 100 | 0 | 46.32 | 55.2 | 9 | 0
2025 | TVA_2_NonRTO_Midwest | TVA | NonRTO_Midwest | Internal | Winter | B19 | 700 | 100 | 0 | 46.32 | 45.52 | 9 | 0
2025 | TVA_2_NonRTO_Midwest | TVA | NonRTO_Midwest | Internal | Winter | B20 | 935 | 100 | 0 | 46.32 | 38.39 | 9 | 0
2025 | TVA_2_PJM_ROR | TVA | PJM_ROR | Internal | Shoulder | B11 | 25 | 500 | 0 | 64.36 | 59.46 | 9 | 0
2025 | TVA_2_PJM_ROR | TVA | PJM_ROR | Internal | Shoulder | B12 | 200 | 500 | 0 | 48.48 | 49.13 | 9 | 0
2025 | TVA_2_PJM_ROR | TVA | PJM_ROR | Internal | Shoulder | B13 | 600 | 500 | 0 | 46.5 | 44.89 | 9 | 0
2025 | TVA_2_PJM_ROR | TVA | PJM_ROR | Internal | Shoulder | B14 | 900 | 500 | 0 | 46.5 | 43.94 | 9 | 0
2025 | TVA_2_PJM_ROR | TVA | PJM_ROR | Internal | Shoulder | B15 | 1203 | 500 | 0 | 46.49 | 40.48 | 9 | 0
2025 | TVA_2_PJM_ROR | TVA | PJM_ROR | Internal | Summer | B1 | 10 | 500 | 0 | 80.61 | 74.6 | 9 | 0
2025 | TVA_2_PJM_ROR | TVA | PJM_ROR | Internal | Summer | B2 | 25 | 500 | 0 | 74.91 | 68.9 | 9 | 0
2025 | TVA_2_PJM_ROR | TVA | PJM_ROR | Internal | Summer | B3 | 75 | 500 | 0 | 74.13 | 68.43 | 9 | 0
2025 | TVA_2_PJM_ROR | TVA | PJM_ROR | Internal | Summer | B4 | 100 | 500 | 0 | 71.8 | 65.78 | 9 | 0
2025 | TVA_2_PJM_ROR | TVA | PJM_ROR | Internal | Summer | B5 | 200 | 500 | 0 | 65.15 | 59.15 | 9 | 0
2025 | TVA_2_PJM_ROR | TVA | PJM_ROR | Internal | Summer | B6 | 300 | 500 | 0 | 51.45 | 52.18 | 9 | 0
2025 | TVA_2_PJM_ROR | TVA | PJM_ROR | Internal | Summer | B7 | 400 | 500 | 0 | 45.14 | 44.18 | 9 | 0
2025 | TVA_2_PJM_ROR | TVA | PJM_ROR | Internal | Summer | B8 | 500 | 500 | 0 | 45.14 | 41.41 | 9 | 0
2025 | TVA_2_PJM_ROR | TVA | PJM_ROR | Internal | Summer | B9 | 800 | 500 | 0 | 43.43 | 39.3 | 9 | 0
2025 | TVA_2_PJM_ROR | TVA | PJM_ROR | Internal | Summer | B10 | 1262 | 500 | 0 | 41.65 | 37.36 | 9 | 0
2025 | TVA_2_PJM_ROR | TVA | PJM_ROR | Internal | Winter | B16 | 25 | 500 | 0 | 65.76 | 64.49 | 9 | 0
2025 | TVA_2_PJM_ROR | TVA | PJM_ROR | Internal | Winter | B17 | 100 | 500 | 0 | 51.43 | 52.89 | 9 | 0
2025 | TVA_2_PJM_ROR | TVA | PJM_ROR | Internal | Winter | B18 | 400 | 500 | 0 | 46.32 | 47.34 | 9 | 0
2025 | TVA_2_PJM_ROR | TVA | PJM_ROR | Internal | Winter | B19 | 700 | 500 | 0 | 46.32 | 45.05 | 9 | 0
2025 | TVA_2_PJM_ROR | TVA | PJM_ROR | Internal | Winter | B20 | 935 | 500 | 0 | 46.32 | 41.57 | 9 | 0
2025 | TVA_2_SOCO | TVA | SOCO | Internal | Shoulder | B11 | 25 | 500 | 0 | 64.36 | 72.46 | 9 | 0
2025 | TVA_2_SOCO | TVA | SOCO | Internal | Shoulder | B12 | 200 | 500 | 0 | 48.48 | 47.46 | 9 | 0
2025 | TVA_2_SOCO | TVA | SOCO | Internal | Shoulder | B13 | 600 | 500 | 0 | 46.5 | 46.88 | 9 | 0
2025 | TVA_2_SOCO | TVA | SOCO | Internal | Shoulder | B14 | 900 | 500 | 0 | 46.5 | 46.88 | 9 | 0
2025 | TVA_2_SOCO | TVA | SOCO | Internal | Shoulder | B15 | 1203 | 500 | 0 | 46.49 | 46.88 | 9 | 0
2025 | TVA_2_SOCO | TVA | SOCO | Internal | Summer | B1 | 10 | 500 | 0 | 80.61 | 78.61 | 9 | 0
2025 | TVA_2_SOCO | TVA | SOCO | Internal | Summer | B2 | 25 | 500 | 0 | 74.91 | 78.61 | 9 | 0
2025 | TVA_2_SOCO | TVA | SOCO | Internal | Summer | B3 | 75 | 500 | 0 | 74.13 | 77.11 | 9 | 0
2025 | TVA_2_SOCO | TVA | SOCO | Internal | Summer | B4 | 100 | 500 | 0 | 71.8 | 77.11 | 9 | 0
2025 | TVA_2_SOCO | TVA | SOCO | Internal | Summer | B5 | 200 | 500 | 175.37 | 65.15 | 74.15 | 9 | 0
2025 | TVA_2_SOCO | TVA | SOCO | Internal | Summer | B6 | 300 | 500 | 500 | 51.45 | 65.18 | 9 | 4.73
2025 | TVA_2_SOCO | TVA | SOCO | Internal | Summer | B7 | 400 | 500 | 500 | 45.14 | 57.92 | 9 | 3.78
2025 | TVA_2_SOCO | TVA | SOCO | Internal | Summer | B8 | 500 | 500 | 0 | 45.14 | 47.16 | 9 | 0
2025 | TVA_2_SOCO | TVA | SOCO | Internal | Summer | B9 | 800 | 500 | 0 | 43.43 | 45.53 | 9 | 0
2025 | TVA_2_SOCO | TVA | SOCO | Internal | Summer | B10 | 1262 | 500 | 0 | 41.65 | 45.53 | 9 | 0
2025 | TVA_2_SOCO | TVA | SOCO | Internal | Winter | B16 | 25 | 500 | 0 | 65.76 | 71.95 | 9 | 0
2025 | TVA_2_SOCO | TVA | SOCO | Internal | Winter | B17 | 100 | 500 | 0 | 51.43 | 49.67 | 9 | 0
2025 | TVA_2_SOCO | TVA | SOCO | Internal | Winter | B18 | 400 | 500 | 0 | 46.32 | 49.67 | 9 | 0
2025 | TVA_2_SOCO | TVA | SOCO | Internal | Winter | B19 | 700 | 500 | 0 | 46.32 | 49.67 | 9 | 0
2025 | TVA_2_SOCO | TVA | SOCO | Internal | Winter | B20 | 935 | 500 | 0 | 46.32 | 48.98 | 9 | 0
2025 | TVA_2_VACAR | TVA | VACAR | Internal | Shoulder | B11 | 25 | 150 | 0 | 64.36 | 65.46 | 9 | 0
2025 | TVA_2_VACAR | TVA | VACAR | Internal | Shoulder | B12 | 200 | 150 | 0 | 48.48 | 55.13 | 9 | 0
2025 | TVA_2_VACAR | TVA | VACAR | Internal | Shoulder | B13 | 600 | 150 | 0 | 46.5 | 50.45 | 9 | 0
2025 | TVA_2_VACAR | TVA | VACAR | Internal | Shoulder | B14 | 900 | 150 | 0 | 46.5 | 49.39 | 9 | 0
2025 | TVA_2_VACAR | TVA | VACAR | Internal | Shoulder | B15 | 1203 | 150 | 0 | 46.49 | 46.39 | 9 | 0
2025 | TVA_2_VACAR | TVA | VACAR | Internal | Summer | B1 | 10 | 150 | 0 | 80.61 | 80.6 | 9 | 0
2025 | TVA_2_VACAR | TVA | VACAR | Internal | Summer | B2 | 25 | 150 | 0 | 74.91 | 80.6 | 9 | 0
2025 | TVA_2_VACAR | TVA | VACAR | Internal | Summer | B3 | 75 | 150 | 0 | 74.13 | 78.98 | 9 | 0
2025 | TVA_2_VACAR | TVA | VACAR | Internal | Summer | B4 | 100 | 150 | 0 | 71.8 | 78.98 | 9 | 0
2025 | TVA_2_VACAR | TVA | VACAR | Internal | Summer | B5 | 200 | 150 | 0 | 65.15 | 67.15 | 9 | 0
2025 | TVA_2_VACAR | TVA | VACAR | Internal | Summer | B6 | 300 | 150 | 0 | 51.45 | 58.18 | 9 | 0
2025 | TVA_2_VACAR | TVA | VACAR | Internal | Summer | B7 | 400 | 150 | 0 | 45.14 | 50.92 | 9 | 0
2025 | TVA_2_VACAR | TVA | VACAR | Internal | Summer | B8 | 500 | 150 | 0 | 45.14 | 47.41 | 9 | 0
2025 | TVA_2_VACAR | TVA | VACAR | Internal | Summer | B9 | 800 | 150 | 0 | 43.43 | 45.2 | 9 | 0
2025 | TVA_2_VACAR | TVA | VACAR | Internal | Summer | B10 | 1262 | 150 | 0 | 41.65 | 44.54 | 9 | 0
2025 | TVA_2_VACAR | TVA | VACAR | Internal | Winter | B16 | 25 | 150 | 150 | 65.76 | 78.64 | 9 | 3.88
2025 | TVA_2_VACAR | TVA | VACAR | Internal | Winter | B17 | 100 | 150 | 0 | 51.43 | 58.89 | 9 | 0
2025 | TVA_2_VACAR | TVA | VACAR | Internal | Winter | B18 | 400 | 150 | 0 | 46.32 | 50.54 | 9 | 0
2025 | TVA_2_VACAR | TVA | VACAR | Internal | Winter | B19 | 700 | 150 | 0 | 46.32 | 50.54 | 9 | 0
2025 | TVA_2_VACAR | TVA | VACAR | Internal | Winter | B20 | 935 | 150 | 0 | 46.32 | 47.99 | 9 | 0
2025 | TVA_Transmission_2_ENT | TVA_Transmission | ENT | Internal | Shoulder | B11 | 25 | 3000 | 0 | 65.04 | 66.09 | 9 | 0
2025 | TVA_Transmission_2_ENT | TVA_Transmission | ENT | Internal | Shoulder | B12 | 200 | 3000 | 0 | 52.13 | 46.83 | 9 | 0
2025 | TVA_Transmission_2_ENT | TVA_Transmission | ENT | Internal | Shoulder | B13 | 600 | 3000 | 0 | 48.67 | 46.83 | 9 | 0
2025 | TVA_Transmission_2_ENT | TVA_Transmission | ENT | Internal | Shoulder | B14 | 900 | 3000 | 0 | 47.81 | 46.5 | 9 | 0
2025 | TVA_Transmission_2_ENT | TVA_Transmission | ENT | Internal | Shoulder | B15 | 1203 | 3000 | 0 | 46.48 | 45.73 | 9 | 0
2025 | TVA_Transmission_2_ENT | TVA_Transmission | ENT | Internal | Summer | B1 | 10 | 3000 | 0 | 80.6 | 75.69 | 9 | 0
2025 | TVA_Transmission_2_ENT | TVA_Transmission | ENT | Internal | Summer | B2 | 25 | 3000 | 0 | 74.9 | 70.61 | 9 | 0
2025 | TVA_Transmission_2_ENT | TVA_Transmission | ENT | Internal | Summer | B3 | 75 | 3000 | 0 | 74.27 | 69.11 | 9 | 0
2025 | TVA_Transmission_2_ENT | TVA_Transmission | ENT | Internal | Summer | B4 | 100 | 3000 | 0 | 71.78 | 69.11 | 9 | 0
2025 | TVA_Transmission_2_ENT | TVA_Transmission | ENT | Internal | Summer | B5 | 200 | 3000 | 0 | 65.15 | 63.98 | 9 | 0
2025 | TVA_Transmission_2_ENT | TVA_Transmission | ENT | Internal | Summer | B6 | 300 | 3000 | 0 | 57.28 | 60.45 | 9 | 0
2025 | TVA_Transmission_2_ENT | TVA_Transmission | ENT | Internal | Summer | B7 | 400 | 3000 | 0 | 49.51 | 49.92 | 9 | 0
2025 | TVA_Transmission_2_ENT | TVA_Transmission | ENT | Internal | Summer | B8 | 500 | 3000 | 0 | 46.11 | 45.36 | 9 | 0
2025 | TVA_Transmission_2_ENT | TVA_Transmission | ENT | Internal | Summer | B9 | 800 | 3000 | 0 | 44.22 | 45.17 | 9 | 0
2025 | TVA_Transmission_2_ENT | TVA_Transmission | ENT | Internal | Summer | B10 | 1262 | 3000 | 0 | 42.37 | 43.56 | 9 | 0
2025 | TVA_Transmission_2_ENT | TVA_Transmission | ENT | Internal | Winter | B16 | 25 | 3000 | 0 | 69.92 | 63.95 | 9 | 0
2025 | TVA_Transmission_2_ENT | TVA_Transmission | ENT | Internal | Winter | B17 | 100 | 3000 | 0 | 54.37 | 49.74 | 9 | 0
2025 | TVA_Transmission_2_ENT | TVA_Transmission | ENT | Internal | Winter | B18 | 400 | 3000 | 0 | 50.23 | 49.74 | 9 | 0
2025 | TVA_Transmission_2_ENT | TVA_Transmission | ENT | Internal | Winter | B19 | 700 | 3000 | 0 | 48.36 | 49.38 | 9 | 0
2025 | TVA_Transmission_2_ENT | TVA_Transmission | ENT | Internal | Winter | B20 | 935 | 3000 | 0 | 46.35 | 47.76 | 9 | 0
2025 | TVA_Transmission_2_MISO_MO-IL | TVA_Transmission | MISO_MO-IL | Internal | Shoulder | B11 | 25 | 4000 | 0 | 65.04 | 63.98 | 9 | 0
2025 | TVA_Transmission_2_MISO_MO-IL | TVA_Transmission | MISO_MO-IL | Internal | Shoulder | B12 | 200 | 4000 | 0 | 52.13 | 50.92 | 9 | 0
2025 | TVA_Transmission_2_MISO_MO-IL | TVA_Transmission | MISO_MO-IL | Internal | Shoulder | B13 | 600 | 4000 | 0 | 48.67 | 45.18 | 9 | 0
2025 | TVA_Transmission_2_MISO_MO-IL | TVA_Transmission | MISO_MO-IL | Internal | Shoulder | B14 | 900 | 4000 | 0 | 47.81 | 43.93 | 9 | 0
2025 | TVA_Transmission_2_MISO_MO-IL | TVA_Transmission | MISO_MO-IL | Internal | Shoulder | B15 | 1203 | 4000 | 0 | 46.48 | 41.85 | 9 | 0
2025 | TVA_Transmission_2_MISO_MO-IL | TVA_Transmission | MISO_MO-IL | Internal | Summer | B1 | 10 | 4000 | 0 | 80.6 | 72.61 | 9 | 0
2025 | TVA_Transmission_2_MISO_MO-IL | TVA_Transmission | MISO_MO-IL | Internal | Summer | B2 | 25 | 4000 | 0 | 74.9 | 70.9 | 9 | 0
2025 | TVA_Transmission_2_MISO_MO-IL | TVA_Transmission | MISO_MO-IL | Internal | Summer | B3 | 75 | 4000 | 0 | 74.27 | 68.9 | 9 | 0
2025 | TVA_Transmission_2_MISO_MO-IL | TVA_Transmission | MISO_MO-IL | Internal | Summer | B4 | 100 | 4000 | 0 | 71.78 | 67.78 | 9 | 0
2025 | TVA_Transmission_2_MISO_MO-IL | TVA_Transmission | MISO_MO-IL | Internal | Summer | B5 | 200 | 4000 | 0 | 65.15 | 61.18 | 9 | 0
2025 | TVA_Transmission_2_MISO_MO-IL | TVA_Transmission | MISO_MO-IL | Internal | Summer | B6 | 300 | 4000 | 0 | 57.28 | 53.18 | 9 | 0
2025 | TVA_Transmission_2_MISO_MO-IL | TVA_Transmission | MISO_MO-IL | Internal | Summer | B7 | 400 | 4000 | 0 | 49.51 | 44.49 | 9 | 0
2025 | TVA_Transmission_2_MISO_MO-IL | TVA_Transmission | MISO_MO-IL | Internal | Summer | B8 | 500 | 4000 | 0 | 46.11 | 41.37 | 9 | 0
2025 | TVA_Transmission_2_MISO_MO-IL | TVA_Transmission | MISO_MO-IL | Internal | Summer | B9 | 800 | 4000 | 0 | 44.22 | 40.5 | 9 | 0
2025 | TVA_Transmission_2_MISO_MO-IL | TVA_Transmission | MISO_MO-IL | Internal | Summer | B10 | 1262 | 4000 | 0 | 42.37 | 38.02 | 9 | 0
2025 | TVA_Transmission_2_MISO_MO-IL | TVA_Transmission | MISO_MO-IL | Internal | Winter | B16 | 25 | 4000 | 0 | 69.92 | 62.51 | 9 | 0
2025 | TVA_Transmission_2_MISO_MO-IL | TVA_Transmission | MISO_MO-IL | Internal | Winter | B17 | 100 | 4000 | 0 | 54.37 | 50.9 | 9 | 0
2025 | TVA_Transmission_2_MISO_MO-IL | TVA_Transmission | MISO_MO-IL | Internal | Winter | B18 | 400 | 4000 | 0 | 50.23 | 47.22 | 9 | 0
2025 | TVA_Transmission_2_MISO_MO-IL | TVA_Transmission | MISO_MO-IL | Internal | Winter | B19 | 700 | 4000 | 0 | 48.36 | 44.61 | 9 | 0
2025 | TVA_Transmission_2_MISO_MO-IL | TVA_Transmission | MISO_MO-IL | Internal | Winter | B20 | 935 | 4000 | 0 | 46.35 | 40.9 | 9 | 0
2025 | TVA_Transmission_2_NonRTO_Midwest | TVA_Transmission | NonRTO_Midwest | Internal | Shoulder | B11 | 25 | 700 | 0 | 65.04 | 71.97 | 9 | 0
2025 | TVA_Transmission_2_NonRTO_Midwest | TVA_Transmission | NonRTO_Midwest | Internal | Shoulder | B12 | 200 | 700 | 0 | 52.13 | 58.93 | 9 | 0
2025 | TVA_Transmission_2_NonRTO_Midwest | TVA_Transmission | NonRTO_Midwest | Internal | Shoulder | B13 | 600 | 700 | 0 | 48.67 | 53.19 | 9 | 0
2025 | TVA_Transmission_2_NonRTO_Midwest | TVA_Transmission | NonRTO_Midwest | Internal | Shoulder | B14 | 900 | 700 | 0 | 47.81 | 44.5 | 9 | 0
2025 | TVA_Transmission_2_NonRTO_Midwest | TVA_Transmission | NonRTO_Midwest | Internal | Shoulder | B15 | 1203 | 700 | 0 | 46.48 | 38.74 | 9 | 0
2025 | TVA_Transmission_2_NonRTO_Midwest | TVA_Transmission | NonRTO_Midwest | Internal | Summer | B1 | 10 | 700 | 0 | 80.6 | 75.82 | 9 | 0
2025 | TVA_Transmission_2_NonRTO_Midwest | TVA_Transmission | NonRTO_Midwest | Internal | Summer | B2 | 25 | 700 | 0 | 74.9 | 75.82 | 9 | 0
2025 | TVA_Transmission_2_NonRTO_Midwest | TVA_Transmission | NonRTO_Midwest | Internal | Summer | B3 | 75 | 700 | 0 | 74.27 | 75.82 | 9 | 0
2025 | TVA_Transmission_2_NonRTO_Midwest | TVA_Transmission | NonRTO_Midwest | Internal | Summer | B4 | 100 | 700 | 0 | 71.78 | 75.77 | 9 | 0
2025 | TVA_Transmission_2_NonRTO_Midwest | TVA_Transmission | NonRTO_Midwest | Internal | Summer | B5 | 200 | 700 | 0 | 65.15 | 69.17 | 9 | 0
2025 | TVA_Transmission_2_NonRTO_Midwest | TVA_Transmission | NonRTO_Midwest | Internal | Summer | B6 | 300 | 700 | 0 | 57.28 | 61.17 | 9 | 0
2025 | TVA_Transmission_2_NonRTO_Midwest | TVA_Transmission | NonRTO_Midwest | Internal | Summer | B7 | 400 | 700 | 0 | 49.51 | 45.57 | 9 | 0
2025 | TVA_Transmission_2_NonRTO_Midwest | TVA_Transmission | NonRTO_Midwest | Internal | Summer | B8 | 500 | 700 | 0 | 46.11 | 43.71 | 9 | 0
2025 | TVA_Transmission_2_NonRTO_Midwest | TVA_Transmission | NonRTO_Midwest | Internal | Summer | B9 | 800 | 700 | 0 | 44.22 | 39.06 | 9 | 0
2025 | TVA_Transmission_2_NonRTO_Midwest | TVA_Transmission | NonRTO_Midwest | Internal | Summer | B10 | 1262 | 700 | 0 | 42.37 | 36.69 | 9 | 0
2025 | TVA_Transmission_2_NonRTO_Midwest | TVA_Transmission | NonRTO_Midwest | Internal | Winter | B16 | 25 | 700 | 0 | 69.92 | 70.53 | 9 | 0
2025 | TVA_Transmission_2_NonRTO_Midwest | TVA_Transmission | NonRTO_Midwest | Internal | Winter | B17 | 100 | 700 | 0 | 54.37 | 58.91 | 9 | 0
2025 | TVA_Transmission_2_NonRTO_Midwest | TVA_Transmission | NonRTO_Midwest | Internal | Winter | B18 | 400 | 700 | 0 | 50.23 | 55.2 | 9 | 0
2025 | TVA_Transmission_2_NonRTO_Midwest | TVA_Transmission | NonRTO_Midwest | Internal | Winter | B19 | 700 | 700 | 0 | 48.36 | 45.52 | 9 | 0
2025 | TVA_Transmission_2_NonRTO_Midwest | TVA_Transmission | NonRTO_Midwest | Internal | Winter | B20 | 935 | 700 | 0 | 46.35 | 38.39 | 9 | 0
2025 | TVA_Transmission_2_PJM_ROR | TVA_Transmission | PJM_ROR | Internal | Shoulder | B11 | 25 | 2000 | 0 | 65.04 | 59.46 | 9 | 0
2025 | TVA_Transmission_2_PJM_ROR | TVA_Transmission | PJM_ROR | Internal | Shoulder | B12 | 200 | 2000 | 0 | 52.13 | 49.13 | 9 | 0
2025 | TVA_Transmission_2_PJM_ROR | TVA_Transmission | PJM_ROR | Internal | Shoulder | B13 | 600 | 2000 | 0 | 48.67 | 44.89 | 9 | 0
2025 | TVA_Transmission_2_PJM_ROR | TVA_Transmission | PJM_ROR | Internal | Shoulder | B14 | 900 | 2000 | 0 | 47.81 | 43.94 | 9 | 0
2025 | TVA_Transmission_2_PJM_ROR | TVA_Transmission | PJM_ROR | Internal | Shoulder | B15 | 1203 | 2000 | 0 | 46.48 | 40.48 | 9 | 0
2025 | TVA_Transmission_2_PJM_ROR | TVA_Transmission | PJM_ROR | Internal | Summer | B1 | 10 | 2000 | 0 | 80.6 | 74.6 | 9 | 0
2025 | TVA_Transmission_2_PJM_ROR | TVA_Transmission | PJM_ROR | Internal | Summer | B2 | 25 | 2000 | 0 | 74.9 | 68.9 | 9 | 0
2025 | TVA_Transmission_2_PJM_ROR | TVA_Transmission | PJM_ROR | Internal | Summer | B3 | 75 | 2000 | 0 | 74.27 | 68.43 | 9 | 0
2025 | TVA_Transmission_2_PJM_ROR | TVA_Transmission | PJM_ROR | Internal | Summer | B4 | 100 | 2000 | 0 | 71.78 | 65.78 | 9 | 0
2025 | TVA_Transmission_2_PJM_ROR | TVA_Transmission | PJM_ROR | Internal | Summer | B5 | 200 | 2000 | 0 | 65.15 | 59.15 | 9 | 0
2025 | TVA_Transmission_2_PJM_ROR | TVA_Transmission | PJM_ROR | Internal | Summer | B6 | 300 | 2000 | 0 | 57.28 | 52.18 | 9 | 0
2025 | TVA_Transmission_2_PJM_ROR | TVA_Transmission | PJM_ROR | Internal | Summer | B7 | 400 | 2000 | 0 | 49.51 | 44.18 | 9 | 0
2025 | TVA_Transmission_2_PJM_ROR | TVA_Transmission | PJM_ROR | Internal | Summer | B8 | 500 | 2000 | 0 | 46.11 | 41.41 | 9 | 0
2025 | TVA_Transmission_2_PJM_ROR | TVA_Transmission | PJM_ROR | Internal | Summer | B9 | 800 | 2000 | 0 | 44.22 | 39.3 | 9 | 0
2025 | TVA_Transmission_2_PJM_ROR | TVA_Transmission | PJM_ROR | Internal | Summer | B10 | 1262 | 2000 | 0 | 42.37 | 37.36 | 9 | 0
2025 | TVA_Transmission_2_PJM_ROR | TVA_Transmission | PJM_ROR | Internal | Winter | B16 | 25 | 2000 | 0 | 69.92 | 64.49 | 9 | 0
2025 | TVA_Transmission_2_PJM_ROR | TVA_Transmission | PJM_ROR | Internal | Winter | B17 | 100 | 2000 | 0 | 54.37 | 52.89 | 9 | 0
2025 | TVA_Transmission_2_PJM_ROR | TVA_Transmission | PJM_ROR | Internal | Winter | B18 | 400 | 2000 | 0 | 50.23 | 47.34 | 9 | 0
2025 | TVA_Transmission_2_PJM_ROR | TVA_Transmission | PJM_ROR | Internal | Winter | B19 | 700 | 2000 | 0 | 48.36 | 45.05 | 9 | 0
2025 | TVA_Transmission_2_PJM_ROR | TVA_Transmission | PJM_ROR | Internal | Winter | B20 | 935 | 2000 | 0 | 46.35 | 41.57 | 9 | 0
2025 | TVA_Transmission_2_SOCO | TVA_Transmission | SOCO | Internal | Shoulder | B11 | 25 | 3200 | 0 | 65.04 | 72.46 | 9 | 0
2025 | TVA_Transmission_2_SOCO | TVA_Transmission | SOCO | Internal | Shoulder | B12 | 200 | 3200 | 0 | 52.13 | 47.46 | 9 | 0
2025 | TVA_Transmission_2_SOCO | TVA_Transmission | SOCO | Internal | Shoulder | B13 | 600 | 3200 | 0 | 48.67 | 46.88 | 9 | 0
2025 | TVA_Transmission_2_SOCO | TVA_Transmission | SOCO | Internal | Shoulder | B14 | 900 | 3200 | 0 | 47.81 | 46.88 | 9 | 0
2025 | TVA_Transmission_2_SOCO | TVA_Transmission | SOCO | Internal | Shoulder | B15 | 1203 | 3200 | 0 | 46.48 | 46.88 | 9 | 0
2025 | TVA_Transmission_2_SOCO | TVA_Transmission | SOCO | Internal | Summer | B1 | 10 | 3200 | 0 | 80.6 | 78.61 | 9 | 0
2025 | TVA_Transmission_2_SOCO | TVA_Transmission | SOCO | Internal | Summer | B2 | 25 | 3200 | 0 | 74.9 | 78.61 | 9 | 0
2025 | TVA_Transmission_2_SOCO | TVA_Transmission | SOCO | Internal | Summer | B3 | 75 | 3200 | 0 | 74.27 | 77.11 | 9 | 0
2025 | TVA_Transmission_2_SOCO | TVA_Transmission | SOCO | Internal | Summer | B4 | 100 | 3200 | 0 | 71.78 | 77.11 | 9 | 0
2025 | TVA_Transmission_2_SOCO | TVA_Transmission | SOCO | Internal | Summer | B5 | 200 | 3200 | 781.08 | 65.15 | 74.15 | 9 | 0
2025 | TVA_Transmission_2_SOCO | TVA_Transmission | SOCO | Internal | Summer | B6 | 300 | 3200 | 0 | 57.28 | 65.18 | 9 | 0
2025 | TVA_Transmission_2_SOCO | TVA_Transmission | SOCO | Internal | Summer | B7 | 400 | 3200 | 0 | 49.51 | 57.92 | 9 | 0
2025 | TVA_Transmission_2_SOCO | TVA_Transmission | SOCO | Internal | Summer | B8 | 500 | 3200 | 0 | 46.11 | 47.16 | 9 | 0
2025 | TVA_Transmission_2_SOCO | TVA_Transmission | SOCO | Internal | Summer | B9 | 800 | 3200 | 0 | 44.22 | 45.53 | 9 | 0
2025 | TVA_Transmission_2_SOCO | TVA_Transmission | SOCO | Internal | Summer | B10 | 1262 | 3200 | 0 | 42.37 | 45.53 | 9 | 0
2025 | TVA_Transmission_2_SOCO | TVA_Transmission | SOCO | Internal | Winter | B16 | 25 | 3200 | 0 | 69.92 | 71.95 | 9 | 0
2025 | TVA_Transmission_2_SOCO | TVA_Transmission | SOCO | Internal | Winter | B17 | 100 | 3200 | 0 | 54.37 | 49.67 | 9 | 0
2025 | TVA_Transmission_2_SOCO | TVA_Transmission | SOCO | Internal | Winter | B18 | 400 | 3200 | 0 | 50.23 | 49.67 | 9 | 0
2025 | TVA_Transmission_2_SOCO | TVA_Transmission | SOCO | Internal | Winter | B19 | 700 | 3200 | 0 | 48.36 | 49.67 | 9 | 0
2025 | TVA_Transmission_2_SOCO | TVA_Transmission | SOCO | Internal | Winter | B20 | 935 | 3200 | 0 | 46.35 | 48.98 | 9 | 0
2025 | TVA_Transmission_2_TVA | TVA_Transmission | TVA | Internal | Shoulder | B11 | 25 | 99999 | 0 | 65.04 | 64.36 | 0.01 | 0
2025 | TVA_Transmission_2_TVA | TVA_Transmission | TVA | Internal | Shoulder | B12 | 200 | 99999 | 0 | 52.13 | 48.48 | 0.01 | 0
2025 | TVA_Transmission_2_TVA | TVA_Transmission | TVA | Internal | Shoulder | B13 | 600 | 99999 | 0 | 48.67 | 46.5 | 0.01 | 0
2025 | TVA_Transmission_2_TVA | TVA_Transmission | TVA | Internal | Shoulder | B14 | 900 | 99999 | 0 | 47.81 | 46.5 | 0.01 | 0
2025 | TVA_Transmission_2_TVA | TVA_Transmission | TVA | Internal | Shoulder | B15 | 1203 | 99999 | 1034.35 | 46.48 | 46.49 | 0.01 | 0
2025 | TVA_Transmission_2_TVA | TVA_Transmission | TVA | Internal | Summer | B1 | 10 | 99999 | 1820.57 | 80.6 | 80.61 | 0.01 | 0
2025 | TVA_Transmission_2_TVA | TVA_Transmission | TVA | Internal | Summer | B2 | 25 | 99999 | 921.64 | 74.9 | 74.91 | 0.01 | 0
2025 | TVA_Transmission_2_TVA | TVA_Transmission | TVA | Internal | Summer | B3 | 75 | 99999 | 0.01 | 74.27 | 74.13 | 0.01 | 0
2025 | TVA_Transmission_2_TVA | TVA_Transmission | TVA | Internal | Summer | B4 | 100 | 99999 | 1694.94 | 71.78 | 71.8 | 0.01 | 0
2025 | TVA_Transmission_2_TVA | TVA_Transmission | TVA | Internal | Summer | B5 | 200 | 99999 | 0.06 | 65.15 | 65.15 | 0.01 | 0
2025 | TVA_Transmission_2_TVA | TVA_Transmission | TVA | Internal | Summer | B6 | 300 | 99999 | 0 | 57.28 | 51.45 | 0.01 | 0
2025 | TVA_Transmission_2_TVA | TVA_Transmission | TVA | Internal | Summer | B7 | 400 | 99999 | 0 | 49.51 | 45.14 | 0.01 | 0
2025 | TVA_Transmission_2_TVA | TVA_Transmission | TVA | Internal | Summer | B8 | 500 | 99999 | 0 | 46.11 | 45.14 | 0.01 | 0
2025 | TVA_Transmission_2_TVA | TVA_Transmission | TVA | Internal | Summer | B9 | 800 | 99999 | 0 | 44.22 | 43.43 | 0.01 | 0
2025 | TVA_Transmission_2_TVA | TVA_Transmission | TVA | Internal | Summer | B10 | 1262 | 99999 | 0 | 42.37 | 41.65 | 0.01 | 0
2025 | TVA_Transmission_2_TVA | TVA_Transmission | TVA | Internal | Winter | B16 | 25 | 99999 | 0 | 69.92 | 65.76 | 0.01 | 0
2025 | TVA_Transmission_2_TVA | TVA_Transmission | TVA | Internal | Winter | B17 | 100 | 99999 | 0 | 54.37 | 51.43 | 0.01 | 0
2025 | TVA_Transmission_2_TVA | TVA_Transmission | TVA | Internal | Winter | B18 | 400 | 99999 | 0 | 50.23 | 46.32 | 0.01 | 0
2025 | TVA_Transmission_2_TVA | TVA_Transmission | TVA | Internal | Winter | B19 | 700 | 99999 | 0 | 48.36 | 46.32 | 0.01 | 0
2025 | TVA_Transmission_2_TVA | TVA_Transmission | TVA | Internal | Winter | B20 | 935 | 99999 | 0 | 46.35 | 46.32 | 0.01 | 0
2025 | TVA_Transmission_2_VACAR | TVA_Transmission | VACAR | Internal | Shoulder | B11 | 25 | 900 | 0 | 65.04 | 65.46 | 9 | 0
2025 | TVA_Transmission_2_VACAR | TVA_Transmission | VACAR | Internal | Shoulder | B12 | 200 | 900 | 0 | 52.13 | 55.13 | 9 | 0
2025 | TVA_Transmission_2_VACAR | TVA_Transmission | VACAR | Internal | Shoulder | B13 | 600 | 900 | 0 | 48.67 | 50.45 | 9 | 0
2025 | TVA_Transmission_2_VACAR | TVA_Transmission | VACAR | Internal | Shoulder | B14 | 900 | 900 | 0 | 47.81 | 49.39 | 9 | 0
2025 | TVA_Transmission_2_VACAR | TVA_Transmission | VACAR | Internal | Shoulder | B15 | 1203 | 900 | 0 | 46.48 | 46.39 | 9 | 0
2025 | TVA_Transmission_2_VACAR | TVA_Transmission | VACAR | Internal | Summer | B1 | 10 | 900 | 0 | 80.6 | 80.6 | 9 | 0
2025 | TVA_Transmission_2_VACAR | TVA_Transmission | VACAR | Internal | Summer | B2 | 25 | 900 | 0 | 74.9 | 80.6 | 9 | 0
2025 | TVA_Transmission_2_VACAR | TVA_Transmission | VACAR | Internal | Summer | B3 | 75 | 900 | 0 | 74.27 | 78.98 | 9 | 0
2025 | TVA_Transmission_2_VACAR | TVA_Transmission | VACAR | Internal | Summer | B4 | 100 | 900 | 0 | 71.78 | 78.98 | 9 | 0
2025 | TVA_Transmission_2_VACAR | TVA_Transmission | VACAR | Internal | Summer | B5 | 200 | 900 | 0 | 65.15 | 67.15 | 9 | 0
2025 | TVA_Transmission_2_VACAR | TVA_Transmission | VACAR | Internal | Summer | B6 | 300 | 900 | 0 | 57.28 | 58.18 | 9 | 0
2025 | TVA_Transmission_2_VACAR | TVA_Transmission | VACAR | Internal | Summer | B7 | 400 | 900 | 0 | 49.51 | 50.92 | 9 | 0
2025 | TVA_Transmission_2_VACAR | TVA_Transmission | VACAR | Internal | Summer | B8 | 500 | 900 | 0 | 46.11 | 47.41 | 9 | 0
2025 | TVA_Transmission_2_VACAR | TVA_Transmission | VACAR | Internal | Summer | B9 | 800 | 900 | 0 | 44.22 | 45.2 | 9 | 0
2025 | TVA_Transmission_2_VACAR | TVA_Transmission | VACAR | Internal | Summer | B10 | 1262 | 900 | 0 | 42.37 | 44.54 | 9 | 0
2025 | TVA_Transmission_2_VACAR | TVA_Transmission | VACAR | Internal | Winter | B16 | 25 | 900 | 0.02 | 69.92 | 78.64 | 9 | 0
2025 | TVA_Transmission_2_VACAR | TVA_Transmission | VACAR | Internal | Winter | B17 | 100 | 900 | 0 | 54.37 | 58.89 | 9 | 0
2025 | TVA_Transmission_2_VACAR | TVA_Transmission | VACAR | Internal | Winter | B18 | 400 | 900 | 0 | 50.23 | 50.54 | 9 | 0
2025 | TVA_Transmission_2_VACAR | TVA_Transmission | VACAR | Internal | Winter | B19 | 700 | 900 | 0 | 48.36 | 50.54 | 9 | 0
2025 | TVA_Transmission_2_VACAR | TVA_Transmission | VACAR | Internal | Winter | B20 | 935 | 900 | 0 | 46.35 | 47.99 | 9 | 0
2025 | VACAR_2_PJM_ROR | VACAR | PJM_ROR | Internal | Shoulder | B11 | 25 | 2000 | 0 | 65.46 | 59.46 | 7 | 0
2025 | VACAR_2_PJM_ROR | VACAR | PJM_ROR | Internal | Shoulder | B12 | 200 | 2000 | 0 | 55.13 | 49.13 | 7 | 0
2025 | VACAR_2_PJM_ROR | VACAR | PJM_ROR | Internal | Shoulder | B13 | 600 | 2000 | 0 | 50.45 | 44.89 | 7 | 0
2025 | VACAR_2_PJM_ROR | VACAR | PJM_ROR | Internal | Shoulder | B14 | 900 | 2000 | 0 | 49.39 | 43.94 | 7 | 0
2025 | VACAR_2_PJM_ROR | VACAR | PJM_ROR | Internal | Shoulder | B15 | 1203 | 2000 | 0 | 46.39 | 40.48 | 7 | 0
2025 | VACAR_2_PJM_ROR | VACAR | PJM_ROR | Internal | Summer | B1 | 10 | 2000 | 0 | 80.6 | 74.6 | 7 | 0
2025 | VACAR_2_PJM_ROR | VACAR | PJM_ROR | Internal | Summer | B2 | 25 | 2000 | 0 | 80.6 | 68.9 | 7 | 0
2025 | VACAR_2_PJM_ROR | VACAR | PJM_ROR | Internal | Summer | B3 | 75 | 2000 | 0 | 78.98 | 68.43 | 7 | 0
2025 | VACAR_2_PJM_ROR | VACAR | PJM_ROR | Internal | Summer | B4 | 100 | 2000 | 0 | 78.98 | 65.78 | 7 | 0
2025 | VACAR_2_PJM_ROR | VACAR | PJM_ROR | Internal | Summer | B5 | 200 | 2000 | 0 | 67.15 | 59.15 | 7 | 0
2025 | VACAR_2_PJM_ROR | VACAR | PJM_ROR | Internal | Summer | B6 | 300 | 2000 | 0 | 58.18 | 52.18 | 7 | 0
2025 | VACAR_2_PJM_ROR | VACAR | PJM_ROR | Internal | Summer | B7 | 400 | 2000 | 0 | 50.92 | 44.18 | 7 | 0
2025 | VACAR_2_PJM_ROR | VACAR | PJM_ROR | Internal | Summer | B8 | 500 | 2000 | 0 | 47.41 | 41.41 | 7 | 0
2025 | VACAR_2_PJM_ROR | VACAR | PJM_ROR | Internal | Summer | B9 | 800 | 2000 | 0 | 45.2 | 39.3 | 7 | 0
2025 | VACAR_2_PJM_ROR | VACAR | PJM_ROR | Internal | Summer | B10 | 1262 | 2000 | 0 | 44.54 | 37.36 | 7 | 0
2025 | VACAR_2_PJM_ROR | VACAR | PJM_ROR | Internal | Winter | B16 | 25 | 2000 | 0 | 78.64 | 64.49 | 7 | 0
2025 | VACAR_2_PJM_ROR | VACAR | PJM_ROR | Internal | Winter | B17 | 100 | 2000 | 0 | 58.89 | 52.89 | 7 | 0
2025 | VACAR_2_PJM_ROR | VACAR | PJM_ROR | Internal | Winter | B18 | 400 | 2000 | 0 | 50.54 | 47.34 | 7 | 0
2025 | VACAR_2_PJM_ROR | VACAR | PJM_ROR | Internal | Winter | B19 | 700 | 2000 | 0 | 50.54 | 45.05 | 7 | 0
2025 | VACAR_2_PJM_ROR | VACAR | PJM_ROR | Internal | Winter | B20 | 935 | 2000 | 0 | 47.99 | 41.57 | 7 | 0
2025 | VACAR_2_SOCO | VACAR | SOCO | Internal | Shoulder | B11 | 25 | 3000 | 2596.25 | 65.46 | 72.46 | 7 | 0
2025 | VACAR_2_SOCO | VACAR | SOCO | Internal | Shoulder | B12 | 200 | 3000 | 0 | 55.13 | 47.46 | 7 | 0
2025 | VACAR_2_SOCO | VACAR | SOCO | Internal | Shoulder | B13 | 600 | 3000 | 0 | 50.45 | 46.88 | 7 | 0
2025 | VACAR_2_SOCO | VACAR | SOCO | Internal | Shoulder | B14 | 900 | 3000 | 0 | 49.39 | 46.88 | 7 | 0
2025 | VACAR_2_SOCO | VACAR | SOCO | Internal | Shoulder | B15 | 1203 | 3000 | 0 | 46.39 | 46.88 | 7 | 0
2025 | VACAR_2_SOCO | VACAR | SOCO | Internal | Summer | B1 | 10 | 3000 | 0 | 80.6 | 78.61 | 7 | 0
2025 | VACAR_2_SOCO | VACAR | SOCO | Internal | Summer | B2 | 25 | 3000 | 0 | 80.6 | 78.61 | 7 | 0
2025 | VACAR_2_SOCO | VACAR | SOCO | Internal | Summer | B3 | 75 | 3000 | 0 | 78.98 | 77.11 | 7 | 0
2025 | VACAR_2_SOCO | VACAR | SOCO | Internal | Summer | B4 | 100 | 3000 | 0 | 78.98 | 77.11 | 7 | 0
2025 | VACAR_2_SOCO | VACAR | SOCO | Internal | Summer | B5 | 200 | 3000 | 1295.3 | 67.15 | 74.15 | 7 | 0
2025 | VACAR_2_SOCO | VACAR | SOCO | Internal | Summer | B6 | 300 | 3000 | 919.39 | 58.18 | 65.18 | 7 | 0
2025 | VACAR_2_SOCO | VACAR | SOCO | Internal | Summer | B7 | 400 | 3000 | 2040.17 | 50.92 | 57.92 | 7 | 0
2025 | VACAR_2_SOCO | VACAR | SOCO | Internal | Summer | B8 | 500 | 3000 | 0 | 47.41 | 47.16 | 7 | 0
2025 | VACAR_2_SOCO | VACAR | SOCO | Internal | Summer | B9 | 800 | 3000 | 0 | 45.2 | 45.53 | 7 | 0
2025 | VACAR_2_SOCO | VACAR | SOCO | Internal | Summer | B10 | 1262 | 3000 | 0 | 44.54 | 45.53 | 7 | 0
2025 | VACAR_2_SOCO | VACAR | SOCO | Internal | Winter | B16 | 25 | 3000 | 0 | 78.64 | 71.95 | 7 | 0
2025 | VACAR_2_SOCO | VACAR | SOCO | Internal | Winter | B17 | 100 | 3000 | 0 | 58.89 | 49.67 | 7 | 0
2025 | VACAR_2_SOCO | VACAR | SOCO | Internal | Winter | B18 | 400 | 3000 | 0 | 50.54 | 49.67 | 7 | 0
2025 | VACAR_2_SOCO | VACAR | SOCO | Internal | Winter | B19 | 700 | 3000 | 0 | 50.54 | 49.67 | 7 | 0
2025 | VACAR_2_SOCO | VACAR | SOCO | Internal | Winter | B20 | 935 | 3000 | 0 | 47.99 | 48.98 | 7 | 0
2025 | VACAR_2_TVA_Transmission | VACAR | TVA_Transmission | Internal | Shoulder | B11 | 25 | 900 | 0 | 65.46 | 65.04 | 7 | 0
2025 | VACAR_2_TVA_Transmission | VACAR | TVA_Transmission | Internal | Shoulder | B12 | 200 | 900 | 0 | 55.13 | 52.13 | 7 | 0
2025 | VACAR_2_TVA_Transmission | VACAR | TVA_Transmission | Internal | Shoulder | B13 | 600 | 900 | 0 | 50.45 | 48.67 | 7 | 0
2025 | VACAR_2_TVA_Transmission | VACAR | TVA_Transmission | Internal | Shoulder | B14 | 900 | 900 | 0 | 49.39 | 47.81 | 7 | 0
2025 | VACAR_2_TVA_Transmission | VACAR | TVA_Transmission | Internal | Shoulder | B15 | 1203 | 900 | 0 | 46.39 | 46.48 | 7 | 0
2025 | VACAR_2_TVA_Transmission | VACAR | TVA_Transmission | Internal | Summer | B1 | 10 | 900 | 0 | 80.6 | 80.6 | 7 | 0
2025 | VACAR_2_TVA_Transmission | VACAR | TVA_Transmission | Internal | Summer | B2 | 25 | 900 | 0 | 80.6 | 74.9 | 7 | 0
2025 | VACAR_2_TVA_Transmission | VACAR | TVA_Transmission | Internal | Summer | B3 | 75 | 900 | 0 | 78.98 | 74.27 | 7 | 0
2025 | VACAR_2_TVA_Transmission | VACAR | TVA_Transmission | Internal | Summer | B4 | 100 | 900 | 0 | 78.98 | 71.78 | 7 | 0
2025 | VACAR_2_TVA_Transmission | VACAR | TVA_Transmission | Internal | Summer | B5 | 200 | 900 | 0 | 67.15 | 65.15 | 7 | 0
2025 | VACAR_2_TVA_Transmission | VACAR | TVA_Transmission | Internal | Summer | B6 | 300 | 900 | 0 | 58.18 | 57.28 | 7 | 0
2025 | VACAR_2_TVA_Transmission | VACAR | TVA_Transmission | Internal | Summer | B7 | 400 | 900 | 0 | 50.92 | 49.51 | 7 | 0
2025 | VACAR_2_TVA_Transmission | VACAR | TVA_Transmission | Internal | Summer | B8 | 500 | 900 | 0 | 47.41 | 46.11 | 7 | 0
2025 | VACAR_2_TVA_Transmission | VACAR | TVA_Transmission | Internal | Summer | B9 | 800 | 900 | 0 | 45.2 | 44.22 | 7 | 0
2025 | VACAR_2_TVA_Transmission | VACAR | TVA_Transmission | Internal | Summer | B10 | 1262 | 900 | 0 | 44.54 | 42.37 | 7 | 0
2025 | VACAR_2_TVA_Transmission | VACAR | TVA_Transmission | Internal | Winter | B16 | 25 | 900 | 0 | 78.64 | 69.92 | 7 | 0
2025 | VACAR_2_TVA_Transmission | VACAR | TVA_Transmission | Internal | Winter | B17 | 100 | 900 | 0 | 58.89 | 54.37 | 7 | 0
2025 | VACAR_2_TVA_Transmission | VACAR | TVA_Transmission | Internal | Winter | B18 | 400 | 900 | 0 | 50.54 | 50.23 | 7 | 0
2025 | VACAR_2_TVA_Transmission | VACAR | TVA_Transmission | Internal | Winter | B19 | 700 | 900 | 0 | 50.54 | 48.36 | 7 | 0
2025 | VACAR_2_TVA_Transmission | VACAR | TVA_Transmission | Internal | Winter | B20 | 935 | 900 | 0 | 47.99 | 46.35 | 7 | 0
2030 | ENT_2_MISO_MO-IL | ENT | MISO_MO-IL | Internal | Shoulder | B11 | 25 | 2260 | 0 | 70.88 | 69.33 | 8 | 0
2030 | ENT_2_MISO_MO-IL | ENT | MISO_MO-IL | Internal | Shoulder | B12 | 200 | 2260 | 0 | 50.17 | 55.08 | 8 | 0
2030 | ENT_2_MISO_MO-IL | ENT | MISO_MO-IL | Internal | Shoulder | B13 | 600 | 2260 | 0 | 50.17 | 49.52 | 8 | 0
2030 | ENT_2_MISO_MO-IL | ENT | MISO_MO-IL | Internal | Shoulder | B14 | 900 | 2260 | 0 | 49.81 | 47.21 | 8 | 0
2030 | ENT_2_MISO_MO-IL | ENT | MISO_MO-IL | Internal | Shoulder | B15 | 1203 | 2260 | 0 | 48.17 | 44.09 | 8 | 0
2030 | ENT_2_MISO_MO-IL | ENT | MISO_MO-IL | Internal | Summer | B1 | 10 | 2260 | 0 | 75.67 | 78.32 | 8 | 0
2030 | ENT_2_MISO_MO-IL | ENT | MISO_MO-IL | Internal | Summer | B2 | 25 | 2260 | 0 | 74.07 | 76.8 | 8 | 0
2030 | ENT_2_MISO_MO-IL | ENT | MISO_MO-IL | Internal | Summer | B3 | 75 | 2260 | 0 | 74.07 | 75 | 8 | 0
2030 | ENT_2_MISO_MO-IL | ENT | MISO_MO-IL | Internal | Summer | B4 | 100 | 2260 | 0 | 74.07 | 71.91 | 8 | 0
2030 | ENT_2_MISO_MO-IL | ENT | MISO_MO-IL | Internal | Summer | B5 | 200 | 2260 | 0 | 68.6 | 67.84 | 8 | 0
2030 | ENT_2_MISO_MO-IL | ENT | MISO_MO-IL | Internal | Summer | B6 | 300 | 2260 | 0 | 59.12 | 56.56 | 8 | 0
2030 | ENT_2_MISO_MO-IL | ENT | MISO_MO-IL | Internal | Summer | B7 | 400 | 2260 | 0 | 48.58 | 47.88 | 8 | 0
2030 | ENT_2_MISO_MO-IL | ENT | MISO_MO-IL | Internal | Summer | B8 | 500 | 2260 | 0 | 48.58 | 44.12 | 8 | 0
2030 | ENT_2_MISO_MO-IL | ENT | MISO_MO-IL | Internal | Summer | B9 | 800 | 2260 | 0 | 48.23 | 43.17 | 8 | 0
2030 | ENT_2_MISO_MO-IL | ENT | MISO_MO-IL | Internal | Summer | B10 | 1262 | 2260 | 0 | 46.65 | 40.61 | 8 | 0
2030 | ENT_2_MISO_MO-IL | ENT | MISO_MO-IL | Internal | Winter | B16 | 25 | 2260 | 0 | 65.34 | 72.02 | 8 | 0
2030 | ENT_2_MISO_MO-IL | ENT | MISO_MO-IL | Internal | Winter | B17 | 100 | 2260 | 0 | 53.3 | 55.26 | 8 | 0
2030 | ENT_2_MISO_MO-IL | ENT | MISO_MO-IL | Internal | Winter | B18 | 400 | 2260 | 0 | 52.92 | 51.29 | 8 | 0
2030 | ENT_2_MISO_MO-IL | ENT | MISO_MO-IL | Internal | Winter | B19 | 700 | 2260 | 0 | 52.22 | 46.85 | 8 | 0
2030 | ENT_2_MISO_MO-IL | ENT | MISO_MO-IL | Internal | Winter | B20 | 935 | 2260 | 0 | 51.17 | 44.02 | 8 | 0
2030 | ENT_2_SOCO | ENT | SOCO | Internal | Shoulder | B11 | 25 | 2000 | 0 | 70.88 | 75.32 | 8 | 0
2030 | ENT_2_SOCO | ENT | SOCO | Internal | Shoulder | B12 | 200 | 2000 | 0 | 50.17 | 50.12 | 8 | 0
2030 | ENT_2_SOCO | ENT | SOCO | Internal | Shoulder | B13 | 600 | 2000 | 0 | 50.17 | 50.12 | 8 | 0
2030 | ENT_2_SOCO | ENT | SOCO | Internal | Shoulder | B14 | 900 | 2000 | 0 | 49.81 | 50.12 | 8 | 0
2030 | ENT_2_SOCO | ENT | SOCO | Internal | Shoulder | B15 | 1203 | 2000 | 0 | 48.17 | 50.12 | 8 | 0
2030 | ENT_2_SOCO | ENT | SOCO | Internal | Summer | B1 | 10 | 2000 | 275.14 | 75.67 | 83.67 | 8 | 0
2030 | ENT_2_SOCO | ENT | SOCO | Internal | Summer | B2 | 25 | 2000 | 610.61 | 74.07 | 82.07 | 8 | 0
2030 | ENT_2_SOCO | ENT | SOCO | Internal | Summer | B3 | 75 | 2000 | 1704.11 | 74.07 | 82.07 | 8 | 0
2030 | ENT_2_SOCO | ENT | SOCO | Internal | Summer | B4 | 100 | 2000 | 1951.37 | 74.07 | 82.07 | 8 | 0
2030 | ENT_2_SOCO | ENT | SOCO | Internal | Summer | B5 | 200 | 2000 | 2000 | 68.6 | 80.82 | 8 | 4.22
2030 | ENT_2_SOCO | ENT | SOCO | Internal | Summer | B6 | 300 | 2000 | 166.38 | 59.12 | 67.12 | 8 | 0
2030 | ENT_2_SOCO | ENT | SOCO | Internal | Summer | B7 | 400 | 2000 | 847.57 | 48.58 | 56.58 | 8 | 0
2030 | ENT_2_SOCO | ENT | SOCO | Internal | Summer | B8 | 500 | 2000 | 0 | 48.58 | 48.64 | 8 | 0
2030 | ENT_2_SOCO | ENT | SOCO | Internal | Summer | B9 | 800 | 2000 | 0 | 48.23 | 48.64 | 8 | 0
2030 | ENT_2_SOCO | ENT | SOCO | Internal | Summer | B10 | 1262 | 2000 | 0 | 46.65 | 46.37 | 8 | 0
2030 | ENT_2_SOCO | ENT | SOCO | Internal | Winter | B16 | 25 | 2000 | 0 | 65.34 | 72.34 | 8 | 0
2030 | ENT_2_SOCO | ENT | SOCO | Internal | Winter | B17 | 100 | 2000 | 0 | 53.3 | 53.17 | 8 | 0
2030 | ENT_2_SOCO | ENT | SOCO | Internal | Winter | B18 | 400 | 2000 | 0 | 52.92 | 53.17 | 8 | 0
2030 | ENT_2_SOCO | ENT | SOCO | Internal | Winter | B19 | 700 | 2000 | 0 | 52.22 | 53.17 | 8 | 0
2030 | ENT_2_SOCO | ENT | SOCO | Internal | Winter | B20 | 935 | 2000 | 0 | 51.17 | 52.4 | 8 | 0
2030 | ENT_2_SPP_N | ENT | SPP_N | Internal | Shoulder | B11 | 25 | 1300 | 0 | 70.88 | 77.33 | 8 | 0
2030 | ENT_2_SPP_N | ENT | SPP_N | Internal | Shoulder | B12 | 200 | 1300 | 0 | 50.17 | 55.09 | 8 | 0
2030 | ENT_2_SPP_N | ENT | SPP_N | Internal | Shoulder | B13 | 600 | 1300 | 0 | 50.17 | 49.86 | 8 | 0
2030 | ENT_2_SPP_N | ENT | SPP_N | Internal | Shoulder | B14 | 900 | 1300 | 0 | 49.81 | 49.38 | 8 | 0
2030 | ENT_2_SPP_N | ENT | SPP_N | Internal | Shoulder | B15 | 1203 | 1300 | 0 | 48.17 | 48.08 | 8 | 0
2030 | ENT_2_SPP_N | ENT | SPP_N | Internal | Summer | B1 | 10 | 1300 | 0 | 75.67 | 78.45 | 8 | 0
2030 | ENT_2_SPP_N | ENT | SPP_N | Internal | Summer | B2 | 25 | 1300 | 0 | 74.07 | 78.45 | 8 | 0
2030 | ENT_2_SPP_N | ENT | SPP_N | Internal | Summer | B3 | 75 | 1300 | 0 | 74.07 | 77.4 | 8 | 0
2030 | ENT_2_SPP_N | ENT | SPP_N | Internal | Summer | B4 | 100 | 1300 | 0 | 74.07 | 77.03 | 8 | 0
2030 | ENT_2_SPP_N | ENT | SPP_N | Internal | Summer | B5 | 200 | 1300 | 0 | 68.6 | 75.84 | 8 | 0
2030 | ENT_2_SPP_N | ENT | SPP_N | Internal | Summer | B6 | 300 | 1300 | 0 | 59.12 | 67.01 | 8 | 0
2030 | ENT_2_SPP_N | ENT | SPP_N | Internal | Summer | B7 | 400 | 1300 | 0 | 48.58 | 55.75 | 8 | 0
2030 | ENT_2_SPP_N | ENT | SPP_N | Internal | Summer | B8 | 500 | 1300 | 0 | 48.58 | 48.57 | 8 | 0
2030 | ENT_2_SPP_N | ENT | SPP_N | Internal | Summer | B9 | 800 | 1300 | 0 | 48.23 | 46.45 | 8 | 0
2030 | ENT_2_SPP_N | ENT | SPP_N | Internal | Summer | B10 | 1262 | 1300 | 0 | 46.65 | 45.56 | 8 | 0
2030 | ENT_2_SPP_N | ENT | SPP_N | Internal | Winter | B16 | 25 | 1300 | 0.02 | 65.34 | 72.94 | 8 | 0
2030 | ENT_2_SPP_N | ENT | SPP_N | Internal | Winter | B17 | 100 | 1300 | 0 | 53.3 | 53.64 | 8 | 0
2030 | ENT_2_SPP_N | ENT | SPP_N | Internal | Winter | B18 | 400 | 1300 | 0 | 52.92 | 51.79 | 8 | 0
2030 | ENT_2_SPP_N | ENT | SPP_N | Internal | Winter | B19 | 700 | 1300 | 0 | 52.22 | 51.29 | 8 | 0
2030 | ENT_2_SPP_N | ENT | SPP_N | Internal | Winter | B20 | 935 | 1300 | 0 | 51.17 | 51.17 | 8 | 0
2030 | ENT_2_SPP_S | ENT | SPP_S | Internal | Shoulder | B11 | 25 | 1300 | 0 | 70.88 | 69.41 | 8 | 0
2030 | ENT_2_SPP_S | ENT | SPP_S | Internal | Shoulder | B12 | 200 | 1300 | 0 | 50.17 | 51.17 | 8 | 0
2030 | ENT_2_SPP_S | ENT | SPP_S | Internal | Shoulder | B13 | 600 | 1300 | 0 | 50.17 | 49.84 | 8 | 0
2030 | ENT_2_SPP_S | ENT | SPP_S | Internal | Shoulder | B14 | 900 | 1300 | 0 | 49.81 | 48.09 | 8 | 0
2030 | ENT_2_SPP_S | ENT | SPP_S | Internal | Shoulder | B15 | 1203 | 1300 | 0 | 48.17 | 48.09 | 8 | 0
2030 | ENT_2_SPP_S | ENT | SPP_S | Internal | Summer | B1 | 10 | 1300 | 0 | 75.67 | 77.07 | 8 | 0
2030 | ENT_2_SPP_S | ENT | SPP_S | Internal | Summer | B2 | 25 | 1300 | 0 | 74.07 | 76.1 | 8 | 0
2030 | ENT_2_SPP_S | ENT | SPP_S | Internal | Summer | B3 | 75 | 1300 | 0 | 74.07 | 75.95 | 8 | 0
2030 | ENT_2_SPP_S | ENT | SPP_S | Internal | Summer | B4 | 100 | 1300 | 0 | 74.07 | 69.07 | 8 | 0
2030 | ENT_2_SPP_S | ENT | SPP_S | Internal | Summer | B5 | 200 | 1300 | 0 | 68.6 | 67.59 | 8 | 0
2030 | ENT_2_SPP_S | ENT | SPP_S | Internal | Summer | B6 | 300 | 1300 | 0 | 59.12 | 67.02 | 8 | 0
2030 | ENT_2_SPP_S | ENT | SPP_S | Internal | Summer | B7 | 400 | 1300 | 0 | 48.58 | 55.76 | 8 | 0
2030 | ENT_2_SPP_S | ENT | SPP_S | Internal | Summer | B8 | 500 | 1300 | 0 | 48.58 | 48.58 | 8 | 0
2030 | ENT_2_SPP_S | ENT | SPP_S | Internal | Summer | B9 | 800 | 1300 | 0 | 48.23 | 46.46 | 8 | 0
2030 | ENT_2_SPP_S | ENT | SPP_S | Internal | Summer | B10 | 1262 | 1300 | 0 | 46.65 | 46.36 | 8 | 0
2030 | ENT_2_SPP_S | ENT | SPP_S | Internal | Winter | B16 | 25 | 1300 | 0.02 | 65.34 | 72.95 | 8 | 0
2030 | ENT_2_SPP_S | ENT | SPP_S | Internal | Winter | B17 | 100 | 1300 | 0 | 53.3 | 53.65 | 8 | 0
2030 | ENT_2_SPP_S | ENT | SPP_S | Internal | Winter | B18 | 400 | 1300 | 0 | 52.92 | 51.81 | 8 | 0
2030 | ENT_2_SPP_S | ENT | SPP_S | Internal | Winter | B19 | 700 | 1300 | 0 | 52.22 | 51.3 | 8 | 0
2030 | ENT_2_SPP_S | ENT | SPP_S | Internal | Winter | B20 | 935 | 1300 | 0 | 51.17 | 51.18 | 8 | 0
2030 | ENT_2_TVA_Transmission | ENT | TVA_Transmission | Internal | Shoulder | B11 | 25 | 2100 | 0 | 70.88 | 68.32 | 8 | 0
2030 | ENT_2_TVA_Transmission | ENT | TVA_Transmission | Internal | Shoulder | B12 | 200 | 2100 | 0 | 50.17 | 55.87 | 8 | 0
2030 | ENT_2_TVA_Transmission | ENT | TVA_Transmission | Internal | Shoulder | B13 | 600 | 2100 | 0 | 50.17 | 51.77 | 8 | 0
2030 | ENT_2_TVA_Transmission | ENT | TVA_Transmission | Internal | Shoulder | B14 | 900 | 2100 | 0 | 49.81 | 50.63 | 8 | 0
2030 | ENT_2_TVA_Transmission | ENT | TVA_Transmission | Internal | Shoulder | B15 | 1203 | 2100 | 0 | 48.17 | 49.45 | 8 | 0
2030 | ENT_2_TVA_Transmission | ENT | TVA_Transmission | Internal | Summer | B1 | 10 | 2100 | 0.01 | 75.67 | 82.32 | 8 | 0
2030 | ENT_2_TVA_Transmission | ENT | TVA_Transmission | Internal | Summer | B2 | 25 | 2100 | 0 | 74.07 | 79.9 | 8 | 0
2030 | ENT_2_TVA_Transmission | ENT | TVA_Transmission | Internal | Summer | B3 | 75 | 2100 | 0 | 74.07 | 78.81 | 8 | 0
2030 | ENT_2_TVA_Transmission | ENT | TVA_Transmission | Internal | Summer | B4 | 100 | 2100 | 0 | 74.07 | 75.9 | 8 | 0
2030 | ENT_2_TVA_Transmission | ENT | TVA_Transmission | Internal | Summer | B5 | 200 | 2100 | 0 | 68.6 | 71.82 | 8 | 0
2030 | ENT_2_TVA_Transmission | ENT | TVA_Transmission | Internal | Summer | B6 | 300 | 2100 | 0 | 59.12 | 59.61 | 8 | 0
2030 | ENT_2_TVA_Transmission | ENT | TVA_Transmission | Internal | Summer | B7 | 400 | 2100 | 0 | 48.58 | 50.16 | 8 | 0
2030 | ENT_2_TVA_Transmission | ENT | TVA_Transmission | Internal | Summer | B8 | 500 | 2100 | 0 | 48.58 | 48.82 | 8 | 0
2030 | ENT_2_TVA_Transmission | ENT | TVA_Transmission | Internal | Summer | B9 | 800 | 2100 | 0 | 48.23 | 47.26 | 8 | 0
2030 | ENT_2_TVA_Transmission | ENT | TVA_Transmission | Internal | Summer | B10 | 1262 | 2100 | 0 | 46.65 | 44.79 | 8 | 0
2030 | ENT_2_TVA_Transmission | ENT | TVA_Transmission | Internal | Winter | B16 | 25 | 2100 | 1044.29 | 65.34 | 73.34 | 8 | 0
2030 | ENT_2_TVA_Transmission | ENT | TVA_Transmission | Internal | Winter | B17 | 100 | 2100 | 0 | 53.3 | 58.28 | 8 | 0
2030 | ENT_2_TVA_Transmission | ENT | TVA_Transmission | Internal | Winter | B18 | 400 | 2100 | 0 | 52.92 | 54.35 | 8 | 0
2030 | ENT_2_TVA_Transmission | ENT | TVA_Transmission | Internal | Winter | B19 | 700 | 2100 | 0 | 52.22 | 53.12 | 8 | 0
2030 | ENT_2_TVA_Transmission | ENT | TVA_Transmission | Internal | Winter | B20 | 935 | 2100 | 0 | 51.17 | 48.21 | 8 | 0
2030 | FRCC_2_SOCO | FRCC | SOCO | Internal | Shoulder | B11 | 25 | 900 | 0 | 79.1 | 75.32 | 8 | 0
2030 | FRCC_2_SOCO | FRCC | SOCO | Internal | Shoulder | B12 | 200 | 900 | 0 | 57.72 | 50.12 | 8 | 0
2030 | FRCC_2_SOCO | FRCC | SOCO | Internal | Shoulder | B13 | 600 | 900 | 0 | 55.34 | 50.12 | 8 | 0
2030 | FRCC_2_SOCO | FRCC | SOCO | Internal | Shoulder | B14 | 900 | 900 | 0 | 55.34 | 50.12 | 8 | 0
2030 | FRCC_2_SOCO | FRCC | SOCO | Internal | Shoulder | B15 | 1203 | 900 | 0 | 55.34 | 50.12 | 8 | 0
2030 | FRCC_2_SOCO | FRCC | SOCO | Internal | Summer | B1 | 10 | 900 | 0 | 89.81 | 83.67 | 8 | 0
2030 | FRCC_2_SOCO | FRCC | SOCO | Internal | Summer | B2 | 25 | 900 | 0 | 89.81 | 82.07 | 8 | 0
2030 | FRCC_2_SOCO | FRCC | SOCO | Internal | Summer | B3 | 75 | 900 | 0 | 88.14 | 82.07 | 8 | 0
2030 | FRCC_2_SOCO | FRCC | SOCO | Internal | Summer | B4 | 100 | 900 | 0 | 88.14 | 82.07 | 8 | 0
2030 | FRCC_2_SOCO | FRCC | SOCO | Internal | Summer | B5 | 200 | 900 | 0 | 77.12 | 80.82 | 8 | 0
2030 | FRCC_2_SOCO | FRCC | SOCO | Internal | Summer | B6 | 300 | 900 | 0 | 77.12 | 67.12 | 8 | 0
2030 | FRCC_2_SOCO | FRCC | SOCO | Internal | Summer | B7 | 400 | 900 | 0 | 56.82 | 56.58 | 8 | 0
2030 | FRCC_2_SOCO | FRCC | SOCO | Internal | Summer | B8 | 500 | 900 | 0 | 56.82 | 48.64 | 8 | 0
2030 | FRCC_2_SOCO | FRCC | SOCO | Internal | Summer | B9 | 800 | 900 | 0 | 54.47 | 48.64 | 8 | 0
2030 | FRCC_2_SOCO | FRCC | SOCO | Internal | Summer | B10 | 1262 | 900 | 0 | 54.47 | 46.37 | 8 | 0
2030 | FRCC_2_SOCO | FRCC | SOCO | Internal | Winter | B16 | 25 | 900 | 0 | 76.17 | 72.34 | 8 | 0
2030 | FRCC_2_SOCO | FRCC | SOCO | Internal | Winter | B17 | 100 | 900 | 0 | 57.89 | 53.17 | 8 | 0
2030 | FRCC_2_SOCO | FRCC | SOCO | Internal | Winter | B18 | 400 | 900 | 0 | 57.89 | 53.17 | 8 | 0
2030 | FRCC_2_SOCO | FRCC | SOCO | Internal | Winter | B19 | 700 | 900 | 0 | 57.89 | 53.17 | 8 | 0
2030 | FRCC_2_SOCO | FRCC | SOCO | Internal | Winter | B20 | 935 | 900 | 0 | 57.62 | 52.4 | 8 | 0
2030 | HQ_NEISO_2_NEISO | HQ_NEISO | NEISO | Internal | Shoulder | B11 | 25 | 99999 | 2920 | 44.15 | 44.17 | 0.01 | 0
2030 | HQ_NEISO_2_NEISO | HQ_NEISO | NEISO | Internal | Shoulder | B12 | 200 | 99999 | 2920 | 44.15 | 44.17 | 0.01 | 0
2030 | HQ_NEISO_2_NEISO | HQ_NEISO | NEISO | Internal | Shoulder | B13 | 600 | 99999 | 2920 | 44.15 | 44.17 | 0.01 | 0
2030 | HQ_NEISO_2_NEISO | HQ_NEISO | NEISO | Internal | Shoulder | B14 | 900 | 99999 | 2920 | 44.15 | 44.17 | 0.01 | 0
2030 | HQ_NEISO_2_NEISO | HQ_NEISO | NEISO | Internal | Shoulder | B15 | 1203 | 99999 | 1143.24 | 44.15 | 44.17 | 0.01 | 0
2030 | HQ_NEISO_2_NEISO | HQ_NEISO | NEISO | Internal | Summer | B1 | 10 | 99999 | 2920 | 67.61 | 67.63 | 0.01 | 0
2030 | HQ_NEISO_2_NEISO | HQ_NEISO | NEISO | Internal | Summer | B2 | 25 | 99999 | 2920 | 65.24 | 65.25 | 0.01 | 0
2030 | HQ_NEISO_2_NEISO | HQ_NEISO | NEISO | Internal | Summer | B3 | 75 | 99999 | 2920 | 59.51 | 59.52 | 0.01 | 0
2030 | HQ_NEISO_2_NEISO | HQ_NEISO | NEISO | Internal | Summer | B4 | 100 | 99999 | 2920 | 45.26 | 45.27 | 0.01 | 0
2030 | HQ_NEISO_2_NEISO | HQ_NEISO | NEISO | Internal | Summer | B5 | 200 | 99999 | 2920 | 44.85 | 44.86 | 0.01 | 0
2030 | HQ_NEISO_2_NEISO | HQ_NEISO | NEISO | Internal | Summer | B6 | 300 | 99999 | 2920 | 40.81 | 40.82 | 0.01 | 0
2030 | HQ_NEISO_2_NEISO | HQ_NEISO | NEISO | Internal | Summer | B7 | 400 | 99999 | 2920 | 40.81 | 40.82 | 0.01 | 0
2030 | HQ_NEISO_2_NEISO | HQ_NEISO | NEISO | Internal | Summer | B8 | 500 | 99999 | 2920 | 40.81 | 40.82 | 0.01 | 0
2030 | HQ_NEISO_2_NEISO | HQ_NEISO | NEISO | Internal | Summer | B9 | 800 | 99999 | 2920 | 40.81 | 40.82 | 0.01 | 0
2030 | HQ_NEISO_2_NEISO | HQ_NEISO | NEISO | Internal | Summer | B10 | 1262 | 99999 | 795.94 | 40.81 | 40.82 | 0.01 | 0
2030 | HQ_NEISO_2_NEISO | HQ_NEISO | NEISO | Internal | Winter | B16 | 25 | 99999 | 2920 | 54.5 | 54.51 | 0.01 | 0
2030 | HQ_NEISO_2_NEISO | HQ_NEISO | NEISO | Internal | Winter | B17 | 100 | 99999 | 2920 | 54.5 | 54.51 | 0.01 | 0
2030 | HQ_NEISO_2_NEISO | HQ_NEISO | NEISO | Internal | Winter | B18 | 400 | 99999 | 2920 | 54.5 | 54.51 | 0.01 | 0
2030 | HQ_NEISO_2_NEISO | HQ_NEISO | NEISO | Internal | Winter | B19 | 700 | 99999 | 2920 | 54.5 | 54.51 | 0.01 | 0
2030 | HQ_NEISO_2_NEISO | HQ_NEISO | NEISO | Internal | Winter | B20 | 935 | 99999 | 1233.58 | 54.5 | 54.51 | 0.01 | 0
2030 | HQ_NY_2_NYISO_A-F | HQ_NY | NYISO_A-F | Internal | Shoulder | B11 | 25 | 99999 | 1000 | 54.32 | 54.33 | 0.01 | 0
2030 | HQ_NY_2_NYISO_A-F | HQ_NY | NYISO_A-F | Internal | Shoulder | B12 | 200 | 99999 | 1000 | 51.79 | 51.8 | 0.01 | 0
2030 | HQ_NY_2_NYISO_A-F | HQ_NY | NYISO_A-F | Internal | Shoulder | B13 | 600 | 99999 | 1000 | 47.48 | 47.49 | 0.01 | 0
2030 | HQ_NY_2_NYISO_A-F | HQ_NY | NYISO_A-F | Internal | Shoulder | B14 | 900 | 99999 | 1000 | 47.2 | 47.21 | 0.01 | 0
2030 | HQ_NY_2_NYISO_A-F | HQ_NY | NYISO_A-F | Internal | Shoulder | B15 | 1203 | 99999 | 188.69 | 47.2 | 47.21 | 0.01 | 0
2030 | HQ_NY_2_NYISO_A-F | HQ_NY | NYISO_A-F | Internal | Summer | B1 | 10 | 99999 | 1000 | 68.32 | 68.33 | 0.01 | 0
2030 | HQ_NY_2_NYISO_A-F | HQ_NY | NYISO_A-F | Internal | Summer | B2 | 25 | 99999 | 1000 | 68.22 | 68.23 | 0.01 | 0
2030 | HQ_NY_2_NYISO_A-F | HQ_NY | NYISO_A-F | Internal | Summer | B3 | 75 | 99999 | 1000 | 62.51 | 62.52 | 0.01 | 0
2030 | HQ_NY_2_NYISO_A-F | HQ_NY | NYISO_A-F | Internal | Summer | B4 | 100 | 99999 | 1000 | 60.18 | 60.19 | 0.01 | 0
2030 | HQ_NY_2_NYISO_A-F | HQ_NY | NYISO_A-F | Internal | Summer | B5 | 200 | 99999 | 1000 | 55.45 | 55.46 | 0.01 | 0
2030 | HQ_NY_2_NYISO_A-F | HQ_NY | NYISO_A-F | Internal | Summer | B6 | 300 | 99999 | 1000 | 52.15 | 52.17 | 0.01 | 0
2030 | HQ_NY_2_NYISO_A-F | HQ_NY | NYISO_A-F | Internal | Summer | B7 | 400 | 99999 | 1000 | 47.86 | 47.88 | 0.01 | 0
2030 | HQ_NY_2_NYISO_A-F | HQ_NY | NYISO_A-F | Internal | Summer | B8 | 500 | 99999 | 1000 | 45.87 | 45.88 | 0.01 | 0
2030 | HQ_NY_2_NYISO_A-F | HQ_NY | NYISO_A-F | Internal | Summer | B9 | 800 | 99999 | 1000 | 45.1 | 45.11 | 0.01 | 0
2030 | HQ_NY_2_NYISO_A-F | HQ_NY | NYISO_A-F | Internal | Summer | B10 | 1262 | 99999 | 30.11 | 45.1 | 45.11 | 0.01 | 0
2030 | HQ_NY_2_NYISO_A-F | HQ_NY | NYISO_A-F | Internal | Winter | B16 | 25 | 99999 | 1000 | 57.5 | 57.51 | 0.01 | 0
2030 | HQ_NY_2_NYISO_A-F | HQ_NY | NYISO_A-F | Internal | Winter | B17 | 100 | 99999 | 1000 | 54.73 | 54.75 | 0.01 | 0
2030 | HQ_NY_2_NYISO_A-F | HQ_NY | NYISO_A-F | Internal | Winter | B18 | 400 | 99999 | 1000 | 51.96 | 51.98 | 0.01 | 0
2030 | HQ_NY_2_NYISO_A-F | HQ_NY | NYISO_A-F | Internal | Winter | B19 | 700 | 99999 | 1000 | 51.96 | 51.98 | 0.01 | 0
2030 | HQ_NY_2_NYISO_A-F | HQ_NY | NYISO_A-F | Internal | Winter | B20 | 935 | 99999 | 229.95 | 51.96 | 51.98 | 0.01 | 0
2030 | HQ_IESO_2_IESO | HQ_IESO | IESO | Internal | Shoulder | B11 | 25 | 99999 | 400 | 42.48 | 42.49 | 0.01 | 0
2030 | HQ_IESO_2_IESO | HQ_IESO | IESO | Internal | Shoulder | B12 | 200 | 99999 | 400 | 42.48 | 42.49 | 0.01 | 0
2030 | HQ_IESO_2_IESO | HQ_IESO | IESO | Internal | Shoulder | B13 | 600 | 99999 | 400 | 40.48 | 40.49 | 0.01 | 0
2030 | HQ_IESO_2_IESO | HQ_IESO | IESO | Internal | Shoulder | B14 | 900 | 99999 | 400 | 40.2 | 40.21 | 0.01 | 0
2030 | HQ_IESO_2_IESO | HQ_IESO | IESO | Internal | Shoulder | B15 | 1203 | 99999 | 75.48 | 40.2 | 40.21 | 0.01 | 0
2030 | HQ_IESO_2_IESO | HQ_IESO | IESO | Internal | Summer | B1 | 10 | 99999 | 400 | 71.3 | 71.32 | 0.01 | 0
2030 | HQ_IESO_2_IESO | HQ_IESO | IESO | Internal | Summer | B2 | 25 | 99999 | 400 | 69.78 | 69.8 | 0.01 | 0
2030 | HQ_IESO_2_IESO | HQ_IESO | IESO | Internal | Summer | B3 | 75 | 99999 | 400 | 55.51 | 55.52 | 0.01 | 0
2030 | HQ_IESO_2_IESO | HQ_IESO | IESO | Internal | Summer | B4 | 100 | 99999 | 400 | 53.18 | 53.19 | 0.01 | 0
2030 | HQ_IESO_2_IESO | HQ_IESO | IESO | Internal | Summer | B5 | 200 | 99999 | 400 | 45.15 | 45.17 | 0.01 | 0
2030 | HQ_IESO_2_IESO | HQ_IESO | IESO | Internal | Summer | B6 | 300 | 99999 | 400 | 45.15 | 45.17 | 0.01 | 0
2030 | HQ_IESO_2_IESO | HQ_IESO | IESO | Internal | Summer | B7 | 400 | 99999 | 400 | 40.86 | 40.88 | 0.01 | 0
2030 | HQ_IESO_2_IESO | HQ_IESO | IESO | Internal | Summer | B8 | 500 | 99999 | 400 | 38.1 | 38.11 | 0.01 | 0
2030 | HQ_IESO_2_IESO | HQ_IESO | IESO | Internal | Summer | B9 | 800 | 99999 | 400 | 38.1 | 38.11 | 0.01 | 0
2030 | HQ_IESO_2_IESO | HQ_IESO | IESO | Internal | Summer | B10 | 1262 | 99999 | 12.04 | 38.1 | 38.11 | 0.01 | 0
2030 | HQ_IESO_2_IESO | HQ_IESO | IESO | Internal | Winter | B16 | 25 | 99999 | 400 | 48.44 | 48.45 | 0.01 | 0
2030 | HQ_IESO_2_IESO | HQ_IESO | IESO | Internal | Winter | B17 | 100 | 99999 | 400 | 47.73 | 47.75 | 0.01 | 0
2030 | HQ_IESO_2_IESO | HQ_IESO | IESO | Internal | Winter | B18 | 400 | 99999 | 400 | 44.59 | 44.6 | 0.01 | 0
2030 | HQ_IESO_2_IESO | HQ_IESO | IESO | Internal | Winter | B19 | 700 | 99999 | 400 | 44.59 | 44.6 | 0.01 | 0
2030 | HQ_IESO_2_IESO | HQ_IESO | IESO | Internal | Winter | B20 | 935 | 99999 | 91.98 | 44.59 | 44.6 | 0.01 | 0
2030 | IESO_2_MAPP_CA | IESO | MAPP_CA | Internal | Shoulder | B11 | 25 | 262 | 261.99 | 42.49 | 50.65 | 7 | 1.16
2030 | IESO_2_MAPP_CA | IESO | MAPP_CA | Internal | Shoulder | B12 | 200 | 262 | 262 | 42.49 | 50.65 | 7 | 1.16
2030 | IESO_2_MAPP_CA | IESO | MAPP_CA | Internal | Shoulder | B13 | 600 | 262 | 262 | 40.49 | 49.52 | 7 | 2.03
2030 | IESO_2_MAPP_CA | IESO | MAPP_CA | Internal | Shoulder | B14 | 900 | 262 | 262 | 40.21 | 47.85 | 7 | 0.64
2030 | IESO_2_MAPP_CA | IESO | MAPP_CA | Internal | Shoulder | B15 | 1203 | 262 | 262 | 40.21 | 47.85 | 7 | 0.64
2030 | IESO_2_MAPP_CA | IESO | MAPP_CA | Internal | Summer | B1 | 10 | 262 | 0 | 71.32 | 64.44 | 7 | 0
2030 | IESO_2_MAPP_CA | IESO | MAPP_CA | Internal | Summer | B2 | 25 | 262 | 0 | 69.8 | 64.44 | 7 | 0
2030 | IESO_2_MAPP_CA | IESO | MAPP_CA | Internal | Summer | B3 | 75 | 262 | 262 | 55.52 | 63.39 | 7 | 0.86
2030 | IESO_2_MAPP_CA | IESO | MAPP_CA | Internal | Summer | B4 | 100 | 262 | 194.49 | 53.19 | 60.19 | 7 | 0
2030 | IESO_2_MAPP_CA | IESO | MAPP_CA | Internal | Summer | B5 | 200 | 262 | 114.76 | 45.17 | 52.17 | 7 | 0
2030 | IESO_2_MAPP_CA | IESO | MAPP_CA | Internal | Summer | B6 | 300 | 262 | 0 | 45.17 | 50.65 | 7 | 0
2030 | IESO_2_MAPP_CA | IESO | MAPP_CA | Internal | Summer | B7 | 400 | 262 | 262 | 40.88 | 48.74 | 7 | 0.86
2030 | IESO_2_MAPP_CA | IESO | MAPP_CA | Internal | Summer | B8 | 500 | 262 | 0 | 38.11 | 44.32 | 7 | 0
2030 | IESO_2_MAPP_CA | IESO | MAPP_CA | Internal | Summer | B9 | 800 | 262 | 0 | 38.11 | 43.46 | 7 | 0
2030 | IESO_2_MAPP_CA | IESO | MAPP_CA | Internal | Summer | B10 | 1262 | 262 | 0 | 38.11 | 43.46 | 7 | 0
2030 | IESO_2_MAPP_CA | IESO | MAPP_CA | Internal | Winter | B16 | 25 | 262 | 262 | 48.45 | 72 | 7 | 16.55
2030 | IESO_2_MAPP_CA | IESO | MAPP_CA | Internal | Winter | B17 | 100 | 262 | 262 | 47.75 | 55.23 | 7 | 0.49
2030 | IESO_2_MAPP_CA | IESO | MAPP_CA | Internal | Winter | B18 | 400 | 262 | 0 | 44.6 | 51.33 | 7 | 0
2030 | IESO_2_MAPP_CA | IESO | MAPP_CA | Internal | Winter | B19 | 700 | 262 | 0 | 44.6 | 50.77 | 7 | 0
2030 | IESO_2_MAPP_CA | IESO | MAPP_CA | Internal | Winter | B20 | 935 | 262 | 0 | 44.6 | 50.77 | 7 | 0
2030 | IESO_2_MISO_MI | IESO | MISO_MI | Internal | Shoulder | B11 | 25 | 1840 | 1840 | 42.49 | 69.3 | 7 | 19.81
2030 | IESO_2_MISO_MI | IESO | MISO_MI | Internal | Shoulder | B12 | 200 | 1840 | 1840 | 42.49 | 55.08 | 7 | 5.59
2030 | IESO_2_MISO_MI | IESO | MISO_MI | Internal | Shoulder | B13 | 600 | 1840 | 1840 | 40.49 | 49.52 | 7 | 2.03
2030 | IESO_2_MISO_MI | IESO | MISO_MI | Internal | Shoulder | B14 | 900 | 1840 | 1304.99 | 40.21 | 47.21 | 7 | 0
2030 | IESO_2_MISO_MI | IESO | MISO_MI | Internal | Shoulder | B15 | 1203 | 1840 | 0 | 40.21 | 44.1 | 7 | 0
2030 | IESO_2_MISO_MI | IESO | MISO_MI | Internal | Summer | B1 | 10 | 1840 | 755.61 | 71.32 | 78.32 | 7 | 0
2030 | IESO_2_MISO_MI | IESO | MISO_MI | Internal | Summer | B2 | 25 | 1840 | 1349.67 | 69.8 | 76.8 | 7 | 0
2030 | IESO_2_MISO_MI | IESO | MISO_MI | Internal | Summer | B3 | 75 | 1840 | 1840 | 55.52 | 75 | 7 | 12.47
2030 | IESO_2_MISO_MI | IESO | MISO_MI | Internal | Summer | B4 | 100 | 1840 | 1840 | 53.19 | 71.89 | 7 | 11.7
2030 | IESO_2_MISO_MI | IESO | MISO_MI | Internal | Summer | B5 | 200 | 1840 | 1840 | 45.17 | 67.82 | 7 | 15.65
2030 | IESO_2_MISO_MI | IESO | MISO_MI | Internal | Summer | B6 | 300 | 1840 | 1840 | 45.17 | 56.55 | 7 | 4.39
2030 | IESO_2_MISO_MI | IESO | MISO_MI | Internal | Summer | B7 | 400 | 1840 | 77.39 | 40.88 | 47.88 | 7 | 0
2030 | IESO_2_MISO_MI | IESO | MISO_MI | Internal | Summer | B8 | 500 | 1840 | 0 | 38.11 | 44.12 | 7 | 0
2030 | IESO_2_MISO_MI | IESO | MISO_MI | Internal | Summer | B9 | 800 | 1840 | 0 | 38.11 | 43.17 | 7 | 0
2030 | IESO_2_MISO_MI | IESO | MISO_MI | Internal | Summer | B10 | 1262 | 1840 | 0 | 38.11 | 40.63 | 7 | 0
2030 | IESO_2_MISO_MI | IESO | MISO_MI | Internal | Winter | B16 | 25 | 1840 | 1840 | 48.45 | 72.02 | 7 | 16.58
2030 | IESO_2_MISO_MI | IESO | MISO_MI | Internal | Winter | B17 | 100 | 1840 | 1840 | 47.75 | 55.28 | 7 | 0.53
2030 | IESO_2_MISO_MI | IESO | MISO_MI | Internal | Winter | B18 | 400 | 1840 | 0 | 44.6 | 51.31 | 7 | 0
2030 | IESO_2_MISO_MI | IESO | MISO_MI | Internal | Winter | B19 | 700 | 1840 | 0 | 44.6 | 46.88 | 7 | 0
2030 | IESO_2_MISO_MI | IESO | MISO_MI | Internal | Winter | B20 | 935 | 1840 | 0 | 44.6 | 44.04 | 7 | 0
2030 | IESO_2_MISO_W | IESO | MISO_W | Internal | Shoulder | B11 | 25 | 140 | 140 | 42.49 | 77.32 | 7 | 27.82
2030 | IESO_2_MISO_W | IESO | MISO_W | Internal | Shoulder | B12 | 200 | 140 | 140 | 42.49 | 55.08 | 7 | 5.59
2030 | IESO_2_MISO_W | IESO | MISO_W | Internal | Shoulder | B13 | 600 | 140 | 140 | 40.49 | 49.53 | 7 | 2.04
2030 | IESO_2_MISO_W | IESO | MISO_W | Internal | Shoulder | B14 | 900 | 140 | 140 | 40.21 | 47.86 | 7 | 0.65
2030 | IESO_2_MISO_W | IESO | MISO_W | Internal | Shoulder | B15 | 1203 | 140 | 0 | 40.21 | 45.45 | 7 | 0
2030 | IESO_2_MISO_W | IESO | MISO_W | Internal | Summer | B1 | 10 | 140 | 138.81 | 71.32 | 78.33 | 7 | 0.01
2030 | IESO_2_MISO_W | IESO | MISO_W | Internal | Summer | B2 | 25 | 140 | 139.99 | 69.8 | 77.39 | 7 | 0.59
2030 | IESO_2_MISO_W | IESO | MISO_W | Internal | Summer | B3 | 75 | 140 | 140 | 55.52 | 77.39 | 7 | 14.86
2030 | IESO_2_MISO_W | IESO | MISO_W | Internal | Summer | B4 | 100 | 140 | 140 | 53.19 | 75.99 | 7 | 15.8
2030 | IESO_2_MISO_W | IESO | MISO_W | Internal | Summer | B5 | 200 | 140 | 140 | 45.17 | 75.83 | 7 | 23.67
2030 | IESO_2_MISO_W | IESO | MISO_W | Internal | Summer | B6 | 300 | 140 | 140 | 45.17 | 60.01 | 7 | 7.84
2030 | IESO_2_MISO_W | IESO | MISO_W | Internal | Summer | B7 | 400 | 140 | 140 | 40.88 | 48.75 | 7 | 0.88
2030 | IESO_2_MISO_W | IESO | MISO_W | Internal | Summer | B8 | 500 | 140 | 0 | 38.11 | 44.34 | 7 | 0
2030 | IESO_2_MISO_W | IESO | MISO_W | Internal | Summer | B9 | 800 | 140 | 0 | 38.11 | 43.47 | 7 | 0
2030 | IESO_2_MISO_W | IESO | MISO_W | Internal | Summer | B10 | 1262 | 140 | 0 | 38.11 | 40.6 | 7 | 0
2030 | IESO_2_MISO_W | IESO | MISO_W | Internal | Winter | B16 | 25 | 140 | 140 | 48.45 | 72.01 | 7 | 16.56
2030 | IESO_2_MISO_W | IESO | MISO_W | Internal | Winter | B17 | 100 | 140 | 140 | 47.75 | 55.25 | 7 | 0.5
2030 | IESO_2_MISO_W | IESO | MISO_W | Internal | Winter | B18 | 400 | 140 | 0 | 44.6 | 51.34 | 7 | 0
2030 | IESO_2_MISO_W | IESO | MISO_W | Internal | Winter | B19 | 700 | 140 | 0 | 44.6 | 50.78 | 7 | 0
2030 | IESO_2_MISO_W | IESO | MISO_W | Internal | Winter | B20 | 935 | 140 | 0 | 44.6 | 44.29 | 7 | 0
2030 | IESO_2_NYISO_A-F | IESO | NYISO_A-F | Internal | Shoulder | B11 | 25 | 1725 | 1725 | 42.49 | 54.33 | 7 | 4.84
2030 | IESO_2_NYISO_A-F | IESO | NYISO_A-F | Internal | Shoulder | B12 | 200 | 1725 | 1725 | 42.49 | 51.8 | 7 | 2.31
2030 | IESO_2_NYISO_A-F | IESO | NYISO_A-F | Internal | Shoulder | B13 | 600 | 1725 | 1400.38 | 40.49 | 47.49 | 7 | 0
2030 | IESO_2_NYISO_A-F | IESO | NYISO_A-F | Internal | Shoulder | B14 | 900 | 1725 | 976.81 | 40.21 | 47.21 | 7 | 0
2030 | IESO_2_NYISO_A-F | IESO | NYISO_A-F | Internal | Shoulder | B15 | 1203 | 1725 | 319.71 | 40.21 | 47.21 | 7 | 0
2030 | IESO_2_NYISO_A-F | IESO | NYISO_A-F | Internal | Summer | B1 | 10 | 1725 | 0 | 71.32 | 68.33 | 7 | 0
2030 | IESO_2_NYISO_A-F | IESO | NYISO_A-F | Internal | Summer | B2 | 25 | 1725 | 0 | 69.8 | 68.23 | 7 | 0
2030 | IESO_2_NYISO_A-F | IESO | NYISO_A-F | Internal | Summer | B3 | 75 | 1725 | 355.62 | 55.52 | 62.52 | 7 | 0
2030 | IESO_2_NYISO_A-F | IESO | NYISO_A-F | Internal | Summer | B4 | 100 | 1725 | 1290.86 | 53.19 | 60.19 | 7 | 0
2030 | IESO_2_NYISO_A-F | IESO | NYISO_A-F | Internal | Summer | B5 | 200 | 1725 | 1725 | 45.17 | 55.46 | 7 | 3.3
2030 | IESO_2_NYISO_A-F | IESO | NYISO_A-F | Internal | Summer | B6 | 300 | 1725 | 568.31 | 45.17 | 52.17 | 7 | 0
2030 | IESO_2_NYISO_A-F | IESO | NYISO_A-F | Internal | Summer | B7 | 400 | 1725 | 1103.12 | 40.88 | 47.88 | 7 | 0
2030 | IESO_2_NYISO_A-F | IESO | NYISO_A-F | Internal | Summer | B8 | 500 | 1725 | 1725 | 38.11 | 45.88 | 7 | 0.77
2030 | IESO_2_NYISO_A-F | IESO | NYISO_A-F | Internal | Summer | B9 | 800 | 1725 | 1161.72 | 38.11 | 45.11 | 7 | 0
2030 | IESO_2_NYISO_A-F | IESO | NYISO_A-F | Internal | Summer | B10 | 1262 | 1725 | 527.69 | 38.11 | 45.11 | 7 | 0
2030 | IESO_2_NYISO_A-F | IESO | NYISO_A-F | Internal | Winter | B16 | 25 | 1725 | 1725 | 48.45 | 57.51 | 7 | 2.06
2030 | IESO_2_NYISO_A-F | IESO | NYISO_A-F | Internal | Winter | B17 | 100 | 1725 | 719.47 | 47.75 | 54.75 | 7 | 0
2030 | IESO_2_NYISO_A-F | IESO | NYISO_A-F | Internal | Winter | B18 | 400 | 1725 | 1725 | 44.6 | 51.98 | 7 | 0.38
2030 | IESO_2_NYISO_A-F | IESO | NYISO_A-F | Internal | Winter | B19 | 700 | 1725 | 1725 | 44.6 | 51.98 | 7 | 0.38
2030 | IESO_2_NYISO_A-F | IESO | NYISO_A-F | Internal | Winter | B20 | 935 | 1725 | 1725 | 44.6 | 51.98 | 7 | 0.38
2030 | MAPP_CA_2_IESO | MAPP_CA | IESO | Internal | Shoulder | B11 | 25 | 330 | 0 | 50.65 | 42.49 | 8 | 0
2030 | MAPP_CA_2_IESO | MAPP_CA | IESO | Internal | Shoulder | B12 | 200 | 330 | 0 | 50.65 | 42.49 | 8 | 0
2030 | MAPP_CA_2_IESO | MAPP_CA | IESO | Internal | Shoulder | B13 | 600 | 330 | 0 | 49.52 | 40.49 | 8 | 0
2030 | MAPP_CA_2_IESO | MAPP_CA | IESO | Internal | Shoulder | B14 | 900 | 330 | 0 | 47.85 | 40.21 | 8 | 0
2030 | MAPP_CA_2_IESO | MAPP_CA | IESO | Internal | Shoulder | B15 | 1203 | 330 | 0 | 47.85 | 40.21 | 8 | 0
2030 | MAPP_CA_2_IESO | MAPP_CA | IESO | Internal | Summer | B1 | 10 | 330 | 0.02 | 64.44 | 71.32 | 8 | 0
2030 | MAPP_CA_2_IESO | MAPP_CA | IESO | Internal | Summer | B2 | 25 | 330 | 0 | 64.44 | 69.8 | 8 | 0
2030 | MAPP_CA_2_IESO | MAPP_CA | IESO | Internal | Summer | B3 | 75 | 330 | 0 | 63.39 | 55.52 | 8 | 0
2030 | MAPP_CA_2_IESO | MAPP_CA | IESO | Internal | Summer | B4 | 100 | 330 | 0 | 60.19 | 53.19 | 8 | 0
2030 | MAPP_CA_2_IESO | MAPP_CA | IESO | Internal | Summer | B5 | 200 | 330 | 0 | 52.17 | 45.17 | 8 | 0
2030 | MAPP_CA_2_IESO | MAPP_CA | IESO | Internal | Summer | B6 | 300 | 330 | 0 | 50.65 | 45.17 | 8 | 0
2030 | MAPP_CA_2_IESO | MAPP_CA | IESO | Internal | Summer | B7 | 400 | 330 | 0 | 48.74 | 40.88 | 8 | 0
2030 | MAPP_CA_2_IESO | MAPP_CA | IESO | Internal | Summer | B8 | 500 | 330 | 0 | 44.32 | 38.11 | 8 | 0
2030 | MAPP_CA_2_IESO | MAPP_CA | IESO | Internal | Summer | B9 | 800 | 330 | 0 | 43.46 | 38.11 | 8 | 0
2030 | MAPP_CA_2_IESO | MAPP_CA | IESO | Internal | Summer | B10 | 1262 | 330 | 0 | 43.46 | 38.11 | 8 | 0
2030 | MAPP_CA_2_IESO | MAPP_CA | IESO | Internal | Winter | B16 | 25 | 330 | 0 | 72 | 48.45 | 8 | 0
2030 | MAPP_CA_2_IESO | MAPP_CA | IESO | Internal | Winter | B17 | 100 | 330 | 0 | 55.23 | 47.75 | 8 | 0
2030 | MAPP_CA_2_IESO | MAPP_CA | IESO | Internal | Winter | B18 | 400 | 330 | 0 | 51.33 | 44.6 | 8 | 0
2030 | MAPP_CA_2_IESO | MAPP_CA | IESO | Internal | Winter | B19 | 700 | 330 | 0 | 50.77 | 44.6 | 8 | 0
2030 | MAPP_CA_2_IESO | MAPP_CA | IESO | Internal | Winter | B20 | 935 | 330 | 0 | 50.77 | 44.6 | 8 | 0
2030 | MAPP_CA_2_MAPP_US | MAPP_CA | MAPP_US | Internal | Shoulder | B11 | 25 | 372 | 372 | 50.65 | 70.32 | 7 | 12.66
2030 | MAPP_CA_2_MAPP_US | MAPP_CA | MAPP_US | Internal | Shoulder | B12 | 200 | 372 | 0 | 50.65 | 48.08 | 7 | 0
2030 | MAPP_CA_2_MAPP_US | MAPP_CA | MAPP_US | Internal | Shoulder | B13 | 600 | 372 | 0 | 49.52 | 42.84 | 7 | 0
2030 | MAPP_CA_2_MAPP_US | MAPP_CA | MAPP_US | Internal | Shoulder | B14 | 900 | 372 | 0 | 47.85 | 42.84 | 7 | 0
2030 | MAPP_CA_2_MAPP_US | MAPP_CA | MAPP_US | Internal | Shoulder | B15 | 1203 | 372 | 0 | 47.85 | 42.84 | 7 | 0
2030 | MAPP_CA_2_MAPP_US | MAPP_CA | MAPP_US | Internal | Summer | B1 | 10 | 372 | 248.48 | 64.44 | 71.44 | 7 | 0
2030 | MAPP_CA_2_MAPP_US | MAPP_CA | MAPP_US | Internal | Summer | B2 | 25 | 372 | 134.62 | 64.44 | 71.44 | 7 | 0
2030 | MAPP_CA_2_MAPP_US | MAPP_CA | MAPP_US | Internal | Summer | B3 | 75 | 372 | 337.95 | 63.39 | 70.39 | 7 | 0
2030 | MAPP_CA_2_MAPP_US | MAPP_CA | MAPP_US | Internal | Summer | B4 | 100 | 372 | 372 | 60.19 | 70.02 | 7 | 2.82
2030 | MAPP_CA_2_MAPP_US | MAPP_CA | MAPP_US | Internal | Summer | B5 | 200 | 372 | 372 | 52.17 | 68.83 | 7 | 9.67
2030 | MAPP_CA_2_MAPP_US | MAPP_CA | MAPP_US | Internal | Summer | B6 | 300 | 372 | 372 | 50.65 | 59.28 | 7 | 1.63
2030 | MAPP_CA_2_MAPP_US | MAPP_CA | MAPP_US | Internal | Summer | B7 | 400 | 372 | 0 | 48.74 | 48.74 | 7 | 0
2030 | MAPP_CA_2_MAPP_US | MAPP_CA | MAPP_US | Internal | Summer | B8 | 500 | 372 | 0 | 44.32 | 39.44 | 7 | 0
2030 | MAPP_CA_2_MAPP_US | MAPP_CA | MAPP_US | Internal | Summer | B9 | 800 | 372 | 0 | 43.46 | 39.44 | 7 | 0
2030 | MAPP_CA_2_MAPP_US | MAPP_CA | MAPP_US | Internal | Summer | B10 | 1262 | 372 | 0 | 43.46 | 33.6 | 7 | 0
2030 | MAPP_CA_2_MAPP_US | MAPP_CA | MAPP_US | Internal | Winter | B16 | 25 | 372 | 0 | 72 | 65.01 | 7 | 0
2030 | MAPP_CA_2_MAPP_US | MAPP_CA | MAPP_US | Internal | Winter | B17 | 100 | 372 | 0 | 55.23 | 48.25 | 7 | 0
2030 | MAPP_CA_2_MAPP_US | MAPP_CA | MAPP_US | Internal | Winter | B18 | 400 | 372 | 0 | 51.33 | 44.78 | 7 | 0
2030 | MAPP_CA_2_MAPP_US | MAPP_CA | MAPP_US | Internal | Winter | B19 | 700 | 372 | 0 | 50.77 | 44.78 | 7 | 0
2030 | MAPP_CA_2_MAPP_US | MAPP_CA | MAPP_US | Internal | Winter | B20 | 935 | 372 | 0 | 50.77 | 44.16 | 7 | 0
2030 | MAPP_CA_2_MISO_W | MAPP_CA | MISO_W | Internal | Shoulder | B11 | 25 | 1970 | 1970 | 50.65 | 77.32 | 0.01 | 26.65
2030 | MAPP_CA_2_MISO_W | MAPP_CA | MISO_W | Internal | Shoulder | B12 | 200 | 1970 | 1970 | 50.65 | 55.08 | 0.01 | 4.42
2030 | MAPP_CA_2_MISO_W | MAPP_CA | MISO_W | Internal | Shoulder | B13 | 600 | 1970 | 1870.48 | 49.52 | 49.53 | 0.01 | 0
2030 | MAPP_CA_2_MISO_W | MAPP_CA | MISO_W | Internal | Shoulder | B14 | 900 | 1970 | 1844.12 | 47.85 | 47.86 | 0.01 | 0
2030 | MAPP_CA_2_MISO_W | MAPP_CA | MISO_W | Internal | Shoulder | B15 | 1203 | 1970 | 0 | 47.85 | 45.45 | 0.01 | 0
2030 | MAPP_CA_2_MISO_W | MAPP_CA | MISO_W | Internal | Summer | B1 | 10 | 1970 | 1970 | 64.44 | 78.33 | 0.01 | 13.87
2030 | MAPP_CA_2_MISO_W | MAPP_CA | MISO_W | Internal | Summer | B2 | 25 | 1970 | 1970 | 64.44 | 77.39 | 0.01 | 12.94
2030 | MAPP_CA_2_MISO_W | MAPP_CA | MISO_W | Internal | Summer | B3 | 75 | 1970 | 1970 | 63.39 | 77.39 | 0.01 | 13.99
2030 | MAPP_CA_2_MISO_W | MAPP_CA | MISO_W | Internal | Summer | B4 | 100 | 1970 | 1970 | 60.19 | 75.99 | 0.01 | 15.79
2030 | MAPP_CA_2_MISO_W | MAPP_CA | MISO_W | Internal | Summer | B5 | 200 | 1970 | 1970 | 52.17 | 75.83 | 0.01 | 23.65
2030 | MAPP_CA_2_MISO_W | MAPP_CA | MISO_W | Internal | Summer | B6 | 300 | 1970 | 1970 | 50.65 | 60.01 | 0.01 | 9.35
2030 | MAPP_CA_2_MISO_W | MAPP_CA | MISO_W | Internal | Summer | B7 | 400 | 1970 | 1676.7 | 48.74 | 48.75 | 0.01 | 0
2030 | MAPP_CA_2_MISO_W | MAPP_CA | MISO_W | Internal | Summer | B8 | 500 | 1970 | 1351.18 | 44.32 | 44.34 | 0.01 | 0
2030 | MAPP_CA_2_MISO_W | MAPP_CA | MISO_W | Internal | Summer | B9 | 800 | 1970 | 285.42 | 43.46 | 43.47 | 0.01 | 0
2030 | MAPP_CA_2_MISO_W | MAPP_CA | MISO_W | Internal | Summer | B10 | 1262 | 1970 | 0 | 43.46 | 40.6 | 0.01 | 0
2030 | MAPP_CA_2_MISO_W | MAPP_CA | MISO_W | Internal | Winter | B16 | 25 | 1970 | 1801.1 | 72 | 72.01 | 0.01 | 0
2030 | MAPP_CA_2_MISO_W | MAPP_CA | MISO_W | Internal | Winter | B17 | 100 | 1970 | 1262.22 | 55.23 | 55.25 | 0.01 | 0
2030 | MAPP_CA_2_MISO_W | MAPP_CA | MISO_W | Internal | Winter | B18 | 400 | 1970 | 925.11 | 51.33 | 51.34 | 0.01 | 0
2030 | MAPP_CA_2_MISO_W | MAPP_CA | MISO_W | Internal | Winter | B19 | 700 | 1970 | 451.49 | 50.77 | 50.78 | 0.01 | 0
2030 | MAPP_CA_2_MISO_W | MAPP_CA | MISO_W | Internal | Winter | B20 | 935 | 1970 | 0 | 50.77 | 44.29 | 0.01 | 0
2030 | MAPP_US_2_MAPP_CA | MAPP_US | MAPP_CA | Internal | Shoulder | B11 | 25 | 165 | 0 | 70.32 | 50.65 | 7 | 0
2030 | MAPP_US_2_MAPP_CA | MAPP_US | MAPP_CA | Internal | Shoulder | B12 | 200 | 165 | 0 | 48.08 | 50.65 | 7 | 0
2030 | MAPP_US_2_MAPP_CA | MAPP_US | MAPP_CA | Internal | Shoulder | B13 | 600 | 165 | 0 | 42.84 | 49.52 | 7 | 0
2030 | MAPP_US_2_MAPP_CA | MAPP_US | MAPP_CA | Internal | Shoulder | B14 | 900 | 165 | 0 | 42.84 | 47.85 | 7 | 0
2030 | MAPP_US_2_MAPP_CA | MAPP_US | MAPP_CA | Internal | Shoulder | B15 | 1203 | 165 | 0 | 42.84 | 47.85 | 7 | 0
2030 | MAPP_US_2_MAPP_CA | MAPP_US | MAPP_CA | Internal | Summer | B1 | 10 | 165 | 0 | 71.44 | 64.44 | 7 | 0
2030 | MAPP_US_2_MAPP_CA | MAPP_US | MAPP_CA | Internal | Summer | B2 | 25 | 165 | 0 | 71.44 | 64.44 | 7 | 0
2030 | MAPP_US_2_MAPP_CA | MAPP_US | MAPP_CA | Internal | Summer | B3 | 75 | 165 | 0 | 70.39 | 63.39 | 7 | 0
2030 | MAPP_US_2_MAPP_CA | MAPP_US | MAPP_CA | Internal | Summer | B4 | 100 | 165 | 0 | 70.02 | 60.19 | 7 | 0
2030 | MAPP_US_2_MAPP_CA | MAPP_US | MAPP_CA | Internal | Summer | B5 | 200 | 165 | 0 | 68.83 | 52.17 | 7 | 0
2030 | MAPP_US_2_MAPP_CA | MAPP_US | MAPP_CA | Internal | Summer | B6 | 300 | 165 | 0 | 59.28 | 50.65 | 7 | 0
2030 | MAPP_US_2_MAPP_CA | MAPP_US | MAPP_CA | Internal | Summer | B7 | 400 | 165 | 0 | 48.74 | 48.74 | 7 | 0
2030 | MAPP_US_2_MAPP_CA | MAPP_US | MAPP_CA | Internal | Summer | B8 | 500 | 165 | 0 | 39.44 | 44.32 | 7 | 0
2030 | MAPP_US_2_MAPP_CA | MAPP_US | MAPP_CA | Internal | Summer | B9 | 800 | 165 | 0 | 39.44 | 43.46 | 7 | 0
2030 | MAPP_US_2_MAPP_CA | MAPP_US | MAPP_CA | Internal | Summer | B10 | 1262 | 165 | 165 | 33.6 | 43.46 | 7 | 2.86
2030 | MAPP_US_2_MAPP_CA | MAPP_US | MAPP_CA | Internal | Winter | B16 | 25 | 165 | 0.51 | 65.01 | 72 | 7 | 0
2030 | MAPP_US_2_MAPP_CA | MAPP_US | MAPP_CA | Internal | Winter | B17 | 100 | 165 | 0.14 | 48.25 | 55.23 | 7 | 0
2030 | MAPP_US_2_MAPP_CA | MAPP_US | MAPP_CA | Internal | Winter | B18 | 400 | 165 | 0 | 44.78 | 51.33 | 7 | 0
2030 | MAPP_US_2_MAPP_CA | MAPP_US | MAPP_CA | Internal | Winter | B19 | 700 | 165 | 0 | 44.78 | 50.77 | 7 | 0
2030 | MAPP_US_2_MAPP_CA | MAPP_US | MAPP_CA | Internal | Winter | B20 | 935 | 165 | 0 | 44.16 | 50.77 | 7 | 0
2030 | MAPP_US_2_MISO_W | MAPP_US | MISO_W | Internal | Shoulder | B11 | 25 | 2635 | 482.17 | 70.32 | 77.32 | 7 | 0
2030 | MAPP_US_2_MISO_W | MAPP_US | MISO_W | Internal | Shoulder | B12 | 200 | 2635 | 735.64 | 48.08 | 55.08 | 7 | 0
2030 | MAPP_US_2_MISO_W | MAPP_US | MISO_W | Internal | Shoulder | B13 | 600 | 2635 | 0 | 42.84 | 49.53 | 7 | 0
2030 | MAPP_US_2_MISO_W | MAPP_US | MISO_W | Internal | Shoulder | B14 | 900 | 2635 | 0 | 42.84 | 47.86 | 7 | 0
2030 | MAPP_US_2_MISO_W | MAPP_US | MISO_W | Internal | Shoulder | B15 | 1203 | 2635 | 0 | 42.84 | 45.45 | 7 | 0
2030 | MAPP_US_2_MISO_W | MAPP_US | MISO_W | Internal | Summer | B1 | 10 | 2635 | 0.17 | 71.44 | 78.33 | 7 | 0
2030 | MAPP_US_2_MISO_W | MAPP_US | MISO_W | Internal | Summer | B2 | 25 | 2635 | 0 | 71.44 | 77.39 | 7 | 0
2030 | MAPP_US_2_MISO_W | MAPP_US | MISO_W | Internal | Summer | B3 | 75 | 2635 | 487.26 | 70.39 | 77.39 | 7 | 0
2030 | MAPP_US_2_MISO_W | MAPP_US | MISO_W | Internal | Summer | B4 | 100 | 2635 | 0 | 70.02 | 75.99 | 7 | 0
2030 | MAPP_US_2_MISO_W | MAPP_US | MISO_W | Internal | Summer | B5 | 200 | 2635 | 1147.68 | 68.83 | 75.83 | 7 | 0
2030 | MAPP_US_2_MISO_W | MAPP_US | MISO_W | Internal | Summer | B6 | 300 | 2635 | 0 | 59.28 | 60.01 | 7 | 0
2030 | MAPP_US_2_MISO_W | MAPP_US | MISO_W | Internal | Summer | B7 | 400 | 2635 | 0 | 48.74 | 48.75 | 7 | 0
2030 | MAPP_US_2_MISO_W | MAPP_US | MISO_W | Internal | Summer | B8 | 500 | 2635 | 0 | 39.44 | 44.34 | 7 | 0
2030 | MAPP_US_2_MISO_W | MAPP_US | MISO_W | Internal | Summer | B9 | 800 | 2635 | 0 | 39.44 | 43.47 | 7 | 0
2030 | MAPP_US_2_MISO_W | MAPP_US | MISO_W | Internal | Summer | B10 | 1262 | 2635 | 46.55 | 33.6 | 40.6 | 7 | 0
2030 | MAPP_US_2_MISO_W | MAPP_US | MISO_W | Internal | Winter | B16 | 25 | 2635 | 719.75 | 65.01 | 72.01 | 7 | 0
2030 | MAPP_US_2_MISO_W | MAPP_US | MISO_W | Internal | Winter | B17 | 100 | 2635 | 783.02 | 48.25 | 55.25 | 7 | 0
2030 | MAPP_US_2_MISO_W | MAPP_US | MISO_W | Internal | Winter | B18 | 400 | 2635 | 0 | 44.78 | 51.34 | 7 | 0
2030 | MAPP_US_2_MISO_W | MAPP_US | MISO_W | Internal | Winter | B19 | 700 | 2635 | 0 | 44.78 | 50.78 | 7 | 0
2030 | MAPP_US_2_MISO_W | MAPP_US | MISO_W | Internal | Winter | B20 | 935 | 2635 | 0 | 44.16 | 44.29 | 7 | 0
2030 | MAPP_US_2_NE | MAPP_US | NE | Internal | Shoulder | B11 | 25 | 2000 | 1394.66 | 70.32 | 77.32 | 7 | 0
2030 | MAPP_US_2_NE | MAPP_US | NE | Internal | Shoulder | B12 | 200 | 2000 | 297.67 | 48.08 | 55.08 | 7 | 0
2030 | MAPP_US_2_NE | MAPP_US | NE | Internal | Shoulder | B13 | 600 | 2000 | 593.59 | 42.84 | 49.84 | 7 | 0
2030 | MAPP_US_2_NE | MAPP_US | NE | Internal | Shoulder | B14 | 900 | 2000 | 0 | 42.84 | 49.37 | 7 | 0
2030 | MAPP_US_2_NE | MAPP_US | NE | Internal | Shoulder | B15 | 1203 | 2000 | 0 | 42.84 | 48.06 | 7 | 0
2030 | MAPP_US_2_NE | MAPP_US | NE | Internal | Summer | B1 | 10 | 2000 | 1164.12 | 71.44 | 78.44 | 7 | 0
2030 | MAPP_US_2_NE | MAPP_US | NE | Internal | Summer | B2 | 25 | 2000 | 1137.89 | 71.44 | 78.44 | 7 | 0
2030 | MAPP_US_2_NE | MAPP_US | NE | Internal | Summer | B3 | 75 | 2000 | 736.67 | 70.39 | 77.39 | 7 | 0
2030 | MAPP_US_2_NE | MAPP_US | NE | Internal | Summer | B4 | 100 | 2000 | 1625.54 | 70.02 | 77.02 | 7 | 0
2030 | MAPP_US_2_NE | MAPP_US | NE | Internal | Summer | B5 | 200 | 2000 | 597.6 | 68.83 | 75.83 | 7 | 0
2030 | MAPP_US_2_NE | MAPP_US | NE | Internal | Summer | B6 | 300 | 2000 | 1464.33 | 59.28 | 66.28 | 7 | 0
2030 | MAPP_US_2_NE | MAPP_US | NE | Internal | Summer | B7 | 400 | 2000 | 1483.82 | 48.74 | 55.74 | 7 | 0
2030 | MAPP_US_2_NE | MAPP_US | NE | Internal | Summer | B8 | 500 | 2000 | 1426.18 | 39.44 | 46.44 | 7 | 0
2030 | MAPP_US_2_NE | MAPP_US | NE | Internal | Summer | B9 | 800 | 2000 | 748.93 | 39.44 | 46.44 | 7 | 0
2030 | MAPP_US_2_NE | MAPP_US | NE | Internal | Summer | B10 | 1262 | 2000 | 419.15 | 33.6 | 40.6 | 7 | 0
2030 | MAPP_US_2_NE | MAPP_US | NE | Internal | Winter | B16 | 25 | 2000 | 780.43 | 65.01 | 72.01 | 7 | 0
2030 | MAPP_US_2_NE | MAPP_US | NE | Internal | Winter | B17 | 100 | 2000 | 0 | 48.25 | 53.63 | 7 | 0
2030 | MAPP_US_2_NE | MAPP_US | NE | Internal | Winter | B18 | 400 | 2000 | 258.92 | 44.78 | 51.78 | 7 | 0
2030 | MAPP_US_2_NE | MAPP_US | NE | Internal | Winter | B19 | 700 | 2000 | 0 | 44.78 | 51.28 | 7 | 0
2030 | MAPP_US_2_NE | MAPP_US | NE | Internal | Winter | B20 | 935 | 2000 | 275.38 | 44.16 | 51.16 | 7 | 0
2030 | MARITIMES_2_NEISO | MARITIMES | NEISO | Internal | Shoulder | B11 | 25 | 99999 | 1400 | 44.15 | 44.17 | 0.01 | 0
2030 | MARITIMES_2_NEISO | MARITIMES | NEISO | Internal | Shoulder | B12 | 200 | 99999 | 1400 | 44.15 | 44.17 | 0.01 | 0
2030 | MARITIMES_2_NEISO | MARITIMES | NEISO | Internal | Shoulder | B13 | 600 | 99999 | 1400 | 44.15 | 44.17 | 0.01 | 0
2030 | MARITIMES_2_NEISO | MARITIMES | NEISO | Internal | Shoulder | B14 | 900 | 99999 | 1400 | 44.15 | 44.17 | 0.01 | 0
2030 | MARITIMES_2_NEISO | MARITIMES | NEISO | Internal | Shoulder | B15 | 1203 | 99999 | 426.43 | 44.15 | 44.17 | 0.01 | 0
2030 | MARITIMES_2_NEISO | MARITIMES | NEISO | Internal | Summer | B1 | 10 | 99999 | 1400 | 67.61 | 67.63 | 0.01 | 0
2030 | MARITIMES_2_NEISO | MARITIMES | NEISO | Internal | Summer | B2 | 25 | 99999 | 1400 | 65.24 | 65.25 | 0.01 | 0
2030 | MARITIMES_2_NEISO | MARITIMES | NEISO | Internal | Summer | B3 | 75 | 99999 | 1400 | 59.51 | 59.52 | 0.01 | 0
2030 | MARITIMES_2_NEISO | MARITIMES | NEISO | Internal | Summer | B4 | 100 | 99999 | 1400 | 45.26 | 45.27 | 0.01 | 0
2030 | MARITIMES_2_NEISO | MARITIMES | NEISO | Internal | Summer | B5 | 200 | 99999 | 1400 | 44.85 | 44.86 | 0.01 | 0
2030 | MARITIMES_2_NEISO | MARITIMES | NEISO | Internal | Summer | B6 | 300 | 99999 | 1400 | 40.81 | 40.82 | 0.01 | 0
2030 | MARITIMES_2_NEISO | MARITIMES | NEISO | Internal | Summer | B7 | 400 | 99999 | 1400 | 40.81 | 40.82 | 0.01 | 0
2030 | MARITIMES_2_NEISO | MARITIMES | NEISO | Internal | Summer | B8 | 500 | 99999 | 1400 | 40.81 | 40.82 | 0.01 | 0
2030 | MARITIMES_2_NEISO | MARITIMES | NEISO | Internal | Summer | B9 | 800 | 99999 | 1400 | 40.81 | 40.82 | 0.01 | 0
2030 | MARITIMES_2_NEISO | MARITIMES | NEISO | Internal | Summer | B10 | 1262 | 99999 | 236.13 | 40.81 | 40.82 | 0.01 | 0
2030 | MARITIMES_2_NEISO | MARITIMES | NEISO | Internal | Winter | B16 | 25 | 99999 | 1400 | 54.5 | 54.51 | 0.01 | 0
2030 | MARITIMES_2_NEISO | MARITIMES | NEISO | Internal | Winter | B17 | 100 | 99999 | 1400 | 54.5 | 54.51 | 0.01 | 0
2030 | MARITIMES_2_NEISO | MARITIMES | NEISO | Internal | Winter | B18 | 400 | 99999 | 1400 | 54.5 | 54.51 | 0.01 | 0
2030 | MARITIMES_2_NEISO | MARITIMES | NEISO | Internal | Winter | B19 | 700 | 99999 | 1400 | 54.5 | 54.51 | 0.01 | 0
2030 | MARITIMES_2_NEISO | MARITIMES | NEISO | Internal | Winter | B20 | 935 | 99999 | 475.94 | 54.5 | 54.51 | 0.01 | 0
2030 | MISO_IN_2_MISO_MI | MISO_IN | MISO_MI | Internal | Shoulder | B11 | 25 | 5000 | 0.28 | 69.32 | 69.3 | 0.01 | 0
2030 | MISO_IN_2_MISO_MI | MISO_IN | MISO_MI | Internal | Shoulder | B12 | 200 | 5000 | 1492.1 | 55.07 | 55.08 | 0.01 | 0
2030 | MISO_IN_2_MISO_MI | MISO_IN | MISO_MI | Internal | Shoulder | B13 | 600 | 5000 | 2055.17 | 49.51 | 49.52 | 0.01 | 0
2030 | MISO_IN_2_MISO_MI | MISO_IN | MISO_MI | Internal | Shoulder | B14 | 900 | 5000 | 2630.01 | 47.2 | 47.21 | 0.01 | 0
2030 | MISO_IN_2_MISO_MI | MISO_IN | MISO_MI | Internal | Shoulder | B15 | 1203 | 5000 | 3563.44 | 44.09 | 44.1 | 0.01 | 0
2030 | MISO_IN_2_MISO_MI | MISO_IN | MISO_MI | Internal | Summer | B1 | 10 | 5000 | 694.37 | 78.3 | 78.32 | 0.01 | 0
2030 | MISO_IN_2_MISO_MI | MISO_IN | MISO_MI | Internal | Summer | B2 | 25 | 5000 | 208.98 | 76.78 | 76.8 | 0.01 | 0
2030 | MISO_IN_2_MISO_MI | MISO_IN | MISO_MI | Internal | Summer | B3 | 75 | 5000 | 29.76 | 74.99 | 75 | 0.01 | 0
2030 | MISO_IN_2_MISO_MI | MISO_IN | MISO_MI | Internal | Summer | B4 | 100 | 5000 | 0.07 | 71.9 | 71.89 | 0.01 | 0
2030 | MISO_IN_2_MISO_MI | MISO_IN | MISO_MI | Internal | Summer | B5 | 200 | 5000 | 0.04 | 67.83 | 67.82 | 0.01 | 0
2030 | MISO_IN_2_MISO_MI | MISO_IN | MISO_MI | Internal | Summer | B6 | 300 | 5000 | 0.05 | 56.55 | 56.55 | 0.01 | 0
2030 | MISO_IN_2_MISO_MI | MISO_IN | MISO_MI | Internal | Summer | B7 | 400 | 5000 | 3223.64 | 47.86 | 47.88 | 0.01 | 0
2030 | MISO_IN_2_MISO_MI | MISO_IN | MISO_MI | Internal | Summer | B8 | 500 | 5000 | 3811.9 | 44.11 | 44.12 | 0.01 | 0
2030 | MISO_IN_2_MISO_MI | MISO_IN | MISO_MI | Internal | Summer | B9 | 800 | 5000 | 4835.45 | 43.16 | 43.17 | 0.01 | 0
2030 | MISO_IN_2_MISO_MI | MISO_IN | MISO_MI | Internal | Summer | B10 | 1262 | 5000 | 4138.74 | 40.62 | 40.63 | 0.01 | 0
2030 | MISO_IN_2_MISO_MI | MISO_IN | MISO_MI | Internal | Winter | B16 | 25 | 5000 | 0.3 | 72.04 | 72.02 | 0.01 | 0
2030 | MISO_IN_2_MISO_MI | MISO_IN | MISO_MI | Internal | Winter | B17 | 100 | 5000 | 1996.46 | 55.27 | 55.28 | 0.01 | 0
2030 | MISO_IN_2_MISO_MI | MISO_IN | MISO_MI | Internal | Winter | B18 | 400 | 5000 | 3148.89 | 51.3 | 51.31 | 0.01 | 0
2030 | MISO_IN_2_MISO_MI | MISO_IN | MISO_MI | Internal | Winter | B19 | 700 | 5000 | 4058.03 | 46.86 | 46.88 | 0.01 | 0
2030 | MISO_IN_2_MISO_MI | MISO_IN | MISO_MI | Internal | Winter | B20 | 935 | 5000 | 2061.35 | 44.03 | 44.04 | 0.01 | 0
2030 | MISO_IN_2_MISO_MO-IL | MISO_IN | MISO_MO-IL | Internal | Shoulder | B11 | 25 | 5000 | 3417.73 | 69.32 | 69.33 | 0.01 | 0
2030 | MISO_IN_2_MISO_MO-IL | MISO_IN | MISO_MO-IL | Internal | Shoulder | B12 | 200 | 5000 | 480.84 | 55.07 | 55.08 | 0.01 | 0
2030 | MISO_IN_2_MISO_MO-IL | MISO_IN | MISO_MO-IL | Internal | Shoulder | B13 | 600 | 5000 | 976.19 | 49.51 | 49.52 | 0.01 | 0
2030 | MISO_IN_2_MISO_MO-IL | MISO_IN | MISO_MO-IL | Internal | Shoulder | B14 | 900 | 5000 | 938.72 | 47.2 | 47.21 | 0.01 | 0
2030 | MISO_IN_2_MISO_MO-IL | MISO_IN | MISO_MO-IL | Internal | Shoulder | B15 | 1203 | 5000 | 0.01 | 44.09 | 44.09 | 0.01 | 0
2030 | MISO_IN_2_MISO_MO-IL | MISO_IN | MISO_MO-IL | Internal | Summer | B1 | 10 | 5000 | 1648.57 | 78.3 | 78.32 | 0.01 | 0
2030 | MISO_IN_2_MISO_MO-IL | MISO_IN | MISO_MO-IL | Internal | Summer | B2 | 25 | 5000 | 786.36 | 76.78 | 76.8 | 0.01 | 0
2030 | MISO_IN_2_MISO_MO-IL | MISO_IN | MISO_MO-IL | Internal | Summer | B3 | 75 | 5000 | 1090.81 | 74.99 | 75 | 0.01 | 0
2030 | MISO_IN_2_MISO_MO-IL | MISO_IN | MISO_MO-IL | Internal | Summer | B4 | 100 | 5000 | 2701.7 | 71.9 | 71.91 | 0.01 | 0
2030 | MISO_IN_2_MISO_MO-IL | MISO_IN | MISO_MO-IL | Internal | Summer | B5 | 200 | 5000 | 2961.91 | 67.83 | 67.84 | 0.01 | 0
2030 | MISO_IN_2_MISO_MO-IL | MISO_IN | MISO_MO-IL | Internal | Summer | B6 | 300 | 5000 | 2965.37 | 56.55 | 56.56 | 0.01 | 0
2030 | MISO_IN_2_MISO_MO-IL | MISO_IN | MISO_MO-IL | Internal | Summer | B7 | 400 | 5000 | 1638.52 | 47.86 | 47.88 | 0.01 | 0
2030 | MISO_IN_2_MISO_MO-IL | MISO_IN | MISO_MO-IL | Internal | Summer | B8 | 500 | 5000 | 1304.03 | 44.11 | 44.12 | 0.01 | 0
2030 | MISO_IN_2_MISO_MO-IL | MISO_IN | MISO_MO-IL | Internal | Summer | B9 | 800 | 5000 | 304.01 | 43.16 | 43.17 | 0.01 | 0
2030 | MISO_IN_2_MISO_MO-IL | MISO_IN | MISO_MO-IL | Internal | Summer | B10 | 1262 | 5000 | 0 | 40.62 | 40.61 | 0.01 | 0
2030 | MISO_IN_2_MISO_MO-IL | MISO_IN | MISO_MO-IL | Internal | Winter | B16 | 25 | 5000 | 0.3 | 72.04 | 72.02 | 0.01 | 0
2030 | MISO_IN_2_MISO_MO-IL | MISO_IN | MISO_MO-IL | Internal | Winter | B17 | 100 | 5000 | 0.07 | 55.27 | 55.26 | 0.01 | 0
2030 | MISO_IN_2_MISO_MO-IL | MISO_IN | MISO_MO-IL | Internal | Winter | B18 | 400 | 5000 | 0.02 | 51.3 | 51.29 | 0.01 | 0
2030 | MISO_IN_2_MISO_MO-IL | MISO_IN | MISO_MO-IL | Internal | Winter | B19 | 700 | 5000 | 0.01 | 46.86 | 46.85 | 0.01 | 0
2030 | MISO_IN_2_MISO_MO-IL | MISO_IN | MISO_MO-IL | Internal | Winter | B20 | 935 | 5000 | 0 | 44.03 | 44.02 | 0.01 | 0
2030 | MISO_IN_2_NonRTO_Midwest | MISO_IN | NonRTO_Midwest | Internal | Shoulder | B11 | 25 | 4800 | 1022.59 | 69.32 | 77.32 | 8 | 0
2030 | MISO_IN_2_NonRTO_Midwest | MISO_IN | NonRTO_Midwest | Internal | Shoulder | B12 | 200 | 4800 | 523.83 | 55.07 | 63.07 | 8 | 0
2030 | MISO_IN_2_NonRTO_Midwest | MISO_IN | NonRTO_Midwest | Internal | Shoulder | B13 | 600 | 4800 | 0 | 49.51 | 55.8 | 8 | 0
2030 | MISO_IN_2_NonRTO_Midwest | MISO_IN | NonRTO_Midwest | Internal | Shoulder | B14 | 900 | 4800 | 0 | 47.2 | 45.63 | 8 | 0
2030 | MISO_IN_2_NonRTO_Midwest | MISO_IN | NonRTO_Midwest | Internal | Shoulder | B15 | 1203 | 4800 | 0 | 44.09 | 41.45 | 8 | 0
2030 | MISO_IN_2_NonRTO_Midwest | MISO_IN | NonRTO_Midwest | Internal | Summer | B1 | 10 | 4800 | 0 | 78.3 | 80.48 | 8 | 0
2030 | MISO_IN_2_NonRTO_Midwest | MISO_IN | NonRTO_Midwest | Internal | Summer | B2 | 25 | 4800 | 0 | 76.78 | 80.48 | 8 | 0
2030 | MISO_IN_2_NonRTO_Midwest | MISO_IN | NonRTO_Midwest | Internal | Summer | B3 | 75 | 4800 | 0 | 74.99 | 80.48 | 8 | 0
2030 | MISO_IN_2_NonRTO_Midwest | MISO_IN | NonRTO_Midwest | Internal | Summer | B4 | 100 | 4800 | 644.84 | 71.9 | 79.9 | 8 | 0
2030 | MISO_IN_2_NonRTO_Midwest | MISO_IN | NonRTO_Midwest | Internal | Summer | B5 | 200 | 4800 | 1176.84 | 67.83 | 75.83 | 8 | 0
2030 | MISO_IN_2_NonRTO_Midwest | MISO_IN | NonRTO_Midwest | Internal | Summer | B6 | 300 | 4800 | 588.28 | 56.55 | 64.55 | 8 | 0
2030 | MISO_IN_2_NonRTO_Midwest | MISO_IN | NonRTO_Midwest | Internal | Summer | B7 | 400 | 4800 | 0 | 47.86 | 46.24 | 8 | 0
2030 | MISO_IN_2_NonRTO_Midwest | MISO_IN | NonRTO_Midwest | Internal | Summer | B8 | 500 | 4800 | 0 | 44.11 | 44.84 | 8 | 0
2030 | MISO_IN_2_NonRTO_Midwest | MISO_IN | NonRTO_Midwest | Internal | Summer | B9 | 800 | 4800 | 0 | 43.16 | 43.4 | 8 | 0
2030 | MISO_IN_2_NonRTO_Midwest | MISO_IN | NonRTO_Midwest | Internal | Summer | B10 | 1262 | 4800 | 0 | 40.62 | 37.45 | 8 | 0
2030 | MISO_IN_2_NonRTO_Midwest | MISO_IN | NonRTO_Midwest | Internal | Winter | B16 | 25 | 4800 | 2376.42 | 72.04 | 80.04 | 8 | 0
2030 | MISO_IN_2_NonRTO_Midwest | MISO_IN | NonRTO_Midwest | Internal | Winter | B17 | 100 | 4800 | 1232.03 | 55.27 | 63.27 | 8 | 0
2030 | MISO_IN_2_NonRTO_Midwest | MISO_IN | NonRTO_Midwest | Internal | Winter | B18 | 400 | 4800 | 262.33 | 51.3 | 59.3 | 8 | 0
2030 | MISO_IN_2_NonRTO_Midwest | MISO_IN | NonRTO_Midwest | Internal | Winter | B19 | 700 | 4800 | 0 | 46.86 | 46.96 | 8 | 0
2030 | MISO_IN_2_NonRTO_Midwest | MISO_IN | NonRTO_Midwest | Internal | Winter | B20 | 935 | 4800 | 0 | 44.03 | 40.21 | 8 | 0
2030 | MISO_IN_2_PJM_ROR | MISO_IN | PJM_ROR | Internal | Shoulder | B11 | 25 | 992 | 0 | 69.32 | 62.32 | 2 | 0
2030 | MISO_IN_2_PJM_ROR | MISO_IN | PJM_ROR | Internal | Shoulder | B12 | 200 | 992 | 0 | 55.07 | 53.08 | 2 | 0
2030 | MISO_IN_2_PJM_ROR | MISO_IN | PJM_ROR | Internal | Shoulder | B13 | 600 | 992 | 0 | 49.51 | 47.74 | 2 | 0
2030 | MISO_IN_2_PJM_ROR | MISO_IN | PJM_ROR | Internal | Shoulder | B14 | 900 | 992 | 0 | 47.2 | 46.26 | 2 | 0
2030 | MISO_IN_2_PJM_ROR | MISO_IN | PJM_ROR | Internal | Shoulder | B15 | 1203 | 992 | 0 | 44.09 | 43.45 | 2 | 0
2030 | MISO_IN_2_PJM_ROR | MISO_IN | PJM_ROR | Internal | Summer | B1 | 10 | 992 | 0 | 78.3 | 76.32 | 2 | 0
2030 | MISO_IN_2_PJM_ROR | MISO_IN | PJM_ROR | Internal | Summer | B2 | 25 | 992 | 0 | 76.78 | 73.9 | 2 | 0
2030 | MISO_IN_2_PJM_ROR | MISO_IN | PJM_ROR | Internal | Summer | B3 | 75 | 992 | 0 | 74.99 | 73 | 2 | 0
2030 | MISO_IN_2_PJM_ROR | MISO_IN | PJM_ROR | Internal | Summer | B4 | 100 | 992 | 0 | 71.9 | 69.9 | 2 | 0
2030 | MISO_IN_2_PJM_ROR | MISO_IN | PJM_ROR | Internal | Summer | B5 | 200 | 992 | 0 | 67.83 | 65.82 | 2 | 0
2030 | MISO_IN_2_PJM_ROR | MISO_IN | PJM_ROR | Internal | Summer | B6 | 300 | 992 | 0 | 56.55 | 54.55 | 2 | 0
2030 | MISO_IN_2_PJM_ROR | MISO_IN | PJM_ROR | Internal | Summer | B7 | 400 | 992 | 0 | 47.86 | 45.88 | 2 | 0
2030 | MISO_IN_2_PJM_ROR | MISO_IN | PJM_ROR | Internal | Summer | B8 | 500 | 992 | 0 | 44.11 | 43.74 | 2 | 0
2030 | MISO_IN_2_PJM_ROR | MISO_IN | PJM_ROR | Internal | Summer | B9 | 800 | 992 | 0 | 43.16 | 41.46 | 2 | 0
2030 | MISO_IN_2_PJM_ROR | MISO_IN | PJM_ROR | Internal | Summer | B10 | 1262 | 992 | 0 | 40.62 | 40.39 | 2 | 0
2030 | MISO_IN_2_PJM_ROR | MISO_IN | PJM_ROR | Internal | Winter | B16 | 25 | 992 | 0 | 72.04 | 70.04 | 2 | 0
2030 | MISO_IN_2_PJM_ROR | MISO_IN | PJM_ROR | Internal | Winter | B17 | 100 | 992 | 0.12 | 55.27 | 57.26 | 2 | 0
2030 | MISO_IN_2_PJM_ROR | MISO_IN | PJM_ROR | Internal | Winter | B18 | 400 | 992 | 0 | 51.3 | 50.2 | 2 | 0
2030 | MISO_IN_2_PJM_ROR | MISO_IN | PJM_ROR | Internal | Winter | B19 | 700 | 992 | 0 | 46.86 | 48.78 | 2 | 0
2030 | MISO_IN_2_PJM_ROR | MISO_IN | PJM_ROR | Internal | Winter | B20 | 935 | 992 | 0 | 44.03 | 44.97 | 2 | 0
2030 | MISO_MI_2_IESO | MISO_MI | IESO | Internal | Shoulder | B11 | 25 | 1580 | 0 | 69.3 | 42.49 | 8 | 0
2030 | MISO_MI_2_IESO | MISO_MI | IESO | Internal | Shoulder | B12 | 200 | 1580 | 0 | 55.08 | 42.49 | 8 | 0
2030 | MISO_MI_2_IESO | MISO_MI | IESO | Internal | Shoulder | B13 | 600 | 1580 | 0 | 49.52 | 40.49 | 8 | 0
2030 | MISO_MI_2_IESO | MISO_MI | IESO | Internal | Shoulder | B14 | 900 | 1580 | 0 | 47.21 | 40.21 | 8 | 0
2030 | MISO_MI_2_IESO | MISO_MI | IESO | Internal | Shoulder | B15 | 1203 | 1580 | 0 | 44.1 | 40.21 | 8 | 0
2030 | MISO_MI_2_IESO | MISO_MI | IESO | Internal | Summer | B1 | 10 | 1580 | 0 | 78.32 | 71.32 | 8 | 0
2030 | MISO_MI_2_IESO | MISO_MI | IESO | Internal | Summer | B2 | 25 | 1580 | 0 | 76.8 | 69.8 | 8 | 0
2030 | MISO_MI_2_IESO | MISO_MI | IESO | Internal | Summer | B3 | 75 | 1580 | 0 | 75 | 55.52 | 8 | 0
2030 | MISO_MI_2_IESO | MISO_MI | IESO | Internal | Summer | B4 | 100 | 1580 | 0 | 71.89 | 53.19 | 8 | 0
2030 | MISO_MI_2_IESO | MISO_MI | IESO | Internal | Summer | B5 | 200 | 1580 | 0 | 67.82 | 45.17 | 8 | 0
2030 | MISO_MI_2_IESO | MISO_MI | IESO | Internal | Summer | B6 | 300 | 1580 | 0 | 56.55 | 45.17 | 8 | 0
2030 | MISO_MI_2_IESO | MISO_MI | IESO | Internal | Summer | B7 | 400 | 1580 | 0 | 47.88 | 40.88 | 8 | 0
2030 | MISO_MI_2_IESO | MISO_MI | IESO | Internal | Summer | B8 | 500 | 1580 | 0 | 44.12 | 38.11 | 8 | 0
2030 | MISO_MI_2_IESO | MISO_MI | IESO | Internal | Summer | B9 | 800 | 1580 | 0 | 43.17 | 38.11 | 8 | 0
2030 | MISO_MI_2_IESO | MISO_MI | IESO | Internal | Summer | B10 | 1262 | 1580 | 0 | 40.63 | 38.11 | 8 | 0
2030 | MISO_MI_2_IESO | MISO_MI | IESO | Internal | Winter | B16 | 25 | 1580 | 0 | 72.02 | 48.45 | 8 | 0
2030 | MISO_MI_2_IESO | MISO_MI | IESO | Internal | Winter | B17 | 100 | 1580 | 0 | 55.28 | 47.75 | 8 | 0
2030 | MISO_MI_2_IESO | MISO_MI | IESO | Internal | Winter | B18 | 400 | 1580 | 0 | 51.31 | 44.6 | 8 | 0
2030 | MISO_MI_2_IESO | MISO_MI | IESO | Internal | Winter | B19 | 700 | 1580 | 0 | 46.88 | 44.6 | 8 | 0
2030 | MISO_MI_2_IESO | MISO_MI | IESO | Internal | Winter | B20 | 935 | 1580 | 0 | 44.04 | 44.6 | 8 | 0
2030 | MISO_MI_2_MISO_IN | MISO_MI | MISO_IN | Internal | Shoulder | B11 | 25 | 2045 | 1849.37 | 69.3 | 69.32 | 0.01 | 0
2030 | MISO_MI_2_MISO_IN | MISO_MI | MISO_IN | Internal | Shoulder | B12 | 200 | 2045 | 0.04 | 55.08 | 55.07 | 0.01 | 0
2030 | MISO_MI_2_MISO_IN | MISO_MI | MISO_IN | Internal | Shoulder | B13 | 600 | 2045 | 0.01 | 49.52 | 49.51 | 0.01 | 0
2030 | MISO_MI_2_MISO_IN | MISO_MI | MISO_IN | Internal | Shoulder | B14 | 900 | 2045 | 0 | 47.21 | 47.2 | 0.01 | 0
2030 | MISO_MI_2_MISO_IN | MISO_MI | MISO_IN | Internal | Shoulder | B15 | 1203 | 2045 | 0 | 44.1 | 44.09 | 0.01 | 0
2030 | MISO_MI_2_MISO_IN | MISO_MI | MISO_IN | Internal | Summer | B1 | 10 | 2045 | 0.73 | 78.32 | 78.3 | 0.01 | 0
2030 | MISO_MI_2_MISO_IN | MISO_MI | MISO_IN | Internal | Summer | B2 | 25 | 2045 | 0.31 | 76.8 | 76.78 | 0.01 | 0
2030 | MISO_MI_2_MISO_IN | MISO_MI | MISO_IN | Internal | Summer | B3 | 75 | 2045 | 0.13 | 75 | 74.99 | 0.01 | 0
2030 | MISO_MI_2_MISO_IN | MISO_MI | MISO_IN | Internal | Summer | B4 | 100 | 2045 | 1142.67 | 71.89 | 71.9 | 0.01 | 0
2030 | MISO_MI_2_MISO_IN | MISO_MI | MISO_IN | Internal | Summer | B5 | 200 | 2045 | 773.74 | 67.82 | 67.83 | 0.01 | 0
2030 | MISO_MI_2_MISO_IN | MISO_MI | MISO_IN | Internal | Summer | B6 | 300 | 2045 | 0.06 | 56.55 | 56.55 | 0.01 | 0
2030 | MISO_MI_2_MISO_IN | MISO_MI | MISO_IN | Internal | Summer | B7 | 400 | 2045 | 0.02 | 47.88 | 47.86 | 0.01 | 0
2030 | MISO_MI_2_MISO_IN | MISO_MI | MISO_IN | Internal | Summer | B8 | 500 | 2045 | 0.01 | 44.12 | 44.11 | 0.01 | 0
2030 | MISO_MI_2_MISO_IN | MISO_MI | MISO_IN | Internal | Summer | B9 | 800 | 2045 | 0 | 43.17 | 43.16 | 0.01 | 0
2030 | MISO_MI_2_MISO_IN | MISO_MI | MISO_IN | Internal | Summer | B10 | 1262 | 2045 | 0 | 40.63 | 40.62 | 0.01 | 0
2030 | MISO_MI_2_MISO_IN | MISO_MI | MISO_IN | Internal | Winter | B16 | 25 | 2045 | 316.43 | 72.02 | 72.04 | 0.01 | 0
2030 | MISO_MI_2_MISO_IN | MISO_MI | MISO_IN | Internal | Winter | B17 | 100 | 2045 | 0.07 | 55.28 | 55.27 | 0.01 | 0
2030 | MISO_MI_2_MISO_IN | MISO_MI | MISO_IN | Internal | Winter | B18 | 400 | 2045 | 0.02 | 51.31 | 51.3 | 0.01 | 0
2030 | MISO_MI_2_MISO_IN | MISO_MI | MISO_IN | Internal | Winter | B19 | 700 | 2045 | 0.01 | 46.88 | 46.86 | 0.01 | 0
2030 | MISO_MI_2_MISO_IN | MISO_MI | MISO_IN | Internal | Winter | B20 | 935 | 2045 | 0 | 44.04 | 44.03 | 0.01 | 0
2030 | MISO_MI_2_MISO_WUMS | MISO_MI | MISO_WUMS | Internal | Shoulder | B11 | 25 | 117 | 0 | 69.3 | 64.32 | 0.01 | 0
2030 | MISO_MI_2_MISO_WUMS | MISO_MI | MISO_WUMS | Internal | Shoulder | B12 | 200 | 117 | 0.03 | 55.08 | 55.07 | 0.01 | 0
2030 | MISO_MI_2_MISO_WUMS | MISO_MI | MISO_WUMS | Internal | Shoulder | B13 | 600 | 117 | 0 | 49.52 | 48.91 | 0.01 | 0
2030 | MISO_MI_2_MISO_WUMS | MISO_MI | MISO_WUMS | Internal | Shoulder | B14 | 900 | 117 | 0 | 47.21 | 45.17 | 0.01 | 0
2030 | MISO_MI_2_MISO_WUMS | MISO_MI | MISO_WUMS | Internal | Shoulder | B15 | 1203 | 117 | 72.24 | 44.1 | 44.11 | 0.01 | 0
2030 | MISO_MI_2_MISO_WUMS | MISO_MI | MISO_WUMS | Internal | Summer | B1 | 10 | 117 | 0 | 78.32 | 71.9 | 0.01 | 0
2030 | MISO_MI_2_MISO_WUMS | MISO_MI | MISO_WUMS | Internal | Summer | B2 | 25 | 117 | 0 | 76.8 | 71.9 | 0.01 | 0
2030 | MISO_MI_2_MISO_WUMS | MISO_MI | MISO_WUMS | Internal | Summer | B3 | 75 | 117 | 0 | 75 | 71.9 | 0.01 | 0
2030 | MISO_MI_2_MISO_WUMS | MISO_MI | MISO_WUMS | Internal | Summer | B4 | 100 | 117 | 18.94 | 71.89 | 71.9 | 0.01 | 0
2030 | MISO_MI_2_MISO_WUMS | MISO_MI | MISO_WUMS | Internal | Summer | B5 | 200 | 117 | 0.07 | 67.82 | 67.82 | 0.01 | 0
2030 | MISO_MI_2_MISO_WUMS | MISO_MI | MISO_WUMS | Internal | Summer | B6 | 300 | 117 | 0 | 56.55 | 53.78 | 0.01 | 0
2030 | MISO_MI_2_MISO_WUMS | MISO_MI | MISO_WUMS | Internal | Summer | B7 | 400 | 117 | 0 | 47.88 | 43.88 | 0.01 | 0
2030 | MISO_MI_2_MISO_WUMS | MISO_MI | MISO_WUMS | Internal | Summer | B8 | 500 | 117 | 0 | 44.12 | 43.66 | 0.01 | 0
2030 | MISO_MI_2_MISO_WUMS | MISO_MI | MISO_WUMS | Internal | Summer | B9 | 800 | 117 | 117 | 43.17 | 43.46 | 0.01 | 0.28
2030 | MISO_MI_2_MISO_WUMS | MISO_MI | MISO_WUMS | Internal | Summer | B10 | 1262 | 117 | 0 | 40.63 | 40.59 | 0.01 | 0
2030 | MISO_MI_2_MISO_WUMS | MISO_MI | MISO_WUMS | Internal | Winter | B16 | 25 | 117 | 0.26 | 72.02 | 72.01 | 0.01 | 0
2030 | MISO_MI_2_MISO_WUMS | MISO_MI | MISO_WUMS | Internal | Winter | B17 | 100 | 117 | 0.05 | 55.28 | 55.26 | 0.01 | 0
2030 | MISO_MI_2_MISO_WUMS | MISO_MI | MISO_WUMS | Internal | Winter | B18 | 400 | 117 | 13.5 | 51.31 | 51.33 | 0.01 | 0
2030 | MISO_MI_2_MISO_WUMS | MISO_MI | MISO_WUMS | Internal | Winter | B19 | 700 | 117 | 117 | 46.88 | 48.11 | 0.01 | 1.23
2030 | MISO_MI_2_MISO_WUMS | MISO_MI | MISO_WUMS | Internal | Winter | B20 | 935 | 117 | 117 | 44.04 | 44.3 | 0.01 | 0.25
2030 | MISO_MI_2_PJM_ROR | MISO_MI | PJM_ROR | Internal | Shoulder | B11 | 25 | 1424 | 0 | 69.3 | 62.32 | 2 | 0
2030 | MISO_MI_2_PJM_ROR | MISO_MI | PJM_ROR | Internal | Shoulder | B12 | 200 | 1424 | 0 | 55.08 | 53.08 | 2 | 0
2030 | MISO_MI_2_PJM_ROR | MISO_MI | PJM_ROR | Internal | Shoulder | B13 | 600 | 1424 | 0 | 49.52 | 47.74 | 2 | 0
2030 | MISO_MI_2_PJM_ROR | MISO_MI | PJM_ROR | Internal | Shoulder | B14 | 900 | 1424 | 0 | 47.21 | 46.26 | 2 | 0
2030 | MISO_MI_2_PJM_ROR | MISO_MI | PJM_ROR | Internal | Shoulder | B15 | 1203 | 1424 | 0 | 44.1 | 43.45 | 2 | 0
2030 | MISO_MI_2_PJM_ROR | MISO_MI | PJM_ROR | Internal | Summer | B1 | 10 | 1424 | 0 | 78.32 | 76.32 | 2 | 0
2030 | MISO_MI_2_PJM_ROR | MISO_MI | PJM_ROR | Internal | Summer | B2 | 25 | 1424 | 0 | 76.8 | 73.9 | 2 | 0
2030 | MISO_MI_2_PJM_ROR | MISO_MI | PJM_ROR | Internal | Summer | B3 | 75 | 1424 | 0 | 75 | 73 | 2 | 0
2030 | MISO_MI_2_PJM_ROR | MISO_MI | PJM_ROR | Internal | Summer | B4 | 100 | 1424 | 0 | 71.89 | 69.9 | 2 | 0
2030 | MISO_MI_2_PJM_ROR | MISO_MI | PJM_ROR | Internal | Summer | B5 | 200 | 1424 | 0 | 67.82 | 65.82 | 2 | 0
2030 | MISO_MI_2_PJM_ROR | MISO_MI | PJM_ROR | Internal | Summer | B6 | 300 | 1424 | 0 | 56.55 | 54.55 | 2 | 0
2030 | MISO_MI_2_PJM_ROR | MISO_MI | PJM_ROR | Internal | Summer | B7 | 400 | 1424 | 0 | 47.88 | 45.88 | 2 | 0
2030 | MISO_MI_2_PJM_ROR | MISO_MI | PJM_ROR | Internal | Summer | B8 | 500 | 1424 | 0 | 44.12 | 43.74 | 2 | 0
2030 | MISO_MI_2_PJM_ROR | MISO_MI | PJM_ROR | Internal | Summer | B9 | 800 | 1424 | 0 | 43.17 | 41.46 | 2 | 0
2030 | MISO_MI_2_PJM_ROR | MISO_MI | PJM_ROR | Internal | Summer | B10 | 1262 | 1424 | 0 | 40.63 | 40.39 | 2 | 0
2030 | MISO_MI_2_PJM_ROR | MISO_MI | PJM_ROR | Internal | Winter | B16 | 25 | 1424 | 0 | 72.02 | 70.04 | 2 | 0
2030 | MISO_MI_2_PJM_ROR | MISO_MI | PJM_ROR | Internal | Winter | B17 | 100 | 1424 | 0.07 | 55.28 | 57.26 | 2 | 0
2030 | MISO_MI_2_PJM_ROR | MISO_MI | PJM_ROR | Internal | Winter | B18 | 400 | 1424 | 0 | 51.31 | 50.2 | 2 | 0
2030 | MISO_MI_2_PJM_ROR | MISO_MI | PJM_ROR | Internal | Winter | B19 | 700 | 1424 | 0 | 46.88 | 48.78 | 2 | 0
2030 | MISO_MI_2_PJM_ROR | MISO_MI | PJM_ROR | Internal | Winter | B20 | 935 | 1424 | 0 | 44.04 | 44.97 | 2 | 0
2030 | MISO_MO-IL_2_ENT | MISO_MO-IL | ENT | Internal | Shoulder | B11 | 25 | 2540 | 0 | 69.33 | 70.88 | 8 | 0
2030 | MISO_MO-IL_2_ENT | MISO_MO-IL | ENT | Internal | Shoulder | B12 | 200 | 2540 | 0 | 55.08 | 50.17 | 8 | 0
2030 | MISO_MO-IL_2_ENT | MISO_MO-IL | ENT | Internal | Shoulder | B13 | 600 | 2540 | 0 | 49.52 | 50.17 | 8 | 0
2030 | MISO_MO-IL_2_ENT | MISO_MO-IL | ENT | Internal | Shoulder | B14 | 900 | 2540 | 0 | 47.21 | 49.81 | 8 | 0
2030 | MISO_MO-IL_2_ENT | MISO_MO-IL | ENT | Internal | Shoulder | B15 | 1203 | 2540 | 0 | 44.09 | 48.17 | 8 | 0
2030 | MISO_MO-IL_2_ENT | MISO_MO-IL | ENT | Internal | Summer | B1 | 10 | 2540 | 0 | 78.32 | 75.67 | 8 | 0
2030 | MISO_MO-IL_2_ENT | MISO_MO-IL | ENT | Internal | Summer | B2 | 25 | 2540 | 0 | 76.8 | 74.07 | 8 | 0
2030 | MISO_MO-IL_2_ENT | MISO_MO-IL | ENT | Internal | Summer | B3 | 75 | 2540 | 0 | 75 | 74.07 | 8 | 0
2030 | MISO_MO-IL_2_ENT | MISO_MO-IL | ENT | Internal | Summer | B4 | 100 | 2540 | 0 | 71.91 | 74.07 | 8 | 0
2030 | MISO_MO-IL_2_ENT | MISO_MO-IL | ENT | Internal | Summer | B5 | 200 | 2540 | 0 | 67.84 | 68.6 | 8 | 0
2030 | MISO_MO-IL_2_ENT | MISO_MO-IL | ENT | Internal | Summer | B6 | 300 | 2540 | 0 | 56.56 | 59.12 | 8 | 0
2030 | MISO_MO-IL_2_ENT | MISO_MO-IL | ENT | Internal | Summer | B7 | 400 | 2540 | 0 | 47.88 | 48.58 | 8 | 0
2030 | MISO_MO-IL_2_ENT | MISO_MO-IL | ENT | Internal | Summer | B8 | 500 | 2540 | 0 | 44.12 | 48.58 | 8 | 0
2030 | MISO_MO-IL_2_ENT | MISO_MO-IL | ENT | Internal | Summer | B9 | 800 | 2540 | 0 | 43.17 | 48.23 | 8 | 0
2030 | MISO_MO-IL_2_ENT | MISO_MO-IL | ENT | Internal | Summer | B10 | 1262 | 2540 | 0 | 40.61 | 46.65 | 8 | 0
2030 | MISO_MO-IL_2_ENT | MISO_MO-IL | ENT | Internal | Winter | B16 | 25 | 2540 | 0 | 72.02 | 65.34 | 8 | 0
2030 | MISO_MO-IL_2_ENT | MISO_MO-IL | ENT | Internal | Winter | B17 | 100 | 2540 | 0 | 55.26 | 53.3 | 8 | 0
2030 | MISO_MO-IL_2_ENT | MISO_MO-IL | ENT | Internal | Winter | B18 | 400 | 2540 | 0 | 51.29 | 52.92 | 8 | 0
2030 | MISO_MO-IL_2_ENT | MISO_MO-IL | ENT | Internal | Winter | B19 | 700 | 2540 | 0 | 46.85 | 52.22 | 8 | 0
2030 | MISO_MO-IL_2_ENT | MISO_MO-IL | ENT | Internal | Winter | B20 | 935 | 2540 | 0 | 44.02 | 51.17 | 8 | 0
2030 | MISO_MO-IL_2_MISO_IN | MISO_MO-IL | MISO_IN | Internal | Shoulder | B11 | 25 | 2100 | 0.29 | 69.33 | 69.32 | 0.01 | 0
2030 | MISO_MO-IL_2_MISO_IN | MISO_MO-IL | MISO_IN | Internal | Shoulder | B12 | 200 | 2100 | 0.04 | 55.08 | 55.07 | 0.01 | 0
2030 | MISO_MO-IL_2_MISO_IN | MISO_MO-IL | MISO_IN | Internal | Shoulder | B13 | 600 | 2100 | 0.01 | 49.52 | 49.51 | 0.01 | 0
2030 | MISO_MO-IL_2_MISO_IN | MISO_MO-IL | MISO_IN | Internal | Shoulder | B14 | 900 | 2100 | 0 | 47.21 | 47.2 | 0.01 | 0
2030 | MISO_MO-IL_2_MISO_IN | MISO_MO-IL | MISO_IN | Internal | Shoulder | B15 | 1203 | 2100 | 0.01 | 44.09 | 44.09 | 0.01 | 0
2030 | MISO_MO-IL_2_MISO_IN | MISO_MO-IL | MISO_IN | Internal | Summer | B1 | 10 | 2100 | 0.72 | 78.32 | 78.3 | 0.01 | 0
2030 | MISO_MO-IL_2_MISO_IN | MISO_MO-IL | MISO_IN | Internal | Summer | B2 | 25 | 2100 | 0.3 | 76.8 | 76.78 | 0.01 | 0
2030 | MISO_MO-IL_2_MISO_IN | MISO_MO-IL | MISO_IN | Internal | Summer | B3 | 75 | 2100 | 0.1 | 75 | 74.99 | 0.01 | 0
2030 | MISO_MO-IL_2_MISO_IN | MISO_MO-IL | MISO_IN | Internal | Summer | B4 | 100 | 2100 | 0.07 | 71.91 | 71.9 | 0.01 | 0
2030 | MISO_MO-IL_2_MISO_IN | MISO_MO-IL | MISO_IN | Internal | Summer | B5 | 200 | 2100 | 0.04 | 67.84 | 67.83 | 0.01 | 0
2030 | MISO_MO-IL_2_MISO_IN | MISO_MO-IL | MISO_IN | Internal | Summer | B6 | 300 | 2100 | 0.02 | 56.56 | 56.55 | 0.01 | 0
2030 | MISO_MO-IL_2_MISO_IN | MISO_MO-IL | MISO_IN | Internal | Summer | B7 | 400 | 2100 | 0.02 | 47.88 | 47.86 | 0.01 | 0
2030 | MISO_MO-IL_2_MISO_IN | MISO_MO-IL | MISO_IN | Internal | Summer | B8 | 500 | 2100 | 0.02 | 44.12 | 44.11 | 0.01 | 0
2030 | MISO_MO-IL_2_MISO_IN | MISO_MO-IL | MISO_IN | Internal | Summer | B9 | 800 | 2100 | 0 | 43.17 | 43.16 | 0.01 | 0
2030 | MISO_MO-IL_2_MISO_IN | MISO_MO-IL | MISO_IN | Internal | Summer | B10 | 1262 | 2100 | 1650.39 | 40.61 | 40.62 | 0.01 | 0
2030 | MISO_MO-IL_2_MISO_IN | MISO_MO-IL | MISO_IN | Internal | Winter | B16 | 25 | 2100 | 419.06 | 72.02 | 72.04 | 0.01 | 0
2030 | MISO_MO-IL_2_MISO_IN | MISO_MO-IL | MISO_IN | Internal | Winter | B17 | 100 | 2100 | 682.25 | 55.26 | 55.27 | 0.01 | 0
2030 | MISO_MO-IL_2_MISO_IN | MISO_MO-IL | MISO_IN | Internal | Winter | B18 | 400 | 2100 | 158.39 | 51.29 | 51.3 | 0.01 | 0
2030 | MISO_MO-IL_2_MISO_IN | MISO_MO-IL | MISO_IN | Internal | Winter | B19 | 700 | 2100 | 543.48 | 46.85 | 46.86 | 0.01 | 0
2030 | MISO_MO-IL_2_MISO_IN | MISO_MO-IL | MISO_IN | Internal | Winter | B20 | 935 | 2100 | 2049.55 | 44.02 | 44.03 | 0.01 | 0
2030 | MISO_MO-IL_2_MISO_W | MISO_MO-IL | MISO_W | Internal | Shoulder | B11 | 25 | 960 | 960 | 69.33 | 77.32 | 0.01 | 7.98
2030 | MISO_MO-IL_2_MISO_W | MISO_MO-IL | MISO_W | Internal | Shoulder | B12 | 200 | 960 | 0.07 | 55.08 | 55.08 | 0.01 | 0
2030 | MISO_MO-IL_2_MISO_W | MISO_MO-IL | MISO_W | Internal | Shoulder | B13 | 600 | 960 | 270.63 | 49.52 | 49.53 | 0.01 | 0
2030 | MISO_MO-IL_2_MISO_W | MISO_MO-IL | MISO_W | Internal | Shoulder | B14 | 900 | 960 | 960 | 47.21 | 47.86 | 0.01 | 0.64
2030 | MISO_MO-IL_2_MISO_W | MISO_MO-IL | MISO_W | Internal | Shoulder | B15 | 1203 | 960 | 960 | 44.09 | 45.45 | 0.01 | 1.35
2030 | MISO_MO-IL_2_MISO_W | MISO_MO-IL | MISO_W | Internal | Summer | B1 | 10 | 960 | 714.33 | 78.32 | 78.33 | 0.01 | 0
2030 | MISO_MO-IL_2_MISO_W | MISO_MO-IL | MISO_W | Internal | Summer | B2 | 25 | 960 | 959.99 | 76.8 | 77.39 | 0.01 | 0.58
2030 | MISO_MO-IL_2_MISO_W | MISO_MO-IL | MISO_W | Internal | Summer | B3 | 75 | 960 | 960 | 75 | 77.39 | 0.01 | 2.38
2030 | MISO_MO-IL_2_MISO_W | MISO_MO-IL | MISO_W | Internal | Summer | B4 | 100 | 960 | 960 | 71.91 | 75.99 | 0.01 | 4.06
2030 | MISO_MO-IL_2_MISO_W | MISO_MO-IL | MISO_W | Internal | Summer | B5 | 200 | 960 | 960 | 67.84 | 75.83 | 0.01 | 7.98
2030 | MISO_MO-IL_2_MISO_W | MISO_MO-IL | MISO_W | Internal | Summer | B6 | 300 | 960 | 960 | 56.56 | 60.01 | 0.01 | 3.44
2030 | MISO_MO-IL_2_MISO_W | MISO_MO-IL | MISO_W | Internal | Summer | B7 | 400 | 960 | 960 | 47.88 | 48.75 | 0.01 | 0.86
2030 | MISO_MO-IL_2_MISO_W | MISO_MO-IL | MISO_W | Internal | Summer | B8 | 500 | 960 | 960 | 44.12 | 44.34 | 0.01 | 0.2
2030 | MISO_MO-IL_2_MISO_W | MISO_MO-IL | MISO_W | Internal | Summer | B9 | 800 | 960 | 960 | 43.17 | 43.47 | 0.01 | 0.29
2030 | MISO_MO-IL_2_MISO_W | MISO_MO-IL | MISO_W | Internal | Summer | B10 | 1262 | 960 | 0 | 40.61 | 40.6 | 0.01 | 0
2030 | MISO_MO-IL_2_MISO_W | MISO_MO-IL | MISO_W | Internal | Winter | B16 | 25 | 960 | 0.29 | 72.02 | 72.01 | 0.01 | 0
2030 | MISO_MO-IL_2_MISO_W | MISO_MO-IL | MISO_W | Internal | Winter | B17 | 100 | 960 | 0.07 | 55.26 | 55.25 | 0.01 | 0
2030 | MISO_MO-IL_2_MISO_W | MISO_MO-IL | MISO_W | Internal | Winter | B18 | 400 | 960 | 959.99 | 51.29 | 51.34 | 0.01 | 0.04
2030 | MISO_MO-IL_2_MISO_W | MISO_MO-IL | MISO_W | Internal | Winter | B19 | 700 | 960 | 960 | 46.85 | 50.78 | 0.01 | 3.92
2030 | MISO_MO-IL_2_MISO_W | MISO_MO-IL | MISO_W | Internal | Winter | B20 | 935 | 960 | 960 | 44.02 | 44.29 | 0.01 | 0.26
2030 | MISO_MO-IL_2_PJM_ROR | MISO_MO-IL | PJM_ROR | Internal | Shoulder | B11 | 25 | 1212 | 0 | 69.33 | 62.32 | 2 | 0
2030 | MISO_MO-IL_2_PJM_ROR | MISO_MO-IL | PJM_ROR | Internal | Shoulder | B12 | 200 | 1212 | 0 | 55.08 | 53.08 | 2 | 0
2030 | MISO_MO-IL_2_PJM_ROR | MISO_MO-IL | PJM_ROR | Internal | Shoulder | B13 | 600 | 1212 | 0 | 49.52 | 47.74 | 2 | 0
2030 | MISO_MO-IL_2_PJM_ROR | MISO_MO-IL | PJM_ROR | Internal | Shoulder | B14 | 900 | 1212 | 0 | 47.21 | 46.26 | 2 | 0
2030 | MISO_MO-IL_2_PJM_ROR | MISO_MO-IL | PJM_ROR | Internal | Shoulder | B15 | 1203 | 1212 | 0 | 44.09 | 43.45 | 2 | 0
2030 | MISO_MO-IL_2_PJM_ROR | MISO_MO-IL | PJM_ROR | Internal | Summer | B1 | 10 | 1212 | 0 | 78.32 | 76.32 | 2 | 0
2030 | MISO_MO-IL_2_PJM_ROR | MISO_MO-IL | PJM_ROR | Internal | Summer | B2 | 25 | 1212 | 0 | 76.8 | 73.9 | 2 | 0
2030 | MISO_MO-IL_2_PJM_ROR | MISO_MO-IL | PJM_ROR | Internal | Summer | B3 | 75 | 1212 | 0 | 75 | 73 | 2 | 0
2030 | MISO_MO-IL_2_PJM_ROR | MISO_MO-IL | PJM_ROR | Internal | Summer | B4 | 100 | 1212 | 0 | 71.91 | 69.9 | 2 | 0
2030 | MISO_MO-IL_2_PJM_ROR | MISO_MO-IL | PJM_ROR | Internal | Summer | B5 | 200 | 1212 | 0 | 67.84 | 65.82 | 2 | 0
2030 | MISO_MO-IL_2_PJM_ROR | MISO_MO-IL | PJM_ROR | Internal | Summer | B6 | 300 | 1212 | 0 | 56.56 | 54.55 | 2 | 0
2030 | MISO_MO-IL_2_PJM_ROR | MISO_MO-IL | PJM_ROR | Internal | Summer | B7 | 400 | 1212 | 0 | 47.88 | 45.88 | 2 | 0
2030 | MISO_MO-IL_2_PJM_ROR | MISO_MO-IL | PJM_ROR | Internal | Summer | B8 | 500 | 1212 | 0 | 44.12 | 43.74 | 2 | 0
2030 | MISO_MO-IL_2_PJM_ROR | MISO_MO-IL | PJM_ROR | Internal | Summer | B9 | 800 | 1212 | 0 | 43.17 | 41.46 | 2 | 0
2030 | MISO_MO-IL_2_PJM_ROR | MISO_MO-IL | PJM_ROR | Internal | Summer | B10 | 1262 | 1212 | 0 | 40.61 | 40.39 | 2 | 0
2030 | MISO_MO-IL_2_PJM_ROR | MISO_MO-IL | PJM_ROR | Internal | Winter | B16 | 25 | 1212 | 0 | 72.02 | 70.04 | 2 | 0
2030 | MISO_MO-IL_2_PJM_ROR | MISO_MO-IL | PJM_ROR | Internal | Winter | B17 | 100 | 1212 | 6.78 | 55.26 | 57.26 | 2 | 0
2030 | MISO_MO-IL_2_PJM_ROR | MISO_MO-IL | PJM_ROR | Internal | Winter | B18 | 400 | 1212 | 0 | 51.29 | 50.2 | 2 | 0
2030 | MISO_MO-IL_2_PJM_ROR | MISO_MO-IL | PJM_ROR | Internal | Winter | B19 | 700 | 1212 | 0 | 46.85 | 48.78 | 2 | 0
2030 | MISO_MO-IL_2_PJM_ROR | MISO_MO-IL | PJM_ROR | Internal | Winter | B20 | 935 | 1212 | 0 | 44.02 | 44.97 | 2 | 0
2030 | MISO_MO-IL_2_SPP_N | MISO_MO-IL | SPP_N | Internal | Shoulder | B11 | 25 | 2000 | 18.38 | 69.33 | 77.33 | 8 | 0
2030 | MISO_MO-IL_2_SPP_N | MISO_MO-IL | SPP_N | Internal | Shoulder | B12 | 200 | 2000 | 0 | 55.08 | 55.09 | 8 | 0
2030 | MISO_MO-IL_2_SPP_N | MISO_MO-IL | SPP_N | Internal | Shoulder | B13 | 600 | 2000 | 0 | 49.52 | 49.86 | 8 | 0
2030 | MISO_MO-IL_2_SPP_N | MISO_MO-IL | SPP_N | Internal | Shoulder | B14 | 900 | 2000 | 0 | 47.21 | 49.38 | 8 | 0
2030 | MISO_MO-IL_2_SPP_N | MISO_MO-IL | SPP_N | Internal | Shoulder | B15 | 1203 | 2000 | 0 | 44.09 | 48.08 | 8 | 0
2030 | MISO_MO-IL_2_SPP_N | MISO_MO-IL | SPP_N | Internal | Summer | B1 | 10 | 2000 | 0 | 78.32 | 78.45 | 8 | 0
2030 | MISO_MO-IL_2_SPP_N | MISO_MO-IL | SPP_N | Internal | Summer | B2 | 25 | 2000 | 0 | 76.8 | 78.45 | 8 | 0
2030 | MISO_MO-IL_2_SPP_N | MISO_MO-IL | SPP_N | Internal | Summer | B3 | 75 | 2000 | 0 | 75 | 77.4 | 8 | 0
2030 | MISO_MO-IL_2_SPP_N | MISO_MO-IL | SPP_N | Internal | Summer | B4 | 100 | 2000 | 0 | 71.91 | 77.03 | 8 | 0
2030 | MISO_MO-IL_2_SPP_N | MISO_MO-IL | SPP_N | Internal | Summer | B5 | 200 | 2000 | 780.04 | 67.84 | 75.84 | 8 | 0
2030 | MISO_MO-IL_2_SPP_N | MISO_MO-IL | SPP_N | Internal | Summer | B6 | 300 | 2000 | 2000 | 56.56 | 67.01 | 8 | 2.45
2030 | MISO_MO-IL_2_SPP_N | MISO_MO-IL | SPP_N | Internal | Summer | B7 | 400 | 2000 | 0 | 47.88 | 55.75 | 8 | 0
2030 | MISO_MO-IL_2_SPP_N | MISO_MO-IL | SPP_N | Internal | Summer | B8 | 500 | 2000 | 0 | 44.12 | 48.57 | 8 | 0
2030 | MISO_MO-IL_2_SPP_N | MISO_MO-IL | SPP_N | Internal | Summer | B9 | 800 | 2000 | 0 | 43.17 | 46.45 | 8 | 0
2030 | MISO_MO-IL_2_SPP_N | MISO_MO-IL | SPP_N | Internal | Summer | B10 | 1262 | 2000 | 0 | 40.61 | 45.56 | 8 | 0
2030 | MISO_MO-IL_2_SPP_N | MISO_MO-IL | SPP_N | Internal | Winter | B16 | 25 | 2000 | 0 | 72.02 | 72.94 | 8 | 0
2030 | MISO_MO-IL_2_SPP_N | MISO_MO-IL | SPP_N | Internal | Winter | B17 | 100 | 2000 | 0 | 55.26 | 53.64 | 8 | 0
2030 | MISO_MO-IL_2_SPP_N | MISO_MO-IL | SPP_N | Internal | Winter | B18 | 400 | 2000 | 0 | 51.29 | 51.79 | 8 | 0
2030 | MISO_MO-IL_2_SPP_N | MISO_MO-IL | SPP_N | Internal | Winter | B19 | 700 | 2000 | 0 | 46.85 | 51.29 | 8 | 0
2030 | MISO_MO-IL_2_SPP_N | MISO_MO-IL | SPP_N | Internal | Winter | B20 | 935 | 2000 | 0 | 44.02 | 51.17 | 8 | 0
2030 | MISO_MO-IL_2_TVA_Transmission | MISO_MO-IL | TVA_Transmission | Internal | Shoulder | B11 | 25 | 4000 | 0 | 69.33 | 68.32 | 8 | 0
2030 | MISO_MO-IL_2_TVA_Transmission | MISO_MO-IL | TVA_Transmission | Internal | Shoulder | B12 | 200 | 4000 | 0 | 55.08 | 55.87 | 8 | 0
2030 | MISO_MO-IL_2_TVA_Transmission | MISO_MO-IL | TVA_Transmission | Internal | Shoulder | B13 | 600 | 4000 | 0 | 49.52 | 51.77 | 8 | 0
2030 | MISO_MO-IL_2_TVA_Transmission | MISO_MO-IL | TVA_Transmission | Internal | Shoulder | B14 | 900 | 4000 | 0 | 47.21 | 50.63 | 8 | 0
2030 | MISO_MO-IL_2_TVA_Transmission | MISO_MO-IL | TVA_Transmission | Internal | Shoulder | B15 | 1203 | 4000 | 0 | 44.09 | 49.45 | 8 | 0
2030 | MISO_MO-IL_2_TVA_Transmission | MISO_MO-IL | TVA_Transmission | Internal | Summer | B1 | 10 | 4000 | 0 | 78.32 | 82.32 | 8 | 0
2030 | MISO_MO-IL_2_TVA_Transmission | MISO_MO-IL | TVA_Transmission | Internal | Summer | B2 | 25 | 4000 | 0 | 76.8 | 79.9 | 8 | 0
2030 | MISO_MO-IL_2_TVA_Transmission | MISO_MO-IL | TVA_Transmission | Internal | Summer | B3 | 75 | 4000 | 0 | 75 | 78.81 | 8 | 0
2030 | MISO_MO-IL_2_TVA_Transmission | MISO_MO-IL | TVA_Transmission | Internal | Summer | B4 | 100 | 4000 | 0 | 71.91 | 75.9 | 8 | 0
2030 | MISO_MO-IL_2_TVA_Transmission | MISO_MO-IL | TVA_Transmission | Internal | Summer | B5 | 200 | 4000 | 0 | 67.84 | 71.82 | 8 | 0
2030 | MISO_MO-IL_2_TVA_Transmission | MISO_MO-IL | TVA_Transmission | Internal | Summer | B6 | 300 | 4000 | 0 | 56.56 | 59.61 | 8 | 0
2030 | MISO_MO-IL_2_TVA_Transmission | MISO_MO-IL | TVA_Transmission | Internal | Summer | B7 | 400 | 4000 | 0 | 47.88 | 50.16 | 8 | 0
2030 | MISO_MO-IL_2_TVA_Transmission | MISO_MO-IL | TVA_Transmission | Internal | Summer | B8 | 500 | 4000 | 0 | 44.12 | 48.82 | 8 | 0
2030 | MISO_MO-IL_2_TVA_Transmission | MISO_MO-IL | TVA_Transmission | Internal | Summer | B9 | 800 | 4000 | 0 | 43.17 | 47.26 | 8 | 0
2030 | MISO_MO-IL_2_TVA_Transmission | MISO_MO-IL | TVA_Transmission | Internal | Summer | B10 | 1262 | 4000 | 0 | 40.61 | 44.79 | 8 | 0
2030 | MISO_MO-IL_2_TVA_Transmission | MISO_MO-IL | TVA_Transmission | Internal | Winter | B16 | 25 | 4000 | 0 | 72.02 | 73.34 | 8 | 0
2030 | MISO_MO-IL_2_TVA_Transmission | MISO_MO-IL | TVA_Transmission | Internal | Winter | B17 | 100 | 4000 | 0 | 55.26 | 58.28 | 8 | 0
2030 | MISO_MO-IL_2_TVA_Transmission | MISO_MO-IL | TVA_Transmission | Internal | Winter | B18 | 400 | 4000 | 0 | 51.29 | 54.35 | 8 | 0
2030 | MISO_MO-IL_2_TVA_Transmission | MISO_MO-IL | TVA_Transmission | Internal | Winter | B19 | 700 | 4000 | 0 | 46.85 | 53.12 | 8 | 0
2030 | MISO_MO-IL_2_TVA_Transmission | MISO_MO-IL | TVA_Transmission | Internal | Winter | B20 | 935 | 4000 | 0 | 44.02 | 48.21 | 8 | 0
2030 | MISO_W_2_IESO | MISO_W | IESO | Internal | Shoulder | B11 | 25 | 90 | 0 | 77.32 | 42.49 | 8 | 0
2030 | MISO_W_2_IESO | MISO_W | IESO | Internal | Shoulder | B12 | 200 | 90 | 0 | 55.08 | 42.49 | 8 | 0
2030 | MISO_W_2_IESO | MISO_W | IESO | Internal | Shoulder | B13 | 600 | 90 | 0 | 49.53 | 40.49 | 8 | 0
2030 | MISO_W_2_IESO | MISO_W | IESO | Internal | Shoulder | B14 | 900 | 90 | 0 | 47.86 | 40.21 | 8 | 0
2030 | MISO_W_2_IESO | MISO_W | IESO | Internal | Shoulder | B15 | 1203 | 90 | 0 | 45.45 | 40.21 | 8 | 0
2030 | MISO_W_2_IESO | MISO_W | IESO | Internal | Summer | B1 | 10 | 90 | 0 | 78.33 | 71.32 | 8 | 0
2030 | MISO_W_2_IESO | MISO_W | IESO | Internal | Summer | B2 | 25 | 90 | 0 | 77.39 | 69.8 | 8 | 0
2030 | MISO_W_2_IESO | MISO_W | IESO | Internal | Summer | B3 | 75 | 90 | 0 | 77.39 | 55.52 | 8 | 0
2030 | MISO_W_2_IESO | MISO_W | IESO | Internal | Summer | B4 | 100 | 90 | 0 | 75.99 | 53.19 | 8 | 0
2030 | MISO_W_2_IESO | MISO_W | IESO | Internal | Summer | B5 | 200 | 90 | 0 | 75.83 | 45.17 | 8 | 0
2030 | MISO_W_2_IESO | MISO_W | IESO | Internal | Summer | B6 | 300 | 90 | 0 | 60.01 | 45.17 | 8 | 0
2030 | MISO_W_2_IESO | MISO_W | IESO | Internal | Summer | B7 | 400 | 90 | 0 | 48.75 | 40.88 | 8 | 0
2030 | MISO_W_2_IESO | MISO_W | IESO | Internal | Summer | B8 | 500 | 90 | 0 | 44.34 | 38.11 | 8 | 0
2030 | MISO_W_2_IESO | MISO_W | IESO | Internal | Summer | B9 | 800 | 90 | 0 | 43.47 | 38.11 | 8 | 0
2030 | MISO_W_2_IESO | MISO_W | IESO | Internal | Summer | B10 | 1262 | 90 | 0 | 40.6 | 38.11 | 8 | 0
2030 | MISO_W_2_IESO | MISO_W | IESO | Internal | Winter | B16 | 25 | 90 | 0 | 72.01 | 48.45 | 8 | 0
2030 | MISO_W_2_IESO | MISO_W | IESO | Internal | Winter | B17 | 100 | 90 | 0 | 55.25 | 47.75 | 8 | 0
2030 | MISO_W_2_IESO | MISO_W | IESO | Internal | Winter | B18 | 400 | 90 | 0 | 51.34 | 44.6 | 8 | 0
2030 | MISO_W_2_IESO | MISO_W | IESO | Internal | Winter | B19 | 700 | 90 | 0 | 50.78 | 44.6 | 8 | 0
2030 | MISO_W_2_IESO | MISO_W | IESO | Internal | Winter | B20 | 935 | 90 | 0 | 44.29 | 44.6 | 8 | 0
2030 | MISO_W_2_MAPP_CA | MISO_W | MAPP_CA | Internal | Shoulder | B11 | 25 | 700 | 0 | 77.32 | 50.65 | 0.01 | 0
2030 | MISO_W_2_MAPP_CA | MISO_W | MAPP_CA | Internal | Shoulder | B12 | 200 | 700 | 0 | 55.08 | 50.65 | 0.01 | 0
2030 | MISO_W_2_MAPP_CA | MISO_W | MAPP_CA | Internal | Shoulder | B13 | 600 | 700 | 0.01 | 49.53 | 49.52 | 0.01 | 0
2030 | MISO_W_2_MAPP_CA | MISO_W | MAPP_CA | Internal | Shoulder | B14 | 900 | 700 | 0 | 47.86 | 47.85 | 0.01 | 0
2030 | MISO_W_2_MAPP_CA | MISO_W | MAPP_CA | Internal | Shoulder | B15 | 1203 | 700 | 700 | 45.45 | 47.85 | 0.01 | 2.39
2030 | MISO_W_2_MAPP_CA | MISO_W | MAPP_CA | Internal | Summer | B1 | 10 | 700 | 0 | 78.33 | 64.44 | 0.01 | 0
2030 | MISO_W_2_MAPP_CA | MISO_W | MAPP_CA | Internal | Summer | B2 | 25 | 700 | 0 | 77.39 | 64.44 | 0.01 | 0
2030 | MISO_W_2_MAPP_CA | MISO_W | MAPP_CA | Internal | Summer | B3 | 75 | 700 | 0 | 77.39 | 63.39 | 0.01 | 0
2030 | MISO_W_2_MAPP_CA | MISO_W | MAPP_CA | Internal | Summer | B4 | 100 | 700 | 0 | 75.99 | 60.19 | 0.01 | 0
2030 | MISO_W_2_MAPP_CA | MISO_W | MAPP_CA | Internal | Summer | B5 | 200 | 700 | 0 | 75.83 | 52.17 | 0.01 | 0
2030 | MISO_W_2_MAPP_CA | MISO_W | MAPP_CA | Internal | Summer | B6 | 300 | 700 | 0 | 60.01 | 50.65 | 0.01 | 0
2030 | MISO_W_2_MAPP_CA | MISO_W | MAPP_CA | Internal | Summer | B7 | 400 | 700 | 0.02 | 48.75 | 48.74 | 0.01 | 0
2030 | MISO_W_2_MAPP_CA | MISO_W | MAPP_CA | Internal | Summer | B8 | 500 | 700 | 0.01 | 44.34 | 44.32 | 0.01 | 0
2030 | MISO_W_2_MAPP_CA | MISO_W | MAPP_CA | Internal | Summer | B9 | 800 | 700 | 0 | 43.47 | 43.46 | 0.01 | 0
2030 | MISO_W_2_MAPP_CA | MISO_W | MAPP_CA | Internal | Summer | B10 | 1262 | 700 | 700 | 40.6 | 43.46 | 0.01 | 2.85
2030 | MISO_W_2_MAPP_CA | MISO_W | MAPP_CA | Internal | Winter | B16 | 25 | 700 | 0.27 | 72.01 | 72 | 0.01 | 0
2030 | MISO_W_2_MAPP_CA | MISO_W | MAPP_CA | Internal | Winter | B17 | 100 | 700 | 0.07 | 55.25 | 55.23 | 0.01 | 0
2030 | MISO_W_2_MAPP_CA | MISO_W | MAPP_CA | Internal | Winter | B18 | 400 | 700 | 0.02 | 51.34 | 51.33 | 0.01 | 0
2030 | MISO_W_2_MAPP_CA | MISO_W | MAPP_CA | Internal | Winter | B19 | 700 | 700 | 0.01 | 50.78 | 50.77 | 0.01 | 0
2030 | MISO_W_2_MAPP_CA | MISO_W | MAPP_CA | Internal | Winter | B20 | 935 | 700 | 700 | 44.29 | 50.77 | 0.01 | 6.47
2030 | MISO_W_2_MAPP_US | MISO_W | MAPP_US | Internal | Shoulder | B11 | 25 | 2300 | 0 | 77.32 | 70.32 | 7 | 0
2030 | MISO_W_2_MAPP_US | MISO_W | MAPP_US | Internal | Shoulder | B12 | 200 | 2300 | 0 | 55.08 | 48.08 | 7 | 0
2030 | MISO_W_2_MAPP_US | MISO_W | MAPP_US | Internal | Shoulder | B13 | 600 | 2300 | 0 | 49.53 | 42.84 | 7 | 0
2030 | MISO_W_2_MAPP_US | MISO_W | MAPP_US | Internal | Shoulder | B14 | 900 | 2300 | 0 | 47.86 | 42.84 | 7 | 0
2030 | MISO_W_2_MAPP_US | MISO_W | MAPP_US | Internal | Shoulder | B15 | 1203 | 2300 | 0 | 45.45 | 42.84 | 7 | 0
2030 | MISO_W_2_MAPP_US | MISO_W | MAPP_US | Internal | Summer | B1 | 10 | 2300 | 0 | 78.33 | 71.44 | 7 | 0
2030 | MISO_W_2_MAPP_US | MISO_W | MAPP_US | Internal | Summer | B2 | 25 | 2300 | 0 | 77.39 | 71.44 | 7 | 0
2030 | MISO_W_2_MAPP_US | MISO_W | MAPP_US | Internal | Summer | B3 | 75 | 2300 | 0 | 77.39 | 70.39 | 7 | 0
2030 | MISO_W_2_MAPP_US | MISO_W | MAPP_US | Internal | Summer | B4 | 100 | 2300 | 0 | 75.99 | 70.02 | 7 | 0
2030 | MISO_W_2_MAPP_US | MISO_W | MAPP_US | Internal | Summer | B5 | 200 | 2300 | 0 | 75.83 | 68.83 | 7 | 0
2030 | MISO_W_2_MAPP_US | MISO_W | MAPP_US | Internal | Summer | B6 | 300 | 2300 | 0 | 60.01 | 59.28 | 7 | 0
2030 | MISO_W_2_MAPP_US | MISO_W | MAPP_US | Internal | Summer | B7 | 400 | 2300 | 0 | 48.75 | 48.74 | 7 | 0
2030 | MISO_W_2_MAPP_US | MISO_W | MAPP_US | Internal | Summer | B8 | 500 | 2300 | 0 | 44.34 | 39.44 | 7 | 0
2030 | MISO_W_2_MAPP_US | MISO_W | MAPP_US | Internal | Summer | B9 | 800 | 2300 | 0 | 43.47 | 39.44 | 7 | 0
2030 | MISO_W_2_MAPP_US | MISO_W | MAPP_US | Internal | Summer | B10 | 1262 | 2300 | 0 | 40.6 | 33.6 | 7 | 0
2030 | MISO_W_2_MAPP_US | MISO_W | MAPP_US | Internal | Winter | B16 | 25 | 2300 | 0 | 72.01 | 65.01 | 7 | 0
2030 | MISO_W_2_MAPP_US | MISO_W | MAPP_US | Internal | Winter | B17 | 100 | 2300 | 0 | 55.25 | 48.25 | 7 | 0
2030 | MISO_W_2_MAPP_US | MISO_W | MAPP_US | Internal | Winter | B18 | 400 | 2300 | 0 | 51.34 | 44.78 | 7 | 0
2030 | MISO_W_2_MAPP_US | MISO_W | MAPP_US | Internal | Winter | B19 | 700 | 2300 | 0 | 50.78 | 44.78 | 7 | 0
2030 | MISO_W_2_MAPP_US | MISO_W | MAPP_US | Internal | Winter | B20 | 935 | 2300 | 0 | 44.29 | 44.16 | 7 | 0
2030 | MISO_W_2_MISO_MO-IL | MISO_W | MISO_MO-IL | Internal | Shoulder | B11 | 25 | 3800 | 0 | 77.32 | 69.33 | 0.01 | 0
2030 | MISO_W_2_MISO_MO-IL | MISO_W | MISO_MO-IL | Internal | Shoulder | B12 | 200 | 3800 | 0.08 | 55.08 | 55.08 | 0.01 | 0
2030 | MISO_W_2_MISO_MO-IL | MISO_W | MISO_MO-IL | Internal | Shoulder | B13 | 600 | 3800 | 0.01 | 49.53 | 49.52 | 0.01 | 0
2030 | MISO_W_2_MISO_MO-IL | MISO_W | MISO_MO-IL | Internal | Shoulder | B14 | 900 | 3800 | 0 | 47.86 | 47.21 | 0.01 | 0
2030 | MISO_W_2_MISO_MO-IL | MISO_W | MISO_MO-IL | Internal | Shoulder | B15 | 1203 | 3800 | 0 | 45.45 | 44.09 | 0.01 | 0
2030 | MISO_W_2_MISO_MO-IL | MISO_W | MISO_MO-IL | Internal | Summer | B1 | 10 | 3800 | 0.66 | 78.33 | 78.32 | 0.01 | 0
2030 | MISO_W_2_MISO_MO-IL | MISO_W | MISO_MO-IL | Internal | Summer | B2 | 25 | 3800 | 0.01 | 77.39 | 76.8 | 0.01 | 0
2030 | MISO_W_2_MISO_MO-IL | MISO_W | MISO_MO-IL | Internal | Summer | B3 | 75 | 3800 | 0 | 77.39 | 75 | 0.01 | 0
2030 | MISO_W_2_MISO_MO-IL | MISO_W | MISO_MO-IL | Internal | Summer | B4 | 100 | 3800 | 0 | 75.99 | 71.91 | 0.01 | 0
2030 | MISO_W_2_MISO_MO-IL | MISO_W | MISO_MO-IL | Internal | Summer | B5 | 200 | 3800 | 0 | 75.83 | 67.84 | 0.01 | 0
2030 | MISO_W_2_MISO_MO-IL | MISO_W | MISO_MO-IL | Internal | Summer | B6 | 300 | 3800 | 0 | 60.01 | 56.56 | 0.01 | 0
2030 | MISO_W_2_MISO_MO-IL | MISO_W | MISO_MO-IL | Internal | Summer | B7 | 400 | 3800 | 0 | 48.75 | 47.88 | 0.01 | 0
2030 | MISO_W_2_MISO_MO-IL | MISO_W | MISO_MO-IL | Internal | Summer | B8 | 500 | 3800 | 0 | 44.34 | 44.12 | 0.01 | 0
2030 | MISO_W_2_MISO_MO-IL | MISO_W | MISO_MO-IL | Internal | Summer | B9 | 800 | 3800 | 0 | 43.47 | 43.17 | 0.01 | 0
2030 | MISO_W_2_MISO_MO-IL | MISO_W | MISO_MO-IL | Internal | Summer | B10 | 1262 | 3800 | 1117.59 | 40.6 | 40.61 | 0.01 | 0
2030 | MISO_W_2_MISO_MO-IL | MISO_W | MISO_MO-IL | Internal | Winter | B16 | 25 | 3800 | 703.41 | 72.01 | 72.02 | 0.01 | 0
2030 | MISO_W_2_MISO_MO-IL | MISO_W | MISO_MO-IL | Internal | Winter | B17 | 100 | 3800 | 164.61 | 55.25 | 55.26 | 0.01 | 0
2030 | MISO_W_2_MISO_MO-IL | MISO_W | MISO_MO-IL | Internal | Winter | B18 | 400 | 3800 | 0 | 51.34 | 51.29 | 0.01 | 0
2030 | MISO_W_2_MISO_MO-IL | MISO_W | MISO_MO-IL | Internal | Winter | B19 | 700 | 3800 | 0 | 50.78 | 46.85 | 0.01 | 0
2030 | MISO_W_2_MISO_MO-IL | MISO_W | MISO_MO-IL | Internal | Winter | B20 | 935 | 3800 | 0 | 44.29 | 44.02 | 0.01 | 0
2030 | MISO_W_2_MISO_WUMS | MISO_W | MISO_WUMS | Internal | Shoulder | B11 | 25 | 1629 | 0 | 77.32 | 64.32 | 0.01 | 0
2030 | MISO_W_2_MISO_WUMS | MISO_W | MISO_WUMS | Internal | Shoulder | B12 | 200 | 1629 | 0.04 | 55.08 | 55.07 | 0.01 | 0
2030 | MISO_W_2_MISO_WUMS | MISO_W | MISO_WUMS | Internal | Shoulder | B13 | 600 | 1629 | 0 | 49.53 | 48.91 | 0.01 | 0
2030 | MISO_W_2_MISO_WUMS | MISO_W | MISO_WUMS | Internal | Shoulder | B14 | 900 | 1629 | 0 | 47.86 | 45.17 | 0.01 | 0
2030 | MISO_W_2_MISO_WUMS | MISO_W | MISO_WUMS | Internal | Shoulder | B15 | 1203 | 1629 | 0 | 45.45 | 44.11 | 0.01 | 0
2030 | MISO_W_2_MISO_WUMS | MISO_W | MISO_WUMS | Internal | Summer | B1 | 10 | 1629 | 0 | 78.33 | 71.9 | 0.01 | 0
2030 | MISO_W_2_MISO_WUMS | MISO_W | MISO_WUMS | Internal | Summer | B2 | 25 | 1629 | 0 | 77.39 | 71.9 | 0.01 | 0
2030 | MISO_W_2_MISO_WUMS | MISO_W | MISO_WUMS | Internal | Summer | B3 | 75 | 1629 | 0 | 77.39 | 71.9 | 0.01 | 0
2030 | MISO_W_2_MISO_WUMS | MISO_W | MISO_WUMS | Internal | Summer | B4 | 100 | 1629 | 0 | 75.99 | 71.9 | 0.01 | 0
2030 | MISO_W_2_MISO_WUMS | MISO_W | MISO_WUMS | Internal | Summer | B5 | 200 | 1629 | 0 | 75.83 | 67.82 | 0.01 | 0
2030 | MISO_W_2_MISO_WUMS | MISO_W | MISO_WUMS | Internal | Summer | B6 | 300 | 1629 | 0 | 60.01 | 53.78 | 0.01 | 0
2030 | MISO_W_2_MISO_WUMS | MISO_W | MISO_WUMS | Internal | Summer | B7 | 400 | 1629 | 0 | 48.75 | 43.88 | 0.01 | 0
2030 | MISO_W_2_MISO_WUMS | MISO_W | MISO_WUMS | Internal | Summer | B8 | 500 | 1629 | 0 | 44.34 | 43.66 | 0.01 | 0
2030 | MISO_W_2_MISO_WUMS | MISO_W | MISO_WUMS | Internal | Summer | B9 | 800 | 1629 | 0 | 43.47 | 43.46 | 0.01 | 0
2030 | MISO_W_2_MISO_WUMS | MISO_W | MISO_WUMS | Internal | Summer | B10 | 1262 | 1629 | 0 | 40.6 | 40.59 | 0.01 | 0
2030 | MISO_W_2_MISO_WUMS | MISO_W | MISO_WUMS | Internal | Winter | B16 | 25 | 1629 | 0.53 | 72.01 | 72.01 | 0.01 | 0
2030 | MISO_W_2_MISO_WUMS | MISO_W | MISO_WUMS | Internal | Winter | B17 | 100 | 1629 | 6.57 | 55.25 | 55.26 | 0.01 | 0
2030 | MISO_W_2_MISO_WUMS | MISO_W | MISO_WUMS | Internal | Winter | B18 | 400 | 1629 | 0.02 | 51.34 | 51.33 | 0.01 | 0
2030 | MISO_W_2_MISO_WUMS | MISO_W | MISO_WUMS | Internal | Winter | B19 | 700 | 1629 | 0 | 50.78 | 48.11 | 0.01 | 0
2030 | MISO_W_2_MISO_WUMS | MISO_W | MISO_WUMS | Internal | Winter | B20 | 935 | 1629 | 925.71 | 44.29 | 44.3 | 0.01 | 0
2030 | MISO_W_2_NE | MISO_W | NE | Internal | Shoulder | B11 | 25 | 2800 | 0 | 77.32 | 77.32 | 7 | 0
2030 | MISO_W_2_NE | MISO_W | NE | Internal | Shoulder | B12 | 200 | 2800 | 0 | 55.08 | 55.08 | 7 | 0
2030 | MISO_W_2_NE | MISO_W | NE | Internal | Shoulder | B13 | 600 | 2800 | 0 | 49.53 | 49.84 | 7 | 0
2030 | MISO_W_2_NE | MISO_W | NE | Internal | Shoulder | B14 | 900 | 2800 | 0 | 47.86 | 49.37 | 7 | 0
2030 | MISO_W_2_NE | MISO_W | NE | Internal | Shoulder | B15 | 1203 | 2800 | 0 | 45.45 | 48.06 | 7 | 0
2030 | MISO_W_2_NE | MISO_W | NE | Internal | Summer | B1 | 10 | 2800 | 0 | 78.33 | 78.44 | 7 | 0
2030 | MISO_W_2_NE | MISO_W | NE | Internal | Summer | B2 | 25 | 2800 | 0 | 77.39 | 78.44 | 7 | 0
2030 | MISO_W_2_NE | MISO_W | NE | Internal | Summer | B3 | 75 | 2800 | 0 | 77.39 | 77.39 | 7 | 0
2030 | MISO_W_2_NE | MISO_W | NE | Internal | Summer | B4 | 100 | 2800 | 0 | 75.99 | 77.02 | 7 | 0
2030 | MISO_W_2_NE | MISO_W | NE | Internal | Summer | B5 | 200 | 2800 | 0 | 75.83 | 75.83 | 7 | 0
2030 | MISO_W_2_NE | MISO_W | NE | Internal | Summer | B6 | 300 | 2800 | 0 | 60.01 | 66.28 | 7 | 0
2030 | MISO_W_2_NE | MISO_W | NE | Internal | Summer | B7 | 400 | 2800 | 0.04 | 48.75 | 55.74 | 7 | 0
2030 | MISO_W_2_NE | MISO_W | NE | Internal | Summer | B8 | 500 | 2800 | 0 | 44.34 | 46.44 | 7 | 0
2030 | MISO_W_2_NE | MISO_W | NE | Internal | Summer | B9 | 800 | 2800 | 0 | 43.47 | 46.44 | 7 | 0
2030 | MISO_W_2_NE | MISO_W | NE | Internal | Summer | B10 | 1262 | 2800 | 0 | 40.6 | 40.6 | 7 | 0
2030 | MISO_W_2_NE | MISO_W | NE | Internal | Winter | B16 | 25 | 2800 | 0 | 72.01 | 72.01 | 7 | 0
2030 | MISO_W_2_NE | MISO_W | NE | Internal | Winter | B17 | 100 | 2800 | 0 | 55.25 | 53.63 | 7 | 0
2030 | MISO_W_2_NE | MISO_W | NE | Internal | Winter | B18 | 400 | 2800 | 0 | 51.34 | 51.78 | 7 | 0
2030 | MISO_W_2_NE | MISO_W | NE | Internal | Winter | B19 | 700 | 2800 | 0 | 50.78 | 51.28 | 7 | 0
2030 | MISO_W_2_NE | MISO_W | NE | Internal | Winter | B20 | 935 | 2800 | 0 | 44.29 | 51.16 | 7 | 0
2030 | MISO_W_2_PJM_ROR | MISO_W | PJM_ROR | Internal | Shoulder | B11 | 25 | 773 | 0 | 77.32 | 62.32 | 2 | 0
2030 | MISO_W_2_PJM_ROR | MISO_W | PJM_ROR | Internal | Shoulder | B12 | 200 | 773 | 0 | 55.08 | 53.08 | 2 | 0
2030 | MISO_W_2_PJM_ROR | MISO_W | PJM_ROR | Internal | Shoulder | B13 | 600 | 773 | 0 | 49.53 | 47.74 | 2 | 0
2030 | MISO_W_2_PJM_ROR | MISO_W | PJM_ROR | Internal | Shoulder | B14 | 900 | 773 | 0 | 47.86 | 46.26 | 2 | 0
2030 | MISO_W_2_PJM_ROR | MISO_W | PJM_ROR | Internal | Shoulder | B15 | 1203 | 773 | 0 | 45.45 | 43.45 | 2 | 0
2030 | MISO_W_2_PJM_ROR | MISO_W | PJM_ROR | Internal | Summer | B1 | 10 | 773 | 0 | 78.33 | 76.32 | 2 | 0
2030 | MISO_W_2_PJM_ROR | MISO_W | PJM_ROR | Internal | Summer | B2 | 25 | 773 | 0 | 77.39 | 73.9 | 2 | 0
2030 | MISO_W_2_PJM_ROR | MISO_W | PJM_ROR | Internal | Summer | B3 | 75 | 773 | 0 | 77.39 | 73 | 2 | 0
2030 | MISO_W_2_PJM_ROR | MISO_W | PJM_ROR | Internal | Summer | B4 | 100 | 773 | 0 | 75.99 | 69.9 | 2 | 0
2030 | MISO_W_2_PJM_ROR | MISO_W | PJM_ROR | Internal | Summer | B5 | 200 | 773 | 0 | 75.83 | 65.82 | 2 | 0
2030 | MISO_W_2_PJM_ROR | MISO_W | PJM_ROR | Internal | Summer | B6 | 300 | 773 | 0 | 60.01 | 54.55 | 2 | 0
2030 | MISO_W_2_PJM_ROR | MISO_W | PJM_ROR | Internal | Summer | B7 | 400 | 773 | 0 | 48.75 | 45.88 | 2 | 0
2030 | MISO_W_2_PJM_ROR | MISO_W | PJM_ROR | Internal | Summer | B8 | 500 | 773 | 0 | 44.34 | 43.74 | 2 | 0
2030 | MISO_W_2_PJM_ROR | MISO_W | PJM_ROR | Internal | Summer | B9 | 800 | 773 | 0 | 43.47 | 41.46 | 2 | 0
2030 | MISO_W_2_PJM_ROR | MISO_W | PJM_ROR | Internal | Summer | B10 | 1262 | 773 | 0 | 40.6 | 40.39 | 2 | 0
2030 | MISO_W_2_PJM_ROR | MISO_W | PJM_ROR | Internal | Winter | B16 | 25 | 773 | 0 | 72.01 | 70.04 | 2 | 0
2030 | MISO_W_2_PJM_ROR | MISO_W | PJM_ROR | Internal | Winter | B17 | 100 | 773 | 772.78 | 55.25 | 57.26 | 2 | 0.01
2030 | MISO_W_2_PJM_ROR | MISO_W | PJM_ROR | Internal | Winter | B18 | 400 | 773 | 0 | 51.34 | 50.2 | 2 | 0
2030 | MISO_W_2_PJM_ROR | MISO_W | PJM_ROR | Internal | Winter | B19 | 700 | 773 | 0 | 50.78 | 48.78 | 2 | 0
2030 | MISO_W_2_PJM_ROR | MISO_W | PJM_ROR | Internal | Winter | B20 | 935 | 773 | 0 | 44.29 | 44.97 | 2 | 0
2030 | MISO_W_2_SPP_N | MISO_W | SPP_N | Internal | Shoulder | B11 | 25 | 3200 | 0 | 77.32 | 77.33 | 7 | 0
2030 | MISO_W_2_SPP_N | MISO_W | SPP_N | Internal | Shoulder | B12 | 200 | 3200 | 0 | 55.08 | 55.09 | 7 | 0
2030 | MISO_W_2_SPP_N | MISO_W | SPP_N | Internal | Shoulder | B13 | 600 | 3200 | 0 | 49.53 | 49.86 | 7 | 0
2030 | MISO_W_2_SPP_N | MISO_W | SPP_N | Internal | Shoulder | B14 | 900 | 3200 | 0 | 47.86 | 49.38 | 7 | 0
2030 | MISO_W_2_SPP_N | MISO_W | SPP_N | Internal | Shoulder | B15 | 1203 | 3200 | 0 | 45.45 | 48.08 | 7 | 0
2030 | MISO_W_2_SPP_N | MISO_W | SPP_N | Internal | Summer | B1 | 10 | 3200 | 0 | 78.33 | 78.45 | 7 | 0
2030 | MISO_W_2_SPP_N | MISO_W | SPP_N | Internal | Summer | B2 | 25 | 3200 | 0 | 77.39 | 78.45 | 7 | 0
2030 | MISO_W_2_SPP_N | MISO_W | SPP_N | Internal | Summer | B3 | 75 | 3200 | 0 | 77.39 | 77.4 | 7 | 0
2030 | MISO_W_2_SPP_N | MISO_W | SPP_N | Internal | Summer | B4 | 100 | 3200 | 0 | 75.99 | 77.03 | 7 | 0
2030 | MISO_W_2_SPP_N | MISO_W | SPP_N | Internal | Summer | B5 | 200 | 3200 | 0 | 75.83 | 75.84 | 7 | 0
2030 | MISO_W_2_SPP_N | MISO_W | SPP_N | Internal | Summer | B6 | 300 | 3200 | 55.44 | 60.01 | 67.01 | 7 | 0
2030 | MISO_W_2_SPP_N | MISO_W | SPP_N | Internal | Summer | B7 | 400 | 3200 | 1419.79 | 48.75 | 55.75 | 7 | 0
2030 | MISO_W_2_SPP_N | MISO_W | SPP_N | Internal | Summer | B8 | 500 | 3200 | 0 | 44.34 | 48.57 | 7 | 0
2030 | MISO_W_2_SPP_N | MISO_W | SPP_N | Internal | Summer | B9 | 800 | 3200 | 0 | 43.47 | 46.45 | 7 | 0
2030 | MISO_W_2_SPP_N | MISO_W | SPP_N | Internal | Summer | B10 | 1262 | 3200 | 0 | 40.6 | 45.56 | 7 | 0
2030 | MISO_W_2_SPP_N | MISO_W | SPP_N | Internal | Winter | B16 | 25 | 3200 | 0 | 72.01 | 72.94 | 7 | 0
2030 | MISO_W_2_SPP_N | MISO_W | SPP_N | Internal | Winter | B17 | 100 | 3200 | 0 | 55.25 | 53.64 | 7 | 0
2030 | MISO_W_2_SPP_N | MISO_W | SPP_N | Internal | Winter | B18 | 400 | 3200 | 0 | 51.34 | 51.79 | 7 | 0
2030 | MISO_W_2_SPP_N | MISO_W | SPP_N | Internal | Winter | B19 | 700 | 3200 | 0 | 50.78 | 51.29 | 7 | 0
2030 | MISO_W_2_SPP_N | MISO_W | SPP_N | Internal | Winter | B20 | 935 | 3200 | 0 | 44.29 | 51.17 | 7 | 0
2030 | MISO_WUMS_2_MISO_MI | MISO_WUMS | MISO_MI | Internal | Shoulder | B11 | 25 | 99 | 99 | 64.32 | 69.3 | 0.01 | 4.98
2030 | MISO_WUMS_2_MISO_MI | MISO_WUMS | MISO_MI | Internal | Shoulder | B12 | 200 | 99 | 70.75 | 55.07 | 55.08 | 0.01 | 0
2030 | MISO_WUMS_2_MISO_MI | MISO_WUMS | MISO_MI | Internal | Shoulder | B13 | 600 | 99 | 99 | 48.91 | 49.52 | 0.01 | 0.6
2030 | MISO_WUMS_2_MISO_MI | MISO_WUMS | MISO_MI | Internal | Shoulder | B14 | 900 | 99 | 99 | 45.17 | 47.21 | 0.01 | 2.03
2030 | MISO_WUMS_2_MISO_MI | MISO_WUMS | MISO_MI | Internal | Shoulder | B15 | 1203 | 99 | 0 | 44.11 | 44.1 | 0.01 | 0
2030 | MISO_WUMS_2_MISO_MI | MISO_WUMS | MISO_MI | Internal | Summer | B1 | 10 | 99 | 99 | 71.9 | 78.32 | 0.01 | 6.4
2030 | MISO_WUMS_2_MISO_MI | MISO_WUMS | MISO_MI | Internal | Summer | B2 | 25 | 99 | 99 | 71.9 | 76.8 | 0.01 | 4.88
2030 | MISO_WUMS_2_MISO_MI | MISO_WUMS | MISO_MI | Internal | Summer | B3 | 75 | 99 | 99 | 71.9 | 75 | 0.01 | 3.08
2030 | MISO_WUMS_2_MISO_MI | MISO_WUMS | MISO_MI | Internal | Summer | B4 | 100 | 99 | 0.08 | 71.9 | 71.89 | 0.01 | 0
2030 | MISO_WUMS_2_MISO_MI | MISO_WUMS | MISO_MI | Internal | Summer | B5 | 200 | 99 | 0.07 | 67.82 | 67.82 | 0.01 | 0
2030 | MISO_WUMS_2_MISO_MI | MISO_WUMS | MISO_MI | Internal | Summer | B6 | 300 | 99 | 99 | 53.78 | 56.55 | 0.01 | 2.76
2030 | MISO_WUMS_2_MISO_MI | MISO_WUMS | MISO_MI | Internal | Summer | B7 | 400 | 99 | 99 | 43.88 | 47.88 | 0.01 | 3.99
2030 | MISO_WUMS_2_MISO_MI | MISO_WUMS | MISO_MI | Internal | Summer | B8 | 500 | 99 | 99 | 43.66 | 44.12 | 0.01 | 0.45
2030 | MISO_WUMS_2_MISO_MI | MISO_WUMS | MISO_MI | Internal | Summer | B9 | 800 | 99 | 0 | 43.46 | 43.17 | 0.01 | 0
2030 | MISO_WUMS_2_MISO_MI | MISO_WUMS | MISO_MI | Internal | Summer | B10 | 1262 | 99 | 99 | 40.59 | 40.63 | 0.01 | 0.04
2030 | MISO_WUMS_2_MISO_MI | MISO_WUMS | MISO_MI | Internal | Winter | B16 | 25 | 99 | 95.22 | 72.01 | 72.02 | 0.01 | 0
2030 | MISO_WUMS_2_MISO_MI | MISO_WUMS | MISO_MI | Internal | Winter | B17 | 100 | 99 | 98.88 | 55.26 | 55.28 | 0.01 | 0.01
2030 | MISO_WUMS_2_MISO_MI | MISO_WUMS | MISO_MI | Internal | Winter | B18 | 400 | 99 | 0.02 | 51.33 | 51.31 | 0.01 | 0
2030 | MISO_WUMS_2_MISO_MI | MISO_WUMS | MISO_MI | Internal | Winter | B19 | 700 | 99 | 0 | 48.11 | 46.88 | 0.01 | 0
2030 | MISO_WUMS_2_MISO_MI | MISO_WUMS | MISO_MI | Internal | Winter | B20 | 935 | 99 | 0 | 44.3 | 44.04 | 0.01 | 0
2030 | MISO_WUMS_2_MISO_W | MISO_WUMS | MISO_W | Internal | Shoulder | B11 | 25 | 1137 | 1137 | 64.32 | 77.32 | 0.01 | 12.99
2030 | MISO_WUMS_2_MISO_W | MISO_WUMS | MISO_W | Internal | Shoulder | B12 | 200 | 1137 | 1053.33 | 55.07 | 55.08 | 0.01 | 0
2030 | MISO_WUMS_2_MISO_W | MISO_WUMS | MISO_W | Internal | Shoulder | B13 | 600 | 1137 | 1137 | 48.91 | 49.53 | 0.01 | 0.61
2030 | MISO_WUMS_2_MISO_W | MISO_WUMS | MISO_W | Internal | Shoulder | B14 | 900 | 1137 | 1137 | 45.17 | 47.86 | 0.01 | 2.68
2030 | MISO_WUMS_2_MISO_W | MISO_WUMS | MISO_W | Internal | Shoulder | B15 | 1203 | 1137 | 1137 | 44.11 | 45.45 | 0.01 | 1.33
2030 | MISO_WUMS_2_MISO_W | MISO_WUMS | MISO_W | Internal | Summer | B1 | 10 | 1137 | 1137 | 71.9 | 78.33 | 0.01 | 6.42
2030 | MISO_WUMS_2_MISO_W | MISO_WUMS | MISO_W | Internal | Summer | B2 | 25 | 1137 | 1137 | 71.9 | 77.39 | 0.01 | 5.48
2030 | MISO_WUMS_2_MISO_W | MISO_WUMS | MISO_W | Internal | Summer | B3 | 75 | 1137 | 1137 | 71.9 | 77.39 | 0.01 | 5.48
2030 | MISO_WUMS_2_MISO_W | MISO_WUMS | MISO_W | Internal | Summer | B4 | 100 | 1137 | 1137 | 71.9 | 75.99 | 0.01 | 4.08
2030 | MISO_WUMS_2_MISO_W | MISO_WUMS | MISO_W | Internal | Summer | B5 | 200 | 1137 | 1137 | 67.82 | 75.83 | 0.01 | 8
2030 | MISO_WUMS_2_MISO_W | MISO_WUMS | MISO_W | Internal | Summer | B6 | 300 | 1137 | 1137 | 53.78 | 60.01 | 0.01 | 6.22
2030 | MISO_WUMS_2_MISO_W | MISO_WUMS | MISO_W | Internal | Summer | B7 | 400 | 1137 | 1137 | 43.88 | 48.75 | 0.01 | 4.86
2030 | MISO_WUMS_2_MISO_W | MISO_WUMS | MISO_W | Internal | Summer | B8 | 500 | 1137 | 1137 | 43.66 | 44.34 | 0.01 | 0.66
2030 | MISO_WUMS_2_MISO_W | MISO_WUMS | MISO_W | Internal | Summer | B9 | 800 | 1137 | 191.74 | 43.46 | 43.47 | 0.01 | 0
2030 | MISO_WUMS_2_MISO_W | MISO_WUMS | MISO_W | Internal | Summer | B10 | 1262 | 1137 | 797.19 | 40.59 | 40.6 | 0.01 | 0
2030 | MISO_WUMS_2_MISO_W | MISO_WUMS | MISO_W | Internal | Winter | B16 | 25 | 1137 | 0.81 | 72.01 | 72.01 | 0.01 | 0
2030 | MISO_WUMS_2_MISO_W | MISO_WUMS | MISO_W | Internal | Winter | B17 | 100 | 1137 | 0.09 | 55.26 | 55.25 | 0.01 | 0
2030 | MISO_WUMS_2_MISO_W | MISO_WUMS | MISO_W | Internal | Winter | B18 | 400 | 1137 | 712.83 | 51.33 | 51.34 | 0.01 | 0
2030 | MISO_WUMS_2_MISO_W | MISO_WUMS | MISO_W | Internal | Winter | B19 | 700 | 1137 | 1137 | 48.11 | 50.78 | 0.01 | 2.65
2030 | MISO_WUMS_2_MISO_W | MISO_WUMS | MISO_W | Internal | Winter | B20 | 935 | 1137 | 0 | 44.3 | 44.29 | 0.01 | 0
2030 | MISO_WUMS_2_PJM_ROR | MISO_WUMS | PJM_ROR | Internal | Shoulder | B11 | 25 | 1600 | 0 | 64.32 | 62.32 | 2 | 0
2030 | MISO_WUMS_2_PJM_ROR | MISO_WUMS | PJM_ROR | Internal | Shoulder | B12 | 200 | 1600 | 0 | 55.07 | 53.08 | 2 | 0
2030 | MISO_WUMS_2_PJM_ROR | MISO_WUMS | PJM_ROR | Internal | Shoulder | B13 | 600 | 1600 | 0 | 48.91 | 47.74 | 2 | 0
2030 | MISO_WUMS_2_PJM_ROR | MISO_WUMS | PJM_ROR | Internal | Shoulder | B14 | 900 | 1600 | 0 | 45.17 | 46.26 | 2 | 0
2030 | MISO_WUMS_2_PJM_ROR | MISO_WUMS | PJM_ROR | Internal | Shoulder | B15 | 1203 | 1600 | 0 | 44.11 | 43.45 | 2 | 0
2030 | MISO_WUMS_2_PJM_ROR | MISO_WUMS | PJM_ROR | Internal | Summer | B1 | 10 | 1600 | 1599.99 | 71.9 | 76.32 | 2 | 2.41
2030 | MISO_WUMS_2_PJM_ROR | MISO_WUMS | PJM_ROR | Internal | Summer | B2 | 25 | 1600 | 9.96 | 71.9 | 73.9 | 2 | 0
2030 | MISO_WUMS_2_PJM_ROR | MISO_WUMS | PJM_ROR | Internal | Summer | B3 | 75 | 1600 | 0 | 71.9 | 73 | 2 | 0
2030 | MISO_WUMS_2_PJM_ROR | MISO_WUMS | PJM_ROR | Internal | Summer | B4 | 100 | 1600 | 0 | 71.9 | 69.9 | 2 | 0
2030 | MISO_WUMS_2_PJM_ROR | MISO_WUMS | PJM_ROR | Internal | Summer | B5 | 200 | 1600 | 0 | 67.82 | 65.82 | 2 | 0
2030 | MISO_WUMS_2_PJM_ROR | MISO_WUMS | PJM_ROR | Internal | Summer | B6 | 300 | 1600 | 0 | 53.78 | 54.55 | 2 | 0
2030 | MISO_WUMS_2_PJM_ROR | MISO_WUMS | PJM_ROR | Internal | Summer | B7 | 400 | 1600 | 360.67 | 43.88 | 45.88 | 2 | 0
2030 | MISO_WUMS_2_PJM_ROR | MISO_WUMS | PJM_ROR | Internal | Summer | B8 | 500 | 1600 | 0 | 43.66 | 43.74 | 2 | 0
2030 | MISO_WUMS_2_PJM_ROR | MISO_WUMS | PJM_ROR | Internal | Summer | B9 | 800 | 1600 | 0 | 43.46 | 41.46 | 2 | 0
2030 | MISO_WUMS_2_PJM_ROR | MISO_WUMS | PJM_ROR | Internal | Summer | B10 | 1262 | 1600 | 0 | 40.59 | 40.39 | 2 | 0
2030 | MISO_WUMS_2_PJM_ROR | MISO_WUMS | PJM_ROR | Internal | Winter | B16 | 25 | 1600 | 0 | 72.01 | 70.04 | 2 | 0
2030 | MISO_WUMS_2_PJM_ROR | MISO_WUMS | PJM_ROR | Internal | Winter | B17 | 100 | 1600 | 413.64 | 55.26 | 57.26 | 2 | 0
2030 | MISO_WUMS_2_PJM_ROR | MISO_WUMS | PJM_ROR | Internal | Winter | B18 | 400 | 1600 | 0 | 51.33 | 50.2 | 2 | 0
2030 | MISO_WUMS_2_PJM_ROR | MISO_WUMS | PJM_ROR | Internal | Winter | B19 | 700 | 1600 | 0 | 48.11 | 48.78 | 2 | 0
2030 | MISO_WUMS_2_PJM_ROR | MISO_WUMS | PJM_ROR | Internal | Winter | B20 | 935 | 1600 | 0 | 44.3 | 44.97 | 2 | 0
2030 | NE_2_MAPP_US | NE | MAPP_US | Internal | Shoulder | B11 | 25 | 1600 | 0 | 77.32 | 70.32 | 5 | 0
2030 | NE_2_MAPP_US | NE | MAPP_US | Internal | Shoulder | B12 | 200 | 1600 | 0 | 55.08 | 48.08 | 5 | 0
2030 | NE_2_MAPP_US | NE | MAPP_US | Internal | Shoulder | B13 | 600 | 1600 | 0 | 49.84 | 42.84 | 5 | 0
2030 | NE_2_MAPP_US | NE | MAPP_US | Internal | Shoulder | B14 | 900 | 1600 | 0 | 49.37 | 42.84 | 5 | 0
2030 | NE_2_MAPP_US | NE | MAPP_US | Internal | Shoulder | B15 | 1203 | 1600 | 0 | 48.06 | 42.84 | 5 | 0
2030 | NE_2_MAPP_US | NE | MAPP_US | Internal | Summer | B1 | 10 | 1600 | 0 | 78.44 | 71.44 | 5 | 0
2030 | NE_2_MAPP_US | NE | MAPP_US | Internal | Summer | B2 | 25 | 1600 | 0 | 78.44 | 71.44 | 5 | 0
2030 | NE_2_MAPP_US | NE | MAPP_US | Internal | Summer | B3 | 75 | 1600 | 0 | 77.39 | 70.39 | 5 | 0
2030 | NE_2_MAPP_US | NE | MAPP_US | Internal | Summer | B4 | 100 | 1600 | 0 | 77.02 | 70.02 | 5 | 0
2030 | NE_2_MAPP_US | NE | MAPP_US | Internal | Summer | B5 | 200 | 1600 | 0 | 75.83 | 68.83 | 5 | 0
2030 | NE_2_MAPP_US | NE | MAPP_US | Internal | Summer | B6 | 300 | 1600 | 0 | 66.28 | 59.28 | 5 | 0
2030 | NE_2_MAPP_US | NE | MAPP_US | Internal | Summer | B7 | 400 | 1600 | 0 | 55.74 | 48.74 | 5 | 0
2030 | NE_2_MAPP_US | NE | MAPP_US | Internal | Summer | B8 | 500 | 1600 | 0 | 46.44 | 39.44 | 5 | 0
2030 | NE_2_MAPP_US | NE | MAPP_US | Internal | Summer | B9 | 800 | 1600 | 0 | 46.44 | 39.44 | 5 | 0
2030 | NE_2_MAPP_US | NE | MAPP_US | Internal | Summer | B10 | 1262 | 1600 | 0 | 40.6 | 33.6 | 5 | 0
2030 | NE_2_MAPP_US | NE | MAPP_US | Internal | Winter | B16 | 25 | 1600 | 0 | 72.01 | 65.01 | 5 | 0
2030 | NE_2_MAPP_US | NE | MAPP_US | Internal | Winter | B17 | 100 | 1600 | 0 | 53.63 | 48.25 | 5 | 0
2030 | NE_2_MAPP_US | NE | MAPP_US | Internal | Winter | B18 | 400 | 1600 | 0 | 51.78 | 44.78 | 5 | 0
2030 | NE_2_MAPP_US | NE | MAPP_US | Internal | Winter | B19 | 700 | 1600 | 0 | 51.28 | 44.78 | 5 | 0
2030 | NE_2_MAPP_US | NE | MAPP_US | Internal | Winter | B20 | 935 | 1600 | 0 | 51.16 | 44.16 | 5 | 0
2030 | NE_2_MISO_W | NE | MISO_W | Internal | Shoulder | B11 | 25 | 1600 | 0 | 77.32 | 77.32 | 5 | 0
2030 | NE_2_MISO_W | NE | MISO_W | Internal | Shoulder | B12 | 200 | 1600 | 0 | 55.08 | 55.08 | 5 | 0
2030 | NE_2_MISO_W | NE | MISO_W | Internal | Shoulder | B13 | 600 | 1600 | 0 | 49.84 | 49.53 | 5 | 0
2030 | NE_2_MISO_W | NE | MISO_W | Internal | Shoulder | B14 | 900 | 1600 | 0 | 49.37 | 47.86 | 5 | 0
2030 | NE_2_MISO_W | NE | MISO_W | Internal | Shoulder | B15 | 1203 | 1600 | 0 | 48.06 | 45.45 | 5 | 0
2030 | NE_2_MISO_W | NE | MISO_W | Internal | Summer | B1 | 10 | 1600 | 0 | 78.44 | 78.33 | 5 | 0
2030 | NE_2_MISO_W | NE | MISO_W | Internal | Summer | B2 | 25 | 1600 | 0 | 78.44 | 77.39 | 5 | 0
2030 | NE_2_MISO_W | NE | MISO_W | Internal | Summer | B3 | 75 | 1600 | 0 | 77.39 | 77.39 | 5 | 0
2030 | NE_2_MISO_W | NE | MISO_W | Internal | Summer | B4 | 100 | 1600 | 0 | 77.02 | 75.99 | 5 | 0
2030 | NE_2_MISO_W | NE | MISO_W | Internal | Summer | B5 | 200 | 1600 | 0 | 75.83 | 75.83 | 5 | 0
2030 | NE_2_MISO_W | NE | MISO_W | Internal | Summer | B6 | 300 | 1600 | 0 | 66.28 | 60.01 | 5 | 0
2030 | NE_2_MISO_W | NE | MISO_W | Internal | Summer | B7 | 400 | 1600 | 0 | 55.74 | 48.75 | 5 | 0
2030 | NE_2_MISO_W | NE | MISO_W | Internal | Summer | B8 | 500 | 1600 | 0 | 46.44 | 44.34 | 5 | 0
2030 | NE_2_MISO_W | NE | MISO_W | Internal | Summer | B9 | 800 | 1600 | 0 | 46.44 | 43.47 | 5 | 0
2030 | NE_2_MISO_W | NE | MISO_W | Internal | Summer | B10 | 1262 | 1600 | 0 | 40.6 | 40.6 | 5 | 0
2030 | NE_2_MISO_W | NE | MISO_W | Internal | Winter | B16 | 25 | 1600 | 0 | 72.01 | 72.01 | 5 | 0
2030 | NE_2_MISO_W | NE | MISO_W | Internal | Winter | B17 | 100 | 1600 | 0 | 53.63 | 55.25 | 5 | 0
2030 | NE_2_MISO_W | NE | MISO_W | Internal | Winter | B18 | 400 | 1600 | 0 | 51.78 | 51.34 | 5 | 0
2030 | NE_2_MISO_W | NE | MISO_W | Internal | Winter | B19 | 700 | 1600 | 0 | 51.28 | 50.78 | 5 | 0
2030 | NE_2_MISO_W | NE | MISO_W | Internal | Winter | B20 | 935 | 1600 | 0 | 51.16 | 44.29 | 5 | 0
2030 | NE_2_SPP_N | NE | SPP_N | Internal | Shoulder | B11 | 25 | 1800 | 1222.38 | 77.32 | 77.33 | 0.01 | 0
2030 | NE_2_SPP_N | NE | SPP_N | Internal | Shoulder | B12 | 200 | 1800 | 283.83 | 55.08 | 55.09 | 0.01 | 0
2030 | NE_2_SPP_N | NE | SPP_N | Internal | Shoulder | B13 | 600 | 1800 | 401.15 | 49.84 | 49.86 | 0.01 | 0
2030 | NE_2_SPP_N | NE | SPP_N | Internal | Shoulder | B14 | 900 | 1800 | 58.09 | 49.37 | 49.38 | 0.01 | 0
2030 | NE_2_SPP_N | NE | SPP_N | Internal | Shoulder | B15 | 1203 | 1800 | 527.85 | 48.06 | 48.08 | 0.01 | 0
2030 | NE_2_SPP_N | NE | SPP_N | Internal | Summer | B1 | 10 | 1800 | 1533.95 | 78.44 | 78.45 | 0.01 | 0
2030 | NE_2_SPP_N | NE | SPP_N | Internal | Summer | B2 | 25 | 1800 | 1137.14 | 78.44 | 78.45 | 0.01 | 0
2030 | NE_2_SPP_N | NE | SPP_N | Internal | Summer | B3 | 75 | 1800 | 412.75 | 77.39 | 77.4 | 0.01 | 0
2030 | NE_2_SPP_N | NE | SPP_N | Internal | Summer | B4 | 100 | 1800 | 1748.58 | 77.02 | 77.03 | 0.01 | 0
2030 | NE_2_SPP_N | NE | SPP_N | Internal | Summer | B5 | 200 | 1800 | 676.64 | 75.83 | 75.84 | 0.01 | 0
2030 | NE_2_SPP_N | NE | SPP_N | Internal | Summer | B6 | 300 | 1800 | 1800 | 66.28 | 67.01 | 0.01 | 0.72
2030 | NE_2_SPP_N | NE | SPP_N | Internal | Summer | B7 | 400 | 1800 | 1766.79 | 55.74 | 55.75 | 0.01 | 0
2030 | NE_2_SPP_N | NE | SPP_N | Internal | Summer | B8 | 500 | 1800 | 1800 | 46.44 | 48.57 | 0.01 | 2.12
2030 | NE_2_SPP_N | NE | SPP_N | Internal | Summer | B9 | 800 | 1800 | 1455.38 | 46.44 | 46.45 | 0.01 | 0
2030 | NE_2_SPP_N | NE | SPP_N | Internal | Summer | B10 | 1262 | 1800 | 1800 | 40.6 | 45.56 | 0.01 | 4.95
2030 | NE_2_SPP_N | NE | SPP_N | Internal | Winter | B16 | 25 | 1800 | 1799.99 | 72.01 | 72.94 | 0.01 | 0.92
2030 | NE_2_SPP_N | NE | SPP_N | Internal | Winter | B17 | 100 | 1800 | 864.28 | 53.63 | 53.64 | 0.01 | 0
2030 | NE_2_SPP_N | NE | SPP_N | Internal | Winter | B18 | 400 | 1800 | 1224.13 | 51.78 | 51.79 | 0.01 | 0
2030 | NE_2_SPP_N | NE | SPP_N | Internal | Winter | B19 | 700 | 1800 | 1004.68 | 51.28 | 51.29 | 0.01 | 0
2030 | NE_2_SPP_N | NE | SPP_N | Internal | Winter | B20 | 935 | 1800 | 1768.52 | 51.16 | 51.17 | 0.01 | 0
2030 | NEISO_2_NYISO_A-F | NEISO | NYISO_A-F | Internal | Shoulder | B11 | 25 | 600 | 600 | 44.17 | 54.33 | 3 | 7.16
2030 | NEISO_2_NYISO_A-F | NEISO | NYISO_A-F | Internal | Shoulder | B12 | 200 | 600 | 600 | 44.17 | 51.8 | 3 | 4.63
2030 | NEISO_2_NYISO_A-F | NEISO | NYISO_A-F | Internal | Shoulder | B13 | 600 | 600 | 600 | 44.17 | 47.49 | 3 | 0.33
2030 | NEISO_2_NYISO_A-F | NEISO | NYISO_A-F | Internal | Shoulder | B14 | 900 | 600 | 600 | 44.17 | 47.21 | 3 | 0.05
2030 | NEISO_2_NYISO_A-F | NEISO | NYISO_A-F | Internal | Shoulder | B15 | 1203 | 600 | 600 | 44.17 | 47.21 | 3 | 0.05
2030 | NEISO_2_NYISO_A-F | NEISO | NYISO_A-F | Internal | Summer | B1 | 10 | 600 | 0 | 67.63 | 68.33 | 3 | 0
2030 | NEISO_2_NYISO_A-F | NEISO | NYISO_A-F | Internal | Summer | B2 | 25 | 600 | 0.27 | 65.25 | 68.23 | 3 | 0
2030 | NEISO_2_NYISO_A-F | NEISO | NYISO_A-F | Internal | Summer | B3 | 75 | 600 | 424.18 | 59.52 | 62.52 | 3 | 0
2030 | NEISO_2_NYISO_A-F | NEISO | NYISO_A-F | Internal | Summer | B4 | 100 | 600 | 600 | 45.27 | 60.19 | 3 | 11.92
2030 | NEISO_2_NYISO_A-F | NEISO | NYISO_A-F | Internal | Summer | B5 | 200 | 600 | 600 | 44.86 | 55.46 | 3 | 7.6
2030 | NEISO_2_NYISO_A-F | NEISO | NYISO_A-F | Internal | Summer | B6 | 300 | 600 | 600 | 40.82 | 52.17 | 3 | 8.35
2030 | NEISO_2_NYISO_A-F | NEISO | NYISO_A-F | Internal | Summer | B7 | 400 | 600 | 600 | 40.82 | 47.88 | 3 | 4.06
2030 | NEISO_2_NYISO_A-F | NEISO | NYISO_A-F | Internal | Summer | B8 | 500 | 600 | 600 | 40.82 | 45.88 | 3 | 2.07
2030 | NEISO_2_NYISO_A-F | NEISO | NYISO_A-F | Internal | Summer | B9 | 800 | 600 | 600 | 40.82 | 45.11 | 3 | 1.3
2030 | NEISO_2_NYISO_A-F | NEISO | NYISO_A-F | Internal | Summer | B10 | 1262 | 600 | 600 | 40.82 | 45.11 | 3 | 1.3
2030 | NEISO_2_NYISO_A-F | NEISO | NYISO_A-F | Internal | Winter | B16 | 25 | 600 | 170.65 | 54.51 | 57.51 | 3 | 0
2030 | NEISO_2_NYISO_A-F | NEISO | NYISO_A-F | Internal | Winter | B17 | 100 | 600 | 0 | 54.51 | 54.75 | 3 | 0
2030 | NEISO_2_NYISO_A-F | NEISO | NYISO_A-F | Internal | Winter | B18 | 400 | 600 | 0 | 54.51 | 51.98 | 3 | 0
2030 | NEISO_2_NYISO_A-F | NEISO | NYISO_A-F | Internal | Winter | B19 | 700 | 600 | 0 | 54.51 | 51.98 | 3 | 0
2030 | NEISO_2_NYISO_A-F | NEISO | NYISO_A-F | Internal | Winter | B20 | 935 | 600 | 0 | 54.51 | 51.98 | 3 | 0
2030 | NEISO_2_NYISO_G-I | NEISO | NYISO_G-I | Internal | Shoulder | B11 | 25 | 600 | 600 | 44.17 | 54.34 | 3 | 7.17
2030 | NEISO_2_NYISO_G-I | NEISO | NYISO_G-I | Internal | Shoulder | B12 | 200 | 600 | 600 | 44.17 | 51.81 | 3 | 4.64
2030 | NEISO_2_NYISO_G-I | NEISO | NYISO_G-I | Internal | Shoulder | B13 | 600 | 600 | 600 | 44.17 | 47.51 | 3 | 0.34
2030 | NEISO_2_NYISO_G-I | NEISO | NYISO_G-I | Internal | Shoulder | B14 | 900 | 600 | 600 | 44.17 | 47.23 | 3 | 0.06
2030 | NEISO_2_NYISO_G-I | NEISO | NYISO_G-I | Internal | Shoulder | B15 | 1203 | 600 | 600 | 44.17 | 47.23 | 3 | 0.06
2030 | NEISO_2_NYISO_G-I | NEISO | NYISO_G-I | Internal | Summer | B1 | 10 | 600 | 0 | 67.63 | 68.34 | 3 | 0
2030 | NEISO_2_NYISO_G-I | NEISO | NYISO_G-I | Internal | Summer | B2 | 25 | 600 | 0.54 | 65.25 | 68.24 | 3 | 0
2030 | NEISO_2_NYISO_G-I | NEISO | NYISO_G-I | Internal | Summer | B3 | 75 | 600 | 599.82 | 59.52 | 62.54 | 3 | 0.01
2030 | NEISO_2_NYISO_G-I | NEISO | NYISO_G-I | Internal | Summer | B4 | 100 | 600 | 600 | 45.27 | 60.2 | 3 | 11.93
2030 | NEISO_2_NYISO_G-I | NEISO | NYISO_G-I | Internal | Summer | B5 | 200 | 600 | 600 | 44.86 | 57.84 | 3 | 9.98
2030 | NEISO_2_NYISO_G-I | NEISO | NYISO_G-I | Internal | Summer | B6 | 300 | 600 | 600 | 40.82 | 52.18 | 3 | 8.36
2030 | NEISO_2_NYISO_G-I | NEISO | NYISO_G-I | Internal | Summer | B7 | 400 | 600 | 600 | 40.82 | 47.89 | 3 | 4.07
2030 | NEISO_2_NYISO_G-I | NEISO | NYISO_G-I | Internal | Summer | B8 | 500 | 600 | 600 | 40.82 | 45.89 | 3 | 2.08
2030 | NEISO_2_NYISO_G-I | NEISO | NYISO_G-I | Internal | Summer | B9 | 800 | 600 | 600 | 40.82 | 45.13 | 3 | 1.31
2030 | NEISO_2_NYISO_G-I | NEISO | NYISO_G-I | Internal | Summer | B10 | 1262 | 600 | 600 | 40.82 | 45.1 | 3 | 1.28
2030 | NEISO_2_NYISO_G-I | NEISO | NYISO_G-I | Internal | Winter | B16 | 25 | 600 | 600 | 54.51 | 62.06 | 3 | 4.55
2030 | NEISO_2_NYISO_G-I | NEISO | NYISO_G-I | Internal | Winter | B17 | 100 | 600 | 287.43 | 54.51 | 57.51 | 3 | 0
2030 | NEISO_2_NYISO_G-I | NEISO | NYISO_G-I | Internal | Winter | B18 | 400 | 600 | 205.86 | 54.51 | 57.51 | 3 | 0
2030 | NEISO_2_NYISO_G-I | NEISO | NYISO_G-I | Internal | Winter | B19 | 700 | 600 | 0 | 54.51 | 56.98 | 3 | 0
2030 | NEISO_2_NYISO_G-I | NEISO | NYISO_G-I | Internal | Winter | B20 | 935 | 600 | 0 | 54.51 | 51.99 | 3 | 0
2030 | NEISO_2_NYISO_J-K | NEISO | NYISO_J-K | Internal | Shoulder | B11 | 25 | 430 | 430 | 44.17 | 63.31 | 3 | 16.14
2030 | NEISO_2_NYISO_J-K | NEISO | NYISO_J-K | Internal | Shoulder | B12 | 200 | 430 | 430 | 44.17 | 51.82 | 3 | 4.66
2030 | NEISO_2_NYISO_J-K | NEISO | NYISO_J-K | Internal | Shoulder | B13 | 600 | 430 | 430 | 44.17 | 47.52 | 3 | 0.35
2030 | NEISO_2_NYISO_J-K | NEISO | NYISO_J-K | Internal | Shoulder | B14 | 900 | 430 | 430 | 44.17 | 47.24 | 3 | 0.07
2030 | NEISO_2_NYISO_J-K | NEISO | NYISO_J-K | Internal | Shoulder | B15 | 1203 | 430 | 430 | 44.17 | 47.24 | 3 | 0.07
2030 | NEISO_2_NYISO_J-K | NEISO | NYISO_J-K | Internal | Summer | B1 | 10 | 430 | 0 | 67.63 | 68.35 | 3 | 0
2030 | NEISO_2_NYISO_J-K | NEISO | NYISO_J-K | Internal | Summer | B2 | 25 | 430 | 219.12 | 65.25 | 68.25 | 3 | 0
2030 | NEISO_2_NYISO_J-K | NEISO | NYISO_J-K | Internal | Summer | B3 | 75 | 430 | 429.91 | 59.52 | 62.55 | 3 | 0.02
2030 | NEISO_2_NYISO_J-K | NEISO | NYISO_J-K | Internal | Summer | B4 | 100 | 430 | 430 | 45.27 | 60.22 | 3 | 11.94
2030 | NEISO_2_NYISO_J-K | NEISO | NYISO_J-K | Internal | Summer | B5 | 200 | 430 | 430 | 44.86 | 58.34 | 3 | 10.48
2030 | NEISO_2_NYISO_J-K | NEISO | NYISO_J-K | Internal | Summer | B6 | 300 | 430 | 430 | 40.82 | 58.34 | 3 | 14.52
2030 | NEISO_2_NYISO_J-K | NEISO | NYISO_J-K | Internal | Summer | B7 | 400 | 430 | 430 | 40.82 | 58.34 | 3 | 14.52
2030 | NEISO_2_NYISO_J-K | NEISO | NYISO_J-K | Internal | Summer | B8 | 500 | 430 | 430 | 40.82 | 58.34 | 3 | 14.52
2030 | NEISO_2_NYISO_J-K | NEISO | NYISO_J-K | Internal | Summer | B9 | 800 | 430 | 430 | 40.82 | 45.14 | 3 | 1.32
2030 | NEISO_2_NYISO_J-K | NEISO | NYISO_J-K | Internal | Summer | B10 | 1262 | 430 | 430 | 40.82 | 45.11 | 3 | 1.3
2030 | NEISO_2_NYISO_J-K | NEISO | NYISO_J-K | Internal | Winter | B16 | 25 | 430 | 430 | 54.51 | 80.71 | 3 | 23.2
2030 | NEISO_2_NYISO_J-K | NEISO | NYISO_J-K | Internal | Winter | B17 | 100 | 430 | 430 | 54.51 | 64.6 | 3 | 7.09
2030 | NEISO_2_NYISO_J-K | NEISO | NYISO_J-K | Internal | Winter | B18 | 400 | 430 | 430 | 54.51 | 60.41 | 3 | 2.9
2030 | NEISO_2_NYISO_J-K | NEISO | NYISO_J-K | Internal | Winter | B19 | 700 | 430 | 430 | 54.51 | 60.41 | 3 | 2.9
2030 | NEISO_2_NYISO_J-K | NEISO | NYISO_J-K | Internal | Winter | B20 | 935 | 430 | 0 | 54.51 | 56.77 | 3 | 0
2030 | NonRTO_Midwest_2_MISO_IN | NonRTO_Midwest | MISO_IN | Internal | Shoulder | B11 | 25 | 4450 | 0 | 77.32 | 69.32 | 8 | 0
2030 | NonRTO_Midwest_2_MISO_IN | NonRTO_Midwest | MISO_IN | Internal | Shoulder | B12 | 200 | 4450 | 0 | 63.07 | 55.07 | 8 | 0
2030 | NonRTO_Midwest_2_MISO_IN | NonRTO_Midwest | MISO_IN | Internal | Shoulder | B13 | 600 | 4450 | 0 | 55.8 | 49.51 | 8 | 0
2030 | NonRTO_Midwest_2_MISO_IN | NonRTO_Midwest | MISO_IN | Internal | Shoulder | B14 | 900 | 4450 | 0 | 45.63 | 47.2 | 8 | 0
2030 | NonRTO_Midwest_2_MISO_IN | NonRTO_Midwest | MISO_IN | Internal | Shoulder | B15 | 1203 | 4450 | 0 | 41.45 | 44.09 | 8 | 0
2030 | NonRTO_Midwest_2_MISO_IN | NonRTO_Midwest | MISO_IN | Internal | Summer | B1 | 10 | 4450 | 0 | 80.48 | 78.3 | 8 | 0
2030 | NonRTO_Midwest_2_MISO_IN | NonRTO_Midwest | MISO_IN | Internal | Summer | B2 | 25 | 4450 | 0 | 80.48 | 76.78 | 8 | 0
2030 | NonRTO_Midwest_2_MISO_IN | NonRTO_Midwest | MISO_IN | Internal | Summer | B3 | 75 | 4450 | 0 | 80.48 | 74.99 | 8 | 0
2030 | NonRTO_Midwest_2_MISO_IN | NonRTO_Midwest | MISO_IN | Internal | Summer | B4 | 100 | 4450 | 0 | 79.9 | 71.9 | 8 | 0
2030 | NonRTO_Midwest_2_MISO_IN | NonRTO_Midwest | MISO_IN | Internal | Summer | B5 | 200 | 4450 | 0 | 75.83 | 67.83 | 8 | 0
2030 | NonRTO_Midwest_2_MISO_IN | NonRTO_Midwest | MISO_IN | Internal | Summer | B6 | 300 | 4450 | 0 | 64.55 | 56.55 | 8 | 0
2030 | NonRTO_Midwest_2_MISO_IN | NonRTO_Midwest | MISO_IN | Internal | Summer | B7 | 400 | 4450 | 0 | 46.24 | 47.86 | 8 | 0
2030 | NonRTO_Midwest_2_MISO_IN | NonRTO_Midwest | MISO_IN | Internal | Summer | B8 | 500 | 4450 | 0 | 44.84 | 44.11 | 8 | 0
2030 | NonRTO_Midwest_2_MISO_IN | NonRTO_Midwest | MISO_IN | Internal | Summer | B9 | 800 | 4450 | 0 | 43.4 | 43.16 | 8 | 0
2030 | NonRTO_Midwest_2_MISO_IN | NonRTO_Midwest | MISO_IN | Internal | Summer | B10 | 1262 | 4450 | 0 | 37.45 | 40.62 | 8 | 0
2030 | NonRTO_Midwest_2_MISO_IN | NonRTO_Midwest | MISO_IN | Internal | Winter | B16 | 25 | 4450 | 0 | 80.04 | 72.04 | 8 | 0
2030 | NonRTO_Midwest_2_MISO_IN | NonRTO_Midwest | MISO_IN | Internal | Winter | B17 | 100 | 4450 | 0 | 63.27 | 55.27 | 8 | 0
2030 | NonRTO_Midwest_2_MISO_IN | NonRTO_Midwest | MISO_IN | Internal | Winter | B18 | 400 | 4450 | 0 | 59.3 | 51.3 | 8 | 0
2030 | NonRTO_Midwest_2_MISO_IN | NonRTO_Midwest | MISO_IN | Internal | Winter | B19 | 700 | 4450 | 0 | 46.96 | 46.86 | 8 | 0
2030 | NonRTO_Midwest_2_MISO_IN | NonRTO_Midwest | MISO_IN | Internal | Winter | B20 | 935 | 4450 | 0 | 40.21 | 44.03 | 8 | 0
2030 | NonRTO_Midwest_2_TVA_Transmission | NonRTO_Midwest | TVA_Transmission | Internal | Shoulder | B11 | 25 | 2400 | 0 | 77.32 | 68.32 | 8 | 0
2030 | NonRTO_Midwest_2_TVA_Transmission | NonRTO_Midwest | TVA_Transmission | Internal | Shoulder | B12 | 200 | 2400 | 0 | 63.07 | 55.87 | 8 | 0
2030 | NonRTO_Midwest_2_TVA_Transmission | NonRTO_Midwest | TVA_Transmission | Internal | Shoulder | B13 | 600 | 2400 | 0 | 55.8 | 51.77 | 8 | 0
2030 | NonRTO_Midwest_2_TVA_Transmission | NonRTO_Midwest | TVA_Transmission | Internal | Shoulder | B14 | 900 | 2400 | 0 | 45.63 | 50.63 | 8 | 0
2030 | NonRTO_Midwest_2_TVA_Transmission | NonRTO_Midwest | TVA_Transmission | Internal | Shoulder | B15 | 1203 | 2400 | 338.02 | 41.45 | 49.45 | 8 | 0
2030 | NonRTO_Midwest_2_TVA_Transmission | NonRTO_Midwest | TVA_Transmission | Internal | Summer | B1 | 10 | 2400 | 0 | 80.48 | 82.32 | 8 | 0
2030 | NonRTO_Midwest_2_TVA_Transmission | NonRTO_Midwest | TVA_Transmission | Internal | Summer | B2 | 25 | 2400 | 0 | 80.48 | 79.9 | 8 | 0
2030 | NonRTO_Midwest_2_TVA_Transmission | NonRTO_Midwest | TVA_Transmission | Internal | Summer | B3 | 75 | 2400 | 0 | 80.48 | 78.81 | 8 | 0
2030 | NonRTO_Midwest_2_TVA_Transmission | NonRTO_Midwest | TVA_Transmission | Internal | Summer | B4 | 100 | 2400 | 0 | 79.9 | 75.9 | 8 | 0
2030 | NonRTO_Midwest_2_TVA_Transmission | NonRTO_Midwest | TVA_Transmission | Internal | Summer | B5 | 200 | 2400 | 0 | 75.83 | 71.82 | 8 | 0
2030 | NonRTO_Midwest_2_TVA_Transmission | NonRTO_Midwest | TVA_Transmission | Internal | Summer | B6 | 300 | 2400 | 0 | 64.55 | 59.61 | 8 | 0
2030 | NonRTO_Midwest_2_TVA_Transmission | NonRTO_Midwest | TVA_Transmission | Internal | Summer | B7 | 400 | 2400 | 0 | 46.24 | 50.16 | 8 | 0
2030 | NonRTO_Midwest_2_TVA_Transmission | NonRTO_Midwest | TVA_Transmission | Internal | Summer | B8 | 500 | 2400 | 0 | 44.84 | 48.82 | 8 | 0
2030 | NonRTO_Midwest_2_TVA_Transmission | NonRTO_Midwest | TVA_Transmission | Internal | Summer | B9 | 800 | 2400 | 0 | 43.4 | 47.26 | 8 | 0
2030 | NonRTO_Midwest_2_TVA_Transmission | NonRTO_Midwest | TVA_Transmission | Internal | Summer | B10 | 1262 | 2400 | 0 | 37.45 | 44.79 | 8 | 0
2030 | NonRTO_Midwest_2_TVA_Transmission | NonRTO_Midwest | TVA_Transmission | Internal | Winter | B16 | 25 | 2400 | 0 | 80.04 | 73.34 | 8 | 0
2030 | NonRTO_Midwest_2_TVA_Transmission | NonRTO_Midwest | TVA_Transmission | Internal | Winter | B17 | 100 | 2400 | 0 | 63.27 | 58.28 | 8 | 0
2030 | NonRTO_Midwest_2_TVA_Transmission | NonRTO_Midwest | TVA_Transmission | Internal | Winter | B18 | 400 | 2400 | 0 | 59.3 | 54.35 | 8 | 0
2030 | NonRTO_Midwest_2_TVA_Transmission | NonRTO_Midwest | TVA_Transmission | Internal | Winter | B19 | 700 | 2400 | 0 | 46.96 | 53.12 | 8 | 0
2030 | NonRTO_Midwest_2_TVA_Transmission | NonRTO_Midwest | TVA_Transmission | Internal | Winter | B20 | 935 | 2400 | 402.21 | 40.21 | 48.21 | 8 | 0
2030 | NYISO_A-F_2_IESO | NYISO_A-F | IESO | Internal | Shoulder | B11 | 25 | 1600 | 0 | 54.33 | 42.49 | 7 | 0
2030 | NYISO_A-F_2_IESO | NYISO_A-F | IESO | Internal | Shoulder | B12 | 200 | 1600 | 0 | 51.8 | 42.49 | 7 | 0
2030 | NYISO_A-F_2_IESO | NYISO_A-F | IESO | Internal | Shoulder | B13 | 600 | 1600 | 0 | 47.49 | 40.49 | 7 | 0
2030 | NYISO_A-F_2_IESO | NYISO_A-F | IESO | Internal | Shoulder | B14 | 900 | 1600 | 0 | 47.21 | 40.21 | 7 | 0
2030 | NYISO_A-F_2_IESO | NYISO_A-F | IESO | Internal | Shoulder | B15 | 1203 | 1600 | 0 | 47.21 | 40.21 | 7 | 0
2030 | NYISO_A-F_2_IESO | NYISO_A-F | IESO | Internal | Summer | B1 | 10 | 1600 | 0 | 68.33 | 71.32 | 7 | 0
2030 | NYISO_A-F_2_IESO | NYISO_A-F | IESO | Internal | Summer | B2 | 25 | 1600 | 0 | 68.23 | 69.8 | 7 | 0
2030 | NYISO_A-F_2_IESO | NYISO_A-F | IESO | Internal | Summer | B3 | 75 | 1600 | 0 | 62.52 | 55.52 | 7 | 0
2030 | NYISO_A-F_2_IESO | NYISO_A-F | IESO | Internal | Summer | B4 | 100 | 1600 | 0 | 60.19 | 53.19 | 7 | 0
2030 | NYISO_A-F_2_IESO | NYISO_A-F | IESO | Internal | Summer | B5 | 200 | 1600 | 0 | 55.46 | 45.17 | 7 | 0
2030 | NYISO_A-F_2_IESO | NYISO_A-F | IESO | Internal | Summer | B6 | 300 | 1600 | 0 | 52.17 | 45.17 | 7 | 0
2030 | NYISO_A-F_2_IESO | NYISO_A-F | IESO | Internal | Summer | B7 | 400 | 1600 | 0 | 47.88 | 40.88 | 7 | 0
2030 | NYISO_A-F_2_IESO | NYISO_A-F | IESO | Internal | Summer | B8 | 500 | 1600 | 0 | 45.88 | 38.11 | 7 | 0
2030 | NYISO_A-F_2_IESO | NYISO_A-F | IESO | Internal | Summer | B9 | 800 | 1600 | 0 | 45.11 | 38.11 | 7 | 0
2030 | NYISO_A-F_2_IESO | NYISO_A-F | IESO | Internal | Summer | B10 | 1262 | 1600 | 0 | 45.11 | 38.11 | 7 | 0
2030 | NYISO_A-F_2_IESO | NYISO_A-F | IESO | Internal | Winter | B16 | 25 | 1600 | 0 | 57.51 | 48.45 | 7 | 0
2030 | NYISO_A-F_2_IESO | NYISO_A-F | IESO | Internal | Winter | B17 | 100 | 1600 | 0 | 54.75 | 47.75 | 7 | 0
2030 | NYISO_A-F_2_IESO | NYISO_A-F | IESO | Internal | Winter | B18 | 400 | 1600 | 0 | 51.98 | 44.6 | 7 | 0
2030 | NYISO_A-F_2_IESO | NYISO_A-F | IESO | Internal | Winter | B19 | 700 | 1600 | 0 | 51.98 | 44.6 | 7 | 0
2030 | NYISO_A-F_2_IESO | NYISO_A-F | IESO | Internal | Winter | B20 | 935 | 1600 | 0 | 51.98 | 44.6 | 7 | 0
2030 | NYISO_A-F_2_NEISO | NYISO_A-F | NEISO | Internal | Shoulder | B11 | 25 | 600 | 0 | 54.33 | 44.17 | 3 | 0
2030 | NYISO_A-F_2_NEISO | NYISO_A-F | NEISO | Internal | Shoulder | B12 | 200 | 600 | 0 | 51.8 | 44.17 | 3 | 0
2030 | NYISO_A-F_2_NEISO | NYISO_A-F | NEISO | Internal | Shoulder | B13 | 600 | 600 | 0 | 47.49 | 44.17 | 3 | 0
2030 | NYISO_A-F_2_NEISO | NYISO_A-F | NEISO | Internal | Shoulder | B14 | 900 | 600 | 0 | 47.21 | 44.17 | 3 | 0
2030 | NYISO_A-F_2_NEISO | NYISO_A-F | NEISO | Internal | Shoulder | B15 | 1203 | 600 | 0 | 47.21 | 44.17 | 3 | 0
2030 | NYISO_A-F_2_NEISO | NYISO_A-F | NEISO | Internal | Summer | B1 | 10 | 600 | 0 | 68.33 | 67.63 | 3 | 0
2030 | NYISO_A-F_2_NEISO | NYISO_A-F | NEISO | Internal | Summer | B2 | 25 | 600 | 0 | 68.23 | 65.25 | 3 | 0
2030 | NYISO_A-F_2_NEISO | NYISO_A-F | NEISO | Internal | Summer | B3 | 75 | 600 | 0 | 62.52 | 59.52 | 3 | 0
2030 | NYISO_A-F_2_NEISO | NYISO_A-F | NEISO | Internal | Summer | B4 | 100 | 600 | 0 | 60.19 | 45.27 | 3 | 0
2030 | NYISO_A-F_2_NEISO | NYISO_A-F | NEISO | Internal | Summer | B5 | 200 | 600 | 0 | 55.46 | 44.86 | 3 | 0
2030 | NYISO_A-F_2_NEISO | NYISO_A-F | NEISO | Internal | Summer | B6 | 300 | 600 | 0 | 52.17 | 40.82 | 3 | 0
2030 | NYISO_A-F_2_NEISO | NYISO_A-F | NEISO | Internal | Summer | B7 | 400 | 600 | 0 | 47.88 | 40.82 | 3 | 0
2030 | NYISO_A-F_2_NEISO | NYISO_A-F | NEISO | Internal | Summer | B8 | 500 | 600 | 0 | 45.88 | 40.82 | 3 | 0
2030 | NYISO_A-F_2_NEISO | NYISO_A-F | NEISO | Internal | Summer | B9 | 800 | 600 | 0 | 45.11 | 40.82 | 3 | 0
2030 | NYISO_A-F_2_NEISO | NYISO_A-F | NEISO | Internal | Summer | B10 | 1262 | 600 | 0 | 45.11 | 40.82 | 3 | 0
2030 | NYISO_A-F_2_NEISO | NYISO_A-F | NEISO | Internal | Winter | B16 | 25 | 600 | 0 | 57.51 | 54.51 | 3 | 0
2030 | NYISO_A-F_2_NEISO | NYISO_A-F | NEISO | Internal | Winter | B17 | 100 | 600 | 0 | 54.75 | 54.51 | 3 | 0
2030 | NYISO_A-F_2_NEISO | NYISO_A-F | NEISO | Internal | Winter | B18 | 400 | 600 | 0 | 51.98 | 54.51 | 3 | 0
2030 | NYISO_A-F_2_NEISO | NYISO_A-F | NEISO | Internal | Winter | B19 | 700 | 600 | 0 | 51.98 | 54.51 | 3 | 0
2030 | NYISO_A-F_2_NEISO | NYISO_A-F | NEISO | Internal | Winter | B20 | 935 | 600 | 0 | 51.98 | 54.51 | 3 | 0
2030 | NYISO_A-F_2_NYISO_G-I | NYISO_A-F | NYISO_G-I | Internal | Shoulder | B11 | 25 | 4250 | 4186 | 54.33 | 54.34 | 0.01 | 0
2030 | NYISO_A-F_2_NYISO_G-I | NYISO_A-F | NYISO_G-I | Internal | Shoulder | B12 | 200 | 4250 | 3910.28 | 51.8 | 51.81 | 0.01 | 0
2030 | NYISO_A-F_2_NYISO_G-I | NYISO_A-F | NYISO_G-I | Internal | Shoulder | B13 | 600 | 4250 | 3875.52 | 47.49 | 47.51 | 0.01 | 0
2030 | NYISO_A-F_2_NYISO_G-I | NYISO_A-F | NYISO_G-I | Internal | Shoulder | B14 | 900 | 4250 | 3656.76 | 47.21 | 47.23 | 0.01 | 0
2030 | NYISO_A-F_2_NYISO_G-I | NYISO_A-F | NYISO_G-I | Internal | Shoulder | B15 | 1203 | 4250 | 1117.51 | 47.21 | 47.23 | 0.01 | 0
2030 | NYISO_A-F_2_NYISO_G-I | NYISO_A-F | NYISO_G-I | Internal | Summer | B1 | 10 | 4250 | 3136.61 | 68.33 | 68.34 | 0.01 | 0
2030 | NYISO_A-F_2_NYISO_G-I | NYISO_A-F | NYISO_G-I | Internal | Summer | B2 | 25 | 4250 | 3195.52 | 68.23 | 68.24 | 0.01 | 0
2030 | NYISO_A-F_2_NYISO_G-I | NYISO_A-F | NYISO_G-I | Internal | Summer | B3 | 75 | 4250 | 2885.27 | 62.52 | 62.54 | 0.01 | 0
2030 | NYISO_A-F_2_NYISO_G-I | NYISO_A-F | NYISO_G-I | Internal | Summer | B4 | 100 | 4250 | 3384.65 | 60.19 | 60.2 | 0.01 | 0
2030 | NYISO_A-F_2_NYISO_G-I | NYISO_A-F | NYISO_G-I | Internal | Summer | B5 | 200 | 4250 | 4250 | 55.46 | 57.84 | 0.01 | 2.37
2030 | NYISO_A-F_2_NYISO_G-I | NYISO_A-F | NYISO_G-I | Internal | Summer | B6 | 300 | 4250 | 3836.36 | 52.17 | 52.18 | 0.01 | 0
2030 | NYISO_A-F_2_NYISO_G-I | NYISO_A-F | NYISO_G-I | Internal | Summer | B7 | 400 | 4250 | 3611.95 | 47.88 | 47.89 | 0.01 | 0
2030 | NYISO_A-F_2_NYISO_G-I | NYISO_A-F | NYISO_G-I | Internal | Summer | B8 | 500 | 4250 | 3448.22 | 45.88 | 45.89 | 0.01 | 0
2030 | NYISO_A-F_2_NYISO_G-I | NYISO_A-F | NYISO_G-I | Internal | Summer | B9 | 800 | 4250 | 2552.2 | 45.11 | 45.13 | 0.01 | 0
2030 | NYISO_A-F_2_NYISO_G-I | NYISO_A-F | NYISO_G-I | Internal | Summer | B10 | 1262 | 4250 | 0 | 45.11 | 45.1 | 0.01 | 0
2030 | NYISO_A-F_2_NYISO_G-I | NYISO_A-F | NYISO_G-I | Internal | Winter | B16 | 25 | 4250 | 4250 | 57.51 | 62.06 | 0.01 | 4.54
2030 | NYISO_A-F_2_NYISO_G-I | NYISO_A-F | NYISO_G-I | Internal | Winter | B17 | 100 | 4250 | 4250 | 54.75 | 57.51 | 0.01 | 2.75
2030 | NYISO_A-F_2_NYISO_G-I | NYISO_A-F | NYISO_G-I | Internal | Winter | B18 | 400 | 4250 | 4250 | 51.98 | 57.51 | 0.01 | 5.52
2030 | NYISO_A-F_2_NYISO_G-I | NYISO_A-F | NYISO_G-I | Internal | Winter | B19 | 700 | 4250 | 4250 | 51.98 | 56.98 | 0.01 | 4.99
2030 | NYISO_A-F_2_NYISO_G-I | NYISO_A-F | NYISO_G-I | Internal | Winter | B20 | 935 | 4250 | 4187.58 | 51.98 | 51.99 | 0.01 | 0
2030 | NYISO_A-F_2_PJM_ROM | NYISO_A-F | PJM_ROM | Internal | Shoulder | B11 | 25 | 1000 | 784.34 | 54.33 | 62.33 | 8 | 0
2030 | NYISO_A-F_2_PJM_ROM | NYISO_A-F | PJM_ROM | Internal | Shoulder | B12 | 200 | 1000 | 0 | 51.8 | 53.09 | 8 | 0
2030 | NYISO_A-F_2_PJM_ROM | NYISO_A-F | PJM_ROM | Internal | Shoulder | B13 | 600 | 1000 | 0 | 47.49 | 47.75 | 8 | 0
2030 | NYISO_A-F_2_PJM_ROM | NYISO_A-F | PJM_ROM | Internal | Shoulder | B14 | 900 | 1000 | 0 | 47.21 | 46.78 | 8 | 0
2030 | NYISO_A-F_2_PJM_ROM | NYISO_A-F | PJM_ROM | Internal | Shoulder | B15 | 1203 | 1000 | 0 | 47.21 | 43.7 | 8 | 0
2030 | NYISO_A-F_2_PJM_ROM | NYISO_A-F | PJM_ROM | Internal | Summer | B1 | 10 | 1000 | 502.85 | 68.33 | 76.33 | 8 | 0
2030 | NYISO_A-F_2_PJM_ROM | NYISO_A-F | PJM_ROM | Internal | Summer | B2 | 25 | 1000 | 19.03 | 68.23 | 76.23 | 8 | 0
2030 | NYISO_A-F_2_PJM_ROM | NYISO_A-F | PJM_ROM | Internal | Summer | B3 | 75 | 1000 | 1000 | 62.52 | 73.01 | 8 | 2.48
2030 | NYISO_A-F_2_PJM_ROM | NYISO_A-F | PJM_ROM | Internal | Summer | B4 | 100 | 1000 | 1000 | 60.19 | 69.89 | 8 | 1.7
2030 | NYISO_A-F_2_PJM_ROM | NYISO_A-F | PJM_ROM | Internal | Summer | B5 | 200 | 1000 | 1000 | 55.46 | 65.83 | 8 | 2.37
2030 | NYISO_A-F_2_PJM_ROM | NYISO_A-F | PJM_ROM | Internal | Summer | B6 | 300 | 1000 | 0 | 52.17 | 54.56 | 8 | 0
2030 | NYISO_A-F_2_PJM_ROM | NYISO_A-F | PJM_ROM | Internal | Summer | B7 | 400 | 1000 | 0 | 47.88 | 45.89 | 8 | 0
2030 | NYISO_A-F_2_PJM_ROM | NYISO_A-F | PJM_ROM | Internal | Summer | B8 | 500 | 1000 | 0 | 45.88 | 44.83 | 8 | 0
2030 | NYISO_A-F_2_PJM_ROM | NYISO_A-F | PJM_ROM | Internal | Summer | B9 | 800 | 1000 | 0 | 45.11 | 41.47 | 8 | 0
2030 | NYISO_A-F_2_PJM_ROM | NYISO_A-F | PJM_ROM | Internal | Summer | B10 | 1262 | 1000 | 0 | 45.11 | 40.66 | 8 | 0
2030 | NYISO_A-F_2_PJM_ROM | NYISO_A-F | PJM_ROM | Internal | Winter | B16 | 25 | 1000 | 1000 | 57.51 | 70.05 | 8 | 4.54
2030 | NYISO_A-F_2_PJM_ROM | NYISO_A-F | PJM_ROM | Internal | Winter | B17 | 100 | 1000 | 0 | 54.75 | 57.27 | 8 | 0
2030 | NYISO_A-F_2_PJM_ROM | NYISO_A-F | PJM_ROM | Internal | Winter | B18 | 400 | 1000 | 0 | 51.98 | 53.63 | 8 | 0
2030 | NYISO_A-F_2_PJM_ROM | NYISO_A-F | PJM_ROM | Internal | Winter | B19 | 700 | 1000 | 0 | 51.98 | 52.39 | 8 | 0
2030 | NYISO_A-F_2_PJM_ROM | NYISO_A-F | PJM_ROM | Internal | Winter | B20 | 935 | 1000 | 0 | 51.98 | 45.98 | 8 | 0
2030 | NYISO_G-I_2_NEISO | NYISO_G-I | NEISO | Internal | Shoulder | B11 | 25 | 600 | 0 | 54.34 | 44.17 | 3 | 0
2030 | NYISO_G-I_2_NEISO | NYISO_G-I | NEISO | Internal | Shoulder | B12 | 200 | 600 | 0 | 51.81 | 44.17 | 3 | 0
2030 | NYISO_G-I_2_NEISO | NYISO_G-I | NEISO | Internal | Shoulder | B13 | 600 | 600 | 0 | 47.51 | 44.17 | 3 | 0
2030 | NYISO_G-I_2_NEISO | NYISO_G-I | NEISO | Internal | Shoulder | B14 | 900 | 600 | 0 | 47.23 | 44.17 | 3 | 0
2030 | NYISO_G-I_2_NEISO | NYISO_G-I | NEISO | Internal | Shoulder | B15 | 1203 | 600 | 0 | 47.23 | 44.17 | 3 | 0
2030 | NYISO_G-I_2_NEISO | NYISO_G-I | NEISO | Internal | Summer | B1 | 10 | 600 | 0 | 68.34 | 67.63 | 3 | 0
2030 | NYISO_G-I_2_NEISO | NYISO_G-I | NEISO | Internal | Summer | B2 | 25 | 600 | 0 | 68.24 | 65.25 | 3 | 0
2030 | NYISO_G-I_2_NEISO | NYISO_G-I | NEISO | Internal | Summer | B3 | 75 | 600 | 0 | 62.54 | 59.52 | 3 | 0
2030 | NYISO_G-I_2_NEISO | NYISO_G-I | NEISO | Internal | Summer | B4 | 100 | 600 | 0 | 60.2 | 45.27 | 3 | 0
2030 | NYISO_G-I_2_NEISO | NYISO_G-I | NEISO | Internal | Summer | B5 | 200 | 600 | 0 | 57.84 | 44.86 | 3 | 0
2030 | NYISO_G-I_2_NEISO | NYISO_G-I | NEISO | Internal | Summer | B6 | 300 | 600 | 0 | 52.18 | 40.82 | 3 | 0
2030 | NYISO_G-I_2_NEISO | NYISO_G-I | NEISO | Internal | Summer | B7 | 400 | 600 | 0 | 47.89 | 40.82 | 3 | 0
2030 | NYISO_G-I_2_NEISO | NYISO_G-I | NEISO | Internal | Summer | B8 | 500 | 600 | 0 | 45.89 | 40.82 | 3 | 0
2030 | NYISO_G-I_2_NEISO | NYISO_G-I | NEISO | Internal | Summer | B9 | 800 | 600 | 0 | 45.13 | 40.82 | 3 | 0
2030 | NYISO_G-I_2_NEISO | NYISO_G-I | NEISO | Internal | Summer | B10 | 1262 | 600 | 0 | 45.1 | 40.82 | 3 | 0
2030 | NYISO_G-I_2_NEISO | NYISO_G-I | NEISO | Internal | Winter | B16 | 25 | 600 | 0 | 62.06 | 54.51 | 3 | 0
2030 | NYISO_G-I_2_NEISO | NYISO_G-I | NEISO | Internal | Winter | B17 | 100 | 600 | 0 | 57.51 | 54.51 | 3 | 0
2030 | NYISO_G-I_2_NEISO | NYISO_G-I | NEISO | Internal | Winter | B18 | 400 | 600 | 0 | 57.51 | 54.51 | 3 | 0
2030 | NYISO_G-I_2_NEISO | NYISO_G-I | NEISO | Internal | Winter | B19 | 700 | 600 | 0 | 56.98 | 54.51 | 3 | 0
2030 | NYISO_G-I_2_NEISO | NYISO_G-I | NEISO | Internal | Winter | B20 | 935 | 600 | 0 | 51.99 | 54.51 | 3 | 0
2030 | NYISO_G-I_2_NYISO_A-F | NYISO_G-I | NYISO_A-F | Internal | Shoulder | B11 | 25 | 1999 | 0.26 | 54.34 | 54.33 | 0.01 | 0
2030 | NYISO_G-I_2_NYISO_A-F | NYISO_G-I | NYISO_A-F | Internal | Shoulder | B12 | 200 | 1999 | 0.04 | 51.81 | 51.8 | 0.01 | 0
2030 | NYISO_G-I_2_NYISO_A-F | NYISO_G-I | NYISO_A-F | Internal | Shoulder | B13 | 600 | 1999 | 0.01 | 47.51 | 47.49 | 0.01 | 0
2030 | NYISO_G-I_2_NYISO_A-F | NYISO_G-I | NYISO_A-F | Internal | Shoulder | B14 | 900 | 1999 | 0 | 47.23 | 47.21 | 0.01 | 0
2030 | NYISO_G-I_2_NYISO_A-F | NYISO_G-I | NYISO_A-F | Internal | Shoulder | B15 | 1203 | 1999 | 0 | 47.23 | 47.21 | 0.01 | 0
2030 | NYISO_G-I_2_NYISO_A-F | NYISO_G-I | NYISO_A-F | Internal | Summer | B1 | 10 | 1999 | 0.71 | 68.34 | 68.33 | 0.01 | 0
2030 | NYISO_G-I_2_NYISO_A-F | NYISO_G-I | NYISO_A-F | Internal | Summer | B2 | 25 | 1999 | 0.29 | 68.24 | 68.23 | 0.01 | 0
2030 | NYISO_G-I_2_NYISO_A-F | NYISO_G-I | NYISO_A-F | Internal | Summer | B3 | 75 | 1999 | 0.1 | 62.54 | 62.52 | 0.01 | 0
2030 | NYISO_G-I_2_NYISO_A-F | NYISO_G-I | NYISO_A-F | Internal | Summer | B4 | 100 | 1999 | 0.07 | 60.2 | 60.19 | 0.01 | 0
2030 | NYISO_G-I_2_NYISO_A-F | NYISO_G-I | NYISO_A-F | Internal | Summer | B5 | 200 | 1999 | 0 | 57.84 | 55.46 | 0.01 | 0
2030 | NYISO_G-I_2_NYISO_A-F | NYISO_G-I | NYISO_A-F | Internal | Summer | B6 | 300 | 1999 | 0.02 | 52.18 | 52.17 | 0.01 | 0
2030 | NYISO_G-I_2_NYISO_A-F | NYISO_G-I | NYISO_A-F | Internal | Summer | B7 | 400 | 1999 | 0.02 | 47.89 | 47.88 | 0.01 | 0
2030 | NYISO_G-I_2_NYISO_A-F | NYISO_G-I | NYISO_A-F | Internal | Summer | B8 | 500 | 1999 | 0.01 | 45.89 | 45.88 | 0.01 | 0
2030 | NYISO_G-I_2_NYISO_A-F | NYISO_G-I | NYISO_A-F | Internal | Summer | B9 | 800 | 1999 | 0 | 45.13 | 45.11 | 0.01 | 0
2030 | NYISO_G-I_2_NYISO_A-F | NYISO_G-I | NYISO_A-F | Internal | Summer | B10 | 1262 | 1999 | 147.45 | 45.1 | 45.11 | 0.01 | 0
2030 | NYISO_G-I_2_NYISO_A-F | NYISO_G-I | NYISO_A-F | Internal | Winter | B16 | 25 | 1999 | 0 | 62.06 | 57.51 | 0.01 | 0
2030 | NYISO_G-I_2_NYISO_A-F | NYISO_G-I | NYISO_A-F | Internal | Winter | B17 | 100 | 1999 | 0 | 57.51 | 54.75 | 0.01 | 0
2030 | NYISO_G-I_2_NYISO_A-F | NYISO_G-I | NYISO_A-F | Internal | Winter | B18 | 400 | 1999 | 0 | 57.51 | 51.98 | 0.01 | 0
2030 | NYISO_G-I_2_NYISO_A-F | NYISO_G-I | NYISO_A-F | Internal | Winter | B19 | 700 | 1999 | 0 | 56.98 | 51.98 | 0.01 | 0
2030 | NYISO_G-I_2_NYISO_A-F | NYISO_G-I | NYISO_A-F | Internal | Winter | B20 | 935 | 1999 | 0 | 51.99 | 51.98 | 0.01 | 0
2030 | NYISO_G-I_2_NYISO_J-K | NYISO_G-I | NYISO_J-K | Internal | Shoulder | B11 | 25 | 6130 | 6130 | 54.34 | 63.31 | 0.01 | 8.96
2030 | NYISO_G-I_2_NYISO_J-K | NYISO_G-I | NYISO_J-K | Internal | Shoulder | B12 | 200 | 6130 | 5931.3 | 51.81 | 51.82 | 0.01 | 0
2030 | NYISO_G-I_2_NYISO_J-K | NYISO_G-I | NYISO_J-K | Internal | Shoulder | B13 | 600 | 6130 | 6026.2 | 47.51 | 47.52 | 0.01 | 0
2030 | NYISO_G-I_2_NYISO_J-K | NYISO_G-I | NYISO_J-K | Internal | Shoulder | B14 | 900 | 6130 | 5991.62 | 47.23 | 47.24 | 0.01 | 0
2030 | NYISO_G-I_2_NYISO_J-K | NYISO_G-I | NYISO_J-K | Internal | Shoulder | B15 | 1203 | 6130 | 3965.59 | 47.23 | 47.24 | 0.01 | 0
2030 | NYISO_G-I_2_NYISO_J-K | NYISO_G-I | NYISO_J-K | Internal | Summer | B1 | 10 | 6130 | 3452.78 | 68.34 | 68.35 | 0.01 | 0
2030 | NYISO_G-I_2_NYISO_J-K | NYISO_G-I | NYISO_J-K | Internal | Summer | B2 | 25 | 6130 | 4326.49 | 68.24 | 68.25 | 0.01 | 0
2030 | NYISO_G-I_2_NYISO_J-K | NYISO_G-I | NYISO_J-K | Internal | Summer | B3 | 75 | 6130 | 3616.34 | 62.54 | 62.55 | 0.01 | 0
2030 | NYISO_G-I_2_NYISO_J-K | NYISO_G-I | NYISO_J-K | Internal | Summer | B4 | 100 | 6130 | 3785.73 | 60.2 | 60.22 | 0.01 | 0
2030 | NYISO_G-I_2_NYISO_J-K | NYISO_G-I | NYISO_J-K | Internal | Summer | B5 | 200 | 6130 | 6130 | 57.84 | 58.34 | 0.01 | 0.48
2030 | NYISO_G-I_2_NYISO_J-K | NYISO_G-I | NYISO_J-K | Internal | Summer | B6 | 300 | 6130 | 6130 | 52.18 | 58.34 | 0.01 | 6.15
2030 | NYISO_G-I_2_NYISO_J-K | NYISO_G-I | NYISO_J-K | Internal | Summer | B7 | 400 | 6130 | 6130 | 47.89 | 58.34 | 0.01 | 10.44
2030 | NYISO_G-I_2_NYISO_J-K | NYISO_G-I | NYISO_J-K | Internal | Summer | B8 | 500 | 6130 | 6130 | 45.89 | 58.34 | 0.01 | 12.43
2030 | NYISO_G-I_2_NYISO_J-K | NYISO_G-I | NYISO_J-K | Internal | Summer | B9 | 800 | 6130 | 5481.97 | 45.13 | 45.14 | 0.01 | 0
2030 | NYISO_G-I_2_NYISO_J-K | NYISO_G-I | NYISO_J-K | Internal | Summer | B10 | 1262 | 6130 | 3320.9 | 45.1 | 45.11 | 0.01 | 0
2030 | NYISO_G-I_2_NYISO_J-K | NYISO_G-I | NYISO_J-K | Internal | Winter | B16 | 25 | 6130 | 6130 | 62.06 | 80.71 | 0.01 | 18.64
2030 | NYISO_G-I_2_NYISO_J-K | NYISO_G-I | NYISO_J-K | Internal | Winter | B17 | 100 | 6130 | 6130 | 57.51 | 64.6 | 0.01 | 7.08
2030 | NYISO_G-I_2_NYISO_J-K | NYISO_G-I | NYISO_J-K | Internal | Winter | B18 | 400 | 6130 | 6130 | 57.51 | 60.41 | 0.01 | 2.89
2030 | NYISO_G-I_2_NYISO_J-K | NYISO_G-I | NYISO_J-K | Internal | Winter | B19 | 700 | 6130 | 6130 | 56.98 | 60.41 | 0.01 | 3.42
2030 | NYISO_G-I_2_NYISO_J-K | NYISO_G-I | NYISO_J-K | Internal | Winter | B20 | 935 | 6130 | 6130 | 51.99 | 56.77 | 0.01 | 4.77
2030 | NYISO_G-I_2_PJM_E | NYISO_G-I | PJM_E | Internal | Shoulder | B11 | 25 | 1500 | 0.26 | 54.34 | 62.32 | 8 | 0
2030 | NYISO_G-I_2_PJM_E | NYISO_G-I | PJM_E | Internal | Shoulder | B12 | 200 | 1500 | 0 | 51.81 | 53.08 | 8 | 0
2030 | NYISO_G-I_2_PJM_E | NYISO_G-I | PJM_E | Internal | Shoulder | B13 | 600 | 1500 | 0 | 47.51 | 47.76 | 8 | 0
2030 | NYISO_G-I_2_PJM_E | NYISO_G-I | PJM_E | Internal | Shoulder | B14 | 900 | 1500 | 0 | 47.23 | 46.79 | 8 | 0
2030 | NYISO_G-I_2_PJM_E | NYISO_G-I | PJM_E | Internal | Shoulder | B15 | 1203 | 1500 | 0 | 47.23 | 43.72 | 8 | 0
2030 | NYISO_G-I_2_PJM_E | NYISO_G-I | PJM_E | Internal | Summer | B1 | 10 | 1500 | 644.53 | 68.34 | 76.34 | 8 | 0
2030 | NYISO_G-I_2_PJM_E | NYISO_G-I | PJM_E | Internal | Summer | B2 | 25 | 1500 | 19.01 | 68.24 | 76.24 | 8 | 0
2030 | NYISO_G-I_2_PJM_E | NYISO_G-I | PJM_E | Internal | Summer | B3 | 75 | 1500 | 1500 | 62.54 | 73 | 8 | 2.46
2030 | NYISO_G-I_2_PJM_E | NYISO_G-I | PJM_E | Internal | Summer | B4 | 100 | 1500 | 1500 | 60.2 | 69.88 | 8 | 1.67
2030 | NYISO_G-I_2_PJM_E | NYISO_G-I | PJM_E | Internal | Summer | B5 | 200 | 1500 | 182.89 | 57.84 | 65.84 | 8 | 0
2030 | NYISO_G-I_2_PJM_E | NYISO_G-I | PJM_E | Internal | Summer | B6 | 300 | 1500 | 0 | 52.18 | 54.58 | 8 | 0
2030 | NYISO_G-I_2_PJM_E | NYISO_G-I | PJM_E | Internal | Summer | B7 | 400 | 1500 | 0 | 47.89 | 45.9 | 8 | 0
2030 | NYISO_G-I_2_PJM_E | NYISO_G-I | PJM_E | Internal | Summer | B8 | 500 | 1500 | 0 | 45.89 | 44.84 | 8 | 0
2030 | NYISO_G-I_2_PJM_E | NYISO_G-I | PJM_E | Internal | Summer | B9 | 800 | 1500 | 0 | 45.13 | 41.49 | 8 | 0
2030 | NYISO_G-I_2_PJM_E | NYISO_G-I | PJM_E | Internal | Summer | B10 | 1262 | 1500 | 0 | 45.1 | 40.67 | 8 | 0
2030 | NYISO_G-I_2_PJM_E | NYISO_G-I | PJM_E | Internal | Winter | B16 | 25 | 1500 | 172.92 | 62.06 | 70.06 | 8 | 0
2030 | NYISO_G-I_2_PJM_E | NYISO_G-I | PJM_E | Internal | Winter | B17 | 100 | 1500 | 0 | 57.51 | 57.28 | 8 | 0
2030 | NYISO_G-I_2_PJM_E | NYISO_G-I | PJM_E | Internal | Winter | B18 | 400 | 1500 | 0 | 57.51 | 53.64 | 8 | 0
2030 | NYISO_G-I_2_PJM_E | NYISO_G-I | PJM_E | Internal | Winter | B19 | 700 | 1500 | 0 | 56.98 | 52.4 | 8 | 0
2030 | NYISO_G-I_2_PJM_E | NYISO_G-I | PJM_E | Internal | Winter | B20 | 935 | 1500 | 0 | 51.99 | 45.99 | 8 | 0
2030 | NYISO_J-K_2_NEISO | NYISO_J-K | NEISO | Internal | Shoulder | B11 | 25 | 0.01 | 0 | 63.31 | 44.17 | 3 | 0.66
2030 | NYISO_J-K_2_NEISO | NYISO_J-K | NEISO | Internal | Shoulder | B12 | 200 | 0.01 | 0 | 51.82 | 44.17 | 3 | 0.09
2030 | NYISO_J-K_2_NEISO | NYISO_J-K | NEISO | Internal | Shoulder | B13 | 600 | 0.01 | 0 | 47.52 | 44.17 | 3 | 0.03
2030 | NYISO_J-K_2_NEISO | NYISO_J-K | NEISO | Internal | Shoulder | B14 | 900 | 0.01 | 0 | 47.24 | 44.17 | 3 | 0.02
2030 | NYISO_J-K_2_NEISO | NYISO_J-K | NEISO | Internal | Shoulder | B15 | 1203 | 0.01 | 0 | 47.24 | 44.17 | 3 | 0.02
2030 | NYISO_J-K_2_NEISO | NYISO_J-K | NEISO | Internal | Summer | B1 | 10 | 0.01 | 0 | 68.35 | 67.63 | 3 | 1.68
2030 | NYISO_J-K_2_NEISO | NYISO_J-K | NEISO | Internal | Summer | B2 | 25 | 0.01 | 0 | 68.25 | 65.25 | 3 | 0.72
2030 | NYISO_J-K_2_NEISO | NYISO_J-K | NEISO | Internal | Summer | B3 | 75 | 0.01 | 0 | 62.55 | 59.52 | 3 | 0.25
2030 | NYISO_J-K_2_NEISO | NYISO_J-K | NEISO | Internal | Summer | B4 | 100 | 0.01 | 0 | 60.22 | 45.27 | 3 | 0.17
2030 | NYISO_J-K_2_NEISO | NYISO_J-K | NEISO | Internal | Summer | B5 | 200 | 0.01 | 0 | 58.34 | 44.86 | 3 | 0.09
2030 | NYISO_J-K_2_NEISO | NYISO_J-K | NEISO | Internal | Summer | B6 | 300 | 0.01 | 0 | 58.34 | 40.82 | 3 | 0.06
2030 | NYISO_J-K_2_NEISO | NYISO_J-K | NEISO | Internal | Summer | B7 | 400 | 0.01 | 0 | 58.34 | 40.82 | 3 | 0.04
2030 | NYISO_J-K_2_NEISO | NYISO_J-K | NEISO | Internal | Summer | B8 | 500 | 0.01 | 0 | 58.34 | 40.82 | 3 | 0.03
2030 | NYISO_J-K_2_NEISO | NYISO_J-K | NEISO | Internal | Summer | B9 | 800 | 0.01 | 0 | 45.14 | 40.82 | 3 | 0.02
2030 | NYISO_J-K_2_NEISO | NYISO_J-K | NEISO | Internal | Summer | B10 | 1262 | 0.01 | 0 | 45.11 | 40.82 | 3 | 0.01
2030 | NYISO_J-K_2_NEISO | NYISO_J-K | NEISO | Internal | Winter | B16 | 25 | 0.01 | 0 | 80.71 | 54.51 | 3 | 0.64
2030 | NYISO_J-K_2_NEISO | NYISO_J-K | NEISO | Internal | Winter | B17 | 100 | 0.01 | 0 | 64.6 | 54.51 | 3 | 0.18
2030 | NYISO_J-K_2_NEISO | NYISO_J-K | NEISO | Internal | Winter | B18 | 400 | 0.01 | 0 | 60.41 | 54.51 | 3 | 0.05
2030 | NYISO_J-K_2_NEISO | NYISO_J-K | NEISO | Internal | Winter | B19 | 700 | 0.01 | 0 | 60.41 | 54.51 | 3 | 0.03
2030 | NYISO_J-K_2_NEISO | NYISO_J-K | NEISO | Internal | Winter | B20 | 935 | 0.01 | 0 | 56.77 | 54.51 | 3 | 0.02
2030 | NYISO_J-K_2_NYISO_G-I | NYISO_J-K | NYISO_G-I | Internal | Shoulder | B11 | 25 | 1999 | 0 | 63.31 | 54.34 | 0.01 | 0
2030 | NYISO_J-K_2_NYISO_G-I | NYISO_J-K | NYISO_G-I | Internal | Shoulder | B12 | 200 | 1999 | 0.04 | 51.82 | 51.81 | 0.01 | 0
2030 | NYISO_J-K_2_NYISO_G-I | NYISO_J-K | NYISO_G-I | Internal | Shoulder | B13 | 600 | 1999 | 0.01 | 47.52 | 47.51 | 0.01 | 0
2030 | NYISO_J-K_2_NYISO_G-I | NYISO_J-K | NYISO_G-I | Internal | Shoulder | B14 | 900 | 1999 | 0 | 47.24 | 47.23 | 0.01 | 0
2030 | NYISO_J-K_2_NYISO_G-I | NYISO_J-K | NYISO_G-I | Internal | Shoulder | B15 | 1203 | 1999 | 0 | 47.24 | 47.23 | 0.01 | 0
2030 | NYISO_J-K_2_NYISO_G-I | NYISO_J-K | NYISO_G-I | Internal | Summer | B1 | 10 | 1999 | 0.71 | 68.35 | 68.34 | 0.01 | 0
2030 | NYISO_J-K_2_NYISO_G-I | NYISO_J-K | NYISO_G-I | Internal | Summer | B2 | 25 | 1999 | 0.29 | 68.25 | 68.24 | 0.01 | 0
2030 | NYISO_J-K_2_NYISO_G-I | NYISO_J-K | NYISO_G-I | Internal | Summer | B3 | 75 | 1999 | 0.1 | 62.55 | 62.54 | 0.01 | 0
2030 | NYISO_J-K_2_NYISO_G-I | NYISO_J-K | NYISO_G-I | Internal | Summer | B4 | 100 | 1999 | 0.07 | 60.22 | 60.2 | 0.01 | 0
2030 | NYISO_J-K_2_NYISO_G-I | NYISO_J-K | NYISO_G-I | Internal | Summer | B5 | 200 | 1999 | 0 | 58.34 | 57.84 | 0.01 | 0
2030 | NYISO_J-K_2_NYISO_G-I | NYISO_J-K | NYISO_G-I | Internal | Summer | B6 | 300 | 1999 | 0 | 58.34 | 52.18 | 0.01 | 0
2030 | NYISO_J-K_2_NYISO_G-I | NYISO_J-K | NYISO_G-I | Internal | Summer | B7 | 400 | 1999 | 0 | 58.34 | 47.89 | 0.01 | 0
2030 | NYISO_J-K_2_NYISO_G-I | NYISO_J-K | NYISO_G-I | Internal | Summer | B8 | 500 | 1999 | 0 | 58.34 | 45.89 | 0.01 | 0
2030 | NYISO_J-K_2_NYISO_G-I | NYISO_J-K | NYISO_G-I | Internal | Summer | B9 | 800 | 1999 | 0 | 45.14 | 45.13 | 0.01 | 0
2030 | NYISO_J-K_2_NYISO_G-I | NYISO_J-K | NYISO_G-I | Internal | Summer | B10 | 1262 | 1999 | 0 | 45.11 | 45.1 | 0.01 | 0
2030 | NYISO_J-K_2_NYISO_G-I | NYISO_J-K | NYISO_G-I | Internal | Winter | B16 | 25 | 1999 | 0 | 80.71 | 62.06 | 0.01 | 0
2030 | NYISO_J-K_2_NYISO_G-I | NYISO_J-K | NYISO_G-I | Internal | Winter | B17 | 100 | 1999 | 0 | 64.6 | 57.51 | 0.01 | 0
2030 | NYISO_J-K_2_NYISO_G-I | NYISO_J-K | NYISO_G-I | Internal | Winter | B18 | 400 | 1999 | 0 | 60.41 | 57.51 | 0.01 | 0
2030 | NYISO_J-K_2_NYISO_G-I | NYISO_J-K | NYISO_G-I | Internal | Winter | B19 | 700 | 1999 | 0 | 60.41 | 56.98 | 0.01 | 0
2030 | NYISO_J-K_2_NYISO_G-I | NYISO_J-K | NYISO_G-I | Internal | Winter | B20 | 935 | 1999 | 0 | 56.77 | 51.99 | 0.01 | 0
2030 | NYISO_J-K_2_PJM_E | NYISO_J-K | PJM_E | Internal | Shoulder | B11 | 25 | 0.01 | 0 | 63.31 | 62.32 | 8 | 0.71
2030 | NYISO_J-K_2_PJM_E | NYISO_J-K | PJM_E | Internal | Shoulder | B12 | 200 | 0.01 | 0 | 51.82 | 53.08 | 8 | 0.09
2030 | NYISO_J-K_2_PJM_E | NYISO_J-K | PJM_E | Internal | Shoulder | B13 | 600 | 0.01 | 0 | 47.52 | 47.76 | 8 | 0.03
2030 | NYISO_J-K_2_PJM_E | NYISO_J-K | PJM_E | Internal | Shoulder | B14 | 900 | 0.01 | 0 | 47.24 | 46.79 | 8 | 0.02
2030 | NYISO_J-K_2_PJM_E | NYISO_J-K | PJM_E | Internal | Shoulder | B15 | 1203 | 0.01 | 0 | 47.24 | 43.72 | 8 | 0.01
2030 | NYISO_J-K_2_PJM_E | NYISO_J-K | PJM_E | Internal | Summer | B1 | 10 | 0.01 | 0 | 68.35 | 76.34 | 8 | 2.61
2030 | NYISO_J-K_2_PJM_E | NYISO_J-K | PJM_E | Internal | Summer | B2 | 25 | 0.01 | 0 | 68.25 | 76.24 | 8 | 1.14
2030 | NYISO_J-K_2_PJM_E | NYISO_J-K | PJM_E | Internal | Summer | B3 | 75 | 0.01 | 0 | 62.55 | 73 | 8 | 2.72
2030 | NYISO_J-K_2_PJM_E | NYISO_J-K | PJM_E | Internal | Summer | B4 | 100 | 0.01 | 0 | 60.22 | 69.88 | 8 | 1.87
2030 | NYISO_J-K_2_PJM_E | NYISO_J-K | PJM_E | Internal | Summer | B5 | 200 | 0.01 | 0 | 58.34 | 65.84 | 8 | 0.11
2030 | NYISO_J-K_2_PJM_E | NYISO_J-K | PJM_E | Internal | Summer | B6 | 300 | 0.01 | 0 | 58.34 | 54.58 | 8 | 0.06
2030 | NYISO_J-K_2_PJM_E | NYISO_J-K | PJM_E | Internal | Summer | B7 | 400 | 0.01 | 0 | 58.34 | 45.9 | 8 | 0.04
2030 | NYISO_J-K_2_PJM_E | NYISO_J-K | PJM_E | Internal | Summer | B8 | 500 | 0.01 | 0 | 58.34 | 44.84 | 8 | 0.03
2030 | NYISO_J-K_2_PJM_E | NYISO_J-K | PJM_E | Internal | Summer | B9 | 800 | 0.01 | 0 | 45.14 | 41.49 | 8 | 0.02
2030 | NYISO_J-K_2_PJM_E | NYISO_J-K | PJM_E | Internal | Summer | B10 | 1262 | 0.01 | 0 | 45.11 | 40.67 | 8 | 0.01
2030 | NYISO_J-K_2_PJM_E | NYISO_J-K | PJM_E | Internal | Winter | B16 | 25 | 0.01 | 0 | 80.71 | 70.06 | 8 | 0.67
2030 | NYISO_J-K_2_PJM_E | NYISO_J-K | PJM_E | Internal | Winter | B17 | 100 | 0.01 | 0 | 64.6 | 57.28 | 8 | 0.17
2030 | NYISO_J-K_2_PJM_E | NYISO_J-K | PJM_E | Internal | Winter | B18 | 400 | 0.01 | 0 | 60.41 | 53.64 | 8 | 0.04
2030 | NYISO_J-K_2_PJM_E | NYISO_J-K | PJM_E | Internal | Winter | B19 | 700 | 0.01 | 0 | 60.41 | 52.4 | 8 | 0.03
2030 | NYISO_J-K_2_PJM_E | NYISO_J-K | PJM_E | Internal | Winter | B20 | 935 | 0.01 | 0 | 56.77 | 45.99 | 8 | 0.02
2030 | PJM_E_2_NYISO_G-I | PJM_E | NYISO_G-I | Internal | Shoulder | B11 | 25 | 500 | 0 | 62.32 | 54.34 | 6 | 0
2030 | PJM_E_2_NYISO_G-I | PJM_E | NYISO_G-I | Internal | Shoulder | B12 | 200 | 500 | 0 | 53.08 | 51.81 | 6 | 0
2030 | PJM_E_2_NYISO_G-I | PJM_E | NYISO_G-I | Internal | Shoulder | B13 | 600 | 500 | 0 | 47.76 | 47.51 | 6 | 0
2030 | PJM_E_2_NYISO_G-I | PJM_E | NYISO_G-I | Internal | Shoulder | B14 | 900 | 500 | 0 | 46.79 | 47.23 | 6 | 0
2030 | PJM_E_2_NYISO_G-I | PJM_E | NYISO_G-I | Internal | Shoulder | B15 | 1203 | 500 | 0 | 43.72 | 47.23 | 6 | 0
2030 | PJM_E_2_NYISO_G-I | PJM_E | NYISO_G-I | Internal | Summer | B1 | 10 | 500 | 0 | 76.34 | 68.34 | 6 | 0
2030 | PJM_E_2_NYISO_G-I | PJM_E | NYISO_G-I | Internal | Summer | B2 | 25 | 500 | 0 | 76.24 | 68.24 | 6 | 0
2030 | PJM_E_2_NYISO_G-I | PJM_E | NYISO_G-I | Internal | Summer | B3 | 75 | 500 | 0 | 73 | 62.54 | 6 | 0
2030 | PJM_E_2_NYISO_G-I | PJM_E | NYISO_G-I | Internal | Summer | B4 | 100 | 500 | 0 | 69.88 | 60.2 | 6 | 0
2030 | PJM_E_2_NYISO_G-I | PJM_E | NYISO_G-I | Internal | Summer | B5 | 200 | 500 | 0 | 65.84 | 57.84 | 6 | 0
2030 | PJM_E_2_NYISO_G-I | PJM_E | NYISO_G-I | Internal | Summer | B6 | 300 | 500 | 0 | 54.58 | 52.18 | 6 | 0
2030 | PJM_E_2_NYISO_G-I | PJM_E | NYISO_G-I | Internal | Summer | B7 | 400 | 500 | 0 | 45.9 | 47.89 | 6 | 0
2030 | PJM_E_2_NYISO_G-I | PJM_E | NYISO_G-I | Internal | Summer | B8 | 500 | 500 | 0 | 44.84 | 45.89 | 6 | 0
2030 | PJM_E_2_NYISO_G-I | PJM_E | NYISO_G-I | Internal | Summer | B9 | 800 | 500 | 0 | 41.49 | 45.13 | 6 | 0
2030 | PJM_E_2_NYISO_G-I | PJM_E | NYISO_G-I | Internal | Summer | B10 | 1262 | 500 | 0 | 40.67 | 45.1 | 6 | 0
2030 | PJM_E_2_NYISO_G-I | PJM_E | NYISO_G-I | Internal | Winter | B16 | 25 | 500 | 0 | 70.06 | 62.06 | 6 | 0
2030 | PJM_E_2_NYISO_G-I | PJM_E | NYISO_G-I | Internal | Winter | B17 | 100 | 500 | 0 | 57.28 | 57.51 | 6 | 0
2030 | PJM_E_2_NYISO_G-I | PJM_E | NYISO_G-I | Internal | Winter | B18 | 400 | 500 | 0 | 53.64 | 57.51 | 6 | 0
2030 | PJM_E_2_NYISO_G-I | PJM_E | NYISO_G-I | Internal | Winter | B19 | 700 | 500 | 0 | 52.4 | 56.98 | 6 | 0
2030 | PJM_E_2_NYISO_G-I | PJM_E | NYISO_G-I | Internal | Winter | B20 | 935 | 500 | 356.5 | 45.99 | 51.99 | 6 | 0
2030 | PJM_E_2_NYISO_J-K | PJM_E | NYISO_J-K | Internal | Shoulder | B11 | 25 | 330 | 0 | 62.32 | 63.31 | 6 | 0
2030 | PJM_E_2_NYISO_J-K | PJM_E | NYISO_J-K | Internal | Shoulder | B12 | 200 | 330 | 0 | 53.08 | 51.82 | 6 | 0
2030 | PJM_E_2_NYISO_J-K | PJM_E | NYISO_J-K | Internal | Shoulder | B13 | 600 | 330 | 0 | 47.76 | 47.52 | 6 | 0
2030 | PJM_E_2_NYISO_J-K | PJM_E | NYISO_J-K | Internal | Shoulder | B14 | 900 | 330 | 0 | 46.79 | 47.24 | 6 | 0
2030 | PJM_E_2_NYISO_J-K | PJM_E | NYISO_J-K | Internal | Shoulder | B15 | 1203 | 330 | 0 | 43.72 | 47.24 | 6 | 0
2030 | PJM_E_2_NYISO_J-K | PJM_E | NYISO_J-K | Internal | Summer | B1 | 10 | 330 | 0 | 76.34 | 68.35 | 6 | 0
2030 | PJM_E_2_NYISO_J-K | PJM_E | NYISO_J-K | Internal | Summer | B2 | 25 | 330 | 0 | 76.24 | 68.25 | 6 | 0
2030 | PJM_E_2_NYISO_J-K | PJM_E | NYISO_J-K | Internal | Summer | B3 | 75 | 330 | 0 | 73 | 62.55 | 6 | 0
2030 | PJM_E_2_NYISO_J-K | PJM_E | NYISO_J-K | Internal | Summer | B4 | 100 | 330 | 0 | 69.88 | 60.22 | 6 | 0
2030 | PJM_E_2_NYISO_J-K | PJM_E | NYISO_J-K | Internal | Summer | B5 | 200 | 330 | 0 | 65.84 | 58.34 | 6 | 0
2030 | PJM_E_2_NYISO_J-K | PJM_E | NYISO_J-K | Internal | Summer | B6 | 300 | 330 | 0 | 54.58 | 58.34 | 6 | 0
2030 | PJM_E_2_NYISO_J-K | PJM_E | NYISO_J-K | Internal | Summer | B7 | 400 | 330 | 330 | 45.9 | 58.34 | 6 | 6.44
2030 | PJM_E_2_NYISO_J-K | PJM_E | NYISO_J-K | Internal | Summer | B8 | 500 | 330 | 330 | 44.84 | 58.34 | 6 | 7.5
2030 | PJM_E_2_NYISO_J-K | PJM_E | NYISO_J-K | Internal | Summer | B9 | 800 | 330 | 0 | 41.49 | 45.14 | 6 | 0
2030 | PJM_E_2_NYISO_J-K | PJM_E | NYISO_J-K | Internal | Summer | B10 | 1262 | 330 | 0 | 40.67 | 45.11 | 6 | 0
2030 | PJM_E_2_NYISO_J-K | PJM_E | NYISO_J-K | Internal | Winter | B16 | 25 | 330 | 330 | 70.06 | 80.71 | 6 | 4.66
2030 | PJM_E_2_NYISO_J-K | PJM_E | NYISO_J-K | Internal | Winter | B17 | 100 | 330 | 330 | 57.28 | 64.6 | 6 | 1.32
2030 | PJM_E_2_NYISO_J-K | PJM_E | NYISO_J-K | Internal | Winter | B18 | 400 | 330 | 330 | 53.64 | 60.41 | 6 | 0.77
2030 | PJM_E_2_NYISO_J-K | PJM_E | NYISO_J-K | Internal | Winter | B19 | 700 | 330 | 330 | 52.4 | 60.41 | 6 | 2.01
2030 | PJM_E_2_NYISO_J-K | PJM_E | NYISO_J-K | Internal | Winter | B20 | 935 | 330 | 330 | 45.99 | 56.77 | 6 | 4.78
2030 | PJM_E_2_PJM_ROM | PJM_E | PJM_ROM | Internal | Shoulder | B11 | 25 | 8000 | 1414.33 | 62.32 | 62.33 | 0.01 | 0
2030 | PJM_E_2_PJM_ROM | PJM_E | PJM_ROM | Internal | Shoulder | B12 | 200 | 8000 | 1250.31 | 53.08 | 53.09 | 0.01 | 0
2030 | PJM_E_2_PJM_ROM | PJM_E | PJM_ROM | Internal | Shoulder | B13 | 600 | 8000 | 0.01 | 47.76 | 47.75 | 0.01 | 0
2030 | PJM_E_2_PJM_ROM | PJM_E | PJM_ROM | Internal | Shoulder | B14 | 900 | 8000 | 0 | 46.79 | 46.78 | 0.01 | 0
2030 | PJM_E_2_PJM_ROM | PJM_E | PJM_ROM | Internal | Shoulder | B15 | 1203 | 8000 | 0 | 43.72 | 43.7 | 0.01 | 0
2030 | PJM_E_2_PJM_ROM | PJM_E | PJM_ROM | Internal | Summer | B1 | 10 | 8000 | 0.72 | 76.34 | 76.33 | 0.01 | 0
2030 | PJM_E_2_PJM_ROM | PJM_E | PJM_ROM | Internal | Summer | B2 | 25 | 8000 | 0.29 | 76.24 | 76.23 | 0.01 | 0
2030 | PJM_E_2_PJM_ROM | PJM_E | PJM_ROM | Internal | Summer | B3 | 75 | 8000 | 412.56 | 73 | 73.01 | 0.01 | 0
2030 | PJM_E_2_PJM_ROM | PJM_E | PJM_ROM | Internal | Summer | B4 | 100 | 8000 | 292.77 | 69.88 | 69.89 | 0.01 | 0
2030 | PJM_E_2_PJM_ROM | PJM_E | PJM_ROM | Internal | Summer | B5 | 200 | 8000 | 0.04 | 65.84 | 65.83 | 0.01 | 0
2030 | PJM_E_2_PJM_ROM | PJM_E | PJM_ROM | Internal | Summer | B6 | 300 | 8000 | 0.03 | 54.58 | 54.56 | 0.01 | 0
2030 | PJM_E_2_PJM_ROM | PJM_E | PJM_ROM | Internal | Summer | B7 | 400 | 8000 | 0.02 | 45.9 | 45.89 | 0.01 | 0
2030 | PJM_E_2_PJM_ROM | PJM_E | PJM_ROM | Internal | Summer | B8 | 500 | 8000 | 0.02 | 44.84 | 44.83 | 0.01 | 0
2030 | PJM_E_2_PJM_ROM | PJM_E | PJM_ROM | Internal | Summer | B9 | 800 | 8000 | 0 | 41.49 | 41.47 | 0.01 | 0
2030 | PJM_E_2_PJM_ROM | PJM_E | PJM_ROM | Internal | Summer | B10 | 1262 | 8000 | 0 | 40.67 | 40.66 | 0.01 | 0
2030 | PJM_E_2_PJM_ROM | PJM_E | PJM_ROM | Internal | Winter | B16 | 25 | 8000 | 0.3 | 70.06 | 70.05 | 0.01 | 0
2030 | PJM_E_2_PJM_ROM | PJM_E | PJM_ROM | Internal | Winter | B17 | 100 | 8000 | 0.08 | 57.28 | 57.27 | 0.01 | 0
2030 | PJM_E_2_PJM_ROM | PJM_E | PJM_ROM | Internal | Winter | B18 | 400 | 8000 | 0.02 | 53.64 | 53.63 | 0.01 | 0
2030 | PJM_E_2_PJM_ROM | PJM_E | PJM_ROM | Internal | Winter | B19 | 700 | 8000 | 0.01 | 52.4 | 52.39 | 0.01 | 0
2030 | PJM_E_2_PJM_ROM | PJM_E | PJM_ROM | Internal | Winter | B20 | 935 | 8000 | 0 | 45.99 | 45.98 | 0.01 | 0
2030 | PJM_ROR_2_MISO_IN | PJM_ROR | MISO_IN | Internal | Shoulder | B11 | 25 | 909 | 909 | 62.32 | 69.32 | 2 | 5
2030 | PJM_ROR_2_MISO_IN | PJM_ROR | MISO_IN | Internal | Shoulder | B12 | 200 | 909 | 0.07 | 53.08 | 55.07 | 2 | 0
2030 | PJM_ROR_2_MISO_IN | PJM_ROR | MISO_IN | Internal | Shoulder | B13 | 600 | 909 | 0 | 47.74 | 49.51 | 2 | 0
2030 | PJM_ROR_2_MISO_IN | PJM_ROR | MISO_IN | Internal | Shoulder | B14 | 900 | 909 | 0 | 46.26 | 47.2 | 2 | 0
2030 | PJM_ROR_2_MISO_IN | PJM_ROR | MISO_IN | Internal | Shoulder | B15 | 1203 | 909 | 0 | 43.45 | 44.09 | 2 | 0
2030 | PJM_ROR_2_MISO_IN | PJM_ROR | MISO_IN | Internal | Summer | B1 | 10 | 909 | 1.41 | 76.32 | 78.3 | 2 | 0
2030 | PJM_ROR_2_MISO_IN | PJM_ROR | MISO_IN | Internal | Summer | B2 | 25 | 909 | 908.99 | 73.9 | 76.78 | 2 | 0.88
2030 | PJM_ROR_2_MISO_IN | PJM_ROR | MISO_IN | Internal | Summer | B3 | 75 | 909 | 0.19 | 73 | 74.99 | 2 | 0
2030 | PJM_ROR_2_MISO_IN | PJM_ROR | MISO_IN | Internal | Summer | B4 | 100 | 909 | 120.83 | 69.9 | 71.9 | 2 | 0
2030 | PJM_ROR_2_MISO_IN | PJM_ROR | MISO_IN | Internal | Summer | B5 | 200 | 909 | 908.93 | 65.82 | 67.83 | 2 | 0.01
2030 | PJM_ROR_2_MISO_IN | PJM_ROR | MISO_IN | Internal | Summer | B6 | 300 | 909 | 3.59 | 54.55 | 56.55 | 2 | 0
2030 | PJM_ROR_2_MISO_IN | PJM_ROR | MISO_IN | Internal | Summer | B7 | 400 | 909 | 0.04 | 45.88 | 47.86 | 2 | 0
2030 | PJM_ROR_2_MISO_IN | PJM_ROR | MISO_IN | Internal | Summer | B8 | 500 | 909 | 0 | 43.74 | 44.11 | 2 | 0
2030 | PJM_ROR_2_MISO_IN | PJM_ROR | MISO_IN | Internal | Summer | B9 | 800 | 909 | 0 | 41.46 | 43.16 | 2 | 0
2030 | PJM_ROR_2_MISO_IN | PJM_ROR | MISO_IN | Internal | Summer | B10 | 1262 | 909 | 0 | 40.39 | 40.62 | 2 | 0
2030 | PJM_ROR_2_MISO_IN | PJM_ROR | MISO_IN | Internal | Winter | B16 | 25 | 909 | 79.9 | 70.04 | 72.04 | 2 | 0
2030 | PJM_ROR_2_MISO_IN | PJM_ROR | MISO_IN | Internal | Winter | B17 | 100 | 909 | 0 | 57.26 | 55.27 | 2 | 0
2030 | PJM_ROR_2_MISO_IN | PJM_ROR | MISO_IN | Internal | Winter | B18 | 400 | 909 | 0 | 50.2 | 51.3 | 2 | 0
2030 | PJM_ROR_2_MISO_IN | PJM_ROR | MISO_IN | Internal | Winter | B19 | 700 | 909 | 0 | 48.78 | 46.86 | 2 | 0
2030 | PJM_ROR_2_MISO_IN | PJM_ROR | MISO_IN | Internal | Winter | B20 | 935 | 909 | 0 | 44.97 | 44.03 | 2 | 0
2030 | PJM_ROR_2_MISO_MI | PJM_ROR | MISO_MI | Internal | Shoulder | B11 | 25 | 1305 | 1305 | 62.32 | 69.3 | 2 | 4.99
2030 | PJM_ROR_2_MISO_MI | PJM_ROR | MISO_MI | Internal | Shoulder | B12 | 200 | 1305 | 1004.63 | 53.08 | 55.08 | 2 | 0
2030 | PJM_ROR_2_MISO_MI | PJM_ROR | MISO_MI | Internal | Shoulder | B13 | 600 | 1305 | 0 | 47.74 | 49.52 | 2 | 0
2030 | PJM_ROR_2_MISO_MI | PJM_ROR | MISO_MI | Internal | Shoulder | B14 | 900 | 1305 | 0 | 46.26 | 47.21 | 2 | 0
2030 | PJM_ROR_2_MISO_MI | PJM_ROR | MISO_MI | Internal | Shoulder | B15 | 1203 | 1305 | 0 | 43.45 | 44.1 | 2 | 0
2030 | PJM_ROR_2_MISO_MI | PJM_ROR | MISO_MI | Internal | Summer | B1 | 10 | 1305 | 718.41 | 76.32 | 78.32 | 2 | 0
2030 | PJM_ROR_2_MISO_MI | PJM_ROR | MISO_MI | Internal | Summer | B2 | 25 | 1305 | 1304.99 | 73.9 | 76.8 | 2 | 0.9
2030 | PJM_ROR_2_MISO_MI | PJM_ROR | MISO_MI | Internal | Summer | B3 | 75 | 1305 | 25.35 | 73 | 75 | 2 | 0
2030 | PJM_ROR_2_MISO_MI | PJM_ROR | MISO_MI | Internal | Summer | B4 | 100 | 1305 | 0.14 | 69.9 | 71.89 | 2 | 0
2030 | PJM_ROR_2_MISO_MI | PJM_ROR | MISO_MI | Internal | Summer | B5 | 200 | 1305 | 1179.78 | 65.82 | 67.82 | 2 | 0
2030 | PJM_ROR_2_MISO_MI | PJM_ROR | MISO_MI | Internal | Summer | B6 | 300 | 1305 | 29.1 | 54.55 | 56.55 | 2 | 0
2030 | PJM_ROR_2_MISO_MI | PJM_ROR | MISO_MI | Internal | Summer | B7 | 400 | 1305 | 270.47 | 45.88 | 47.88 | 2 | 0
2030 | PJM_ROR_2_MISO_MI | PJM_ROR | MISO_MI | Internal | Summer | B8 | 500 | 1305 | 0 | 43.74 | 44.12 | 2 | 0
2030 | PJM_ROR_2_MISO_MI | PJM_ROR | MISO_MI | Internal | Summer | B9 | 800 | 1305 | 0 | 41.46 | 43.17 | 2 | 0
2030 | PJM_ROR_2_MISO_MI | PJM_ROR | MISO_MI | Internal | Summer | B10 | 1262 | 1305 | 0 | 40.39 | 40.63 | 2 | 0
2030 | PJM_ROR_2_MISO_MI | PJM_ROR | MISO_MI | Internal | Winter | B16 | 25 | 1305 | 0.5 | 70.04 | 72.02 | 2 | 0
2030 | PJM_ROR_2_MISO_MI | PJM_ROR | MISO_MI | Internal | Winter | B17 | 100 | 1305 | 0 | 57.26 | 55.28 | 2 | 0
2030 | PJM_ROR_2_MISO_MI | PJM_ROR | MISO_MI | Internal | Winter | B18 | 400 | 1305 | 0 | 50.2 | 51.31 | 2 | 0
2030 | PJM_ROR_2_MISO_MI | PJM_ROR | MISO_MI | Internal | Winter | B19 | 700 | 1305 | 0 | 48.78 | 46.88 | 2 | 0
2030 | PJM_ROR_2_MISO_MI | PJM_ROR | MISO_MI | Internal | Winter | B20 | 935 | 1305 | 0 | 44.97 | 44.04 | 2 | 0
2030 | PJM_ROR_2_MISO_MO-IL | PJM_ROR | MISO_MO-IL | Internal | Shoulder | B11 | 25 | 1111 | 1111 | 62.32 | 69.33 | 2 | 5.01
2030 | PJM_ROR_2_MISO_MO-IL | PJM_ROR | MISO_MO-IL | Internal | Shoulder | B12 | 200 | 1111 | 677.19 | 53.08 | 55.08 | 2 | 0
2030 | PJM_ROR_2_MISO_MO-IL | PJM_ROR | MISO_MO-IL | Internal | Shoulder | B13 | 600 | 1111 | 0 | 47.74 | 49.52 | 2 | 0
2030 | PJM_ROR_2_MISO_MO-IL | PJM_ROR | MISO_MO-IL | Internal | Shoulder | B14 | 900 | 1111 | 0 | 46.26 | 47.21 | 2 | 0
2030 | PJM_ROR_2_MISO_MO-IL | PJM_ROR | MISO_MO-IL | Internal | Shoulder | B15 | 1203 | 1111 | 0 | 43.45 | 44.09 | 2 | 0
2030 | PJM_ROR_2_MISO_MO-IL | PJM_ROR | MISO_MO-IL | Internal | Summer | B1 | 10 | 1111 | 727.41 | 76.32 | 78.32 | 2 | 0
2030 | PJM_ROR_2_MISO_MO-IL | PJM_ROR | MISO_MO-IL | Internal | Summer | B2 | 25 | 1111 | 1110.99 | 73.9 | 76.8 | 2 | 0.9
2030 | PJM_ROR_2_MISO_MO-IL | PJM_ROR | MISO_MO-IL | Internal | Summer | B3 | 75 | 1111 | 493.83 | 73 | 75 | 2 | 0
2030 | PJM_ROR_2_MISO_MO-IL | PJM_ROR | MISO_MO-IL | Internal | Summer | B4 | 100 | 1111 | 1110.85 | 69.9 | 71.91 | 2 | 0.01
2030 | PJM_ROR_2_MISO_MO-IL | PJM_ROR | MISO_MO-IL | Internal | Summer | B5 | 200 | 1111 | 1110.96 | 65.82 | 67.84 | 2 | 0.02
2030 | PJM_ROR_2_MISO_MO-IL | PJM_ROR | MISO_MO-IL | Internal | Summer | B6 | 300 | 1111 | 1110.95 | 54.55 | 56.56 | 2 | 0.01
2030 | PJM_ROR_2_MISO_MO-IL | PJM_ROR | MISO_MO-IL | Internal | Summer | B7 | 400 | 1111 | 229.74 | 45.88 | 47.88 | 2 | 0
2030 | PJM_ROR_2_MISO_MO-IL | PJM_ROR | MISO_MO-IL | Internal | Summer | B8 | 500 | 1111 | 0 | 43.74 | 44.12 | 2 | 0
2030 | PJM_ROR_2_MISO_MO-IL | PJM_ROR | MISO_MO-IL | Internal | Summer | B9 | 800 | 1111 | 0 | 41.46 | 43.17 | 2 | 0
2030 | PJM_ROR_2_MISO_MO-IL | PJM_ROR | MISO_MO-IL | Internal | Summer | B10 | 1262 | 1111 | 0 | 40.39 | 40.61 | 2 | 0
2030 | PJM_ROR_2_MISO_MO-IL | PJM_ROR | MISO_MO-IL | Internal | Winter | B16 | 25 | 1111 | 0.49 | 70.04 | 72.02 | 2 | 0
2030 | PJM_ROR_2_MISO_MO-IL | PJM_ROR | MISO_MO-IL | Internal | Winter | B17 | 100 | 1111 | 0 | 57.26 | 55.26 | 2 | 0
2030 | PJM_ROR_2_MISO_MO-IL | PJM_ROR | MISO_MO-IL | Internal | Winter | B18 | 400 | 1111 | 0 | 50.2 | 51.29 | 2 | 0
2030 | PJM_ROR_2_MISO_MO-IL | PJM_ROR | MISO_MO-IL | Internal | Winter | B19 | 700 | 1111 | 0 | 48.78 | 46.85 | 2 | 0
2030 | PJM_ROR_2_MISO_MO-IL | PJM_ROR | MISO_MO-IL | Internal | Winter | B20 | 935 | 1111 | 0 | 44.97 | 44.02 | 2 | 0
2030 | PJM_ROR_2_MISO_W | PJM_ROR | MISO_W | Internal | Shoulder | B11 | 25 | 709 | 709 | 62.32 | 77.32 | 2 | 13
2030 | PJM_ROR_2_MISO_W | PJM_ROR | MISO_W | Internal | Shoulder | B12 | 200 | 709 | 115.63 | 53.08 | 55.08 | 2 | 0
2030 | PJM_ROR_2_MISO_W | PJM_ROR | MISO_W | Internal | Shoulder | B13 | 600 | 709 | 0 | 47.74 | 49.53 | 2 | 0
2030 | PJM_ROR_2_MISO_W | PJM_ROR | MISO_W | Internal | Shoulder | B14 | 900 | 709 | 0 | 46.26 | 47.86 | 2 | 0
2030 | PJM_ROR_2_MISO_W | PJM_ROR | MISO_W | Internal | Shoulder | B15 | 1203 | 709 | 531.92 | 43.45 | 45.45 | 2 | 0
2030 | PJM_ROR_2_MISO_W | PJM_ROR | MISO_W | Internal | Summer | B1 | 10 | 709 | 707.76 | 76.32 | 78.33 | 2 | 0.01
2030 | PJM_ROR_2_MISO_W | PJM_ROR | MISO_W | Internal | Summer | B2 | 25 | 709 | 709 | 73.9 | 77.39 | 2 | 1.49
2030 | PJM_ROR_2_MISO_W | PJM_ROR | MISO_W | Internal | Summer | B3 | 75 | 709 | 709 | 73 | 77.39 | 2 | 2.39
2030 | PJM_ROR_2_MISO_W | PJM_ROR | MISO_W | Internal | Summer | B4 | 100 | 709 | 709 | 69.9 | 75.99 | 2 | 4.09
2030 | PJM_ROR_2_MISO_W | PJM_ROR | MISO_W | Internal | Summer | B5 | 200 | 709 | 709 | 65.82 | 75.83 | 2 | 8.01
2030 | PJM_ROR_2_MISO_W | PJM_ROR | MISO_W | Internal | Summer | B6 | 300 | 709 | 709 | 54.55 | 60.01 | 2 | 3.46
2030 | PJM_ROR_2_MISO_W | PJM_ROR | MISO_W | Internal | Summer | B7 | 400 | 709 | 709 | 45.88 | 48.75 | 2 | 0.88
2030 | PJM_ROR_2_MISO_W | PJM_ROR | MISO_W | Internal | Summer | B8 | 500 | 709 | 0 | 43.74 | 44.34 | 2 | 0
2030 | PJM_ROR_2_MISO_W | PJM_ROR | MISO_W | Internal | Summer | B9 | 800 | 709 | 708.98 | 41.46 | 43.47 | 2 | 0.01
2030 | PJM_ROR_2_MISO_W | PJM_ROR | MISO_W | Internal | Summer | B10 | 1262 | 709 | 0 | 40.39 | 40.6 | 2 | 0
2030 | PJM_ROR_2_MISO_W | PJM_ROR | MISO_W | Internal | Winter | B16 | 25 | 709 | 0.26 | 70.04 | 72.01 | 2 | 0
2030 | PJM_ROR_2_MISO_W | PJM_ROR | MISO_W | Internal | Winter | B17 | 100 | 709 | 0 | 57.26 | 55.25 | 2 | 0
2030 | PJM_ROR_2_MISO_W | PJM_ROR | MISO_W | Internal | Winter | B18 | 400 | 709 | 0 | 50.2 | 51.34 | 2 | 0
2030 | PJM_ROR_2_MISO_W | PJM_ROR | MISO_W | Internal | Winter | B19 | 700 | 709 | 363.2 | 48.78 | 50.78 | 2 | 0
2030 | PJM_ROR_2_MISO_W | PJM_ROR | MISO_W | Internal | Winter | B20 | 935 | 709 | 0 | 44.97 | 44.29 | 2 | 0
2030 | PJM_ROR_2_MISO_WUMS | PJM_ROR | MISO_WUMS | Internal | Shoulder | B11 | 25 | 1467 | 296.8 | 62.32 | 64.32 | 2 | 0
2030 | PJM_ROR_2_MISO_WUMS | PJM_ROR | MISO_WUMS | Internal | Shoulder | B12 | 200 | 1467 | 0.07 | 53.08 | 55.07 | 2 | 0
2030 | PJM_ROR_2_MISO_WUMS | PJM_ROR | MISO_WUMS | Internal | Shoulder | B13 | 600 | 1467 | 0 | 47.74 | 48.91 | 2 | 0
2030 | PJM_ROR_2_MISO_WUMS | PJM_ROR | MISO_WUMS | Internal | Shoulder | B14 | 900 | 1467 | 0 | 46.26 | 45.17 | 2 | 0
2030 | PJM_ROR_2_MISO_WUMS | PJM_ROR | MISO_WUMS | Internal | Shoulder | B15 | 1203 | 1467 | 0 | 43.45 | 44.11 | 2 | 0
2030 | PJM_ROR_2_MISO_WUMS | PJM_ROR | MISO_WUMS | Internal | Summer | B1 | 10 | 1467 | 0 | 76.32 | 71.9 | 2 | 0
2030 | PJM_ROR_2_MISO_WUMS | PJM_ROR | MISO_WUMS | Internal | Summer | B2 | 25 | 1467 | 0 | 73.9 | 71.9 | 2 | 0
2030 | PJM_ROR_2_MISO_WUMS | PJM_ROR | MISO_WUMS | Internal | Summer | B3 | 75 | 1467 | 0 | 73 | 71.9 | 2 | 0
2030 | PJM_ROR_2_MISO_WUMS | PJM_ROR | MISO_WUMS | Internal | Summer | B4 | 100 | 1467 | 20.06 | 69.9 | 71.9 | 2 | 0
2030 | PJM_ROR_2_MISO_WUMS | PJM_ROR | MISO_WUMS | Internal | Summer | B5 | 200 | 1467 | 507.83 | 65.82 | 67.82 | 2 | 0
2030 | PJM_ROR_2_MISO_WUMS | PJM_ROR | MISO_WUMS | Internal | Summer | B6 | 300 | 1467 | 0 | 54.55 | 53.78 | 2 | 0
2030 | PJM_ROR_2_MISO_WUMS | PJM_ROR | MISO_WUMS | Internal | Summer | B7 | 400 | 1467 | 0 | 45.88 | 43.88 | 2 | 0
2030 | PJM_ROR_2_MISO_WUMS | PJM_ROR | MISO_WUMS | Internal | Summer | B8 | 500 | 1467 | 0 | 43.74 | 43.66 | 2 | 0
2030 | PJM_ROR_2_MISO_WUMS | PJM_ROR | MISO_WUMS | Internal | Summer | B9 | 800 | 1467 | 224.48 | 41.46 | 43.46 | 2 | 0
2030 | PJM_ROR_2_MISO_WUMS | PJM_ROR | MISO_WUMS | Internal | Summer | B10 | 1262 | 1467 | 0 | 40.39 | 40.59 | 2 | 0
2030 | PJM_ROR_2_MISO_WUMS | PJM_ROR | MISO_WUMS | Internal | Winter | B16 | 25 | 1467 | 0.24 | 70.04 | 72.01 | 2 | 0
2030 | PJM_ROR_2_MISO_WUMS | PJM_ROR | MISO_WUMS | Internal | Winter | B17 | 100 | 1467 | 0 | 57.26 | 55.26 | 2 | 0
2030 | PJM_ROR_2_MISO_WUMS | PJM_ROR | MISO_WUMS | Internal | Winter | B18 | 400 | 1467 | 0 | 50.2 | 51.33 | 2 | 0
2030 | PJM_ROR_2_MISO_WUMS | PJM_ROR | MISO_WUMS | Internal | Winter | B19 | 700 | 1467 | 0 | 48.78 | 48.11 | 2 | 0
2030 | PJM_ROR_2_MISO_WUMS | PJM_ROR | MISO_WUMS | Internal | Winter | B20 | 935 | 1467 | 0 | 44.97 | 44.3 | 2 | 0
2030 | PJM_ROR_2_PJM_ROM | PJM_ROR | PJM_ROM | Internal | Shoulder | B11 | 25 | 8000 | 645.01 | 62.32 | 62.33 | 0.01 | 0
2030 | PJM_ROR_2_PJM_ROM | PJM_ROR | PJM_ROM | Internal | Shoulder | B12 | 200 | 8000 | 2969.03 | 53.08 | 53.09 | 0.01 | 0
2030 | PJM_ROR_2_PJM_ROM | PJM_ROR | PJM_ROM | Internal | Shoulder | B13 | 600 | 8000 | 5899.84 | 47.74 | 47.75 | 0.01 | 0
2030 | PJM_ROR_2_PJM_ROM | PJM_ROR | PJM_ROM | Internal | Shoulder | B14 | 900 | 8000 | 8000 | 46.26 | 46.78 | 0.01 | 0.5
2030 | PJM_ROR_2_PJM_ROM | PJM_ROR | PJM_ROM | Internal | Shoulder | B15 | 1203 | 8000 | 8000 | 43.45 | 43.7 | 0.01 | 0.24
2030 | PJM_ROR_2_PJM_ROM | PJM_ROR | PJM_ROM | Internal | Summer | B1 | 10 | 8000 | 7186.5 | 76.32 | 76.33 | 0.01 | 0
2030 | PJM_ROR_2_PJM_ROM | PJM_ROR | PJM_ROM | Internal | Summer | B2 | 25 | 8000 | 8000 | 73.9 | 76.23 | 0.01 | 2.32
2030 | PJM_ROR_2_PJM_ROM | PJM_ROR | PJM_ROM | Internal | Summer | B3 | 75 | 8000 | 594.96 | 73 | 73.01 | 0.01 | 0
2030 | PJM_ROR_2_PJM_ROM | PJM_ROR | PJM_ROM | Internal | Summer | B4 | 100 | 8000 | 0.08 | 69.9 | 69.89 | 0.01 | 0
2030 | PJM_ROR_2_PJM_ROM | PJM_ROR | PJM_ROM | Internal | Summer | B5 | 200 | 8000 | 1236.93 | 65.82 | 65.83 | 0.01 | 0
2030 | PJM_ROR_2_PJM_ROM | PJM_ROR | PJM_ROM | Internal | Summer | B6 | 300 | 8000 | 4881.85 | 54.55 | 54.56 | 0.01 | 0
2030 | PJM_ROR_2_PJM_ROM | PJM_ROR | PJM_ROM | Internal | Summer | B7 | 400 | 8000 | 7284.37 | 45.88 | 45.89 | 0.01 | 0
2030 | PJM_ROR_2_PJM_ROM | PJM_ROR | PJM_ROM | Internal | Summer | B8 | 500 | 8000 | 8000 | 43.74 | 44.83 | 0.01 | 1.08
2030 | PJM_ROR_2_PJM_ROM | PJM_ROR | PJM_ROM | Internal | Summer | B9 | 800 | 8000 | 7469.04 | 41.46 | 41.47 | 0.01 | 0
2030 | PJM_ROR_2_PJM_ROM | PJM_ROR | PJM_ROM | Internal | Summer | B10 | 1262 | 8000 | 8000 | 40.39 | 40.66 | 0.01 | 0.26
2030 | PJM_ROR_2_PJM_ROM | PJM_ROR | PJM_ROM | Internal | Winter | B16 | 25 | 8000 | 4033.1 | 70.04 | 70.05 | 0.01 | 0
2030 | PJM_ROR_2_PJM_ROM | PJM_ROR | PJM_ROM | Internal | Winter | B17 | 100 | 8000 | 6441.06 | 57.26 | 57.27 | 0.01 | 0
2030 | PJM_ROR_2_PJM_ROM | PJM_ROR | PJM_ROM | Internal | Winter | B18 | 400 | 8000 | 8000 | 50.2 | 53.63 | 0.01 | 3.42
2030 | PJM_ROR_2_PJM_ROM | PJM_ROR | PJM_ROM | Internal | Winter | B19 | 700 | 8000 | 8000 | 48.78 | 52.39 | 0.01 | 3.59
2030 | PJM_ROR_2_PJM_ROM | PJM_ROR | PJM_ROM | Internal | Winter | B20 | 935 | 8000 | 8000 | 44.97 | 45.98 | 0.01 | 0.99
2030 | PJM_ROR_2_TVA_Transmission | PJM_ROR | TVA_Transmission | Internal | Shoulder | B11 | 25 | 2500 | 1263.08 | 62.32 | 68.32 | 6 | 0
2030 | PJM_ROR_2_TVA_Transmission | PJM_ROR | TVA_Transmission | Internal | Shoulder | B12 | 200 | 2500 | 0 | 53.08 | 55.87 | 6 | 0
2030 | PJM_ROR_2_TVA_Transmission | PJM_ROR | TVA_Transmission | Internal | Shoulder | B13 | 600 | 2500 | 0 | 47.74 | 51.77 | 6 | 0
2030 | PJM_ROR_2_TVA_Transmission | PJM_ROR | TVA_Transmission | Internal | Shoulder | B14 | 900 | 2500 | 0 | 46.26 | 50.63 | 6 | 0
2030 | PJM_ROR_2_TVA_Transmission | PJM_ROR | TVA_Transmission | Internal | Shoulder | B15 | 1203 | 2500 | 1075.99 | 43.45 | 49.45 | 6 | 0
2030 | PJM_ROR_2_TVA_Transmission | PJM_ROR | TVA_Transmission | Internal | Summer | B1 | 10 | 2500 | 1168.83 | 76.32 | 82.32 | 6 | 0
2030 | PJM_ROR_2_TVA_Transmission | PJM_ROR | TVA_Transmission | Internal | Summer | B2 | 25 | 2500 | 240.96 | 73.9 | 79.9 | 6 | 0
2030 | PJM_ROR_2_TVA_Transmission | PJM_ROR | TVA_Transmission | Internal | Summer | B3 | 75 | 2500 | 0.01 | 73 | 78.81 | 6 | 0
2030 | PJM_ROR_2_TVA_Transmission | PJM_ROR | TVA_Transmission | Internal | Summer | B4 | 100 | 2500 | 2395.82 | 69.9 | 75.9 | 6 | 0
2030 | PJM_ROR_2_TVA_Transmission | PJM_ROR | TVA_Transmission | Internal | Summer | B5 | 200 | 2500 | 1514.63 | 65.82 | 71.82 | 6 | 0
2030 | PJM_ROR_2_TVA_Transmission | PJM_ROR | TVA_Transmission | Internal | Summer | B6 | 300 | 2500 | 0 | 54.55 | 59.61 | 6 | 0
2030 | PJM_ROR_2_TVA_Transmission | PJM_ROR | TVA_Transmission | Internal | Summer | B7 | 400 | 2500 | 0 | 45.88 | 50.16 | 6 | 0
2030 | PJM_ROR_2_TVA_Transmission | PJM_ROR | TVA_Transmission | Internal | Summer | B8 | 500 | 2500 | 0 | 43.74 | 48.82 | 6 | 0
2030 | PJM_ROR_2_TVA_Transmission | PJM_ROR | TVA_Transmission | Internal | Summer | B9 | 800 | 2500 | 0 | 41.46 | 47.26 | 6 | 0
2030 | PJM_ROR_2_TVA_Transmission | PJM_ROR | TVA_Transmission | Internal | Summer | B10 | 1262 | 2500 | 0 | 40.39 | 44.79 | 6 | 0
2030 | PJM_ROR_2_TVA_Transmission | PJM_ROR | TVA_Transmission | Internal | Winter | B16 | 25 | 2500 | 0 | 70.04 | 73.34 | 6 | 0
2030 | PJM_ROR_2_TVA_Transmission | PJM_ROR | TVA_Transmission | Internal | Winter | B17 | 100 | 2500 | 0 | 57.26 | 58.28 | 6 | 0
2030 | PJM_ROR_2_TVA_Transmission | PJM_ROR | TVA_Transmission | Internal | Winter | B18 | 400 | 2500 | 0 | 50.2 | 54.35 | 6 | 0
2030 | PJM_ROR_2_TVA_Transmission | PJM_ROR | TVA_Transmission | Internal | Winter | B19 | 700 | 2500 | 0 | 48.78 | 53.12 | 6 | 0
2030 | PJM_ROR_2_TVA_Transmission | PJM_ROR | TVA_Transmission | Internal | Winter | B20 | 935 | 2500 | 0 | 44.97 | 48.21 | 6 | 0
2030 | PJM_ROR_2_VACAR | PJM_ROR | VACAR | Internal | Shoulder | B11 | 25 | 3000 | 2036.9 | 62.32 | 68.32 | 6 | 0
2030 | PJM_ROR_2_VACAR | PJM_ROR | VACAR | Internal | Shoulder | B12 | 200 | 3000 | 393.61 | 53.08 | 59.08 | 6 | 0
2030 | PJM_ROR_2_VACAR | PJM_ROR | VACAR | Internal | Shoulder | B13 | 600 | 3000 | 790.69 | 47.74 | 53.74 | 6 | 0
2030 | PJM_ROR_2_VACAR | PJM_ROR | VACAR | Internal | Shoulder | B14 | 900 | 3000 | 0 | 46.26 | 51.66 | 6 | 0
2030 | PJM_ROR_2_VACAR | PJM_ROR | VACAR | Internal | Shoulder | B15 | 1203 | 3000 | 1658.52 | 43.45 | 49.45 | 6 | 0
2030 | PJM_ROR_2_VACAR | PJM_ROR | VACAR | Internal | Summer | B1 | 10 | 3000 | 2999.99 | 76.32 | 85.75 | 6 | 3.43
2030 | PJM_ROR_2_VACAR | PJM_ROR | VACAR | Internal | Summer | B2 | 25 | 3000 | 3000 | 73.9 | 85.75 | 6 | 5.85
2030 | PJM_ROR_2_VACAR | PJM_ROR | VACAR | Internal | Summer | B3 | 75 | 3000 | 3000 | 73 | 83.9 | 6 | 4.91
2030 | PJM_ROR_2_VACAR | PJM_ROR | VACAR | Internal | Summer | B4 | 100 | 3000 | 3000 | 69.9 | 83.9 | 6 | 8
2030 | PJM_ROR_2_VACAR | PJM_ROR | VACAR | Internal | Summer | B5 | 200 | 3000 | 3000 | 65.82 | 73.82 | 6 | 2
2030 | PJM_ROR_2_VACAR | PJM_ROR | VACAR | Internal | Summer | B6 | 300 | 3000 | 3000 | 54.55 | 63.72 | 6 | 3.17
2030 | PJM_ROR_2_VACAR | PJM_ROR | VACAR | Internal | Summer | B7 | 400 | 3000 | 1412.13 | 45.88 | 51.88 | 6 | 0
2030 | PJM_ROR_2_VACAR | PJM_ROR | VACAR | Internal | Summer | B8 | 500 | 3000 | 1704.91 | 43.74 | 49.74 | 6 | 0
2030 | PJM_ROR_2_VACAR | PJM_ROR | VACAR | Internal | Summer | B9 | 800 | 3000 | 2940.42 | 41.46 | 47.46 | 6 | 0
2030 | PJM_ROR_2_VACAR | PJM_ROR | VACAR | Internal | Summer | B10 | 1262 | 3000 | 3000 | 40.39 | 47.46 | 6 | 1.07
2030 | PJM_ROR_2_VACAR | PJM_ROR | VACAR | Internal | Winter | B16 | 25 | 3000 | 3000 | 70.04 | 82.34 | 6 | 6.31
2030 | PJM_ROR_2_VACAR | PJM_ROR | VACAR | Internal | Winter | B17 | 100 | 3000 | 483.88 | 57.26 | 63.26 | 6 | 0
2030 | PJM_ROR_2_VACAR | PJM_ROR | VACAR | Internal | Winter | B18 | 400 | 3000 | 0 | 50.2 | 53.9 | 6 | 0
2030 | PJM_ROR_2_VACAR | PJM_ROR | VACAR | Internal | Winter | B19 | 700 | 3000 | 0 | 48.78 | 53.9 | 6 | 0
2030 | PJM_ROR_2_VACAR | PJM_ROR | VACAR | Internal | Winter | B20 | 935 | 3000 | 2295.41 | 44.97 | 50.97 | 6 | 0
2030 | PJM_ROM_2_NYISO_A-F | PJM_ROM | NYISO_A-F | Internal | Shoulder | B11 | 25 | 2000 | 0 | 62.33 | 54.33 | 6 | 0
2030 | PJM_ROM_2_NYISO_A-F | PJM_ROM | NYISO_A-F | Internal | Shoulder | B12 | 200 | 2000 | 0 | 53.09 | 51.8 | 6 | 0
2030 | PJM_ROM_2_NYISO_A-F | PJM_ROM | NYISO_A-F | Internal | Shoulder | B13 | 600 | 2000 | 0 | 47.75 | 47.49 | 6 | 0
2030 | PJM_ROM_2_NYISO_A-F | PJM_ROM | NYISO_A-F | Internal | Shoulder | B14 | 900 | 2000 | 0 | 46.78 | 47.21 | 6 | 0
2030 | PJM_ROM_2_NYISO_A-F | PJM_ROM | NYISO_A-F | Internal | Shoulder | B15 | 1203 | 2000 | 0 | 43.7 | 47.21 | 6 | 0
2030 | PJM_ROM_2_NYISO_A-F | PJM_ROM | NYISO_A-F | Internal | Summer | B1 | 10 | 2000 | 0 | 76.33 | 68.33 | 6 | 0
2030 | PJM_ROM_2_NYISO_A-F | PJM_ROM | NYISO_A-F | Internal | Summer | B2 | 25 | 2000 | 0 | 76.23 | 68.23 | 6 | 0
2030 | PJM_ROM_2_NYISO_A-F | PJM_ROM | NYISO_A-F | Internal | Summer | B3 | 75 | 2000 | 0 | 73.01 | 62.52 | 6 | 0
2030 | PJM_ROM_2_NYISO_A-F | PJM_ROM | NYISO_A-F | Internal | Summer | B4 | 100 | 2000 | 0 | 69.89 | 60.19 | 6 | 0
2030 | PJM_ROM_2_NYISO_A-F | PJM_ROM | NYISO_A-F | Internal | Summer | B5 | 200 | 2000 | 0 | 65.83 | 55.46 | 6 | 0
2030 | PJM_ROM_2_NYISO_A-F | PJM_ROM | NYISO_A-F | Internal | Summer | B6 | 300 | 2000 | 0 | 54.56 | 52.17 | 6 | 0
2030 | PJM_ROM_2_NYISO_A-F | PJM_ROM | NYISO_A-F | Internal | Summer | B7 | 400 | 2000 | 0 | 45.89 | 47.88 | 6 | 0
2030 | PJM_ROM_2_NYISO_A-F | PJM_ROM | NYISO_A-F | Internal | Summer | B8 | 500 | 2000 | 0 | 44.83 | 45.88 | 6 | 0
2030 | PJM_ROM_2_NYISO_A-F | PJM_ROM | NYISO_A-F | Internal | Summer | B9 | 800 | 2000 | 0 | 41.47 | 45.11 | 6 | 0
2030 | PJM_ROM_2_NYISO_A-F | PJM_ROM | NYISO_A-F | Internal | Summer | B10 | 1262 | 2000 | 0 | 40.66 | 45.11 | 6 | 0
2030 | PJM_ROM_2_NYISO_A-F | PJM_ROM | NYISO_A-F | Internal | Winter | B16 | 25 | 2000 | 0 | 70.05 | 57.51 | 6 | 0
2030 | PJM_ROM_2_NYISO_A-F | PJM_ROM | NYISO_A-F | Internal | Winter | B17 | 100 | 2000 | 0 | 57.27 | 54.75 | 6 | 0
2030 | PJM_ROM_2_NYISO_A-F | PJM_ROM | NYISO_A-F | Internal | Winter | B18 | 400 | 2000 | 0 | 53.63 | 51.98 | 6 | 0
2030 | PJM_ROM_2_NYISO_A-F | PJM_ROM | NYISO_A-F | Internal | Winter | B19 | 700 | 2000 | 0 | 52.39 | 51.98 | 6 | 0
2030 | PJM_ROM_2_NYISO_A-F | PJM_ROM | NYISO_A-F | Internal | Winter | B20 | 935 | 2000 | 112.3 | 45.98 | 51.98 | 6 | 0
2030 | PJM_ROM_2_PJM_E | PJM_ROM | PJM_E | Internal | Shoulder | B11 | 25 | 8000 | 0.3 | 62.33 | 62.32 | 0.01 | 0
2030 | PJM_ROM_2_PJM_E | PJM_ROM | PJM_E | Internal | Shoulder | B12 | 200 | 8000 | 0.04 | 53.09 | 53.08 | 0.01 | 0
2030 | PJM_ROM_2_PJM_E | PJM_ROM | PJM_E | Internal | Shoulder | B13 | 600 | 8000 | 1649.54 | 47.75 | 47.76 | 0.01 | 0
2030 | PJM_ROM_2_PJM_E | PJM_ROM | PJM_E | Internal | Shoulder | B14 | 900 | 8000 | 3904.54 | 46.78 | 46.79 | 0.01 | 0
2030 | PJM_ROM_2_PJM_E | PJM_ROM | PJM_E | Internal | Shoulder | B15 | 1203 | 8000 | 4665.11 | 43.7 | 43.72 | 0.01 | 0
2030 | PJM_ROM_2_PJM_E | PJM_ROM | PJM_E | Internal | Summer | B1 | 10 | 8000 | 4450.95 | 76.33 | 76.34 | 0.01 | 0
2030 | PJM_ROM_2_PJM_E | PJM_ROM | PJM_E | Internal | Summer | B2 | 25 | 8000 | 4161.41 | 76.23 | 76.24 | 0.01 | 0
2030 | PJM_ROM_2_PJM_E | PJM_ROM | PJM_E | Internal | Summer | B3 | 75 | 8000 | 0.1 | 73.01 | 73 | 0.01 | 0
2030 | PJM_ROM_2_PJM_E | PJM_ROM | PJM_E | Internal | Summer | B4 | 100 | 8000 | 0.08 | 69.89 | 69.88 | 0.01 | 0
2030 | PJM_ROM_2_PJM_E | PJM_ROM | PJM_E | Internal | Summer | B5 | 200 | 8000 | 2305.88 | 65.83 | 65.84 | 0.01 | 0
2030 | PJM_ROM_2_PJM_E | PJM_ROM | PJM_E | Internal | Summer | B6 | 300 | 8000 | 1382.87 | 54.56 | 54.58 | 0.01 | 0
2030 | PJM_ROM_2_PJM_E | PJM_ROM | PJM_E | Internal | Summer | B7 | 400 | 8000 | 3579.12 | 45.89 | 45.9 | 0.01 | 0
2030 | PJM_ROM_2_PJM_E | PJM_ROM | PJM_E | Internal | Summer | B8 | 500 | 8000 | 4959.93 | 44.83 | 44.84 | 0.01 | 0
2030 | PJM_ROM_2_PJM_E | PJM_ROM | PJM_E | Internal | Summer | B9 | 800 | 8000 | 3576.08 | 41.47 | 41.49 | 0.01 | 0
2030 | PJM_ROM_2_PJM_E | PJM_ROM | PJM_E | Internal | Summer | B10 | 1262 | 8000 | 4704.06 | 40.66 | 40.67 | 0.01 | 0
2030 | PJM_ROM_2_PJM_E | PJM_ROM | PJM_E | Internal | Winter | B16 | 25 | 8000 | 1609.72 | 70.05 | 70.06 | 0.01 | 0
2030 | PJM_ROM_2_PJM_E | PJM_ROM | PJM_E | Internal | Winter | B17 | 100 | 8000 | 2352.73 | 57.27 | 57.28 | 0.01 | 0
2030 | PJM_ROM_2_PJM_E | PJM_ROM | PJM_E | Internal | Winter | B18 | 400 | 8000 | 4504.43 | 53.63 | 53.64 | 0.01 | 0
2030 | PJM_ROM_2_PJM_E | PJM_ROM | PJM_E | Internal | Winter | B19 | 700 | 8000 | 4138.7 | 52.39 | 52.4 | 0.01 | 0
2030 | PJM_ROM_2_PJM_E | PJM_ROM | PJM_E | Internal | Winter | B20 | 935 | 8000 | 5036.09 | 45.98 | 45.99 | 0.01 | 0
2030 | PJM_ROM_2_PJM_ROR | PJM_ROM | PJM_ROR | Internal | Shoulder | B11 | 25 | 8000 | 0.3 | 62.33 | 62.32 | 0.01 | 0
2030 | PJM_ROM_2_PJM_ROR | PJM_ROM | PJM_ROR | Internal | Shoulder | B12 | 200 | 8000 | 0.04 | 53.09 | 53.08 | 0.01 | 0
2030 | PJM_ROM_2_PJM_ROR | PJM_ROM | PJM_ROR | Internal | Shoulder | B13 | 600 | 8000 | 0.01 | 47.75 | 47.74 | 0.01 | 0
2030 | PJM_ROM_2_PJM_ROR | PJM_ROM | PJM_ROR | Internal | Shoulder | B14 | 900 | 8000 | 0 | 46.78 | 46.26 | 0.01 | 0
2030 | PJM_ROM_2_PJM_ROR | PJM_ROM | PJM_ROR | Internal | Shoulder | B15 | 1203 | 8000 | 0 | 43.7 | 43.45 | 0.01 | 0
2030 | PJM_ROM_2_PJM_ROR | PJM_ROM | PJM_ROR | Internal | Summer | B1 | 10 | 8000 | 0.71 | 76.33 | 76.32 | 0.01 | 0
2030 | PJM_ROM_2_PJM_ROR | PJM_ROM | PJM_ROR | Internal | Summer | B2 | 25 | 8000 | 0 | 76.23 | 73.9 | 0.01 | 0
2030 | PJM_ROM_2_PJM_ROR | PJM_ROM | PJM_ROR | Internal | Summer | B3 | 75 | 8000 | 0.1 | 73.01 | 73 | 0.01 | 0
2030 | PJM_ROM_2_PJM_ROR | PJM_ROM | PJM_ROR | Internal | Summer | B4 | 100 | 8000 | 619.34 | 69.89 | 69.9 | 0.01 | 0
2030 | PJM_ROM_2_PJM_ROR | PJM_ROM | PJM_ROR | Internal | Summer | B5 | 200 | 8000 | 0.04 | 65.83 | 65.82 | 0.01 | 0
2030 | PJM_ROM_2_PJM_ROR | PJM_ROM | PJM_ROR | Internal | Summer | B6 | 300 | 8000 | 0.02 | 54.56 | 54.55 | 0.01 | 0
2030 | PJM_ROM_2_PJM_ROR | PJM_ROM | PJM_ROR | Internal | Summer | B7 | 400 | 8000 | 0.02 | 45.89 | 45.88 | 0.01 | 0
2030 | PJM_ROM_2_PJM_ROR | PJM_ROM | PJM_ROR | Internal | Summer | B8 | 500 | 8000 | 0 | 44.83 | 43.74 | 0.01 | 0
2030 | PJM_ROM_2_PJM_ROR | PJM_ROM | PJM_ROR | Internal | Summer | B9 | 800 | 8000 | 0 | 41.47 | 41.46 | 0.01 | 0
2030 | PJM_ROM_2_PJM_ROR | PJM_ROM | PJM_ROR | Internal | Summer | B10 | 1262 | 8000 | 0 | 40.66 | 40.39 | 0.01 | 0
2030 | PJM_ROM_2_PJM_ROR | PJM_ROM | PJM_ROR | Internal | Winter | B16 | 25 | 8000 | 0.29 | 70.05 | 70.04 | 0.01 | 0
2030 | PJM_ROM_2_PJM_ROR | PJM_ROM | PJM_ROR | Internal | Winter | B17 | 100 | 8000 | 0.07 | 57.27 | 57.26 | 0.01 | 0
2030 | PJM_ROM_2_PJM_ROR | PJM_ROM | PJM_ROR | Internal | Winter | B18 | 400 | 8000 | 0 | 53.63 | 50.2 | 0.01 | 0
2030 | PJM_ROM_2_PJM_ROR | PJM_ROM | PJM_ROR | Internal | Winter | B19 | 700 | 8000 | 0 | 52.39 | 48.78 | 0.01 | 0
2030 | PJM_ROM_2_PJM_ROR | PJM_ROM | PJM_ROR | Internal | Winter | B20 | 935 | 8000 | 0 | 45.98 | 44.97 | 0.01 | 0
2030 | SOCO_2_ENT | SOCO | ENT | Internal | Shoulder | B11 | 25 | 2400 | 0 | 75.32 | 70.88 | 10 | 0
2030 | SOCO_2_ENT | SOCO | ENT | Internal | Shoulder | B12 | 200 | 2400 | 0 | 50.12 | 50.17 | 10 | 0
2030 | SOCO_2_ENT | SOCO | ENT | Internal | Shoulder | B13 | 600 | 2400 | 0 | 50.12 | 50.17 | 10 | 0
2030 | SOCO_2_ENT | SOCO | ENT | Internal | Shoulder | B14 | 900 | 2400 | 0 | 50.12 | 49.81 | 10 | 0
2030 | SOCO_2_ENT | SOCO | ENT | Internal | Shoulder | B15 | 1203 | 2400 | 0 | 50.12 | 48.17 | 10 | 0
2030 | SOCO_2_ENT | SOCO | ENT | Internal | Summer | B1 | 10 | 2400 | 0 | 83.67 | 75.67 | 10 | 0
2030 | SOCO_2_ENT | SOCO | ENT | Internal | Summer | B2 | 25 | 2400 | 0 | 82.07 | 74.07 | 10 | 0
2030 | SOCO_2_ENT | SOCO | ENT | Internal | Summer | B3 | 75 | 2400 | 0 | 82.07 | 74.07 | 10 | 0
2030 | SOCO_2_ENT | SOCO | ENT | Internal | Summer | B4 | 100 | 2400 | 0 | 82.07 | 74.07 | 10 | 0
2030 | SOCO_2_ENT | SOCO | ENT | Internal | Summer | B5 | 200 | 2400 | 0 | 80.82 | 68.6 | 10 | 0
2030 | SOCO_2_ENT | SOCO | ENT | Internal | Summer | B6 | 300 | 2400 | 0 | 67.12 | 59.12 | 10 | 0
2030 | SOCO_2_ENT | SOCO | ENT | Internal | Summer | B7 | 400 | 2400 | 0 | 56.58 | 48.58 | 10 | 0
2030 | SOCO_2_ENT | SOCO | ENT | Internal | Summer | B8 | 500 | 2400 | 0 | 48.64 | 48.58 | 10 | 0
2030 | SOCO_2_ENT | SOCO | ENT | Internal | Summer | B9 | 800 | 2400 | 0 | 48.64 | 48.23 | 10 | 0
2030 | SOCO_2_ENT | SOCO | ENT | Internal | Summer | B10 | 1262 | 2400 | 0 | 46.37 | 46.65 | 10 | 0
2030 | SOCO_2_ENT | SOCO | ENT | Internal | Winter | B16 | 25 | 2400 | 0 | 72.34 | 65.34 | 10 | 0
2030 | SOCO_2_ENT | SOCO | ENT | Internal | Winter | B17 | 100 | 2400 | 0 | 53.17 | 53.3 | 10 | 0
2030 | SOCO_2_ENT | SOCO | ENT | Internal | Winter | B18 | 400 | 2400 | 0 | 53.17 | 52.92 | 10 | 0
2030 | SOCO_2_ENT | SOCO | ENT | Internal | Winter | B19 | 700 | 2400 | 0 | 53.17 | 52.22 | 10 | 0
2030 | SOCO_2_ENT | SOCO | ENT | Internal | Winter | B20 | 935 | 2400 | 0 | 52.4 | 51.17 | 10 | 0
2030 | SOCO_2_FRCC | SOCO | FRCC | Internal | Shoulder | B11 | 25 | 3700 | 0 | 75.32 | 79.1 | 10 | 0
2030 | SOCO_2_FRCC | SOCO | FRCC | Internal | Shoulder | B12 | 200 | 3700 | 0 | 50.12 | 57.72 | 10 | 0
2030 | SOCO_2_FRCC | SOCO | FRCC | Internal | Shoulder | B13 | 600 | 3700 | 0 | 50.12 | 55.34 | 10 | 0
2030 | SOCO_2_FRCC | SOCO | FRCC | Internal | Shoulder | B14 | 900 | 3700 | 0 | 50.12 | 55.34 | 10 | 0
2030 | SOCO_2_FRCC | SOCO | FRCC | Internal | Shoulder | B15 | 1203 | 3700 | 0 | 50.12 | 55.34 | 10 | 0
2030 | SOCO_2_FRCC | SOCO | FRCC | Internal | Summer | B1 | 10 | 3700 | 0 | 83.67 | 89.81 | 10 | 0
2030 | SOCO_2_FRCC | SOCO | FRCC | Internal | Summer | B2 | 25 | 3700 | 0 | 82.07 | 89.81 | 10 | 0
2030 | SOCO_2_FRCC | SOCO | FRCC | Internal | Summer | B3 | 75 | 3700 | 0 | 82.07 | 88.14 | 10 | 0
2030 | SOCO_2_FRCC | SOCO | FRCC | Internal | Summer | B4 | 100 | 3700 | 0 | 82.07 | 88.14 | 10 | 0
2030 | SOCO_2_FRCC | SOCO | FRCC | Internal | Summer | B5 | 200 | 3700 | 0 | 80.82 | 77.12 | 10 | 0
2030 | SOCO_2_FRCC | SOCO | FRCC | Internal | Summer | B6 | 300 | 3700 | 465.8 | 67.12 | 77.12 | 10 | 0
2030 | SOCO_2_FRCC | SOCO | FRCC | Internal | Summer | B7 | 400 | 3700 | 0 | 56.58 | 56.82 | 10 | 0
2030 | SOCO_2_FRCC | SOCO | FRCC | Internal | Summer | B8 | 500 | 3700 | 0 | 48.64 | 56.82 | 10 | 0
2030 | SOCO_2_FRCC | SOCO | FRCC | Internal | Summer | B9 | 800 | 3700 | 0 | 48.64 | 54.47 | 10 | 0
2030 | SOCO_2_FRCC | SOCO | FRCC | Internal | Summer | B10 | 1262 | 3700 | 0 | 46.37 | 54.47 | 10 | 0
2030 | SOCO_2_FRCC | SOCO | FRCC | Internal | Winter | B16 | 25 | 3700 | 0 | 72.34 | 76.17 | 10 | 0
2030 | SOCO_2_FRCC | SOCO | FRCC | Internal | Winter | B17 | 100 | 3700 | 0 | 53.17 | 57.89 | 10 | 0
2030 | SOCO_2_FRCC | SOCO | FRCC | Internal | Winter | B18 | 400 | 3700 | 0 | 53.17 | 57.89 | 10 | 0
2030 | SOCO_2_FRCC | SOCO | FRCC | Internal | Winter | B19 | 700 | 3700 | 0 | 53.17 | 57.89 | 10 | 0
2030 | SOCO_2_FRCC | SOCO | FRCC | Internal | Winter | B20 | 935 | 3700 | 0 | 52.4 | 57.62 | 10 | 0
2030 | SOCO_2_TVA_Transmission | SOCO | TVA_Transmission | Internal | Shoulder | B11 | 25 | 2600 | 0 | 75.32 | 68.32 | 10 | 0
2030 | SOCO_2_TVA_Transmission | SOCO | TVA_Transmission | Internal | Shoulder | B12 | 200 | 2600 | 0 | 50.12 | 55.87 | 10 | 0
2030 | SOCO_2_TVA_Transmission | SOCO | TVA_Transmission | Internal | Shoulder | B13 | 600 | 2600 | 0 | 50.12 | 51.77 | 10 | 0
2030 | SOCO_2_TVA_Transmission | SOCO | TVA_Transmission | Internal | Shoulder | B14 | 900 | 2600 | 0 | 50.12 | 50.63 | 10 | 0
2030 | SOCO_2_TVA_Transmission | SOCO | TVA_Transmission | Internal | Shoulder | B15 | 1203 | 2600 | 0 | 50.12 | 49.45 | 10 | 0
2030 | SOCO_2_TVA_Transmission | SOCO | TVA_Transmission | Internal | Summer | B1 | 10 | 2600 | 0 | 83.67 | 82.32 | 10 | 0
2030 | SOCO_2_TVA_Transmission | SOCO | TVA_Transmission | Internal | Summer | B2 | 25 | 2600 | 0 | 82.07 | 79.9 | 10 | 0
2030 | SOCO_2_TVA_Transmission | SOCO | TVA_Transmission | Internal | Summer | B3 | 75 | 2600 | 0 | 82.07 | 78.81 | 10 | 0
2030 | SOCO_2_TVA_Transmission | SOCO | TVA_Transmission | Internal | Summer | B4 | 100 | 2600 | 0 | 82.07 | 75.9 | 10 | 0
2030 | SOCO_2_TVA_Transmission | SOCO | TVA_Transmission | Internal | Summer | B5 | 200 | 2600 | 0 | 80.82 | 71.82 | 10 | 0
2030 | SOCO_2_TVA_Transmission | SOCO | TVA_Transmission | Internal | Summer | B6 | 300 | 2600 | 0 | 67.12 | 59.61 | 10 | 0
2030 | SOCO_2_TVA_Transmission | SOCO | TVA_Transmission | Internal | Summer | B7 | 400 | 2600 | 0 | 56.58 | 50.16 | 10 | 0
2030 | SOCO_2_TVA_Transmission | SOCO | TVA_Transmission | Internal | Summer | B8 | 500 | 2600 | 0 | 48.64 | 48.82 | 10 | 0
2030 | SOCO_2_TVA_Transmission | SOCO | TVA_Transmission | Internal | Summer | B9 | 800 | 2600 | 0 | 48.64 | 47.26 | 10 | 0
2030 | SOCO_2_TVA_Transmission | SOCO | TVA_Transmission | Internal | Summer | B10 | 1262 | 2600 | 0 | 46.37 | 44.79 | 10 | 0
2030 | SOCO_2_TVA_Transmission | SOCO | TVA_Transmission | Internal | Winter | B16 | 25 | 2600 | 0 | 72.34 | 73.34 | 10 | 0
2030 | SOCO_2_TVA_Transmission | SOCO | TVA_Transmission | Internal | Winter | B17 | 100 | 2600 | 0 | 53.17 | 58.28 | 10 | 0
2030 | SOCO_2_TVA_Transmission | SOCO | TVA_Transmission | Internal | Winter | B18 | 400 | 2600 | 0 | 53.17 | 54.35 | 10 | 0
2030 | SOCO_2_TVA_Transmission | SOCO | TVA_Transmission | Internal | Winter | B19 | 700 | 2600 | 0 | 53.17 | 53.12 | 10 | 0
2030 | SOCO_2_TVA_Transmission | SOCO | TVA_Transmission | Internal | Winter | B20 | 935 | 2600 | 0 | 52.4 | 48.21 | 10 | 0
2030 | SOCO_2_VACAR | SOCO | VACAR | Internal | Shoulder | B11 | 25 | 2000 | 0 | 75.32 | 68.32 | 10 | 0
2030 | SOCO_2_VACAR | SOCO | VACAR | Internal | Shoulder | B12 | 200 | 2000 | 0 | 50.12 | 59.08 | 10 | 0
2030 | SOCO_2_VACAR | SOCO | VACAR | Internal | Shoulder | B13 | 600 | 2000 | 0 | 50.12 | 53.74 | 10 | 0
2030 | SOCO_2_VACAR | SOCO | VACAR | Internal | Shoulder | B14 | 900 | 2000 | 0 | 50.12 | 51.66 | 10 | 0
2030 | SOCO_2_VACAR | SOCO | VACAR | Internal | Shoulder | B15 | 1203 | 2000 | 0 | 50.12 | 49.45 | 10 | 0
2030 | SOCO_2_VACAR | SOCO | VACAR | Internal | Summer | B1 | 10 | 2000 | 0 | 83.67 | 85.75 | 10 | 0
2030 | SOCO_2_VACAR | SOCO | VACAR | Internal | Summer | B2 | 25 | 2000 | 0 | 82.07 | 85.75 | 10 | 0
2030 | SOCO_2_VACAR | SOCO | VACAR | Internal | Summer | B3 | 75 | 2000 | 0 | 82.07 | 83.9 | 10 | 0
2030 | SOCO_2_VACAR | SOCO | VACAR | Internal | Summer | B4 | 100 | 2000 | 0 | 82.07 | 83.9 | 10 | 0
2030 | SOCO_2_VACAR | SOCO | VACAR | Internal | Summer | B5 | 200 | 2000 | 0 | 80.82 | 73.82 | 10 | 0
2030 | SOCO_2_VACAR | SOCO | VACAR | Internal | Summer | B6 | 300 | 2000 | 0 | 67.12 | 63.72 | 10 | 0
2030 | SOCO_2_VACAR | SOCO | VACAR | Internal | Summer | B7 | 400 | 2000 | 0 | 56.58 | 51.88 | 10 | 0
2030 | SOCO_2_VACAR | SOCO | VACAR | Internal | Summer | B8 | 500 | 2000 | 0 | 48.64 | 49.74 | 10 | 0
2030 | SOCO_2_VACAR | SOCO | VACAR | Internal | Summer | B9 | 800 | 2000 | 0 | 48.64 | 47.46 | 10 | 0
2030 | SOCO_2_VACAR | SOCO | VACAR | Internal | Summer | B10 | 1262 | 2000 | 0 | 46.37 | 47.46 | 10 | 0
2030 | SOCO_2_VACAR | SOCO | VACAR | Internal | Winter | B16 | 25 | 2000 | 1252.53 | 72.34 | 82.34 | 10 | 0
2030 | SOCO_2_VACAR | SOCO | VACAR | Internal | Winter | B17 | 100 | 2000 | 1999.98 | 53.17 | 63.26 | 10 | 0.09
2030 | SOCO_2_VACAR | SOCO | VACAR | Internal | Winter | B18 | 400 | 2000 | 0 | 53.17 | 53.9 | 10 | 0
2030 | SOCO_2_VACAR | SOCO | VACAR | Internal | Winter | B19 | 700 | 2000 | 0 | 53.17 | 53.9 | 10 | 0
2030 | SOCO_2_VACAR | SOCO | VACAR | Internal | Winter | B20 | 935 | 2000 | 0 | 52.4 | 50.97 | 10 | 0
2030 | SPP_N_2_ENT | SPP_N | ENT | Internal | Shoulder | B11 | 25 | 1800 | 0 | 77.33 | 70.88 | 5 | 0
2030 | SPP_N_2_ENT | SPP_N | ENT | Internal | Shoulder | B12 | 200 | 1800 | 0 | 55.09 | 50.17 | 5 | 0
2030 | SPP_N_2_ENT | SPP_N | ENT | Internal | Shoulder | B13 | 600 | 1800 | 0 | 49.86 | 50.17 | 5 | 0
2030 | SPP_N_2_ENT | SPP_N | ENT | Internal | Shoulder | B14 | 900 | 1800 | 0 | 49.38 | 49.81 | 5 | 0
2030 | SPP_N_2_ENT | SPP_N | ENT | Internal | Shoulder | B15 | 1203 | 1800 | 0 | 48.08 | 48.17 | 5 | 0
2030 | SPP_N_2_ENT | SPP_N | ENT | Internal | Summer | B1 | 10 | 1800 | 0 | 78.45 | 75.67 | 5 | 0
2030 | SPP_N_2_ENT | SPP_N | ENT | Internal | Summer | B2 | 25 | 1800 | 0 | 78.45 | 74.07 | 5 | 0
2030 | SPP_N_2_ENT | SPP_N | ENT | Internal | Summer | B3 | 75 | 1800 | 0 | 77.4 | 74.07 | 5 | 0
2030 | SPP_N_2_ENT | SPP_N | ENT | Internal | Summer | B4 | 100 | 1800 | 0 | 77.03 | 74.07 | 5 | 0
2030 | SPP_N_2_ENT | SPP_N | ENT | Internal | Summer | B5 | 200 | 1800 | 0 | 75.84 | 68.6 | 5 | 0
2030 | SPP_N_2_ENT | SPP_N | ENT | Internal | Summer | B6 | 300 | 1800 | 0 | 67.01 | 59.12 | 5 | 0
2030 | SPP_N_2_ENT | SPP_N | ENT | Internal | Summer | B7 | 400 | 1800 | 0 | 55.75 | 48.58 | 5 | 0
2030 | SPP_N_2_ENT | SPP_N | ENT | Internal | Summer | B8 | 500 | 1800 | 0 | 48.57 | 48.58 | 5 | 0
2030 | SPP_N_2_ENT | SPP_N | ENT | Internal | Summer | B9 | 800 | 1800 | 0 | 46.45 | 48.23 | 5 | 0
2030 | SPP_N_2_ENT | SPP_N | ENT | Internal | Summer | B10 | 1262 | 1800 | 0 | 45.56 | 46.65 | 5 | 0
2030 | SPP_N_2_ENT | SPP_N | ENT | Internal | Winter | B16 | 25 | 1800 | 0 | 72.94 | 65.34 | 5 | 0
2030 | SPP_N_2_ENT | SPP_N | ENT | Internal | Winter | B17 | 100 | 1800 | 0 | 53.64 | 53.3 | 5 | 0
2030 | SPP_N_2_ENT | SPP_N | ENT | Internal | Winter | B18 | 400 | 1800 | 0 | 51.79 | 52.92 | 5 | 0
2030 | SPP_N_2_ENT | SPP_N | ENT | Internal | Winter | B19 | 700 | 1800 | 0 | 51.29 | 52.22 | 5 | 0
2030 | SPP_N_2_ENT | SPP_N | ENT | Internal | Winter | B20 | 935 | 1800 | 0 | 51.17 | 51.17 | 5 | 0
2030 | SPP_N_2_MISO_MO-IL | SPP_N | MISO_MO-IL | Internal | Shoulder | B11 | 25 | 2000 | 0 | 77.33 | 69.33 | 5 | 0
2030 | SPP_N_2_MISO_MO-IL | SPP_N | MISO_MO-IL | Internal | Shoulder | B12 | 200 | 2000 | 0 | 55.09 | 55.08 | 5 | 0
2030 | SPP_N_2_MISO_MO-IL | SPP_N | MISO_MO-IL | Internal | Shoulder | B13 | 600 | 2000 | 0 | 49.86 | 49.52 | 5 | 0
2030 | SPP_N_2_MISO_MO-IL | SPP_N | MISO_MO-IL | Internal | Shoulder | B14 | 900 | 2000 | 0 | 49.38 | 47.21 | 5 | 0
2030 | SPP_N_2_MISO_MO-IL | SPP_N | MISO_MO-IL | Internal | Shoulder | B15 | 1203 | 2000 | 0 | 48.08 | 44.09 | 5 | 0
2030 | SPP_N_2_MISO_MO-IL | SPP_N | MISO_MO-IL | Internal | Summer | B1 | 10 | 2000 | 0 | 78.45 | 78.32 | 5 | 0
2030 | SPP_N_2_MISO_MO-IL | SPP_N | MISO_MO-IL | Internal | Summer | B2 | 25 | 2000 | 0 | 78.45 | 76.8 | 5 | 0
2030 | SPP_N_2_MISO_MO-IL | SPP_N | MISO_MO-IL | Internal | Summer | B3 | 75 | 2000 | 0 | 77.4 | 75 | 5 | 0
2030 | SPP_N_2_MISO_MO-IL | SPP_N | MISO_MO-IL | Internal | Summer | B4 | 100 | 2000 | 0 | 77.03 | 71.91 | 5 | 0
2030 | SPP_N_2_MISO_MO-IL | SPP_N | MISO_MO-IL | Internal | Summer | B5 | 200 | 2000 | 0 | 75.84 | 67.84 | 5 | 0
2030 | SPP_N_2_MISO_MO-IL | SPP_N | MISO_MO-IL | Internal | Summer | B6 | 300 | 2000 | 0 | 67.01 | 56.56 | 5 | 0
2030 | SPP_N_2_MISO_MO-IL | SPP_N | MISO_MO-IL | Internal | Summer | B7 | 400 | 2000 | 0 | 55.75 | 47.88 | 5 | 0
2030 | SPP_N_2_MISO_MO-IL | SPP_N | MISO_MO-IL | Internal | Summer | B8 | 500 | 2000 | 0 | 48.57 | 44.12 | 5 | 0
2030 | SPP_N_2_MISO_MO-IL | SPP_N | MISO_MO-IL | Internal | Summer | B9 | 800 | 2000 | 0 | 46.45 | 43.17 | 5 | 0
2030 | SPP_N_2_MISO_MO-IL | SPP_N | MISO_MO-IL | Internal | Summer | B10 | 1262 | 2000 | 0 | 45.56 | 40.61 | 5 | 0
2030 | SPP_N_2_MISO_MO-IL | SPP_N | MISO_MO-IL | Internal | Winter | B16 | 25 | 2000 | 0 | 72.94 | 72.02 | 5 | 0
2030 | SPP_N_2_MISO_MO-IL | SPP_N | MISO_MO-IL | Internal | Winter | B17 | 100 | 2000 | 0 | 53.64 | 55.26 | 5 | 0
2030 | SPP_N_2_MISO_MO-IL | SPP_N | MISO_MO-IL | Internal | Winter | B18 | 400 | 2000 | 0 | 51.79 | 51.29 | 5 | 0
2030 | SPP_N_2_MISO_MO-IL | SPP_N | MISO_MO-IL | Internal | Winter | B19 | 700 | 2000 | 0 | 51.29 | 46.85 | 5 | 0
2030 | SPP_N_2_MISO_MO-IL | SPP_N | MISO_MO-IL | Internal | Winter | B20 | 935 | 2000 | 0 | 51.17 | 44.02 | 5 | 0
2030 | SPP_N_2_MISO_W | SPP_N | MISO_W | Internal | Shoulder | B11 | 25 | 750 | 0 | 77.33 | 77.32 | 5 | 0
2030 | SPP_N_2_MISO_W | SPP_N | MISO_W | Internal | Shoulder | B12 | 200 | 750 | 0 | 55.09 | 55.08 | 5 | 0
2030 | SPP_N_2_MISO_W | SPP_N | MISO_W | Internal | Shoulder | B13 | 600 | 750 | 0 | 49.86 | 49.53 | 5 | 0
2030 | SPP_N_2_MISO_W | SPP_N | MISO_W | Internal | Shoulder | B14 | 900 | 750 | 0 | 49.38 | 47.86 | 5 | 0
2030 | SPP_N_2_MISO_W | SPP_N | MISO_W | Internal | Shoulder | B15 | 1203 | 750 | 0 | 48.08 | 45.45 | 5 | 0
2030 | SPP_N_2_MISO_W | SPP_N | MISO_W | Internal | Summer | B1 | 10 | 750 | 0 | 78.45 | 78.33 | 5 | 0
2030 | SPP_N_2_MISO_W | SPP_N | MISO_W | Internal | Summer | B2 | 25 | 750 | 0 | 78.45 | 77.39 | 5 | 0
2030 | SPP_N_2_MISO_W | SPP_N | MISO_W | Internal | Summer | B3 | 75 | 750 | 0 | 77.4 | 77.39 | 5 | 0
2030 | SPP_N_2_MISO_W | SPP_N | MISO_W | Internal | Summer | B4 | 100 | 750 | 0 | 77.03 | 75.99 | 5 | 0
2030 | SPP_N_2_MISO_W | SPP_N | MISO_W | Internal | Summer | B5 | 200 | 750 | 0 | 75.84 | 75.83 | 5 | 0
2030 | SPP_N_2_MISO_W | SPP_N | MISO_W | Internal | Summer | B6 | 300 | 750 | 0 | 67.01 | 60.01 | 5 | 0
2030 | SPP_N_2_MISO_W | SPP_N | MISO_W | Internal | Summer | B7 | 400 | 750 | 0 | 55.75 | 48.75 | 5 | 0
2030 | SPP_N_2_MISO_W | SPP_N | MISO_W | Internal | Summer | B8 | 500 | 750 | 0 | 48.57 | 44.34 | 5 | 0
2030 | SPP_N_2_MISO_W | SPP_N | MISO_W | Internal | Summer | B9 | 800 | 750 | 0 | 46.45 | 43.47 | 5 | 0
2030 | SPP_N_2_MISO_W | SPP_N | MISO_W | Internal | Summer | B10 | 1262 | 750 | 0 | 45.56 | 40.6 | 5 | 0
2030 | SPP_N_2_MISO_W | SPP_N | MISO_W | Internal | Winter | B16 | 25 | 750 | 0 | 72.94 | 72.01 | 5 | 0
2030 | SPP_N_2_MISO_W | SPP_N | MISO_W | Internal | Winter | B17 | 100 | 750 | 0 | 53.64 | 55.25 | 5 | 0
2030 | SPP_N_2_MISO_W | SPP_N | MISO_W | Internal | Winter | B18 | 400 | 750 | 0 | 51.79 | 51.34 | 5 | 0
2030 | SPP_N_2_MISO_W | SPP_N | MISO_W | Internal | Winter | B19 | 700 | 750 | 0 | 51.29 | 50.78 | 5 | 0
2030 | SPP_N_2_MISO_W | SPP_N | MISO_W | Internal | Winter | B20 | 935 | 750 | 0 | 51.17 | 44.29 | 5 | 0
2030 | SPP_N_2_NE | SPP_N | NE | Internal | Shoulder | B11 | 25 | 330 | 0.28 | 77.33 | 77.32 | 0.01 | 0
2030 | SPP_N_2_NE | SPP_N | NE | Internal | Shoulder | B12 | 200 | 330 | 0.04 | 55.09 | 55.08 | 0.01 | 0
2030 | SPP_N_2_NE | SPP_N | NE | Internal | Shoulder | B13 | 600 | 330 | 0.01 | 49.86 | 49.84 | 0.01 | 0
2030 | SPP_N_2_NE | SPP_N | NE | Internal | Shoulder | B14 | 900 | 330 | 0 | 49.38 | 49.37 | 0.01 | 0
2030 | SPP_N_2_NE | SPP_N | NE | Internal | Shoulder | B15 | 1203 | 330 | 0 | 48.08 | 48.06 | 0.01 | 0
2030 | SPP_N_2_NE | SPP_N | NE | Internal | Summer | B1 | 10 | 330 | 0.65 | 78.45 | 78.44 | 0.01 | 0
2030 | SPP_N_2_NE | SPP_N | NE | Internal | Summer | B2 | 25 | 330 | 0.28 | 78.45 | 78.44 | 0.01 | 0
2030 | SPP_N_2_NE | SPP_N | NE | Internal | Summer | B3 | 75 | 330 | 0.1 | 77.4 | 77.39 | 0.01 | 0
2030 | SPP_N_2_NE | SPP_N | NE | Internal | Summer | B4 | 100 | 330 | 0.07 | 77.03 | 77.02 | 0.01 | 0
2030 | SPP_N_2_NE | SPP_N | NE | Internal | Summer | B5 | 200 | 330 | 0.04 | 75.84 | 75.83 | 0.01 | 0
2030 | SPP_N_2_NE | SPP_N | NE | Internal | Summer | B6 | 300 | 330 | 0 | 67.01 | 66.28 | 0.01 | 0
2030 | SPP_N_2_NE | SPP_N | NE | Internal | Summer | B7 | 400 | 330 | 0.02 | 55.75 | 55.74 | 0.01 | 0
2030 | SPP_N_2_NE | SPP_N | NE | Internal | Summer | B8 | 500 | 330 | 0 | 48.57 | 46.44 | 0.01 | 0
2030 | SPP_N_2_NE | SPP_N | NE | Internal | Summer | B9 | 800 | 330 | 0 | 46.45 | 46.44 | 0.01 | 0
2030 | SPP_N_2_NE | SPP_N | NE | Internal | Summer | B10 | 1262 | 330 | 0 | 45.56 | 40.6 | 0.01 | 0
2030 | SPP_N_2_NE | SPP_N | NE | Internal | Winter | B16 | 25 | 330 | 0 | 72.94 | 72.01 | 0.01 | 0
2030 | SPP_N_2_NE | SPP_N | NE | Internal | Winter | B17 | 100 | 330 | 0.07 | 53.64 | 53.63 | 0.01 | 0
2030 | SPP_N_2_NE | SPP_N | NE | Internal | Winter | B18 | 400 | 330 | 0.02 | 51.79 | 51.78 | 0.01 | 0
2030 | SPP_N_2_NE | SPP_N | NE | Internal | Winter | B19 | 700 | 330 | 0.01 | 51.29 | 51.28 | 0.01 | 0
2030 | SPP_N_2_NE | SPP_N | NE | Internal | Winter | B20 | 935 | 330 | 0 | 51.17 | 51.16 | 0.01 | 0
2030 | SPP_N_2_SPP_S | SPP_N | SPP_S | Internal | Shoulder | B11 | 25 | 4000 | 0 | 77.33 | 69.41 | 0.01 | 0
2030 | SPP_N_2_SPP_S | SPP_N | SPP_S | Internal | Shoulder | B12 | 200 | 4000 | 0 | 55.09 | 51.17 | 0.01 | 0
2030 | SPP_N_2_SPP_S | SPP_N | SPP_S | Internal | Shoulder | B13 | 600 | 4000 | 0.01 | 49.86 | 49.84 | 0.01 | 0
2030 | SPP_N_2_SPP_S | SPP_N | SPP_S | Internal | Shoulder | B14 | 900 | 4000 | 0 | 49.38 | 48.09 | 0.01 | 0
2030 | SPP_N_2_SPP_S | SPP_N | SPP_S | Internal | Shoulder | B15 | 1203 | 4000 | 1269.59 | 48.08 | 48.09 | 0.01 | 0
2030 | SPP_N_2_SPP_S | SPP_N | SPP_S | Internal | Summer | B1 | 10 | 4000 | 0.01 | 78.45 | 77.07 | 0.01 | 0
2030 | SPP_N_2_SPP_S | SPP_N | SPP_S | Internal | Summer | B2 | 25 | 4000 | 0 | 78.45 | 76.1 | 0.01 | 0
2030 | SPP_N_2_SPP_S | SPP_N | SPP_S | Internal | Summer | B3 | 75 | 4000 | 0 | 77.4 | 75.95 | 0.01 | 0
2030 | SPP_N_2_SPP_S | SPP_N | SPP_S | Internal | Summer | B4 | 100 | 4000 | 0 | 77.03 | 69.07 | 0.01 | 0
2030 | SPP_N_2_SPP_S | SPP_N | SPP_S | Internal | Summer | B5 | 200 | 4000 | 0 | 75.84 | 67.59 | 0.01 | 0
2030 | SPP_N_2_SPP_S | SPP_N | SPP_S | Internal | Summer | B6 | 300 | 4000 | 1504.5 | 67.01 | 67.02 | 0.01 | 0
2030 | SPP_N_2_SPP_S | SPP_N | SPP_S | Internal | Summer | B7 | 400 | 4000 | 1688.91 | 55.75 | 55.76 | 0.01 | 0
2030 | SPP_N_2_SPP_S | SPP_N | SPP_S | Internal | Summer | B8 | 500 | 4000 | 1674.86 | 48.57 | 48.58 | 0.01 | 0
2030 | SPP_N_2_SPP_S | SPP_N | SPP_S | Internal | Summer | B9 | 800 | 4000 | 1605.89 | 46.45 | 46.46 | 0.01 | 0
2030 | SPP_N_2_SPP_S | SPP_N | SPP_S | Internal | Summer | B10 | 1262 | 4000 | 4000 | 45.56 | 46.36 | 0.01 | 0.78
2030 | SPP_N_2_SPP_S | SPP_N | SPP_S | Internal | Winter | B16 | 25 | 4000 | 333.16 | 72.94 | 72.95 | 0.01 | 0
2030 | SPP_N_2_SPP_S | SPP_N | SPP_S | Internal | Winter | B17 | 100 | 4000 | 894.56 | 53.64 | 53.65 | 0.01 | 0
2030 | SPP_N_2_SPP_S | SPP_N | SPP_S | Internal | Winter | B18 | 400 | 4000 | 832.46 | 51.79 | 51.81 | 0.01 | 0
2030 | SPP_N_2_SPP_S | SPP_N | SPP_S | Internal | Winter | B19 | 700 | 4000 | 1289.75 | 51.29 | 51.3 | 0.01 | 0
2030 | SPP_N_2_SPP_S | SPP_N | SPP_S | Internal | Winter | B20 | 935 | 4000 | 3765.05 | 51.17 | 51.18 | 0.01 | 0
2030 | SPP_S_2_ENT | SPP_S | ENT | Internal | Shoulder | B11 | 25 | 850 | 0 | 69.41 | 70.88 | 5 | 0
2030 | SPP_S_2_ENT | SPP_S | ENT | Internal | Shoulder | B12 | 200 | 850 | 0 | 51.17 | 50.17 | 5 | 0
2030 | SPP_S_2_ENT | SPP_S | ENT | Internal | Shoulder | B13 | 600 | 850 | 0 | 49.84 | 50.17 | 5 | 0
2030 | SPP_S_2_ENT | SPP_S | ENT | Internal | Shoulder | B14 | 900 | 850 | 0 | 48.09 | 49.81 | 5 | 0
2030 | SPP_S_2_ENT | SPP_S | ENT | Internal | Shoulder | B15 | 1203 | 850 | 0 | 48.09 | 48.17 | 5 | 0
2030 | SPP_S_2_ENT | SPP_S | ENT | Internal | Summer | B1 | 10 | 850 | 0 | 77.07 | 75.67 | 5 | 0
2030 | SPP_S_2_ENT | SPP_S | ENT | Internal | Summer | B2 | 25 | 850 | 0 | 76.1 | 74.07 | 5 | 0
2030 | SPP_S_2_ENT | SPP_S | ENT | Internal | Summer | B3 | 75 | 850 | 0 | 75.95 | 74.07 | 5 | 0
2030 | SPP_S_2_ENT | SPP_S | ENT | Internal | Summer | B4 | 100 | 850 | 307.86 | 69.07 | 74.07 | 5 | 0
2030 | SPP_S_2_ENT | SPP_S | ENT | Internal | Summer | B5 | 200 | 850 | 0 | 67.59 | 68.6 | 5 | 0
2030 | SPP_S_2_ENT | SPP_S | ENT | Internal | Summer | B6 | 300 | 850 | 0 | 67.02 | 59.12 | 5 | 0
2030 | SPP_S_2_ENT | SPP_S | ENT | Internal | Summer | B7 | 400 | 850 | 0 | 55.76 | 48.58 | 5 | 0
2030 | SPP_S_2_ENT | SPP_S | ENT | Internal | Summer | B8 | 500 | 850 | 0 | 48.58 | 48.58 | 5 | 0
2030 | SPP_S_2_ENT | SPP_S | ENT | Internal | Summer | B9 | 800 | 850 | 0 | 46.46 | 48.23 | 5 | 0
2030 | SPP_S_2_ENT | SPP_S | ENT | Internal | Summer | B10 | 1262 | 850 | 0 | 46.36 | 46.65 | 5 | 0
2030 | SPP_S_2_ENT | SPP_S | ENT | Internal | Winter | B16 | 25 | 850 | 0 | 72.95 | 65.34 | 5 | 0
2030 | SPP_S_2_ENT | SPP_S | ENT | Internal | Winter | B17 | 100 | 850 | 0 | 53.65 | 53.3 | 5 | 0
2030 | SPP_S_2_ENT | SPP_S | ENT | Internal | Winter | B18 | 400 | 850 | 0 | 51.81 | 52.92 | 5 | 0
2030 | SPP_S_2_ENT | SPP_S | ENT | Internal | Winter | B19 | 700 | 850 | 0 | 51.3 | 52.22 | 5 | 0
2030 | SPP_S_2_ENT | SPP_S | ENT | Internal | Winter | B20 | 935 | 850 | 0 | 51.18 | 51.17 | 5 | 0
2030 | SPP_S_2_SPP_N | SPP_S | SPP_N | Internal | Shoulder | B11 | 25 | 640 | 640 | 69.41 | 77.33 | 0.01 | 7.91
2030 | SPP_S_2_SPP_N | SPP_S | SPP_N | Internal | Shoulder | B12 | 200 | 640 | 640 | 51.17 | 55.09 | 0.01 | 3.92
2030 | SPP_S_2_SPP_N | SPP_S | SPP_N | Internal | Shoulder | B13 | 600 | 640 | 467.14 | 49.84 | 49.86 | 0.01 | 0
2030 | SPP_S_2_SPP_N | SPP_S | SPP_N | Internal | Shoulder | B14 | 900 | 640 | 640 | 48.09 | 49.38 | 0.01 | 1.28
2030 | SPP_S_2_SPP_N | SPP_S | SPP_N | Internal | Shoulder | B15 | 1203 | 640 | 0 | 48.09 | 48.08 | 0.01 | 0
2030 | SPP_S_2_SPP_N | SPP_S | SPP_N | Internal | Summer | B1 | 10 | 640 | 639.99 | 77.07 | 78.45 | 0.01 | 1.37
2030 | SPP_S_2_SPP_N | SPP_S | SPP_N | Internal | Summer | B2 | 25 | 640 | 640 | 76.1 | 78.45 | 0.01 | 2.34
2030 | SPP_S_2_SPP_N | SPP_S | SPP_N | Internal | Summer | B3 | 75 | 640 | 640 | 75.95 | 77.4 | 0.01 | 1.44
2030 | SPP_S_2_SPP_N | SPP_S | SPP_N | Internal | Summer | B4 | 100 | 640 | 640 | 69.07 | 77.03 | 0.01 | 7.95
2030 | SPP_S_2_SPP_N | SPP_S | SPP_N | Internal | Summer | B5 | 200 | 640 | 640 | 67.59 | 75.84 | 0.01 | 8.25
2030 | SPP_S_2_SPP_N | SPP_S | SPP_N | Internal | Summer | B6 | 300 | 640 | 0.02 | 67.02 | 67.01 | 0.01 | 0
2030 | SPP_S_2_SPP_N | SPP_S | SPP_N | Internal | Summer | B7 | 400 | 640 | 0.02 | 55.76 | 55.75 | 0.01 | 0
2030 | SPP_S_2_SPP_N | SPP_S | SPP_N | Internal | Summer | B8 | 500 | 640 | 0.01 | 48.58 | 48.57 | 0.01 | 0
2030 | SPP_S_2_SPP_N | SPP_S | SPP_N | Internal | Summer | B9 | 800 | 640 | 0 | 46.46 | 46.45 | 0.01 | 0
2030 | SPP_S_2_SPP_N | SPP_S | SPP_N | Internal | Summer | B10 | 1262 | 640 | 0 | 46.36 | 45.56 | 0.01 | 0
2030 | SPP_S_2_SPP_N | SPP_S | SPP_N | Internal | Winter | B16 | 25 | 640 | 0.29 | 72.95 | 72.94 | 0.01 | 0
2030 | SPP_S_2_SPP_N | SPP_S | SPP_N | Internal | Winter | B17 | 100 | 640 | 0.07 | 53.65 | 53.64 | 0.01 | 0
2030 | SPP_S_2_SPP_N | SPP_S | SPP_N | Internal | Winter | B18 | 400 | 640 | 0.02 | 51.81 | 51.79 | 0.01 | 0
2030 | SPP_S_2_SPP_N | SPP_S | SPP_N | Internal | Winter | B19 | 700 | 640 | 0.01 | 51.3 | 51.29 | 0.01 | 0
2030 | SPP_S_2_SPP_N | SPP_S | SPP_N | Internal | Winter | B20 | 935 | 640 | 0 | 51.18 | 51.17 | 0.01 | 0
2030 | TVA_2_ENT | TVA | ENT | Internal | Shoulder | B11 | 25 | 500 | 0 | 68.33 | 70.88 | 9 | 0
2030 | TVA_2_ENT | TVA | ENT | Internal | Shoulder | B12 | 200 | 500 | 0 | 51.68 | 50.17 | 9 | 0
2030 | TVA_2_ENT | TVA | ENT | Internal | Shoulder | B13 | 600 | 500 | 0 | 49.63 | 50.17 | 9 | 0
2030 | TVA_2_ENT | TVA | ENT | Internal | Shoulder | B14 | 900 | 500 | 0 | 49.63 | 49.81 | 9 | 0
2030 | TVA_2_ENT | TVA | ENT | Internal | Shoulder | B15 | 1203 | 500 | 0 | 49.47 | 48.17 | 9 | 0
2030 | TVA_2_ENT | TVA | ENT | Internal | Summer | B1 | 10 | 500 | 0 | 82.33 | 75.67 | 9 | 0
2030 | TVA_2_ENT | TVA | ENT | Internal | Summer | B2 | 25 | 500 | 0 | 79.91 | 74.07 | 9 | 0
2030 | TVA_2_ENT | TVA | ENT | Internal | Summer | B3 | 75 | 500 | 0 | 78.63 | 74.07 | 9 | 0
2030 | TVA_2_ENT | TVA | ENT | Internal | Summer | B4 | 100 | 500 | 0 | 75.91 | 74.07 | 9 | 0
2030 | TVA_2_ENT | TVA | ENT | Internal | Summer | B5 | 200 | 500 | 0 | 71.83 | 68.6 | 9 | 0
2030 | TVA_2_ENT | TVA | ENT | Internal | Summer | B6 | 300 | 500 | 0 | 55.55 | 59.12 | 9 | 0
2030 | TVA_2_ENT | TVA | ENT | Internal | Summer | B7 | 400 | 500 | 0 | 48.14 | 48.58 | 9 | 0
2030 | TVA_2_ENT | TVA | ENT | Internal | Summer | B8 | 500 | 500 | 0 | 48.14 | 48.58 | 9 | 0
2030 | TVA_2_ENT | TVA | ENT | Internal | Summer | B9 | 800 | 500 | 0 | 47.09 | 48.23 | 9 | 0
2030 | TVA_2_ENT | TVA | ENT | Internal | Summer | B10 | 1262 | 500 | 0 | 44.33 | 46.65 | 9 | 0
2030 | TVA_2_ENT | TVA | ENT | Internal | Winter | B16 | 25 | 500 | 0 | 73.35 | 65.34 | 9 | 0
2030 | TVA_2_ENT | TVA | ENT | Internal | Winter | B17 | 100 | 500 | 0 | 54.75 | 53.3 | 9 | 0
2030 | TVA_2_ENT | TVA | ENT | Internal | Winter | B18 | 400 | 500 | 0 | 52.5 | 52.92 | 9 | 0
2030 | TVA_2_ENT | TVA | ENT | Internal | Winter | B19 | 700 | 500 | 0 | 52.5 | 52.22 | 9 | 0
2030 | TVA_2_ENT | TVA | ENT | Internal | Winter | B20 | 935 | 500 | 0 | 48.22 | 51.17 | 9 | 0
2030 | TVA_2_MISO_MO-IL | TVA | MISO_MO-IL | Internal | Shoulder | B11 | 25 | 50 | 0 | 68.33 | 69.33 | 9 | 0
2030 | TVA_2_MISO_MO-IL | TVA | MISO_MO-IL | Internal | Shoulder | B12 | 200 | 50 | 0 | 51.68 | 55.08 | 9 | 0
2030 | TVA_2_MISO_MO-IL | TVA | MISO_MO-IL | Internal | Shoulder | B13 | 600 | 50 | 0 | 49.63 | 49.52 | 9 | 0
2030 | TVA_2_MISO_MO-IL | TVA | MISO_MO-IL | Internal | Shoulder | B14 | 900 | 50 | 0 | 49.63 | 47.21 | 9 | 0
2030 | TVA_2_MISO_MO-IL | TVA | MISO_MO-IL | Internal | Shoulder | B15 | 1203 | 50 | 0 | 49.47 | 44.09 | 9 | 0
2030 | TVA_2_MISO_MO-IL | TVA | MISO_MO-IL | Internal | Summer | B1 | 10 | 50 | 0 | 82.33 | 78.32 | 9 | 0
2030 | TVA_2_MISO_MO-IL | TVA | MISO_MO-IL | Internal | Summer | B2 | 25 | 50 | 0 | 79.91 | 76.8 | 9 | 0
2030 | TVA_2_MISO_MO-IL | TVA | MISO_MO-IL | Internal | Summer | B3 | 75 | 50 | 0 | 78.63 | 75 | 9 | 0
2030 | TVA_2_MISO_MO-IL | TVA | MISO_MO-IL | Internal | Summer | B4 | 100 | 50 | 0 | 75.91 | 71.91 | 9 | 0
2030 | TVA_2_MISO_MO-IL | TVA | MISO_MO-IL | Internal | Summer | B5 | 200 | 50 | 0 | 71.83 | 67.84 | 9 | 0
2030 | TVA_2_MISO_MO-IL | TVA | MISO_MO-IL | Internal | Summer | B6 | 300 | 50 | 0 | 55.55 | 56.56 | 9 | 0
2030 | TVA_2_MISO_MO-IL | TVA | MISO_MO-IL | Internal | Summer | B7 | 400 | 50 | 0 | 48.14 | 47.88 | 9 | 0
2030 | TVA_2_MISO_MO-IL | TVA | MISO_MO-IL | Internal | Summer | B8 | 500 | 50 | 0 | 48.14 | 44.12 | 9 | 0
2030 | TVA_2_MISO_MO-IL | TVA | MISO_MO-IL | Internal | Summer | B9 | 800 | 50 | 0 | 47.09 | 43.17 | 9 | 0
2030 | TVA_2_MISO_MO-IL | TVA | MISO_MO-IL | Internal | Summer | B10 | 1262 | 50 | 0 | 44.33 | 40.61 | 9 | 0
2030 | TVA_2_MISO_MO-IL | TVA | MISO_MO-IL | Internal | Winter | B16 | 25 | 50 | 0 | 73.35 | 72.02 | 9 | 0
2030 | TVA_2_MISO_MO-IL | TVA | MISO_MO-IL | Internal | Winter | B17 | 100 | 50 | 0 | 54.75 | 55.26 | 9 | 0
2030 | TVA_2_MISO_MO-IL | TVA | MISO_MO-IL | Internal | Winter | B18 | 400 | 50 | 0 | 52.5 | 51.29 | 9 | 0
2030 | TVA_2_MISO_MO-IL | TVA | MISO_MO-IL | Internal | Winter | B19 | 700 | 50 | 0 | 52.5 | 46.85 | 9 | 0
2030 | TVA_2_MISO_MO-IL | TVA | MISO_MO-IL | Internal | Winter | B20 | 935 | 50 | 0 | 48.22 | 44.02 | 9 | 0
2030 | TVA_2_NonRTO_Midwest | TVA | NonRTO_Midwest | Internal | Shoulder | B11 | 25 | 100 | 0.49 | 68.33 | 77.32 | 9 | 0
2030 | TVA_2_NonRTO_Midwest | TVA | NonRTO_Midwest | Internal | Shoulder | B12 | 200 | 100 | 100 | 51.68 | 63.07 | 9 | 2.39
2030 | TVA_2_NonRTO_Midwest | TVA | NonRTO_Midwest | Internal | Shoulder | B13 | 600 | 100 | 0 | 49.63 | 55.8 | 9 | 0
2030 | TVA_2_NonRTO_Midwest | TVA | NonRTO_Midwest | Internal | Shoulder | B14 | 900 | 100 | 0 | 49.63 | 45.63 | 9 | 0
2030 | TVA_2_NonRTO_Midwest | TVA | NonRTO_Midwest | Internal | Shoulder | B15 | 1203 | 100 | 0 | 49.47 | 41.45 | 9 | 0
2030 | TVA_2_NonRTO_Midwest | TVA | NonRTO_Midwest | Internal | Summer | B1 | 10 | 100 | 0 | 82.33 | 80.48 | 9 | 0
2030 | TVA_2_NonRTO_Midwest | TVA | NonRTO_Midwest | Internal | Summer | B2 | 25 | 100 | 0 | 79.91 | 80.48 | 9 | 0
2030 | TVA_2_NonRTO_Midwest | TVA | NonRTO_Midwest | Internal | Summer | B3 | 75 | 100 | 0 | 78.63 | 80.48 | 9 | 0
2030 | TVA_2_NonRTO_Midwest | TVA | NonRTO_Midwest | Internal | Summer | B4 | 100 | 100 | 0 | 75.91 | 79.9 | 9 | 0
2030 | TVA_2_NonRTO_Midwest | TVA | NonRTO_Midwest | Internal | Summer | B5 | 200 | 100 | 0 | 71.83 | 75.83 | 9 | 0
2030 | TVA_2_NonRTO_Midwest | TVA | NonRTO_Midwest | Internal | Summer | B6 | 300 | 100 | 44.85 | 55.55 | 64.55 | 9 | 0
2030 | TVA_2_NonRTO_Midwest | TVA | NonRTO_Midwest | Internal | Summer | B7 | 400 | 100 | 0 | 48.14 | 46.24 | 9 | 0
2030 | TVA_2_NonRTO_Midwest | TVA | NonRTO_Midwest | Internal | Summer | B8 | 500 | 100 | 0 | 48.14 | 44.84 | 9 | 0
2030 | TVA_2_NonRTO_Midwest | TVA | NonRTO_Midwest | Internal | Summer | B9 | 800 | 100 | 0 | 47.09 | 43.4 | 9 | 0
2030 | TVA_2_NonRTO_Midwest | TVA | NonRTO_Midwest | Internal | Summer | B10 | 1262 | 100 | 0 | 44.33 | 37.45 | 9 | 0
2030 | TVA_2_NonRTO_Midwest | TVA | NonRTO_Midwest | Internal | Winter | B16 | 25 | 100 | 0 | 73.35 | 80.04 | 9 | 0
2030 | TVA_2_NonRTO_Midwest | TVA | NonRTO_Midwest | Internal | Winter | B17 | 100 | 100 | 0 | 54.75 | 63.27 | 9 | 0
2030 | TVA_2_NonRTO_Midwest | TVA | NonRTO_Midwest | Internal | Winter | B18 | 400 | 100 | 0 | 52.5 | 59.3 | 9 | 0
2030 | TVA_2_NonRTO_Midwest | TVA | NonRTO_Midwest | Internal | Winter | B19 | 700 | 100 | 0 | 52.5 | 46.96 | 9 | 0
2030 | TVA_2_NonRTO_Midwest | TVA | NonRTO_Midwest | Internal | Winter | B20 | 935 | 100 | 0 | 48.22 | 40.21 | 9 | 0
2030 | TVA_2_PJM_ROR | TVA | PJM_ROR | Internal | Shoulder | B11 | 25 | 500 | 0 | 68.33 | 62.32 | 9 | 0
2030 | TVA_2_PJM_ROR | TVA | PJM_ROR | Internal | Shoulder | B12 | 200 | 500 | 0 | 51.68 | 53.08 | 9 | 0
2030 | TVA_2_PJM_ROR | TVA | PJM_ROR | Internal | Shoulder | B13 | 600 | 500 | 0 | 49.63 | 47.74 | 9 | 0
2030 | TVA_2_PJM_ROR | TVA | PJM_ROR | Internal | Shoulder | B14 | 900 | 500 | 0 | 49.63 | 46.26 | 9 | 0
2030 | TVA_2_PJM_ROR | TVA | PJM_ROR | Internal | Shoulder | B15 | 1203 | 500 | 0 | 49.47 | 43.45 | 9 | 0
2030 | TVA_2_PJM_ROR | TVA | PJM_ROR | Internal | Summer | B1 | 10 | 500 | 0 | 82.33 | 76.32 | 9 | 0
2030 | TVA_2_PJM_ROR | TVA | PJM_ROR | Internal | Summer | B2 | 25 | 500 | 0 | 79.91 | 73.9 | 9 | 0
2030 | TVA_2_PJM_ROR | TVA | PJM_ROR | Internal | Summer | B3 | 75 | 500 | 0 | 78.63 | 73 | 9 | 0
2030 | TVA_2_PJM_ROR | TVA | PJM_ROR | Internal | Summer | B4 | 100 | 500 | 0 | 75.91 | 69.9 | 9 | 0
2030 | TVA_2_PJM_ROR | TVA | PJM_ROR | Internal | Summer | B5 | 200 | 500 | 0 | 71.83 | 65.82 | 9 | 0
2030 | TVA_2_PJM_ROR | TVA | PJM_ROR | Internal | Summer | B6 | 300 | 500 | 0 | 55.55 | 54.55 | 9 | 0
2030 | TVA_2_PJM_ROR | TVA | PJM_ROR | Internal | Summer | B7 | 400 | 500 | 0 | 48.14 | 45.88 | 9 | 0
2030 | TVA_2_PJM_ROR | TVA | PJM_ROR | Internal | Summer | B8 | 500 | 500 | 0 | 48.14 | 43.74 | 9 | 0
2030 | TVA_2_PJM_ROR | TVA | PJM_ROR | Internal | Summer | B9 | 800 | 500 | 0 | 47.09 | 41.46 | 9 | 0
2030 | TVA_2_PJM_ROR | TVA | PJM_ROR | Internal | Summer | B10 | 1262 | 500 | 0 | 44.33 | 40.39 | 9 | 0
2030 | TVA_2_PJM_ROR | TVA | PJM_ROR | Internal | Winter | B16 | 25 | 500 | 0 | 73.35 | 70.04 | 9 | 0
2030 | TVA_2_PJM_ROR | TVA | PJM_ROR | Internal | Winter | B17 | 100 | 500 | 0 | 54.75 | 57.26 | 9 | 0
2030 | TVA_2_PJM_ROR | TVA | PJM_ROR | Internal | Winter | B18 | 400 | 500 | 0 | 52.5 | 50.2 | 9 | 0
2030 | TVA_2_PJM_ROR | TVA | PJM_ROR | Internal | Winter | B19 | 700 | 500 | 0 | 52.5 | 48.78 | 9 | 0
2030 | TVA_2_PJM_ROR | TVA | PJM_ROR | Internal | Winter | B20 | 935 | 500 | 0 | 48.22 | 44.97 | 9 | 0
2030 | TVA_2_SOCO | TVA | SOCO | Internal | Shoulder | B11 | 25 | 500 | 0 | 68.33 | 75.32 | 9 | 0
2030 | TVA_2_SOCO | TVA | SOCO | Internal | Shoulder | B12 | 200 | 500 | 0 | 51.68 | 50.12 | 9 | 0
2030 | TVA_2_SOCO | TVA | SOCO | Internal | Shoulder | B13 | 600 | 500 | 0 | 49.63 | 50.12 | 9 | 0
2030 | TVA_2_SOCO | TVA | SOCO | Internal | Shoulder | B14 | 900 | 500 | 0 | 49.63 | 50.12 | 9 | 0
2030 | TVA_2_SOCO | TVA | SOCO | Internal | Shoulder | B15 | 1203 | 500 | 0 | 49.47 | 50.12 | 9 | 0
2030 | TVA_2_SOCO | TVA | SOCO | Internal | Summer | B1 | 10 | 500 | 0 | 82.33 | 83.67 | 9 | 0
2030 | TVA_2_SOCO | TVA | SOCO | Internal | Summer | B2 | 25 | 500 | 0 | 79.91 | 82.07 | 9 | 0
2030 | TVA_2_SOCO | TVA | SOCO | Internal | Summer | B3 | 75 | 500 | 0 | 78.63 | 82.07 | 9 | 0
2030 | TVA_2_SOCO | TVA | SOCO | Internal | Summer | B4 | 100 | 500 | 0 | 75.91 | 82.07 | 9 | 0
2030 | TVA_2_SOCO | TVA | SOCO | Internal | Summer | B5 | 200 | 500 | 0.07 | 71.83 | 80.82 | 9 | 0
2030 | TVA_2_SOCO | TVA | SOCO | Internal | Summer | B6 | 300 | 500 | 500 | 55.55 | 67.12 | 9 | 2.57
2030 | TVA_2_SOCO | TVA | SOCO | Internal | Summer | B7 | 400 | 500 | 0 | 48.14 | 56.58 | 9 | 0
2030 | TVA_2_SOCO | TVA | SOCO | Internal | Summer | B8 | 500 | 500 | 0 | 48.14 | 48.64 | 9 | 0
2030 | TVA_2_SOCO | TVA | SOCO | Internal | Summer | B9 | 800 | 500 | 0 | 47.09 | 48.64 | 9 | 0
2030 | TVA_2_SOCO | TVA | SOCO | Internal | Summer | B10 | 1262 | 500 | 0 | 44.33 | 46.37 | 9 | 0
2030 | TVA_2_SOCO | TVA | SOCO | Internal | Winter | B16 | 25 | 500 | 0 | 73.35 | 72.34 | 9 | 0
2030 | TVA_2_SOCO | TVA | SOCO | Internal | Winter | B17 | 100 | 500 | 0 | 54.75 | 53.17 | 9 | 0
2030 | TVA_2_SOCO | TVA | SOCO | Internal | Winter | B18 | 400 | 500 | 0 | 52.5 | 53.17 | 9 | 0
2030 | TVA_2_SOCO | TVA | SOCO | Internal | Winter | B19 | 700 | 500 | 0 | 52.5 | 53.17 | 9 | 0
2030 | TVA_2_SOCO | TVA | SOCO | Internal | Winter | B20 | 935 | 500 | 0 | 48.22 | 52.4 | 9 | 0
2030 | TVA_2_VACAR | TVA | VACAR | Internal | Shoulder | B11 | 25 | 150 | 0 | 68.33 | 68.32 | 9 | 0
2030 | TVA_2_VACAR | TVA | VACAR | Internal | Shoulder | B12 | 200 | 150 | 0 | 51.68 | 59.08 | 9 | 0
2030 | TVA_2_VACAR | TVA | VACAR | Internal | Shoulder | B13 | 600 | 150 | 0 | 49.63 | 53.74 | 9 | 0
2030 | TVA_2_VACAR | TVA | VACAR | Internal | Shoulder | B14 | 900 | 150 | 0 | 49.63 | 51.66 | 9 | 0
2030 | TVA_2_VACAR | TVA | VACAR | Internal | Shoulder | B15 | 1203 | 150 | 0 | 49.47 | 49.45 | 9 | 0
2030 | TVA_2_VACAR | TVA | VACAR | Internal | Summer | B1 | 10 | 150 | 0 | 82.33 | 85.75 | 9 | 0
2030 | TVA_2_VACAR | TVA | VACAR | Internal | Summer | B2 | 25 | 150 | 0 | 79.91 | 85.75 | 9 | 0
2030 | TVA_2_VACAR | TVA | VACAR | Internal | Summer | B3 | 75 | 150 | 0 | 78.63 | 83.9 | 9 | 0
2030 | TVA_2_VACAR | TVA | VACAR | Internal | Summer | B4 | 100 | 150 | 0 | 75.91 | 83.9 | 9 | 0
2030 | TVA_2_VACAR | TVA | VACAR | Internal | Summer | B5 | 200 | 150 | 0 | 71.83 | 73.82 | 9 | 0
2030 | TVA_2_VACAR | TVA | VACAR | Internal | Summer | B6 | 300 | 150 | 0 | 55.55 | 63.72 | 9 | 0
2030 | TVA_2_VACAR | TVA | VACAR | Internal | Summer | B7 | 400 | 150 | 0 | 48.14 | 51.88 | 9 | 0
2030 | TVA_2_VACAR | TVA | VACAR | Internal | Summer | B8 | 500 | 150 | 0 | 48.14 | 49.74 | 9 | 0
2030 | TVA_2_VACAR | TVA | VACAR | Internal | Summer | B9 | 800 | 150 | 0 | 47.09 | 47.46 | 9 | 0
2030 | TVA_2_VACAR | TVA | VACAR | Internal | Summer | B10 | 1262 | 150 | 0 | 44.33 | 47.46 | 9 | 0
2030 | TVA_2_VACAR | TVA | VACAR | Internal | Winter | B16 | 25 | 150 | 0.58 | 73.35 | 82.34 | 9 | 0
2030 | TVA_2_VACAR | TVA | VACAR | Internal | Winter | B17 | 100 | 150 | 0 | 54.75 | 63.26 | 9 | 0
2030 | TVA_2_VACAR | TVA | VACAR | Internal | Winter | B18 | 400 | 150 | 0 | 52.5 | 53.9 | 9 | 0
2030 | TVA_2_VACAR | TVA | VACAR | Internal | Winter | B19 | 700 | 150 | 0 | 52.5 | 53.9 | 9 | 0
2030 | TVA_2_VACAR | TVA | VACAR | Internal | Winter | B20 | 935 | 150 | 0 | 48.22 | 50.97 | 9 | 0
2030 | TVA_Transmission_2_ENT | TVA_Transmission | ENT | Internal | Shoulder | B11 | 25 | 3000 | 0 | 68.32 | 70.88 | 9 | 0
2030 | TVA_Transmission_2_ENT | TVA_Transmission | ENT | Internal | Shoulder | B12 | 200 | 3000 | 0 | 55.87 | 50.17 | 9 | 0
2030 | TVA_Transmission_2_ENT | TVA_Transmission | ENT | Internal | Shoulder | B13 | 600 | 3000 | 0 | 51.77 | 50.17 | 9 | 0
2030 | TVA_Transmission_2_ENT | TVA_Transmission | ENT | Internal | Shoulder | B14 | 900 | 3000 | 0 | 50.63 | 49.81 | 9 | 0
2030 | TVA_Transmission_2_ENT | TVA_Transmission | ENT | Internal | Shoulder | B15 | 1203 | 3000 | 0 | 49.45 | 48.17 | 9 | 0
2030 | TVA_Transmission_2_ENT | TVA_Transmission | ENT | Internal | Summer | B1 | 10 | 3000 | 0 | 82.32 | 75.67 | 9 | 0
2030 | TVA_Transmission_2_ENT | TVA_Transmission | ENT | Internal | Summer | B2 | 25 | 3000 | 0 | 79.9 | 74.07 | 9 | 0
2030 | TVA_Transmission_2_ENT | TVA_Transmission | ENT | Internal | Summer | B3 | 75 | 3000 | 0 | 78.81 | 74.07 | 9 | 0
2030 | TVA_Transmission_2_ENT | TVA_Transmission | ENT | Internal | Summer | B4 | 100 | 3000 | 0 | 75.9 | 74.07 | 9 | 0
2030 | TVA_Transmission_2_ENT | TVA_Transmission | ENT | Internal | Summer | B5 | 200 | 3000 | 0 | 71.82 | 68.6 | 9 | 0
2030 | TVA_Transmission_2_ENT | TVA_Transmission | ENT | Internal | Summer | B6 | 300 | 3000 | 0 | 59.61 | 59.12 | 9 | 0
2030 | TVA_Transmission_2_ENT | TVA_Transmission | ENT | Internal | Summer | B7 | 400 | 3000 | 0 | 50.16 | 48.58 | 9 | 0
2030 | TVA_Transmission_2_ENT | TVA_Transmission | ENT | Internal | Summer | B8 | 500 | 3000 | 0 | 48.82 | 48.58 | 9 | 0
2030 | TVA_Transmission_2_ENT | TVA_Transmission | ENT | Internal | Summer | B9 | 800 | 3000 | 0 | 47.26 | 48.23 | 9 | 0
2030 | TVA_Transmission_2_ENT | TVA_Transmission | ENT | Internal | Summer | B10 | 1262 | 3000 | 0 | 44.79 | 46.65 | 9 | 0
2030 | TVA_Transmission_2_ENT | TVA_Transmission | ENT | Internal | Winter | B16 | 25 | 3000 | 0 | 73.34 | 65.34 | 9 | 0
2030 | TVA_Transmission_2_ENT | TVA_Transmission | ENT | Internal | Winter | B17 | 100 | 3000 | 0 | 58.28 | 53.3 | 9 | 0
2030 | TVA_Transmission_2_ENT | TVA_Transmission | ENT | Internal | Winter | B18 | 400 | 3000 | 0 | 54.35 | 52.92 | 9 | 0
2030 | TVA_Transmission_2_ENT | TVA_Transmission | ENT | Internal | Winter | B19 | 700 | 3000 | 0 | 53.12 | 52.22 | 9 | 0
2030 | TVA_Transmission_2_ENT | TVA_Transmission | ENT | Internal | Winter | B20 | 935 | 3000 | 0 | 48.21 | 51.17 | 9 | 0
2030 | TVA_Transmission_2_MISO_MO-IL | TVA_Transmission | MISO_MO-IL | Internal | Shoulder | B11 | 25 | 4000 | 0 | 68.32 | 69.33 | 9 | 0
2030 | TVA_Transmission_2_MISO_MO-IL | TVA_Transmission | MISO_MO-IL | Internal | Shoulder | B12 | 200 | 4000 | 0 | 55.87 | 55.08 | 9 | 0
2030 | TVA_Transmission_2_MISO_MO-IL | TVA_Transmission | MISO_MO-IL | Internal | Shoulder | B13 | 600 | 4000 | 0 | 51.77 | 49.52 | 9 | 0
2030 | TVA_Transmission_2_MISO_MO-IL | TVA_Transmission | MISO_MO-IL | Internal | Shoulder | B14 | 900 | 4000 | 0 | 50.63 | 47.21 | 9 | 0
2030 | TVA_Transmission_2_MISO_MO-IL | TVA_Transmission | MISO_MO-IL | Internal | Shoulder | B15 | 1203 | 4000 | 0 | 49.45 | 44.09 | 9 | 0
2030 | TVA_Transmission_2_MISO_MO-IL | TVA_Transmission | MISO_MO-IL | Internal | Summer | B1 | 10 | 4000 | 0 | 82.32 | 78.32 | 9 | 0
2030 | TVA_Transmission_2_MISO_MO-IL | TVA_Transmission | MISO_MO-IL | Internal | Summer | B2 | 25 | 4000 | 0 | 79.9 | 76.8 | 9 | 0
2030 | TVA_Transmission_2_MISO_MO-IL | TVA_Transmission | MISO_MO-IL | Internal | Summer | B3 | 75 | 4000 | 0 | 78.81 | 75 | 9 | 0
2030 | TVA_Transmission_2_MISO_MO-IL | TVA_Transmission | MISO_MO-IL | Internal | Summer | B4 | 100 | 4000 | 0 | 75.9 | 71.91 | 9 | 0
2030 | TVA_Transmission_2_MISO_MO-IL | TVA_Transmission | MISO_MO-IL | Internal | Summer | B5 | 200 | 4000 | 0 | 71.82 | 67.84 | 9 | 0
2030 | TVA_Transmission_2_MISO_MO-IL | TVA_Transmission | MISO_MO-IL | Internal | Summer | B6 | 300 | 4000 | 0 | 59.61 | 56.56 | 9 | 0
2030 | TVA_Transmission_2_MISO_MO-IL | TVA_Transmission | MISO_MO-IL | Internal | Summer | B7 | 400 | 4000 | 0 | 50.16 | 47.88 | 9 | 0
2030 | TVA_Transmission_2_MISO_MO-IL | TVA_Transmission | MISO_MO-IL | Internal | Summer | B8 | 500 | 4000 | 0 | 48.82 | 44.12 | 9 | 0
2030 | TVA_Transmission_2_MISO_MO-IL | TVA_Transmission | MISO_MO-IL | Internal | Summer | B9 | 800 | 4000 | 0 | 47.26 | 43.17 | 9 | 0
2030 | TVA_Transmission_2_MISO_MO-IL | TVA_Transmission | MISO_MO-IL | Internal | Summer | B10 | 1262 | 4000 | 0 | 44.79 | 40.61 | 9 | 0
2030 | TVA_Transmission_2_MISO_MO-IL | TVA_Transmission | MISO_MO-IL | Internal | Winter | B16 | 25 | 4000 | 0 | 73.34 | 72.02 | 9 | 0
2030 | TVA_Transmission_2_MISO_MO-IL | TVA_Transmission | MISO_MO-IL | Internal | Winter | B17 | 100 | 4000 | 0 | 58.28 | 55.26 | 9 | 0
2030 | TVA_Transmission_2_MISO_MO-IL | TVA_Transmission | MISO_MO-IL | Internal | Winter | B18 | 400 | 4000 | 0 | 54.35 | 51.29 | 9 | 0
2030 | TVA_Transmission_2_MISO_MO-IL | TVA_Transmission | MISO_MO-IL | Internal | Winter | B19 | 700 | 4000 | 0 | 53.12 | 46.85 | 9 | 0
2030 | TVA_Transmission_2_MISO_MO-IL | TVA_Transmission | MISO_MO-IL | Internal | Winter | B20 | 935 | 4000 | 0 | 48.21 | 44.02 | 9 | 0
2030 | TVA_Transmission_2_NonRTO_Midwest | TVA_Transmission | NonRTO_Midwest | Internal | Shoulder | B11 | 25 | 700 | 81.57 | 68.32 | 77.32 | 9 | 0
2030 | TVA_Transmission_2_NonRTO_Midwest | TVA_Transmission | NonRTO_Midwest | Internal | Shoulder | B12 | 200 | 700 | 0 | 55.87 | 63.07 | 9 | 0
2030 | TVA_Transmission_2_NonRTO_Midwest | TVA_Transmission | NonRTO_Midwest | Internal | Shoulder | B13 | 600 | 700 | 0 | 51.77 | 55.8 | 9 | 0
2030 | TVA_Transmission_2_NonRTO_Midwest | TVA_Transmission | NonRTO_Midwest | Internal | Shoulder | B14 | 900 | 700 | 0 | 50.63 | 45.63 | 9 | 0
2030 | TVA_Transmission_2_NonRTO_Midwest | TVA_Transmission | NonRTO_Midwest | Internal | Shoulder | B15 | 1203 | 700 | 0 | 49.45 | 41.45 | 9 | 0
2030 | TVA_Transmission_2_NonRTO_Midwest | TVA_Transmission | NonRTO_Midwest | Internal | Summer | B1 | 10 | 700 | 0 | 82.32 | 80.48 | 9 | 0
2030 | TVA_Transmission_2_NonRTO_Midwest | TVA_Transmission | NonRTO_Midwest | Internal | Summer | B2 | 25 | 700 | 0 | 79.9 | 80.48 | 9 | 0
2030 | TVA_Transmission_2_NonRTO_Midwest | TVA_Transmission | NonRTO_Midwest | Internal | Summer | B3 | 75 | 700 | 0 | 78.81 | 80.48 | 9 | 0
2030 | TVA_Transmission_2_NonRTO_Midwest | TVA_Transmission | NonRTO_Midwest | Internal | Summer | B4 | 100 | 700 | 0 | 75.9 | 79.9 | 9 | 0
2030 | TVA_Transmission_2_NonRTO_Midwest | TVA_Transmission | NonRTO_Midwest | Internal | Summer | B5 | 200 | 700 | 0 | 71.82 | 75.83 | 9 | 0
2030 | TVA_Transmission_2_NonRTO_Midwest | TVA_Transmission | NonRTO_Midwest | Internal | Summer | B6 | 300 | 700 | 0 | 59.61 | 64.55 | 9 | 0
2030 | TVA_Transmission_2_NonRTO_Midwest | TVA_Transmission | NonRTO_Midwest | Internal | Summer | B7 | 400 | 700 | 0 | 50.16 | 46.24 | 9 | 0
2030 | TVA_Transmission_2_NonRTO_Midwest | TVA_Transmission | NonRTO_Midwest | Internal | Summer | B8 | 500 | 700 | 0 | 48.82 | 44.84 | 9 | 0
2030 | TVA_Transmission_2_NonRTO_Midwest | TVA_Transmission | NonRTO_Midwest | Internal | Summer | B9 | 800 | 700 | 0 | 47.26 | 43.4 | 9 | 0
2030 | TVA_Transmission_2_NonRTO_Midwest | TVA_Transmission | NonRTO_Midwest | Internal | Summer | B10 | 1262 | 700 | 0 | 44.79 | 37.45 | 9 | 0
2030 | TVA_Transmission_2_NonRTO_Midwest | TVA_Transmission | NonRTO_Midwest | Internal | Winter | B16 | 25 | 700 | 0 | 73.34 | 80.04 | 9 | 0
2030 | TVA_Transmission_2_NonRTO_Midwest | TVA_Transmission | NonRTO_Midwest | Internal | Winter | B17 | 100 | 700 | 0 | 58.28 | 63.27 | 9 | 0
2030 | TVA_Transmission_2_NonRTO_Midwest | TVA_Transmission | NonRTO_Midwest | Internal | Winter | B18 | 400 | 700 | 0 | 54.35 | 59.3 | 9 | 0
2030 | TVA_Transmission_2_NonRTO_Midwest | TVA_Transmission | NonRTO_Midwest | Internal | Winter | B19 | 700 | 700 | 0 | 53.12 | 46.96 | 9 | 0
2030 | TVA_Transmission_2_NonRTO_Midwest | TVA_Transmission | NonRTO_Midwest | Internal | Winter | B20 | 935 | 700 | 0 | 48.21 | 40.21 | 9 | 0
2030 | TVA_Transmission_2_PJM_ROR | TVA_Transmission | PJM_ROR | Internal | Shoulder | B11 | 25 | 2000 | 0 | 68.32 | 62.32 | 9 | 0
2030 | TVA_Transmission_2_PJM_ROR | TVA_Transmission | PJM_ROR | Internal | Shoulder | B12 | 200 | 2000 | 0 | 55.87 | 53.08 | 9 | 0
2030 | TVA_Transmission_2_PJM_ROR | TVA_Transmission | PJM_ROR | Internal | Shoulder | B13 | 600 | 2000 | 0 | 51.77 | 47.74 | 9 | 0
2030 | TVA_Transmission_2_PJM_ROR | TVA_Transmission | PJM_ROR | Internal | Shoulder | B14 | 900 | 2000 | 0 | 50.63 | 46.26 | 9 | 0
2030 | TVA_Transmission_2_PJM_ROR | TVA_Transmission | PJM_ROR | Internal | Shoulder | B15 | 1203 | 2000 | 0 | 49.45 | 43.45 | 9 | 0
2030 | TVA_Transmission_2_PJM_ROR | TVA_Transmission | PJM_ROR | Internal | Summer | B1 | 10 | 2000 | 0 | 82.32 | 76.32 | 9 | 0
2030 | TVA_Transmission_2_PJM_ROR | TVA_Transmission | PJM_ROR | Internal | Summer | B2 | 25 | 2000 | 0 | 79.9 | 73.9 | 9 | 0
2030 | TVA_Transmission_2_PJM_ROR | TVA_Transmission | PJM_ROR | Internal | Summer | B3 | 75 | 2000 | 0 | 78.81 | 73 | 9 | 0
2030 | TVA_Transmission_2_PJM_ROR | TVA_Transmission | PJM_ROR | Internal | Summer | B4 | 100 | 2000 | 0 | 75.9 | 69.9 | 9 | 0
2030 | TVA_Transmission_2_PJM_ROR | TVA_Transmission | PJM_ROR | Internal | Summer | B5 | 200 | 2000 | 0 | 71.82 | 65.82 | 9 | 0
2030 | TVA_Transmission_2_PJM_ROR | TVA_Transmission | PJM_ROR | Internal | Summer | B6 | 300 | 2000 | 0 | 59.61 | 54.55 | 9 | 0
2030 | TVA_Transmission_2_PJM_ROR | TVA_Transmission | PJM_ROR | Internal | Summer | B7 | 400 | 2000 | 0 | 50.16 | 45.88 | 9 | 0
2030 | TVA_Transmission_2_PJM_ROR | TVA_Transmission | PJM_ROR | Internal | Summer | B8 | 500 | 2000 | 0 | 48.82 | 43.74 | 9 | 0
2030 | TVA_Transmission_2_PJM_ROR | TVA_Transmission | PJM_ROR | Internal | Summer | B9 | 800 | 2000 | 0 | 47.26 | 41.46 | 9 | 0
2030 | TVA_Transmission_2_PJM_ROR | TVA_Transmission | PJM_ROR | Internal | Summer | B10 | 1262 | 2000 | 0 | 44.79 | 40.39 | 9 | 0
2030 | TVA_Transmission_2_PJM_ROR | TVA_Transmission | PJM_ROR | Internal | Winter | B16 | 25 | 2000 | 0 | 73.34 | 70.04 | 9 | 0
2030 | TVA_Transmission_2_PJM_ROR | TVA_Transmission | PJM_ROR | Internal | Winter | B17 | 100 | 2000 | 0 | 58.28 | 57.26 | 9 | 0
2030 | TVA_Transmission_2_PJM_ROR | TVA_Transmission | PJM_ROR | Internal | Winter | B18 | 400 | 2000 | 0 | 54.35 | 50.2 | 9 | 0
2030 | TVA_Transmission_2_PJM_ROR | TVA_Transmission | PJM_ROR | Internal | Winter | B19 | 700 | 2000 | 0 | 53.12 | 48.78 | 9 | 0
2030 | TVA_Transmission_2_PJM_ROR | TVA_Transmission | PJM_ROR | Internal | Winter | B20 | 935 | 2000 | 0 | 48.21 | 44.97 | 9 | 0
2030 | TVA_Transmission_2_SOCO | TVA_Transmission | SOCO | Internal | Shoulder | B11 | 25 | 3200 | 0 | 68.32 | 75.32 | 9 | 0
2030 | TVA_Transmission_2_SOCO | TVA_Transmission | SOCO | Internal | Shoulder | B12 | 200 | 3200 | 0 | 55.87 | 50.12 | 9 | 0
2030 | TVA_Transmission_2_SOCO | TVA_Transmission | SOCO | Internal | Shoulder | B13 | 600 | 3200 | 0 | 51.77 | 50.12 | 9 | 0
2030 | TVA_Transmission_2_SOCO | TVA_Transmission | SOCO | Internal | Shoulder | B14 | 900 | 3200 | 0 | 50.63 | 50.12 | 9 | 0
2030 | TVA_Transmission_2_SOCO | TVA_Transmission | SOCO | Internal | Shoulder | B15 | 1203 | 3200 | 0 | 49.45 | 50.12 | 9 | 0
2030 | TVA_Transmission_2_SOCO | TVA_Transmission | SOCO | Internal | Summer | B1 | 10 | 3200 | 0 | 82.32 | 83.67 | 9 | 0
2030 | TVA_Transmission_2_SOCO | TVA_Transmission | SOCO | Internal | Summer | B2 | 25 | 3200 | 0 | 79.9 | 82.07 | 9 | 0
2030 | TVA_Transmission_2_SOCO | TVA_Transmission | SOCO | Internal | Summer | B3 | 75 | 3200 | 0 | 78.81 | 82.07 | 9 | 0
2030 | TVA_Transmission_2_SOCO | TVA_Transmission | SOCO | Internal | Summer | B4 | 100 | 3200 | 0 | 75.9 | 82.07 | 9 | 0
2030 | TVA_Transmission_2_SOCO | TVA_Transmission | SOCO | Internal | Summer | B5 | 200 | 3200 | 1058.37 | 71.82 | 80.82 | 9 | 0
2030 | TVA_Transmission_2_SOCO | TVA_Transmission | SOCO | Internal | Summer | B6 | 300 | 3200 | 0 | 59.61 | 67.12 | 9 | 0
2030 | TVA_Transmission_2_SOCO | TVA_Transmission | SOCO | Internal | Summer | B7 | 400 | 3200 | 0 | 50.16 | 56.58 | 9 | 0
2030 | TVA_Transmission_2_SOCO | TVA_Transmission | SOCO | Internal | Summer | B8 | 500 | 3200 | 0 | 48.82 | 48.64 | 9 | 0
2030 | TVA_Transmission_2_SOCO | TVA_Transmission | SOCO | Internal | Summer | B9 | 800 | 3200 | 0 | 47.26 | 48.64 | 9 | 0
2030 | TVA_Transmission_2_SOCO | TVA_Transmission | SOCO | Internal | Summer | B10 | 1262 | 3200 | 0 | 44.79 | 46.37 | 9 | 0
2030 | TVA_Transmission_2_SOCO | TVA_Transmission | SOCO | Internal | Winter | B16 | 25 | 3200 | 0 | 73.34 | 72.34 | 9 | 0
2030 | TVA_Transmission_2_SOCO | TVA_Transmission | SOCO | Internal | Winter | B17 | 100 | 3200 | 0 | 58.28 | 53.17 | 9 | 0
2030 | TVA_Transmission_2_SOCO | TVA_Transmission | SOCO | Internal | Winter | B18 | 400 | 3200 | 0 | 54.35 | 53.17 | 9 | 0
2030 | TVA_Transmission_2_SOCO | TVA_Transmission | SOCO | Internal | Winter | B19 | 700 | 3200 | 0 | 53.12 | 53.17 | 9 | 0
2030 | TVA_Transmission_2_SOCO | TVA_Transmission | SOCO | Internal | Winter | B20 | 935 | 3200 | 0 | 48.21 | 52.4 | 9 | 0
2030 | TVA_Transmission_2_TVA | TVA_Transmission | TVA | Internal | Shoulder | B11 | 25 | 99999 | 1181.51 | 68.32 | 68.33 | 0.01 | 0
2030 | TVA_Transmission_2_TVA | TVA_Transmission | TVA | Internal | Shoulder | B12 | 200 | 99999 | 0 | 55.87 | 51.68 | 0.01 | 0
2030 | TVA_Transmission_2_TVA | TVA_Transmission | TVA | Internal | Shoulder | B13 | 600 | 99999 | 0 | 51.77 | 49.63 | 0.01 | 0
2030 | TVA_Transmission_2_TVA | TVA_Transmission | TVA | Internal | Shoulder | B14 | 900 | 99999 | 0 | 50.63 | 49.63 | 0.01 | 0
2030 | TVA_Transmission_2_TVA | TVA_Transmission | TVA | Internal | Shoulder | B15 | 1203 | 99999 | 1414.01 | 49.45 | 49.47 | 0.01 | 0
2030 | TVA_Transmission_2_TVA | TVA_Transmission | TVA | Internal | Summer | B1 | 10 | 99999 | 1168.84 | 82.32 | 82.33 | 0.01 | 0
2030 | TVA_Transmission_2_TVA | TVA_Transmission | TVA | Internal | Summer | B2 | 25 | 99999 | 240.96 | 79.9 | 79.91 | 0.01 | 0
2030 | TVA_Transmission_2_TVA | TVA_Transmission | TVA | Internal | Summer | B3 | 75 | 99999 | 0.01 | 78.81 | 78.63 | 0.01 | 0
2030 | TVA_Transmission_2_TVA | TVA_Transmission | TVA | Internal | Summer | B4 | 100 | 99999 | 2395.81 | 75.9 | 75.91 | 0.01 | 0
2030 | TVA_Transmission_2_TVA | TVA_Transmission | TVA | Internal | Summer | B5 | 200 | 99999 | 456.26 | 71.82 | 71.83 | 0.01 | 0
2030 | TVA_Transmission_2_TVA | TVA_Transmission | TVA | Internal | Summer | B6 | 300 | 99999 | 0 | 59.61 | 55.55 | 0.01 | 0
2030 | TVA_Transmission_2_TVA | TVA_Transmission | TVA | Internal | Summer | B7 | 400 | 99999 | 0 | 50.16 | 48.14 | 0.01 | 0
2030 | TVA_Transmission_2_TVA | TVA_Transmission | TVA | Internal | Summer | B8 | 500 | 99999 | 0 | 48.82 | 48.14 | 0.01 | 0
2030 | TVA_Transmission_2_TVA | TVA_Transmission | TVA | Internal | Summer | B9 | 800 | 99999 | 0 | 47.26 | 47.09 | 0.01 | 0
2030 | TVA_Transmission_2_TVA | TVA_Transmission | TVA | Internal | Summer | B10 | 1262 | 99999 | 0 | 44.79 | 44.33 | 0.01 | 0
2030 | TVA_Transmission_2_TVA | TVA_Transmission | TVA | Internal | Winter | B16 | 25 | 99999 | 209.58 | 73.34 | 73.35 | 0.01 | 0
2030 | TVA_Transmission_2_TVA | TVA_Transmission | TVA | Internal | Winter | B17 | 100 | 99999 | 0 | 58.28 | 54.75 | 0.01 | 0
2030 | TVA_Transmission_2_TVA | TVA_Transmission | TVA | Internal | Winter | B18 | 400 | 99999 | 0 | 54.35 | 52.5 | 0.01 | 0
2030 | TVA_Transmission_2_TVA | TVA_Transmission | TVA | Internal | Winter | B19 | 700 | 99999 | 0 | 53.12 | 52.5 | 0.01 | 0
2030 | TVA_Transmission_2_TVA | TVA_Transmission | TVA | Internal | Winter | B20 | 935 | 99999 | 402.21 | 48.21 | 48.22 | 0.01 | 0
2030 | TVA_Transmission_2_VACAR | TVA_Transmission | VACAR | Internal | Shoulder | B11 | 25 | 900 | 0 | 68.32 | 68.32 | 9 | 0
2030 | TVA_Transmission_2_VACAR | TVA_Transmission | VACAR | Internal | Shoulder | B12 | 200 | 900 | 0 | 55.87 | 59.08 | 9 | 0
2030 | TVA_Transmission_2_VACAR | TVA_Transmission | VACAR | Internal | Shoulder | B13 | 600 | 900 | 0 | 51.77 | 53.74 | 9 | 0
2030 | TVA_Transmission_2_VACAR | TVA_Transmission | VACAR | Internal | Shoulder | B14 | 900 | 900 | 0 | 50.63 | 51.66 | 9 | 0
2030 | TVA_Transmission_2_VACAR | TVA_Transmission | VACAR | Internal | Shoulder | B15 | 1203 | 900 | 0 | 49.45 | 49.45 | 9 | 0
2030 | TVA_Transmission_2_VACAR | TVA_Transmission | VACAR | Internal | Summer | B1 | 10 | 900 | 0 | 82.32 | 85.75 | 9 | 0
2030 | TVA_Transmission_2_VACAR | TVA_Transmission | VACAR | Internal | Summer | B2 | 25 | 900 | 0 | 79.9 | 85.75 | 9 | 0
2030 | TVA_Transmission_2_VACAR | TVA_Transmission | VACAR | Internal | Summer | B3 | 75 | 900 | 0 | 78.81 | 83.9 | 9 | 0
2030 | TVA_Transmission_2_VACAR | TVA_Transmission | VACAR | Internal | Summer | B4 | 100 | 900 | 0 | 75.9 | 83.9 | 9 | 0
2030 | TVA_Transmission_2_VACAR | TVA_Transmission | VACAR | Internal | Summer | B5 | 200 | 900 | 0 | 71.82 | 73.82 | 9 | 0
2030 | TVA_Transmission_2_VACAR | TVA_Transmission | VACAR | Internal | Summer | B6 | 300 | 900 | 0 | 59.61 | 63.72 | 9 | 0
2030 | TVA_Transmission_2_VACAR | TVA_Transmission | VACAR | Internal | Summer | B7 | 400 | 900 | 0 | 50.16 | 51.88 | 9 | 0
2030 | TVA_Transmission_2_VACAR | TVA_Transmission | VACAR | Internal | Summer | B8 | 500 | 900 | 0 | 48.82 | 49.74 | 9 | 0
2030 | TVA_Transmission_2_VACAR | TVA_Transmission | VACAR | Internal | Summer | B9 | 800 | 900 | 0 | 47.26 | 47.46 | 9 | 0
2030 | TVA_Transmission_2_VACAR | TVA_Transmission | VACAR | Internal | Summer | B10 | 1262 | 900 | 0 | 44.79 | 47.46 | 9 | 0
2030 | TVA_Transmission_2_VACAR | TVA_Transmission | VACAR | Internal | Winter | B16 | 25 | 900 | 834.71 | 73.34 | 82.34 | 9 | 0
2030 | TVA_Transmission_2_VACAR | TVA_Transmission | VACAR | Internal | Winter | B17 | 100 | 900 | 0 | 58.28 | 63.26 | 9 | 0
2030 | TVA_Transmission_2_VACAR | TVA_Transmission | VACAR | Internal | Winter | B18 | 400 | 900 | 0 | 54.35 | 53.9 | 9 | 0
2030 | TVA_Transmission_2_VACAR | TVA_Transmission | VACAR | Internal | Winter | B19 | 700 | 900 | 0 | 53.12 | 53.9 | 9 | 0
2030 | TVA_Transmission_2_VACAR | TVA_Transmission | VACAR | Internal | Winter | B20 | 935 | 900 | 0 | 48.21 | 50.97 | 9 | 0
2030 | VACAR_2_PJM_ROR | VACAR | PJM_ROR | Internal | Shoulder | B11 | 25 | 2000 | 0 | 68.32 | 62.32 | 7 | 0
2030 | VACAR_2_PJM_ROR | VACAR | PJM_ROR | Internal | Shoulder | B12 | 200 | 2000 | 0 | 59.08 | 53.08 | 7 | 0
2030 | VACAR_2_PJM_ROR | VACAR | PJM_ROR | Internal | Shoulder | B13 | 600 | 2000 | 0 | 53.74 | 47.74 | 7 | 0
2030 | VACAR_2_PJM_ROR | VACAR | PJM_ROR | Internal | Shoulder | B14 | 900 | 2000 | 0 | 51.66 | 46.26 | 7 | 0
2030 | VACAR_2_PJM_ROR | VACAR | PJM_ROR | Internal | Shoulder | B15 | 1203 | 2000 | 0 | 49.45 | 43.45 | 7 | 0
2030 | VACAR_2_PJM_ROR | VACAR | PJM_ROR | Internal | Summer | B1 | 10 | 2000 | 0 | 85.75 | 76.32 | 7 | 0
2030 | VACAR_2_PJM_ROR | VACAR | PJM_ROR | Internal | Summer | B2 | 25 | 2000 | 0 | 85.75 | 73.9 | 7 | 0
2030 | VACAR_2_PJM_ROR | VACAR | PJM_ROR | Internal | Summer | B3 | 75 | 2000 | 0 | 83.9 | 73 | 7 | 0
2030 | VACAR_2_PJM_ROR | VACAR | PJM_ROR | Internal | Summer | B4 | 100 | 2000 | 0 | 83.9 | 69.9 | 7 | 0
2030 | VACAR_2_PJM_ROR | VACAR | PJM_ROR | Internal | Summer | B5 | 200 | 2000 | 0 | 73.82 | 65.82 | 7 | 0
2030 | VACAR_2_PJM_ROR | VACAR | PJM_ROR | Internal | Summer | B6 | 300 | 2000 | 0 | 63.72 | 54.55 | 7 | 0
2030 | VACAR_2_PJM_ROR | VACAR | PJM_ROR | Internal | Summer | B7 | 400 | 2000 | 0 | 51.88 | 45.88 | 7 | 0
2030 | VACAR_2_PJM_ROR | VACAR | PJM_ROR | Internal | Summer | B8 | 500 | 2000 | 0 | 49.74 | 43.74 | 7 | 0
2030 | VACAR_2_PJM_ROR | VACAR | PJM_ROR | Internal | Summer | B9 | 800 | 2000 | 0 | 47.46 | 41.46 | 7 | 0
2030 | VACAR_2_PJM_ROR | VACAR | PJM_ROR | Internal | Summer | B10 | 1262 | 2000 | 0 | 47.46 | 40.39 | 7 | 0
2030 | VACAR_2_PJM_ROR | VACAR | PJM_ROR | Internal | Winter | B16 | 25 | 2000 | 0 | 82.34 | 70.04 | 7 | 0
2030 | VACAR_2_PJM_ROR | VACAR | PJM_ROR | Internal | Winter | B17 | 100 | 2000 | 0 | 63.26 | 57.26 | 7 | 0
2030 | VACAR_2_PJM_ROR | VACAR | PJM_ROR | Internal | Winter | B18 | 400 | 2000 | 0 | 53.9 | 50.2 | 7 | 0
2030 | VACAR_2_PJM_ROR | VACAR | PJM_ROR | Internal | Winter | B19 | 700 | 2000 | 0 | 53.9 | 48.78 | 7 | 0
2030 | VACAR_2_PJM_ROR | VACAR | PJM_ROR | Internal | Winter | B20 | 935 | 2000 | 0 | 50.97 | 44.97 | 7 | 0
2030 | VACAR_2_SOCO | VACAR | SOCO | Internal | Shoulder | B11 | 25 | 3000 | 2037.02 | 68.32 | 75.32 | 7 | 0
2030 | VACAR_2_SOCO | VACAR | SOCO | Internal | Shoulder | B12 | 200 | 3000 | 0 | 59.08 | 50.12 | 7 | 0
2030 | VACAR_2_SOCO | VACAR | SOCO | Internal | Shoulder | B13 | 600 | 3000 | 0 | 53.74 | 50.12 | 7 | 0
2030 | VACAR_2_SOCO | VACAR | SOCO | Internal | Shoulder | B14 | 900 | 3000 | 0 | 51.66 | 50.12 | 7 | 0
2030 | VACAR_2_SOCO | VACAR | SOCO | Internal | Shoulder | B15 | 1203 | 3000 | 0 | 49.45 | 50.12 | 7 | 0
2030 | VACAR_2_SOCO | VACAR | SOCO | Internal | Summer | B1 | 10 | 3000 | 0 | 85.75 | 83.67 | 7 | 0
2030 | VACAR_2_SOCO | VACAR | SOCO | Internal | Summer | B2 | 25 | 3000 | 0 | 85.75 | 82.07 | 7 | 0
2030 | VACAR_2_SOCO | VACAR | SOCO | Internal | Summer | B3 | 75 | 3000 | 0 | 83.9 | 82.07 | 7 | 0
2030 | VACAR_2_SOCO | VACAR | SOCO | Internal | Summer | B4 | 100 | 3000 | 0 | 83.9 | 82.07 | 7 | 0
2030 | VACAR_2_SOCO | VACAR | SOCO | Internal | Summer | B5 | 200 | 3000 | 93.16 | 73.82 | 80.82 | 7 | 0
2030 | VACAR_2_SOCO | VACAR | SOCO | Internal | Summer | B6 | 300 | 3000 | 0 | 63.72 | 67.12 | 7 | 0
2030 | VACAR_2_SOCO | VACAR | SOCO | Internal | Summer | B7 | 400 | 3000 | 0 | 51.88 | 56.58 | 7 | 0
2030 | VACAR_2_SOCO | VACAR | SOCO | Internal | Summer | B8 | 500 | 3000 | 0 | 49.74 | 48.64 | 7 | 0
2030 | VACAR_2_SOCO | VACAR | SOCO | Internal | Summer | B9 | 800 | 3000 | 0 | 47.46 | 48.64 | 7 | 0
2030 | VACAR_2_SOCO | VACAR | SOCO | Internal | Summer | B10 | 1262 | 3000 | 0 | 47.46 | 46.37 | 7 | 0
2030 | VACAR_2_SOCO | VACAR | SOCO | Internal | Winter | B16 | 25 | 3000 | 0 | 82.34 | 72.34 | 7 | 0
2030 | VACAR_2_SOCO | VACAR | SOCO | Internal | Winter | B17 | 100 | 3000 | 0 | 63.26 | 53.17 | 7 | 0
2030 | VACAR_2_SOCO | VACAR | SOCO | Internal | Winter | B18 | 400 | 3000 | 0 | 53.9 | 53.17 | 7 | 0
2030 | VACAR_2_SOCO | VACAR | SOCO | Internal | Winter | B19 | 700 | 3000 | 0 | 53.9 | 53.17 | 7 | 0
2030 | VACAR_2_SOCO | VACAR | SOCO | Internal | Winter | B20 | 935 | 3000 | 0 | 50.97 | 52.4 | 7 | 0
2030 | VACAR_2_TVA_Transmission | VACAR | TVA_Transmission | Internal | Shoulder | B11 | 25 | 900 | 0 | 68.32 | 68.32 | 7 | 0
2030 | VACAR_2_TVA_Transmission | VACAR | TVA_Transmission | Internal | Shoulder | B12 | 200 | 900 | 0 | 59.08 | 55.87 | 7 | 0
2030 | VACAR_2_TVA_Transmission | VACAR | TVA_Transmission | Internal | Shoulder | B13 | 600 | 900 | 0 | 53.74 | 51.77 | 7 | 0
2030 | VACAR_2_TVA_Transmission | VACAR | TVA_Transmission | Internal | Shoulder | B14 | 900 | 900 | 0 | 51.66 | 50.63 | 7 | 0
2030 | VACAR_2_TVA_Transmission | VACAR | TVA_Transmission | Internal | Shoulder | B15 | 1203 | 900 | 0 | 49.45 | 49.45 | 7 | 0
2030 | VACAR_2_TVA_Transmission | VACAR | TVA_Transmission | Internal | Summer | B1 | 10 | 900 | 0 | 85.75 | 82.32 | 7 | 0
2030 | VACAR_2_TVA_Transmission | VACAR | TVA_Transmission | Internal | Summer | B2 | 25 | 900 | 0 | 85.75 | 79.9 | 7 | 0
2030 | VACAR_2_TVA_Transmission | VACAR | TVA_Transmission | Internal | Summer | B3 | 75 | 900 | 0 | 83.9 | 78.81 | 7 | 0
2030 | VACAR_2_TVA_Transmission | VACAR | TVA_Transmission | Internal | Summer | B4 | 100 | 900 | 0 | 83.9 | 75.9 | 7 | 0
2030 | VACAR_2_TVA_Transmission | VACAR | TVA_Transmission | Internal | Summer | B5 | 200 | 900 | 0 | 73.82 | 71.82 | 7 | 0
2030 | VACAR_2_TVA_Transmission | VACAR | TVA_Transmission | Internal | Summer | B6 | 300 | 900 | 0 | 63.72 | 59.61 | 7 | 0
2030 | VACAR_2_TVA_Transmission | VACAR | TVA_Transmission | Internal | Summer | B7 | 400 | 900 | 0 | 51.88 | 50.16 | 7 | 0
2030 | VACAR_2_TVA_Transmission | VACAR | TVA_Transmission | Internal | Summer | B8 | 500 | 900 | 0 | 49.74 | 48.82 | 7 | 0
2030 | VACAR_2_TVA_Transmission | VACAR | TVA_Transmission | Internal | Summer | B9 | 800 | 900 | 0 | 47.46 | 47.26 | 7 | 0
2030 | VACAR_2_TVA_Transmission | VACAR | TVA_Transmission | Internal | Summer | B10 | 1262 | 900 | 0 | 47.46 | 44.79 | 7 | 0
2030 | VACAR_2_TVA_Transmission | VACAR | TVA_Transmission | Internal | Winter | B16 | 25 | 900 | 0 | 82.34 | 73.34 | 7 | 0
2030 | VACAR_2_TVA_Transmission | VACAR | TVA_Transmission | Internal | Winter | B17 | 100 | 900 | 0 | 63.26 | 58.28 | 7 | 0
2030 | VACAR_2_TVA_Transmission | VACAR | TVA_Transmission | Internal | Winter | B18 | 400 | 900 | 0 | 53.9 | 54.35 | 7 | 0
2030 | VACAR_2_TVA_Transmission | VACAR | TVA_Transmission | Internal | Winter | B19 | 700 | 900 | 0 | 53.9 | 53.12 | 7 | 0
2030 | VACAR_2_TVA_Transmission | VACAR | TVA_Transmission | Internal | Winter | B20 | 935 | 900 | 0 | 50.97 | 48.21 | 7 | 0
2035 | ENT_2_MISO_MO-IL | ENT | MISO_MO-IL | Internal | Shoulder | B11 | 25 | 2260 | 0 | 79.02 | 78.38 | 8 | 0
2035 | ENT_2_MISO_MO-IL | ENT | MISO_MO-IL | Internal | Shoulder | B12 | 200 | 2260 | 993.65 | 55.85 | 63.85 | 8 | 0
2035 | ENT_2_MISO_MO-IL | ENT | MISO_MO-IL | Internal | Shoulder | B13 | 600 | 2260 | 0 | 55.45 | 55.19 | 8 | 0
2035 | ENT_2_MISO_MO-IL | ENT | MISO_MO-IL | Internal | Shoulder | B14 | 900 | 2260 | 0 | 55.45 | 53.69 | 8 | 0
2035 | ENT_2_MISO_MO-IL | ENT | MISO_MO-IL | Internal | Shoulder | B15 | 1203 | 2260 | 0 | 53.61 | 46.64 | 8 | 0
2035 | ENT_2_MISO_MO-IL | ENT | MISO_MO-IL | Internal | Summer | B1 | 10 | 2260 | 0 | 82.9 | 87.31 | 8 | 0
2035 | ENT_2_MISO_MO-IL | ENT | MISO_MO-IL | Internal | Summer | B2 | 25 | 2260 | 0 | 82.9 | 85.38 | 8 | 0
2035 | ENT_2_MISO_MO-IL | ENT | MISO_MO-IL | Internal | Summer | B3 | 75 | 2260 | 0 | 80.37 | 83.22 | 8 | 0
2035 | ENT_2_MISO_MO-IL | ENT | MISO_MO-IL | Internal | Summer | B4 | 100 | 2260 | 0 | 79.74 | 80.26 | 8 | 0
2035 | ENT_2_MISO_MO-IL | ENT | MISO_MO-IL | Internal | Summer | B5 | 200 | 2260 | 0 | 76.56 | 78.33 | 8 | 0
2035 | ENT_2_MISO_MO-IL | ENT | MISO_MO-IL | Internal | Summer | B6 | 300 | 2260 | 0 | 64.26 | 64.25 | 8 | 0
2035 | ENT_2_MISO_MO-IL | ENT | MISO_MO-IL | Internal | Summer | B7 | 400 | 2260 | 0 | 54.06 | 52.32 | 8 | 0
2035 | ENT_2_MISO_MO-IL | ENT | MISO_MO-IL | Internal | Summer | B8 | 500 | 2260 | 0 | 54.06 | 49.96 | 8 | 0
2035 | ENT_2_MISO_MO-IL | ENT | MISO_MO-IL | Internal | Summer | B9 | 800 | 2260 | 0 | 53.17 | 45.17 | 8 | 0
2035 | ENT_2_MISO_MO-IL | ENT | MISO_MO-IL | Internal | Summer | B10 | 1262 | 2260 | 0 | 51.9 | 44.93 | 8 | 0
2035 | ENT_2_MISO_MO-IL | ENT | MISO_MO-IL | Internal | Winter | B16 | 25 | 2260 | 1398.27 | 73.86 | 81.86 | 8 | 0
2035 | ENT_2_MISO_MO-IL | ENT | MISO_MO-IL | Internal | Winter | B17 | 100 | 2260 | 0 | 59.42 | 66.2 | 8 | 0
2035 | ENT_2_MISO_MO-IL | ENT | MISO_MO-IL | Internal | Winter | B18 | 400 | 2260 | 0 | 58.99 | 57.89 | 8 | 0
2035 | ENT_2_MISO_MO-IL | ENT | MISO_MO-IL | Internal | Winter | B19 | 700 | 2260 | 0 | 57.89 | 53.26 | 8 | 0
2035 | ENT_2_MISO_MO-IL | ENT | MISO_MO-IL | Internal | Winter | B20 | 935 | 2260 | 0 | 57.03 | 49.43 | 8 | 0
2035 | ENT_2_SOCO | ENT | SOCO | Internal | Shoulder | B11 | 25 | 2000 | 0 | 79.02 | 84.37 | 8 | 0
2035 | ENT_2_SOCO | ENT | SOCO | Internal | Shoulder | B12 | 200 | 2000 | 0 | 55.85 | 55.72 | 8 | 0
2035 | ENT_2_SOCO | ENT | SOCO | Internal | Shoulder | B13 | 600 | 2000 | 0 | 55.45 | 55.72 | 8 | 0
2035 | ENT_2_SOCO | ENT | SOCO | Internal | Shoulder | B14 | 900 | 2000 | 0 | 55.45 | 55.72 | 8 | 0
2035 | ENT_2_SOCO | ENT | SOCO | Internal | Shoulder | B15 | 1203 | 2000 | 0 | 53.61 | 55.72 | 8 | 0
2035 | ENT_2_SOCO | ENT | SOCO | Internal | Summer | B1 | 10 | 2000 | 1182.82 | 82.9 | 90.9 | 8 | 0
2035 | ENT_2_SOCO | ENT | SOCO | Internal | Summer | B2 | 25 | 2000 | 1675.02 | 82.9 | 90.9 | 8 | 0
2035 | ENT_2_SOCO | ENT | SOCO | Internal | Summer | B3 | 75 | 2000 | 2000 | 80.37 | 90.9 | 8 | 2.52
2035 | ENT_2_SOCO | ENT | SOCO | Internal | Summer | B4 | 100 | 2000 | 2000 | 79.74 | 90.9 | 8 | 3.15
2035 | ENT_2_SOCO | ENT | SOCO | Internal | Summer | B5 | 200 | 2000 | 2000 | 76.56 | 87.28 | 8 | 2.72
2035 | ENT_2_SOCO | ENT | SOCO | Internal | Summer | B6 | 300 | 2000 | 0 | 64.26 | 68.67 | 8 | 0
2035 | ENT_2_SOCO | ENT | SOCO | Internal | Summer | B7 | 400 | 2000 | 144.95 | 54.06 | 62.06 | 8 | 0
2035 | ENT_2_SOCO | ENT | SOCO | Internal | Summer | B8 | 500 | 2000 | 0 | 54.06 | 54.18 | 8 | 0
2035 | ENT_2_SOCO | ENT | SOCO | Internal | Summer | B9 | 800 | 2000 | 0 | 53.17 | 54.18 | 8 | 0
2035 | ENT_2_SOCO | ENT | SOCO | Internal | Summer | B10 | 1262 | 2000 | 0 | 51.9 | 49.72 | 8 | 0
2035 | ENT_2_SOCO | ENT | SOCO | Internal | Winter | B16 | 25 | 2000 | 0 | 73.86 | 80.86 | 8 | 0
2035 | ENT_2_SOCO | ENT | SOCO | Internal | Winter | B17 | 100 | 2000 | 0 | 59.42 | 59.07 | 8 | 0
2035 | ENT_2_SOCO | ENT | SOCO | Internal | Winter | B18 | 400 | 2000 | 0 | 58.99 | 59.07 | 8 | 0
2035 | ENT_2_SOCO | ENT | SOCO | Internal | Winter | B19 | 700 | 2000 | 0 | 57.89 | 59.07 | 8 | 0
2035 | ENT_2_SOCO | ENT | SOCO | Internal | Winter | B20 | 935 | 2000 | 0 | 57.03 | 54.09 | 8 | 0
2035 | ENT_2_SPP_N | ENT | SPP_N | Internal | Shoulder | B11 | 25 | 1300 | 0 | 79.02 | 85.46 | 8 | 0
2035 | ENT_2_SPP_N | ENT | SPP_N | Internal | Shoulder | B12 | 200 | 1300 | 0 | 55.85 | 63.49 | 8 | 0
2035 | ENT_2_SPP_N | ENT | SPP_N | Internal | Shoulder | B13 | 600 | 1300 | 0 | 55.45 | 55.21 | 8 | 0
2035 | ENT_2_SPP_N | ENT | SPP_N | Internal | Shoulder | B14 | 900 | 1300 | 0 | 55.45 | 53.41 | 8 | 0
2035 | ENT_2_SPP_N | ENT | SPP_N | Internal | Shoulder | B15 | 1203 | 1300 | 0 | 53.61 | 49.03 | 8 | 0
2035 | ENT_2_SPP_N | ENT | SPP_N | Internal | Summer | B1 | 10 | 1300 | 0 | 82.9 | 87.55 | 8 | 0
2035 | ENT_2_SPP_N | ENT | SPP_N | Internal | Summer | B2 | 25 | 1300 | 0 | 82.9 | 86.14 | 8 | 0
2035 | ENT_2_SPP_N | ENT | SPP_N | Internal | Summer | B3 | 75 | 1300 | 0 | 80.37 | 85.63 | 8 | 0
2035 | ENT_2_SPP_N | ENT | SPP_N | Internal | Summer | B4 | 100 | 1300 | 0 | 79.74 | 85.45 | 8 | 0
2035 | ENT_2_SPP_N | ENT | SPP_N | Internal | Summer | B5 | 200 | 1300 | 864.05 | 76.56 | 84.56 | 8 | 0
2035 | ENT_2_SPP_N | ENT | SPP_N | Internal | Summer | B6 | 300 | 1300 | 0.06 | 64.26 | 72.25 | 8 | 0
2035 | ENT_2_SPP_N | ENT | SPP_N | Internal | Summer | B7 | 400 | 1300 | 0 | 54.06 | 56.07 | 8 | 0
2035 | ENT_2_SPP_N | ENT | SPP_N | Internal | Summer | B8 | 500 | 1300 | 0 | 54.06 | 52.08 | 8 | 0
2035 | ENT_2_SPP_N | ENT | SPP_N | Internal | Summer | B9 | 800 | 1300 | 0 | 53.17 | 51.6 | 8 | 0
2035 | ENT_2_SPP_N | ENT | SPP_N | Internal | Summer | B10 | 1262 | 1300 | 0 | 51.9 | 47.41 | 8 | 0
2035 | ENT_2_SPP_N | ENT | SPP_N | Internal | Winter | B16 | 25 | 1300 | 0 | 73.86 | 76.86 | 8 | 0
2035 | ENT_2_SPP_N | ENT | SPP_N | Internal | Winter | B17 | 100 | 1300 | 0 | 59.42 | 61.2 | 8 | 0
2035 | ENT_2_SPP_N | ENT | SPP_N | Internal | Winter | B18 | 400 | 1300 | 0 | 58.99 | 56.99 | 8 | 0
2035 | ENT_2_SPP_N | ENT | SPP_N | Internal | Winter | B19 | 700 | 1300 | 0 | 57.89 | 53.26 | 8 | 0
2035 | ENT_2_SPP_N | ENT | SPP_N | Internal | Winter | B20 | 935 | 1300 | 0 | 57.03 | 52.03 | 8 | 0
2035 | ENT_2_SPP_S | ENT | SPP_S | Internal | Shoulder | B11 | 25 | 1300 | 0 | 79.02 | 77.37 | 8 | 0
2035 | ENT_2_SPP_S | ENT | SPP_S | Internal | Shoulder | B12 | 200 | 1300 | 0 | 55.85 | 53.52 | 8 | 0
2035 | ENT_2_SPP_S | ENT | SPP_S | Internal | Shoulder | B13 | 600 | 1300 | 0 | 55.45 | 53.52 | 8 | 0
2035 | ENT_2_SPP_S | ENT | SPP_S | Internal | Shoulder | B14 | 900 | 1300 | 0 | 55.45 | 53.4 | 8 | 0
2035 | ENT_2_SPP_S | ENT | SPP_S | Internal | Shoulder | B15 | 1203 | 1300 | 0 | 53.61 | 49.02 | 8 | 0
2035 | ENT_2_SPP_S | ENT | SPP_S | Internal | Summer | B1 | 10 | 1300 | 0 | 82.9 | 74.74 | 8 | 0
2035 | ENT_2_SPP_S | ENT | SPP_S | Internal | Summer | B2 | 25 | 1300 | 0 | 82.9 | 75.37 | 8 | 0
2035 | ENT_2_SPP_S | ENT | SPP_S | Internal | Summer | B3 | 75 | 1300 | 0 | 80.37 | 75.37 | 8 | 0
2035 | ENT_2_SPP_S | ENT | SPP_S | Internal | Summer | B4 | 100 | 1300 | 0 | 79.74 | 74.74 | 8 | 0
2035 | ENT_2_SPP_S | ENT | SPP_S | Internal | Summer | B5 | 200 | 1300 | 0 | 76.56 | 74.74 | 8 | 0
2035 | ENT_2_SPP_S | ENT | SPP_S | Internal | Summer | B6 | 300 | 1300 | 331.73 | 64.26 | 72.26 | 8 | 0
2035 | ENT_2_SPP_S | ENT | SPP_S | Internal | Summer | B7 | 400 | 1300 | 0 | 54.06 | 56.06 | 8 | 0
2035 | ENT_2_SPP_S | ENT | SPP_S | Internal | Summer | B8 | 500 | 1300 | 0 | 54.06 | 52.07 | 8 | 0
2035 | ENT_2_SPP_S | ENT | SPP_S | Internal | Summer | B9 | 800 | 1300 | 0 | 53.17 | 51.61 | 8 | 0
2035 | ENT_2_SPP_S | ENT | SPP_S | Internal | Summer | B10 | 1262 | 1300 | 0 | 51.9 | 47.43 | 8 | 0
2035 | ENT_2_SPP_S | ENT | SPP_S | Internal | Winter | B16 | 25 | 1300 | 0 | 73.86 | 59.78 | 8 | 0
2035 | ENT_2_SPP_S | ENT | SPP_S | Internal | Winter | B17 | 100 | 1300 | 0 | 59.42 | 57.13 | 8 | 0
2035 | ENT_2_SPP_S | ENT | SPP_S | Internal | Winter | B18 | 400 | 1300 | 0 | 58.99 | 57 | 8 | 0
2035 | ENT_2_SPP_S | ENT | SPP_S | Internal | Winter | B19 | 700 | 1300 | 0 | 57.89 | 53.27 | 8 | 0
2035 | ENT_2_SPP_S | ENT | SPP_S | Internal | Winter | B20 | 935 | 1300 | 0 | 57.03 | 52.04 | 8 | 0
2035 | ENT_2_TVA_Transmission | ENT | TVA_Transmission | Internal | Shoulder | B11 | 25 | 2100 | 0 | 79.02 | 77.37 | 8 | 0
2035 | ENT_2_TVA_Transmission | ENT | TVA_Transmission | Internal | Shoulder | B12 | 200 | 2100 | 0 | 55.85 | 63.32 | 8 | 0
2035 | ENT_2_TVA_Transmission | ENT | TVA_Transmission | Internal | Shoulder | B13 | 600 | 2100 | 0 | 55.45 | 56.87 | 8 | 0
2035 | ENT_2_TVA_Transmission | ENT | TVA_Transmission | Internal | Shoulder | B14 | 900 | 2100 | 0 | 55.45 | 55.94 | 8 | 0
2035 | ENT_2_TVA_Transmission | ENT | TVA_Transmission | Internal | Shoulder | B15 | 1203 | 2100 | 0 | 53.61 | 52.56 | 8 | 0
2035 | ENT_2_TVA_Transmission | ENT | TVA_Transmission | Internal | Summer | B1 | 10 | 2100 | 0 | 82.9 | 87.8 | 8 | 0
2035 | ENT_2_TVA_Transmission | ENT | TVA_Transmission | Internal | Summer | B2 | 25 | 2100 | 0 | 82.9 | 87.8 | 8 | 0
2035 | ENT_2_TVA_Transmission | ENT | TVA_Transmission | Internal | Summer | B3 | 75 | 2100 | 0 | 80.37 | 86.78 | 8 | 0
2035 | ENT_2_TVA_Transmission | ENT | TVA_Transmission | Internal | Summer | B4 | 100 | 2100 | 0 | 79.74 | 83.18 | 8 | 0
2035 | ENT_2_TVA_Transmission | ENT | TVA_Transmission | Internal | Summer | B5 | 200 | 2100 | 0 | 76.56 | 78.28 | 8 | 0
2035 | ENT_2_TVA_Transmission | ENT | TVA_Transmission | Internal | Summer | B6 | 300 | 2100 | 0 | 64.26 | 65.98 | 8 | 0
2035 | ENT_2_TVA_Transmission | ENT | TVA_Transmission | Internal | Summer | B7 | 400 | 2100 | 0 | 54.06 | 54.91 | 8 | 0
2035 | ENT_2_TVA_Transmission | ENT | TVA_Transmission | Internal | Summer | B8 | 500 | 2100 | 0 | 54.06 | 53.76 | 8 | 0
2035 | ENT_2_TVA_Transmission | ENT | TVA_Transmission | Internal | Summer | B9 | 800 | 2100 | 0 | 53.17 | 50.19 | 8 | 0
2035 | ENT_2_TVA_Transmission | ENT | TVA_Transmission | Internal | Summer | B10 | 1262 | 2100 | 0 | 51.9 | 48.84 | 8 | 0
2035 | ENT_2_TVA_Transmission | ENT | TVA_Transmission | Internal | Winter | B16 | 25 | 2100 | 380.21 | 73.86 | 81.86 | 8 | 0
2035 | ENT_2_TVA_Transmission | ENT | TVA_Transmission | Internal | Winter | B17 | 100 | 2100 | 0 | 59.42 | 66.58 | 8 | 0
2035 | ENT_2_TVA_Transmission | ENT | TVA_Transmission | Internal | Winter | B18 | 400 | 2100 | 0 | 58.99 | 59.56 | 8 | 0
2035 | ENT_2_TVA_Transmission | ENT | TVA_Transmission | Internal | Winter | B19 | 700 | 2100 | 0 | 57.89 | 55.93 | 8 | 0
2035 | ENT_2_TVA_Transmission | ENT | TVA_Transmission | Internal | Winter | B20 | 935 | 2100 | 0 | 57.03 | 53.32 | 8 | 0
2035 | FRCC_2_SOCO | FRCC | SOCO | Internal | Shoulder | B11 | 25 | 900 | 0 | 86.47 | 84.37 | 8 | 0
2035 | FRCC_2_SOCO | FRCC | SOCO | Internal | Shoulder | B12 | 200 | 900 | 0 | 63.63 | 55.72 | 8 | 0
2035 | FRCC_2_SOCO | FRCC | SOCO | Internal | Shoulder | B13 | 600 | 900 | 0 | 60.99 | 55.72 | 8 | 0
2035 | FRCC_2_SOCO | FRCC | SOCO | Internal | Shoulder | B14 | 900 | 900 | 0 | 60.99 | 55.72 | 8 | 0
2035 | FRCC_2_SOCO | FRCC | SOCO | Internal | Shoulder | B15 | 1203 | 900 | 0 | 60.99 | 55.72 | 8 | 0
2035 | FRCC_2_SOCO | FRCC | SOCO | Internal | Summer | B1 | 10 | 900 | 0 | 98.45 | 90.9 | 8 | 0
2035 | FRCC_2_SOCO | FRCC | SOCO | Internal | Summer | B2 | 25 | 900 | 0 | 96.43 | 90.9 | 8 | 0
2035 | FRCC_2_SOCO | FRCC | SOCO | Internal | Summer | B3 | 75 | 900 | 0 | 96.43 | 90.9 | 8 | 0
2035 | FRCC_2_SOCO | FRCC | SOCO | Internal | Summer | B4 | 100 | 900 | 0 | 85.04 | 90.9 | 8 | 0
2035 | FRCC_2_SOCO | FRCC | SOCO | Internal | Summer | B5 | 200 | 900 | 0 | 85.04 | 87.28 | 8 | 0
2035 | FRCC_2_SOCO | FRCC | SOCO | Internal | Summer | B6 | 300 | 900 | 0 | 78.67 | 68.67 | 8 | 0
2035 | FRCC_2_SOCO | FRCC | SOCO | Internal | Summer | B7 | 400 | 900 | 0 | 62.59 | 62.06 | 8 | 0
2035 | FRCC_2_SOCO | FRCC | SOCO | Internal | Summer | B8 | 500 | 900 | 0 | 59.99 | 54.18 | 8 | 0
2035 | FRCC_2_SOCO | FRCC | SOCO | Internal | Summer | B9 | 800 | 900 | 0 | 59.99 | 54.18 | 8 | 0
2035 | FRCC_2_SOCO | FRCC | SOCO | Internal | Summer | B10 | 1262 | 900 | 0 | 59.72 | 49.72 | 8 | 0
2035 | FRCC_2_SOCO | FRCC | SOCO | Internal | Winter | B16 | 25 | 900 | 0 | 87.12 | 80.86 | 8 | 0
2035 | FRCC_2_SOCO | FRCC | SOCO | Internal | Winter | B17 | 100 | 900 | 0 | 66.58 | 59.07 | 8 | 0
2035 | FRCC_2_SOCO | FRCC | SOCO | Internal | Winter | B18 | 400 | 900 | 0 | 63.81 | 59.07 | 8 | 0
2035 | FRCC_2_SOCO | FRCC | SOCO | Internal | Winter | B19 | 700 | 900 | 0 | 63.81 | 59.07 | 8 | 0
2035 | FRCC_2_SOCO | FRCC | SOCO | Internal | Winter | B20 | 935 | 900 | 0 | 63.12 | 54.09 | 8 | 0
2035 | HQ_NEISO_2_NEISO | HQ_NEISO | NEISO | Internal | Shoulder | B11 | 25 | 99999 | 2920 | 46.3 | 46.31 | 0.01 | 0
2035 | HQ_NEISO_2_NEISO | HQ_NEISO | NEISO | Internal | Shoulder | B12 | 200 | 99999 | 2920 | 46.3 | 46.31 | 0.01 | 0
2035 | HQ_NEISO_2_NEISO | HQ_NEISO | NEISO | Internal | Shoulder | B13 | 600 | 99999 | 2920 | 46.3 | 46.31 | 0.01 | 0
2035 | HQ_NEISO_2_NEISO | HQ_NEISO | NEISO | Internal | Shoulder | B14 | 900 | 99999 | 2920 | 46.3 | 46.31 | 0.01 | 0
2035 | HQ_NEISO_2_NEISO | HQ_NEISO | NEISO | Internal | Shoulder | B15 | 1203 | 99999 | 1143.24 | 46.3 | 46.31 | 0.01 | 0
2035 | HQ_NEISO_2_NEISO | HQ_NEISO | NEISO | Internal | Summer | B1 | 10 | 99999 | 2920 | 70.55 | 70.56 | 0.01 | 0
2035 | HQ_NEISO_2_NEISO | HQ_NEISO | NEISO | Internal | Summer | B2 | 25 | 99999 | 2920 | 70.55 | 70.56 | 0.01 | 0
2035 | HQ_NEISO_2_NEISO | HQ_NEISO | NEISO | Internal | Summer | B3 | 75 | 99999 | 2920 | 66.2 | 66.22 | 0.01 | 0
2035 | HQ_NEISO_2_NEISO | HQ_NEISO | NEISO | Internal | Summer | B4 | 100 | 99999 | 2920 | 59.39 | 59.4 | 0.01 | 0
2035 | HQ_NEISO_2_NEISO | HQ_NEISO | NEISO | Internal | Summer | B5 | 200 | 99999 | 2920 | 47.44 | 47.45 | 0.01 | 0
2035 | HQ_NEISO_2_NEISO | HQ_NEISO | NEISO | Internal | Summer | B6 | 300 | 99999 | 2920 | 42.76 | 42.77 | 0.01 | 0
2035 | HQ_NEISO_2_NEISO | HQ_NEISO | NEISO | Internal | Summer | B7 | 400 | 99999 | 2920 | 42.76 | 42.77 | 0.01 | 0
2035 | HQ_NEISO_2_NEISO | HQ_NEISO | NEISO | Internal | Summer | B8 | 500 | 99999 | 2920 | 42.76 | 42.77 | 0.01 | 0
2035 | HQ_NEISO_2_NEISO | HQ_NEISO | NEISO | Internal | Summer | B9 | 800 | 99999 | 2920 | 42.76 | 42.77 | 0.01 | 0
2035 | HQ_NEISO_2_NEISO | HQ_NEISO | NEISO | Internal | Summer | B10 | 1262 | 99999 | 795.94 | 42.76 | 42.77 | 0.01 | 0
2035 | HQ_NEISO_2_NEISO | HQ_NEISO | NEISO | Internal | Winter | B16 | 25 | 99999 | 2920 | 57.21 | 57.22 | 0.01 | 0
2035 | HQ_NEISO_2_NEISO | HQ_NEISO | NEISO | Internal | Winter | B17 | 100 | 99999 | 2920 | 57.21 | 57.22 | 0.01 | 0
2035 | HQ_NEISO_2_NEISO | HQ_NEISO | NEISO | Internal | Winter | B18 | 400 | 99999 | 2920 | 57.21 | 57.22 | 0.01 | 0
2035 | HQ_NEISO_2_NEISO | HQ_NEISO | NEISO | Internal | Winter | B19 | 700 | 99999 | 2920 | 57.21 | 57.22 | 0.01 | 0
2035 | HQ_NEISO_2_NEISO | HQ_NEISO | NEISO | Internal | Winter | B20 | 935 | 99999 | 1233.58 | 57.21 | 57.22 | 0.01 | 0
2035 | HQ_NY_2_NYISO_A-F | HQ_NY | NYISO_A-F | Internal | Shoulder | B11 | 25 | 99999 | 1000 | 59.05 | 59.06 | 0.01 | 0
2035 | HQ_NY_2_NYISO_A-F | HQ_NY | NYISO_A-F | Internal | Shoulder | B12 | 200 | 99999 | 1000 | 54.48 | 54.49 | 0.01 | 0
2035 | HQ_NY_2_NYISO_A-F | HQ_NY | NYISO_A-F | Internal | Shoulder | B13 | 600 | 99999 | 1000 | 50.32 | 50.33 | 0.01 | 0
2035 | HQ_NY_2_NYISO_A-F | HQ_NY | NYISO_A-F | Internal | Shoulder | B14 | 900 | 99999 | 1000 | 49.64 | 49.65 | 0.01 | 0
2035 | HQ_NY_2_NYISO_A-F | HQ_NY | NYISO_A-F | Internal | Shoulder | B15 | 1203 | 99999 | 188.69 | 49.64 | 49.65 | 0.01 | 0
2035 | HQ_NY_2_NYISO_A-F | HQ_NY | NYISO_A-F | Internal | Summer | B1 | 10 | 99999 | 1000 | 73.55 | 73.56 | 0.01 | 0
2035 | HQ_NY_2_NYISO_A-F | HQ_NY | NYISO_A-F | Internal | Summer | B2 | 25 | 99999 | 1000 | 73.54 | 73.55 | 0.01 | 0
2035 | HQ_NY_2_NYISO_A-F | HQ_NY | NYISO_A-F | Internal | Summer | B3 | 75 | 99999 | 1000 | 69.2 | 69.22 | 0.01 | 0
2035 | HQ_NY_2_NYISO_A-F | HQ_NY | NYISO_A-F | Internal | Summer | B4 | 100 | 99999 | 1000 | 64.79 | 64.8 | 0.01 | 0
2035 | HQ_NY_2_NYISO_A-F | HQ_NY | NYISO_A-F | Internal | Summer | B5 | 200 | 99999 | 1000 | 61.33 | 61.34 | 0.01 | 0
2035 | HQ_NY_2_NYISO_A-F | HQ_NY | NYISO_A-F | Internal | Summer | B6 | 300 | 99999 | 1000 | 54.25 | 54.26 | 0.01 | 0
2035 | HQ_NY_2_NYISO_A-F | HQ_NY | NYISO_A-F | Internal | Summer | B7 | 400 | 99999 | 1000 | 48.42 | 48.43 | 0.01 | 0
2035 | HQ_NY_2_NYISO_A-F | HQ_NY | NYISO_A-F | Internal | Summer | B8 | 500 | 99999 | 1000 | 48.34 | 48.35 | 0.01 | 0
2035 | HQ_NY_2_NYISO_A-F | HQ_NY | NYISO_A-F | Internal | Summer | B9 | 800 | 99999 | 1000 | 48.34 | 48.35 | 0.01 | 0
2035 | HQ_NY_2_NYISO_A-F | HQ_NY | NYISO_A-F | Internal | Summer | B10 | 1262 | 99999 | 30.11 | 48.34 | 48.35 | 0.01 | 0
2035 | HQ_NY_2_NYISO_A-F | HQ_NY | NYISO_A-F | Internal | Winter | B16 | 25 | 99999 | 1000 | 75.85 | 75.86 | 0.01 | 0
2035 | HQ_NY_2_NYISO_A-F | HQ_NY | NYISO_A-F | Internal | Winter | B17 | 100 | 99999 | 1000 | 60.2 | 60.21 | 0.01 | 0
2035 | HQ_NY_2_NYISO_A-F | HQ_NY | NYISO_A-F | Internal | Winter | B18 | 400 | 99999 | 1000 | 57.87 | 57.89 | 0.01 | 0
2035 | HQ_NY_2_NYISO_A-F | HQ_NY | NYISO_A-F | Internal | Winter | B19 | 700 | 99999 | 1000 | 57.59 | 57.6 | 0.01 | 0
2035 | HQ_NY_2_NYISO_A-F | HQ_NY | NYISO_A-F | Internal | Winter | B20 | 935 | 99999 | 229.95 | 57.59 | 57.6 | 0.01 | 0
2035 | HQ_IESO_2_IESO | HQ_IESO | IESO | Internal | Shoulder | B11 | 25 | 99999 | 400 | 48.5 | 48.51 | 0.01 | 0
2035 | HQ_IESO_2_IESO | HQ_IESO | IESO | Internal | Shoulder | B12 | 200 | 99999 | 400 | 48.5 | 48.51 | 0.01 | 0
2035 | HQ_IESO_2_IESO | HQ_IESO | IESO | Internal | Shoulder | B13 | 600 | 99999 | 400 | 46.68 | 46.69 | 0.01 | 0
2035 | HQ_IESO_2_IESO | HQ_IESO | IESO | Internal | Shoulder | B14 | 900 | 99999 | 400 | 46.68 | 46.69 | 0.01 | 0
2035 | HQ_IESO_2_IESO | HQ_IESO | IESO | Internal | Shoulder | B15 | 1203 | 99999 | 75.48 | 46.68 | 46.69 | 0.01 | 0
2035 | HQ_IESO_2_IESO | HQ_IESO | IESO | Internal | Summer | B1 | 10 | 99999 | 400 | 80.3 | 80.31 | 0.01 | 0
2035 | HQ_IESO_2_IESO | HQ_IESO | IESO | Internal | Summer | B2 | 25 | 99999 | 400 | 78.37 | 78.38 | 0.01 | 0
2035 | HQ_IESO_2_IESO | HQ_IESO | IESO | Internal | Summer | B3 | 75 | 99999 | 400 | 76.2 | 76.22 | 0.01 | 0
2035 | HQ_IESO_2_IESO | HQ_IESO | IESO | Internal | Summer | B4 | 100 | 99999 | 400 | 71.79 | 71.8 | 0.01 | 0
2035 | HQ_IESO_2_IESO | HQ_IESO | IESO | Internal | Summer | B5 | 200 | 99999 | 400 | 56.83 | 56.85 | 0.01 | 0
2035 | HQ_IESO_2_IESO | HQ_IESO | IESO | Internal | Summer | B6 | 300 | 99999 | 400 | 47.67 | 47.68 | 0.01 | 0
2035 | HQ_IESO_2_IESO | HQ_IESO | IESO | Internal | Summer | B7 | 400 | 99999 | 400 | 45.31 | 45.32 | 0.01 | 0
2035 | HQ_IESO_2_IESO | HQ_IESO | IESO | Internal | Summer | B8 | 500 | 99999 | 400 | 43.9 | 43.92 | 0.01 | 0
2035 | HQ_IESO_2_IESO | HQ_IESO | IESO | Internal | Summer | B9 | 800 | 99999 | 400 | 43.9 | 43.92 | 0.01 | 0
2035 | HQ_IESO_2_IESO | HQ_IESO | IESO | Internal | Summer | B10 | 1262 | 99999 | 12.04 | 43.9 | 43.92 | 0.01 | 0
2035 | HQ_IESO_2_IESO | HQ_IESO | IESO | Internal | Winter | B16 | 25 | 99999 | 400 | 68.85 | 68.86 | 0.01 | 0
2035 | HQ_IESO_2_IESO | HQ_IESO | IESO | Internal | Winter | B17 | 100 | 99999 | 400 | 53.2 | 53.21 | 0.01 | 0
2035 | HQ_IESO_2_IESO | HQ_IESO | IESO | Internal | Winter | B18 | 400 | 99999 | 400 | 50.87 | 50.89 | 0.01 | 0
2035 | HQ_IESO_2_IESO | HQ_IESO | IESO | Internal | Winter | B19 | 700 | 99999 | 400 | 50.87 | 50.89 | 0.01 | 0
2035 | HQ_IESO_2_IESO | HQ_IESO | IESO | Internal | Winter | B20 | 935 | 99999 | 91.98 | 50.87 | 50.89 | 0.01 | 0
2035 | IESO_2_MAPP_CA | IESO | MAPP_CA | Internal | Shoulder | B11 | 25 | 262 | 258.56 | 48.51 | 55.52 | 7 | 0
2035 | IESO_2_MAPP_CA | IESO | MAPP_CA | Internal | Shoulder | B12 | 200 | 262 | 262 | 48.51 | 58.35 | 7 | 2.84
2035 | IESO_2_MAPP_CA | IESO | MAPP_CA | Internal | Shoulder | B13 | 600 | 262 | 261.99 | 46.69 | 53.72 | 7 | 0.03
2035 | IESO_2_MAPP_CA | IESO | MAPP_CA | Internal | Shoulder | B14 | 900 | 262 | 114.31 | 46.69 | 53.69 | 7 | 0
2035 | IESO_2_MAPP_CA | IESO | MAPP_CA | Internal | Shoulder | B15 | 1203 | 262 | 64.15 | 46.69 | 53.69 | 7 | 0
2035 | IESO_2_MAPP_CA | IESO | MAPP_CA | Internal | Summer | B1 | 10 | 262 | 0 | 80.31 | 73.53 | 7 | 0
2035 | IESO_2_MAPP_CA | IESO | MAPP_CA | Internal | Summer | B2 | 25 | 262 | 0 | 78.38 | 83.62 | 7 | 0
2035 | IESO_2_MAPP_CA | IESO | MAPP_CA | Internal | Summer | B3 | 75 | 262 | 150.45 | 76.22 | 83.22 | 7 | 0
2035 | IESO_2_MAPP_CA | IESO | MAPP_CA | Internal | Summer | B4 | 100 | 262 | 44.66 | 71.8 | 78.8 | 7 | 0
2035 | IESO_2_MAPP_CA | IESO | MAPP_CA | Internal | Summer | B5 | 200 | 262 | 262 | 56.85 | 70.55 | 7 | 6.71
2035 | IESO_2_MAPP_CA | IESO | MAPP_CA | Internal | Summer | B6 | 300 | 262 | 262 | 47.68 | 56.01 | 7 | 1.33
2035 | IESO_2_MAPP_CA | IESO | MAPP_CA | Internal | Summer | B7 | 400 | 262 | 0.04 | 45.32 | 52.31 | 7 | 0
2035 | IESO_2_MAPP_CA | IESO | MAPP_CA | Internal | Summer | B8 | 500 | 262 | 0 | 43.92 | 49.96 | 7 | 0
2035 | IESO_2_MAPP_CA | IESO | MAPP_CA | Internal | Summer | B9 | 800 | 262 | 0 | 43.92 | 47.34 | 7 | 0
2035 | IESO_2_MAPP_CA | IESO | MAPP_CA | Internal | Summer | B10 | 1262 | 262 | 0 | 43.92 | 47.34 | 7 | 0
2035 | IESO_2_MAPP_CA | IESO | MAPP_CA | Internal | Winter | B16 | 25 | 262 | 262 | 68.86 | 81.84 | 7 | 5.98
2035 | IESO_2_MAPP_CA | IESO | MAPP_CA | Internal | Winter | B17 | 100 | 262 | 262 | 53.21 | 66.17 | 7 | 5.96
2035 | IESO_2_MAPP_CA | IESO | MAPP_CA | Internal | Winter | B18 | 400 | 262 | 0.97 | 50.89 | 57.89 | 7 | 0
2035 | IESO_2_MAPP_CA | IESO | MAPP_CA | Internal | Winter | B19 | 700 | 262 | 0 | 50.89 | 56.93 | 7 | 0
2035 | IESO_2_MAPP_CA | IESO | MAPP_CA | Internal | Winter | B20 | 935 | 262 | 0 | 50.89 | 56.93 | 7 | 0
2035 | IESO_2_MISO_MI | IESO | MISO_MI | Internal | Shoulder | B11 | 25 | 1840 | 1840 | 48.51 | 78.35 | 7 | 22.84
2035 | IESO_2_MISO_MI | IESO | MISO_MI | Internal | Shoulder | B12 | 200 | 1840 | 1840 | 48.51 | 63.85 | 7 | 8.34
2035 | IESO_2_MISO_MI | IESO | MISO_MI | Internal | Shoulder | B13 | 600 | 1840 | 1840 | 46.69 | 55.19 | 7 | 1.49
2035 | IESO_2_MISO_MI | IESO | MISO_MI | Internal | Shoulder | B14 | 900 | 1840 | 29.77 | 46.69 | 53.69 | 7 | 0
2035 | IESO_2_MISO_MI | IESO | MISO_MI | Internal | Shoulder | B15 | 1203 | 1840 | 0 | 46.69 | 46.64 | 7 | 0
2035 | IESO_2_MISO_MI | IESO | MISO_MI | Internal | Summer | B1 | 10 | 1840 | 746.31 | 80.31 | 87.31 | 7 | 0
2035 | IESO_2_MISO_MI | IESO | MISO_MI | Internal | Summer | B2 | 25 | 1840 | 1539.99 | 78.38 | 85.38 | 7 | 0
2035 | IESO_2_MISO_MI | IESO | MISO_MI | Internal | Summer | B3 | 75 | 1840 | 452.66 | 76.22 | 83.22 | 7 | 0
2035 | IESO_2_MISO_MI | IESO | MISO_MI | Internal | Summer | B4 | 100 | 1840 | 1840 | 71.8 | 80.24 | 7 | 1.44
2035 | IESO_2_MISO_MI | IESO | MISO_MI | Internal | Summer | B5 | 200 | 1840 | 1840 | 56.85 | 78.33 | 7 | 14.48
2035 | IESO_2_MISO_MI | IESO | MISO_MI | Internal | Summer | B6 | 300 | 1840 | 1840 | 47.68 | 64.25 | 7 | 9.56
2035 | IESO_2_MISO_MI | IESO | MISO_MI | Internal | Summer | B7 | 400 | 1840 | 876.5 | 45.32 | 52.32 | 7 | 0
2035 | IESO_2_MISO_MI | IESO | MISO_MI | Internal | Summer | B8 | 500 | 1840 | 0 | 43.92 | 49.96 | 7 | 0
2035 | IESO_2_MISO_MI | IESO | MISO_MI | Internal | Summer | B9 | 800 | 1840 | 0 | 43.92 | 47.32 | 7 | 0
2035 | IESO_2_MISO_MI | IESO | MISO_MI | Internal | Summer | B10 | 1262 | 1840 | 0 | 43.92 | 45.34 | 7 | 0
2035 | IESO_2_MISO_MI | IESO | MISO_MI | Internal | Winter | B16 | 25 | 1840 | 1840 | 68.86 | 81.88 | 7 | 6.02
2035 | IESO_2_MISO_MI | IESO | MISO_MI | Internal | Winter | B17 | 100 | 1840 | 1840 | 53.21 | 66.21 | 7 | 6
2035 | IESO_2_MISO_MI | IESO | MISO_MI | Internal | Winter | B18 | 400 | 1840 | 224.4 | 50.89 | 57.89 | 7 | 0
2035 | IESO_2_MISO_MI | IESO | MISO_MI | Internal | Winter | B19 | 700 | 1840 | 0 | 50.89 | 53.28 | 7 | 0
2035 | IESO_2_MISO_MI | IESO | MISO_MI | Internal | Winter | B20 | 935 | 1840 | 0 | 50.89 | 49.67 | 7 | 0
2035 | IESO_2_MISO_W | IESO | MISO_W | Internal | Shoulder | B11 | 25 | 140 | 140 | 48.51 | 85.45 | 7 | 29.93
2035 | IESO_2_MISO_W | IESO | MISO_W | Internal | Shoulder | B12 | 200 | 140 | 140 | 48.51 | 63.87 | 7 | 8.35
2035 | IESO_2_MISO_W | IESO | MISO_W | Internal | Shoulder | B13 | 600 | 140 | 140 | 46.69 | 55.2 | 7 | 1.5
2035 | IESO_2_MISO_W | IESO | MISO_W | Internal | Shoulder | B14 | 900 | 140 | 139.98 | 46.69 | 53.71 | 7 | 0.01
2035 | IESO_2_MISO_W | IESO | MISO_W | Internal | Shoulder | B15 | 1203 | 140 | 0 | 46.69 | 48.56 | 7 | 0
2035 | IESO_2_MISO_W | IESO | MISO_W | Internal | Summer | B1 | 10 | 140 | 139.91 | 80.31 | 87.53 | 7 | 0.22
2035 | IESO_2_MISO_W | IESO | MISO_W | Internal | Summer | B2 | 25 | 140 | 139.99 | 78.38 | 86.13 | 7 | 0.75
2035 | IESO_2_MISO_W | IESO | MISO_W | Internal | Summer | B3 | 75 | 140 | 140 | 76.22 | 86.13 | 7 | 2.91
2035 | IESO_2_MISO_W | IESO | MISO_W | Internal | Summer | B4 | 100 | 140 | 140 | 71.8 | 85.43 | 7 | 6.64
2035 | IESO_2_MISO_W | IESO | MISO_W | Internal | Summer | B5 | 200 | 140 | 140 | 56.85 | 84.55 | 7 | 20.71
2035 | IESO_2_MISO_W | IESO | MISO_W | Internal | Summer | B6 | 300 | 140 | 140 | 47.68 | 71.73 | 7 | 17.04
2035 | IESO_2_MISO_W | IESO | MISO_W | Internal | Summer | B7 | 400 | 140 | 69.04 | 45.32 | 52.32 | 7 | 0
2035 | IESO_2_MISO_W | IESO | MISO_W | Internal | Summer | B8 | 500 | 140 | 0 | 43.92 | 49.97 | 7 | 0
2035 | IESO_2_MISO_W | IESO | MISO_W | Internal | Summer | B9 | 800 | 140 | 0 | 43.92 | 47.33 | 7 | 0
2035 | IESO_2_MISO_W | IESO | MISO_W | Internal | Summer | B10 | 1262 | 140 | 0 | 43.92 | 44.92 | 7 | 0
2035 | IESO_2_MISO_W | IESO | MISO_W | Internal | Winter | B16 | 25 | 140 | 140 | 68.86 | 81.85 | 7 | 5.99
2035 | IESO_2_MISO_W | IESO | MISO_W | Internal | Winter | B17 | 100 | 140 | 140 | 53.21 | 66.19 | 7 | 5.98
2035 | IESO_2_MISO_W | IESO | MISO_W | Internal | Winter | B18 | 400 | 140 | 139.94 | 50.89 | 57.9 | 7 | 0.01
2035 | IESO_2_MISO_W | IESO | MISO_W | Internal | Winter | B19 | 700 | 140 | 0 | 50.89 | 56.94 | 7 | 0
2035 | IESO_2_MISO_W | IESO | MISO_W | Internal | Winter | B20 | 935 | 140 | 0 | 50.89 | 49.45 | 7 | 0
2035 | IESO_2_NYISO_A-F | IESO | NYISO_A-F | Internal | Shoulder | B11 | 25 | 1725 | 1725 | 48.51 | 59.06 | 7 | 3.55
2035 | IESO_2_NYISO_A-F | IESO | NYISO_A-F | Internal | Shoulder | B12 | 200 | 1725 | 0 | 48.51 | 54.49 | 7 | 0
2035 | IESO_2_NYISO_A-F | IESO | NYISO_A-F | Internal | Shoulder | B13 | 600 | 1725 | 0 | 46.69 | 50.33 | 7 | 0
2035 | IESO_2_NYISO_A-F | IESO | NYISO_A-F | Internal | Shoulder | B14 | 900 | 1725 | 0 | 46.69 | 49.65 | 7 | 0
2035 | IESO_2_NYISO_A-F | IESO | NYISO_A-F | Internal | Shoulder | B15 | 1203 | 1725 | 0 | 46.69 | 49.65 | 7 | 0
2035 | IESO_2_NYISO_A-F | IESO | NYISO_A-F | Internal | Summer | B1 | 10 | 1725 | 0 | 80.31 | 73.56 | 7 | 0
2035 | IESO_2_NYISO_A-F | IESO | NYISO_A-F | Internal | Summer | B2 | 25 | 1725 | 0 | 78.38 | 73.55 | 7 | 0
2035 | IESO_2_NYISO_A-F | IESO | NYISO_A-F | Internal | Summer | B3 | 75 | 1725 | 0 | 76.22 | 69.22 | 7 | 0
2035 | IESO_2_NYISO_A-F | IESO | NYISO_A-F | Internal | Summer | B4 | 100 | 1725 | 0 | 71.8 | 64.8 | 7 | 0
2035 | IESO_2_NYISO_A-F | IESO | NYISO_A-F | Internal | Summer | B5 | 200 | 1725 | 0 | 56.85 | 61.34 | 7 | 0
2035 | IESO_2_NYISO_A-F | IESO | NYISO_A-F | Internal | Summer | B6 | 300 | 1725 | 0 | 47.68 | 54.26 | 7 | 0
2035 | IESO_2_NYISO_A-F | IESO | NYISO_A-F | Internal | Summer | B7 | 400 | 1725 | 0 | 45.32 | 48.43 | 7 | 0
2035 | IESO_2_NYISO_A-F | IESO | NYISO_A-F | Internal | Summer | B8 | 500 | 1725 | 0 | 43.92 | 48.35 | 7 | 0
2035 | IESO_2_NYISO_A-F | IESO | NYISO_A-F | Internal | Summer | B9 | 800 | 1725 | 0 | 43.92 | 48.35 | 7 | 0
2035 | IESO_2_NYISO_A-F | IESO | NYISO_A-F | Internal | Summer | B10 | 1262 | 1725 | 0 | 43.92 | 48.35 | 7 | 0
2035 | IESO_2_NYISO_A-F | IESO | NYISO_A-F | Internal | Winter | B16 | 25 | 1725 | 335.48 | 68.86 | 75.86 | 7 | 0
2035 | IESO_2_NYISO_A-F | IESO | NYISO_A-F | Internal | Winter | B17 | 100 | 1725 | 909.9 | 53.21 | 60.21 | 7 | 0
2035 | IESO_2_NYISO_A-F | IESO | NYISO_A-F | Internal | Winter | B18 | 400 | 1725 | 512.27 | 50.89 | 57.89 | 7 | 0
2035 | IESO_2_NYISO_A-F | IESO | NYISO_A-F | Internal | Winter | B19 | 700 | 1725 | 0 | 50.89 | 57.6 | 7 | 0
2035 | IESO_2_NYISO_A-F | IESO | NYISO_A-F | Internal | Winter | B20 | 935 | 1725 | 0 | 50.89 | 57.6 | 7 | 0
2035 | MAPP_CA_2_IESO | MAPP_CA | IESO | Internal | Shoulder | B11 | 25 | 330 | 0 | 55.52 | 48.51 | 8 | 0
2035 | MAPP_CA_2_IESO | MAPP_CA | IESO | Internal | Shoulder | B12 | 200 | 330 | 0 | 58.35 | 48.51 | 8 | 0
2035 | MAPP_CA_2_IESO | MAPP_CA | IESO | Internal | Shoulder | B13 | 600 | 330 | 0 | 53.72 | 46.69 | 8 | 0
2035 | MAPP_CA_2_IESO | MAPP_CA | IESO | Internal | Shoulder | B14 | 900 | 330 | 0 | 53.69 | 46.69 | 8 | 0
2035 | MAPP_CA_2_IESO | MAPP_CA | IESO | Internal | Shoulder | B15 | 1203 | 330 | 0 | 53.69 | 46.69 | 8 | 0
2035 | MAPP_CA_2_IESO | MAPP_CA | IESO | Internal | Summer | B1 | 10 | 330 | 0.02 | 73.53 | 80.31 | 8 | 0
2035 | MAPP_CA_2_IESO | MAPP_CA | IESO | Internal | Summer | B2 | 25 | 330 | 0 | 83.62 | 78.38 | 8 | 0
2035 | MAPP_CA_2_IESO | MAPP_CA | IESO | Internal | Summer | B3 | 75 | 330 | 0 | 83.22 | 76.22 | 8 | 0
2035 | MAPP_CA_2_IESO | MAPP_CA | IESO | Internal | Summer | B4 | 100 | 330 | 0 | 78.8 | 71.8 | 8 | 0
2035 | MAPP_CA_2_IESO | MAPP_CA | IESO | Internal | Summer | B5 | 200 | 330 | 0 | 70.55 | 56.85 | 8 | 0
2035 | MAPP_CA_2_IESO | MAPP_CA | IESO | Internal | Summer | B6 | 300 | 330 | 0 | 56.01 | 47.68 | 8 | 0
2035 | MAPP_CA_2_IESO | MAPP_CA | IESO | Internal | Summer | B7 | 400 | 330 | 0 | 52.31 | 45.32 | 8 | 0
2035 | MAPP_CA_2_IESO | MAPP_CA | IESO | Internal | Summer | B8 | 500 | 330 | 0 | 49.96 | 43.92 | 8 | 0
2035 | MAPP_CA_2_IESO | MAPP_CA | IESO | Internal | Summer | B9 | 800 | 330 | 0 | 47.34 | 43.92 | 8 | 0
2035 | MAPP_CA_2_IESO | MAPP_CA | IESO | Internal | Summer | B10 | 1262 | 330 | 0 | 47.34 | 43.92 | 8 | 0
2035 | MAPP_CA_2_IESO | MAPP_CA | IESO | Internal | Winter | B16 | 25 | 330 | 0 | 81.84 | 68.86 | 8 | 0
2035 | MAPP_CA_2_IESO | MAPP_CA | IESO | Internal | Winter | B17 | 100 | 330 | 0 | 66.17 | 53.21 | 8 | 0
2035 | MAPP_CA_2_IESO | MAPP_CA | IESO | Internal | Winter | B18 | 400 | 330 | 0 | 57.89 | 50.89 | 8 | 0
2035 | MAPP_CA_2_IESO | MAPP_CA | IESO | Internal | Winter | B19 | 700 | 330 | 0 | 56.93 | 50.89 | 8 | 0
2035 | MAPP_CA_2_IESO | MAPP_CA | IESO | Internal | Winter | B20 | 935 | 330 | 0 | 56.93 | 50.89 | 8 | 0
2035 | MAPP_CA_2_MAPP_US | MAPP_CA | MAPP_US | Internal | Shoulder | B11 | 25 | 372 | 372 | 55.52 | 78.45 | 7 | 15.93
2035 | MAPP_CA_2_MAPP_US | MAPP_CA | MAPP_US | Internal | Shoulder | B12 | 200 | 372 | 0 | 58.35 | 56.87 | 7 | 0
2035 | MAPP_CA_2_MAPP_US | MAPP_CA | MAPP_US | Internal | Shoulder | B13 | 600 | 372 | 0 | 53.72 | 48.2 | 7 | 0
2035 | MAPP_CA_2_MAPP_US | MAPP_CA | MAPP_US | Internal | Shoulder | B14 | 900 | 372 | 0 | 53.69 | 47.47 | 7 | 0
2035 | MAPP_CA_2_MAPP_US | MAPP_CA | MAPP_US | Internal | Shoulder | B15 | 1203 | 372 | 0 | 53.69 | 45.88 | 7 | 0
2035 | MAPP_CA_2_MAPP_US | MAPP_CA | MAPP_US | Internal | Summer | B1 | 10 | 372 | 23.41 | 73.53 | 80.53 | 7 | 0
2035 | MAPP_CA_2_MAPP_US | MAPP_CA | MAPP_US | Internal | Summer | B2 | 25 | 372 | 0 | 83.62 | 79.13 | 7 | 0
2035 | MAPP_CA_2_MAPP_US | MAPP_CA | MAPP_US | Internal | Summer | B3 | 75 | 372 | 0 | 83.22 | 79.13 | 7 | 0
2035 | MAPP_CA_2_MAPP_US | MAPP_CA | MAPP_US | Internal | Summer | B4 | 100 | 372 | 0 | 78.8 | 78.43 | 7 | 0
2035 | MAPP_CA_2_MAPP_US | MAPP_CA | MAPP_US | Internal | Summer | B5 | 200 | 372 | 300.23 | 70.55 | 77.55 | 7 | 0
2035 | MAPP_CA_2_MAPP_US | MAPP_CA | MAPP_US | Internal | Summer | B6 | 300 | 372 | 372 | 56.01 | 64.73 | 7 | 1.72
2035 | MAPP_CA_2_MAPP_US | MAPP_CA | MAPP_US | Internal | Summer | B7 | 400 | 372 | 0 | 52.31 | 49.06 | 7 | 0
2035 | MAPP_CA_2_MAPP_US | MAPP_CA | MAPP_US | Internal | Summer | B8 | 500 | 372 | 0 | 49.96 | 44.9 | 7 | 0
2035 | MAPP_CA_2_MAPP_US | MAPP_CA | MAPP_US | Internal | Summer | B9 | 800 | 372 | 0 | 47.34 | 42.96 | 7 | 0
2035 | MAPP_CA_2_MAPP_US | MAPP_CA | MAPP_US | Internal | Summer | B10 | 1262 | 372 | 0 | 47.34 | 37.92 | 7 | 0
2035 | MAPP_CA_2_MAPP_US | MAPP_CA | MAPP_US | Internal | Winter | B16 | 25 | 372 | 0 | 81.84 | 74.85 | 7 | 0
2035 | MAPP_CA_2_MAPP_US | MAPP_CA | MAPP_US | Internal | Winter | B17 | 100 | 372 | 0 | 66.17 | 59.19 | 7 | 0
2035 | MAPP_CA_2_MAPP_US | MAPP_CA | MAPP_US | Internal | Winter | B18 | 400 | 372 | 0 | 57.89 | 50.9 | 7 | 0
2035 | MAPP_CA_2_MAPP_US | MAPP_CA | MAPP_US | Internal | Winter | B19 | 700 | 372 | 0 | 56.93 | 50.9 | 7 | 0
2035 | MAPP_CA_2_MAPP_US | MAPP_CA | MAPP_US | Internal | Winter | B20 | 935 | 372 | 0 | 56.93 | 43.08 | 7 | 0
2035 | MAPP_CA_2_MISO_W | MAPP_CA | MISO_W | Internal | Shoulder | B11 | 25 | 1970 | 1970 | 55.52 | 85.45 | 0.01 | 29.92
2035 | MAPP_CA_2_MISO_W | MAPP_CA | MISO_W | Internal | Shoulder | B12 | 200 | 1970 | 1970 | 58.35 | 63.87 | 0.01 | 5.5
2035 | MAPP_CA_2_MISO_W | MAPP_CA | MISO_W | Internal | Shoulder | B13 | 600 | 1970 | 1970 | 53.72 | 55.2 | 0.01 | 1.46
2035 | MAPP_CA_2_MISO_W | MAPP_CA | MISO_W | Internal | Shoulder | B14 | 900 | 1970 | 1953.71 | 53.69 | 53.71 | 0.01 | 0
2035 | MAPP_CA_2_MISO_W | MAPP_CA | MISO_W | Internal | Shoulder | B15 | 1203 | 1970 | 0 | 53.69 | 48.56 | 0.01 | 0
2035 | MAPP_CA_2_MISO_W | MAPP_CA | MISO_W | Internal | Summer | B1 | 10 | 1970 | 1970 | 73.53 | 87.53 | 0.01 | 13.99
2035 | MAPP_CA_2_MISO_W | MAPP_CA | MISO_W | Internal | Summer | B2 | 25 | 1970 | 1970 | 83.62 | 86.13 | 0.01 | 2.5
2035 | MAPP_CA_2_MISO_W | MAPP_CA | MISO_W | Internal | Summer | B3 | 75 | 1970 | 1970 | 83.22 | 86.13 | 0.01 | 2.9
2035 | MAPP_CA_2_MISO_W | MAPP_CA | MISO_W | Internal | Summer | B4 | 100 | 1970 | 1970 | 78.8 | 85.43 | 0.01 | 6.62
2035 | MAPP_CA_2_MISO_W | MAPP_CA | MISO_W | Internal | Summer | B5 | 200 | 1970 | 1970 | 70.55 | 84.55 | 0.01 | 13.99
2035 | MAPP_CA_2_MISO_W | MAPP_CA | MISO_W | Internal | Summer | B6 | 300 | 1970 | 1970 | 56.01 | 71.73 | 0.01 | 15.7
2035 | MAPP_CA_2_MISO_W | MAPP_CA | MISO_W | Internal | Summer | B7 | 400 | 1970 | 1894.68 | 52.31 | 52.32 | 0.01 | 0
2035 | MAPP_CA_2_MISO_W | MAPP_CA | MISO_W | Internal | Summer | B8 | 500 | 1970 | 1151.91 | 49.96 | 49.97 | 0.01 | 0
2035 | MAPP_CA_2_MISO_W | MAPP_CA | MISO_W | Internal | Summer | B9 | 800 | 1970 | 0.01 | 47.34 | 47.33 | 0.01 | 0
2035 | MAPP_CA_2_MISO_W | MAPP_CA | MISO_W | Internal | Summer | B10 | 1262 | 1970 | 0 | 47.34 | 44.92 | 0.01 | 0
2035 | MAPP_CA_2_MISO_W | MAPP_CA | MISO_W | Internal | Winter | B16 | 25 | 1970 | 1645.94 | 81.84 | 81.85 | 0.01 | 0
2035 | MAPP_CA_2_MISO_W | MAPP_CA | MISO_W | Internal | Winter | B17 | 100 | 1970 | 1509.69 | 66.17 | 66.19 | 0.01 | 0
2035 | MAPP_CA_2_MISO_W | MAPP_CA | MISO_W | Internal | Winter | B18 | 400 | 1970 | 967.83 | 57.89 | 57.9 | 0.01 | 0
2035 | MAPP_CA_2_MISO_W | MAPP_CA | MISO_W | Internal | Winter | B19 | 700 | 1970 | 178.43 | 56.93 | 56.94 | 0.01 | 0
2035 | MAPP_CA_2_MISO_W | MAPP_CA | MISO_W | Internal | Winter | B20 | 935 | 1970 | 0 | 56.93 | 49.45 | 0.01 | 0
2035 | MAPP_US_2_MAPP_CA | MAPP_US | MAPP_CA | Internal | Shoulder | B11 | 25 | 165 | 0 | 78.45 | 55.52 | 7 | 0
2035 | MAPP_US_2_MAPP_CA | MAPP_US | MAPP_CA | Internal | Shoulder | B12 | 200 | 165 | 0 | 56.87 | 58.35 | 7 | 0
2035 | MAPP_US_2_MAPP_CA | MAPP_US | MAPP_CA | Internal | Shoulder | B13 | 600 | 165 | 0 | 48.2 | 53.72 | 7 | 0
2035 | MAPP_US_2_MAPP_CA | MAPP_US | MAPP_CA | Internal | Shoulder | B14 | 900 | 165 | 0 | 47.47 | 53.69 | 7 | 0
2035 | MAPP_US_2_MAPP_CA | MAPP_US | MAPP_CA | Internal | Shoulder | B15 | 1203 | 165 | 165 | 45.88 | 53.69 | 7 | 0.81
2035 | MAPP_US_2_MAPP_CA | MAPP_US | MAPP_CA | Internal | Summer | B1 | 10 | 165 | 0 | 80.53 | 73.53 | 7 | 0
2035 | MAPP_US_2_MAPP_CA | MAPP_US | MAPP_CA | Internal | Summer | B2 | 25 | 165 | 0 | 79.13 | 83.62 | 7 | 0
2035 | MAPP_US_2_MAPP_CA | MAPP_US | MAPP_CA | Internal | Summer | B3 | 75 | 165 | 0 | 79.13 | 83.22 | 7 | 0
2035 | MAPP_US_2_MAPP_CA | MAPP_US | MAPP_CA | Internal | Summer | B4 | 100 | 165 | 0 | 78.43 | 78.8 | 7 | 0
2035 | MAPP_US_2_MAPP_CA | MAPP_US | MAPP_CA | Internal | Summer | B5 | 200 | 165 | 0 | 77.55 | 70.55 | 7 | 0
2035 | MAPP_US_2_MAPP_CA | MAPP_US | MAPP_CA | Internal | Summer | B6 | 300 | 165 | 0 | 64.73 | 56.01 | 7 | 0
2035 | MAPP_US_2_MAPP_CA | MAPP_US | MAPP_CA | Internal | Summer | B7 | 400 | 165 | 0 | 49.06 | 52.31 | 7 | 0
2035 | MAPP_US_2_MAPP_CA | MAPP_US | MAPP_CA | Internal | Summer | B8 | 500 | 165 | 0 | 44.9 | 49.96 | 7 | 0
2035 | MAPP_US_2_MAPP_CA | MAPP_US | MAPP_CA | Internal | Summer | B9 | 800 | 165 | 0 | 42.96 | 47.34 | 7 | 0
2035 | MAPP_US_2_MAPP_CA | MAPP_US | MAPP_CA | Internal | Summer | B10 | 1262 | 165 | 165 | 37.92 | 47.34 | 7 | 2.42
2035 | MAPP_US_2_MAPP_CA | MAPP_US | MAPP_CA | Internal | Winter | B16 | 25 | 165 | 0.66 | 74.85 | 81.84 | 7 | 0
2035 | MAPP_US_2_MAPP_CA | MAPP_US | MAPP_CA | Internal | Winter | B17 | 100 | 165 | 0.18 | 59.19 | 66.17 | 7 | 0
2035 | MAPP_US_2_MAPP_CA | MAPP_US | MAPP_CA | Internal | Winter | B18 | 400 | 165 | 0.05 | 50.9 | 57.89 | 7 | 0
2035 | MAPP_US_2_MAPP_CA | MAPP_US | MAPP_CA | Internal | Winter | B19 | 700 | 165 | 0 | 50.9 | 56.93 | 7 | 0
2035 | MAPP_US_2_MAPP_CA | MAPP_US | MAPP_CA | Internal | Winter | B20 | 935 | 165 | 165 | 43.08 | 56.93 | 7 | 6.86
2035 | MAPP_US_2_MISO_W | MAPP_US | MISO_W | Internal | Shoulder | B11 | 25 | 2635 | 875.37 | 78.45 | 85.45 | 7 | 0
2035 | MAPP_US_2_MISO_W | MAPP_US | MISO_W | Internal | Shoulder | B12 | 200 | 2635 | 1206.7 | 56.87 | 63.87 | 7 | 0
2035 | MAPP_US_2_MISO_W | MAPP_US | MISO_W | Internal | Shoulder | B13 | 600 | 2635 | 838.78 | 48.2 | 55.2 | 7 | 0
2035 | MAPP_US_2_MISO_W | MAPP_US | MISO_W | Internal | Shoulder | B14 | 900 | 2635 | 0 | 47.47 | 53.71 | 7 | 0
2035 | MAPP_US_2_MISO_W | MAPP_US | MISO_W | Internal | Shoulder | B15 | 1203 | 2635 | 0 | 45.88 | 48.56 | 7 | 0
2035 | MAPP_US_2_MISO_W | MAPP_US | MISO_W | Internal | Summer | B1 | 10 | 2635 | 293.12 | 80.53 | 87.53 | 7 | 0
2035 | MAPP_US_2_MISO_W | MAPP_US | MISO_W | Internal | Summer | B2 | 25 | 2635 | 133.93 | 79.13 | 86.13 | 7 | 0
2035 | MAPP_US_2_MISO_W | MAPP_US | MISO_W | Internal | Summer | B3 | 75 | 2635 | 538.18 | 79.13 | 86.13 | 7 | 0
2035 | MAPP_US_2_MISO_W | MAPP_US | MISO_W | Internal | Summer | B4 | 100 | 2635 | 315.11 | 78.43 | 85.43 | 7 | 0
2035 | MAPP_US_2_MISO_W | MAPP_US | MISO_W | Internal | Summer | B5 | 200 | 2635 | 828.67 | 77.55 | 84.55 | 7 | 0
2035 | MAPP_US_2_MISO_W | MAPP_US | MISO_W | Internal | Summer | B6 | 300 | 2635 | 96.7 | 64.73 | 71.73 | 7 | 0
2035 | MAPP_US_2_MISO_W | MAPP_US | MISO_W | Internal | Summer | B7 | 400 | 2635 | 0 | 49.06 | 52.32 | 7 | 0
2035 | MAPP_US_2_MISO_W | MAPP_US | MISO_W | Internal | Summer | B8 | 500 | 2635 | 0 | 44.9 | 49.97 | 7 | 0
2035 | MAPP_US_2_MISO_W | MAPP_US | MISO_W | Internal | Summer | B9 | 800 | 2635 | 0 | 42.96 | 47.33 | 7 | 0
2035 | MAPP_US_2_MISO_W | MAPP_US | MISO_W | Internal | Summer | B10 | 1262 | 2635 | 412.54 | 37.92 | 44.92 | 7 | 0
2035 | MAPP_US_2_MISO_W | MAPP_US | MISO_W | Internal | Winter | B16 | 25 | 2635 | 1502.84 | 74.85 | 81.85 | 7 | 0
2035 | MAPP_US_2_MISO_W | MAPP_US | MISO_W | Internal | Winter | B17 | 100 | 2635 | 1023.21 | 59.19 | 66.19 | 7 | 0
2035 | MAPP_US_2_MISO_W | MAPP_US | MISO_W | Internal | Winter | B18 | 400 | 2635 | 209.44 | 50.9 | 57.9 | 7 | 0
2035 | MAPP_US_2_MISO_W | MAPP_US | MISO_W | Internal | Winter | B19 | 700 | 2635 | 0 | 50.9 | 56.94 | 7 | 0
2035 | MAPP_US_2_MISO_W | MAPP_US | MISO_W | Internal | Winter | B20 | 935 | 2635 | 0 | 43.08 | 49.45 | 7 | 0
2035 | MAPP_US_2_NE | MAPP_US | NE | Internal | Shoulder | B11 | 25 | 2000 | 1389.25 | 78.45 | 85.45 | 7 | 0
2035 | MAPP_US_2_NE | MAPP_US | NE | Internal | Shoulder | B12 | 200 | 2000 | 0 | 56.87 | 63.48 | 7 | 0
2035 | MAPP_US_2_NE | MAPP_US | NE | Internal | Shoulder | B13 | 600 | 2000 | 222.08 | 48.2 | 55.2 | 7 | 0
2035 | MAPP_US_2_NE | MAPP_US | NE | Internal | Shoulder | B14 | 900 | 2000 | 0 | 47.47 | 53.4 | 7 | 0
2035 | MAPP_US_2_NE | MAPP_US | NE | Internal | Shoulder | B15 | 1203 | 2000 | 0 | 45.88 | 49.02 | 7 | 0
2035 | MAPP_US_2_NE | MAPP_US | NE | Internal | Summer | B1 | 10 | 2000 | 220.59 | 80.53 | 87.53 | 7 | 0
2035 | MAPP_US_2_NE | MAPP_US | NE | Internal | Summer | B2 | 25 | 2000 | 447.29 | 79.13 | 86.13 | 7 | 0
2035 | MAPP_US_2_NE | MAPP_US | NE | Internal | Summer | B3 | 75 | 2000 | 0 | 79.13 | 85.64 | 7 | 0
2035 | MAPP_US_2_NE | MAPP_US | NE | Internal | Summer | B4 | 100 | 2000 | 526.27 | 78.43 | 85.43 | 7 | 0
2035 | MAPP_US_2_NE | MAPP_US | NE | Internal | Summer | B5 | 200 | 2000 | 657.34 | 77.55 | 84.55 | 7 | 0
2035 | MAPP_US_2_NE | MAPP_US | NE | Internal | Summer | B6 | 300 | 2000 | 969.09 | 64.73 | 71.73 | 7 | 0
2035 | MAPP_US_2_NE | MAPP_US | NE | Internal | Summer | B7 | 400 | 2000 | 839.18 | 49.06 | 56.06 | 7 | 0
2035 | MAPP_US_2_NE | MAPP_US | NE | Internal | Summer | B8 | 500 | 2000 | 1070.21 | 44.9 | 51.9 | 7 | 0
2035 | MAPP_US_2_NE | MAPP_US | NE | Internal | Summer | B9 | 800 | 2000 | 561.45 | 42.96 | 49.96 | 7 | 0
2035 | MAPP_US_2_NE | MAPP_US | NE | Internal | Summer | B10 | 1262 | 2000 | 0 | 37.92 | 39.92 | 7 | 0
2035 | MAPP_US_2_NE | MAPP_US | NE | Internal | Winter | B16 | 25 | 2000 | 0 | 74.85 | 76.85 | 7 | 0
2035 | MAPP_US_2_NE | MAPP_US | NE | Internal | Winter | B17 | 100 | 2000 | 0 | 59.19 | 61.19 | 7 | 0
2035 | MAPP_US_2_NE | MAPP_US | NE | Internal | Winter | B18 | 400 | 2000 | 0 | 50.9 | 56.98 | 7 | 0
2035 | MAPP_US_2_NE | MAPP_US | NE | Internal | Winter | B19 | 700 | 2000 | 0 | 50.9 | 53.25 | 7 | 0
2035 | MAPP_US_2_NE | MAPP_US | NE | Internal | Winter | B20 | 935 | 2000 | 0 | 43.08 | 49.44 | 7 | 0
2035 | MARITIMES_2_NEISO | MARITIMES | NEISO | Internal | Shoulder | B11 | 25 | 99999 | 1400 | 46.3 | 46.31 | 0.01 | 0
2035 | MARITIMES_2_NEISO | MARITIMES | NEISO | Internal | Shoulder | B12 | 200 | 99999 | 1400 | 46.3 | 46.31 | 0.01 | 0
2035 | MARITIMES_2_NEISO | MARITIMES | NEISO | Internal | Shoulder | B13 | 600 | 99999 | 1400 | 46.3 | 46.31 | 0.01 | 0
2035 | MARITIMES_2_NEISO | MARITIMES | NEISO | Internal | Shoulder | B14 | 900 | 99999 | 1400 | 46.3 | 46.31 | 0.01 | 0
2035 | MARITIMES_2_NEISO | MARITIMES | NEISO | Internal | Shoulder | B15 | 1203 | 99999 | 426.43 | 46.3 | 46.31 | 0.01 | 0
2035 | MARITIMES_2_NEISO | MARITIMES | NEISO | Internal | Summer | B1 | 10 | 99999 | 1400 | 70.55 | 70.56 | 0.01 | 0
2035 | MARITIMES_2_NEISO | MARITIMES | NEISO | Internal | Summer | B2 | 25 | 99999 | 1400 | 70.55 | 70.56 | 0.01 | 0
2035 | MARITIMES_2_NEISO | MARITIMES | NEISO | Internal | Summer | B3 | 75 | 99999 | 1400 | 66.2 | 66.22 | 0.01 | 0
2035 | MARITIMES_2_NEISO | MARITIMES | NEISO | Internal | Summer | B4 | 100 | 99999 | 1400 | 59.39 | 59.4 | 0.01 | 0
2035 | MARITIMES_2_NEISO | MARITIMES | NEISO | Internal | Summer | B5 | 200 | 99999 | 1400 | 47.44 | 47.45 | 0.01 | 0
2035 | MARITIMES_2_NEISO | MARITIMES | NEISO | Internal | Summer | B6 | 300 | 99999 | 1400 | 42.76 | 42.77 | 0.01 | 0
2035 | MARITIMES_2_NEISO | MARITIMES | NEISO | Internal | Summer | B7 | 400 | 99999 | 1400 | 42.76 | 42.77 | 0.01 | 0
2035 | MARITIMES_2_NEISO | MARITIMES | NEISO | Internal | Summer | B8 | 500 | 99999 | 1400 | 42.76 | 42.77 | 0.01 | 0
2035 | MARITIMES_2_NEISO | MARITIMES | NEISO | Internal | Summer | B9 | 800 | 99999 | 1400 | 42.76 | 42.77 | 0.01 | 0
2035 | MARITIMES_2_NEISO | MARITIMES | NEISO | Internal | Summer | B10 | 1262 | 99999 | 236.13 | 42.76 | 42.77 | 0.01 | 0
2035 | MARITIMES_2_NEISO | MARITIMES | NEISO | Internal | Winter | B16 | 25 | 99999 | 1400 | 57.21 | 57.22 | 0.01 | 0
2035 | MARITIMES_2_NEISO | MARITIMES | NEISO | Internal | Winter | B17 | 100 | 99999 | 1400 | 57.21 | 57.22 | 0.01 | 0
2035 | MARITIMES_2_NEISO | MARITIMES | NEISO | Internal | Winter | B18 | 400 | 99999 | 1400 | 57.21 | 57.22 | 0.01 | 0
2035 | MARITIMES_2_NEISO | MARITIMES | NEISO | Internal | Winter | B19 | 700 | 99999 | 1400 | 57.21 | 57.22 | 0.01 | 0
2035 | MARITIMES_2_NEISO | MARITIMES | NEISO | Internal | Winter | B20 | 935 | 99999 | 475.94 | 57.21 | 57.22 | 0.01 | 0
2035 | MISO_IN_2_MISO_MI | MISO_IN | MISO_MI | Internal | Shoulder | B11 | 25 | 5000 | 0.37 | 78.37 | 78.35 | 0.01 | 0
2035 | MISO_IN_2_MISO_MI | MISO_IN | MISO_MI | Internal | Shoulder | B12 | 200 | 5000 | 2458.1 | 63.84 | 63.85 | 0.01 | 0
2035 | MISO_IN_2_MISO_MI | MISO_IN | MISO_MI | Internal | Shoulder | B13 | 600 | 5000 | 3509.91 | 55.17 | 55.19 | 0.01 | 0
2035 | MISO_IN_2_MISO_MI | MISO_IN | MISO_MI | Internal | Shoulder | B14 | 900 | 5000 | 4303.63 | 53.68 | 53.69 | 0.01 | 0
2035 | MISO_IN_2_MISO_MI | MISO_IN | MISO_MI | Internal | Shoulder | B15 | 1203 | 5000 | 4834.91 | 46.63 | 46.64 | 0.01 | 0
2035 | MISO_IN_2_MISO_MI | MISO_IN | MISO_MI | Internal | Summer | B1 | 10 | 5000 | 1499.48 | 87.3 | 87.31 | 0.01 | 0
2035 | MISO_IN_2_MISO_MI | MISO_IN | MISO_MI | Internal | Summer | B2 | 25 | 5000 | 13.74 | 85.37 | 85.38 | 0.01 | 0
2035 | MISO_IN_2_MISO_MI | MISO_IN | MISO_MI | Internal | Summer | B3 | 75 | 5000 | 1357.87 | 83.2 | 83.22 | 0.01 | 0
2035 | MISO_IN_2_MISO_MI | MISO_IN | MISO_MI | Internal | Summer | B4 | 100 | 5000 | 0.1 | 80.25 | 80.24 | 0.01 | 0
2035 | MISO_IN_2_MISO_MI | MISO_IN | MISO_MI | Internal | Summer | B5 | 200 | 5000 | 273.49 | 78.32 | 78.33 | 0.01 | 0
2035 | MISO_IN_2_MISO_MI | MISO_IN | MISO_MI | Internal | Summer | B6 | 300 | 5000 | 437.1 | 64.23 | 64.25 | 0.01 | 0
2035 | MISO_IN_2_MISO_MI | MISO_IN | MISO_MI | Internal | Summer | B7 | 400 | 5000 | 4422.48 | 52.31 | 52.32 | 0.01 | 0
2035 | MISO_IN_2_MISO_MI | MISO_IN | MISO_MI | Internal | Summer | B8 | 500 | 5000 | 4961.46 | 49.95 | 49.96 | 0.01 | 0
2035 | MISO_IN_2_MISO_MI | MISO_IN | MISO_MI | Internal | Summer | B9 | 800 | 5000 | 5000 | 45.16 | 47.32 | 0.01 | 2.14
2035 | MISO_IN_2_MISO_MI | MISO_IN | MISO_MI | Internal | Summer | B10 | 1262 | 5000 | 5000 | 45.16 | 45.34 | 0.01 | 0.17
2035 | MISO_IN_2_MISO_MI | MISO_IN | MISO_MI | Internal | Winter | B16 | 25 | 5000 | 1404.69 | 81.87 | 81.88 | 0.01 | 0
2035 | MISO_IN_2_MISO_MI | MISO_IN | MISO_MI | Internal | Winter | B17 | 100 | 5000 | 2346.89 | 66.2 | 66.21 | 0.01 | 0
2035 | MISO_IN_2_MISO_MI | MISO_IN | MISO_MI | Internal | Winter | B18 | 400 | 5000 | 4259.27 | 57.87 | 57.89 | 0.01 | 0
2035 | MISO_IN_2_MISO_MI | MISO_IN | MISO_MI | Internal | Winter | B19 | 700 | 5000 | 4459.44 | 53.27 | 53.28 | 0.01 | 0
2035 | MISO_IN_2_MISO_MI | MISO_IN | MISO_MI | Internal | Winter | B20 | 935 | 5000 | 2780.48 | 49.66 | 49.67 | 0.01 | 0
2035 | MISO_IN_2_MISO_MO-IL | MISO_IN | MISO_MO-IL | Internal | Shoulder | B11 | 25 | 5000 | 3710.81 | 78.37 | 78.38 | 0.01 | 0
2035 | MISO_IN_2_MISO_MO-IL | MISO_IN | MISO_MO-IL | Internal | Shoulder | B12 | 200 | 5000 | 826.39 | 63.84 | 63.85 | 0.01 | 0
2035 | MISO_IN_2_MISO_MO-IL | MISO_IN | MISO_MO-IL | Internal | Shoulder | B13 | 600 | 5000 | 865.43 | 55.17 | 55.19 | 0.01 | 0
2035 | MISO_IN_2_MISO_MO-IL | MISO_IN | MISO_MO-IL | Internal | Shoulder | B14 | 900 | 5000 | 635.03 | 53.68 | 53.69 | 0.01 | 0
2035 | MISO_IN_2_MISO_MO-IL | MISO_IN | MISO_MO-IL | Internal | Shoulder | B15 | 1203 | 5000 | 45.82 | 46.63 | 46.64 | 0.01 | 0
2035 | MISO_IN_2_MISO_MO-IL | MISO_IN | MISO_MO-IL | Internal | Summer | B1 | 10 | 5000 | 2872.73 | 87.3 | 87.31 | 0.01 | 0
2035 | MISO_IN_2_MISO_MO-IL | MISO_IN | MISO_MO-IL | Internal | Summer | B2 | 25 | 5000 | 2115.13 | 85.37 | 85.38 | 0.01 | 0
2035 | MISO_IN_2_MISO_MO-IL | MISO_IN | MISO_MO-IL | Internal | Summer | B3 | 75 | 5000 | 1837.35 | 83.2 | 83.22 | 0.01 | 0
2035 | MISO_IN_2_MISO_MO-IL | MISO_IN | MISO_MO-IL | Internal | Summer | B4 | 100 | 5000 | 3917.16 | 80.25 | 80.26 | 0.01 | 0
2035 | MISO_IN_2_MISO_MO-IL | MISO_IN | MISO_MO-IL | Internal | Summer | B5 | 200 | 5000 | 3376.06 | 78.32 | 78.33 | 0.01 | 0
2035 | MISO_IN_2_MISO_MO-IL | MISO_IN | MISO_MO-IL | Internal | Summer | B6 | 300 | 5000 | 3913.57 | 64.23 | 64.25 | 0.01 | 0
2035 | MISO_IN_2_MISO_MO-IL | MISO_IN | MISO_MO-IL | Internal | Summer | B7 | 400 | 5000 | 1729.92 | 52.31 | 52.32 | 0.01 | 0
2035 | MISO_IN_2_MISO_MO-IL | MISO_IN | MISO_MO-IL | Internal | Summer | B8 | 500 | 5000 | 2168.33 | 49.95 | 49.96 | 0.01 | 0
2035 | MISO_IN_2_MISO_MO-IL | MISO_IN | MISO_MO-IL | Internal | Summer | B9 | 800 | 5000 | 1574.23 | 45.16 | 45.17 | 0.01 | 0
2035 | MISO_IN_2_MISO_MO-IL | MISO_IN | MISO_MO-IL | Internal | Summer | B10 | 1262 | 5000 | 0 | 45.16 | 44.93 | 0.01 | 0
2035 | MISO_IN_2_MISO_MO-IL | MISO_IN | MISO_MO-IL | Internal | Winter | B16 | 25 | 5000 | 0.36 | 81.87 | 81.86 | 0.01 | 0
2035 | MISO_IN_2_MISO_MO-IL | MISO_IN | MISO_MO-IL | Internal | Winter | B17 | 100 | 5000 | 0.17 | 66.2 | 66.2 | 0.01 | 0
2035 | MISO_IN_2_MISO_MO-IL | MISO_IN | MISO_MO-IL | Internal | Winter | B18 | 400 | 5000 | 1 | 57.87 | 57.89 | 0.01 | 0
2035 | MISO_IN_2_MISO_MO-IL | MISO_IN | MISO_MO-IL | Internal | Winter | B19 | 700 | 5000 | 0.01 | 53.27 | 53.26 | 0.01 | 0
2035 | MISO_IN_2_MISO_MO-IL | MISO_IN | MISO_MO-IL | Internal | Winter | B20 | 935 | 5000 | 0 | 49.66 | 49.43 | 0.01 | 0
2035 | MISO_IN_2_NonRTO_Midwest | MISO_IN | NonRTO_Midwest | Internal | Shoulder | B11 | 25 | 4800 | 975.46 | 78.37 | 86.37 | 8 | 0
2035 | MISO_IN_2_NonRTO_Midwest | MISO_IN | NonRTO_Midwest | Internal | Shoulder | B12 | 200 | 4800 | 539.23 | 63.84 | 71.84 | 8 | 0
2035 | MISO_IN_2_NonRTO_Midwest | MISO_IN | NonRTO_Midwest | Internal | Shoulder | B13 | 600 | 4800 | 0 | 55.17 | 59.44 | 8 | 0
2035 | MISO_IN_2_NonRTO_Midwest | MISO_IN | NonRTO_Midwest | Internal | Shoulder | B14 | 900 | 4800 | 0 | 53.68 | 50.47 | 8 | 0
2035 | MISO_IN_2_NonRTO_Midwest | MISO_IN | NonRTO_Midwest | Internal | Shoulder | B15 | 1203 | 4800 | 0 | 46.63 | 45.3 | 8 | 0
2035 | MISO_IN_2_NonRTO_Midwest | MISO_IN | NonRTO_Midwest | Internal | Summer | B1 | 10 | 4800 | 0 | 87.3 | 88.93 | 8 | 0
2035 | MISO_IN_2_NonRTO_Midwest | MISO_IN | NonRTO_Midwest | Internal | Summer | B2 | 25 | 4800 | 0 | 85.37 | 88.93 | 8 | 0
2035 | MISO_IN_2_NonRTO_Midwest | MISO_IN | NonRTO_Midwest | Internal | Summer | B3 | 75 | 4800 | 0 | 83.2 | 88.93 | 8 | 0
2035 | MISO_IN_2_NonRTO_Midwest | MISO_IN | NonRTO_Midwest | Internal | Summer | B4 | 100 | 4800 | 582.97 | 80.25 | 88.25 | 8 | 0
2035 | MISO_IN_2_NonRTO_Midwest | MISO_IN | NonRTO_Midwest | Internal | Summer | B5 | 200 | 4800 | 931.57 | 78.32 | 86.32 | 8 | 0
2035 | MISO_IN_2_NonRTO_Midwest | MISO_IN | NonRTO_Midwest | Internal | Summer | B6 | 300 | 4800 | 449.19 | 64.23 | 72.23 | 8 | 0
2035 | MISO_IN_2_NonRTO_Midwest | MISO_IN | NonRTO_Midwest | Internal | Summer | B7 | 400 | 4800 | 0 | 52.31 | 48.9 | 8 | 0
2035 | MISO_IN_2_NonRTO_Midwest | MISO_IN | NonRTO_Midwest | Internal | Summer | B8 | 500 | 4800 | 0 | 49.95 | 48.9 | 8 | 0
2035 | MISO_IN_2_NonRTO_Midwest | MISO_IN | NonRTO_Midwest | Internal | Summer | B9 | 800 | 4800 | 0 | 45.16 | 47.08 | 8 | 0
2035 | MISO_IN_2_NonRTO_Midwest | MISO_IN | NonRTO_Midwest | Internal | Summer | B10 | 1262 | 4800 | 0 | 45.16 | 40.84 | 8 | 0
2035 | MISO_IN_2_NonRTO_Midwest | MISO_IN | NonRTO_Midwest | Internal | Winter | B16 | 25 | 4800 | 2205.54 | 81.87 | 89.87 | 8 | 0
2035 | MISO_IN_2_NonRTO_Midwest | MISO_IN | NonRTO_Midwest | Internal | Winter | B17 | 100 | 4800 | 932.78 | 66.2 | 74.2 | 8 | 0
2035 | MISO_IN_2_NonRTO_Midwest | MISO_IN | NonRTO_Midwest | Internal | Winter | B18 | 400 | 4800 | 0 | 57.87 | 62.99 | 8 | 0
2035 | MISO_IN_2_NonRTO_Midwest | MISO_IN | NonRTO_Midwest | Internal | Winter | B19 | 700 | 4800 | 0 | 53.27 | 49.95 | 8 | 0
2035 | MISO_IN_2_NonRTO_Midwest | MISO_IN | NonRTO_Midwest | Internal | Winter | B20 | 935 | 4800 | 0 | 49.66 | 45.32 | 8 | 0
2035 | MISO_IN_2_PJM_ROR | MISO_IN | PJM_ROR | Internal | Shoulder | B11 | 25 | 992 | 0 | 78.37 | 71.37 | 2 | 0
2035 | MISO_IN_2_PJM_ROR | MISO_IN | PJM_ROR | Internal | Shoulder | B12 | 200 | 992 | 0 | 63.84 | 61.87 | 2 | 0
2035 | MISO_IN_2_PJM_ROR | MISO_IN | PJM_ROR | Internal | Shoulder | B13 | 600 | 992 | 0 | 55.17 | 53.23 | 2 | 0
2035 | MISO_IN_2_PJM_ROR | MISO_IN | PJM_ROR | Internal | Shoulder | B14 | 900 | 992 | 0 | 53.68 | 51.69 | 2 | 0
2035 | MISO_IN_2_PJM_ROR | MISO_IN | PJM_ROR | Internal | Shoulder | B15 | 1203 | 992 | 0 | 46.63 | 46.56 | 2 | 0
2035 | MISO_IN_2_PJM_ROR | MISO_IN | PJM_ROR | Internal | Summer | B1 | 10 | 992 | 0 | 87.3 | 81.8 | 2 | 0
2035 | MISO_IN_2_PJM_ROR | MISO_IN | PJM_ROR | Internal | Summer | B2 | 25 | 992 | 0 | 85.37 | 81.8 | 2 | 0
2035 | MISO_IN_2_PJM_ROR | MISO_IN | PJM_ROR | Internal | Summer | B3 | 75 | 992 | 0 | 83.2 | 80.78 | 2 | 0
2035 | MISO_IN_2_PJM_ROR | MISO_IN | PJM_ROR | Internal | Summer | B4 | 100 | 992 | 0 | 80.25 | 77.18 | 2 | 0
2035 | MISO_IN_2_PJM_ROR | MISO_IN | PJM_ROR | Internal | Summer | B5 | 200 | 992 | 0 | 78.32 | 72.28 | 2 | 0
2035 | MISO_IN_2_PJM_ROR | MISO_IN | PJM_ROR | Internal | Summer | B6 | 300 | 992 | 0 | 64.23 | 62.25 | 2 | 0
2035 | MISO_IN_2_PJM_ROR | MISO_IN | PJM_ROR | Internal | Summer | B7 | 400 | 992 | 0 | 52.31 | 50.32 | 2 | 0
2035 | MISO_IN_2_PJM_ROR | MISO_IN | PJM_ROR | Internal | Summer | B8 | 500 | 992 | 0 | 49.95 | 47.97 | 2 | 0
2035 | MISO_IN_2_PJM_ROR | MISO_IN | PJM_ROR | Internal | Summer | B9 | 800 | 992 | 0 | 45.16 | 45.32 | 2 | 0
2035 | MISO_IN_2_PJM_ROR | MISO_IN | PJM_ROR | Internal | Summer | B10 | 1262 | 992 | 0 | 45.16 | 44.9 | 2 | 0
2035 | MISO_IN_2_PJM_ROR | MISO_IN | PJM_ROR | Internal | Winter | B16 | 25 | 992 | 0.35 | 81.87 | 83.85 | 2 | 0
2035 | MISO_IN_2_PJM_ROR | MISO_IN | PJM_ROR | Internal | Winter | B17 | 100 | 992 | 28.42 | 66.2 | 68.2 | 2 | 0
2035 | MISO_IN_2_PJM_ROR | MISO_IN | PJM_ROR | Internal | Winter | B18 | 400 | 992 | 0 | 57.87 | 58.23 | 2 | 0
2035 | MISO_IN_2_PJM_ROR | MISO_IN | PJM_ROR | Internal | Winter | B19 | 700 | 992 | 0 | 53.27 | 54.57 | 2 | 0
2035 | MISO_IN_2_PJM_ROR | MISO_IN | PJM_ROR | Internal | Winter | B20 | 935 | 992 | 0 | 49.66 | 50.07 | 2 | 0
2035 | MISO_MI_2_IESO | MISO_MI | IESO | Internal | Shoulder | B11 | 25 | 1580 | 0 | 78.35 | 48.51 | 8 | 0
2035 | MISO_MI_2_IESO | MISO_MI | IESO | Internal | Shoulder | B12 | 200 | 1580 | 0 | 63.85 | 48.51 | 8 | 0
2035 | MISO_MI_2_IESO | MISO_MI | IESO | Internal | Shoulder | B13 | 600 | 1580 | 0 | 55.19 | 46.69 | 8 | 0
2035 | MISO_MI_2_IESO | MISO_MI | IESO | Internal | Shoulder | B14 | 900 | 1580 | 0 | 53.69 | 46.69 | 8 | 0
2035 | MISO_MI_2_IESO | MISO_MI | IESO | Internal | Shoulder | B15 | 1203 | 1580 | 0 | 46.64 | 46.69 | 8 | 0
2035 | MISO_MI_2_IESO | MISO_MI | IESO | Internal | Summer | B1 | 10 | 1580 | 0 | 87.31 | 80.31 | 8 | 0
2035 | MISO_MI_2_IESO | MISO_MI | IESO | Internal | Summer | B2 | 25 | 1580 | 0 | 85.38 | 78.38 | 8 | 0
2035 | MISO_MI_2_IESO | MISO_MI | IESO | Internal | Summer | B3 | 75 | 1580 | 0 | 83.22 | 76.22 | 8 | 0
2035 | MISO_MI_2_IESO | MISO_MI | IESO | Internal | Summer | B4 | 100 | 1580 | 0 | 80.24 | 71.8 | 8 | 0
2035 | MISO_MI_2_IESO | MISO_MI | IESO | Internal | Summer | B5 | 200 | 1580 | 0 | 78.33 | 56.85 | 8 | 0
2035 | MISO_MI_2_IESO | MISO_MI | IESO | Internal | Summer | B6 | 300 | 1580 | 0 | 64.25 | 47.68 | 8 | 0
2035 | MISO_MI_2_IESO | MISO_MI | IESO | Internal | Summer | B7 | 400 | 1580 | 0 | 52.32 | 45.32 | 8 | 0
2035 | MISO_MI_2_IESO | MISO_MI | IESO | Internal | Summer | B8 | 500 | 1580 | 0 | 49.96 | 43.92 | 8 | 0
2035 | MISO_MI_2_IESO | MISO_MI | IESO | Internal | Summer | B9 | 800 | 1580 | 0 | 47.32 | 43.92 | 8 | 0
2035 | MISO_MI_2_IESO | MISO_MI | IESO | Internal | Summer | B10 | 1262 | 1580 | 0 | 45.34 | 43.92 | 8 | 0
2035 | MISO_MI_2_IESO | MISO_MI | IESO | Internal | Winter | B16 | 25 | 1580 | 0 | 81.88 | 68.86 | 8 | 0
2035 | MISO_MI_2_IESO | MISO_MI | IESO | Internal | Winter | B17 | 100 | 1580 | 0 | 66.21 | 53.21 | 8 | 0
2035 | MISO_MI_2_IESO | MISO_MI | IESO | Internal | Winter | B18 | 400 | 1580 | 0 | 57.89 | 50.89 | 8 | 0
2035 | MISO_MI_2_IESO | MISO_MI | IESO | Internal | Winter | B19 | 700 | 1580 | 0 | 53.28 | 50.89 | 8 | 0
2035 | MISO_MI_2_IESO | MISO_MI | IESO | Internal | Winter | B20 | 935 | 1580 | 0 | 49.67 | 50.89 | 8 | 0
2035 | MISO_MI_2_MISO_IN | MISO_MI | MISO_IN | Internal | Shoulder | B11 | 25 | 2045 | 794.68 | 78.35 | 78.37 | 0.01 | 0
2035 | MISO_MI_2_MISO_IN | MISO_MI | MISO_IN | Internal | Shoulder | B12 | 200 | 2045 | 0.05 | 63.85 | 63.84 | 0.01 | 0
2035 | MISO_MI_2_MISO_IN | MISO_MI | MISO_IN | Internal | Shoulder | B13 | 600 | 2045 | 0.02 | 55.19 | 55.17 | 0.01 | 0
2035 | MISO_MI_2_MISO_IN | MISO_MI | MISO_IN | Internal | Shoulder | B14 | 900 | 2045 | 0.01 | 53.69 | 53.68 | 0.01 | 0
2035 | MISO_MI_2_MISO_IN | MISO_MI | MISO_IN | Internal | Shoulder | B15 | 1203 | 2045 | 0 | 46.64 | 46.63 | 0.01 | 0
2035 | MISO_MI_2_MISO_IN | MISO_MI | MISO_IN | Internal | Summer | B1 | 10 | 2045 | 0.92 | 87.31 | 87.3 | 0.01 | 0
2035 | MISO_MI_2_MISO_IN | MISO_MI | MISO_IN | Internal | Summer | B2 | 25 | 2045 | 0.45 | 85.38 | 85.37 | 0.01 | 0
2035 | MISO_MI_2_MISO_IN | MISO_MI | MISO_IN | Internal | Summer | B3 | 75 | 2045 | 0.13 | 83.22 | 83.2 | 0.01 | 0
2035 | MISO_MI_2_MISO_IN | MISO_MI | MISO_IN | Internal | Summer | B4 | 100 | 2045 | 311.38 | 80.24 | 80.25 | 0.01 | 0
2035 | MISO_MI_2_MISO_IN | MISO_MI | MISO_IN | Internal | Summer | B5 | 200 | 2045 | 0.05 | 78.33 | 78.32 | 0.01 | 0
2035 | MISO_MI_2_MISO_IN | MISO_MI | MISO_IN | Internal | Summer | B6 | 300 | 2045 | 0.03 | 64.25 | 64.23 | 0.01 | 0
2035 | MISO_MI_2_MISO_IN | MISO_MI | MISO_IN | Internal | Summer | B7 | 400 | 2045 | 0.02 | 52.32 | 52.31 | 0.01 | 0
2035 | MISO_MI_2_MISO_IN | MISO_MI | MISO_IN | Internal | Summer | B8 | 500 | 2045 | 0.02 | 49.96 | 49.95 | 0.01 | 0
2035 | MISO_MI_2_MISO_IN | MISO_MI | MISO_IN | Internal | Summer | B9 | 800 | 2045 | 0 | 47.32 | 45.16 | 0.01 | 0
2035 | MISO_MI_2_MISO_IN | MISO_MI | MISO_IN | Internal | Summer | B10 | 1262 | 2045 | 0 | 45.34 | 45.16 | 0.01 | 0
2035 | MISO_MI_2_MISO_IN | MISO_MI | MISO_IN | Internal | Winter | B16 | 25 | 2045 | 0.37 | 81.88 | 81.87 | 0.01 | 0
2035 | MISO_MI_2_MISO_IN | MISO_MI | MISO_IN | Internal | Winter | B17 | 100 | 2045 | 0.09 | 66.21 | 66.2 | 0.01 | 0
2035 | MISO_MI_2_MISO_IN | MISO_MI | MISO_IN | Internal | Winter | B18 | 400 | 2045 | 0.02 | 57.89 | 57.87 | 0.01 | 0
2035 | MISO_MI_2_MISO_IN | MISO_MI | MISO_IN | Internal | Winter | B19 | 700 | 2045 | 0.01 | 53.28 | 53.27 | 0.01 | 0
2035 | MISO_MI_2_MISO_IN | MISO_MI | MISO_IN | Internal | Winter | B20 | 935 | 2045 | 0.01 | 49.67 | 49.66 | 0.01 | 0
2035 | MISO_MI_2_MISO_WUMS | MISO_MI | MISO_WUMS | Internal | Shoulder | B11 | 25 | 117 | 0 | 78.35 | 73.37 | 0.01 | 0
2035 | MISO_MI_2_MISO_WUMS | MISO_MI | MISO_WUMS | Internal | Shoulder | B12 | 200 | 117 | 0.09 | 63.85 | 63.85 | 0.01 | 0
2035 | MISO_MI_2_MISO_WUMS | MISO_MI | MISO_WUMS | Internal | Shoulder | B13 | 600 | 117 | 0.03 | 55.19 | 55.19 | 0.01 | 0
2035 | MISO_MI_2_MISO_WUMS | MISO_MI | MISO_WUMS | Internal | Shoulder | B14 | 900 | 117 | 0 | 53.69 | 51.02 | 0.01 | 0
2035 | MISO_MI_2_MISO_WUMS | MISO_MI | MISO_WUMS | Internal | Shoulder | B15 | 1203 | 117 | 117 | 46.64 | 47.68 | 0.01 | 1.02
2035 | MISO_MI_2_MISO_WUMS | MISO_MI | MISO_WUMS | Internal | Summer | B1 | 10 | 117 | 0 | 87.31 | 79.65 | 0.01 | 0
2035 | MISO_MI_2_MISO_WUMS | MISO_MI | MISO_WUMS | Internal | Summer | B2 | 25 | 117 | 0 | 85.38 | 79.65 | 0.01 | 0
2035 | MISO_MI_2_MISO_WUMS | MISO_MI | MISO_WUMS | Internal | Summer | B3 | 75 | 117 | 0 | 83.22 | 79.65 | 0.01 | 0
2035 | MISO_MI_2_MISO_WUMS | MISO_MI | MISO_WUMS | Internal | Summer | B4 | 100 | 117 | 0 | 80.24 | 79.65 | 0.01 | 0
2035 | MISO_MI_2_MISO_WUMS | MISO_MI | MISO_WUMS | Internal | Summer | B5 | 200 | 117 | 0 | 78.33 | 74.28 | 0.01 | 0
2035 | MISO_MI_2_MISO_WUMS | MISO_MI | MISO_WUMS | Internal | Summer | B6 | 300 | 117 | 0.06 | 64.25 | 64.25 | 0.01 | 0
2035 | MISO_MI_2_MISO_WUMS | MISO_MI | MISO_WUMS | Internal | Summer | B7 | 400 | 117 | 0 | 52.32 | 48.82 | 0.01 | 0
2035 | MISO_MI_2_MISO_WUMS | MISO_MI | MISO_WUMS | Internal | Summer | B8 | 500 | 117 | 0 | 49.96 | 48.82 | 0.01 | 0
2035 | MISO_MI_2_MISO_WUMS | MISO_MI | MISO_WUMS | Internal | Summer | B9 | 800 | 117 | 0.02 | 47.32 | 47.32 | 0.01 | 0
2035 | MISO_MI_2_MISO_WUMS | MISO_MI | MISO_WUMS | Internal | Summer | B10 | 1262 | 117 | 0 | 45.34 | 44.93 | 0.01 | 0
2035 | MISO_MI_2_MISO_WUMS | MISO_MI | MISO_WUMS | Internal | Winter | B16 | 25 | 117 | 0.23 | 81.88 | 81.86 | 0.01 | 0
2035 | MISO_MI_2_MISO_WUMS | MISO_MI | MISO_WUMS | Internal | Winter | B17 | 100 | 117 | 0.09 | 66.21 | 66.2 | 0.01 | 0
2035 | MISO_MI_2_MISO_WUMS | MISO_MI | MISO_WUMS | Internal | Winter | B18 | 400 | 117 | 0.04 | 57.89 | 57.89 | 0.01 | 0
2035 | MISO_MI_2_MISO_WUMS | MISO_MI | MISO_WUMS | Internal | Winter | B19 | 700 | 117 | 117 | 53.28 | 56.57 | 0.01 | 3.28
2035 | MISO_MI_2_MISO_WUMS | MISO_MI | MISO_WUMS | Internal | Winter | B20 | 935 | 117 | 0 | 49.67 | 49.46 | 0.01 | 0
2035 | MISO_MI_2_PJM_ROR | MISO_MI | PJM_ROR | Internal | Shoulder | B11 | 25 | 1424 | 0 | 78.35 | 71.37 | 2 | 0
2035 | MISO_MI_2_PJM_ROR | MISO_MI | PJM_ROR | Internal | Shoulder | B12 | 200 | 1424 | 0 | 63.85 | 61.87 | 2 | 0
2035 | MISO_MI_2_PJM_ROR | MISO_MI | PJM_ROR | Internal | Shoulder | B13 | 600 | 1424 | 0 | 55.19 | 53.23 | 2 | 0
2035 | MISO_MI_2_PJM_ROR | MISO_MI | PJM_ROR | Internal | Shoulder | B14 | 900 | 1424 | 0 | 53.69 | 51.69 | 2 | 0
2035 | MISO_MI_2_PJM_ROR | MISO_MI | PJM_ROR | Internal | Shoulder | B15 | 1203 | 1424 | 0 | 46.64 | 46.56 | 2 | 0
2035 | MISO_MI_2_PJM_ROR | MISO_MI | PJM_ROR | Internal | Summer | B1 | 10 | 1424 | 0 | 87.31 | 81.8 | 2 | 0
2035 | MISO_MI_2_PJM_ROR | MISO_MI | PJM_ROR | Internal | Summer | B2 | 25 | 1424 | 0 | 85.38 | 81.8 | 2 | 0
2035 | MISO_MI_2_PJM_ROR | MISO_MI | PJM_ROR | Internal | Summer | B3 | 75 | 1424 | 0 | 83.22 | 80.78 | 2 | 0
2035 | MISO_MI_2_PJM_ROR | MISO_MI | PJM_ROR | Internal | Summer | B4 | 100 | 1424 | 0 | 80.24 | 77.18 | 2 | 0
2035 | MISO_MI_2_PJM_ROR | MISO_MI | PJM_ROR | Internal | Summer | B5 | 200 | 1424 | 0 | 78.33 | 72.28 | 2 | 0
2035 | MISO_MI_2_PJM_ROR | MISO_MI | PJM_ROR | Internal | Summer | B6 | 300 | 1424 | 0 | 64.25 | 62.25 | 2 | 0
2035 | MISO_MI_2_PJM_ROR | MISO_MI | PJM_ROR | Internal | Summer | B7 | 400 | 1424 | 0 | 52.32 | 50.32 | 2 | 0
2035 | MISO_MI_2_PJM_ROR | MISO_MI | PJM_ROR | Internal | Summer | B8 | 500 | 1424 | 0 | 49.96 | 47.97 | 2 | 0
2035 | MISO_MI_2_PJM_ROR | MISO_MI | PJM_ROR | Internal | Summer | B9 | 800 | 1424 | 0 | 47.32 | 45.32 | 2 | 0
2035 | MISO_MI_2_PJM_ROR | MISO_MI | PJM_ROR | Internal | Summer | B10 | 1262 | 1424 | 0 | 45.34 | 44.9 | 2 | 0
2035 | MISO_MI_2_PJM_ROR | MISO_MI | PJM_ROR | Internal | Winter | B16 | 25 | 1424 | 0.23 | 81.88 | 83.85 | 2 | 0
2035 | MISO_MI_2_PJM_ROR | MISO_MI | PJM_ROR | Internal | Winter | B17 | 100 | 1424 | 0.17 | 66.21 | 68.2 | 2 | 0
2035 | MISO_MI_2_PJM_ROR | MISO_MI | PJM_ROR | Internal | Winter | B18 | 400 | 1424 | 0 | 57.89 | 58.23 | 2 | 0
2035 | MISO_MI_2_PJM_ROR | MISO_MI | PJM_ROR | Internal | Winter | B19 | 700 | 1424 | 0 | 53.28 | 54.57 | 2 | 0
2035 | MISO_MI_2_PJM_ROR | MISO_MI | PJM_ROR | Internal | Winter | B20 | 935 | 1424 | 0 | 49.67 | 50.07 | 2 | 0
2035 | MISO_MO-IL_2_ENT | MISO_MO-IL | ENT | Internal | Shoulder | B11 | 25 | 2540 | 0 | 78.38 | 79.02 | 8 | 0
2035 | MISO_MO-IL_2_ENT | MISO_MO-IL | ENT | Internal | Shoulder | B12 | 200 | 2540 | 0 | 63.85 | 55.85 | 8 | 0
2035 | MISO_MO-IL_2_ENT | MISO_MO-IL | ENT | Internal | Shoulder | B13 | 600 | 2540 | 0 | 55.19 | 55.45 | 8 | 0
2035 | MISO_MO-IL_2_ENT | MISO_MO-IL | ENT | Internal | Shoulder | B14 | 900 | 2540 | 0 | 53.69 | 55.45 | 8 | 0
2035 | MISO_MO-IL_2_ENT | MISO_MO-IL | ENT | Internal | Shoulder | B15 | 1203 | 2540 | 0 | 46.64 | 53.61 | 8 | 0
2035 | MISO_MO-IL_2_ENT | MISO_MO-IL | ENT | Internal | Summer | B1 | 10 | 2540 | 0 | 87.31 | 82.9 | 8 | 0
2035 | MISO_MO-IL_2_ENT | MISO_MO-IL | ENT | Internal | Summer | B2 | 25 | 2540 | 0 | 85.38 | 82.9 | 8 | 0
2035 | MISO_MO-IL_2_ENT | MISO_MO-IL | ENT | Internal | Summer | B3 | 75 | 2540 | 0 | 83.22 | 80.37 | 8 | 0
2035 | MISO_MO-IL_2_ENT | MISO_MO-IL | ENT | Internal | Summer | B4 | 100 | 2540 | 0 | 80.26 | 79.74 | 8 | 0
2035 | MISO_MO-IL_2_ENT | MISO_MO-IL | ENT | Internal | Summer | B5 | 200 | 2540 | 0 | 78.33 | 76.56 | 8 | 0
2035 | MISO_MO-IL_2_ENT | MISO_MO-IL | ENT | Internal | Summer | B6 | 300 | 2540 | 0 | 64.25 | 64.26 | 8 | 0
2035 | MISO_MO-IL_2_ENT | MISO_MO-IL | ENT | Internal | Summer | B7 | 400 | 2540 | 0 | 52.32 | 54.06 | 8 | 0
2035 | MISO_MO-IL_2_ENT | MISO_MO-IL | ENT | Internal | Summer | B8 | 500 | 2540 | 0 | 49.96 | 54.06 | 8 | 0
2035 | MISO_MO-IL_2_ENT | MISO_MO-IL | ENT | Internal | Summer | B9 | 800 | 2540 | 653.27 | 45.17 | 53.17 | 8 | 0
2035 | MISO_MO-IL_2_ENT | MISO_MO-IL | ENT | Internal | Summer | B10 | 1262 | 2540 | 0 | 44.93 | 51.9 | 8 | 0
2035 | MISO_MO-IL_2_ENT | MISO_MO-IL | ENT | Internal | Winter | B16 | 25 | 2540 | 0 | 81.86 | 73.86 | 8 | 0
2035 | MISO_MO-IL_2_ENT | MISO_MO-IL | ENT | Internal | Winter | B17 | 100 | 2540 | 0 | 66.2 | 59.42 | 8 | 0
2035 | MISO_MO-IL_2_ENT | MISO_MO-IL | ENT | Internal | Winter | B18 | 400 | 2540 | 0 | 57.89 | 58.99 | 8 | 0
2035 | MISO_MO-IL_2_ENT | MISO_MO-IL | ENT | Internal | Winter | B19 | 700 | 2540 | 0 | 53.26 | 57.89 | 8 | 0
2035 | MISO_MO-IL_2_ENT | MISO_MO-IL | ENT | Internal | Winter | B20 | 935 | 2540 | 0 | 49.43 | 57.03 | 8 | 0
2035 | MISO_MO-IL_2_MISO_IN | MISO_MO-IL | MISO_IN | Internal | Shoulder | B11 | 25 | 2100 | 0.36 | 78.38 | 78.37 | 0.01 | 0
2035 | MISO_MO-IL_2_MISO_IN | MISO_MO-IL | MISO_IN | Internal | Shoulder | B12 | 200 | 2100 | 0.05 | 63.85 | 63.84 | 0.01 | 0
2035 | MISO_MO-IL_2_MISO_IN | MISO_MO-IL | MISO_IN | Internal | Shoulder | B13 | 600 | 2100 | 0.02 | 55.19 | 55.17 | 0.01 | 0
2035 | MISO_MO-IL_2_MISO_IN | MISO_MO-IL | MISO_IN | Internal | Shoulder | B14 | 900 | 2100 | 0.01 | 53.69 | 53.68 | 0.01 | 0
2035 | MISO_MO-IL_2_MISO_IN | MISO_MO-IL | MISO_IN | Internal | Shoulder | B15 | 1203 | 2100 | 0 | 46.64 | 46.63 | 0.01 | 0
2035 | MISO_MO-IL_2_MISO_IN | MISO_MO-IL | MISO_IN | Internal | Summer | B1 | 10 | 2100 | 0.9 | 87.31 | 87.3 | 0.01 | 0
2035 | MISO_MO-IL_2_MISO_IN | MISO_MO-IL | MISO_IN | Internal | Summer | B2 | 25 | 2100 | 0.37 | 85.38 | 85.37 | 0.01 | 0
2035 | MISO_MO-IL_2_MISO_IN | MISO_MO-IL | MISO_IN | Internal | Summer | B3 | 75 | 2100 | 0.13 | 83.22 | 83.2 | 0.01 | 0
2035 | MISO_MO-IL_2_MISO_IN | MISO_MO-IL | MISO_IN | Internal | Summer | B4 | 100 | 2100 | 0.09 | 80.26 | 80.25 | 0.01 | 0
2035 | MISO_MO-IL_2_MISO_IN | MISO_MO-IL | MISO_IN | Internal | Summer | B5 | 200 | 2100 | 0.05 | 78.33 | 78.32 | 0.01 | 0
2035 | MISO_MO-IL_2_MISO_IN | MISO_MO-IL | MISO_IN | Internal | Summer | B6 | 300 | 2100 | 0.03 | 64.25 | 64.23 | 0.01 | 0
2035 | MISO_MO-IL_2_MISO_IN | MISO_MO-IL | MISO_IN | Internal | Summer | B7 | 400 | 2100 | 0.02 | 52.32 | 52.31 | 0.01 | 0
2035 | MISO_MO-IL_2_MISO_IN | MISO_MO-IL | MISO_IN | Internal | Summer | B8 | 500 | 2100 | 0.02 | 49.96 | 49.95 | 0.01 | 0
2035 | MISO_MO-IL_2_MISO_IN | MISO_MO-IL | MISO_IN | Internal | Summer | B9 | 800 | 2100 | 0.01 | 45.17 | 45.16 | 0.01 | 0
2035 | MISO_MO-IL_2_MISO_IN | MISO_MO-IL | MISO_IN | Internal | Summer | B10 | 1262 | 2100 | 2100 | 44.93 | 45.16 | 0.01 | 0.22
2035 | MISO_MO-IL_2_MISO_IN | MISO_MO-IL | MISO_IN | Internal | Winter | B16 | 25 | 2100 | 1321.08 | 81.86 | 81.87 | 0.01 | 0
2035 | MISO_MO-IL_2_MISO_IN | MISO_MO-IL | MISO_IN | Internal | Winter | B17 | 100 | 2100 | 0.24 | 66.2 | 66.2 | 0.01 | 0
2035 | MISO_MO-IL_2_MISO_IN | MISO_MO-IL | MISO_IN | Internal | Winter | B18 | 400 | 2100 | 0.03 | 57.89 | 57.87 | 0.01 | 0
2035 | MISO_MO-IL_2_MISO_IN | MISO_MO-IL | MISO_IN | Internal | Winter | B19 | 700 | 2100 | 125.3 | 53.26 | 53.27 | 0.01 | 0
2035 | MISO_MO-IL_2_MISO_IN | MISO_MO-IL | MISO_IN | Internal | Winter | B20 | 935 | 2100 | 2100 | 49.43 | 49.66 | 0.01 | 0.21
2035 | MISO_MO-IL_2_MISO_W | MISO_MO-IL | MISO_W | Internal | Shoulder | B11 | 25 | 960 | 960 | 78.38 | 85.45 | 0.01 | 7.06
2035 | MISO_MO-IL_2_MISO_W | MISO_MO-IL | MISO_W | Internal | Shoulder | B12 | 200 | 960 | 472.46 | 63.85 | 63.87 | 0.01 | 0
2035 | MISO_MO-IL_2_MISO_W | MISO_MO-IL | MISO_W | Internal | Shoulder | B13 | 600 | 960 | 4.33 | 55.19 | 55.2 | 0.01 | 0
2035 | MISO_MO-IL_2_MISO_W | MISO_MO-IL | MISO_W | Internal | Shoulder | B14 | 900 | 960 | 950.46 | 53.69 | 53.71 | 0.01 | 0
2035 | MISO_MO-IL_2_MISO_W | MISO_MO-IL | MISO_W | Internal | Shoulder | B15 | 1203 | 960 | 960 | 46.64 | 48.56 | 0.01 | 1.91
2035 | MISO_MO-IL_2_MISO_W | MISO_MO-IL | MISO_W | Internal | Summer | B1 | 10 | 960 | 959.9 | 87.31 | 87.53 | 0.01 | 0.21
2035 | MISO_MO-IL_2_MISO_W | MISO_MO-IL | MISO_W | Internal | Summer | B2 | 25 | 960 | 959.99 | 85.38 | 86.13 | 0.01 | 0.73
2035 | MISO_MO-IL_2_MISO_W | MISO_MO-IL | MISO_W | Internal | Summer | B3 | 75 | 960 | 960 | 83.22 | 86.13 | 0.01 | 2.9
2035 | MISO_MO-IL_2_MISO_W | MISO_MO-IL | MISO_W | Internal | Summer | B4 | 100 | 960 | 960 | 80.26 | 85.43 | 0.01 | 5.16
2035 | MISO_MO-IL_2_MISO_W | MISO_MO-IL | MISO_W | Internal | Summer | B5 | 200 | 960 | 960 | 78.33 | 84.55 | 0.01 | 6.21
2035 | MISO_MO-IL_2_MISO_W | MISO_MO-IL | MISO_W | Internal | Summer | B6 | 300 | 960 | 960 | 64.25 | 71.73 | 0.01 | 7.47
2035 | MISO_MO-IL_2_MISO_W | MISO_MO-IL | MISO_W | Internal | Summer | B7 | 400 | 960 | 0.05 | 52.32 | 52.32 | 0.01 | 0
2035 | MISO_MO-IL_2_MISO_W | MISO_MO-IL | MISO_W | Internal | Summer | B8 | 500 | 960 | 771.35 | 49.96 | 49.97 | 0.01 | 0
2035 | MISO_MO-IL_2_MISO_W | MISO_MO-IL | MISO_W | Internal | Summer | B9 | 800 | 960 | 960 | 45.17 | 47.33 | 0.01 | 2.14
2035 | MISO_MO-IL_2_MISO_W | MISO_MO-IL | MISO_W | Internal | Summer | B10 | 1262 | 960 | 0 | 44.93 | 44.92 | 0.01 | 0
2035 | MISO_MO-IL_2_MISO_W | MISO_MO-IL | MISO_W | Internal | Winter | B16 | 25 | 960 | 0.37 | 81.86 | 81.85 | 0.01 | 0
2035 | MISO_MO-IL_2_MISO_W | MISO_MO-IL | MISO_W | Internal | Winter | B17 | 100 | 960 | 0.09 | 66.2 | 66.19 | 0.01 | 0
2035 | MISO_MO-IL_2_MISO_W | MISO_MO-IL | MISO_W | Internal | Winter | B18 | 400 | 960 | 659.72 | 57.89 | 57.9 | 0.01 | 0
2035 | MISO_MO-IL_2_MISO_W | MISO_MO-IL | MISO_W | Internal | Winter | B19 | 700 | 960 | 960 | 53.26 | 56.94 | 0.01 | 3.68
2035 | MISO_MO-IL_2_MISO_W | MISO_MO-IL | MISO_W | Internal | Winter | B20 | 935 | 960 | 560.66 | 49.43 | 49.45 | 0.01 | 0
2035 | MISO_MO-IL_2_PJM_ROR | MISO_MO-IL | PJM_ROR | Internal | Shoulder | B11 | 25 | 1212 | 0 | 78.38 | 71.37 | 2 | 0
2035 | MISO_MO-IL_2_PJM_ROR | MISO_MO-IL | PJM_ROR | Internal | Shoulder | B12 | 200 | 1212 | 0 | 63.85 | 61.87 | 2 | 0
2035 | MISO_MO-IL_2_PJM_ROR | MISO_MO-IL | PJM_ROR | Internal | Shoulder | B13 | 600 | 1212 | 0 | 55.19 | 53.23 | 2 | 0
2035 | MISO_MO-IL_2_PJM_ROR | MISO_MO-IL | PJM_ROR | Internal | Shoulder | B14 | 900 | 1212 | 0 | 53.69 | 51.69 | 2 | 0
2035 | MISO_MO-IL_2_PJM_ROR | MISO_MO-IL | PJM_ROR | Internal | Shoulder | B15 | 1203 | 1212 | 0 | 46.64 | 46.56 | 2 | 0
2035 | MISO_MO-IL_2_PJM_ROR | MISO_MO-IL | PJM_ROR | Internal | Summer | B1 | 10 | 1212 | 0 | 87.31 | 81.8 | 2 | 0
2035 | MISO_MO-IL_2_PJM_ROR | MISO_MO-IL | PJM_ROR | Internal | Summer | B2 | 25 | 1212 | 0 | 85.38 | 81.8 | 2 | 0
2035 | MISO_MO-IL_2_PJM_ROR | MISO_MO-IL | PJM_ROR | Internal | Summer | B3 | 75 | 1212 | 0 | 83.22 | 80.78 | 2 | 0
2035 | MISO_MO-IL_2_PJM_ROR | MISO_MO-IL | PJM_ROR | Internal | Summer | B4 | 100 | 1212 | 0 | 80.26 | 77.18 | 2 | 0
2035 | MISO_MO-IL_2_PJM_ROR | MISO_MO-IL | PJM_ROR | Internal | Summer | B5 | 200 | 1212 | 0 | 78.33 | 72.28 | 2 | 0
2035 | MISO_MO-IL_2_PJM_ROR | MISO_MO-IL | PJM_ROR | Internal | Summer | B6 | 300 | 1212 | 0 | 64.25 | 62.25 | 2 | 0
2035 | MISO_MO-IL_2_PJM_ROR | MISO_MO-IL | PJM_ROR | Internal | Summer | B7 | 400 | 1212 | 0 | 52.32 | 50.32 | 2 | 0
2035 | MISO_MO-IL_2_PJM_ROR | MISO_MO-IL | PJM_ROR | Internal | Summer | B8 | 500 | 1212 | 0 | 49.96 | 47.97 | 2 | 0
2035 | MISO_MO-IL_2_PJM_ROR | MISO_MO-IL | PJM_ROR | Internal | Summer | B9 | 800 | 1212 | 0 | 45.17 | 45.32 | 2 | 0
2035 | MISO_MO-IL_2_PJM_ROR | MISO_MO-IL | PJM_ROR | Internal | Summer | B10 | 1262 | 1212 | 0 | 44.93 | 44.9 | 2 | 0
2035 | MISO_MO-IL_2_PJM_ROR | MISO_MO-IL | PJM_ROR | Internal | Winter | B16 | 25 | 1212 | 0.69 | 81.86 | 83.85 | 2 | 0
2035 | MISO_MO-IL_2_PJM_ROR | MISO_MO-IL | PJM_ROR | Internal | Winter | B17 | 100 | 1212 | 1054.28 | 66.2 | 68.2 | 2 | 0
2035 | MISO_MO-IL_2_PJM_ROR | MISO_MO-IL | PJM_ROR | Internal | Winter | B18 | 400 | 1212 | 0 | 57.89 | 58.23 | 2 | 0
2035 | MISO_MO-IL_2_PJM_ROR | MISO_MO-IL | PJM_ROR | Internal | Winter | B19 | 700 | 1212 | 0 | 53.26 | 54.57 | 2 | 0
2035 | MISO_MO-IL_2_PJM_ROR | MISO_MO-IL | PJM_ROR | Internal | Winter | B20 | 935 | 1212 | 0 | 49.43 | 50.07 | 2 | 0
2035 | MISO_MO-IL_2_SPP_N | MISO_MO-IL | SPP_N | Internal | Shoulder | B11 | 25 | 2000 | 0.01 | 78.38 | 85.46 | 8 | 0
2035 | MISO_MO-IL_2_SPP_N | MISO_MO-IL | SPP_N | Internal | Shoulder | B12 | 200 | 2000 | 0 | 63.85 | 63.49 | 8 | 0
2035 | MISO_MO-IL_2_SPP_N | MISO_MO-IL | SPP_N | Internal | Shoulder | B13 | 600 | 2000 | 0 | 55.19 | 55.21 | 8 | 0
2035 | MISO_MO-IL_2_SPP_N | MISO_MO-IL | SPP_N | Internal | Shoulder | B14 | 900 | 2000 | 0 | 53.69 | 53.41 | 8 | 0
2035 | MISO_MO-IL_2_SPP_N | MISO_MO-IL | SPP_N | Internal | Shoulder | B15 | 1203 | 2000 | 0 | 46.64 | 49.03 | 8 | 0
2035 | MISO_MO-IL_2_SPP_N | MISO_MO-IL | SPP_N | Internal | Summer | B1 | 10 | 2000 | 0 | 87.31 | 87.55 | 8 | 0
2035 | MISO_MO-IL_2_SPP_N | MISO_MO-IL | SPP_N | Internal | Summer | B2 | 25 | 2000 | 0 | 85.38 | 86.14 | 8 | 0
2035 | MISO_MO-IL_2_SPP_N | MISO_MO-IL | SPP_N | Internal | Summer | B3 | 75 | 2000 | 0 | 83.22 | 85.63 | 8 | 0
2035 | MISO_MO-IL_2_SPP_N | MISO_MO-IL | SPP_N | Internal | Summer | B4 | 100 | 2000 | 0 | 80.26 | 85.45 | 8 | 0
2035 | MISO_MO-IL_2_SPP_N | MISO_MO-IL | SPP_N | Internal | Summer | B5 | 200 | 2000 | 0 | 78.33 | 84.56 | 8 | 0
2035 | MISO_MO-IL_2_SPP_N | MISO_MO-IL | SPP_N | Internal | Summer | B6 | 300 | 2000 | 1293.68 | 64.25 | 72.25 | 8 | 0
2035 | MISO_MO-IL_2_SPP_N | MISO_MO-IL | SPP_N | Internal | Summer | B7 | 400 | 2000 | 0 | 52.32 | 56.07 | 8 | 0
2035 | MISO_MO-IL_2_SPP_N | MISO_MO-IL | SPP_N | Internal | Summer | B8 | 500 | 2000 | 0 | 49.96 | 52.08 | 8 | 0
2035 | MISO_MO-IL_2_SPP_N | MISO_MO-IL | SPP_N | Internal | Summer | B9 | 800 | 2000 | 0 | 45.17 | 51.6 | 8 | 0
2035 | MISO_MO-IL_2_SPP_N | MISO_MO-IL | SPP_N | Internal | Summer | B10 | 1262 | 2000 | 0 | 44.93 | 47.41 | 8 | 0
2035 | MISO_MO-IL_2_SPP_N | MISO_MO-IL | SPP_N | Internal | Winter | B16 | 25 | 2000 | 0 | 81.86 | 76.86 | 8 | 0
2035 | MISO_MO-IL_2_SPP_N | MISO_MO-IL | SPP_N | Internal | Winter | B17 | 100 | 2000 | 0 | 66.2 | 61.2 | 8 | 0
2035 | MISO_MO-IL_2_SPP_N | MISO_MO-IL | SPP_N | Internal | Winter | B18 | 400 | 2000 | 0 | 57.89 | 56.99 | 8 | 0
2035 | MISO_MO-IL_2_SPP_N | MISO_MO-IL | SPP_N | Internal | Winter | B19 | 700 | 2000 | 0 | 53.26 | 53.26 | 8 | 0
2035 | MISO_MO-IL_2_SPP_N | MISO_MO-IL | SPP_N | Internal | Winter | B20 | 935 | 2000 | 0 | 49.43 | 52.03 | 8 | 0
2035 | MISO_MO-IL_2_TVA_Transmission | MISO_MO-IL | TVA_Transmission | Internal | Shoulder | B11 | 25 | 4000 | 0 | 78.38 | 77.37 | 8 | 0
2035 | MISO_MO-IL_2_TVA_Transmission | MISO_MO-IL | TVA_Transmission | Internal | Shoulder | B12 | 200 | 4000 | 0 | 63.85 | 63.32 | 8 | 0
2035 | MISO_MO-IL_2_TVA_Transmission | MISO_MO-IL | TVA_Transmission | Internal | Shoulder | B13 | 600 | 4000 | 0 | 55.19 | 56.87 | 8 | 0
2035 | MISO_MO-IL_2_TVA_Transmission | MISO_MO-IL | TVA_Transmission | Internal | Shoulder | B14 | 900 | 4000 | 0 | 53.69 | 55.94 | 8 | 0
2035 | MISO_MO-IL_2_TVA_Transmission | MISO_MO-IL | TVA_Transmission | Internal | Shoulder | B15 | 1203 | 4000 | 0 | 46.64 | 52.56 | 8 | 0
2035 | MISO_MO-IL_2_TVA_Transmission | MISO_MO-IL | TVA_Transmission | Internal | Summer | B1 | 10 | 4000 | 0 | 87.31 | 87.8 | 8 | 0
2035 | MISO_MO-IL_2_TVA_Transmission | MISO_MO-IL | TVA_Transmission | Internal | Summer | B2 | 25 | 4000 | 0 | 85.38 | 87.8 | 8 | 0
2035 | MISO_MO-IL_2_TVA_Transmission | MISO_MO-IL | TVA_Transmission | Internal | Summer | B3 | 75 | 4000 | 0 | 83.22 | 86.78 | 8 | 0
2035 | MISO_MO-IL_2_TVA_Transmission | MISO_MO-IL | TVA_Transmission | Internal | Summer | B4 | 100 | 4000 | 0 | 80.26 | 83.18 | 8 | 0
2035 | MISO_MO-IL_2_TVA_Transmission | MISO_MO-IL | TVA_Transmission | Internal | Summer | B5 | 200 | 4000 | 0 | 78.33 | 78.28 | 8 | 0
2035 | MISO_MO-IL_2_TVA_Transmission | MISO_MO-IL | TVA_Transmission | Internal | Summer | B6 | 300 | 4000 | 0 | 64.25 | 65.98 | 8 | 0
2035 | MISO_MO-IL_2_TVA_Transmission | MISO_MO-IL | TVA_Transmission | Internal | Summer | B7 | 400 | 4000 | 0 | 52.32 | 54.91 | 8 | 0
2035 | MISO_MO-IL_2_TVA_Transmission | MISO_MO-IL | TVA_Transmission | Internal | Summer | B8 | 500 | 4000 | 0 | 49.96 | 53.76 | 8 | 0
2035 | MISO_MO-IL_2_TVA_Transmission | MISO_MO-IL | TVA_Transmission | Internal | Summer | B9 | 800 | 4000 | 0 | 45.17 | 50.19 | 8 | 0
2035 | MISO_MO-IL_2_TVA_Transmission | MISO_MO-IL | TVA_Transmission | Internal | Summer | B10 | 1262 | 4000 | 0 | 44.93 | 48.84 | 8 | 0
2035 | MISO_MO-IL_2_TVA_Transmission | MISO_MO-IL | TVA_Transmission | Internal | Winter | B16 | 25 | 4000 | 0 | 81.86 | 81.86 | 8 | 0
2035 | MISO_MO-IL_2_TVA_Transmission | MISO_MO-IL | TVA_Transmission | Internal | Winter | B17 | 100 | 4000 | 0 | 66.2 | 66.58 | 8 | 0
2035 | MISO_MO-IL_2_TVA_Transmission | MISO_MO-IL | TVA_Transmission | Internal | Winter | B18 | 400 | 4000 | 0 | 57.89 | 59.56 | 8 | 0
2035 | MISO_MO-IL_2_TVA_Transmission | MISO_MO-IL | TVA_Transmission | Internal | Winter | B19 | 700 | 4000 | 0 | 53.26 | 55.93 | 8 | 0
2035 | MISO_MO-IL_2_TVA_Transmission | MISO_MO-IL | TVA_Transmission | Internal | Winter | B20 | 935 | 4000 | 0 | 49.43 | 53.32 | 8 | 0
2035 | MISO_W_2_IESO | MISO_W | IESO | Internal | Shoulder | B11 | 25 | 90 | 0 | 85.45 | 48.51 | 8 | 0
2035 | MISO_W_2_IESO | MISO_W | IESO | Internal | Shoulder | B12 | 200 | 90 | 0 | 63.87 | 48.51 | 8 | 0
2035 | MISO_W_2_IESO | MISO_W | IESO | Internal | Shoulder | B13 | 600 | 90 | 0 | 55.2 | 46.69 | 8 | 0
2035 | MISO_W_2_IESO | MISO_W | IESO | Internal | Shoulder | B14 | 900 | 90 | 0 | 53.71 | 46.69 | 8 | 0
2035 | MISO_W_2_IESO | MISO_W | IESO | Internal | Shoulder | B15 | 1203 | 90 | 0 | 48.56 | 46.69 | 8 | 0
2035 | MISO_W_2_IESO | MISO_W | IESO | Internal | Summer | B1 | 10 | 90 | 0 | 87.53 | 80.31 | 8 | 0
2035 | MISO_W_2_IESO | MISO_W | IESO | Internal | Summer | B2 | 25 | 90 | 0 | 86.13 | 78.38 | 8 | 0
2035 | MISO_W_2_IESO | MISO_W | IESO | Internal | Summer | B3 | 75 | 90 | 0 | 86.13 | 76.22 | 8 | 0
2035 | MISO_W_2_IESO | MISO_W | IESO | Internal | Summer | B4 | 100 | 90 | 0 | 85.43 | 71.8 | 8 | 0
2035 | MISO_W_2_IESO | MISO_W | IESO | Internal | Summer | B5 | 200 | 90 | 0 | 84.55 | 56.85 | 8 | 0
2035 | MISO_W_2_IESO | MISO_W | IESO | Internal | Summer | B6 | 300 | 90 | 0 | 71.73 | 47.68 | 8 | 0
2035 | MISO_W_2_IESO | MISO_W | IESO | Internal | Summer | B7 | 400 | 90 | 0 | 52.32 | 45.32 | 8 | 0
2035 | MISO_W_2_IESO | MISO_W | IESO | Internal | Summer | B8 | 500 | 90 | 0 | 49.97 | 43.92 | 8 | 0
2035 | MISO_W_2_IESO | MISO_W | IESO | Internal | Summer | B9 | 800 | 90 | 0 | 47.33 | 43.92 | 8 | 0
2035 | MISO_W_2_IESO | MISO_W | IESO | Internal | Summer | B10 | 1262 | 90 | 0 | 44.92 | 43.92 | 8 | 0
2035 | MISO_W_2_IESO | MISO_W | IESO | Internal | Winter | B16 | 25 | 90 | 0 | 81.85 | 68.86 | 8 | 0
2035 | MISO_W_2_IESO | MISO_W | IESO | Internal | Winter | B17 | 100 | 90 | 0 | 66.19 | 53.21 | 8 | 0
2035 | MISO_W_2_IESO | MISO_W | IESO | Internal | Winter | B18 | 400 | 90 | 0 | 57.9 | 50.89 | 8 | 0
2035 | MISO_W_2_IESO | MISO_W | IESO | Internal | Winter | B19 | 700 | 90 | 0 | 56.94 | 50.89 | 8 | 0
2035 | MISO_W_2_IESO | MISO_W | IESO | Internal | Winter | B20 | 935 | 90 | 0 | 49.45 | 50.89 | 8 | 0
2035 | MISO_W_2_MAPP_CA | MISO_W | MAPP_CA | Internal | Shoulder | B11 | 25 | 700 | 0 | 85.45 | 55.52 | 0.01 | 0
2035 | MISO_W_2_MAPP_CA | MISO_W | MAPP_CA | Internal | Shoulder | B12 | 200 | 700 | 0 | 63.87 | 58.35 | 0.01 | 0
2035 | MISO_W_2_MAPP_CA | MISO_W | MAPP_CA | Internal | Shoulder | B13 | 600 | 700 | 0 | 55.2 | 53.72 | 0.01 | 0
2035 | MISO_W_2_MAPP_CA | MISO_W | MAPP_CA | Internal | Shoulder | B14 | 900 | 700 | 0.01 | 53.71 | 53.69 | 0.01 | 0
2035 | MISO_W_2_MAPP_CA | MISO_W | MAPP_CA | Internal | Shoulder | B15 | 1203 | 700 | 700 | 48.56 | 53.69 | 0.01 | 5.12
2035 | MISO_W_2_MAPP_CA | MISO_W | MAPP_CA | Internal | Summer | B1 | 10 | 700 | 0 | 87.53 | 73.53 | 0.01 | 0
2035 | MISO_W_2_MAPP_CA | MISO_W | MAPP_CA | Internal | Summer | B2 | 25 | 700 | 0 | 86.13 | 83.62 | 0.01 | 0
2035 | MISO_W_2_MAPP_CA | MISO_W | MAPP_CA | Internal | Summer | B3 | 75 | 700 | 0 | 86.13 | 83.22 | 0.01 | 0
2035 | MISO_W_2_MAPP_CA | MISO_W | MAPP_CA | Internal | Summer | B4 | 100 | 700 | 0 | 85.43 | 78.8 | 0.01 | 0
2035 | MISO_W_2_MAPP_CA | MISO_W | MAPP_CA | Internal | Summer | B5 | 200 | 700 | 0 | 84.55 | 70.55 | 0.01 | 0
2035 | MISO_W_2_MAPP_CA | MISO_W | MAPP_CA | Internal | Summer | B6 | 300 | 700 | 0 | 71.73 | 56.01 | 0.01 | 0
2035 | MISO_W_2_MAPP_CA | MISO_W | MAPP_CA | Internal | Summer | B7 | 400 | 700 | 0.02 | 52.32 | 52.31 | 0.01 | 0
2035 | MISO_W_2_MAPP_CA | MISO_W | MAPP_CA | Internal | Summer | B8 | 500 | 700 | 0.02 | 49.97 | 49.96 | 0.01 | 0
2035 | MISO_W_2_MAPP_CA | MISO_W | MAPP_CA | Internal | Summer | B9 | 800 | 700 | 143.33 | 47.33 | 47.34 | 0.01 | 0
2035 | MISO_W_2_MAPP_CA | MISO_W | MAPP_CA | Internal | Summer | B10 | 1262 | 700 | 700 | 44.92 | 47.34 | 0.01 | 2.41
2035 | MISO_W_2_MAPP_CA | MISO_W | MAPP_CA | Internal | Winter | B16 | 25 | 700 | 0.35 | 81.85 | 81.84 | 0.01 | 0
2035 | MISO_W_2_MAPP_CA | MISO_W | MAPP_CA | Internal | Winter | B17 | 100 | 700 | 0.09 | 66.19 | 66.17 | 0.01 | 0
2035 | MISO_W_2_MAPP_CA | MISO_W | MAPP_CA | Internal | Winter | B18 | 400 | 700 | 0.02 | 57.9 | 57.89 | 0.01 | 0
2035 | MISO_W_2_MAPP_CA | MISO_W | MAPP_CA | Internal | Winter | B19 | 700 | 700 | 0.01 | 56.94 | 56.93 | 0.01 | 0
2035 | MISO_W_2_MAPP_CA | MISO_W | MAPP_CA | Internal | Winter | B20 | 935 | 700 | 700 | 49.45 | 56.93 | 0.01 | 7.47
2035 | MISO_W_2_MAPP_US | MISO_W | MAPP_US | Internal | Shoulder | B11 | 25 | 2300 | 0 | 85.45 | 78.45 | 7 | 0
2035 | MISO_W_2_MAPP_US | MISO_W | MAPP_US | Internal | Shoulder | B12 | 200 | 2300 | 0 | 63.87 | 56.87 | 7 | 0
2035 | MISO_W_2_MAPP_US | MISO_W | MAPP_US | Internal | Shoulder | B13 | 600 | 2300 | 0 | 55.2 | 48.2 | 7 | 0
2035 | MISO_W_2_MAPP_US | MISO_W | MAPP_US | Internal | Shoulder | B14 | 900 | 2300 | 0 | 53.71 | 47.47 | 7 | 0
2035 | MISO_W_2_MAPP_US | MISO_W | MAPP_US | Internal | Shoulder | B15 | 1203 | 2300 | 0 | 48.56 | 45.88 | 7 | 0
2035 | MISO_W_2_MAPP_US | MISO_W | MAPP_US | Internal | Summer | B1 | 10 | 2300 | 0 | 87.53 | 80.53 | 7 | 0
2035 | MISO_W_2_MAPP_US | MISO_W | MAPP_US | Internal | Summer | B2 | 25 | 2300 | 0 | 86.13 | 79.13 | 7 | 0
2035 | MISO_W_2_MAPP_US | MISO_W | MAPP_US | Internal | Summer | B3 | 75 | 2300 | 0 | 86.13 | 79.13 | 7 | 0
2035 | MISO_W_2_MAPP_US | MISO_W | MAPP_US | Internal | Summer | B4 | 100 | 2300 | 0 | 85.43 | 78.43 | 7 | 0
2035 | MISO_W_2_MAPP_US | MISO_W | MAPP_US | Internal | Summer | B5 | 200 | 2300 | 0 | 84.55 | 77.55 | 7 | 0
2035 | MISO_W_2_MAPP_US | MISO_W | MAPP_US | Internal | Summer | B6 | 300 | 2300 | 0 | 71.73 | 64.73 | 7 | 0
2035 | MISO_W_2_MAPP_US | MISO_W | MAPP_US | Internal | Summer | B7 | 400 | 2300 | 0 | 52.32 | 49.06 | 7 | 0
2035 | MISO_W_2_MAPP_US | MISO_W | MAPP_US | Internal | Summer | B8 | 500 | 2300 | 0 | 49.97 | 44.9 | 7 | 0
2035 | MISO_W_2_MAPP_US | MISO_W | MAPP_US | Internal | Summer | B9 | 800 | 2300 | 0 | 47.33 | 42.96 | 7 | 0
2035 | MISO_W_2_MAPP_US | MISO_W | MAPP_US | Internal | Summer | B10 | 1262 | 2300 | 0 | 44.92 | 37.92 | 7 | 0
2035 | MISO_W_2_MAPP_US | MISO_W | MAPP_US | Internal | Winter | B16 | 25 | 2300 | 0 | 81.85 | 74.85 | 7 | 0
2035 | MISO_W_2_MAPP_US | MISO_W | MAPP_US | Internal | Winter | B17 | 100 | 2300 | 0 | 66.19 | 59.19 | 7 | 0
2035 | MISO_W_2_MAPP_US | MISO_W | MAPP_US | Internal | Winter | B18 | 400 | 2300 | 0 | 57.9 | 50.9 | 7 | 0
2035 | MISO_W_2_MAPP_US | MISO_W | MAPP_US | Internal | Winter | B19 | 700 | 2300 | 0 | 56.94 | 50.9 | 7 | 0
2035 | MISO_W_2_MAPP_US | MISO_W | MAPP_US | Internal | Winter | B20 | 935 | 2300 | 0 | 49.45 | 43.08 | 7 | 0
2035 | MISO_W_2_MISO_MO-IL | MISO_W | MISO_MO-IL | Internal | Shoulder | B11 | 25 | 3800 | 0 | 85.45 | 78.38 | 0.01 | 0
2035 | MISO_W_2_MISO_MO-IL | MISO_W | MISO_MO-IL | Internal | Shoulder | B12 | 200 | 3800 | 0.05 | 63.87 | 63.85 | 0.01 | 0
2035 | MISO_W_2_MISO_MO-IL | MISO_W | MISO_MO-IL | Internal | Shoulder | B13 | 600 | 3800 | 0.02 | 55.2 | 55.19 | 0.01 | 0
2035 | MISO_W_2_MISO_MO-IL | MISO_W | MISO_MO-IL | Internal | Shoulder | B14 | 900 | 3800 | 0 | 53.71 | 53.69 | 0.01 | 0
2035 | MISO_W_2_MISO_MO-IL | MISO_W | MISO_MO-IL | Internal | Shoulder | B15 | 1203 | 3800 | 0 | 48.56 | 46.64 | 0.01 | 0
2035 | MISO_W_2_MISO_MO-IL | MISO_W | MISO_MO-IL | Internal | Summer | B1 | 10 | 3800 | 0.09 | 87.53 | 87.31 | 0.01 | 0
2035 | MISO_W_2_MISO_MO-IL | MISO_W | MISO_MO-IL | Internal | Summer | B2 | 25 | 3800 | 0.01 | 86.13 | 85.38 | 0.01 | 0
2035 | MISO_W_2_MISO_MO-IL | MISO_W | MISO_MO-IL | Internal | Summer | B3 | 75 | 3800 | 0 | 86.13 | 83.22 | 0.01 | 0
2035 | MISO_W_2_MISO_MO-IL | MISO_W | MISO_MO-IL | Internal | Summer | B4 | 100 | 3800 | 0 | 85.43 | 80.26 | 0.01 | 0
2035 | MISO_W_2_MISO_MO-IL | MISO_W | MISO_MO-IL | Internal | Summer | B5 | 200 | 3800 | 0 | 84.55 | 78.33 | 0.01 | 0
2035 | MISO_W_2_MISO_MO-IL | MISO_W | MISO_MO-IL | Internal | Summer | B6 | 300 | 3800 | 0 | 71.73 | 64.25 | 0.01 | 0
2035 | MISO_W_2_MISO_MO-IL | MISO_W | MISO_MO-IL | Internal | Summer | B7 | 400 | 3800 | 0.05 | 52.32 | 52.32 | 0.01 | 0
2035 | MISO_W_2_MISO_MO-IL | MISO_W | MISO_MO-IL | Internal | Summer | B8 | 500 | 3800 | 0.02 | 49.97 | 49.96 | 0.01 | 0
2035 | MISO_W_2_MISO_MO-IL | MISO_W | MISO_MO-IL | Internal | Summer | B9 | 800 | 3800 | 0 | 47.33 | 45.17 | 0.01 | 0
2035 | MISO_W_2_MISO_MO-IL | MISO_W | MISO_MO-IL | Internal | Summer | B10 | 1262 | 3800 | 219.23 | 44.92 | 44.93 | 0.01 | 0
2035 | MISO_W_2_MISO_MO-IL | MISO_W | MISO_MO-IL | Internal | Winter | B16 | 25 | 3800 | 693.92 | 81.85 | 81.86 | 0.01 | 0
2035 | MISO_W_2_MISO_MO-IL | MISO_W | MISO_MO-IL | Internal | Winter | B17 | 100 | 3800 | 340.12 | 66.19 | 66.2 | 0.01 | 0
2035 | MISO_W_2_MISO_MO-IL | MISO_W | MISO_MO-IL | Internal | Winter | B18 | 400 | 3800 | 0.02 | 57.9 | 57.89 | 0.01 | 0
2035 | MISO_W_2_MISO_MO-IL | MISO_W | MISO_MO-IL | Internal | Winter | B19 | 700 | 3800 | 0 | 56.94 | 53.26 | 0.01 | 0
2035 | MISO_W_2_MISO_MO-IL | MISO_W | MISO_MO-IL | Internal | Winter | B20 | 935 | 3800 | 0.01 | 49.45 | 49.43 | 0.01 | 0
2035 | MISO_W_2_MISO_WUMS | MISO_W | MISO_WUMS | Internal | Shoulder | B11 | 25 | 1629 | 0 | 85.45 | 73.37 | 0.01 | 0
2035 | MISO_W_2_MISO_WUMS | MISO_W | MISO_WUMS | Internal | Shoulder | B12 | 200 | 1629 | 0.05 | 63.87 | 63.85 | 0.01 | 0
2035 | MISO_W_2_MISO_WUMS | MISO_W | MISO_WUMS | Internal | Shoulder | B13 | 600 | 1629 | 0.02 | 55.2 | 55.19 | 0.01 | 0
2035 | MISO_W_2_MISO_WUMS | MISO_W | MISO_WUMS | Internal | Shoulder | B14 | 900 | 1629 | 0 | 53.71 | 51.02 | 0.01 | 0
2035 | MISO_W_2_MISO_WUMS | MISO_W | MISO_WUMS | Internal | Shoulder | B15 | 1203 | 1629 | 0 | 48.56 | 47.68 | 0.01 | 0
2035 | MISO_W_2_MISO_WUMS | MISO_W | MISO_WUMS | Internal | Summer | B1 | 10 | 1629 | 0 | 87.53 | 79.65 | 0.01 | 0
2035 | MISO_W_2_MISO_WUMS | MISO_W | MISO_WUMS | Internal | Summer | B2 | 25 | 1629 | 0 | 86.13 | 79.65 | 0.01 | 0
2035 | MISO_W_2_MISO_WUMS | MISO_W | MISO_WUMS | Internal | Summer | B3 | 75 | 1629 | 0 | 86.13 | 79.65 | 0.01 | 0
2035 | MISO_W_2_MISO_WUMS | MISO_W | MISO_WUMS | Internal | Summer | B4 | 100 | 1629 | 0 | 85.43 | 79.65 | 0.01 | 0
2035 | MISO_W_2_MISO_WUMS | MISO_W | MISO_WUMS | Internal | Summer | B5 | 200 | 1629 | 0 | 84.55 | 74.28 | 0.01 | 0
2035 | MISO_W_2_MISO_WUMS | MISO_W | MISO_WUMS | Internal | Summer | B6 | 300 | 1629 | 0 | 71.73 | 64.25 | 0.01 | 0
2035 | MISO_W_2_MISO_WUMS | MISO_W | MISO_WUMS | Internal | Summer | B7 | 400 | 1629 | 0 | 52.32 | 48.82 | 0.01 | 0
2035 | MISO_W_2_MISO_WUMS | MISO_W | MISO_WUMS | Internal | Summer | B8 | 500 | 1629 | 0 | 49.97 | 48.82 | 0.01 | 0
2035 | MISO_W_2_MISO_WUMS | MISO_W | MISO_WUMS | Internal | Summer | B9 | 800 | 1629 | 0.01 | 47.33 | 47.32 | 0.01 | 0
2035 | MISO_W_2_MISO_WUMS | MISO_W | MISO_WUMS | Internal | Summer | B10 | 1262 | 1629 | 954.87 | 44.92 | 44.93 | 0.01 | 0
2035 | MISO_W_2_MISO_WUMS | MISO_W | MISO_WUMS | Internal | Winter | B16 | 25 | 1629 | 272.71 | 81.85 | 81.86 | 0.01 | 0
2035 | MISO_W_2_MISO_WUMS | MISO_W | MISO_WUMS | Internal | Winter | B17 | 100 | 1629 | 1048.62 | 66.19 | 66.2 | 0.01 | 0
2035 | MISO_W_2_MISO_WUMS | MISO_W | MISO_WUMS | Internal | Winter | B18 | 400 | 1629 | 0.02 | 57.9 | 57.89 | 0.01 | 0
2035 | MISO_W_2_MISO_WUMS | MISO_W | MISO_WUMS | Internal | Winter | B19 | 700 | 1629 | 0 | 56.94 | 56.57 | 0.01 | 0
2035 | MISO_W_2_MISO_WUMS | MISO_W | MISO_WUMS | Internal | Winter | B20 | 935 | 1629 | 599.52 | 49.45 | 49.46 | 0.01 | 0
2035 | MISO_W_2_NE | MISO_W | NE | Internal | Shoulder | B11 | 25 | 2800 | 0 | 85.45 | 85.45 | 7 | 0
2035 | MISO_W_2_NE | MISO_W | NE | Internal | Shoulder | B12 | 200 | 2800 | 0 | 63.87 | 63.48 | 7 | 0
2035 | MISO_W_2_NE | MISO_W | NE | Internal | Shoulder | B13 | 600 | 2800 | 0 | 55.2 | 55.2 | 7 | 0
2035 | MISO_W_2_NE | MISO_W | NE | Internal | Shoulder | B14 | 900 | 2800 | 0 | 53.71 | 53.4 | 7 | 0
2035 | MISO_W_2_NE | MISO_W | NE | Internal | Shoulder | B15 | 1203 | 2800 | 0 | 48.56 | 49.02 | 7 | 0
2035 | MISO_W_2_NE | MISO_W | NE | Internal | Summer | B1 | 10 | 2800 | 0 | 87.53 | 87.53 | 7 | 0
2035 | MISO_W_2_NE | MISO_W | NE | Internal | Summer | B2 | 25 | 2800 | 0 | 86.13 | 86.13 | 7 | 0
2035 | MISO_W_2_NE | MISO_W | NE | Internal | Summer | B3 | 75 | 2800 | 0 | 86.13 | 85.64 | 7 | 0
2035 | MISO_W_2_NE | MISO_W | NE | Internal | Summer | B4 | 100 | 2800 | 0 | 85.43 | 85.43 | 7 | 0
2035 | MISO_W_2_NE | MISO_W | NE | Internal | Summer | B5 | 200 | 2800 | 0 | 84.55 | 84.55 | 7 | 0
2035 | MISO_W_2_NE | MISO_W | NE | Internal | Summer | B6 | 300 | 2800 | 0 | 71.73 | 71.73 | 7 | 0
2035 | MISO_W_2_NE | MISO_W | NE | Internal | Summer | B7 | 400 | 2800 | 0 | 52.32 | 56.06 | 7 | 0
2035 | MISO_W_2_NE | MISO_W | NE | Internal | Summer | B8 | 500 | 2800 | 0 | 49.97 | 51.9 | 7 | 0
2035 | MISO_W_2_NE | MISO_W | NE | Internal | Summer | B9 | 800 | 2800 | 0 | 47.33 | 49.96 | 7 | 0
2035 | MISO_W_2_NE | MISO_W | NE | Internal | Summer | B10 | 1262 | 2800 | 0 | 44.92 | 39.92 | 7 | 0
2035 | MISO_W_2_NE | MISO_W | NE | Internal | Winter | B16 | 25 | 2800 | 0 | 81.85 | 76.85 | 7 | 0
2035 | MISO_W_2_NE | MISO_W | NE | Internal | Winter | B17 | 100 | 2800 | 0 | 66.19 | 61.19 | 7 | 0
2035 | MISO_W_2_NE | MISO_W | NE | Internal | Winter | B18 | 400 | 2800 | 0 | 57.9 | 56.98 | 7 | 0
2035 | MISO_W_2_NE | MISO_W | NE | Internal | Winter | B19 | 700 | 2800 | 0 | 56.94 | 53.25 | 7 | 0
2035 | MISO_W_2_NE | MISO_W | NE | Internal | Winter | B20 | 935 | 2800 | 0 | 49.45 | 49.44 | 7 | 0
2035 | MISO_W_2_PJM_ROR | MISO_W | PJM_ROR | Internal | Shoulder | B11 | 25 | 773 | 0 | 85.45 | 71.37 | 2 | 0
2035 | MISO_W_2_PJM_ROR | MISO_W | PJM_ROR | Internal | Shoulder | B12 | 200 | 773 | 0 | 63.87 | 61.87 | 2 | 0
2035 | MISO_W_2_PJM_ROR | MISO_W | PJM_ROR | Internal | Shoulder | B13 | 600 | 773 | 0 | 55.2 | 53.23 | 2 | 0
2035 | MISO_W_2_PJM_ROR | MISO_W | PJM_ROR | Internal | Shoulder | B14 | 900 | 773 | 0 | 53.71 | 51.69 | 2 | 0
2035 | MISO_W_2_PJM_ROR | MISO_W | PJM_ROR | Internal | Shoulder | B15 | 1203 | 773 | 0 | 48.56 | 46.56 | 2 | 0
2035 | MISO_W_2_PJM_ROR | MISO_W | PJM_ROR | Internal | Summer | B1 | 10 | 773 | 0 | 87.53 | 81.8 | 2 | 0
2035 | MISO_W_2_PJM_ROR | MISO_W | PJM_ROR | Internal | Summer | B2 | 25 | 773 | 0 | 86.13 | 81.8 | 2 | 0
2035 | MISO_W_2_PJM_ROR | MISO_W | PJM_ROR | Internal | Summer | B3 | 75 | 773 | 0 | 86.13 | 80.78 | 2 | 0
2035 | MISO_W_2_PJM_ROR | MISO_W | PJM_ROR | Internal | Summer | B4 | 100 | 773 | 0 | 85.43 | 77.18 | 2 | 0
2035 | MISO_W_2_PJM_ROR | MISO_W | PJM_ROR | Internal | Summer | B5 | 200 | 773 | 0 | 84.55 | 72.28 | 2 | 0
2035 | MISO_W_2_PJM_ROR | MISO_W | PJM_ROR | Internal | Summer | B6 | 300 | 773 | 0 | 71.73 | 62.25 | 2 | 0
2035 | MISO_W_2_PJM_ROR | MISO_W | PJM_ROR | Internal | Summer | B7 | 400 | 773 | 0 | 52.32 | 50.32 | 2 | 0
2035 | MISO_W_2_PJM_ROR | MISO_W | PJM_ROR | Internal | Summer | B8 | 500 | 773 | 0 | 49.97 | 47.97 | 2 | 0
2035 | MISO_W_2_PJM_ROR | MISO_W | PJM_ROR | Internal | Summer | B9 | 800 | 773 | 0 | 47.33 | 45.32 | 2 | 0
2035 | MISO_W_2_PJM_ROR | MISO_W | PJM_ROR | Internal | Summer | B10 | 1262 | 773 | 0 | 44.92 | 44.9 | 2 | 0
2035 | MISO_W_2_PJM_ROR | MISO_W | PJM_ROR | Internal | Winter | B16 | 25 | 773 | 320.46 | 81.85 | 83.85 | 2 | 0
2035 | MISO_W_2_PJM_ROR | MISO_W | PJM_ROR | Internal | Winter | B17 | 100 | 773 | 772.82 | 66.19 | 68.2 | 2 | 0.01
2035 | MISO_W_2_PJM_ROR | MISO_W | PJM_ROR | Internal | Winter | B18 | 400 | 773 | 0 | 57.9 | 58.23 | 2 | 0
2035 | MISO_W_2_PJM_ROR | MISO_W | PJM_ROR | Internal | Winter | B19 | 700 | 773 | 0 | 56.94 | 54.57 | 2 | 0
2035 | MISO_W_2_PJM_ROR | MISO_W | PJM_ROR | Internal | Winter | B20 | 935 | 773 | 0 | 49.45 | 50.07 | 2 | 0
2035 | MISO_W_2_SPP_N | MISO_W | SPP_N | Internal | Shoulder | B11 | 25 | 3200 | 0 | 85.45 | 85.46 | 7 | 0
2035 | MISO_W_2_SPP_N | MISO_W | SPP_N | Internal | Shoulder | B12 | 200 | 3200 | 0 | 63.87 | 63.49 | 7 | 0
2035 | MISO_W_2_SPP_N | MISO_W | SPP_N | Internal | Shoulder | B13 | 600 | 3200 | 0 | 55.2 | 55.21 | 7 | 0
2035 | MISO_W_2_SPP_N | MISO_W | SPP_N | Internal | Shoulder | B14 | 900 | 3200 | 0 | 53.71 | 53.41 | 7 | 0
2035 | MISO_W_2_SPP_N | MISO_W | SPP_N | Internal | Shoulder | B15 | 1203 | 3200 | 0 | 48.56 | 49.03 | 7 | 0
2035 | MISO_W_2_SPP_N | MISO_W | SPP_N | Internal | Summer | B1 | 10 | 3200 | 0 | 87.53 | 87.55 | 7 | 0
2035 | MISO_W_2_SPP_N | MISO_W | SPP_N | Internal | Summer | B2 | 25 | 3200 | 0 | 86.13 | 86.14 | 7 | 0
2035 | MISO_W_2_SPP_N | MISO_W | SPP_N | Internal | Summer | B3 | 75 | 3200 | 0 | 86.13 | 85.63 | 7 | 0
2035 | MISO_W_2_SPP_N | MISO_W | SPP_N | Internal | Summer | B4 | 100 | 3200 | 0 | 85.43 | 85.45 | 7 | 0
2035 | MISO_W_2_SPP_N | MISO_W | SPP_N | Internal | Summer | B5 | 200 | 3200 | 0 | 84.55 | 84.56 | 7 | 0
2035 | MISO_W_2_SPP_N | MISO_W | SPP_N | Internal | Summer | B6 | 300 | 3200 | 0 | 71.73 | 72.25 | 7 | 0
2035 | MISO_W_2_SPP_N | MISO_W | SPP_N | Internal | Summer | B7 | 400 | 3200 | 0 | 52.32 | 56.07 | 7 | 0
2035 | MISO_W_2_SPP_N | MISO_W | SPP_N | Internal | Summer | B8 | 500 | 3200 | 0 | 49.97 | 52.08 | 7 | 0
2035 | MISO_W_2_SPP_N | MISO_W | SPP_N | Internal | Summer | B9 | 800 | 3200 | 0 | 47.33 | 51.6 | 7 | 0
2035 | MISO_W_2_SPP_N | MISO_W | SPP_N | Internal | Summer | B10 | 1262 | 3200 | 0 | 44.92 | 47.41 | 7 | 0
2035 | MISO_W_2_SPP_N | MISO_W | SPP_N | Internal | Winter | B16 | 25 | 3200 | 0 | 81.85 | 76.86 | 7 | 0
2035 | MISO_W_2_SPP_N | MISO_W | SPP_N | Internal | Winter | B17 | 100 | 3200 | 0 | 66.19 | 61.2 | 7 | 0
2035 | MISO_W_2_SPP_N | MISO_W | SPP_N | Internal | Winter | B18 | 400 | 3200 | 0 | 57.9 | 56.99 | 7 | 0
2035 | MISO_W_2_SPP_N | MISO_W | SPP_N | Internal | Winter | B19 | 700 | 3200 | 0 | 56.94 | 53.26 | 7 | 0
2035 | MISO_W_2_SPP_N | MISO_W | SPP_N | Internal | Winter | B20 | 935 | 3200 | 0 | 49.45 | 52.03 | 7 | 0
2035 | MISO_WUMS_2_MISO_MI | MISO_WUMS | MISO_MI | Internal | Shoulder | B11 | 25 | 99 | 99 | 73.37 | 78.35 | 0.01 | 4.98
2035 | MISO_WUMS_2_MISO_MI | MISO_WUMS | MISO_MI | Internal | Shoulder | B12 | 200 | 99 | 0.09 | 63.85 | 63.85 | 0.01 | 0
2035 | MISO_WUMS_2_MISO_MI | MISO_WUMS | MISO_MI | Internal | Shoulder | B13 | 600 | 99 | 0.04 | 55.19 | 55.19 | 0.01 | 0
2035 | MISO_WUMS_2_MISO_MI | MISO_WUMS | MISO_MI | Internal | Shoulder | B14 | 900 | 99 | 99 | 51.02 | 53.69 | 0.01 | 2.66
2035 | MISO_WUMS_2_MISO_MI | MISO_WUMS | MISO_MI | Internal | Shoulder | B15 | 1203 | 99 | 0 | 47.68 | 46.64 | 0.01 | 0
2035 | MISO_WUMS_2_MISO_MI | MISO_WUMS | MISO_MI | Internal | Summer | B1 | 10 | 99 | 99 | 79.65 | 87.31 | 0.01 | 7.65
2035 | MISO_WUMS_2_MISO_MI | MISO_WUMS | MISO_MI | Internal | Summer | B2 | 25 | 99 | 99 | 79.65 | 85.38 | 0.01 | 5.72
2035 | MISO_WUMS_2_MISO_MI | MISO_WUMS | MISO_MI | Internal | Summer | B3 | 75 | 99 | 99 | 79.65 | 83.22 | 0.01 | 3.55
2035 | MISO_WUMS_2_MISO_MI | MISO_WUMS | MISO_MI | Internal | Summer | B4 | 100 | 99 | 99 | 79.65 | 80.24 | 0.01 | 0.58
2035 | MISO_WUMS_2_MISO_MI | MISO_WUMS | MISO_MI | Internal | Summer | B5 | 200 | 99 | 99 | 74.28 | 78.33 | 0.01 | 4.04
2035 | MISO_WUMS_2_MISO_MI | MISO_WUMS | MISO_MI | Internal | Summer | B6 | 300 | 99 | 0.06 | 64.25 | 64.25 | 0.01 | 0
2035 | MISO_WUMS_2_MISO_MI | MISO_WUMS | MISO_MI | Internal | Summer | B7 | 400 | 99 | 99 | 48.82 | 52.32 | 0.01 | 3.49
2035 | MISO_WUMS_2_MISO_MI | MISO_WUMS | MISO_MI | Internal | Summer | B8 | 500 | 99 | 99 | 48.82 | 49.96 | 0.01 | 1.13
2035 | MISO_WUMS_2_MISO_MI | MISO_WUMS | MISO_MI | Internal | Summer | B9 | 800 | 99 | 0.02 | 47.32 | 47.32 | 0.01 | 0
2035 | MISO_WUMS_2_MISO_MI | MISO_WUMS | MISO_MI | Internal | Summer | B10 | 1262 | 99 | 99 | 44.93 | 45.34 | 0.01 | 0.39
2035 | MISO_WUMS_2_MISO_MI | MISO_WUMS | MISO_MI | Internal | Winter | B16 | 25 | 99 | 98.36 | 81.86 | 81.88 | 0.01 | 0.01
2035 | MISO_WUMS_2_MISO_MI | MISO_WUMS | MISO_MI | Internal | Winter | B17 | 100 | 99 | 80 | 66.2 | 66.21 | 0.01 | 0
2035 | MISO_WUMS_2_MISO_MI | MISO_WUMS | MISO_MI | Internal | Winter | B18 | 400 | 99 | 0.06 | 57.89 | 57.89 | 0.01 | 0
2035 | MISO_WUMS_2_MISO_MI | MISO_WUMS | MISO_MI | Internal | Winter | B19 | 700 | 99 | 0 | 56.57 | 53.28 | 0.01 | 0
2035 | MISO_WUMS_2_MISO_MI | MISO_WUMS | MISO_MI | Internal | Winter | B20 | 935 | 99 | 99 | 49.46 | 49.67 | 0.01 | 0.2
2035 | MISO_WUMS_2_MISO_W | MISO_WUMS | MISO_W | Internal | Shoulder | B11 | 25 | 1137 | 1137 | 73.37 | 85.45 | 0.01 | 12.07
2035 | MISO_WUMS_2_MISO_W | MISO_WUMS | MISO_W | Internal | Shoulder | B12 | 200 | 1137 | 468.93 | 63.85 | 63.87 | 0.01 | 0
2035 | MISO_WUMS_2_MISO_W | MISO_WUMS | MISO_W | Internal | Shoulder | B13 | 600 | 1137 | 753.51 | 55.19 | 55.2 | 0.01 | 0
2035 | MISO_WUMS_2_MISO_W | MISO_WUMS | MISO_W | Internal | Shoulder | B14 | 900 | 1137 | 1137 | 51.02 | 53.71 | 0.01 | 2.67
2035 | MISO_WUMS_2_MISO_W | MISO_WUMS | MISO_W | Internal | Shoulder | B15 | 1203 | 1137 | 1137 | 47.68 | 48.56 | 0.01 | 0.88
2035 | MISO_WUMS_2_MISO_W | MISO_WUMS | MISO_W | Internal | Summer | B1 | 10 | 1137 | 1137 | 79.65 | 87.53 | 0.01 | 7.87
2035 | MISO_WUMS_2_MISO_W | MISO_WUMS | MISO_W | Internal | Summer | B2 | 25 | 1137 | 1137 | 79.65 | 86.13 | 0.01 | 6.47
2035 | MISO_WUMS_2_MISO_W | MISO_WUMS | MISO_W | Internal | Summer | B3 | 75 | 1137 | 1137 | 79.65 | 86.13 | 0.01 | 6.47
2035 | MISO_WUMS_2_MISO_W | MISO_WUMS | MISO_W | Internal | Summer | B4 | 100 | 1137 | 1137 | 79.65 | 85.43 | 0.01 | 5.77
2035 | MISO_WUMS_2_MISO_W | MISO_WUMS | MISO_W | Internal | Summer | B5 | 200 | 1137 | 1137 | 74.28 | 84.55 | 0.01 | 10.26
2035 | MISO_WUMS_2_MISO_W | MISO_WUMS | MISO_W | Internal | Summer | B6 | 300 | 1137 | 1137 | 64.25 | 71.73 | 0.01 | 7.47
2035 | MISO_WUMS_2_MISO_W | MISO_WUMS | MISO_W | Internal | Summer | B7 | 400 | 1137 | 1137 | 48.82 | 52.32 | 0.01 | 3.49
2035 | MISO_WUMS_2_MISO_W | MISO_WUMS | MISO_W | Internal | Summer | B8 | 500 | 1137 | 1137 | 48.82 | 49.97 | 0.01 | 1.14
2035 | MISO_WUMS_2_MISO_W | MISO_WUMS | MISO_W | Internal | Summer | B9 | 800 | 1137 | 657.77 | 47.32 | 47.33 | 0.01 | 0
2035 | MISO_WUMS_2_MISO_W | MISO_WUMS | MISO_W | Internal | Summer | B10 | 1262 | 1137 | 0 | 44.93 | 44.92 | 0.01 | 0
2035 | MISO_WUMS_2_MISO_W | MISO_WUMS | MISO_W | Internal | Winter | B16 | 25 | 1137 | 0.38 | 81.86 | 81.85 | 0.01 | 0
2035 | MISO_WUMS_2_MISO_W | MISO_WUMS | MISO_W | Internal | Winter | B17 | 100 | 1137 | 0.09 | 66.2 | 66.19 | 0.01 | 0
2035 | MISO_WUMS_2_MISO_W | MISO_WUMS | MISO_W | Internal | Winter | B18 | 400 | 1137 | 467.45 | 57.89 | 57.9 | 0.01 | 0
2035 | MISO_WUMS_2_MISO_W | MISO_WUMS | MISO_W | Internal | Winter | B19 | 700 | 1137 | 1137 | 56.57 | 56.94 | 0.01 | 0.36
2035 | MISO_WUMS_2_MISO_W | MISO_WUMS | MISO_W | Internal | Winter | B20 | 935 | 1137 | 0.01 | 49.46 | 49.45 | 0.01 | 0
2035 | MISO_WUMS_2_PJM_ROR | MISO_WUMS | PJM_ROR | Internal | Shoulder | B11 | 25 | 1600 | 0 | 73.37 | 71.37 | 2 | 0
2035 | MISO_WUMS_2_PJM_ROR | MISO_WUMS | PJM_ROR | Internal | Shoulder | B12 | 200 | 1600 | 0 | 63.85 | 61.87 | 2 | 0
2035 | MISO_WUMS_2_PJM_ROR | MISO_WUMS | PJM_ROR | Internal | Shoulder | B13 | 600 | 1600 | 0 | 55.19 | 53.23 | 2 | 0
2035 | MISO_WUMS_2_PJM_ROR | MISO_WUMS | PJM_ROR | Internal | Shoulder | B14 | 900 | 1600 | 0 | 51.02 | 51.69 | 2 | 0
2035 | MISO_WUMS_2_PJM_ROR | MISO_WUMS | PJM_ROR | Internal | Shoulder | B15 | 1203 | 1600 | 0 | 47.68 | 46.56 | 2 | 0
2035 | MISO_WUMS_2_PJM_ROR | MISO_WUMS | PJM_ROR | Internal | Summer | B1 | 10 | 1600 | 1599.85 | 79.65 | 81.8 | 2 | 0.15
2035 | MISO_WUMS_2_PJM_ROR | MISO_WUMS | PJM_ROR | Internal | Summer | B2 | 25 | 1600 | 1599.94 | 79.65 | 81.8 | 2 | 0.15
2035 | MISO_WUMS_2_PJM_ROR | MISO_WUMS | PJM_ROR | Internal | Summer | B3 | 75 | 1600 | 0 | 79.65 | 80.78 | 2 | 0
2035 | MISO_WUMS_2_PJM_ROR | MISO_WUMS | PJM_ROR | Internal | Summer | B4 | 100 | 1600 | 0 | 79.65 | 77.18 | 2 | 0
2035 | MISO_WUMS_2_PJM_ROR | MISO_WUMS | PJM_ROR | Internal | Summer | B5 | 200 | 1600 | 0 | 74.28 | 72.28 | 2 | 0
2035 | MISO_WUMS_2_PJM_ROR | MISO_WUMS | PJM_ROR | Internal | Summer | B6 | 300 | 1600 | 0 | 64.25 | 62.25 | 2 | 0
2035 | MISO_WUMS_2_PJM_ROR | MISO_WUMS | PJM_ROR | Internal | Summer | B7 | 400 | 1600 | 0 | 48.82 | 50.32 | 2 | 0
2035 | MISO_WUMS_2_PJM_ROR | MISO_WUMS | PJM_ROR | Internal | Summer | B8 | 500 | 1600 | 0 | 48.82 | 47.97 | 2 | 0
2035 | MISO_WUMS_2_PJM_ROR | MISO_WUMS | PJM_ROR | Internal | Summer | B9 | 800 | 1600 | 0 | 47.32 | 45.32 | 2 | 0
2035 | MISO_WUMS_2_PJM_ROR | MISO_WUMS | PJM_ROR | Internal | Summer | B10 | 1262 | 1600 | 0 | 44.93 | 44.9 | 2 | 0
2035 | MISO_WUMS_2_PJM_ROR | MISO_WUMS | PJM_ROR | Internal | Winter | B16 | 25 | 1600 | 0.71 | 81.86 | 83.85 | 2 | 0
2035 | MISO_WUMS_2_PJM_ROR | MISO_WUMS | PJM_ROR | Internal | Winter | B17 | 100 | 1600 | 1229.86 | 66.2 | 68.2 | 2 | 0
2035 | MISO_WUMS_2_PJM_ROR | MISO_WUMS | PJM_ROR | Internal | Winter | B18 | 400 | 1600 | 0 | 57.89 | 58.23 | 2 | 0
2035 | MISO_WUMS_2_PJM_ROR | MISO_WUMS | PJM_ROR | Internal | Winter | B19 | 700 | 1600 | 0 | 56.57 | 54.57 | 2 | 0
2035 | MISO_WUMS_2_PJM_ROR | MISO_WUMS | PJM_ROR | Internal | Winter | B20 | 935 | 1600 | 0 | 49.46 | 50.07 | 2 | 0
2035 | NE_2_MAPP_US | NE | MAPP_US | Internal | Shoulder | B11 | 25 | 1600 | 0 | 85.45 | 78.45 | 5 | 0
2035 | NE_2_MAPP_US | NE | MAPP_US | Internal | Shoulder | B12 | 200 | 1600 | 0 | 63.48 | 56.87 | 5 | 0
2035 | NE_2_MAPP_US | NE | MAPP_US | Internal | Shoulder | B13 | 600 | 1600 | 0 | 55.2 | 48.2 | 5 | 0
2035 | NE_2_MAPP_US | NE | MAPP_US | Internal | Shoulder | B14 | 900 | 1600 | 0 | 53.4 | 47.47 | 5 | 0
2035 | NE_2_MAPP_US | NE | MAPP_US | Internal | Shoulder | B15 | 1203 | 1600 | 0 | 49.02 | 45.88 | 5 | 0
2035 | NE_2_MAPP_US | NE | MAPP_US | Internal | Summer | B1 | 10 | 1600 | 0 | 87.53 | 80.53 | 5 | 0
2035 | NE_2_MAPP_US | NE | MAPP_US | Internal | Summer | B2 | 25 | 1600 | 0 | 86.13 | 79.13 | 5 | 0
2035 | NE_2_MAPP_US | NE | MAPP_US | Internal | Summer | B3 | 75 | 1600 | 0 | 85.64 | 79.13 | 5 | 0
2035 | NE_2_MAPP_US | NE | MAPP_US | Internal | Summer | B4 | 100 | 1600 | 0 | 85.43 | 78.43 | 5 | 0
2035 | NE_2_MAPP_US | NE | MAPP_US | Internal | Summer | B5 | 200 | 1600 | 0 | 84.55 | 77.55 | 5 | 0
2035 | NE_2_MAPP_US | NE | MAPP_US | Internal | Summer | B6 | 300 | 1600 | 0 | 71.73 | 64.73 | 5 | 0
2035 | NE_2_MAPP_US | NE | MAPP_US | Internal | Summer | B7 | 400 | 1600 | 0 | 56.06 | 49.06 | 5 | 0
2035 | NE_2_MAPP_US | NE | MAPP_US | Internal | Summer | B8 | 500 | 1600 | 0 | 51.9 | 44.9 | 5 | 0
2035 | NE_2_MAPP_US | NE | MAPP_US | Internal | Summer | B9 | 800 | 1600 | 0 | 49.96 | 42.96 | 5 | 0
2035 | NE_2_MAPP_US | NE | MAPP_US | Internal | Summer | B10 | 1262 | 1600 | 0 | 39.92 | 37.92 | 5 | 0
2035 | NE_2_MAPP_US | NE | MAPP_US | Internal | Winter | B16 | 25 | 1600 | 0 | 76.85 | 74.85 | 5 | 0
2035 | NE_2_MAPP_US | NE | MAPP_US | Internal | Winter | B17 | 100 | 1600 | 0 | 61.19 | 59.19 | 5 | 0
2035 | NE_2_MAPP_US | NE | MAPP_US | Internal | Winter | B18 | 400 | 1600 | 0 | 56.98 | 50.9 | 5 | 0
2035 | NE_2_MAPP_US | NE | MAPP_US | Internal | Winter | B19 | 700 | 1600 | 0 | 53.25 | 50.9 | 5 | 0
2035 | NE_2_MAPP_US | NE | MAPP_US | Internal | Winter | B20 | 935 | 1600 | 0 | 49.44 | 43.08 | 5 | 0
2035 | NE_2_MISO_W | NE | MISO_W | Internal | Shoulder | B11 | 25 | 1600 | 0 | 85.45 | 85.45 | 5 | 0
2035 | NE_2_MISO_W | NE | MISO_W | Internal | Shoulder | B12 | 200 | 1600 | 0 | 63.48 | 63.87 | 5 | 0
2035 | NE_2_MISO_W | NE | MISO_W | Internal | Shoulder | B13 | 600 | 1600 | 0 | 55.2 | 55.2 | 5 | 0
2035 | NE_2_MISO_W | NE | MISO_W | Internal | Shoulder | B14 | 900 | 1600 | 0 | 53.4 | 53.71 | 5 | 0
2035 | NE_2_MISO_W | NE | MISO_W | Internal | Shoulder | B15 | 1203 | 1600 | 0 | 49.02 | 48.56 | 5 | 0
2035 | NE_2_MISO_W | NE | MISO_W | Internal | Summer | B1 | 10 | 1600 | 0 | 87.53 | 87.53 | 5 | 0
2035 | NE_2_MISO_W | NE | MISO_W | Internal | Summer | B2 | 25 | 1600 | 0 | 86.13 | 86.13 | 5 | 0
2035 | NE_2_MISO_W | NE | MISO_W | Internal | Summer | B3 | 75 | 1600 | 0 | 85.64 | 86.13 | 5 | 0
2035 | NE_2_MISO_W | NE | MISO_W | Internal | Summer | B4 | 100 | 1600 | 0 | 85.43 | 85.43 | 5 | 0
2035 | NE_2_MISO_W | NE | MISO_W | Internal | Summer | B5 | 200 | 1600 | 0 | 84.55 | 84.55 | 5 | 0
2035 | NE_2_MISO_W | NE | MISO_W | Internal | Summer | B6 | 300 | 1600 | 0 | 71.73 | 71.73 | 5 | 0
2035 | NE_2_MISO_W | NE | MISO_W | Internal | Summer | B7 | 400 | 1600 | 0 | 56.06 | 52.32 | 5 | 0
2035 | NE_2_MISO_W | NE | MISO_W | Internal | Summer | B8 | 500 | 1600 | 0 | 51.9 | 49.97 | 5 | 0
2035 | NE_2_MISO_W | NE | MISO_W | Internal | Summer | B9 | 800 | 1600 | 0 | 49.96 | 47.33 | 5 | 0
2035 | NE_2_MISO_W | NE | MISO_W | Internal | Summer | B10 | 1262 | 1600 | 147.6 | 39.92 | 44.92 | 5 | 0
2035 | NE_2_MISO_W | NE | MISO_W | Internal | Winter | B16 | 25 | 1600 | 77.49 | 76.85 | 81.85 | 5 | 0
2035 | NE_2_MISO_W | NE | MISO_W | Internal | Winter | B17 | 100 | 1600 | 769.94 | 61.19 | 66.19 | 5 | 0
2035 | NE_2_MISO_W | NE | MISO_W | Internal | Winter | B18 | 400 | 1600 | 0 | 56.98 | 57.9 | 5 | 0
2035 | NE_2_MISO_W | NE | MISO_W | Internal | Winter | B19 | 700 | 1600 | 0 | 53.25 | 56.94 | 5 | 0
2035 | NE_2_MISO_W | NE | MISO_W | Internal | Winter | B20 | 935 | 1600 | 0 | 49.44 | 49.45 | 5 | 0
2035 | NE_2_SPP_N | NE | SPP_N | Internal | Shoulder | B11 | 25 | 1800 | 1713.38 | 85.45 | 85.46 | 0.01 | 0
2035 | NE_2_SPP_N | NE | SPP_N | Internal | Shoulder | B12 | 200 | 1800 | 499.99 | 63.48 | 63.49 | 0.01 | 0
2035 | NE_2_SPP_N | NE | SPP_N | Internal | Shoulder | B13 | 600 | 1800 | 549.05 | 55.2 | 55.21 | 0.01 | 0
2035 | NE_2_SPP_N | NE | SPP_N | Internal | Shoulder | B14 | 900 | 1800 | 588.64 | 53.4 | 53.41 | 0.01 | 0
2035 | NE_2_SPP_N | NE | SPP_N | Internal | Shoulder | B15 | 1203 | 1800 | 1081.4 | 49.02 | 49.03 | 0.01 | 0
2035 | NE_2_SPP_N | NE | SPP_N | Internal | Summer | B1 | 10 | 1800 | 978.53 | 87.53 | 87.55 | 0.01 | 0
2035 | NE_2_SPP_N | NE | SPP_N | Internal | Summer | B2 | 25 | 1800 | 560.1 | 86.13 | 86.14 | 0.01 | 0
2035 | NE_2_SPP_N | NE | SPP_N | Internal | Summer | B3 | 75 | 1800 | 0.13 | 85.64 | 85.63 | 0.01 | 0
2035 | NE_2_SPP_N | NE | SPP_N | Internal | Summer | B4 | 100 | 1800 | 874.49 | 85.43 | 85.45 | 0.01 | 0
2035 | NE_2_SPP_N | NE | SPP_N | Internal | Summer | B5 | 200 | 1800 | 1221.6 | 84.55 | 84.56 | 0.01 | 0
2035 | NE_2_SPP_N | NE | SPP_N | Internal | Summer | B6 | 300 | 1800 | 1800 | 71.73 | 72.25 | 0.01 | 0.51
2035 | NE_2_SPP_N | NE | SPP_N | Internal | Summer | B7 | 400 | 1800 | 1383.4 | 56.06 | 56.07 | 0.01 | 0
2035 | NE_2_SPP_N | NE | SPP_N | Internal | Summer | B8 | 500 | 1800 | 1800 | 51.9 | 52.08 | 0.01 | 0.17
2035 | NE_2_SPP_N | NE | SPP_N | Internal | Summer | B9 | 800 | 1800 | 1800 | 49.96 | 51.6 | 0.01 | 1.62
2035 | NE_2_SPP_N | NE | SPP_N | Internal | Summer | B10 | 1262 | 1800 | 1800 | 39.92 | 47.41 | 0.01 | 7.48
2035 | NE_2_SPP_N | NE | SPP_N | Internal | Winter | B16 | 25 | 1800 | 1320.07 | 76.85 | 76.86 | 0.01 | 0
2035 | NE_2_SPP_N | NE | SPP_N | Internal | Winter | B17 | 100 | 1800 | 369.38 | 61.19 | 61.2 | 0.01 | 0
2035 | NE_2_SPP_N | NE | SPP_N | Internal | Winter | B18 | 400 | 1800 | 1244.91 | 56.98 | 56.99 | 0.01 | 0
2035 | NE_2_SPP_N | NE | SPP_N | Internal | Winter | B19 | 700 | 1800 | 981.98 | 53.25 | 53.26 | 0.01 | 0
2035 | NE_2_SPP_N | NE | SPP_N | Internal | Winter | B20 | 935 | 1800 | 1800 | 49.44 | 52.03 | 0.01 | 2.58
2035 | NEISO_2_NYISO_A-F | NEISO | NYISO_A-F | Internal | Shoulder | B11 | 25 | 600 | 600 | 46.31 | 59.06 | 3 | 9.75
2035 | NEISO_2_NYISO_A-F | NEISO | NYISO_A-F | Internal | Shoulder | B12 | 200 | 600 | 600 | 46.31 | 54.49 | 3 | 5.18
2035 | NEISO_2_NYISO_A-F | NEISO | NYISO_A-F | Internal | Shoulder | B13 | 600 | 600 | 600 | 46.31 | 50.33 | 3 | 1.02
2035 | NEISO_2_NYISO_A-F | NEISO | NYISO_A-F | Internal | Shoulder | B14 | 900 | 600 | 600 | 46.31 | 49.65 | 3 | 0.34
2035 | NEISO_2_NYISO_A-F | NEISO | NYISO_A-F | Internal | Shoulder | B15 | 1203 | 600 | 600 | 46.31 | 49.65 | 3 | 0.34
2035 | NEISO_2_NYISO_A-F | NEISO | NYISO_A-F | Internal | Summer | B1 | 10 | 600 | 18.44 | 70.56 | 73.56 | 3 | 0
2035 | NEISO_2_NYISO_A-F | NEISO | NYISO_A-F | Internal | Summer | B2 | 25 | 600 | 0.7 | 70.56 | 73.55 | 3 | 0
2035 | NEISO_2_NYISO_A-F | NEISO | NYISO_A-F | Internal | Summer | B3 | 75 | 600 | 265.61 | 66.22 | 69.22 | 3 | 0
2035 | NEISO_2_NYISO_A-F | NEISO | NYISO_A-F | Internal | Summer | B4 | 100 | 600 | 600 | 59.4 | 64.8 | 3 | 2.39
2035 | NEISO_2_NYISO_A-F | NEISO | NYISO_A-F | Internal | Summer | B5 | 200 | 600 | 600 | 47.45 | 61.34 | 3 | 10.89
2035 | NEISO_2_NYISO_A-F | NEISO | NYISO_A-F | Internal | Summer | B6 | 300 | 600 | 600 | 42.77 | 54.26 | 3 | 8.49
2035 | NEISO_2_NYISO_A-F | NEISO | NYISO_A-F | Internal | Summer | B7 | 400 | 600 | 600 | 42.77 | 48.43 | 3 | 2.66
2035 | NEISO_2_NYISO_A-F | NEISO | NYISO_A-F | Internal | Summer | B8 | 500 | 600 | 600 | 42.77 | 48.35 | 3 | 2.58
2035 | NEISO_2_NYISO_A-F | NEISO | NYISO_A-F | Internal | Summer | B9 | 800 | 600 | 600 | 42.77 | 48.35 | 3 | 2.58
2035 | NEISO_2_NYISO_A-F | NEISO | NYISO_A-F | Internal | Summer | B10 | 1262 | 600 | 600 | 42.77 | 48.35 | 3 | 2.58
2035 | NEISO_2_NYISO_A-F | NEISO | NYISO_A-F | Internal | Winter | B16 | 25 | 600 | 600 | 57.22 | 75.86 | 3 | 15.64
2035 | NEISO_2_NYISO_A-F | NEISO | NYISO_A-F | Internal | Winter | B17 | 100 | 600 | 0.19 | 57.22 | 60.21 | 3 | 0
2035 | NEISO_2_NYISO_A-F | NEISO | NYISO_A-F | Internal | Winter | B18 | 400 | 600 | 0 | 57.22 | 57.89 | 3 | 0
2035 | NEISO_2_NYISO_A-F | NEISO | NYISO_A-F | Internal | Winter | B19 | 700 | 600 | 0 | 57.22 | 57.6 | 3 | 0
2035 | NEISO_2_NYISO_A-F | NEISO | NYISO_A-F | Internal | Winter | B20 | 935 | 600 | 0 | 57.22 | 57.6 | 3 | 0
2035 | NEISO_2_NYISO_G-I | NEISO | NYISO_G-I | Internal | Shoulder | B11 | 25 | 600 | 600 | 46.31 | 59.07 | 3 | 9.76
2035 | NEISO_2_NYISO_G-I | NEISO | NYISO_G-I | Internal | Shoulder | B12 | 200 | 600 | 600 | 46.31 | 54.5 | 3 | 5.19
2035 | NEISO_2_NYISO_G-I | NEISO | NYISO_G-I | Internal | Shoulder | B13 | 600 | 600 | 600 | 46.31 | 50.34 | 3 | 1.03
2035 | NEISO_2_NYISO_G-I | NEISO | NYISO_G-I | Internal | Shoulder | B14 | 900 | 600 | 600 | 46.31 | 49.67 | 3 | 0.35
2035 | NEISO_2_NYISO_G-I | NEISO | NYISO_G-I | Internal | Shoulder | B15 | 1203 | 600 | 600 | 46.31 | 49.64 | 3 | 0.33
2035 | NEISO_2_NYISO_G-I | NEISO | NYISO_G-I | Internal | Summer | B1 | 10 | 600 | 598.01 | 70.56 | 73.57 | 3 | 0.01
2035 | NEISO_2_NYISO_G-I | NEISO | NYISO_G-I | Internal | Summer | B2 | 25 | 600 | 262.92 | 70.56 | 73.56 | 3 | 0
2035 | NEISO_2_NYISO_G-I | NEISO | NYISO_G-I | Internal | Summer | B3 | 75 | 600 | 599.76 | 66.22 | 69.23 | 3 | 0.01
2035 | NEISO_2_NYISO_G-I | NEISO | NYISO_G-I | Internal | Summer | B4 | 100 | 600 | 600 | 59.4 | 64.81 | 3 | 2.41
2035 | NEISO_2_NYISO_G-I | NEISO | NYISO_G-I | Internal | Summer | B5 | 200 | 600 | 600 | 47.45 | 61.36 | 3 | 10.9
2035 | NEISO_2_NYISO_G-I | NEISO | NYISO_G-I | Internal | Summer | B6 | 300 | 600 | 600 | 42.77 | 54.27 | 3 | 8.5
2035 | NEISO_2_NYISO_G-I | NEISO | NYISO_G-I | Internal | Summer | B7 | 400 | 600 | 600 | 42.77 | 48.44 | 3 | 2.67
2035 | NEISO_2_NYISO_G-I | NEISO | NYISO_G-I | Internal | Summer | B8 | 500 | 600 | 600 | 42.77 | 48.36 | 3 | 2.59
2035 | NEISO_2_NYISO_G-I | NEISO | NYISO_G-I | Internal | Summer | B9 | 800 | 600 | 600 | 42.77 | 48.36 | 3 | 2.59
2035 | NEISO_2_NYISO_G-I | NEISO | NYISO_G-I | Internal | Summer | B10 | 1262 | 600 | 600 | 42.77 | 48.34 | 3 | 2.57
2035 | NEISO_2_NYISO_G-I | NEISO | NYISO_G-I | Internal | Winter | B16 | 25 | 600 | 600 | 57.22 | 75.87 | 3 | 15.65
2035 | NEISO_2_NYISO_G-I | NEISO | NYISO_G-I | Internal | Winter | B17 | 100 | 600 | 527.54 | 57.22 | 60.22 | 3 | 0
2035 | NEISO_2_NYISO_G-I | NEISO | NYISO_G-I | Internal | Winter | B18 | 400 | 600 | 0 | 57.22 | 57.9 | 3 | 0
2035 | NEISO_2_NYISO_G-I | NEISO | NYISO_G-I | Internal | Winter | B19 | 700 | 600 | 0 | 57.22 | 57.61 | 3 | 0
2035 | NEISO_2_NYISO_G-I | NEISO | NYISO_G-I | Internal | Winter | B20 | 935 | 600 | 0 | 57.22 | 57.61 | 3 | 0
2035 | NEISO_2_NYISO_J-K | NEISO | NYISO_J-K | Internal | Shoulder | B11 | 25 | 430 | 430 | 46.31 | 66.67 | 3 | 17.36
2035 | NEISO_2_NYISO_J-K | NEISO | NYISO_J-K | Internal | Shoulder | B12 | 200 | 430 | 430 | 46.31 | 66.67 | 3 | 17.36
2035 | NEISO_2_NYISO_J-K | NEISO | NYISO_J-K | Internal | Shoulder | B13 | 600 | 430 | 430 | 46.31 | 59.25 | 3 | 9.94
2035 | NEISO_2_NYISO_J-K | NEISO | NYISO_J-K | Internal | Shoulder | B14 | 900 | 430 | 430 | 46.31 | 50.01 | 3 | 0.7
2035 | NEISO_2_NYISO_J-K | NEISO | NYISO_J-K | Internal | Shoulder | B15 | 1203 | 430 | 430 | 46.31 | 49.65 | 3 | 0.34
2035 | NEISO_2_NYISO_J-K | NEISO | NYISO_J-K | Internal | Summer | B1 | 10 | 430 | 429.08 | 70.56 | 73.59 | 3 | 0.02
2035 | NEISO_2_NYISO_J-K | NEISO | NYISO_J-K | Internal | Summer | B2 | 25 | 430 | 429.29 | 70.56 | 73.57 | 3 | 0.01
2035 | NEISO_2_NYISO_J-K | NEISO | NYISO_J-K | Internal | Summer | B3 | 75 | 430 | 429.88 | 66.22 | 69.24 | 3 | 0.02
2035 | NEISO_2_NYISO_J-K | NEISO | NYISO_J-K | Internal | Summer | B4 | 100 | 430 | 430 | 59.4 | 64.82 | 3 | 2.42
2035 | NEISO_2_NYISO_J-K | NEISO | NYISO_J-K | Internal | Summer | B5 | 200 | 430 | 430 | 47.45 | 61.37 | 3 | 10.91
2035 | NEISO_2_NYISO_J-K | NEISO | NYISO_J-K | Internal | Summer | B6 | 300 | 430 | 430 | 42.77 | 61.37 | 3 | 15.6
2035 | NEISO_2_NYISO_J-K | NEISO | NYISO_J-K | Internal | Summer | B7 | 400 | 430 | 430 | 42.77 | 61.37 | 3 | 15.6
2035 | NEISO_2_NYISO_J-K | NEISO | NYISO_J-K | Internal | Summer | B8 | 500 | 430 | 430 | 42.77 | 61.37 | 3 | 15.6
2035 | NEISO_2_NYISO_J-K | NEISO | NYISO_J-K | Internal | Summer | B9 | 800 | 430 | 430 | 42.77 | 48.38 | 3 | 2.6
2035 | NEISO_2_NYISO_J-K | NEISO | NYISO_J-K | Internal | Summer | B10 | 1262 | 430 | 430 | 42.77 | 48.35 | 3 | 2.58
2035 | NEISO_2_NYISO_J-K | NEISO | NYISO_J-K | Internal | Winter | B16 | 25 | 430 | 430 | 57.22 | 85.06 | 3 | 24.84
2035 | NEISO_2_NYISO_J-K | NEISO | NYISO_J-K | Internal | Winter | B17 | 100 | 430 | 430 | 57.22 | 85.06 | 3 | 24.84
2035 | NEISO_2_NYISO_J-K | NEISO | NYISO_J-K | Internal | Winter | B18 | 400 | 430 | 430 | 57.22 | 77.66 | 3 | 17.44
2035 | NEISO_2_NYISO_J-K | NEISO | NYISO_J-K | Internal | Winter | B19 | 700 | 430 | 430 | 57.22 | 63.63 | 3 | 3.41
2035 | NEISO_2_NYISO_J-K | NEISO | NYISO_J-K | Internal | Winter | B20 | 935 | 430 | 0 | 57.22 | 59.79 | 3 | 0
2035 | NonRTO_Midwest_2_MISO_IN | NonRTO_Midwest | MISO_IN | Internal | Shoulder | B11 | 25 | 4450 | 0 | 86.37 | 78.37 | 8 | 0
2035 | NonRTO_Midwest_2_MISO_IN | NonRTO_Midwest | MISO_IN | Internal | Shoulder | B12 | 200 | 4450 | 0 | 71.84 | 63.84 | 8 | 0
2035 | NonRTO_Midwest_2_MISO_IN | NonRTO_Midwest | MISO_IN | Internal | Shoulder | B13 | 600 | 4450 | 0 | 59.44 | 55.17 | 8 | 0
2035 | NonRTO_Midwest_2_MISO_IN | NonRTO_Midwest | MISO_IN | Internal | Shoulder | B14 | 900 | 4450 | 0 | 50.47 | 53.68 | 8 | 0
2035 | NonRTO_Midwest_2_MISO_IN | NonRTO_Midwest | MISO_IN | Internal | Shoulder | B15 | 1203 | 4450 | 0 | 45.3 | 46.63 | 8 | 0
2035 | NonRTO_Midwest_2_MISO_IN | NonRTO_Midwest | MISO_IN | Internal | Summer | B1 | 10 | 4450 | 0 | 88.93 | 87.3 | 8 | 0
2035 | NonRTO_Midwest_2_MISO_IN | NonRTO_Midwest | MISO_IN | Internal | Summer | B2 | 25 | 4450 | 0 | 88.93 | 85.37 | 8 | 0
2035 | NonRTO_Midwest_2_MISO_IN | NonRTO_Midwest | MISO_IN | Internal | Summer | B3 | 75 | 4450 | 0 | 88.93 | 83.2 | 8 | 0
2035 | NonRTO_Midwest_2_MISO_IN | NonRTO_Midwest | MISO_IN | Internal | Summer | B4 | 100 | 4450 | 0 | 88.25 | 80.25 | 8 | 0
2035 | NonRTO_Midwest_2_MISO_IN | NonRTO_Midwest | MISO_IN | Internal | Summer | B5 | 200 | 4450 | 0 | 86.32 | 78.32 | 8 | 0
2035 | NonRTO_Midwest_2_MISO_IN | NonRTO_Midwest | MISO_IN | Internal | Summer | B6 | 300 | 4450 | 0 | 72.23 | 64.23 | 8 | 0
2035 | NonRTO_Midwest_2_MISO_IN | NonRTO_Midwest | MISO_IN | Internal | Summer | B7 | 400 | 4450 | 0 | 48.9 | 52.31 | 8 | 0
2035 | NonRTO_Midwest_2_MISO_IN | NonRTO_Midwest | MISO_IN | Internal | Summer | B8 | 500 | 4450 | 0 | 48.9 | 49.95 | 8 | 0
2035 | NonRTO_Midwest_2_MISO_IN | NonRTO_Midwest | MISO_IN | Internal | Summer | B9 | 800 | 4450 | 0 | 47.08 | 45.16 | 8 | 0
2035 | NonRTO_Midwest_2_MISO_IN | NonRTO_Midwest | MISO_IN | Internal | Summer | B10 | 1262 | 4450 | 0 | 40.84 | 45.16 | 8 | 0
2035 | NonRTO_Midwest_2_MISO_IN | NonRTO_Midwest | MISO_IN | Internal | Winter | B16 | 25 | 4450 | 0 | 89.87 | 81.87 | 8 | 0
2035 | NonRTO_Midwest_2_MISO_IN | NonRTO_Midwest | MISO_IN | Internal | Winter | B17 | 100 | 4450 | 0 | 74.2 | 66.2 | 8 | 0
2035 | NonRTO_Midwest_2_MISO_IN | NonRTO_Midwest | MISO_IN | Internal | Winter | B18 | 400 | 4450 | 0 | 62.99 | 57.87 | 8 | 0
2035 | NonRTO_Midwest_2_MISO_IN | NonRTO_Midwest | MISO_IN | Internal | Winter | B19 | 700 | 4450 | 0 | 49.95 | 53.27 | 8 | 0
2035 | NonRTO_Midwest_2_MISO_IN | NonRTO_Midwest | MISO_IN | Internal | Winter | B20 | 935 | 4450 | 0 | 45.32 | 49.66 | 8 | 0
2035 | NonRTO_Midwest_2_TVA_Transmission | NonRTO_Midwest | TVA_Transmission | Internal | Shoulder | B11 | 25 | 2400 | 0 | 86.37 | 77.37 | 8 | 0
2035 | NonRTO_Midwest_2_TVA_Transmission | NonRTO_Midwest | TVA_Transmission | Internal | Shoulder | B12 | 200 | 2400 | 0 | 71.84 | 63.32 | 8 | 0
2035 | NonRTO_Midwest_2_TVA_Transmission | NonRTO_Midwest | TVA_Transmission | Internal | Shoulder | B13 | 600 | 2400 | 0 | 59.44 | 56.87 | 8 | 0
2035 | NonRTO_Midwest_2_TVA_Transmission | NonRTO_Midwest | TVA_Transmission | Internal | Shoulder | B14 | 900 | 2400 | 0 | 50.47 | 55.94 | 8 | 0
2035 | NonRTO_Midwest_2_TVA_Transmission | NonRTO_Midwest | TVA_Transmission | Internal | Shoulder | B15 | 1203 | 2400 | 0 | 45.3 | 52.56 | 8 | 0
2035 | NonRTO_Midwest_2_TVA_Transmission | NonRTO_Midwest | TVA_Transmission | Internal | Summer | B1 | 10 | 2400 | 0 | 88.93 | 87.8 | 8 | 0
2035 | NonRTO_Midwest_2_TVA_Transmission | NonRTO_Midwest | TVA_Transmission | Internal | Summer | B2 | 25 | 2400 | 0 | 88.93 | 87.8 | 8 | 0
2035 | NonRTO_Midwest_2_TVA_Transmission | NonRTO_Midwest | TVA_Transmission | Internal | Summer | B3 | 75 | 2400 | 0 | 88.93 | 86.78 | 8 | 0
2035 | NonRTO_Midwest_2_TVA_Transmission | NonRTO_Midwest | TVA_Transmission | Internal | Summer | B4 | 100 | 2400 | 0 | 88.25 | 83.18 | 8 | 0
2035 | NonRTO_Midwest_2_TVA_Transmission | NonRTO_Midwest | TVA_Transmission | Internal | Summer | B5 | 200 | 2400 | 0 | 86.32 | 78.28 | 8 | 0
2035 | NonRTO_Midwest_2_TVA_Transmission | NonRTO_Midwest | TVA_Transmission | Internal | Summer | B6 | 300 | 2400 | 0 | 72.23 | 65.98 | 8 | 0
2035 | NonRTO_Midwest_2_TVA_Transmission | NonRTO_Midwest | TVA_Transmission | Internal | Summer | B7 | 400 | 2400 | 0 | 48.9 | 54.91 | 8 | 0
2035 | NonRTO_Midwest_2_TVA_Transmission | NonRTO_Midwest | TVA_Transmission | Internal | Summer | B8 | 500 | 2400 | 0 | 48.9 | 53.76 | 8 | 0
2035 | NonRTO_Midwest_2_TVA_Transmission | NonRTO_Midwest | TVA_Transmission | Internal | Summer | B9 | 800 | 2400 | 0 | 47.08 | 50.19 | 8 | 0
2035 | NonRTO_Midwest_2_TVA_Transmission | NonRTO_Midwest | TVA_Transmission | Internal | Summer | B10 | 1262 | 2400 | 1052.2 | 40.84 | 48.84 | 8 | 0
2035 | NonRTO_Midwest_2_TVA_Transmission | NonRTO_Midwest | TVA_Transmission | Internal | Winter | B16 | 25 | 2400 | 0 | 89.87 | 81.86 | 8 | 0
2035 | NonRTO_Midwest_2_TVA_Transmission | NonRTO_Midwest | TVA_Transmission | Internal | Winter | B17 | 100 | 2400 | 0 | 74.2 | 66.58 | 8 | 0
2035 | NonRTO_Midwest_2_TVA_Transmission | NonRTO_Midwest | TVA_Transmission | Internal | Winter | B18 | 400 | 2400 | 0 | 62.99 | 59.56 | 8 | 0
2035 | NonRTO_Midwest_2_TVA_Transmission | NonRTO_Midwest | TVA_Transmission | Internal | Winter | B19 | 700 | 2400 | 0 | 49.95 | 55.93 | 8 | 0
2035 | NonRTO_Midwest_2_TVA_Transmission | NonRTO_Midwest | TVA_Transmission | Internal | Winter | B20 | 935 | 2400 | 471.43 | 45.32 | 53.32 | 8 | 0
2035 | NYISO_A-F_2_IESO | NYISO_A-F | IESO | Internal | Shoulder | B11 | 25 | 1600 | 0 | 59.06 | 48.51 | 7 | 0
2035 | NYISO_A-F_2_IESO | NYISO_A-F | IESO | Internal | Shoulder | B12 | 200 | 1600 | 0 | 54.49 | 48.51 | 7 | 0
2035 | NYISO_A-F_2_IESO | NYISO_A-F | IESO | Internal | Shoulder | B13 | 600 | 1600 | 0 | 50.33 | 46.69 | 7 | 0
2035 | NYISO_A-F_2_IESO | NYISO_A-F | IESO | Internal | Shoulder | B14 | 900 | 1600 | 0 | 49.65 | 46.69 | 7 | 0
2035 | NYISO_A-F_2_IESO | NYISO_A-F | IESO | Internal | Shoulder | B15 | 1203 | 1600 | 0 | 49.65 | 46.69 | 7 | 0
2035 | NYISO_A-F_2_IESO | NYISO_A-F | IESO | Internal | Summer | B1 | 10 | 1600 | 0.08 | 73.56 | 80.31 | 7 | 0
2035 | NYISO_A-F_2_IESO | NYISO_A-F | IESO | Internal | Summer | B2 | 25 | 1600 | 0 | 73.55 | 78.38 | 7 | 0
2035 | NYISO_A-F_2_IESO | NYISO_A-F | IESO | Internal | Summer | B3 | 75 | 1600 | 90.98 | 69.22 | 76.22 | 7 | 0
2035 | NYISO_A-F_2_IESO | NYISO_A-F | IESO | Internal | Summer | B4 | 100 | 1600 | 400.55 | 64.8 | 71.8 | 7 | 0
2035 | NYISO_A-F_2_IESO | NYISO_A-F | IESO | Internal | Summer | B5 | 200 | 1600 | 0 | 61.34 | 56.85 | 7 | 0
2035 | NYISO_A-F_2_IESO | NYISO_A-F | IESO | Internal | Summer | B6 | 300 | 1600 | 0 | 54.26 | 47.68 | 7 | 0
2035 | NYISO_A-F_2_IESO | NYISO_A-F | IESO | Internal | Summer | B7 | 400 | 1600 | 0 | 48.43 | 45.32 | 7 | 0
2035 | NYISO_A-F_2_IESO | NYISO_A-F | IESO | Internal | Summer | B8 | 500 | 1600 | 0 | 48.35 | 43.92 | 7 | 0
2035 | NYISO_A-F_2_IESO | NYISO_A-F | IESO | Internal | Summer | B9 | 800 | 1600 | 0 | 48.35 | 43.92 | 7 | 0
2035 | NYISO_A-F_2_IESO | NYISO_A-F | IESO | Internal | Summer | B10 | 1262 | 1600 | 0 | 48.35 | 43.92 | 7 | 0
2035 | NYISO_A-F_2_IESO | NYISO_A-F | IESO | Internal | Winter | B16 | 25 | 1600 | 0 | 75.86 | 68.86 | 7 | 0
2035 | NYISO_A-F_2_IESO | NYISO_A-F | IESO | Internal | Winter | B17 | 100 | 1600 | 0 | 60.21 | 53.21 | 7 | 0
2035 | NYISO_A-F_2_IESO | NYISO_A-F | IESO | Internal | Winter | B18 | 400 | 1600 | 0 | 57.89 | 50.89 | 7 | 0
2035 | NYISO_A-F_2_IESO | NYISO_A-F | IESO | Internal | Winter | B19 | 700 | 1600 | 0 | 57.6 | 50.89 | 7 | 0
2035 | NYISO_A-F_2_IESO | NYISO_A-F | IESO | Internal | Winter | B20 | 935 | 1600 | 0 | 57.6 | 50.89 | 7 | 0
2035 | NYISO_A-F_2_NEISO | NYISO_A-F | NEISO | Internal | Shoulder | B11 | 25 | 600 | 0 | 59.06 | 46.31 | 3 | 0
2035 | NYISO_A-F_2_NEISO | NYISO_A-F | NEISO | Internal | Shoulder | B12 | 200 | 600 | 0 | 54.49 | 46.31 | 3 | 0
2035 | NYISO_A-F_2_NEISO | NYISO_A-F | NEISO | Internal | Shoulder | B13 | 600 | 600 | 0 | 50.33 | 46.31 | 3 | 0
2035 | NYISO_A-F_2_NEISO | NYISO_A-F | NEISO | Internal | Shoulder | B14 | 900 | 600 | 0 | 49.65 | 46.31 | 3 | 0
2035 | NYISO_A-F_2_NEISO | NYISO_A-F | NEISO | Internal | Shoulder | B15 | 1203 | 600 | 0 | 49.65 | 46.31 | 3 | 0
2035 | NYISO_A-F_2_NEISO | NYISO_A-F | NEISO | Internal | Summer | B1 | 10 | 600 | 0 | 73.56 | 70.56 | 3 | 0
2035 | NYISO_A-F_2_NEISO | NYISO_A-F | NEISO | Internal | Summer | B2 | 25 | 600 | 0 | 73.55 | 70.56 | 3 | 0
2035 | NYISO_A-F_2_NEISO | NYISO_A-F | NEISO | Internal | Summer | B3 | 75 | 600 | 0 | 69.22 | 66.22 | 3 | 0
2035 | NYISO_A-F_2_NEISO | NYISO_A-F | NEISO | Internal | Summer | B4 | 100 | 600 | 0 | 64.8 | 59.4 | 3 | 0
2035 | NYISO_A-F_2_NEISO | NYISO_A-F | NEISO | Internal | Summer | B5 | 200 | 600 | 0 | 61.34 | 47.45 | 3 | 0
2035 | NYISO_A-F_2_NEISO | NYISO_A-F | NEISO | Internal | Summer | B6 | 300 | 600 | 0 | 54.26 | 42.77 | 3 | 0
2035 | NYISO_A-F_2_NEISO | NYISO_A-F | NEISO | Internal | Summer | B7 | 400 | 600 | 0 | 48.43 | 42.77 | 3 | 0
2035 | NYISO_A-F_2_NEISO | NYISO_A-F | NEISO | Internal | Summer | B8 | 500 | 600 | 0 | 48.35 | 42.77 | 3 | 0
2035 | NYISO_A-F_2_NEISO | NYISO_A-F | NEISO | Internal | Summer | B9 | 800 | 600 | 0 | 48.35 | 42.77 | 3 | 0
2035 | NYISO_A-F_2_NEISO | NYISO_A-F | NEISO | Internal | Summer | B10 | 1262 | 600 | 0 | 48.35 | 42.77 | 3 | 0
2035 | NYISO_A-F_2_NEISO | NYISO_A-F | NEISO | Internal | Winter | B16 | 25 | 600 | 0 | 75.86 | 57.22 | 3 | 0
2035 | NYISO_A-F_2_NEISO | NYISO_A-F | NEISO | Internal | Winter | B17 | 100 | 600 | 0 | 60.21 | 57.22 | 3 | 0
2035 | NYISO_A-F_2_NEISO | NYISO_A-F | NEISO | Internal | Winter | B18 | 400 | 600 | 0 | 57.89 | 57.22 | 3 | 0
2035 | NYISO_A-F_2_NEISO | NYISO_A-F | NEISO | Internal | Winter | B19 | 700 | 600 | 0 | 57.6 | 57.22 | 3 | 0
2035 | NYISO_A-F_2_NEISO | NYISO_A-F | NEISO | Internal | Winter | B20 | 935 | 600 | 0 | 57.6 | 57.22 | 3 | 0
2035 | NYISO_A-F_2_NYISO_G-I | NYISO_A-F | NYISO_G-I | Internal | Shoulder | B11 | 25 | 4250 | 3476.37 | 59.06 | 59.07 | 0.01 | 0
2035 | NYISO_A-F_2_NYISO_G-I | NYISO_A-F | NYISO_G-I | Internal | Shoulder | B12 | 200 | 4250 | 1895.95 | 54.49 | 54.5 | 0.01 | 0
2035 | NYISO_A-F_2_NYISO_G-I | NYISO_A-F | NYISO_G-I | Internal | Shoulder | B13 | 600 | 4250 | 1759.84 | 50.33 | 50.34 | 0.01 | 0
2035 | NYISO_A-F_2_NYISO_G-I | NYISO_A-F | NYISO_G-I | Internal | Shoulder | B14 | 900 | 4250 | 1567.67 | 49.65 | 49.67 | 0.01 | 0
2035 | NYISO_A-F_2_NYISO_G-I | NYISO_A-F | NYISO_G-I | Internal | Shoulder | B15 | 1203 | 4250 | 0 | 49.65 | 49.64 | 0.01 | 0
2035 | NYISO_A-F_2_NYISO_G-I | NYISO_A-F | NYISO_G-I | Internal | Summer | B1 | 10 | 4250 | 2024.85 | 73.56 | 73.57 | 0.01 | 0
2035 | NYISO_A-F_2_NYISO_G-I | NYISO_A-F | NYISO_G-I | Internal | Summer | B2 | 25 | 4250 | 1593.31 | 73.55 | 73.56 | 0.01 | 0
2035 | NYISO_A-F_2_NYISO_G-I | NYISO_A-F | NYISO_G-I | Internal | Summer | B3 | 75 | 4250 | 1818.83 | 69.22 | 69.23 | 0.01 | 0
2035 | NYISO_A-F_2_NYISO_G-I | NYISO_A-F | NYISO_G-I | Internal | Summer | B4 | 100 | 4250 | 919.09 | 64.8 | 64.81 | 0.01 | 0
2035 | NYISO_A-F_2_NYISO_G-I | NYISO_A-F | NYISO_G-I | Internal | Summer | B5 | 200 | 4250 | 1761.98 | 61.34 | 61.36 | 0.01 | 0
2035 | NYISO_A-F_2_NYISO_G-I | NYISO_A-F | NYISO_G-I | Internal | Summer | B6 | 300 | 4250 | 2267.83 | 54.26 | 54.27 | 0.01 | 0
2035 | NYISO_A-F_2_NYISO_G-I | NYISO_A-F | NYISO_G-I | Internal | Summer | B7 | 400 | 4250 | 1769.32 | 48.43 | 48.44 | 0.01 | 0
2035 | NYISO_A-F_2_NYISO_G-I | NYISO_A-F | NYISO_G-I | Internal | Summer | B8 | 500 | 4250 | 1579.9 | 48.35 | 48.36 | 0.01 | 0
2035 | NYISO_A-F_2_NYISO_G-I | NYISO_A-F | NYISO_G-I | Internal | Summer | B9 | 800 | 4250 | 1157.94 | 48.35 | 48.36 | 0.01 | 0
2035 | NYISO_A-F_2_NYISO_G-I | NYISO_A-F | NYISO_G-I | Internal | Summer | B10 | 1262 | 4250 | 0 | 48.35 | 48.34 | 0.01 | 0
2035 | NYISO_A-F_2_NYISO_G-I | NYISO_A-F | NYISO_G-I | Internal | Winter | B16 | 25 | 4250 | 3651.4 | 75.86 | 75.87 | 0.01 | 0
2035 | NYISO_A-F_2_NYISO_G-I | NYISO_A-F | NYISO_G-I | Internal | Winter | B17 | 100 | 4250 | 3403.92 | 60.21 | 60.22 | 0.01 | 0
2035 | NYISO_A-F_2_NYISO_G-I | NYISO_A-F | NYISO_G-I | Internal | Winter | B18 | 400 | 4250 | 3596.57 | 57.89 | 57.9 | 0.01 | 0
2035 | NYISO_A-F_2_NYISO_G-I | NYISO_A-F | NYISO_G-I | Internal | Winter | B19 | 700 | 4250 | 3381.73 | 57.6 | 57.61 | 0.01 | 0
2035 | NYISO_A-F_2_NYISO_G-I | NYISO_A-F | NYISO_G-I | Internal | Winter | B20 | 935 | 4250 | 2675.06 | 57.6 | 57.61 | 0.01 | 0
2035 | NYISO_A-F_2_PJM_ROM | NYISO_A-F | PJM_ROM | Internal | Shoulder | B11 | 25 | 1000 | 1000 | 59.06 | 71.35 | 8 | 4.29
2035 | NYISO_A-F_2_PJM_ROM | NYISO_A-F | PJM_ROM | Internal | Shoulder | B12 | 200 | 1000 | 0 | 54.49 | 61.88 | 8 | 0
2035 | NYISO_A-F_2_PJM_ROM | NYISO_A-F | PJM_ROM | Internal | Shoulder | B13 | 600 | 1000 | 0 | 50.33 | 53.24 | 8 | 0
2035 | NYISO_A-F_2_PJM_ROM | NYISO_A-F | PJM_ROM | Internal | Shoulder | B14 | 900 | 1000 | 0 | 49.65 | 51.71 | 8 | 0
2035 | NYISO_A-F_2_PJM_ROM | NYISO_A-F | PJM_ROM | Internal | Shoulder | B15 | 1203 | 1000 | 0 | 49.65 | 46.58 | 8 | 0
2035 | NYISO_A-F_2_PJM_ROM | NYISO_A-F | PJM_ROM | Internal | Summer | B1 | 10 | 1000 | 999.9 | 73.56 | 81.81 | 8 | 0.25
2035 | NYISO_A-F_2_PJM_ROM | NYISO_A-F | PJM_ROM | Internal | Summer | B2 | 25 | 1000 | 999.97 | 73.55 | 81.81 | 8 | 0.26
2035 | NYISO_A-F_2_PJM_ROM | NYISO_A-F | PJM_ROM | Internal | Summer | B3 | 75 | 1000 | 1000 | 69.22 | 80.77 | 8 | 3.56
2035 | NYISO_A-F_2_PJM_ROM | NYISO_A-F | PJM_ROM | Internal | Summer | B4 | 100 | 1000 | 1000 | 64.8 | 77.17 | 8 | 4.37
2035 | NYISO_A-F_2_PJM_ROM | NYISO_A-F | PJM_ROM | Internal | Summer | B5 | 200 | 1000 | 1000 | 61.34 | 72.27 | 8 | 2.92
2035 | NYISO_A-F_2_PJM_ROM | NYISO_A-F | PJM_ROM | Internal | Summer | B6 | 300 | 1000 | 248.13 | 54.26 | 62.26 | 8 | 0
2035 | NYISO_A-F_2_PJM_ROM | NYISO_A-F | PJM_ROM | Internal | Summer | B7 | 400 | 1000 | 0 | 48.43 | 50.33 | 8 | 0
2035 | NYISO_A-F_2_PJM_ROM | NYISO_A-F | PJM_ROM | Internal | Summer | B8 | 500 | 1000 | 0 | 48.35 | 47.98 | 8 | 0
2035 | NYISO_A-F_2_PJM_ROM | NYISO_A-F | PJM_ROM | Internal | Summer | B9 | 800 | 1000 | 0 | 48.35 | 45.46 | 8 | 0
2035 | NYISO_A-F_2_PJM_ROM | NYISO_A-F | PJM_ROM | Internal | Summer | B10 | 1262 | 1000 | 0 | 48.35 | 44.92 | 8 | 0
2035 | NYISO_A-F_2_PJM_ROM | NYISO_A-F | PJM_ROM | Internal | Winter | B16 | 25 | 1000 | 501.61 | 75.86 | 83.86 | 8 | 0
2035 | NYISO_A-F_2_PJM_ROM | NYISO_A-F | PJM_ROM | Internal | Winter | B17 | 100 | 1000 | 272.07 | 60.21 | 68.21 | 8 | 0
2035 | NYISO_A-F_2_PJM_ROM | NYISO_A-F | PJM_ROM | Internal | Winter | B18 | 400 | 1000 | 0 | 57.89 | 60.06 | 8 | 0
2035 | NYISO_A-F_2_PJM_ROM | NYISO_A-F | PJM_ROM | Internal | Winter | B19 | 700 | 1000 | 0 | 57.6 | 56.29 | 8 | 0
2035 | NYISO_A-F_2_PJM_ROM | NYISO_A-F | PJM_ROM | Internal | Winter | B20 | 935 | 1000 | 0 | 57.6 | 51.6 | 8 | 0
2035 | NYISO_G-I_2_NEISO | NYISO_G-I | NEISO | Internal | Shoulder | B11 | 25 | 600 | 0 | 59.07 | 46.31 | 3 | 0
2035 | NYISO_G-I_2_NEISO | NYISO_G-I | NEISO | Internal | Shoulder | B12 | 200 | 600 | 0 | 54.5 | 46.31 | 3 | 0
2035 | NYISO_G-I_2_NEISO | NYISO_G-I | NEISO | Internal | Shoulder | B13 | 600 | 600 | 0 | 50.34 | 46.31 | 3 | 0
2035 | NYISO_G-I_2_NEISO | NYISO_G-I | NEISO | Internal | Shoulder | B14 | 900 | 600 | 0 | 49.67 | 46.31 | 3 | 0
2035 | NYISO_G-I_2_NEISO | NYISO_G-I | NEISO | Internal | Shoulder | B15 | 1203 | 600 | 0 | 49.64 | 46.31 | 3 | 0
2035 | NYISO_G-I_2_NEISO | NYISO_G-I | NEISO | Internal | Summer | B1 | 10 | 600 | 0 | 73.57 | 70.56 | 3 | 0
2035 | NYISO_G-I_2_NEISO | NYISO_G-I | NEISO | Internal | Summer | B2 | 25 | 600 | 0 | 73.56 | 70.56 | 3 | 0
2035 | NYISO_G-I_2_NEISO | NYISO_G-I | NEISO | Internal | Summer | B3 | 75 | 600 | 0 | 69.23 | 66.22 | 3 | 0
2035 | NYISO_G-I_2_NEISO | NYISO_G-I | NEISO | Internal | Summer | B4 | 100 | 600 | 0 | 64.81 | 59.4 | 3 | 0
2035 | NYISO_G-I_2_NEISO | NYISO_G-I | NEISO | Internal | Summer | B5 | 200 | 600 | 0 | 61.36 | 47.45 | 3 | 0
2035 | NYISO_G-I_2_NEISO | NYISO_G-I | NEISO | Internal | Summer | B6 | 300 | 600 | 0 | 54.27 | 42.77 | 3 | 0
2035 | NYISO_G-I_2_NEISO | NYISO_G-I | NEISO | Internal | Summer | B7 | 400 | 600 | 0 | 48.44 | 42.77 | 3 | 0
2035 | NYISO_G-I_2_NEISO | NYISO_G-I | NEISO | Internal | Summer | B8 | 500 | 600 | 0 | 48.36 | 42.77 | 3 | 0
2035 | NYISO_G-I_2_NEISO | NYISO_G-I | NEISO | Internal | Summer | B9 | 800 | 600 | 0 | 48.36 | 42.77 | 3 | 0
2035 | NYISO_G-I_2_NEISO | NYISO_G-I | NEISO | Internal | Summer | B10 | 1262 | 600 | 0 | 48.34 | 42.77 | 3 | 0
2035 | NYISO_G-I_2_NEISO | NYISO_G-I | NEISO | Internal | Winter | B16 | 25 | 600 | 0 | 75.87 | 57.22 | 3 | 0
2035 | NYISO_G-I_2_NEISO | NYISO_G-I | NEISO | Internal | Winter | B17 | 100 | 600 | 0 | 60.22 | 57.22 | 3 | 0
2035 | NYISO_G-I_2_NEISO | NYISO_G-I | NEISO | Internal | Winter | B18 | 400 | 600 | 0 | 57.9 | 57.22 | 3 | 0
2035 | NYISO_G-I_2_NEISO | NYISO_G-I | NEISO | Internal | Winter | B19 | 700 | 600 | 0 | 57.61 | 57.22 | 3 | 0
2035 | NYISO_G-I_2_NEISO | NYISO_G-I | NEISO | Internal | Winter | B20 | 935 | 600 | 0 | 57.61 | 57.22 | 3 | 0
2035 | NYISO_G-I_2_NYISO_A-F | NYISO_G-I | NYISO_A-F | Internal | Shoulder | B11 | 25 | 1999 | 0.36 | 59.07 | 59.06 | 0.01 | 0
2035 | NYISO_G-I_2_NYISO_A-F | NYISO_G-I | NYISO_A-F | Internal | Shoulder | B12 | 200 | 1999 | 0.05 | 54.5 | 54.49 | 0.01 | 0
2035 | NYISO_G-I_2_NYISO_A-F | NYISO_G-I | NYISO_A-F | Internal | Shoulder | B13 | 600 | 1999 | 0.02 | 50.34 | 50.33 | 0.01 | 0
2035 | NYISO_G-I_2_NYISO_A-F | NYISO_G-I | NYISO_A-F | Internal | Shoulder | B14 | 900 | 1999 | 0.01 | 49.67 | 49.65 | 0.01 | 0
2035 | NYISO_G-I_2_NYISO_A-F | NYISO_G-I | NYISO_A-F | Internal | Shoulder | B15 | 1203 | 1999 | 728.24 | 49.64 | 49.65 | 0.01 | 0
2035 | NYISO_G-I_2_NYISO_A-F | NYISO_G-I | NYISO_A-F | Internal | Summer | B1 | 10 | 1999 | 0.91 | 73.57 | 73.56 | 0.01 | 0
2035 | NYISO_G-I_2_NYISO_A-F | NYISO_G-I | NYISO_A-F | Internal | Summer | B2 | 25 | 1999 | 0.37 | 73.56 | 73.55 | 0.01 | 0
2035 | NYISO_G-I_2_NYISO_A-F | NYISO_G-I | NYISO_A-F | Internal | Summer | B3 | 75 | 1999 | 0.13 | 69.23 | 69.22 | 0.01 | 0
2035 | NYISO_G-I_2_NYISO_A-F | NYISO_G-I | NYISO_A-F | Internal | Summer | B4 | 100 | 1999 | 0.1 | 64.81 | 64.8 | 0.01 | 0
2035 | NYISO_G-I_2_NYISO_A-F | NYISO_G-I | NYISO_A-F | Internal | Summer | B5 | 200 | 1999 | 0.05 | 61.36 | 61.34 | 0.01 | 0
2035 | NYISO_G-I_2_NYISO_A-F | NYISO_G-I | NYISO_A-F | Internal | Summer | B6 | 300 | 1999 | 0.03 | 54.27 | 54.26 | 0.01 | 0
2035 | NYISO_G-I_2_NYISO_A-F | NYISO_G-I | NYISO_A-F | Internal | Summer | B7 | 400 | 1999 | 0.02 | 48.44 | 48.43 | 0.01 | 0
2035 | NYISO_G-I_2_NYISO_A-F | NYISO_G-I | NYISO_A-F | Internal | Summer | B8 | 500 | 1999 | 0.02 | 48.36 | 48.35 | 0.01 | 0
2035 | NYISO_G-I_2_NYISO_A-F | NYISO_G-I | NYISO_A-F | Internal | Summer | B9 | 800 | 1999 | 0.01 | 48.36 | 48.35 | 0.01 | 0
2035 | NYISO_G-I_2_NYISO_A-F | NYISO_G-I | NYISO_A-F | Internal | Summer | B10 | 1262 | 1999 | 1661.85 | 48.34 | 48.35 | 0.01 | 0
2035 | NYISO_G-I_2_NYISO_A-F | NYISO_G-I | NYISO_A-F | Internal | Winter | B16 | 25 | 1999 | 0.36 | 75.87 | 75.86 | 0.01 | 0
2035 | NYISO_G-I_2_NYISO_A-F | NYISO_G-I | NYISO_A-F | Internal | Winter | B17 | 100 | 1999 | 0.09 | 60.22 | 60.21 | 0.01 | 0
2035 | NYISO_G-I_2_NYISO_A-F | NYISO_G-I | NYISO_A-F | Internal | Winter | B18 | 400 | 1999 | 0.02 | 57.9 | 57.89 | 0.01 | 0
2035 | NYISO_G-I_2_NYISO_A-F | NYISO_G-I | NYISO_A-F | Internal | Winter | B19 | 700 | 1999 | 0.01 | 57.61 | 57.6 | 0.01 | 0
2035 | NYISO_G-I_2_NYISO_A-F | NYISO_G-I | NYISO_A-F | Internal | Winter | B20 | 935 | 1999 | 0.01 | 57.61 | 57.6 | 0.01 | 0
2035 | NYISO_G-I_2_NYISO_J-K | NYISO_G-I | NYISO_J-K | Internal | Shoulder | B11 | 25 | 6130 | 6130 | 59.07 | 66.67 | 0.01 | 7.59
2035 | NYISO_G-I_2_NYISO_J-K | NYISO_G-I | NYISO_J-K | Internal | Shoulder | B12 | 200 | 6130 | 6130 | 54.5 | 66.67 | 0.01 | 12.16
2035 | NYISO_G-I_2_NYISO_J-K | NYISO_G-I | NYISO_J-K | Internal | Shoulder | B13 | 600 | 6130 | 6130 | 50.34 | 59.25 | 0.01 | 8.9
2035 | NYISO_G-I_2_NYISO_J-K | NYISO_G-I | NYISO_J-K | Internal | Shoulder | B14 | 900 | 6130 | 6130 | 49.67 | 50.01 | 0.01 | 0.33
2035 | NYISO_G-I_2_NYISO_J-K | NYISO_G-I | NYISO_J-K | Internal | Shoulder | B15 | 1203 | 6130 | 4369.57 | 49.64 | 49.65 | 0.01 | 0
2035 | NYISO_G-I_2_NYISO_J-K | NYISO_G-I | NYISO_J-K | Internal | Summer | B1 | 10 | 6130 | 3875.15 | 73.57 | 73.59 | 0.01 | 0
2035 | NYISO_G-I_2_NYISO_J-K | NYISO_G-I | NYISO_J-K | Internal | Summer | B2 | 25 | 6130 | 3305.66 | 73.56 | 73.57 | 0.01 | 0
2035 | NYISO_G-I_2_NYISO_J-K | NYISO_G-I | NYISO_J-K | Internal | Summer | B3 | 75 | 6130 | 4369.77 | 69.23 | 69.24 | 0.01 | 0
2035 | NYISO_G-I_2_NYISO_J-K | NYISO_G-I | NYISO_J-K | Internal | Summer | B4 | 100 | 6130 | 3153.87 | 64.81 | 64.82 | 0.01 | 0
2035 | NYISO_G-I_2_NYISO_J-K | NYISO_G-I | NYISO_J-K | Internal | Summer | B5 | 200 | 6130 | 4165.51 | 61.36 | 61.37 | 0.01 | 0
2035 | NYISO_G-I_2_NYISO_J-K | NYISO_G-I | NYISO_J-K | Internal | Summer | B6 | 300 | 6130 | 6130 | 54.27 | 61.37 | 0.01 | 7.09
2035 | NYISO_G-I_2_NYISO_J-K | NYISO_G-I | NYISO_J-K | Internal | Summer | B7 | 400 | 6130 | 6130 | 48.44 | 61.37 | 0.01 | 12.91
2035 | NYISO_G-I_2_NYISO_J-K | NYISO_G-I | NYISO_J-K | Internal | Summer | B8 | 500 | 6130 | 6130 | 48.36 | 61.37 | 0.01 | 12.99
2035 | NYISO_G-I_2_NYISO_J-K | NYISO_G-I | NYISO_J-K | Internal | Summer | B9 | 800 | 6130 | 5966.67 | 48.36 | 48.38 | 0.01 | 0
2035 | NYISO_G-I_2_NYISO_J-K | NYISO_G-I | NYISO_J-K | Internal | Summer | B10 | 1262 | 6130 | 3708.83 | 48.34 | 48.35 | 0.01 | 0
2035 | NYISO_G-I_2_NYISO_J-K | NYISO_G-I | NYISO_J-K | Internal | Winter | B16 | 25 | 6130 | 6130 | 75.87 | 85.06 | 0.01 | 9.18
2035 | NYISO_G-I_2_NYISO_J-K | NYISO_G-I | NYISO_J-K | Internal | Winter | B17 | 100 | 6130 | 6130 | 60.22 | 85.06 | 0.01 | 24.83
2035 | NYISO_G-I_2_NYISO_J-K | NYISO_G-I | NYISO_J-K | Internal | Winter | B18 | 400 | 6130 | 6130 | 57.9 | 77.66 | 0.01 | 19.75
2035 | NYISO_G-I_2_NYISO_J-K | NYISO_G-I | NYISO_J-K | Internal | Winter | B19 | 700 | 6130 | 6130 | 57.61 | 63.63 | 0.01 | 6
2035 | NYISO_G-I_2_NYISO_J-K | NYISO_G-I | NYISO_J-K | Internal | Winter | B20 | 935 | 6130 | 6130 | 57.61 | 59.79 | 0.01 | 2.16
2035 | NYISO_G-I_2_PJM_E | NYISO_G-I | PJM_E | Internal | Shoulder | B11 | 25 | 1500 | 1500 | 59.07 | 71.34 | 8 | 4.27
2035 | NYISO_G-I_2_PJM_E | NYISO_G-I | PJM_E | Internal | Shoulder | B12 | 200 | 1500 | 0 | 54.5 | 61.89 | 8 | 0
2035 | NYISO_G-I_2_PJM_E | NYISO_G-I | PJM_E | Internal | Shoulder | B13 | 600 | 1500 | 0 | 50.34 | 53.25 | 8 | 0
2035 | NYISO_G-I_2_PJM_E | NYISO_G-I | PJM_E | Internal | Shoulder | B14 | 900 | 1500 | 0 | 49.67 | 51.72 | 8 | 0
2035 | NYISO_G-I_2_PJM_E | NYISO_G-I | PJM_E | Internal | Shoulder | B15 | 1203 | 1500 | 0 | 49.64 | 46.59 | 8 | 0
2035 | NYISO_G-I_2_PJM_E | NYISO_G-I | PJM_E | Internal | Summer | B1 | 10 | 1500 | 1499.9 | 73.57 | 81.83 | 8 | 0.25
2035 | NYISO_G-I_2_PJM_E | NYISO_G-I | PJM_E | Internal | Summer | B2 | 25 | 1500 | 1499.97 | 73.56 | 81.83 | 8 | 0.26
2035 | NYISO_G-I_2_PJM_E | NYISO_G-I | PJM_E | Internal | Summer | B3 | 75 | 1500 | 1500 | 69.23 | 80.76 | 8 | 3.53
2035 | NYISO_G-I_2_PJM_E | NYISO_G-I | PJM_E | Internal | Summer | B4 | 100 | 1500 | 1500 | 64.81 | 77.16 | 8 | 4.35
2035 | NYISO_G-I_2_PJM_E | NYISO_G-I | PJM_E | Internal | Summer | B5 | 200 | 1500 | 1500 | 61.36 | 72.28 | 8 | 2.92
2035 | NYISO_G-I_2_PJM_E | NYISO_G-I | PJM_E | Internal | Summer | B6 | 300 | 1500 | 282.05 | 54.27 | 62.27 | 8 | 0
2035 | NYISO_G-I_2_PJM_E | NYISO_G-I | PJM_E | Internal | Summer | B7 | 400 | 1500 | 0 | 48.44 | 50.34 | 8 | 0
2035 | NYISO_G-I_2_PJM_E | NYISO_G-I | PJM_E | Internal | Summer | B8 | 500 | 1500 | 0 | 48.36 | 47.99 | 8 | 0
2035 | NYISO_G-I_2_PJM_E | NYISO_G-I | PJM_E | Internal | Summer | B9 | 800 | 1500 | 0 | 48.36 | 45.48 | 8 | 0
2035 | NYISO_G-I_2_PJM_E | NYISO_G-I | PJM_E | Internal | Summer | B10 | 1262 | 1500 | 0 | 48.34 | 44.93 | 8 | 0
2035 | NYISO_G-I_2_PJM_E | NYISO_G-I | PJM_E | Internal | Winter | B16 | 25 | 1500 | 422.97 | 75.87 | 83.87 | 8 | 0
2035 | NYISO_G-I_2_PJM_E | NYISO_G-I | PJM_E | Internal | Winter | B17 | 100 | 1500 | 249.59 | 60.22 | 68.22 | 8 | 0
2035 | NYISO_G-I_2_PJM_E | NYISO_G-I | PJM_E | Internal | Winter | B18 | 400 | 1500 | 0 | 57.9 | 60.07 | 8 | 0
2035 | NYISO_G-I_2_PJM_E | NYISO_G-I | PJM_E | Internal | Winter | B19 | 700 | 1500 | 0 | 57.61 | 56.3 | 8 | 0
2035 | NYISO_G-I_2_PJM_E | NYISO_G-I | PJM_E | Internal | Winter | B20 | 935 | 1500 | 0 | 57.61 | 51.61 | 8 | 0
2035 | NYISO_J-K_2_NEISO | NYISO_J-K | NEISO | Internal | Shoulder | B11 | 25 | 0.01 | 0 | 66.67 | 46.31 | 3 | 0.85
2035 | NYISO_J-K_2_NEISO | NYISO_J-K | NEISO | Internal | Shoulder | B12 | 200 | 0.01 | 0 | 66.67 | 46.31 | 3 | 0.11
2035 | NYISO_J-K_2_NEISO | NYISO_J-K | NEISO | Internal | Shoulder | B13 | 600 | 0.01 | 0 | 59.25 | 46.31 | 3 | 0.04
2035 | NYISO_J-K_2_NEISO | NYISO_J-K | NEISO | Internal | Shoulder | B14 | 900 | 0.01 | 0 | 50.01 | 46.31 | 3 | 0.03
2035 | NYISO_J-K_2_NEISO | NYISO_J-K | NEISO | Internal | Shoulder | B15 | 1203 | 0.01 | 0 | 49.65 | 46.31 | 3 | 0.02
2035 | NYISO_J-K_2_NEISO | NYISO_J-K | NEISO | Internal | Summer | B1 | 10 | 0.01 | 0 | 73.59 | 70.56 | 3 | 2.08
2035 | NYISO_J-K_2_NEISO | NYISO_J-K | NEISO | Internal | Summer | B2 | 25 | 0.01 | 0 | 73.57 | 70.56 | 3 | 0.93
2035 | NYISO_J-K_2_NEISO | NYISO_J-K | NEISO | Internal | Summer | B3 | 75 | 0.01 | 0 | 69.24 | 66.22 | 3 | 0.33
2035 | NYISO_J-K_2_NEISO | NYISO_J-K | NEISO | Internal | Summer | B4 | 100 | 0.01 | 0 | 64.82 | 59.4 | 3 | 0.24
2035 | NYISO_J-K_2_NEISO | NYISO_J-K | NEISO | Internal | Summer | B5 | 200 | 0.01 | 0 | 61.37 | 47.45 | 3 | 0.11
2035 | NYISO_J-K_2_NEISO | NYISO_J-K | NEISO | Internal | Summer | B6 | 300 | 0.01 | 0 | 61.37 | 42.77 | 3 | 0.07
2035 | NYISO_J-K_2_NEISO | NYISO_J-K | NEISO | Internal | Summer | B7 | 400 | 0.01 | 0 | 61.37 | 42.77 | 3 | 0.06
2035 | NYISO_J-K_2_NEISO | NYISO_J-K | NEISO | Internal | Summer | B8 | 500 | 0.01 | 0 | 61.37 | 42.77 | 3 | 0.04
2035 | NYISO_J-K_2_NEISO | NYISO_J-K | NEISO | Internal | Summer | B9 | 800 | 0.01 | 0 | 48.38 | 42.77 | 3 | 0.03
2035 | NYISO_J-K_2_NEISO | NYISO_J-K | NEISO | Internal | Summer | B10 | 1262 | 0.01 | 0 | 48.35 | 42.77 | 3 | 0.02
2035 | NYISO_J-K_2_NEISO | NYISO_J-K | NEISO | Internal | Winter | B16 | 25 | 0.01 | 0 | 85.06 | 57.22 | 3 | 0.83
2035 | NYISO_J-K_2_NEISO | NYISO_J-K | NEISO | Internal | Winter | B17 | 100 | 0.01 | 0 | 85.06 | 57.22 | 3 | 0.22
2035 | NYISO_J-K_2_NEISO | NYISO_J-K | NEISO | Internal | Winter | B18 | 400 | 0.01 | 0 | 77.66 | 57.22 | 3 | 0.06
2035 | NYISO_J-K_2_NEISO | NYISO_J-K | NEISO | Internal | Winter | B19 | 700 | 0.01 | 0 | 63.63 | 57.22 | 3 | 0.03
2035 | NYISO_J-K_2_NEISO | NYISO_J-K | NEISO | Internal | Winter | B20 | 935 | 0.01 | 0 | 59.79 | 57.22 | 3 | 0.03
2035 | NYISO_J-K_2_NYISO_G-I | NYISO_J-K | NYISO_G-I | Internal | Shoulder | B11 | 25 | 1999 | 0 | 66.67 | 59.07 | 0.01 | 0
2035 | NYISO_J-K_2_NYISO_G-I | NYISO_J-K | NYISO_G-I | Internal | Shoulder | B12 | 200 | 1999 | 0 | 66.67 | 54.5 | 0.01 | 0
2035 | NYISO_J-K_2_NYISO_G-I | NYISO_J-K | NYISO_G-I | Internal | Shoulder | B13 | 600 | 1999 | 0 | 59.25 | 50.34 | 0.01 | 0
2035 | NYISO_J-K_2_NYISO_G-I | NYISO_J-K | NYISO_G-I | Internal | Shoulder | B14 | 900 | 1999 | 0 | 50.01 | 49.67 | 0.01 | 0
2035 | NYISO_J-K_2_NYISO_G-I | NYISO_J-K | NYISO_G-I | Internal | Shoulder | B15 | 1203 | 1999 | 0 | 49.65 | 49.64 | 0.01 | 0
2035 | NYISO_J-K_2_NYISO_G-I | NYISO_J-K | NYISO_G-I | Internal | Summer | B1 | 10 | 1999 | 0.9 | 73.59 | 73.57 | 0.01 | 0
2035 | NYISO_J-K_2_NYISO_G-I | NYISO_J-K | NYISO_G-I | Internal | Summer | B2 | 25 | 1999 | 0.37 | 73.57 | 73.56 | 0.01 | 0
2035 | NYISO_J-K_2_NYISO_G-I | NYISO_J-K | NYISO_G-I | Internal | Summer | B3 | 75 | 1999 | 0.12 | 69.24 | 69.23 | 0.01 | 0
2035 | NYISO_J-K_2_NYISO_G-I | NYISO_J-K | NYISO_G-I | Internal | Summer | B4 | 100 | 1999 | 0.09 | 64.82 | 64.81 | 0.01 | 0
2035 | NYISO_J-K_2_NYISO_G-I | NYISO_J-K | NYISO_G-I | Internal | Summer | B5 | 200 | 1999 | 0.05 | 61.37 | 61.36 | 0.01 | 0
2035 | NYISO_J-K_2_NYISO_G-I | NYISO_J-K | NYISO_G-I | Internal | Summer | B6 | 300 | 1999 | 0 | 61.37 | 54.27 | 0.01 | 0
2035 | NYISO_J-K_2_NYISO_G-I | NYISO_J-K | NYISO_G-I | Internal | Summer | B7 | 400 | 1999 | 0 | 61.37 | 48.44 | 0.01 | 0
2035 | NYISO_J-K_2_NYISO_G-I | NYISO_J-K | NYISO_G-I | Internal | Summer | B8 | 500 | 1999 | 0 | 61.37 | 48.36 | 0.01 | 0
2035 | NYISO_J-K_2_NYISO_G-I | NYISO_J-K | NYISO_G-I | Internal | Summer | B9 | 800 | 1999 | 0.01 | 48.38 | 48.36 | 0.01 | 0
2035 | NYISO_J-K_2_NYISO_G-I | NYISO_J-K | NYISO_G-I | Internal | Summer | B10 | 1262 | 1999 | 0 | 48.35 | 48.34 | 0.01 | 0
2035 | NYISO_J-K_2_NYISO_G-I | NYISO_J-K | NYISO_G-I | Internal | Winter | B16 | 25 | 1999 | 0 | 85.06 | 75.87 | 0.01 | 0
2035 | NYISO_J-K_2_NYISO_G-I | NYISO_J-K | NYISO_G-I | Internal | Winter | B17 | 100 | 1999 | 0 | 85.06 | 60.22 | 0.01 | 0
2035 | NYISO_J-K_2_NYISO_G-I | NYISO_J-K | NYISO_G-I | Internal | Winter | B18 | 400 | 1999 | 0 | 77.66 | 57.9 | 0.01 | 0
2035 | NYISO_J-K_2_NYISO_G-I | NYISO_J-K | NYISO_G-I | Internal | Winter | B19 | 700 | 1999 | 0 | 63.63 | 57.61 | 0.01 | 0
2035 | NYISO_J-K_2_NYISO_G-I | NYISO_J-K | NYISO_G-I | Internal | Winter | B20 | 935 | 1999 | 0 | 59.79 | 57.61 | 0.01 | 0
2035 | NYISO_J-K_2_PJM_E | NYISO_J-K | PJM_E | Internal | Shoulder | B11 | 25 | 0.01 | 0 | 66.67 | 71.34 | 8 | 0.94
2035 | NYISO_J-K_2_PJM_E | NYISO_J-K | PJM_E | Internal | Shoulder | B12 | 200 | 0.01 | 0 | 66.67 | 61.89 | 8 | 0.11
2035 | NYISO_J-K_2_PJM_E | NYISO_J-K | PJM_E | Internal | Shoulder | B13 | 600 | 0.01 | 0 | 59.25 | 53.25 | 8 | 0.04
2035 | NYISO_J-K_2_PJM_E | NYISO_J-K | PJM_E | Internal | Shoulder | B14 | 900 | 0.01 | 0 | 50.01 | 51.72 | 8 | 0.03
2035 | NYISO_J-K_2_PJM_E | NYISO_J-K | PJM_E | Internal | Shoulder | B15 | 1203 | 0.01 | 0 | 49.65 | 46.59 | 8 | 0.02
2035 | NYISO_J-K_2_PJM_E | NYISO_J-K | PJM_E | Internal | Summer | B1 | 10 | 0.01 | 0 | 73.59 | 81.83 | 8 | 3.47
2035 | NYISO_J-K_2_PJM_E | NYISO_J-K | PJM_E | Internal | Summer | B2 | 25 | 0.01 | 0 | 73.57 | 81.83 | 8 | 1.6
2035 | NYISO_J-K_2_PJM_E | NYISO_J-K | PJM_E | Internal | Summer | B3 | 75 | 0.01 | 0 | 69.24 | 80.76 | 8 | 3.87
2035 | NYISO_J-K_2_PJM_E | NYISO_J-K | PJM_E | Internal | Summer | B4 | 100 | 0.01 | 0 | 64.82 | 77.16 | 8 | 4.59
2035 | NYISO_J-K_2_PJM_E | NYISO_J-K | PJM_E | Internal | Summer | B5 | 200 | 0.01 | 0 | 61.37 | 72.28 | 8 | 3.04
2035 | NYISO_J-K_2_PJM_E | NYISO_J-K | PJM_E | Internal | Summer | B6 | 300 | 0.01 | 0 | 61.37 | 62.27 | 8 | 0.08
2035 | NYISO_J-K_2_PJM_E | NYISO_J-K | PJM_E | Internal | Summer | B7 | 400 | 0.01 | 0 | 61.37 | 50.34 | 8 | 0.06
2035 | NYISO_J-K_2_PJM_E | NYISO_J-K | PJM_E | Internal | Summer | B8 | 500 | 0.01 | 0 | 61.37 | 47.99 | 8 | 0.04
2035 | NYISO_J-K_2_PJM_E | NYISO_J-K | PJM_E | Internal | Summer | B9 | 800 | 0.01 | 0 | 48.38 | 45.48 | 8 | 0.03
2035 | NYISO_J-K_2_PJM_E | NYISO_J-K | PJM_E | Internal | Summer | B10 | 1262 | 0.01 | 0 | 48.35 | 44.93 | 8 | 0.02
2035 | NYISO_J-K_2_PJM_E | NYISO_J-K | PJM_E | Internal | Winter | B16 | 25 | 0.01 | 0 | 85.06 | 83.87 | 8 | 0.91
2035 | NYISO_J-K_2_PJM_E | NYISO_J-K | PJM_E | Internal | Winter | B17 | 100 | 0.01 | 0 | 85.06 | 68.22 | 8 | 0.22
2035 | NYISO_J-K_2_PJM_E | NYISO_J-K | PJM_E | Internal | Winter | B18 | 400 | 0.01 | 0 | 77.66 | 60.07 | 8 | 0.06
2035 | NYISO_J-K_2_PJM_E | NYISO_J-K | PJM_E | Internal | Winter | B19 | 700 | 0.01 | 0 | 63.63 | 56.3 | 8 | 0.03
2035 | NYISO_J-K_2_PJM_E | NYISO_J-K | PJM_E | Internal | Winter | B20 | 935 | 0.01 | 0 | 59.79 | 51.61 | 8 | 0.02
2035 | PJM_E_2_NYISO_G-I | PJM_E | NYISO_G-I | Internal | Shoulder | B11 | 25 | 500 | 0 | 71.34 | 59.07 | 6 | 0
2035 | PJM_E_2_NYISO_G-I | PJM_E | NYISO_G-I | Internal | Shoulder | B12 | 200 | 500 | 0 | 61.89 | 54.5 | 6 | 0
2035 | PJM_E_2_NYISO_G-I | PJM_E | NYISO_G-I | Internal | Shoulder | B13 | 600 | 500 | 0 | 53.25 | 50.34 | 6 | 0
2035 | PJM_E_2_NYISO_G-I | PJM_E | NYISO_G-I | Internal | Shoulder | B14 | 900 | 500 | 0 | 51.72 | 49.67 | 6 | 0
2035 | PJM_E_2_NYISO_G-I | PJM_E | NYISO_G-I | Internal | Shoulder | B15 | 1203 | 500 | 0 | 46.59 | 49.64 | 6 | 0
2035 | PJM_E_2_NYISO_G-I | PJM_E | NYISO_G-I | Internal | Summer | B1 | 10 | 500 | 0 | 81.83 | 73.57 | 6 | 0
2035 | PJM_E_2_NYISO_G-I | PJM_E | NYISO_G-I | Internal | Summer | B2 | 25 | 500 | 0 | 81.83 | 73.56 | 6 | 0
2035 | PJM_E_2_NYISO_G-I | PJM_E | NYISO_G-I | Internal | Summer | B3 | 75 | 500 | 0 | 80.76 | 69.23 | 6 | 0
2035 | PJM_E_2_NYISO_G-I | PJM_E | NYISO_G-I | Internal | Summer | B4 | 100 | 500 | 0 | 77.16 | 64.81 | 6 | 0
2035 | PJM_E_2_NYISO_G-I | PJM_E | NYISO_G-I | Internal | Summer | B5 | 200 | 500 | 0 | 72.28 | 61.36 | 6 | 0
2035 | PJM_E_2_NYISO_G-I | PJM_E | NYISO_G-I | Internal | Summer | B6 | 300 | 500 | 0 | 62.27 | 54.27 | 6 | 0
2035 | PJM_E_2_NYISO_G-I | PJM_E | NYISO_G-I | Internal | Summer | B7 | 400 | 500 | 0 | 50.34 | 48.44 | 6 | 0
2035 | PJM_E_2_NYISO_G-I | PJM_E | NYISO_G-I | Internal | Summer | B8 | 500 | 500 | 0 | 47.99 | 48.36 | 6 | 0
2035 | PJM_E_2_NYISO_G-I | PJM_E | NYISO_G-I | Internal | Summer | B9 | 800 | 500 | 0 | 45.48 | 48.36 | 6 | 0
2035 | PJM_E_2_NYISO_G-I | PJM_E | NYISO_G-I | Internal | Summer | B10 | 1262 | 500 | 0 | 44.93 | 48.34 | 6 | 0
2035 | PJM_E_2_NYISO_G-I | PJM_E | NYISO_G-I | Internal | Winter | B16 | 25 | 500 | 0 | 83.87 | 75.87 | 6 | 0
2035 | PJM_E_2_NYISO_G-I | PJM_E | NYISO_G-I | Internal | Winter | B17 | 100 | 500 | 0 | 68.22 | 60.22 | 6 | 0
2035 | PJM_E_2_NYISO_G-I | PJM_E | NYISO_G-I | Internal | Winter | B18 | 400 | 500 | 0 | 60.07 | 57.9 | 6 | 0
2035 | PJM_E_2_NYISO_G-I | PJM_E | NYISO_G-I | Internal | Winter | B19 | 700 | 500 | 0 | 56.3 | 57.61 | 6 | 0
2035 | PJM_E_2_NYISO_G-I | PJM_E | NYISO_G-I | Internal | Winter | B20 | 935 | 500 | 193.38 | 51.61 | 57.61 | 6 | 0
2035 | PJM_E_2_NYISO_J-K | PJM_E | NYISO_J-K | Internal | Shoulder | B11 | 25 | 330 | 0 | 71.34 | 66.67 | 6 | 0
2035 | PJM_E_2_NYISO_J-K | PJM_E | NYISO_J-K | Internal | Shoulder | B12 | 200 | 330 | 0 | 61.89 | 66.67 | 6 | 0
2035 | PJM_E_2_NYISO_J-K | PJM_E | NYISO_J-K | Internal | Shoulder | B13 | 600 | 330 | 209.62 | 53.25 | 59.25 | 6 | 0
2035 | PJM_E_2_NYISO_J-K | PJM_E | NYISO_J-K | Internal | Shoulder | B14 | 900 | 330 | 0 | 51.72 | 50.01 | 6 | 0
2035 | PJM_E_2_NYISO_J-K | PJM_E | NYISO_J-K | Internal | Shoulder | B15 | 1203 | 330 | 0 | 46.59 | 49.65 | 6 | 0
2035 | PJM_E_2_NYISO_J-K | PJM_E | NYISO_J-K | Internal | Summer | B1 | 10 | 330 | 0 | 81.83 | 73.59 | 6 | 0
2035 | PJM_E_2_NYISO_J-K | PJM_E | NYISO_J-K | Internal | Summer | B2 | 25 | 330 | 0 | 81.83 | 73.57 | 6 | 0
2035 | PJM_E_2_NYISO_J-K | PJM_E | NYISO_J-K | Internal | Summer | B3 | 75 | 330 | 0 | 80.76 | 69.24 | 6 | 0
2035 | PJM_E_2_NYISO_J-K | PJM_E | NYISO_J-K | Internal | Summer | B4 | 100 | 330 | 0 | 77.16 | 64.82 | 6 | 0
2035 | PJM_E_2_NYISO_J-K | PJM_E | NYISO_J-K | Internal | Summer | B5 | 200 | 330 | 0 | 72.28 | 61.37 | 6 | 0
2035 | PJM_E_2_NYISO_J-K | PJM_E | NYISO_J-K | Internal | Summer | B6 | 300 | 330 | 0 | 62.27 | 61.37 | 6 | 0
2035 | PJM_E_2_NYISO_J-K | PJM_E | NYISO_J-K | Internal | Summer | B7 | 400 | 330 | 330 | 50.34 | 61.37 | 6 | 5.02
2035 | PJM_E_2_NYISO_J-K | PJM_E | NYISO_J-K | Internal | Summer | B8 | 500 | 330 | 330 | 47.99 | 61.37 | 6 | 7.37
2035 | PJM_E_2_NYISO_J-K | PJM_E | NYISO_J-K | Internal | Summer | B9 | 800 | 330 | 0 | 45.48 | 48.38 | 6 | 0
2035 | PJM_E_2_NYISO_J-K | PJM_E | NYISO_J-K | Internal | Summer | B10 | 1262 | 330 | 0 | 44.93 | 48.35 | 6 | 0
2035 | PJM_E_2_NYISO_J-K | PJM_E | NYISO_J-K | Internal | Winter | B16 | 25 | 330 | 0 | 83.87 | 85.06 | 6 | 0
2035 | PJM_E_2_NYISO_J-K | PJM_E | NYISO_J-K | Internal | Winter | B17 | 100 | 330 | 330 | 68.22 | 85.06 | 6 | 10.84
2035 | PJM_E_2_NYISO_J-K | PJM_E | NYISO_J-K | Internal | Winter | B18 | 400 | 330 | 330 | 60.07 | 77.66 | 6 | 11.59
2035 | PJM_E_2_NYISO_J-K | PJM_E | NYISO_J-K | Internal | Winter | B19 | 700 | 330 | 330 | 56.3 | 63.63 | 6 | 1.33
2035 | PJM_E_2_NYISO_J-K | PJM_E | NYISO_J-K | Internal | Winter | B20 | 935 | 330 | 330 | 51.61 | 59.79 | 6 | 2.17
2035 | PJM_E_2_PJM_ROM | PJM_E | PJM_ROM | Internal | Shoulder | B11 | 25 | 8000 | 1159.87 | 71.34 | 71.35 | 0.01 | 0
2035 | PJM_E_2_PJM_ROM | PJM_E | PJM_ROM | Internal | Shoulder | B12 | 200 | 8000 | 0.05 | 61.89 | 61.88 | 0.01 | 0
2035 | PJM_E_2_PJM_ROM | PJM_E | PJM_ROM | Internal | Shoulder | B13 | 600 | 8000 | 0.02 | 53.25 | 53.24 | 0.01 | 0
2035 | PJM_E_2_PJM_ROM | PJM_E | PJM_ROM | Internal | Shoulder | B14 | 900 | 8000 | 0.01 | 51.72 | 51.71 | 0.01 | 0
2035 | PJM_E_2_PJM_ROM | PJM_E | PJM_ROM | Internal | Shoulder | B15 | 1203 | 8000 | 0 | 46.59 | 46.58 | 0.01 | 0
2035 | PJM_E_2_PJM_ROM | PJM_E | PJM_ROM | Internal | Summer | B1 | 10 | 8000 | 0.93 | 81.83 | 81.81 | 0.01 | 0
2035 | PJM_E_2_PJM_ROM | PJM_E | PJM_ROM | Internal | Summer | B2 | 25 | 8000 | 0.38 | 81.83 | 81.81 | 0.01 | 0
2035 | PJM_E_2_PJM_ROM | PJM_E | PJM_ROM | Internal | Summer | B3 | 75 | 8000 | 1498.92 | 80.76 | 80.77 | 0.01 | 0
2035 | PJM_E_2_PJM_ROM | PJM_E | PJM_ROM | Internal | Summer | B4 | 100 | 8000 | 3685.42 | 77.16 | 77.17 | 0.01 | 0
2035 | PJM_E_2_PJM_ROM | PJM_E | PJM_ROM | Internal | Summer | B5 | 200 | 8000 | 0.05 | 72.28 | 72.27 | 0.01 | 0
2035 | PJM_E_2_PJM_ROM | PJM_E | PJM_ROM | Internal | Summer | B6 | 300 | 8000 | 0.03 | 62.27 | 62.26 | 0.01 | 0
2035 | PJM_E_2_PJM_ROM | PJM_E | PJM_ROM | Internal | Summer | B7 | 400 | 8000 | 0.02 | 50.34 | 50.33 | 0.01 | 0
2035 | PJM_E_2_PJM_ROM | PJM_E | PJM_ROM | Internal | Summer | B8 | 500 | 8000 | 0.02 | 47.99 | 47.98 | 0.01 | 0
2035 | PJM_E_2_PJM_ROM | PJM_E | PJM_ROM | Internal | Summer | B9 | 800 | 8000 | 0.01 | 45.48 | 45.46 | 0.01 | 0
2035 | PJM_E_2_PJM_ROM | PJM_E | PJM_ROM | Internal | Summer | B10 | 1262 | 8000 | 0 | 44.93 | 44.92 | 0.01 | 0
2035 | PJM_E_2_PJM_ROM | PJM_E | PJM_ROM | Internal | Winter | B16 | 25 | 8000 | 0.38 | 83.87 | 83.86 | 0.01 | 0
2035 | PJM_E_2_PJM_ROM | PJM_E | PJM_ROM | Internal | Winter | B17 | 100 | 8000 | 0.09 | 68.22 | 68.21 | 0.01 | 0
2035 | PJM_E_2_PJM_ROM | PJM_E | PJM_ROM | Internal | Winter | B18 | 400 | 8000 | 0.02 | 60.07 | 60.06 | 0.01 | 0
2035 | PJM_E_2_PJM_ROM | PJM_E | PJM_ROM | Internal | Winter | B19 | 700 | 8000 | 0.01 | 56.3 | 56.29 | 0.01 | 0
2035 | PJM_E_2_PJM_ROM | PJM_E | PJM_ROM | Internal | Winter | B20 | 935 | 8000 | 0.01 | 51.61 | 51.6 | 0.01 | 0
2035 | PJM_ROR_2_MISO_IN | PJM_ROR | MISO_IN | Internal | Shoulder | B11 | 25 | 909 | 909 | 71.37 | 78.37 | 2 | 5
2035 | PJM_ROR_2_MISO_IN | PJM_ROR | MISO_IN | Internal | Shoulder | B12 | 200 | 909 | 0.04 | 61.87 | 63.84 | 2 | 0
2035 | PJM_ROR_2_MISO_IN | PJM_ROR | MISO_IN | Internal | Shoulder | B13 | 600 | 909 | 0 | 53.23 | 55.17 | 2 | 0
2035 | PJM_ROR_2_MISO_IN | PJM_ROR | MISO_IN | Internal | Shoulder | B14 | 900 | 909 | 0.02 | 51.69 | 53.68 | 2 | 0
2035 | PJM_ROR_2_MISO_IN | PJM_ROR | MISO_IN | Internal | Shoulder | B15 | 1203 | 909 | 0 | 46.56 | 46.63 | 2 | 0
2035 | PJM_ROR_2_MISO_IN | PJM_ROR | MISO_IN | Internal | Summer | B1 | 10 | 909 | 908.99 | 81.8 | 87.3 | 2 | 3.5
2035 | PJM_ROR_2_MISO_IN | PJM_ROR | MISO_IN | Internal | Summer | B2 | 25 | 909 | 908.99 | 81.8 | 85.37 | 2 | 1.57
2035 | PJM_ROR_2_MISO_IN | PJM_ROR | MISO_IN | Internal | Summer | B3 | 75 | 909 | 908.99 | 80.78 | 83.2 | 2 | 0.42
2035 | PJM_ROR_2_MISO_IN | PJM_ROR | MISO_IN | Internal | Summer | B4 | 100 | 909 | 909 | 77.18 | 80.25 | 2 | 1.07
2035 | PJM_ROR_2_MISO_IN | PJM_ROR | MISO_IN | Internal | Summer | B5 | 200 | 909 | 909 | 72.28 | 78.32 | 2 | 4.04
2035 | PJM_ROR_2_MISO_IN | PJM_ROR | MISO_IN | Internal | Summer | B6 | 300 | 909 | 0.06 | 62.25 | 64.23 | 2 | 0
2035 | PJM_ROR_2_MISO_IN | PJM_ROR | MISO_IN | Internal | Summer | B7 | 400 | 909 | 0.05 | 50.32 | 52.31 | 2 | 0
2035 | PJM_ROR_2_MISO_IN | PJM_ROR | MISO_IN | Internal | Summer | B8 | 500 | 909 | 0.02 | 47.97 | 49.95 | 2 | 0
2035 | PJM_ROR_2_MISO_IN | PJM_ROR | MISO_IN | Internal | Summer | B9 | 800 | 909 | 0 | 45.32 | 45.16 | 2 | 0
2035 | PJM_ROR_2_MISO_IN | PJM_ROR | MISO_IN | Internal | Summer | B10 | 1262 | 909 | 0 | 44.9 | 45.16 | 2 | 0
2035 | PJM_ROR_2_MISO_IN | PJM_ROR | MISO_IN | Internal | Winter | B16 | 25 | 909 | 0 | 83.85 | 81.87 | 2 | 0
2035 | PJM_ROR_2_MISO_IN | PJM_ROR | MISO_IN | Internal | Winter | B17 | 100 | 909 | 0 | 68.2 | 66.2 | 2 | 0
2035 | PJM_ROR_2_MISO_IN | PJM_ROR | MISO_IN | Internal | Winter | B18 | 400 | 909 | 0 | 58.23 | 57.87 | 2 | 0
2035 | PJM_ROR_2_MISO_IN | PJM_ROR | MISO_IN | Internal | Winter | B19 | 700 | 909 | 0 | 54.57 | 53.27 | 2 | 0
2035 | PJM_ROR_2_MISO_IN | PJM_ROR | MISO_IN | Internal | Winter | B20 | 935 | 909 | 0 | 50.07 | 49.66 | 2 | 0
2035 | PJM_ROR_2_MISO_MI | PJM_ROR | MISO_MI | Internal | Shoulder | B11 | 25 | 1305 | 1305 | 71.37 | 78.35 | 2 | 4.99
2035 | PJM_ROR_2_MISO_MI | PJM_ROR | MISO_MI | Internal | Shoulder | B12 | 200 | 1305 | 0.09 | 61.87 | 63.85 | 2 | 0
2035 | PJM_ROR_2_MISO_MI | PJM_ROR | MISO_MI | Internal | Shoulder | B13 | 600 | 1305 | 0.01 | 53.23 | 55.19 | 2 | 0
2035 | PJM_ROR_2_MISO_MI | PJM_ROR | MISO_MI | Internal | Shoulder | B14 | 900 | 1305 | 913.5 | 51.69 | 53.69 | 2 | 0
2035 | PJM_ROR_2_MISO_MI | PJM_ROR | MISO_MI | Internal | Shoulder | B15 | 1203 | 1305 | 0 | 46.56 | 46.64 | 2 | 0
2035 | PJM_ROR_2_MISO_MI | PJM_ROR | MISO_MI | Internal | Summer | B1 | 10 | 1305 | 1304.99 | 81.8 | 87.31 | 2 | 3.51
2035 | PJM_ROR_2_MISO_MI | PJM_ROR | MISO_MI | Internal | Summer | B2 | 25 | 1305 | 1304.99 | 81.8 | 85.38 | 2 | 1.58
2035 | PJM_ROR_2_MISO_MI | PJM_ROR | MISO_MI | Internal | Summer | B3 | 75 | 1305 | 1304.99 | 80.78 | 83.22 | 2 | 0.43
2035 | PJM_ROR_2_MISO_MI | PJM_ROR | MISO_MI | Internal | Summer | B4 | 100 | 1305 | 1305 | 77.18 | 80.24 | 2 | 1.05
2035 | PJM_ROR_2_MISO_MI | PJM_ROR | MISO_MI | Internal | Summer | B5 | 200 | 1305 | 1305 | 72.28 | 78.33 | 2 | 4.05
2035 | PJM_ROR_2_MISO_MI | PJM_ROR | MISO_MI | Internal | Summer | B6 | 300 | 1305 | 296.85 | 62.25 | 64.25 | 2 | 0
2035 | PJM_ROR_2_MISO_MI | PJM_ROR | MISO_MI | Internal | Summer | B7 | 400 | 1305 | 538.87 | 50.32 | 52.32 | 2 | 0
2035 | PJM_ROR_2_MISO_MI | PJM_ROR | MISO_MI | Internal | Summer | B8 | 500 | 1305 | 0.04 | 47.97 | 49.96 | 2 | 0
2035 | PJM_ROR_2_MISO_MI | PJM_ROR | MISO_MI | Internal | Summer | B9 | 800 | 1305 | 482.07 | 45.32 | 47.32 | 2 | 0
2035 | PJM_ROR_2_MISO_MI | PJM_ROR | MISO_MI | Internal | Summer | B10 | 1262 | 1305 | 0 | 44.9 | 45.34 | 2 | 0
2035 | PJM_ROR_2_MISO_MI | PJM_ROR | MISO_MI | Internal | Winter | B16 | 25 | 1305 | 0 | 83.85 | 81.88 | 2 | 0
2035 | PJM_ROR_2_MISO_MI | PJM_ROR | MISO_MI | Internal | Winter | B17 | 100 | 1305 | 0 | 68.2 | 66.21 | 2 | 0
2035 | PJM_ROR_2_MISO_MI | PJM_ROR | MISO_MI | Internal | Winter | B18 | 400 | 1305 | 0 | 58.23 | 57.89 | 2 | 0
2035 | PJM_ROR_2_MISO_MI | PJM_ROR | MISO_MI | Internal | Winter | B19 | 700 | 1305 | 0 | 54.57 | 53.28 | 2 | 0
2035 | PJM_ROR_2_MISO_MI | PJM_ROR | MISO_MI | Internal | Winter | B20 | 935 | 1305 | 0 | 50.07 | 49.67 | 2 | 0
2035 | PJM_ROR_2_MISO_MO-IL | PJM_ROR | MISO_MO-IL | Internal | Shoulder | B11 | 25 | 1111 | 1111 | 71.37 | 78.38 | 2 | 5.01
2035 | PJM_ROR_2_MISO_MO-IL | PJM_ROR | MISO_MO-IL | Internal | Shoulder | B12 | 200 | 1111 | 0.09 | 61.87 | 63.85 | 2 | 0
2035 | PJM_ROR_2_MISO_MO-IL | PJM_ROR | MISO_MO-IL | Internal | Shoulder | B13 | 600 | 1111 | 0.01 | 53.23 | 55.19 | 2 | 0
2035 | PJM_ROR_2_MISO_MO-IL | PJM_ROR | MISO_MO-IL | Internal | Shoulder | B14 | 900 | 1111 | 414.05 | 51.69 | 53.69 | 2 | 0
2035 | PJM_ROR_2_MISO_MO-IL | PJM_ROR | MISO_MO-IL | Internal | Shoulder | B15 | 1203 | 1111 | 0 | 46.56 | 46.64 | 2 | 0
2035 | PJM_ROR_2_MISO_MO-IL | PJM_ROR | MISO_MO-IL | Internal | Summer | B1 | 10 | 1111 | 1110.99 | 81.8 | 87.31 | 2 | 3.51
2035 | PJM_ROR_2_MISO_MO-IL | PJM_ROR | MISO_MO-IL | Internal | Summer | B2 | 25 | 1111 | 1110.99 | 81.8 | 85.38 | 2 | 1.58
2035 | PJM_ROR_2_MISO_MO-IL | PJM_ROR | MISO_MO-IL | Internal | Summer | B3 | 75 | 1111 | 1110.99 | 80.78 | 83.22 | 2 | 0.43
2035 | PJM_ROR_2_MISO_MO-IL | PJM_ROR | MISO_MO-IL | Internal | Summer | B4 | 100 | 1111 | 1111 | 77.18 | 80.26 | 2 | 1.08
2035 | PJM_ROR_2_MISO_MO-IL | PJM_ROR | MISO_MO-IL | Internal | Summer | B5 | 200 | 1111 | 1111 | 72.28 | 78.33 | 2 | 4.05
2035 | PJM_ROR_2_MISO_MO-IL | PJM_ROR | MISO_MO-IL | Internal | Summer | B6 | 300 | 1111 | 600.49 | 62.25 | 64.25 | 2 | 0
2035 | PJM_ROR_2_MISO_MO-IL | PJM_ROR | MISO_MO-IL | Internal | Summer | B7 | 400 | 1111 | 281.57 | 50.32 | 52.32 | 2 | 0
2035 | PJM_ROR_2_MISO_MO-IL | PJM_ROR | MISO_MO-IL | Internal | Summer | B8 | 500 | 1111 | 0.04 | 47.97 | 49.96 | 2 | 0
2035 | PJM_ROR_2_MISO_MO-IL | PJM_ROR | MISO_MO-IL | Internal | Summer | B9 | 800 | 1111 | 0 | 45.32 | 45.17 | 2 | 0
2035 | PJM_ROR_2_MISO_MO-IL | PJM_ROR | MISO_MO-IL | Internal | Summer | B10 | 1262 | 1111 | 0 | 44.9 | 44.93 | 2 | 0
2035 | PJM_ROR_2_MISO_MO-IL | PJM_ROR | MISO_MO-IL | Internal | Winter | B16 | 25 | 1111 | 0 | 83.85 | 81.86 | 2 | 0
2035 | PJM_ROR_2_MISO_MO-IL | PJM_ROR | MISO_MO-IL | Internal | Winter | B17 | 100 | 1111 | 0 | 68.2 | 66.2 | 2 | 0
2035 | PJM_ROR_2_MISO_MO-IL | PJM_ROR | MISO_MO-IL | Internal | Winter | B18 | 400 | 1111 | 0 | 58.23 | 57.89 | 2 | 0
2035 | PJM_ROR_2_MISO_MO-IL | PJM_ROR | MISO_MO-IL | Internal | Winter | B19 | 700 | 1111 | 0 | 54.57 | 53.26 | 2 | 0
2035 | PJM_ROR_2_MISO_MO-IL | PJM_ROR | MISO_MO-IL | Internal | Winter | B20 | 935 | 1111 | 0 | 50.07 | 49.43 | 2 | 0
2035 | PJM_ROR_2_MISO_W | PJM_ROR | MISO_W | Internal | Shoulder | B11 | 25 | 709 | 709 | 71.37 | 85.45 | 2 | 12.08
2035 | PJM_ROR_2_MISO_W | PJM_ROR | MISO_W | Internal | Shoulder | B12 | 200 | 709 | 71.78 | 61.87 | 63.87 | 2 | 0
2035 | PJM_ROR_2_MISO_W | PJM_ROR | MISO_W | Internal | Shoulder | B13 | 600 | 709 | 0.01 | 53.23 | 55.2 | 2 | 0
2035 | PJM_ROR_2_MISO_W | PJM_ROR | MISO_W | Internal | Shoulder | B14 | 900 | 709 | 708.98 | 51.69 | 53.71 | 2 | 0.01
2035 | PJM_ROR_2_MISO_W | PJM_ROR | MISO_W | Internal | Shoulder | B15 | 1203 | 709 | 636.25 | 46.56 | 48.56 | 2 | 0
2035 | PJM_ROR_2_MISO_W | PJM_ROR | MISO_W | Internal | Summer | B1 | 10 | 709 | 708.99 | 81.8 | 87.53 | 2 | 3.73
2035 | PJM_ROR_2_MISO_W | PJM_ROR | MISO_W | Internal | Summer | B2 | 25 | 709 | 709 | 81.8 | 86.13 | 2 | 2.33
2035 | PJM_ROR_2_MISO_W | PJM_ROR | MISO_W | Internal | Summer | B3 | 75 | 709 | 709 | 80.78 | 86.13 | 2 | 3.34
2035 | PJM_ROR_2_MISO_W | PJM_ROR | MISO_W | Internal | Summer | B4 | 100 | 709 | 709 | 77.18 | 85.43 | 2 | 6.25
2035 | PJM_ROR_2_MISO_W | PJM_ROR | MISO_W | Internal | Summer | B5 | 200 | 709 | 709 | 72.28 | 84.55 | 2 | 10.27
2035 | PJM_ROR_2_MISO_W | PJM_ROR | MISO_W | Internal | Summer | B6 | 300 | 709 | 709 | 62.25 | 71.73 | 2 | 7.48
2035 | PJM_ROR_2_MISO_W | PJM_ROR | MISO_W | Internal | Summer | B7 | 400 | 709 | 306.36 | 50.32 | 52.32 | 2 | 0
2035 | PJM_ROR_2_MISO_W | PJM_ROR | MISO_W | Internal | Summer | B8 | 500 | 709 | 495.14 | 47.97 | 49.97 | 2 | 0
2035 | PJM_ROR_2_MISO_W | PJM_ROR | MISO_W | Internal | Summer | B9 | 800 | 709 | 708.98 | 45.32 | 47.33 | 2 | 0.01
2035 | PJM_ROR_2_MISO_W | PJM_ROR | MISO_W | Internal | Summer | B10 | 1262 | 709 | 0 | 44.9 | 44.92 | 2 | 0
2035 | PJM_ROR_2_MISO_W | PJM_ROR | MISO_W | Internal | Winter | B16 | 25 | 709 | 0 | 83.85 | 81.85 | 2 | 0
2035 | PJM_ROR_2_MISO_W | PJM_ROR | MISO_W | Internal | Winter | B17 | 100 | 709 | 0 | 68.2 | 66.19 | 2 | 0
2035 | PJM_ROR_2_MISO_W | PJM_ROR | MISO_W | Internal | Winter | B18 | 400 | 709 | 0 | 58.23 | 57.9 | 2 | 0
2035 | PJM_ROR_2_MISO_W | PJM_ROR | MISO_W | Internal | Winter | B19 | 700 | 709 | 709 | 54.57 | 56.94 | 2 | 0.37
2035 | PJM_ROR_2_MISO_W | PJM_ROR | MISO_W | Internal | Winter | B20 | 935 | 709 | 0 | 50.07 | 49.45 | 2 | 0
2035 | PJM_ROR_2_MISO_WUMS | PJM_ROR | MISO_WUMS | Internal | Shoulder | B11 | 25 | 1467 | 957.61 | 71.37 | 73.37 | 2 | 0
2035 | PJM_ROR_2_MISO_WUMS | PJM_ROR | MISO_WUMS | Internal | Shoulder | B12 | 200 | 1467 | 0.09 | 61.87 | 63.85 | 2 | 0
2035 | PJM_ROR_2_MISO_WUMS | PJM_ROR | MISO_WUMS | Internal | Shoulder | B13 | 600 | 1467 | 0 | 53.23 | 55.19 | 2 | 0
2035 | PJM_ROR_2_MISO_WUMS | PJM_ROR | MISO_WUMS | Internal | Shoulder | B14 | 900 | 1467 | 0 | 51.69 | 51.02 | 2 | 0
2035 | PJM_ROR_2_MISO_WUMS | PJM_ROR | MISO_WUMS | Internal | Shoulder | B15 | 1203 | 1467 | 0 | 46.56 | 47.68 | 2 | 0
2035 | PJM_ROR_2_MISO_WUMS | PJM_ROR | MISO_WUMS | Internal | Summer | B1 | 10 | 1467 | 0 | 81.8 | 79.65 | 2 | 0
2035 | PJM_ROR_2_MISO_WUMS | PJM_ROR | MISO_WUMS | Internal | Summer | B2 | 25 | 1467 | 0 | 81.8 | 79.65 | 2 | 0
2035 | PJM_ROR_2_MISO_WUMS | PJM_ROR | MISO_WUMS | Internal | Summer | B3 | 75 | 1467 | 0 | 80.78 | 79.65 | 2 | 0
2035 | PJM_ROR_2_MISO_WUMS | PJM_ROR | MISO_WUMS | Internal | Summer | B4 | 100 | 1467 | 1466.99 | 77.18 | 79.65 | 2 | 0.47
2035 | PJM_ROR_2_MISO_WUMS | PJM_ROR | MISO_WUMS | Internal | Summer | B5 | 200 | 1467 | 998.49 | 72.28 | 74.28 | 2 | 0
2035 | PJM_ROR_2_MISO_WUMS | PJM_ROR | MISO_WUMS | Internal | Summer | B6 | 300 | 1467 | 272.88 | 62.25 | 64.25 | 2 | 0
2035 | PJM_ROR_2_MISO_WUMS | PJM_ROR | MISO_WUMS | Internal | Summer | B7 | 400 | 1467 | 0 | 50.32 | 48.82 | 2 | 0
2035 | PJM_ROR_2_MISO_WUMS | PJM_ROR | MISO_WUMS | Internal | Summer | B8 | 500 | 1467 | 0 | 47.97 | 48.82 | 2 | 0
2035 | PJM_ROR_2_MISO_WUMS | PJM_ROR | MISO_WUMS | Internal | Summer | B9 | 800 | 1467 | 740.36 | 45.32 | 47.32 | 2 | 0
2035 | PJM_ROR_2_MISO_WUMS | PJM_ROR | MISO_WUMS | Internal | Summer | B10 | 1262 | 1467 | 0 | 44.9 | 44.93 | 2 | 0
2035 | PJM_ROR_2_MISO_WUMS | PJM_ROR | MISO_WUMS | Internal | Winter | B16 | 25 | 1467 | 0 | 83.85 | 81.86 | 2 | 0
2035 | PJM_ROR_2_MISO_WUMS | PJM_ROR | MISO_WUMS | Internal | Winter | B17 | 100 | 1467 | 0 | 68.2 | 66.2 | 2 | 0
2035 | PJM_ROR_2_MISO_WUMS | PJM_ROR | MISO_WUMS | Internal | Winter | B18 | 400 | 1467 | 0 | 58.23 | 57.89 | 2 | 0
2035 | PJM_ROR_2_MISO_WUMS | PJM_ROR | MISO_WUMS | Internal | Winter | B19 | 700 | 1467 | 113.72 | 54.57 | 56.57 | 2 | 0
2035 | PJM_ROR_2_MISO_WUMS | PJM_ROR | MISO_WUMS | Internal | Winter | B20 | 935 | 1467 | 0 | 50.07 | 49.46 | 2 | 0
2035 | PJM_ROR_2_PJM_ROM | PJM_ROR | PJM_ROM | Internal | Shoulder | B11 | 25 | 8000 | 0.38 | 71.37 | 71.35 | 0.01 | 0
2035 | PJM_ROR_2_PJM_ROM | PJM_ROR | PJM_ROM | Internal | Shoulder | B12 | 200 | 8000 | 2382.48 | 61.87 | 61.88 | 0.01 | 0
2035 | PJM_ROR_2_PJM_ROM | PJM_ROR | PJM_ROM | Internal | Shoulder | B13 | 600 | 8000 | 2365.04 | 53.23 | 53.24 | 0.01 | 0
2035 | PJM_ROR_2_PJM_ROM | PJM_ROR | PJM_ROM | Internal | Shoulder | B14 | 900 | 8000 | 3300.51 | 51.69 | 51.71 | 0.01 | 0
2035 | PJM_ROR_2_PJM_ROM | PJM_ROR | PJM_ROM | Internal | Shoulder | B15 | 1203 | 8000 | 4273.1 | 46.56 | 46.58 | 0.01 | 0
2035 | PJM_ROR_2_PJM_ROM | PJM_ROR | PJM_ROM | Internal | Summer | B1 | 10 | 8000 | 2912.13 | 81.8 | 81.81 | 0.01 | 0
2035 | PJM_ROR_2_PJM_ROM | PJM_ROR | PJM_ROM | Internal | Summer | B2 | 25 | 8000 | 1370.79 | 81.8 | 81.81 | 0.01 | 0
2035 | PJM_ROR_2_PJM_ROM | PJM_ROR | PJM_ROM | Internal | Summer | B3 | 75 | 8000 | 0.13 | 80.78 | 80.77 | 0.01 | 0
2035 | PJM_ROR_2_PJM_ROM | PJM_ROR | PJM_ROM | Internal | Summer | B4 | 100 | 8000 | 0.09 | 77.18 | 77.17 | 0.01 | 0
2035 | PJM_ROR_2_PJM_ROM | PJM_ROR | PJM_ROM | Internal | Summer | B5 | 200 | 8000 | 0.05 | 72.28 | 72.27 | 0.01 | 0
2035 | PJM_ROR_2_PJM_ROM | PJM_ROR | PJM_ROM | Internal | Summer | B6 | 300 | 8000 | 5248.61 | 62.25 | 62.26 | 0.01 | 0
2035 | PJM_ROR_2_PJM_ROM | PJM_ROR | PJM_ROM | Internal | Summer | B7 | 400 | 8000 | 5951.49 | 50.32 | 50.33 | 0.01 | 0
2035 | PJM_ROR_2_PJM_ROM | PJM_ROR | PJM_ROM | Internal | Summer | B8 | 500 | 8000 | 5878.56 | 47.97 | 47.98 | 0.01 | 0
2035 | PJM_ROR_2_PJM_ROM | PJM_ROR | PJM_ROM | Internal | Summer | B9 | 800 | 8000 | 8000 | 45.32 | 45.46 | 0.01 | 0.14
2035 | PJM_ROR_2_PJM_ROM | PJM_ROR | PJM_ROM | Internal | Summer | B10 | 1262 | 8000 | 2355.07 | 44.9 | 44.92 | 0.01 | 0
2035 | PJM_ROR_2_PJM_ROM | PJM_ROR | PJM_ROM | Internal | Winter | B16 | 25 | 8000 | 2500 | 83.85 | 83.86 | 0.01 | 0
2035 | PJM_ROR_2_PJM_ROM | PJM_ROR | PJM_ROM | Internal | Winter | B17 | 100 | 8000 | 6692.8 | 68.2 | 68.21 | 0.01 | 0
2035 | PJM_ROR_2_PJM_ROM | PJM_ROR | PJM_ROM | Internal | Winter | B18 | 400 | 8000 | 8000 | 58.23 | 60.06 | 0.01 | 1.82
2035 | PJM_ROR_2_PJM_ROM | PJM_ROR | PJM_ROM | Internal | Winter | B19 | 700 | 8000 | 8000 | 54.57 | 56.29 | 0.01 | 1.71
2035 | PJM_ROR_2_PJM_ROM | PJM_ROR | PJM_ROM | Internal | Winter | B20 | 935 | 8000 | 8000 | 50.07 | 51.6 | 0.01 | 1.52
2035 | PJM_ROR_2_TVA_Transmission | PJM_ROR | TVA_Transmission | Internal | Shoulder | B11 | 25 | 2500 | 56.36 | 71.37 | 77.37 | 6 | 0
2035 | PJM_ROR_2_TVA_Transmission | PJM_ROR | TVA_Transmission | Internal | Shoulder | B12 | 200 | 2500 | 0 | 61.87 | 63.32 | 6 | 0
2035 | PJM_ROR_2_TVA_Transmission | PJM_ROR | TVA_Transmission | Internal | Shoulder | B13 | 600 | 2500 | 0 | 53.23 | 56.87 | 6 | 0
2035 | PJM_ROR_2_TVA_Transmission | PJM_ROR | TVA_Transmission | Internal | Shoulder | B14 | 900 | 2500 | 0 | 51.69 | 55.94 | 6 | 0
2035 | PJM_ROR_2_TVA_Transmission | PJM_ROR | TVA_Transmission | Internal | Shoulder | B15 | 1203 | 2500 | 737.78 | 46.56 | 52.56 | 6 | 0
2035 | PJM_ROR_2_TVA_Transmission | PJM_ROR | TVA_Transmission | Internal | Summer | B1 | 10 | 2500 | 1139.3 | 81.8 | 87.8 | 6 | 0
2035 | PJM_ROR_2_TVA_Transmission | PJM_ROR | TVA_Transmission | Internal | Summer | B2 | 25 | 2500 | 183.85 | 81.8 | 87.8 | 6 | 0
2035 | PJM_ROR_2_TVA_Transmission | PJM_ROR | TVA_Transmission | Internal | Summer | B3 | 75 | 2500 | 591.11 | 80.78 | 86.78 | 6 | 0
2035 | PJM_ROR_2_TVA_Transmission | PJM_ROR | TVA_Transmission | Internal | Summer | B4 | 100 | 2500 | 2272.54 | 77.18 | 83.18 | 6 | 0
2035 | PJM_ROR_2_TVA_Transmission | PJM_ROR | TVA_Transmission | Internal | Summer | B5 | 200 | 2500 | 449.28 | 72.28 | 78.28 | 6 | 0
2035 | PJM_ROR_2_TVA_Transmission | PJM_ROR | TVA_Transmission | Internal | Summer | B6 | 300 | 2500 | 0 | 62.25 | 65.98 | 6 | 0
2035 | PJM_ROR_2_TVA_Transmission | PJM_ROR | TVA_Transmission | Internal | Summer | B7 | 400 | 2500 | 0 | 50.32 | 54.91 | 6 | 0
2035 | PJM_ROR_2_TVA_Transmission | PJM_ROR | TVA_Transmission | Internal | Summer | B8 | 500 | 2500 | 0 | 47.97 | 53.76 | 6 | 0
2035 | PJM_ROR_2_TVA_Transmission | PJM_ROR | TVA_Transmission | Internal | Summer | B9 | 800 | 2500 | 0 | 45.32 | 50.19 | 6 | 0
2035 | PJM_ROR_2_TVA_Transmission | PJM_ROR | TVA_Transmission | Internal | Summer | B10 | 1262 | 2500 | 0 | 44.9 | 48.84 | 6 | 0
2035 | PJM_ROR_2_TVA_Transmission | PJM_ROR | TVA_Transmission | Internal | Winter | B16 | 25 | 2500 | 0 | 83.85 | 81.86 | 6 | 0
2035 | PJM_ROR_2_TVA_Transmission | PJM_ROR | TVA_Transmission | Internal | Winter | B17 | 100 | 2500 | 0 | 68.2 | 66.58 | 6 | 0
2035 | PJM_ROR_2_TVA_Transmission | PJM_ROR | TVA_Transmission | Internal | Winter | B18 | 400 | 2500 | 0 | 58.23 | 59.56 | 6 | 0
2035 | PJM_ROR_2_TVA_Transmission | PJM_ROR | TVA_Transmission | Internal | Winter | B19 | 700 | 2500 | 0 | 54.57 | 55.93 | 6 | 0
2035 | PJM_ROR_2_TVA_Transmission | PJM_ROR | TVA_Transmission | Internal | Winter | B20 | 935 | 2500 | 0 | 50.07 | 53.32 | 6 | 0
2035 | PJM_ROR_2_VACAR | PJM_ROR | VACAR | Internal | Shoulder | B11 | 25 | 3000 | 1282.61 | 71.37 | 77.37 | 6 | 0
2035 | PJM_ROR_2_VACAR | PJM_ROR | VACAR | Internal | Shoulder | B12 | 200 | 3000 | 0 | 61.87 | 65.72 | 6 | 0
2035 | PJM_ROR_2_VACAR | PJM_ROR | VACAR | Internal | Shoulder | B13 | 600 | 3000 | 0 | 53.23 | 54.66 | 6 | 0
2035 | PJM_ROR_2_VACAR | PJM_ROR | VACAR | Internal | Shoulder | B14 | 900 | 3000 | 0 | 51.69 | 53.49 | 6 | 0
2035 | PJM_ROR_2_VACAR | PJM_ROR | VACAR | Internal | Shoulder | B15 | 1203 | 3000 | 3000 | 46.56 | 53.49 | 6 | 0.92
2035 | PJM_ROR_2_VACAR | PJM_ROR | VACAR | Internal | Summer | B1 | 10 | 3000 | 2999.99 | 81.8 | 92.52 | 6 | 4.72
2035 | PJM_ROR_2_VACAR | PJM_ROR | VACAR | Internal | Summer | B2 | 25 | 3000 | 3000 | 81.8 | 92.52 | 6 | 4.72
2035 | PJM_ROR_2_VACAR | PJM_ROR | VACAR | Internal | Summer | B3 | 75 | 3000 | 3000 | 80.78 | 90.38 | 6 | 3.6
2035 | PJM_ROR_2_VACAR | PJM_ROR | VACAR | Internal | Summer | B4 | 100 | 3000 | 3000 | 77.18 | 90.38 | 6 | 7.2
2035 | PJM_ROR_2_VACAR | PJM_ROR | VACAR | Internal | Summer | B5 | 200 | 3000 | 3000 | 72.28 | 87.28 | 6 | 9
2035 | PJM_ROR_2_VACAR | PJM_ROR | VACAR | Internal | Summer | B6 | 300 | 3000 | 2834.92 | 62.25 | 68.25 | 6 | 0
2035 | PJM_ROR_2_VACAR | PJM_ROR | VACAR | Internal | Summer | B7 | 400 | 3000 | 1187.16 | 50.32 | 56.32 | 6 | 0
2035 | PJM_ROR_2_VACAR | PJM_ROR | VACAR | Internal | Summer | B8 | 500 | 3000 | 0 | 47.97 | 52.61 | 6 | 0
2035 | PJM_ROR_2_VACAR | PJM_ROR | VACAR | Internal | Summer | B9 | 800 | 3000 | 1421.14 | 45.32 | 51.32 | 6 | 0
2035 | PJM_ROR_2_VACAR | PJM_ROR | VACAR | Internal | Summer | B10 | 1262 | 3000 | 3000 | 44.9 | 51.32 | 6 | 0.41
2035 | PJM_ROR_2_VACAR | PJM_ROR | VACAR | Internal | Winter | B16 | 25 | 3000 | 2999.99 | 83.85 | 90.86 | 6 | 1.01
2035 | PJM_ROR_2_VACAR | PJM_ROR | VACAR | Internal | Winter | B17 | 100 | 3000 | 281.9 | 68.2 | 74.2 | 6 | 0
2035 | PJM_ROR_2_VACAR | PJM_ROR | VACAR | Internal | Winter | B18 | 400 | 3000 | 0 | 58.23 | 59.29 | 6 | 0
2035 | PJM_ROR_2_VACAR | PJM_ROR | VACAR | Internal | Winter | B19 | 700 | 3000 | 0 | 54.57 | 58.37 | 6 | 0
2035 | PJM_ROR_2_VACAR | PJM_ROR | VACAR | Internal | Winter | B20 | 935 | 3000 | 3000 | 50.07 | 58.37 | 6 | 2.3
2035 | PJM_ROM_2_NYISO_A-F | PJM_ROM | NYISO_A-F | Internal | Shoulder | B11 | 25 | 2000 | 0 | 71.35 | 59.06 | 6 | 0
2035 | PJM_ROM_2_NYISO_A-F | PJM_ROM | NYISO_A-F | Internal | Shoulder | B12 | 200 | 2000 | 0 | 61.88 | 54.49 | 6 | 0
2035 | PJM_ROM_2_NYISO_A-F | PJM_ROM | NYISO_A-F | Internal | Shoulder | B13 | 600 | 2000 | 0 | 53.24 | 50.33 | 6 | 0
2035 | PJM_ROM_2_NYISO_A-F | PJM_ROM | NYISO_A-F | Internal | Shoulder | B14 | 900 | 2000 | 0 | 51.71 | 49.65 | 6 | 0
2035 | PJM_ROM_2_NYISO_A-F | PJM_ROM | NYISO_A-F | Internal | Shoulder | B15 | 1203 | 2000 | 0 | 46.58 | 49.65 | 6 | 0
2035 | PJM_ROM_2_NYISO_A-F | PJM_ROM | NYISO_A-F | Internal | Summer | B1 | 10 | 2000 | 0 | 81.81 | 73.56 | 6 | 0
2035 | PJM_ROM_2_NYISO_A-F | PJM_ROM | NYISO_A-F | Internal | Summer | B2 | 25 | 2000 | 0 | 81.81 | 73.55 | 6 | 0
2035 | PJM_ROM_2_NYISO_A-F | PJM_ROM | NYISO_A-F | Internal | Summer | B3 | 75 | 2000 | 0 | 80.77 | 69.22 | 6 | 0
2035 | PJM_ROM_2_NYISO_A-F | PJM_ROM | NYISO_A-F | Internal | Summer | B4 | 100 | 2000 | 0 | 77.17 | 64.8 | 6 | 0
2035 | PJM_ROM_2_NYISO_A-F | PJM_ROM | NYISO_A-F | Internal | Summer | B5 | 200 | 2000 | 0 | 72.27 | 61.34 | 6 | 0
2035 | PJM_ROM_2_NYISO_A-F | PJM_ROM | NYISO_A-F | Internal | Summer | B6 | 300 | 2000 | 0 | 62.26 | 54.26 | 6 | 0
2035 | PJM_ROM_2_NYISO_A-F | PJM_ROM | NYISO_A-F | Internal | Summer | B7 | 400 | 2000 | 0 | 50.33 | 48.43 | 6 | 0
2035 | PJM_ROM_2_NYISO_A-F | PJM_ROM | NYISO_A-F | Internal | Summer | B8 | 500 | 2000 | 0 | 47.98 | 48.35 | 6 | 0
2035 | PJM_ROM_2_NYISO_A-F | PJM_ROM | NYISO_A-F | Internal | Summer | B9 | 800 | 2000 | 0 | 45.46 | 48.35 | 6 | 0
2035 | PJM_ROM_2_NYISO_A-F | PJM_ROM | NYISO_A-F | Internal | Summer | B10 | 1262 | 2000 | 0 | 44.92 | 48.35 | 6 | 0
2035 | PJM_ROM_2_NYISO_A-F | PJM_ROM | NYISO_A-F | Internal | Winter | B16 | 25 | 2000 | 0 | 83.86 | 75.86 | 6 | 0
2035 | PJM_ROM_2_NYISO_A-F | PJM_ROM | NYISO_A-F | Internal | Winter | B17 | 100 | 2000 | 0 | 68.21 | 60.21 | 6 | 0
2035 | PJM_ROM_2_NYISO_A-F | PJM_ROM | NYISO_A-F | Internal | Winter | B18 | 400 | 2000 | 0 | 60.06 | 57.89 | 6 | 0
2035 | PJM_ROM_2_NYISO_A-F | PJM_ROM | NYISO_A-F | Internal | Winter | B19 | 700 | 2000 | 0 | 56.29 | 57.6 | 6 | 0
2035 | PJM_ROM_2_NYISO_A-F | PJM_ROM | NYISO_A-F | Internal | Winter | B20 | 935 | 2000 | 470.44 | 51.6 | 57.6 | 6 | 0
2035 | PJM_ROM_2_PJM_E | PJM_ROM | PJM_E | Internal | Shoulder | B11 | 25 | 8000 | 0.38 | 71.35 | 71.34 | 0.01 | 0
2035 | PJM_ROM_2_PJM_E | PJM_ROM | PJM_E | Internal | Shoulder | B12 | 200 | 8000 | 505.99 | 61.88 | 61.89 | 0.01 | 0
2035 | PJM_ROM_2_PJM_E | PJM_ROM | PJM_E | Internal | Shoulder | B13 | 600 | 8000 | 292.59 | 53.24 | 53.25 | 0.01 | 0
2035 | PJM_ROM_2_PJM_E | PJM_ROM | PJM_E | Internal | Shoulder | B14 | 900 | 8000 | 1708.12 | 51.71 | 51.72 | 0.01 | 0
2035 | PJM_ROM_2_PJM_E | PJM_ROM | PJM_E | Internal | Shoulder | B15 | 1203 | 8000 | 3279.93 | 46.58 | 46.59 | 0.01 | 0
2035 | PJM_ROM_2_PJM_E | PJM_ROM | PJM_E | Internal | Summer | B1 | 10 | 8000 | 2675.85 | 81.81 | 81.83 | 0.01 | 0
2035 | PJM_ROM_2_PJM_E | PJM_ROM | PJM_E | Internal | Summer | B2 | 25 | 8000 | 1725.78 | 81.81 | 81.83 | 0.01 | 0
2035 | PJM_ROM_2_PJM_E | PJM_ROM | PJM_E | Internal | Summer | B3 | 75 | 8000 | 0.13 | 80.77 | 80.76 | 0.01 | 0
2035 | PJM_ROM_2_PJM_E | PJM_ROM | PJM_E | Internal | Summer | B4 | 100 | 8000 | 0.1 | 77.17 | 77.16 | 0.01 | 0
2035 | PJM_ROM_2_PJM_E | PJM_ROM | PJM_E | Internal | Summer | B5 | 200 | 8000 | 2897.73 | 72.27 | 72.28 | 0.01 | 0
2035 | PJM_ROM_2_PJM_E | PJM_ROM | PJM_E | Internal | Summer | B6 | 300 | 8000 | 4001.51 | 62.26 | 62.27 | 0.01 | 0
2035 | PJM_ROM_2_PJM_E | PJM_ROM | PJM_E | Internal | Summer | B7 | 400 | 8000 | 4303.69 | 50.33 | 50.34 | 0.01 | 0
2035 | PJM_ROM_2_PJM_E | PJM_ROM | PJM_E | Internal | Summer | B8 | 500 | 8000 | 4946.42 | 47.98 | 47.99 | 0.01 | 0
2035 | PJM_ROM_2_PJM_E | PJM_ROM | PJM_E | Internal | Summer | B9 | 800 | 8000 | 6284.14 | 45.46 | 45.48 | 0.01 | 0
2035 | PJM_ROM_2_PJM_E | PJM_ROM | PJM_E | Internal | Summer | B10 | 1262 | 8000 | 3536.86 | 44.92 | 44.93 | 0.01 | 0
2035 | PJM_ROM_2_PJM_E | PJM_ROM | PJM_E | Internal | Winter | B16 | 25 | 8000 | 3498.75 | 83.86 | 83.87 | 0.01 | 0
2035 | PJM_ROM_2_PJM_E | PJM_ROM | PJM_E | Internal | Winter | B17 | 100 | 8000 | 3736.49 | 68.21 | 68.22 | 0.01 | 0
2035 | PJM_ROM_2_PJM_E | PJM_ROM | PJM_E | Internal | Winter | B18 | 400 | 8000 | 5465.36 | 60.06 | 60.07 | 0.01 | 0
2035 | PJM_ROM_2_PJM_E | PJM_ROM | PJM_E | Internal | Winter | B19 | 700 | 8000 | 6113.25 | 56.29 | 56.3 | 0.01 | 0
2035 | PJM_ROM_2_PJM_E | PJM_ROM | PJM_E | Internal | Winter | B20 | 935 | 8000 | 6694.29 | 51.6 | 51.61 | 0.01 | 0
2035 | PJM_ROM_2_PJM_ROR | PJM_ROM | PJM_ROR | Internal | Shoulder | B11 | 25 | 8000 | 1768.12 | 71.35 | 71.37 | 0.01 | 0
2035 | PJM_ROM_2_PJM_ROR | PJM_ROM | PJM_ROR | Internal | Shoulder | B12 | 200 | 8000 | 0.05 | 61.88 | 61.87 | 0.01 | 0
2035 | PJM_ROM_2_PJM_ROR | PJM_ROM | PJM_ROR | Internal | Shoulder | B13 | 600 | 8000 | 0.02 | 53.24 | 53.23 | 0.01 | 0
2035 | PJM_ROM_2_PJM_ROR | PJM_ROM | PJM_ROR | Internal | Shoulder | B14 | 900 | 8000 | 0.01 | 51.71 | 51.69 | 0.01 | 0
2035 | PJM_ROM_2_PJM_ROR | PJM_ROM | PJM_ROR | Internal | Shoulder | B15 | 1203 | 8000 | 0 | 46.58 | 46.56 | 0.01 | 0
2035 | PJM_ROM_2_PJM_ROR | PJM_ROM | PJM_ROR | Internal | Summer | B1 | 10 | 8000 | 0.94 | 81.81 | 81.8 | 0.01 | 0
2035 | PJM_ROM_2_PJM_ROR | PJM_ROM | PJM_ROR | Internal | Summer | B2 | 25 | 8000 | 0.39 | 81.81 | 81.8 | 0.01 | 0
2035 | PJM_ROM_2_PJM_ROR | PJM_ROM | PJM_ROR | Internal | Summer | B3 | 75 | 8000 | 3767.47 | 80.77 | 80.78 | 0.01 | 0
2035 | PJM_ROM_2_PJM_ROR | PJM_ROM | PJM_ROR | Internal | Summer | B4 | 100 | 8000 | 5951.57 | 77.17 | 77.18 | 0.01 | 0
2035 | PJM_ROM_2_PJM_ROR | PJM_ROM | PJM_ROR | Internal | Summer | B5 | 200 | 8000 | 125.03 | 72.27 | 72.28 | 0.01 | 0
2035 | PJM_ROM_2_PJM_ROR | PJM_ROM | PJM_ROR | Internal | Summer | B6 | 300 | 8000 | 0.03 | 62.26 | 62.25 | 0.01 | 0
2035 | PJM_ROM_2_PJM_ROR | PJM_ROM | PJM_ROR | Internal | Summer | B7 | 400 | 8000 | 0.02 | 50.33 | 50.32 | 0.01 | 0
2035 | PJM_ROM_2_PJM_ROR | PJM_ROM | PJM_ROR | Internal | Summer | B8 | 500 | 8000 | 0.02 | 47.98 | 47.97 | 0.01 | 0
2035 | PJM_ROM_2_PJM_ROR | PJM_ROM | PJM_ROR | Internal | Summer | B9 | 800 | 8000 | 0 | 45.46 | 45.32 | 0.01 | 0
2035 | PJM_ROM_2_PJM_ROR | PJM_ROM | PJM_ROR | Internal | Summer | B10 | 1262 | 8000 | 0 | 44.92 | 44.9 | 0.01 | 0
2035 | PJM_ROM_2_PJM_ROR | PJM_ROM | PJM_ROR | Internal | Winter | B16 | 25 | 8000 | 0.38 | 83.86 | 83.85 | 0.01 | 0
2035 | PJM_ROM_2_PJM_ROR | PJM_ROM | PJM_ROR | Internal | Winter | B17 | 100 | 8000 | 0.09 | 68.21 | 68.2 | 0.01 | 0
2035 | PJM_ROM_2_PJM_ROR | PJM_ROM | PJM_ROR | Internal | Winter | B18 | 400 | 8000 | 0 | 60.06 | 58.23 | 0.01 | 0
2035 | PJM_ROM_2_PJM_ROR | PJM_ROM | PJM_ROR | Internal | Winter | B19 | 700 | 8000 | 0 | 56.29 | 54.57 | 0.01 | 0
2035 | PJM_ROM_2_PJM_ROR | PJM_ROM | PJM_ROR | Internal | Winter | B20 | 935 | 8000 | 0 | 51.6 | 50.07 | 0.01 | 0
2035 | SOCO_2_ENT | SOCO | ENT | Internal | Shoulder | B11 | 25 | 2400 | 0 | 84.37 | 79.02 | 10 | 0
2035 | SOCO_2_ENT | SOCO | ENT | Internal | Shoulder | B12 | 200 | 2400 | 0 | 55.72 | 55.85 | 10 | 0
2035 | SOCO_2_ENT | SOCO | ENT | Internal | Shoulder | B13 | 600 | 2400 | 0 | 55.72 | 55.45 | 10 | 0
2035 | SOCO_2_ENT | SOCO | ENT | Internal | Shoulder | B14 | 900 | 2400 | 0 | 55.72 | 55.45 | 10 | 0
2035 | SOCO_2_ENT | SOCO | ENT | Internal | Shoulder | B15 | 1203 | 2400 | 0 | 55.72 | 53.61 | 10 | 0
2035 | SOCO_2_ENT | SOCO | ENT | Internal | Summer | B1 | 10 | 2400 | 0 | 90.9 | 82.9 | 10 | 0
2035 | SOCO_2_ENT | SOCO | ENT | Internal | Summer | B2 | 25 | 2400 | 0 | 90.9 | 82.9 | 10 | 0
2035 | SOCO_2_ENT | SOCO | ENT | Internal | Summer | B3 | 75 | 2400 | 0 | 90.9 | 80.37 | 10 | 0
2035 | SOCO_2_ENT | SOCO | ENT | Internal | Summer | B4 | 100 | 2400 | 0 | 90.9 | 79.74 | 10 | 0
2035 | SOCO_2_ENT | SOCO | ENT | Internal | Summer | B5 | 200 | 2400 | 0 | 87.28 | 76.56 | 10 | 0
2035 | SOCO_2_ENT | SOCO | ENT | Internal | Summer | B6 | 300 | 2400 | 0 | 68.67 | 64.26 | 10 | 0
2035 | SOCO_2_ENT | SOCO | ENT | Internal | Summer | B7 | 400 | 2400 | 0 | 62.06 | 54.06 | 10 | 0
2035 | SOCO_2_ENT | SOCO | ENT | Internal | Summer | B8 | 500 | 2400 | 0 | 54.18 | 54.06 | 10 | 0
2035 | SOCO_2_ENT | SOCO | ENT | Internal | Summer | B9 | 800 | 2400 | 0 | 54.18 | 53.17 | 10 | 0
2035 | SOCO_2_ENT | SOCO | ENT | Internal | Summer | B10 | 1262 | 2400 | 0 | 49.72 | 51.9 | 10 | 0
2035 | SOCO_2_ENT | SOCO | ENT | Internal | Winter | B16 | 25 | 2400 | 0 | 80.86 | 73.86 | 10 | 0
2035 | SOCO_2_ENT | SOCO | ENT | Internal | Winter | B17 | 100 | 2400 | 0 | 59.07 | 59.42 | 10 | 0
2035 | SOCO_2_ENT | SOCO | ENT | Internal | Winter | B18 | 400 | 2400 | 0 | 59.07 | 58.99 | 10 | 0
2035 | SOCO_2_ENT | SOCO | ENT | Internal | Winter | B19 | 700 | 2400 | 0 | 59.07 | 57.89 | 10 | 0
2035 | SOCO_2_ENT | SOCO | ENT | Internal | Winter | B20 | 935 | 2400 | 0 | 54.09 | 57.03 | 10 | 0
2035 | SOCO_2_FRCC | SOCO | FRCC | Internal | Shoulder | B11 | 25 | 3700 | 0 | 84.37 | 86.47 | 10 | 0
2035 | SOCO_2_FRCC | SOCO | FRCC | Internal | Shoulder | B12 | 200 | 3700 | 0 | 55.72 | 63.63 | 10 | 0
2035 | SOCO_2_FRCC | SOCO | FRCC | Internal | Shoulder | B13 | 600 | 3700 | 0 | 55.72 | 60.99 | 10 | 0
2035 | SOCO_2_FRCC | SOCO | FRCC | Internal | Shoulder | B14 | 900 | 3700 | 0 | 55.72 | 60.99 | 10 | 0
2035 | SOCO_2_FRCC | SOCO | FRCC | Internal | Shoulder | B15 | 1203 | 3700 | 0 | 55.72 | 60.99 | 10 | 0
2035 | SOCO_2_FRCC | SOCO | FRCC | Internal | Summer | B1 | 10 | 3700 | 0 | 90.9 | 98.45 | 10 | 0
2035 | SOCO_2_FRCC | SOCO | FRCC | Internal | Summer | B2 | 25 | 3700 | 0 | 90.9 | 96.43 | 10 | 0
2035 | SOCO_2_FRCC | SOCO | FRCC | Internal | Summer | B3 | 75 | 3700 | 0 | 90.9 | 96.43 | 10 | 0
2035 | SOCO_2_FRCC | SOCO | FRCC | Internal | Summer | B4 | 100 | 3700 | 0 | 90.9 | 85.04 | 10 | 0
2035 | SOCO_2_FRCC | SOCO | FRCC | Internal | Summer | B5 | 200 | 3700 | 0 | 87.28 | 85.04 | 10 | 0
2035 | SOCO_2_FRCC | SOCO | FRCC | Internal | Summer | B6 | 300 | 3700 | 169.89 | 68.67 | 78.67 | 10 | 0
2035 | SOCO_2_FRCC | SOCO | FRCC | Internal | Summer | B7 | 400 | 3700 | 0 | 62.06 | 62.59 | 10 | 0
2035 | SOCO_2_FRCC | SOCO | FRCC | Internal | Summer | B8 | 500 | 3700 | 0 | 54.18 | 59.99 | 10 | 0
2035 | SOCO_2_FRCC | SOCO | FRCC | Internal | Summer | B9 | 800 | 3700 | 0 | 54.18 | 59.99 | 10 | 0
2035 | SOCO_2_FRCC | SOCO | FRCC | Internal | Summer | B10 | 1262 | 3700 | 113.34 | 49.72 | 59.72 | 10 | 0
2035 | SOCO_2_FRCC | SOCO | FRCC | Internal | Winter | B16 | 25 | 3700 | 0 | 80.86 | 87.12 | 10 | 0
2035 | SOCO_2_FRCC | SOCO | FRCC | Internal | Winter | B17 | 100 | 3700 | 0 | 59.07 | 66.58 | 10 | 0
2035 | SOCO_2_FRCC | SOCO | FRCC | Internal | Winter | B18 | 400 | 3700 | 0 | 59.07 | 63.81 | 10 | 0
2035 | SOCO_2_FRCC | SOCO | FRCC | Internal | Winter | B19 | 700 | 3700 | 0 | 59.07 | 63.81 | 10 | 0
2035 | SOCO_2_FRCC | SOCO | FRCC | Internal | Winter | B20 | 935 | 3700 | 0 | 54.09 | 63.12 | 10 | 0
2035 | SOCO_2_TVA_Transmission | SOCO | TVA_Transmission | Internal | Shoulder | B11 | 25 | 2600 | 0 | 84.37 | 77.37 | 10 | 0
2035 | SOCO_2_TVA_Transmission | SOCO | TVA_Transmission | Internal | Shoulder | B12 | 200 | 2600 | 0 | 55.72 | 63.32 | 10 | 0
2035 | SOCO_2_TVA_Transmission | SOCO | TVA_Transmission | Internal | Shoulder | B13 | 600 | 2600 | 0 | 55.72 | 56.87 | 10 | 0
2035 | SOCO_2_TVA_Transmission | SOCO | TVA_Transmission | Internal | Shoulder | B14 | 900 | 2600 | 0 | 55.72 | 55.94 | 10 | 0
2035 | SOCO_2_TVA_Transmission | SOCO | TVA_Transmission | Internal | Shoulder | B15 | 1203 | 2600 | 0 | 55.72 | 52.56 | 10 | 0
2035 | SOCO_2_TVA_Transmission | SOCO | TVA_Transmission | Internal | Summer | B1 | 10 | 2600 | 0 | 90.9 | 87.8 | 10 | 0
2035 | SOCO_2_TVA_Transmission | SOCO | TVA_Transmission | Internal | Summer | B2 | 25 | 2600 | 0 | 90.9 | 87.8 | 10 | 0
2035 | SOCO_2_TVA_Transmission | SOCO | TVA_Transmission | Internal | Summer | B3 | 75 | 2600 | 0 | 90.9 | 86.78 | 10 | 0
2035 | SOCO_2_TVA_Transmission | SOCO | TVA_Transmission | Internal | Summer | B4 | 100 | 2600 | 0 | 90.9 | 83.18 | 10 | 0
2035 | SOCO_2_TVA_Transmission | SOCO | TVA_Transmission | Internal | Summer | B5 | 200 | 2600 | 0 | 87.28 | 78.28 | 10 | 0
2035 | SOCO_2_TVA_Transmission | SOCO | TVA_Transmission | Internal | Summer | B6 | 300 | 2600 | 0 | 68.67 | 65.98 | 10 | 0
2035 | SOCO_2_TVA_Transmission | SOCO | TVA_Transmission | Internal | Summer | B7 | 400 | 2600 | 0 | 62.06 | 54.91 | 10 | 0
2035 | SOCO_2_TVA_Transmission | SOCO | TVA_Transmission | Internal | Summer | B8 | 500 | 2600 | 0 | 54.18 | 53.76 | 10 | 0
2035 | SOCO_2_TVA_Transmission | SOCO | TVA_Transmission | Internal | Summer | B9 | 800 | 2600 | 0 | 54.18 | 50.19 | 10 | 0
2035 | SOCO_2_TVA_Transmission | SOCO | TVA_Transmission | Internal | Summer | B10 | 1262 | 2600 | 0 | 49.72 | 48.84 | 10 | 0
2035 | SOCO_2_TVA_Transmission | SOCO | TVA_Transmission | Internal | Winter | B16 | 25 | 2600 | 0 | 80.86 | 81.86 | 10 | 0
2035 | SOCO_2_TVA_Transmission | SOCO | TVA_Transmission | Internal | Winter | B17 | 100 | 2600 | 0 | 59.07 | 66.58 | 10 | 0
2035 | SOCO_2_TVA_Transmission | SOCO | TVA_Transmission | Internal | Winter | B18 | 400 | 2600 | 0 | 59.07 | 59.56 | 10 | 0
2035 | SOCO_2_TVA_Transmission | SOCO | TVA_Transmission | Internal | Winter | B19 | 700 | 2600 | 0 | 59.07 | 55.93 | 10 | 0
2035 | SOCO_2_TVA_Transmission | SOCO | TVA_Transmission | Internal | Winter | B20 | 935 | 2600 | 0 | 54.09 | 53.32 | 10 | 0
2035 | SOCO_2_VACAR | SOCO | VACAR | Internal | Shoulder | B11 | 25 | 2000 | 0 | 84.37 | 77.37 | 10 | 0
2035 | SOCO_2_VACAR | SOCO | VACAR | Internal | Shoulder | B12 | 200 | 2000 | 209.08 | 55.72 | 65.72 | 10 | 0
2035 | SOCO_2_VACAR | SOCO | VACAR | Internal | Shoulder | B13 | 600 | 2000 | 0 | 55.72 | 54.66 | 10 | 0
2035 | SOCO_2_VACAR | SOCO | VACAR | Internal | Shoulder | B14 | 900 | 2000 | 0 | 55.72 | 53.49 | 10 | 0
2035 | SOCO_2_VACAR | SOCO | VACAR | Internal | Shoulder | B15 | 1203 | 2000 | 0 | 55.72 | 53.49 | 10 | 0
2035 | SOCO_2_VACAR | SOCO | VACAR | Internal | Summer | B1 | 10 | 2000 | 0 | 90.9 | 92.52 | 10 | 0
2035 | SOCO_2_VACAR | SOCO | VACAR | Internal | Summer | B2 | 25 | 2000 | 0 | 90.9 | 92.52 | 10 | 0
2035 | SOCO_2_VACAR | SOCO | VACAR | Internal | Summer | B3 | 75 | 2000 | 0 | 90.9 | 90.38 | 10 | 0
2035 | SOCO_2_VACAR | SOCO | VACAR | Internal | Summer | B4 | 100 | 2000 | 0 | 90.9 | 90.38 | 10 | 0
2035 | SOCO_2_VACAR | SOCO | VACAR | Internal | Summer | B5 | 200 | 2000 | 0 | 87.28 | 87.28 | 10 | 0
2035 | SOCO_2_VACAR | SOCO | VACAR | Internal | Summer | B6 | 300 | 2000 | 0 | 68.67 | 68.25 | 10 | 0
2035 | SOCO_2_VACAR | SOCO | VACAR | Internal | Summer | B7 | 400 | 2000 | 0 | 62.06 | 56.32 | 10 | 0
2035 | SOCO_2_VACAR | SOCO | VACAR | Internal | Summer | B8 | 500 | 2000 | 0 | 54.18 | 52.61 | 10 | 0
2035 | SOCO_2_VACAR | SOCO | VACAR | Internal | Summer | B9 | 800 | 2000 | 0 | 54.18 | 51.32 | 10 | 0
2035 | SOCO_2_VACAR | SOCO | VACAR | Internal | Summer | B10 | 1262 | 2000 | 0 | 49.72 | 51.32 | 10 | 0
2035 | SOCO_2_VACAR | SOCO | VACAR | Internal | Winter | B16 | 25 | 2000 | 1938.48 | 80.86 | 90.86 | 10 | 0
2035 | SOCO_2_VACAR | SOCO | VACAR | Internal | Winter | B17 | 100 | 2000 | 2000 | 59.07 | 74.2 | 10 | 5.13
2035 | SOCO_2_VACAR | SOCO | VACAR | Internal | Winter | B18 | 400 | 2000 | 0 | 59.07 | 59.29 | 10 | 0
2035 | SOCO_2_VACAR | SOCO | VACAR | Internal | Winter | B19 | 700 | 2000 | 0 | 59.07 | 58.37 | 10 | 0
2035 | SOCO_2_VACAR | SOCO | VACAR | Internal | Winter | B20 | 935 | 2000 | 0 | 54.09 | 58.37 | 10 | 0
2035 | SPP_N_2_ENT | SPP_N | ENT | Internal | Shoulder | B11 | 25 | 1800 | 0 | 85.46 | 79.02 | 5 | 0
2035 | SPP_N_2_ENT | SPP_N | ENT | Internal | Shoulder | B12 | 200 | 1800 | 0 | 63.49 | 55.85 | 5 | 0
2035 | SPP_N_2_ENT | SPP_N | ENT | Internal | Shoulder | B13 | 600 | 1800 | 0 | 55.21 | 55.45 | 5 | 0
2035 | SPP_N_2_ENT | SPP_N | ENT | Internal | Shoulder | B14 | 900 | 1800 | 0 | 53.41 | 55.45 | 5 | 0
2035 | SPP_N_2_ENT | SPP_N | ENT | Internal | Shoulder | B15 | 1203 | 1800 | 0 | 49.03 | 53.61 | 5 | 0
2035 | SPP_N_2_ENT | SPP_N | ENT | Internal | Summer | B1 | 10 | 1800 | 0 | 87.55 | 82.9 | 5 | 0
2035 | SPP_N_2_ENT | SPP_N | ENT | Internal | Summer | B2 | 25 | 1800 | 0 | 86.14 | 82.9 | 5 | 0
2035 | SPP_N_2_ENT | SPP_N | ENT | Internal | Summer | B3 | 75 | 1800 | 0 | 85.63 | 80.37 | 5 | 0
2035 | SPP_N_2_ENT | SPP_N | ENT | Internal | Summer | B4 | 100 | 1800 | 0 | 85.45 | 79.74 | 5 | 0
2035 | SPP_N_2_ENT | SPP_N | ENT | Internal | Summer | B5 | 200 | 1800 | 0 | 84.56 | 76.56 | 5 | 0
2035 | SPP_N_2_ENT | SPP_N | ENT | Internal | Summer | B6 | 300 | 1800 | 0 | 72.25 | 64.26 | 5 | 0
2035 | SPP_N_2_ENT | SPP_N | ENT | Internal | Summer | B7 | 400 | 1800 | 0 | 56.07 | 54.06 | 5 | 0
2035 | SPP_N_2_ENT | SPP_N | ENT | Internal | Summer | B8 | 500 | 1800 | 0 | 52.08 | 54.06 | 5 | 0
2035 | SPP_N_2_ENT | SPP_N | ENT | Internal | Summer | B9 | 800 | 1800 | 0 | 51.6 | 53.17 | 5 | 0
2035 | SPP_N_2_ENT | SPP_N | ENT | Internal | Summer | B10 | 1262 | 1800 | 0 | 47.41 | 51.9 | 5 | 0
2035 | SPP_N_2_ENT | SPP_N | ENT | Internal | Winter | B16 | 25 | 1800 | 0 | 76.86 | 73.86 | 5 | 0
2035 | SPP_N_2_ENT | SPP_N | ENT | Internal | Winter | B17 | 100 | 1800 | 0 | 61.2 | 59.42 | 5 | 0
2035 | SPP_N_2_ENT | SPP_N | ENT | Internal | Winter | B18 | 400 | 1800 | 0 | 56.99 | 58.99 | 5 | 0
2035 | SPP_N_2_ENT | SPP_N | ENT | Internal | Winter | B19 | 700 | 1800 | 0 | 53.26 | 57.89 | 5 | 0
2035 | SPP_N_2_ENT | SPP_N | ENT | Internal | Winter | B20 | 935 | 1800 | 148.71 | 52.03 | 57.03 | 5 | 0
2035 | SPP_N_2_MISO_MO-IL | SPP_N | MISO_MO-IL | Internal | Shoulder | B11 | 25 | 2000 | 0 | 85.46 | 78.38 | 5 | 0
2035 | SPP_N_2_MISO_MO-IL | SPP_N | MISO_MO-IL | Internal | Shoulder | B12 | 200 | 2000 | 0 | 63.49 | 63.85 | 5 | 0
2035 | SPP_N_2_MISO_MO-IL | SPP_N | MISO_MO-IL | Internal | Shoulder | B13 | 600 | 2000 | 0 | 55.21 | 55.19 | 5 | 0
2035 | SPP_N_2_MISO_MO-IL | SPP_N | MISO_MO-IL | Internal | Shoulder | B14 | 900 | 2000 | 0 | 53.41 | 53.69 | 5 | 0
2035 | SPP_N_2_MISO_MO-IL | SPP_N | MISO_MO-IL | Internal | Shoulder | B15 | 1203 | 2000 | 0 | 49.03 | 46.64 | 5 | 0
2035 | SPP_N_2_MISO_MO-IL | SPP_N | MISO_MO-IL | Internal | Summer | B1 | 10 | 2000 | 0 | 87.55 | 87.31 | 5 | 0
2035 | SPP_N_2_MISO_MO-IL | SPP_N | MISO_MO-IL | Internal | Summer | B2 | 25 | 2000 | 0 | 86.14 | 85.38 | 5 | 0
2035 | SPP_N_2_MISO_MO-IL | SPP_N | MISO_MO-IL | Internal | Summer | B3 | 75 | 2000 | 0 | 85.63 | 83.22 | 5 | 0
2035 | SPP_N_2_MISO_MO-IL | SPP_N | MISO_MO-IL | Internal | Summer | B4 | 100 | 2000 | 0 | 85.45 | 80.26 | 5 | 0
2035 | SPP_N_2_MISO_MO-IL | SPP_N | MISO_MO-IL | Internal | Summer | B5 | 200 | 2000 | 0 | 84.56 | 78.33 | 5 | 0
2035 | SPP_N_2_MISO_MO-IL | SPP_N | MISO_MO-IL | Internal | Summer | B6 | 300 | 2000 | 0 | 72.25 | 64.25 | 5 | 0
2035 | SPP_N_2_MISO_MO-IL | SPP_N | MISO_MO-IL | Internal | Summer | B7 | 400 | 2000 | 0 | 56.07 | 52.32 | 5 | 0
2035 | SPP_N_2_MISO_MO-IL | SPP_N | MISO_MO-IL | Internal | Summer | B8 | 500 | 2000 | 0 | 52.08 | 49.96 | 5 | 0
2035 | SPP_N_2_MISO_MO-IL | SPP_N | MISO_MO-IL | Internal | Summer | B9 | 800 | 2000 | 0 | 51.6 | 45.17 | 5 | 0
2035 | SPP_N_2_MISO_MO-IL | SPP_N | MISO_MO-IL | Internal | Summer | B10 | 1262 | 2000 | 0 | 47.41 | 44.93 | 5 | 0
2035 | SPP_N_2_MISO_MO-IL | SPP_N | MISO_MO-IL | Internal | Winter | B16 | 25 | 2000 | 65.68 | 76.86 | 81.86 | 5 | 0
2035 | SPP_N_2_MISO_MO-IL | SPP_N | MISO_MO-IL | Internal | Winter | B17 | 100 | 2000 | 684.85 | 61.2 | 66.2 | 5 | 0
2035 | SPP_N_2_MISO_MO-IL | SPP_N | MISO_MO-IL | Internal | Winter | B18 | 400 | 2000 | 0 | 56.99 | 57.89 | 5 | 0
2035 | SPP_N_2_MISO_MO-IL | SPP_N | MISO_MO-IL | Internal | Winter | B19 | 700 | 2000 | 0 | 53.26 | 53.26 | 5 | 0
2035 | SPP_N_2_MISO_MO-IL | SPP_N | MISO_MO-IL | Internal | Winter | B20 | 935 | 2000 | 0 | 52.03 | 49.43 | 5 | 0
2035 | SPP_N_2_MISO_W | SPP_N | MISO_W | Internal | Shoulder | B11 | 25 | 750 | 0 | 85.46 | 85.45 | 5 | 0
2035 | SPP_N_2_MISO_W | SPP_N | MISO_W | Internal | Shoulder | B12 | 200 | 750 | 0 | 63.49 | 63.87 | 5 | 0
2035 | SPP_N_2_MISO_W | SPP_N | MISO_W | Internal | Shoulder | B13 | 600 | 750 | 0 | 55.21 | 55.2 | 5 | 0
2035 | SPP_N_2_MISO_W | SPP_N | MISO_W | Internal | Shoulder | B14 | 900 | 750 | 0 | 53.41 | 53.71 | 5 | 0
2035 | SPP_N_2_MISO_W | SPP_N | MISO_W | Internal | Shoulder | B15 | 1203 | 750 | 0 | 49.03 | 48.56 | 5 | 0
2035 | SPP_N_2_MISO_W | SPP_N | MISO_W | Internal | Summer | B1 | 10 | 750 | 0 | 87.55 | 87.53 | 5 | 0
2035 | SPP_N_2_MISO_W | SPP_N | MISO_W | Internal | Summer | B2 | 25 | 750 | 0 | 86.14 | 86.13 | 5 | 0
2035 | SPP_N_2_MISO_W | SPP_N | MISO_W | Internal | Summer | B3 | 75 | 750 | 0 | 85.63 | 86.13 | 5 | 0
2035 | SPP_N_2_MISO_W | SPP_N | MISO_W | Internal | Summer | B4 | 100 | 750 | 0 | 85.45 | 85.43 | 5 | 0
2035 | SPP_N_2_MISO_W | SPP_N | MISO_W | Internal | Summer | B5 | 200 | 750 | 0 | 84.56 | 84.55 | 5 | 0
2035 | SPP_N_2_MISO_W | SPP_N | MISO_W | Internal | Summer | B6 | 300 | 750 | 0 | 72.25 | 71.73 | 5 | 0
2035 | SPP_N_2_MISO_W | SPP_N | MISO_W | Internal | Summer | B7 | 400 | 750 | 0 | 56.07 | 52.32 | 5 | 0
2035 | SPP_N_2_MISO_W | SPP_N | MISO_W | Internal | Summer | B8 | 500 | 750 | 0 | 52.08 | 49.97 | 5 | 0
2035 | SPP_N_2_MISO_W | SPP_N | MISO_W | Internal | Summer | B9 | 800 | 750 | 0 | 51.6 | 47.33 | 5 | 0
2035 | SPP_N_2_MISO_W | SPP_N | MISO_W | Internal | Summer | B10 | 1262 | 750 | 0 | 47.41 | 44.92 | 5 | 0
2035 | SPP_N_2_MISO_W | SPP_N | MISO_W | Internal | Winter | B16 | 25 | 750 | 0.63 | 76.86 | 81.85 | 5 | 0
2035 | SPP_N_2_MISO_W | SPP_N | MISO_W | Internal | Winter | B17 | 100 | 750 | 0.19 | 61.2 | 66.19 | 5 | 0
2035 | SPP_N_2_MISO_W | SPP_N | MISO_W | Internal | Winter | B18 | 400 | 750 | 0 | 56.99 | 57.9 | 5 | 0
2035 | SPP_N_2_MISO_W | SPP_N | MISO_W | Internal | Winter | B19 | 700 | 750 | 0 | 53.26 | 56.94 | 5 | 0
2035 | SPP_N_2_MISO_W | SPP_N | MISO_W | Internal | Winter | B20 | 935 | 750 | 0 | 52.03 | 49.45 | 5 | 0
2035 | SPP_N_2_NE | SPP_N | NE | Internal | Shoulder | B11 | 25 | 330 | 0.33 | 85.46 | 85.45 | 0.01 | 0
2035 | SPP_N_2_NE | SPP_N | NE | Internal | Shoulder | B12 | 200 | 330 | 0.05 | 63.49 | 63.48 | 0.01 | 0
2035 | SPP_N_2_NE | SPP_N | NE | Internal | Shoulder | B13 | 600 | 330 | 0.02 | 55.21 | 55.2 | 0.01 | 0
2035 | SPP_N_2_NE | SPP_N | NE | Internal | Shoulder | B14 | 900 | 330 | 0.01 | 53.41 | 53.4 | 0.01 | 0
2035 | SPP_N_2_NE | SPP_N | NE | Internal | Shoulder | B15 | 1203 | 330 | 0 | 49.03 | 49.02 | 0.01 | 0
2035 | SPP_N_2_NE | SPP_N | NE | Internal | Summer | B1 | 10 | 330 | 0.85 | 87.55 | 87.53 | 0.01 | 0
2035 | SPP_N_2_NE | SPP_N | NE | Internal | Summer | B2 | 25 | 330 | 0.36 | 86.14 | 86.13 | 0.01 | 0
2035 | SPP_N_2_NE | SPP_N | NE | Internal | Summer | B3 | 75 | 330 | 77.11 | 85.63 | 85.64 | 0.01 | 0
2035 | SPP_N_2_NE | SPP_N | NE | Internal | Summer | B4 | 100 | 330 | 0.09 | 85.45 | 85.43 | 0.01 | 0
2035 | SPP_N_2_NE | SPP_N | NE | Internal | Summer | B5 | 200 | 330 | 0.05 | 84.56 | 84.55 | 0.01 | 0
2035 | SPP_N_2_NE | SPP_N | NE | Internal | Summer | B6 | 300 | 330 | 0 | 72.25 | 71.73 | 0.01 | 0
2035 | SPP_N_2_NE | SPP_N | NE | Internal | Summer | B7 | 400 | 330 | 0.02 | 56.07 | 56.06 | 0.01 | 0
2035 | SPP_N_2_NE | SPP_N | NE | Internal | Summer | B8 | 500 | 330 | 0 | 52.08 | 51.9 | 0.01 | 0
2035 | SPP_N_2_NE | SPP_N | NE | Internal | Summer | B9 | 800 | 330 | 0 | 51.6 | 49.96 | 0.01 | 0
2035 | SPP_N_2_NE | SPP_N | NE | Internal | Summer | B10 | 1262 | 330 | 0 | 47.41 | 39.92 | 0.01 | 0
2035 | SPP_N_2_NE | SPP_N | NE | Internal | Winter | B16 | 25 | 330 | 0.35 | 76.86 | 76.85 | 0.01 | 0
2035 | SPP_N_2_NE | SPP_N | NE | Internal | Winter | B17 | 100 | 330 | 0.09 | 61.2 | 61.19 | 0.01 | 0
2035 | SPP_N_2_NE | SPP_N | NE | Internal | Winter | B18 | 400 | 330 | 0.02 | 56.99 | 56.98 | 0.01 | 0
2035 | SPP_N_2_NE | SPP_N | NE | Internal | Winter | B19 | 700 | 330 | 0.01 | 53.26 | 53.25 | 0.01 | 0
2035 | SPP_N_2_NE | SPP_N | NE | Internal | Winter | B20 | 935 | 330 | 0 | 52.03 | 49.44 | 0.01 | 0
2035 | SPP_N_2_SPP_S | SPP_N | SPP_S | Internal | Shoulder | B11 | 25 | 4000 | 0 | 85.46 | 77.37 | 0.01 | 0
2035 | SPP_N_2_SPP_S | SPP_N | SPP_S | Internal | Shoulder | B12 | 200 | 4000 | 0 | 63.49 | 53.52 | 0.01 | 0
2035 | SPP_N_2_SPP_S | SPP_N | SPP_S | Internal | Shoulder | B13 | 600 | 4000 | 0 | 55.21 | 53.52 | 0.01 | 0
2035 | SPP_N_2_SPP_S | SPP_N | SPP_S | Internal | Shoulder | B14 | 900 | 4000 | 0.01 | 53.41 | 53.4 | 0.01 | 0
2035 | SPP_N_2_SPP_S | SPP_N | SPP_S | Internal | Shoulder | B15 | 1203 | 4000 | 0 | 49.03 | 49.02 | 0.01 | 0
2035 | SPP_N_2_SPP_S | SPP_N | SPP_S | Internal | Summer | B1 | 10 | 4000 | 0 | 87.55 | 74.74 | 0.01 | 0
2035 | SPP_N_2_SPP_S | SPP_N | SPP_S | Internal | Summer | B2 | 25 | 4000 | 0 | 86.14 | 75.37 | 0.01 | 0
2035 | SPP_N_2_SPP_S | SPP_N | SPP_S | Internal | Summer | B3 | 75 | 4000 | 0 | 85.63 | 75.37 | 0.01 | 0
2035 | SPP_N_2_SPP_S | SPP_N | SPP_S | Internal | Summer | B4 | 100 | 4000 | 0 | 85.45 | 74.74 | 0.01 | 0
2035 | SPP_N_2_SPP_S | SPP_N | SPP_S | Internal | Summer | B5 | 200 | 4000 | 0 | 84.56 | 74.74 | 0.01 | 0
2035 | SPP_N_2_SPP_S | SPP_N | SPP_S | Internal | Summer | B6 | 300 | 4000 | 170.24 | 72.25 | 72.26 | 0.01 | 0
2035 | SPP_N_2_SPP_S | SPP_N | SPP_S | Internal | Summer | B7 | 400 | 4000 | 0.02 | 56.07 | 56.06 | 0.01 | 0
2035 | SPP_N_2_SPP_S | SPP_N | SPP_S | Internal | Summer | B8 | 500 | 4000 | 0.02 | 52.08 | 52.07 | 0.01 | 0
2035 | SPP_N_2_SPP_S | SPP_N | SPP_S | Internal | Summer | B9 | 800 | 4000 | 1579.58 | 51.6 | 51.61 | 0.01 | 0
2035 | SPP_N_2_SPP_S | SPP_N | SPP_S | Internal | Summer | B10 | 1262 | 4000 | 1902.75 | 47.41 | 47.43 | 0.01 | 0
2035 | SPP_N_2_SPP_S | SPP_N | SPP_S | Internal | Winter | B16 | 25 | 4000 | 0 | 76.86 | 59.78 | 0.01 | 0
2035 | SPP_N_2_SPP_S | SPP_N | SPP_S | Internal | Winter | B17 | 100 | 4000 | 0 | 61.2 | 57.13 | 0.01 | 0
2035 | SPP_N_2_SPP_S | SPP_N | SPP_S | Internal | Winter | B18 | 400 | 4000 | 495.96 | 56.99 | 57 | 0.01 | 0
2035 | SPP_N_2_SPP_S | SPP_N | SPP_S | Internal | Winter | B19 | 700 | 4000 | 438.76 | 53.26 | 53.27 | 0.01 | 0
2035 | SPP_N_2_SPP_S | SPP_N | SPP_S | Internal | Winter | B20 | 935 | 4000 | 2130.42 | 52.03 | 52.04 | 0.01 | 0
2035 | SPP_S_2_ENT | SPP_S | ENT | Internal | Shoulder | B11 | 25 | 850 | 0 | 77.37 | 79.02 | 5 | 0
2035 | SPP_S_2_ENT | SPP_S | ENT | Internal | Shoulder | B12 | 200 | 850 | 0 | 53.52 | 55.85 | 5 | 0
2035 | SPP_S_2_ENT | SPP_S | ENT | Internal | Shoulder | B13 | 600 | 850 | 0 | 53.52 | 55.45 | 5 | 0
2035 | SPP_S_2_ENT | SPP_S | ENT | Internal | Shoulder | B14 | 900 | 850 | 0 | 53.4 | 55.45 | 5 | 0
2035 | SPP_S_2_ENT | SPP_S | ENT | Internal | Shoulder | B15 | 1203 | 850 | 0 | 49.02 | 53.61 | 5 | 0
2035 | SPP_S_2_ENT | SPP_S | ENT | Internal | Summer | B1 | 10 | 850 | 849.99 | 74.74 | 82.9 | 5 | 3.15
2035 | SPP_S_2_ENT | SPP_S | ENT | Internal | Summer | B2 | 25 | 850 | 850 | 75.37 | 82.9 | 5 | 2.52
2035 | SPP_S_2_ENT | SPP_S | ENT | Internal | Summer | B3 | 75 | 850 | 174.33 | 75.37 | 80.37 | 5 | 0
2035 | SPP_S_2_ENT | SPP_S | ENT | Internal | Summer | B4 | 100 | 850 | 288.88 | 74.74 | 79.74 | 5 | 0
2035 | SPP_S_2_ENT | SPP_S | ENT | Internal | Summer | B5 | 200 | 850 | 0 | 74.74 | 76.56 | 5 | 0
2035 | SPP_S_2_ENT | SPP_S | ENT | Internal | Summer | B6 | 300 | 850 | 0 | 72.26 | 64.26 | 5 | 0
2035 | SPP_S_2_ENT | SPP_S | ENT | Internal | Summer | B7 | 400 | 850 | 0 | 56.06 | 54.06 | 5 | 0
2035 | SPP_S_2_ENT | SPP_S | ENT | Internal | Summer | B8 | 500 | 850 | 0 | 52.07 | 54.06 | 5 | 0
2035 | SPP_S_2_ENT | SPP_S | ENT | Internal | Summer | B9 | 800 | 850 | 0 | 51.61 | 53.17 | 5 | 0
2035 | SPP_S_2_ENT | SPP_S | ENT | Internal | Summer | B10 | 1262 | 850 | 0 | 47.43 | 51.9 | 5 | 0
2035 | SPP_S_2_ENT | SPP_S | ENT | Internal | Winter | B16 | 25 | 850 | 850 | 59.78 | 73.86 | 5 | 9.08
2035 | SPP_S_2_ENT | SPP_S | ENT | Internal | Winter | B17 | 100 | 850 | 0 | 57.13 | 59.42 | 5 | 0
2035 | SPP_S_2_ENT | SPP_S | ENT | Internal | Winter | B18 | 400 | 850 | 0 | 57 | 58.99 | 5 | 0
2035 | SPP_S_2_ENT | SPP_S | ENT | Internal | Winter | B19 | 700 | 850 | 0 | 53.27 | 57.89 | 5 | 0
2035 | SPP_S_2_ENT | SPP_S | ENT | Internal | Winter | B20 | 935 | 850 | 0.02 | 52.04 | 57.03 | 5 | 0
2035 | SPP_S_2_SPP_N | SPP_S | SPP_N | Internal | Shoulder | B11 | 25 | 640 | 640 | 77.37 | 85.46 | 0.01 | 8.08
2035 | SPP_S_2_SPP_N | SPP_S | SPP_N | Internal | Shoulder | B12 | 200 | 640 | 640 | 53.52 | 63.49 | 0.01 | 9.97
2035 | SPP_S_2_SPP_N | SPP_S | SPP_N | Internal | Shoulder | B13 | 600 | 640 | 640 | 53.52 | 55.21 | 0.01 | 1.68
2035 | SPP_S_2_SPP_N | SPP_S | SPP_N | Internal | Shoulder | B14 | 900 | 640 | 520.37 | 53.4 | 53.41 | 0.01 | 0
2035 | SPP_S_2_SPP_N | SPP_S | SPP_N | Internal | Shoulder | B15 | 1203 | 640 | 195.31 | 49.02 | 49.03 | 0.01 | 0
2035 | SPP_S_2_SPP_N | SPP_S | SPP_N | Internal | Summer | B1 | 10 | 640 | 640 | 74.74 | 87.55 | 0.01 | 12.79
2035 | SPP_S_2_SPP_N | SPP_S | SPP_N | Internal | Summer | B2 | 25 | 640 | 640 | 75.37 | 86.14 | 0.01 | 10.75
2035 | SPP_S_2_SPP_N | SPP_S | SPP_N | Internal | Summer | B3 | 75 | 640 | 640 | 75.37 | 85.63 | 0.01 | 10.25
2035 | SPP_S_2_SPP_N | SPP_S | SPP_N | Internal | Summer | B4 | 100 | 640 | 640 | 74.74 | 85.45 | 0.01 | 10.69
2035 | SPP_S_2_SPP_N | SPP_S | SPP_N | Internal | Summer | B5 | 200 | 640 | 640 | 74.74 | 84.56 | 0.01 | 9.81
2035 | SPP_S_2_SPP_N | SPP_S | SPP_N | Internal | Summer | B6 | 300 | 640 | 0.03 | 72.26 | 72.25 | 0.01 | 0
2035 | SPP_S_2_SPP_N | SPP_S | SPP_N | Internal | Summer | B7 | 400 | 640 | 630.25 | 56.06 | 56.07 | 0.01 | 0
2035 | SPP_S_2_SPP_N | SPP_S | SPP_N | Internal | Summer | B8 | 500 | 640 | 67.13 | 52.07 | 52.08 | 0.01 | 0
2035 | SPP_S_2_SPP_N | SPP_S | SPP_N | Internal | Summer | B9 | 800 | 640 | 0.01 | 51.61 | 51.6 | 0.01 | 0
2035 | SPP_S_2_SPP_N | SPP_S | SPP_N | Internal | Summer | B10 | 1262 | 640 | 0 | 47.43 | 47.41 | 0.01 | 0
2035 | SPP_S_2_SPP_N | SPP_S | SPP_N | Internal | Winter | B16 | 25 | 640 | 640 | 59.78 | 76.86 | 0.01 | 17.07
2035 | SPP_S_2_SPP_N | SPP_S | SPP_N | Internal | Winter | B17 | 100 | 640 | 640 | 57.13 | 61.2 | 0.01 | 4.06
2035 | SPP_S_2_SPP_N | SPP_S | SPP_N | Internal | Winter | B18 | 400 | 640 | 0.02 | 57 | 56.99 | 0.01 | 0
2035 | SPP_S_2_SPP_N | SPP_S | SPP_N | Internal | Winter | B19 | 700 | 640 | 0.01 | 53.27 | 53.26 | 0.01 | 0
2035 | SPP_S_2_SPP_N | SPP_S | SPP_N | Internal | Winter | B20 | 935 | 640 | 0.01 | 52.04 | 52.03 | 0.01 | 0
2035 | TVA_2_ENT | TVA | ENT | Internal | Shoulder | B11 | 25 | 500 | 0 | 72.48 | 79.02 | 9 | 0
2035 | TVA_2_ENT | TVA | ENT | Internal | Shoulder | B12 | 200 | 500 | 0 | 57.42 | 55.85 | 9 | 0
2035 | TVA_2_ENT | TVA | ENT | Internal | Shoulder | B13 | 600 | 500 | 0 | 55.04 | 55.45 | 9 | 0
2035 | TVA_2_ENT | TVA | ENT | Internal | Shoulder | B14 | 900 | 500 | 0 | 55.04 | 55.45 | 9 | 0
2035 | TVA_2_ENT | TVA | ENT | Internal | Shoulder | B15 | 1203 | 500 | 0 | 52.58 | 53.61 | 9 | 0
2035 | TVA_2_ENT | TVA | ENT | Internal | Summer | B1 | 10 | 500 | 0 | 87.81 | 82.9 | 9 | 0
2035 | TVA_2_ENT | TVA | ENT | Internal | Summer | B2 | 25 | 500 | 0 | 87.81 | 82.9 | 9 | 0
2035 | TVA_2_ENT | TVA | ENT | Internal | Summer | B3 | 75 | 500 | 0 | 86.8 | 80.37 | 9 | 0
2035 | TVA_2_ENT | TVA | ENT | Internal | Summer | B4 | 100 | 500 | 0 | 83.19 | 79.74 | 9 | 0
2035 | TVA_2_ENT | TVA | ENT | Internal | Summer | B5 | 200 | 500 | 0 | 78.29 | 76.56 | 9 | 0
2035 | TVA_2_ENT | TVA | ENT | Internal | Summer | B6 | 300 | 500 | 0 | 55.88 | 64.26 | 9 | 0
2035 | TVA_2_ENT | TVA | ENT | Internal | Summer | B7 | 400 | 500 | 0 | 53.58 | 54.06 | 9 | 0
2035 | TVA_2_ENT | TVA | ENT | Internal | Summer | B8 | 500 | 500 | 0 | 53.58 | 54.06 | 9 | 0
2035 | TVA_2_ENT | TVA | ENT | Internal | Summer | B9 | 800 | 500 | 0 | 49.18 | 53.17 | 9 | 0
2035 | TVA_2_ENT | TVA | ENT | Internal | Summer | B10 | 1262 | 500 | 0 | 48.85 | 51.9 | 9 | 0
2035 | TVA_2_ENT | TVA | ENT | Internal | Winter | B16 | 25 | 500 | 0 | 81.87 | 73.86 | 9 | 0
2035 | TVA_2_ENT | TVA | ENT | Internal | Winter | B17 | 100 | 500 | 0 | 60.74 | 59.42 | 9 | 0
2035 | TVA_2_ENT | TVA | ENT | Internal | Winter | B18 | 400 | 500 | 0 | 53.99 | 58.99 | 9 | 0
2035 | TVA_2_ENT | TVA | ENT | Internal | Winter | B19 | 700 | 500 | 0 | 53.99 | 57.89 | 9 | 0
2035 | TVA_2_ENT | TVA | ENT | Internal | Winter | B20 | 935 | 500 | 0 | 53.34 | 57.03 | 9 | 0
2035 | TVA_2_MISO_MO-IL | TVA | MISO_MO-IL | Internal | Shoulder | B11 | 25 | 50 | 0 | 72.48 | 78.38 | 9 | 0
2035 | TVA_2_MISO_MO-IL | TVA | MISO_MO-IL | Internal | Shoulder | B12 | 200 | 50 | 0 | 57.42 | 63.85 | 9 | 0
2035 | TVA_2_MISO_MO-IL | TVA | MISO_MO-IL | Internal | Shoulder | B13 | 600 | 50 | 0 | 55.04 | 55.19 | 9 | 0
2035 | TVA_2_MISO_MO-IL | TVA | MISO_MO-IL | Internal | Shoulder | B14 | 900 | 50 | 0 | 55.04 | 53.69 | 9 | 0
2035 | TVA_2_MISO_MO-IL | TVA | MISO_MO-IL | Internal | Shoulder | B15 | 1203 | 50 | 0 | 52.58 | 46.64 | 9 | 0
2035 | TVA_2_MISO_MO-IL | TVA | MISO_MO-IL | Internal | Summer | B1 | 10 | 50 | 0 | 87.81 | 87.31 | 9 | 0
2035 | TVA_2_MISO_MO-IL | TVA | MISO_MO-IL | Internal | Summer | B2 | 25 | 50 | 0 | 87.81 | 85.38 | 9 | 0
2035 | TVA_2_MISO_MO-IL | TVA | MISO_MO-IL | Internal | Summer | B3 | 75 | 50 | 0 | 86.8 | 83.22 | 9 | 0
2035 | TVA_2_MISO_MO-IL | TVA | MISO_MO-IL | Internal | Summer | B4 | 100 | 50 | 0 | 83.19 | 80.26 | 9 | 0
2035 | TVA_2_MISO_MO-IL | TVA | MISO_MO-IL | Internal | Summer | B5 | 200 | 50 | 0 | 78.29 | 78.33 | 9 | 0
2035 | TVA_2_MISO_MO-IL | TVA | MISO_MO-IL | Internal | Summer | B6 | 300 | 50 | 0 | 55.88 | 64.25 | 9 | 0
2035 | TVA_2_MISO_MO-IL | TVA | MISO_MO-IL | Internal | Summer | B7 | 400 | 50 | 0 | 53.58 | 52.32 | 9 | 0
2035 | TVA_2_MISO_MO-IL | TVA | MISO_MO-IL | Internal | Summer | B8 | 500 | 50 | 0 | 53.58 | 49.96 | 9 | 0
2035 | TVA_2_MISO_MO-IL | TVA | MISO_MO-IL | Internal | Summer | B9 | 800 | 50 | 0 | 49.18 | 45.17 | 9 | 0
2035 | TVA_2_MISO_MO-IL | TVA | MISO_MO-IL | Internal | Summer | B10 | 1262 | 50 | 0 | 48.85 | 44.93 | 9 | 0
2035 | TVA_2_MISO_MO-IL | TVA | MISO_MO-IL | Internal | Winter | B16 | 25 | 50 | 0 | 81.87 | 81.86 | 9 | 0
2035 | TVA_2_MISO_MO-IL | TVA | MISO_MO-IL | Internal | Winter | B17 | 100 | 50 | 0 | 60.74 | 66.2 | 9 | 0
2035 | TVA_2_MISO_MO-IL | TVA | MISO_MO-IL | Internal | Winter | B18 | 400 | 50 | 0 | 53.99 | 57.89 | 9 | 0
2035 | TVA_2_MISO_MO-IL | TVA | MISO_MO-IL | Internal | Winter | B19 | 700 | 50 | 0 | 53.99 | 53.26 | 9 | 0
2035 | TVA_2_MISO_MO-IL | TVA | MISO_MO-IL | Internal | Winter | B20 | 935 | 50 | 0 | 53.34 | 49.43 | 9 | 0
2035 | TVA_2_NonRTO_Midwest | TVA | NonRTO_Midwest | Internal | Shoulder | B11 | 25 | 100 | 100 | 72.48 | 86.37 | 9 | 4.89
2035 | TVA_2_NonRTO_Midwest | TVA | NonRTO_Midwest | Internal | Shoulder | B12 | 200 | 100 | 100 | 57.42 | 71.84 | 9 | 5.43
2035 | TVA_2_NonRTO_Midwest | TVA | NonRTO_Midwest | Internal | Shoulder | B13 | 600 | 100 | 0 | 55.04 | 59.44 | 9 | 0
2035 | TVA_2_NonRTO_Midwest | TVA | NonRTO_Midwest | Internal | Shoulder | B14 | 900 | 100 | 0 | 55.04 | 50.47 | 9 | 0
2035 | TVA_2_NonRTO_Midwest | TVA | NonRTO_Midwest | Internal | Shoulder | B15 | 1203 | 100 | 0 | 52.58 | 45.3 | 9 | 0
2035 | TVA_2_NonRTO_Midwest | TVA | NonRTO_Midwest | Internal | Summer | B1 | 10 | 100 | 0 | 87.81 | 88.93 | 9 | 0
2035 | TVA_2_NonRTO_Midwest | TVA | NonRTO_Midwest | Internal | Summer | B2 | 25 | 100 | 0 | 87.81 | 88.93 | 9 | 0
2035 | TVA_2_NonRTO_Midwest | TVA | NonRTO_Midwest | Internal | Summer | B3 | 75 | 100 | 0 | 86.8 | 88.93 | 9 | 0
2035 | TVA_2_NonRTO_Midwest | TVA | NonRTO_Midwest | Internal | Summer | B4 | 100 | 100 | 0 | 83.19 | 88.25 | 9 | 0
2035 | TVA_2_NonRTO_Midwest | TVA | NonRTO_Midwest | Internal | Summer | B5 | 200 | 100 | 0 | 78.29 | 86.32 | 9 | 0
2035 | TVA_2_NonRTO_Midwest | TVA | NonRTO_Midwest | Internal | Summer | B6 | 300 | 100 | 100 | 55.88 | 72.23 | 9 | 7.35
2035 | TVA_2_NonRTO_Midwest | TVA | NonRTO_Midwest | Internal | Summer | B7 | 400 | 100 | 0 | 53.58 | 48.9 | 9 | 0
2035 | TVA_2_NonRTO_Midwest | TVA | NonRTO_Midwest | Internal | Summer | B8 | 500 | 100 | 0 | 53.58 | 48.9 | 9 | 0
2035 | TVA_2_NonRTO_Midwest | TVA | NonRTO_Midwest | Internal | Summer | B9 | 800 | 100 | 0 | 49.18 | 47.08 | 9 | 0
2035 | TVA_2_NonRTO_Midwest | TVA | NonRTO_Midwest | Internal | Summer | B10 | 1262 | 100 | 0 | 48.85 | 40.84 | 9 | 0
2035 | TVA_2_NonRTO_Midwest | TVA | NonRTO_Midwest | Internal | Winter | B16 | 25 | 100 | 0 | 81.87 | 89.87 | 9 | 0
2035 | TVA_2_NonRTO_Midwest | TVA | NonRTO_Midwest | Internal | Winter | B17 | 100 | 100 | 100 | 60.74 | 74.2 | 9 | 4.46
2035 | TVA_2_NonRTO_Midwest | TVA | NonRTO_Midwest | Internal | Winter | B18 | 400 | 100 | 39.15 | 53.99 | 62.99 | 9 | 0
2035 | TVA_2_NonRTO_Midwest | TVA | NonRTO_Midwest | Internal | Winter | B19 | 700 | 100 | 0 | 53.99 | 49.95 | 9 | 0
2035 | TVA_2_NonRTO_Midwest | TVA | NonRTO_Midwest | Internal | Winter | B20 | 935 | 100 | 0 | 53.34 | 45.32 | 9 | 0
2035 | TVA_2_PJM_ROR | TVA | PJM_ROR | Internal | Shoulder | B11 | 25 | 500 | 0 | 72.48 | 71.37 | 9 | 0
2035 | TVA_2_PJM_ROR | TVA | PJM_ROR | Internal | Shoulder | B12 | 200 | 500 | 0 | 57.42 | 61.87 | 9 | 0
2035 | TVA_2_PJM_ROR | TVA | PJM_ROR | Internal | Shoulder | B13 | 600 | 500 | 0 | 55.04 | 53.23 | 9 | 0
2035 | TVA_2_PJM_ROR | TVA | PJM_ROR | Internal | Shoulder | B14 | 900 | 500 | 0 | 55.04 | 51.69 | 9 | 0
2035 | TVA_2_PJM_ROR | TVA | PJM_ROR | Internal | Shoulder | B15 | 1203 | 500 | 0 | 52.58 | 46.56 | 9 | 0
2035 | TVA_2_PJM_ROR | TVA | PJM_ROR | Internal | Summer | B1 | 10 | 500 | 0 | 87.81 | 81.8 | 9 | 0
2035 | TVA_2_PJM_ROR | TVA | PJM_ROR | Internal | Summer | B2 | 25 | 500 | 0 | 87.81 | 81.8 | 9 | 0
2035 | TVA_2_PJM_ROR | TVA | PJM_ROR | Internal | Summer | B3 | 75 | 500 | 0 | 86.8 | 80.78 | 9 | 0
2035 | TVA_2_PJM_ROR | TVA | PJM_ROR | Internal | Summer | B4 | 100 | 500 | 0 | 83.19 | 77.18 | 9 | 0
2035 | TVA_2_PJM_ROR | TVA | PJM_ROR | Internal | Summer | B5 | 200 | 500 | 0 | 78.29 | 72.28 | 9 | 0
2035 | TVA_2_PJM_ROR | TVA | PJM_ROR | Internal | Summer | B6 | 300 | 500 | 0 | 55.88 | 62.25 | 9 | 0
2035 | TVA_2_PJM_ROR | TVA | PJM_ROR | Internal | Summer | B7 | 400 | 500 | 0 | 53.58 | 50.32 | 9 | 0
2035 | TVA_2_PJM_ROR | TVA | PJM_ROR | Internal | Summer | B8 | 500 | 500 | 0 | 53.58 | 47.97 | 9 | 0
2035 | TVA_2_PJM_ROR | TVA | PJM_ROR | Internal | Summer | B9 | 800 | 500 | 0 | 49.18 | 45.32 | 9 | 0
2035 | TVA_2_PJM_ROR | TVA | PJM_ROR | Internal | Summer | B10 | 1262 | 500 | 0 | 48.85 | 44.9 | 9 | 0
2035 | TVA_2_PJM_ROR | TVA | PJM_ROR | Internal | Winter | B16 | 25 | 500 | 0 | 81.87 | 83.85 | 9 | 0
2035 | TVA_2_PJM_ROR | TVA | PJM_ROR | Internal | Winter | B17 | 100 | 500 | 0 | 60.74 | 68.2 | 9 | 0
2035 | TVA_2_PJM_ROR | TVA | PJM_ROR | Internal | Winter | B18 | 400 | 500 | 0 | 53.99 | 58.23 | 9 | 0
2035 | TVA_2_PJM_ROR | TVA | PJM_ROR | Internal | Winter | B19 | 700 | 500 | 0 | 53.99 | 54.57 | 9 | 0
2035 | TVA_2_PJM_ROR | TVA | PJM_ROR | Internal | Winter | B20 | 935 | 500 | 0 | 53.34 | 50.07 | 9 | 0
2035 | TVA_2_SOCO | TVA | SOCO | Internal | Shoulder | B11 | 25 | 500 | 500 | 72.48 | 84.37 | 9 | 2.89
2035 | TVA_2_SOCO | TVA | SOCO | Internal | Shoulder | B12 | 200 | 500 | 0 | 57.42 | 55.72 | 9 | 0
2035 | TVA_2_SOCO | TVA | SOCO | Internal | Shoulder | B13 | 600 | 500 | 0 | 55.04 | 55.72 | 9 | 0
2035 | TVA_2_SOCO | TVA | SOCO | Internal | Shoulder | B14 | 900 | 500 | 0 | 55.04 | 55.72 | 9 | 0
2035 | TVA_2_SOCO | TVA | SOCO | Internal | Shoulder | B15 | 1203 | 500 | 0 | 52.58 | 55.72 | 9 | 0
2035 | TVA_2_SOCO | TVA | SOCO | Internal | Summer | B1 | 10 | 500 | 0 | 87.81 | 90.9 | 9 | 0
2035 | TVA_2_SOCO | TVA | SOCO | Internal | Summer | B2 | 25 | 500 | 0 | 87.81 | 90.9 | 9 | 0
2035 | TVA_2_SOCO | TVA | SOCO | Internal | Summer | B3 | 75 | 500 | 0 | 86.8 | 90.9 | 9 | 0
2035 | TVA_2_SOCO | TVA | SOCO | Internal | Summer | B4 | 100 | 500 | 0 | 83.19 | 90.9 | 9 | 0
2035 | TVA_2_SOCO | TVA | SOCO | Internal | Summer | B5 | 200 | 500 | 0.09 | 78.29 | 87.28 | 9 | 0
2035 | TVA_2_SOCO | TVA | SOCO | Internal | Summer | B6 | 300 | 500 | 500 | 55.88 | 68.67 | 9 | 3.78
2035 | TVA_2_SOCO | TVA | SOCO | Internal | Summer | B7 | 400 | 500 | 0 | 53.58 | 62.06 | 9 | 0
2035 | TVA_2_SOCO | TVA | SOCO | Internal | Summer | B8 | 500 | 500 | 0 | 53.58 | 54.18 | 9 | 0
2035 | TVA_2_SOCO | TVA | SOCO | Internal | Summer | B9 | 800 | 500 | 0 | 49.18 | 54.18 | 9 | 0
2035 | TVA_2_SOCO | TVA | SOCO | Internal | Summer | B10 | 1262 | 500 | 0 | 48.85 | 49.72 | 9 | 0
2035 | TVA_2_SOCO | TVA | SOCO | Internal | Winter | B16 | 25 | 500 | 0 | 81.87 | 80.86 | 9 | 0
2035 | TVA_2_SOCO | TVA | SOCO | Internal | Winter | B17 | 100 | 500 | 0 | 60.74 | 59.07 | 9 | 0
2035 | TVA_2_SOCO | TVA | SOCO | Internal | Winter | B18 | 400 | 500 | 0 | 53.99 | 59.07 | 9 | 0
2035 | TVA_2_SOCO | TVA | SOCO | Internal | Winter | B19 | 700 | 500 | 0 | 53.99 | 59.07 | 9 | 0
2035 | TVA_2_SOCO | TVA | SOCO | Internal | Winter | B20 | 935 | 500 | 0 | 53.34 | 54.09 | 9 | 0
2035 | TVA_2_VACAR | TVA | VACAR | Internal | Shoulder | B11 | 25 | 150 | 0 | 72.48 | 77.37 | 9 | 0
2035 | TVA_2_VACAR | TVA | VACAR | Internal | Shoulder | B12 | 200 | 150 | 0 | 57.42 | 65.72 | 9 | 0
2035 | TVA_2_VACAR | TVA | VACAR | Internal | Shoulder | B13 | 600 | 150 | 0 | 55.04 | 54.66 | 9 | 0
2035 | TVA_2_VACAR | TVA | VACAR | Internal | Shoulder | B14 | 900 | 150 | 0 | 55.04 | 53.49 | 9 | 0
2035 | TVA_2_VACAR | TVA | VACAR | Internal | Shoulder | B15 | 1203 | 150 | 0 | 52.58 | 53.49 | 9 | 0
2035 | TVA_2_VACAR | TVA | VACAR | Internal | Summer | B1 | 10 | 150 | 0 | 87.81 | 92.52 | 9 | 0
2035 | TVA_2_VACAR | TVA | VACAR | Internal | Summer | B2 | 25 | 150 | 0 | 87.81 | 92.52 | 9 | 0
2035 | TVA_2_VACAR | TVA | VACAR | Internal | Summer | B3 | 75 | 150 | 0 | 86.8 | 90.38 | 9 | 0
2035 | TVA_2_VACAR | TVA | VACAR | Internal | Summer | B4 | 100 | 150 | 0 | 83.19 | 90.38 | 9 | 0
2035 | TVA_2_VACAR | TVA | VACAR | Internal | Summer | B5 | 200 | 150 | 0.09 | 78.29 | 87.28 | 9 | 0
2035 | TVA_2_VACAR | TVA | VACAR | Internal | Summer | B6 | 300 | 150 | 150 | 55.88 | 68.25 | 9 | 3.36
2035 | TVA_2_VACAR | TVA | VACAR | Internal | Summer | B7 | 400 | 150 | 0 | 53.58 | 56.32 | 9 | 0
2035 | TVA_2_VACAR | TVA | VACAR | Internal | Summer | B8 | 500 | 150 | 0 | 53.58 | 52.61 | 9 | 0
2035 | TVA_2_VACAR | TVA | VACAR | Internal | Summer | B9 | 800 | 150 | 0 | 49.18 | 51.32 | 9 | 0
2035 | TVA_2_VACAR | TVA | VACAR | Internal | Summer | B10 | 1262 | 150 | 0 | 48.85 | 51.32 | 9 | 0
2035 | TVA_2_VACAR | TVA | VACAR | Internal | Winter | B16 | 25 | 150 | 0.85 | 81.87 | 90.86 | 9 | 0
2035 | TVA_2_VACAR | TVA | VACAR | Internal | Winter | B17 | 100 | 150 | 150 | 60.74 | 74.2 | 9 | 4.46
2035 | TVA_2_VACAR | TVA | VACAR | Internal | Winter | B18 | 400 | 150 | 0 | 53.99 | 59.29 | 9 | 0
2035 | TVA_2_VACAR | TVA | VACAR | Internal | Winter | B19 | 700 | 150 | 0 | 53.99 | 58.37 | 9 | 0
2035 | TVA_2_VACAR | TVA | VACAR | Internal | Winter | B20 | 935 | 150 | 0 | 53.34 | 58.37 | 9 | 0
2035 | TVA_Transmission_2_ENT | TVA_Transmission | ENT | Internal | Shoulder | B11 | 25 | 3000 | 0 | 77.37 | 79.02 | 9 | 0
2035 | TVA_Transmission_2_ENT | TVA_Transmission | ENT | Internal | Shoulder | B12 | 200 | 3000 | 0 | 63.32 | 55.85 | 9 | 0
2035 | TVA_Transmission_2_ENT | TVA_Transmission | ENT | Internal | Shoulder | B13 | 600 | 3000 | 0 | 56.87 | 55.45 | 9 | 0
2035 | TVA_Transmission_2_ENT | TVA_Transmission | ENT | Internal | Shoulder | B14 | 900 | 3000 | 0 | 55.94 | 55.45 | 9 | 0
2035 | TVA_Transmission_2_ENT | TVA_Transmission | ENT | Internal | Shoulder | B15 | 1203 | 3000 | 0 | 52.56 | 53.61 | 9 | 0
2035 | TVA_Transmission_2_ENT | TVA_Transmission | ENT | Internal | Summer | B1 | 10 | 3000 | 0 | 87.8 | 82.9 | 9 | 0
2035 | TVA_Transmission_2_ENT | TVA_Transmission | ENT | Internal | Summer | B2 | 25 | 3000 | 0 | 87.8 | 82.9 | 9 | 0
2035 | TVA_Transmission_2_ENT | TVA_Transmission | ENT | Internal | Summer | B3 | 75 | 3000 | 0 | 86.78 | 80.37 | 9 | 0
2035 | TVA_Transmission_2_ENT | TVA_Transmission | ENT | Internal | Summer | B4 | 100 | 3000 | 0 | 83.18 | 79.74 | 9 | 0
2035 | TVA_Transmission_2_ENT | TVA_Transmission | ENT | Internal | Summer | B5 | 200 | 3000 | 0 | 78.28 | 76.56 | 9 | 0
2035 | TVA_Transmission_2_ENT | TVA_Transmission | ENT | Internal | Summer | B6 | 300 | 3000 | 0 | 65.98 | 64.26 | 9 | 0
2035 | TVA_Transmission_2_ENT | TVA_Transmission | ENT | Internal | Summer | B7 | 400 | 3000 | 0 | 54.91 | 54.06 | 9 | 0
2035 | TVA_Transmission_2_ENT | TVA_Transmission | ENT | Internal | Summer | B8 | 500 | 3000 | 0 | 53.76 | 54.06 | 9 | 0
2035 | TVA_Transmission_2_ENT | TVA_Transmission | ENT | Internal | Summer | B9 | 800 | 3000 | 0 | 50.19 | 53.17 | 9 | 0
2035 | TVA_Transmission_2_ENT | TVA_Transmission | ENT | Internal | Summer | B10 | 1262 | 3000 | 0 | 48.84 | 51.9 | 9 | 0
2035 | TVA_Transmission_2_ENT | TVA_Transmission | ENT | Internal | Winter | B16 | 25 | 3000 | 0 | 81.86 | 73.86 | 9 | 0
2035 | TVA_Transmission_2_ENT | TVA_Transmission | ENT | Internal | Winter | B17 | 100 | 3000 | 0 | 66.58 | 59.42 | 9 | 0
2035 | TVA_Transmission_2_ENT | TVA_Transmission | ENT | Internal | Winter | B18 | 400 | 3000 | 0 | 59.56 | 58.99 | 9 | 0
2035 | TVA_Transmission_2_ENT | TVA_Transmission | ENT | Internal | Winter | B19 | 700 | 3000 | 0 | 55.93 | 57.89 | 9 | 0
2035 | TVA_Transmission_2_ENT | TVA_Transmission | ENT | Internal | Winter | B20 | 935 | 3000 | 0 | 53.32 | 57.03 | 9 | 0
2035 | TVA_Transmission_2_MISO_MO-IL | TVA_Transmission | MISO_MO-IL | Internal | Shoulder | B11 | 25 | 4000 | 0 | 77.37 | 78.38 | 9 | 0
2035 | TVA_Transmission_2_MISO_MO-IL | TVA_Transmission | MISO_MO-IL | Internal | Shoulder | B12 | 200 | 4000 | 0 | 63.32 | 63.85 | 9 | 0
2035 | TVA_Transmission_2_MISO_MO-IL | TVA_Transmission | MISO_MO-IL | Internal | Shoulder | B13 | 600 | 4000 | 0 | 56.87 | 55.19 | 9 | 0
2035 | TVA_Transmission_2_MISO_MO-IL | TVA_Transmission | MISO_MO-IL | Internal | Shoulder | B14 | 900 | 4000 | 0 | 55.94 | 53.69 | 9 | 0
2035 | TVA_Transmission_2_MISO_MO-IL | TVA_Transmission | MISO_MO-IL | Internal | Shoulder | B15 | 1203 | 4000 | 0 | 52.56 | 46.64 | 9 | 0
2035 | TVA_Transmission_2_MISO_MO-IL | TVA_Transmission | MISO_MO-IL | Internal | Summer | B1 | 10 | 4000 | 0 | 87.8 | 87.31 | 9 | 0
2035 | TVA_Transmission_2_MISO_MO-IL | TVA_Transmission | MISO_MO-IL | Internal | Summer | B2 | 25 | 4000 | 0 | 87.8 | 85.38 | 9 | 0
2035 | TVA_Transmission_2_MISO_MO-IL | TVA_Transmission | MISO_MO-IL | Internal | Summer | B3 | 75 | 4000 | 0 | 86.78 | 83.22 | 9 | 0
2035 | TVA_Transmission_2_MISO_MO-IL | TVA_Transmission | MISO_MO-IL | Internal | Summer | B4 | 100 | 4000 | 0 | 83.18 | 80.26 | 9 | 0
2035 | TVA_Transmission_2_MISO_MO-IL | TVA_Transmission | MISO_MO-IL | Internal | Summer | B5 | 200 | 4000 | 0 | 78.28 | 78.33 | 9 | 0
2035 | TVA_Transmission_2_MISO_MO-IL | TVA_Transmission | MISO_MO-IL | Internal | Summer | B6 | 300 | 4000 | 0 | 65.98 | 64.25 | 9 | 0
2035 | TVA_Transmission_2_MISO_MO-IL | TVA_Transmission | MISO_MO-IL | Internal | Summer | B7 | 400 | 4000 | 0 | 54.91 | 52.32 | 9 | 0
2035 | TVA_Transmission_2_MISO_MO-IL | TVA_Transmission | MISO_MO-IL | Internal | Summer | B8 | 500 | 4000 | 0 | 53.76 | 49.96 | 9 | 0
2035 | TVA_Transmission_2_MISO_MO-IL | TVA_Transmission | MISO_MO-IL | Internal | Summer | B9 | 800 | 4000 | 0 | 50.19 | 45.17 | 9 | 0
2035 | TVA_Transmission_2_MISO_MO-IL | TVA_Transmission | MISO_MO-IL | Internal | Summer | B10 | 1262 | 4000 | 0 | 48.84 | 44.93 | 9 | 0
2035 | TVA_Transmission_2_MISO_MO-IL | TVA_Transmission | MISO_MO-IL | Internal | Winter | B16 | 25 | 4000 | 0 | 81.86 | 81.86 | 9 | 0
2035 | TVA_Transmission_2_MISO_MO-IL | TVA_Transmission | MISO_MO-IL | Internal | Winter | B17 | 100 | 4000 | 0 | 66.58 | 66.2 | 9 | 0
2035 | TVA_Transmission_2_MISO_MO-IL | TVA_Transmission | MISO_MO-IL | Internal | Winter | B18 | 400 | 4000 | 0 | 59.56 | 57.89 | 9 | 0
2035 | TVA_Transmission_2_MISO_MO-IL | TVA_Transmission | MISO_MO-IL | Internal | Winter | B19 | 700 | 4000 | 0 | 55.93 | 53.26 | 9 | 0
2035 | TVA_Transmission_2_MISO_MO-IL | TVA_Transmission | MISO_MO-IL | Internal | Winter | B20 | 935 | 4000 | 0 | 53.32 | 49.43 | 9 | 0
2035 | TVA_Transmission_2_NonRTO_Midwest | TVA_Transmission | NonRTO_Midwest | Internal | Shoulder | B11 | 25 | 700 | 56.35 | 77.37 | 86.37 | 9 | 0
2035 | TVA_Transmission_2_NonRTO_Midwest | TVA_Transmission | NonRTO_Midwest | Internal | Shoulder | B12 | 200 | 700 | 0 | 63.32 | 71.84 | 9 | 0
2035 | TVA_Transmission_2_NonRTO_Midwest | TVA_Transmission | NonRTO_Midwest | Internal | Shoulder | B13 | 600 | 700 | 0 | 56.87 | 59.44 | 9 | 0
2035 | TVA_Transmission_2_NonRTO_Midwest | TVA_Transmission | NonRTO_Midwest | Internal | Shoulder | B14 | 900 | 700 | 0 | 55.94 | 50.47 | 9 | 0
2035 | TVA_Transmission_2_NonRTO_Midwest | TVA_Transmission | NonRTO_Midwest | Internal | Shoulder | B15 | 1203 | 700 | 0 | 52.56 | 45.3 | 9 | 0
2035 | TVA_Transmission_2_NonRTO_Midwest | TVA_Transmission | NonRTO_Midwest | Internal | Summer | B1 | 10 | 700 | 0 | 87.8 | 88.93 | 9 | 0
2035 | TVA_Transmission_2_NonRTO_Midwest | TVA_Transmission | NonRTO_Midwest | Internal | Summer | B2 | 25 | 700 | 0 | 87.8 | 88.93 | 9 | 0
2035 | TVA_Transmission_2_NonRTO_Midwest | TVA_Transmission | NonRTO_Midwest | Internal | Summer | B3 | 75 | 700 | 0 | 86.78 | 88.93 | 9 | 0
2035 | TVA_Transmission_2_NonRTO_Midwest | TVA_Transmission | NonRTO_Midwest | Internal | Summer | B4 | 100 | 700 | 0 | 83.18 | 88.25 | 9 | 0
2035 | TVA_Transmission_2_NonRTO_Midwest | TVA_Transmission | NonRTO_Midwest | Internal | Summer | B5 | 200 | 700 | 0 | 78.28 | 86.32 | 9 | 0
2035 | TVA_Transmission_2_NonRTO_Midwest | TVA_Transmission | NonRTO_Midwest | Internal | Summer | B6 | 300 | 700 | 0 | 65.98 | 72.23 | 9 | 0
2035 | TVA_Transmission_2_NonRTO_Midwest | TVA_Transmission | NonRTO_Midwest | Internal | Summer | B7 | 400 | 700 | 0 | 54.91 | 48.9 | 9 | 0
2035 | TVA_Transmission_2_NonRTO_Midwest | TVA_Transmission | NonRTO_Midwest | Internal | Summer | B8 | 500 | 700 | 0 | 53.76 | 48.9 | 9 | 0
2035 | TVA_Transmission_2_NonRTO_Midwest | TVA_Transmission | NonRTO_Midwest | Internal | Summer | B9 | 800 | 700 | 0 | 50.19 | 47.08 | 9 | 0
2035 | TVA_Transmission_2_NonRTO_Midwest | TVA_Transmission | NonRTO_Midwest | Internal | Summer | B10 | 1262 | 700 | 0 | 48.84 | 40.84 | 9 | 0
2035 | TVA_Transmission_2_NonRTO_Midwest | TVA_Transmission | NonRTO_Midwest | Internal | Winter | B16 | 25 | 700 | 0 | 81.86 | 89.87 | 9 | 0
2035 | TVA_Transmission_2_NonRTO_Midwest | TVA_Transmission | NonRTO_Midwest | Internal | Winter | B17 | 100 | 700 | 0 | 66.58 | 74.2 | 9 | 0
2035 | TVA_Transmission_2_NonRTO_Midwest | TVA_Transmission | NonRTO_Midwest | Internal | Winter | B18 | 400 | 700 | 0 | 59.56 | 62.99 | 9 | 0
2035 | TVA_Transmission_2_NonRTO_Midwest | TVA_Transmission | NonRTO_Midwest | Internal | Winter | B19 | 700 | 700 | 0 | 55.93 | 49.95 | 9 | 0
2035 | TVA_Transmission_2_NonRTO_Midwest | TVA_Transmission | NonRTO_Midwest | Internal | Winter | B20 | 935 | 700 | 0 | 53.32 | 45.32 | 9 | 0
2035 | TVA_Transmission_2_PJM_ROR | TVA_Transmission | PJM_ROR | Internal | Shoulder | B11 | 25 | 2000 | 0 | 77.37 | 71.37 | 9 | 0
2035 | TVA_Transmission_2_PJM_ROR | TVA_Transmission | PJM_ROR | Internal | Shoulder | B12 | 200 | 2000 | 0 | 63.32 | 61.87 | 9 | 0
2035 | TVA_Transmission_2_PJM_ROR | TVA_Transmission | PJM_ROR | Internal | Shoulder | B13 | 600 | 2000 | 0 | 56.87 | 53.23 | 9 | 0
2035 | TVA_Transmission_2_PJM_ROR | TVA_Transmission | PJM_ROR | Internal | Shoulder | B14 | 900 | 2000 | 0 | 55.94 | 51.69 | 9 | 0
2035 | TVA_Transmission_2_PJM_ROR | TVA_Transmission | PJM_ROR | Internal | Shoulder | B15 | 1203 | 2000 | 0 | 52.56 | 46.56 | 9 | 0
2035 | TVA_Transmission_2_PJM_ROR | TVA_Transmission | PJM_ROR | Internal | Summer | B1 | 10 | 2000 | 0 | 87.8 | 81.8 | 9 | 0
2035 | TVA_Transmission_2_PJM_ROR | TVA_Transmission | PJM_ROR | Internal | Summer | B2 | 25 | 2000 | 0 | 87.8 | 81.8 | 9 | 0
2035 | TVA_Transmission_2_PJM_ROR | TVA_Transmission | PJM_ROR | Internal | Summer | B3 | 75 | 2000 | 0 | 86.78 | 80.78 | 9 | 0
2035 | TVA_Transmission_2_PJM_ROR | TVA_Transmission | PJM_ROR | Internal | Summer | B4 | 100 | 2000 | 0 | 83.18 | 77.18 | 9 | 0
2035 | TVA_Transmission_2_PJM_ROR | TVA_Transmission | PJM_ROR | Internal | Summer | B5 | 200 | 2000 | 0 | 78.28 | 72.28 | 9 | 0
2035 | TVA_Transmission_2_PJM_ROR | TVA_Transmission | PJM_ROR | Internal | Summer | B6 | 300 | 2000 | 0 | 65.98 | 62.25 | 9 | 0
2035 | TVA_Transmission_2_PJM_ROR | TVA_Transmission | PJM_ROR | Internal | Summer | B7 | 400 | 2000 | 0 | 54.91 | 50.32 | 9 | 0
2035 | TVA_Transmission_2_PJM_ROR | TVA_Transmission | PJM_ROR | Internal | Summer | B8 | 500 | 2000 | 0 | 53.76 | 47.97 | 9 | 0
2035 | TVA_Transmission_2_PJM_ROR | TVA_Transmission | PJM_ROR | Internal | Summer | B9 | 800 | 2000 | 0 | 50.19 | 45.32 | 9 | 0
2035 | TVA_Transmission_2_PJM_ROR | TVA_Transmission | PJM_ROR | Internal | Summer | B10 | 1262 | 2000 | 0 | 48.84 | 44.9 | 9 | 0
2035 | TVA_Transmission_2_PJM_ROR | TVA_Transmission | PJM_ROR | Internal | Winter | B16 | 25 | 2000 | 0 | 81.86 | 83.85 | 9 | 0
2035 | TVA_Transmission_2_PJM_ROR | TVA_Transmission | PJM_ROR | Internal | Winter | B17 | 100 | 2000 | 0 | 66.58 | 68.2 | 9 | 0
2035 | TVA_Transmission_2_PJM_ROR | TVA_Transmission | PJM_ROR | Internal | Winter | B18 | 400 | 2000 | 0 | 59.56 | 58.23 | 9 | 0
2035 | TVA_Transmission_2_PJM_ROR | TVA_Transmission | PJM_ROR | Internal | Winter | B19 | 700 | 2000 | 0 | 55.93 | 54.57 | 9 | 0
2035 | TVA_Transmission_2_PJM_ROR | TVA_Transmission | PJM_ROR | Internal | Winter | B20 | 935 | 2000 | 0 | 53.32 | 50.07 | 9 | 0
2035 | TVA_Transmission_2_SOCO | TVA_Transmission | SOCO | Internal | Shoulder | B11 | 25 | 3200 | 0 | 77.37 | 84.37 | 9 | 0
2035 | TVA_Transmission_2_SOCO | TVA_Transmission | SOCO | Internal | Shoulder | B12 | 200 | 3200 | 0 | 63.32 | 55.72 | 9 | 0
2035 | TVA_Transmission_2_SOCO | TVA_Transmission | SOCO | Internal | Shoulder | B13 | 600 | 3200 | 0 | 56.87 | 55.72 | 9 | 0
2035 | TVA_Transmission_2_SOCO | TVA_Transmission | SOCO | Internal | Shoulder | B14 | 900 | 3200 | 0 | 55.94 | 55.72 | 9 | 0
2035 | TVA_Transmission_2_SOCO | TVA_Transmission | SOCO | Internal | Shoulder | B15 | 1203 | 3200 | 0 | 52.56 | 55.72 | 9 | 0
2035 | TVA_Transmission_2_SOCO | TVA_Transmission | SOCO | Internal | Summer | B1 | 10 | 3200 | 0 | 87.8 | 90.9 | 9 | 0
2035 | TVA_Transmission_2_SOCO | TVA_Transmission | SOCO | Internal | Summer | B2 | 25 | 3200 | 0 | 87.8 | 90.9 | 9 | 0
2035 | TVA_Transmission_2_SOCO | TVA_Transmission | SOCO | Internal | Summer | B3 | 75 | 3200 | 0 | 86.78 | 90.9 | 9 | 0
2035 | TVA_Transmission_2_SOCO | TVA_Transmission | SOCO | Internal | Summer | B4 | 100 | 3200 | 0 | 83.18 | 90.9 | 9 | 0
2035 | TVA_Transmission_2_SOCO | TVA_Transmission | SOCO | Internal | Summer | B5 | 200 | 3200 | 129.13 | 78.28 | 87.28 | 9 | 0
2035 | TVA_Transmission_2_SOCO | TVA_Transmission | SOCO | Internal | Summer | B6 | 300 | 3200 | 0 | 65.98 | 68.67 | 9 | 0
2035 | TVA_Transmission_2_SOCO | TVA_Transmission | SOCO | Internal | Summer | B7 | 400 | 3200 | 0 | 54.91 | 62.06 | 9 | 0
2035 | TVA_Transmission_2_SOCO | TVA_Transmission | SOCO | Internal | Summer | B8 | 500 | 3200 | 0 | 53.76 | 54.18 | 9 | 0
2035 | TVA_Transmission_2_SOCO | TVA_Transmission | SOCO | Internal | Summer | B9 | 800 | 3200 | 0 | 50.19 | 54.18 | 9 | 0
2035 | TVA_Transmission_2_SOCO | TVA_Transmission | SOCO | Internal | Summer | B10 | 1262 | 3200 | 0 | 48.84 | 49.72 | 9 | 0
2035 | TVA_Transmission_2_SOCO | TVA_Transmission | SOCO | Internal | Winter | B16 | 25 | 3200 | 0 | 81.86 | 80.86 | 9 | 0
2035 | TVA_Transmission_2_SOCO | TVA_Transmission | SOCO | Internal | Winter | B17 | 100 | 3200 | 0 | 66.58 | 59.07 | 9 | 0
2035 | TVA_Transmission_2_SOCO | TVA_Transmission | SOCO | Internal | Winter | B18 | 400 | 3200 | 0 | 59.56 | 59.07 | 9 | 0
2035 | TVA_Transmission_2_SOCO | TVA_Transmission | SOCO | Internal | Winter | B19 | 700 | 3200 | 0 | 55.93 | 59.07 | 9 | 0
2035 | TVA_Transmission_2_SOCO | TVA_Transmission | SOCO | Internal | Winter | B20 | 935 | 3200 | 0 | 53.32 | 54.09 | 9 | 0
2035 | TVA_Transmission_2_TVA | TVA_Transmission | TVA | Internal | Shoulder | B11 | 25 | 99999 | 0 | 77.37 | 72.48 | 0.01 | 0
2035 | TVA_Transmission_2_TVA | TVA_Transmission | TVA | Internal | Shoulder | B12 | 200 | 99999 | 0 | 63.32 | 57.42 | 0.01 | 0
2035 | TVA_Transmission_2_TVA | TVA_Transmission | TVA | Internal | Shoulder | B13 | 600 | 99999 | 0 | 56.87 | 55.04 | 0.01 | 0
2035 | TVA_Transmission_2_TVA | TVA_Transmission | TVA | Internal | Shoulder | B14 | 900 | 99999 | 0 | 55.94 | 55.04 | 0.01 | 0
2035 | TVA_Transmission_2_TVA | TVA_Transmission | TVA | Internal | Shoulder | B15 | 1203 | 99999 | 737.78 | 52.56 | 52.58 | 0.01 | 0
2035 | TVA_Transmission_2_TVA | TVA_Transmission | TVA | Internal | Summer | B1 | 10 | 99999 | 1139.3 | 87.8 | 87.81 | 0.01 | 0
2035 | TVA_Transmission_2_TVA | TVA_Transmission | TVA | Internal | Summer | B2 | 25 | 99999 | 183.85 | 87.8 | 87.81 | 0.01 | 0
2035 | TVA_Transmission_2_TVA | TVA_Transmission | TVA | Internal | Summer | B3 | 75 | 99999 | 591.11 | 86.78 | 86.8 | 0.01 | 0
2035 | TVA_Transmission_2_TVA | TVA_Transmission | TVA | Internal | Summer | B4 | 100 | 99999 | 2272.53 | 83.18 | 83.19 | 0.01 | 0
2035 | TVA_Transmission_2_TVA | TVA_Transmission | TVA | Internal | Summer | B5 | 200 | 99999 | 289.58 | 78.28 | 78.29 | 0.01 | 0
2035 | TVA_Transmission_2_TVA | TVA_Transmission | TVA | Internal | Summer | B6 | 300 | 99999 | 0 | 65.98 | 55.88 | 0.01 | 0
2035 | TVA_Transmission_2_TVA | TVA_Transmission | TVA | Internal | Summer | B7 | 400 | 99999 | 0 | 54.91 | 53.58 | 0.01 | 0
2035 | TVA_Transmission_2_TVA | TVA_Transmission | TVA | Internal | Summer | B8 | 500 | 99999 | 0 | 53.76 | 53.58 | 0.01 | 0
2035 | TVA_Transmission_2_TVA | TVA_Transmission | TVA | Internal | Summer | B9 | 800 | 99999 | 0 | 50.19 | 49.18 | 0.01 | 0
2035 | TVA_Transmission_2_TVA | TVA_Transmission | TVA | Internal | Summer | B10 | 1262 | 99999 | 1052.2 | 48.84 | 48.85 | 0.01 | 0
2035 | TVA_Transmission_2_TVA | TVA_Transmission | TVA | Internal | Winter | B16 | 25 | 99999 | 9.13 | 81.86 | 81.87 | 0.01 | 0
2035 | TVA_Transmission_2_TVA | TVA_Transmission | TVA | Internal | Winter | B17 | 100 | 99999 | 0 | 66.58 | 60.74 | 0.01 | 0
2035 | TVA_Transmission_2_TVA | TVA_Transmission | TVA | Internal | Winter | B18 | 400 | 99999 | 0 | 59.56 | 53.99 | 0.01 | 0
2035 | TVA_Transmission_2_TVA | TVA_Transmission | TVA | Internal | Winter | B19 | 700 | 99999 | 0 | 55.93 | 53.99 | 0.01 | 0
2035 | TVA_Transmission_2_TVA | TVA_Transmission | TVA | Internal | Winter | B20 | 935 | 99999 | 471.43 | 53.32 | 53.34 | 0.01 | 0
2035 | TVA_Transmission_2_VACAR | TVA_Transmission | VACAR | Internal | Shoulder | B11 | 25 | 900 | 0 | 77.37 | 77.37 | 9 | 0
2035 | TVA_Transmission_2_VACAR | TVA_Transmission | VACAR | Internal | Shoulder | B12 | 200 | 900 | 0 | 63.32 | 65.72 | 9 | 0
2035 | TVA_Transmission_2_VACAR | TVA_Transmission | VACAR | Internal | Shoulder | B13 | 600 | 900 | 0 | 56.87 | 54.66 | 9 | 0
2035 | TVA_Transmission_2_VACAR | TVA_Transmission | VACAR | Internal | Shoulder | B14 | 900 | 900 | 0 | 55.94 | 53.49 | 9 | 0
2035 | TVA_Transmission_2_VACAR | TVA_Transmission | VACAR | Internal | Shoulder | B15 | 1203 | 900 | 0 | 52.56 | 53.49 | 9 | 0
2035 | TVA_Transmission_2_VACAR | TVA_Transmission | VACAR | Internal | Summer | B1 | 10 | 900 | 0 | 87.8 | 92.52 | 9 | 0
2035 | TVA_Transmission_2_VACAR | TVA_Transmission | VACAR | Internal | Summer | B2 | 25 | 900 | 0 | 87.8 | 92.52 | 9 | 0
2035 | TVA_Transmission_2_VACAR | TVA_Transmission | VACAR | Internal | Summer | B3 | 75 | 900 | 0 | 86.78 | 90.38 | 9 | 0
2035 | TVA_Transmission_2_VACAR | TVA_Transmission | VACAR | Internal | Summer | B4 | 100 | 900 | 0 | 83.18 | 90.38 | 9 | 0
2035 | TVA_Transmission_2_VACAR | TVA_Transmission | VACAR | Internal | Summer | B5 | 200 | 900 | 30.56 | 78.28 | 87.28 | 9 | 0
2035 | TVA_Transmission_2_VACAR | TVA_Transmission | VACAR | Internal | Summer | B6 | 300 | 900 | 0 | 65.98 | 68.25 | 9 | 0
2035 | TVA_Transmission_2_VACAR | TVA_Transmission | VACAR | Internal | Summer | B7 | 400 | 900 | 0 | 54.91 | 56.32 | 9 | 0
2035 | TVA_Transmission_2_VACAR | TVA_Transmission | VACAR | Internal | Summer | B8 | 500 | 900 | 0 | 53.76 | 52.61 | 9 | 0
2035 | TVA_Transmission_2_VACAR | TVA_Transmission | VACAR | Internal | Summer | B9 | 800 | 900 | 0 | 50.19 | 51.32 | 9 | 0
2035 | TVA_Transmission_2_VACAR | TVA_Transmission | VACAR | Internal | Summer | B10 | 1262 | 900 | 0 | 48.84 | 51.32 | 9 | 0
2035 | TVA_Transmission_2_VACAR | TVA_Transmission | VACAR | Internal | Winter | B16 | 25 | 900 | 371.07 | 81.86 | 90.86 | 9 | 0
2035 | TVA_Transmission_2_VACAR | TVA_Transmission | VACAR | Internal | Winter | B17 | 100 | 900 | 0 | 66.58 | 74.2 | 9 | 0
2035 | TVA_Transmission_2_VACAR | TVA_Transmission | VACAR | Internal | Winter | B18 | 400 | 900 | 0 | 59.56 | 59.29 | 9 | 0
2035 | TVA_Transmission_2_VACAR | TVA_Transmission | VACAR | Internal | Winter | B19 | 700 | 900 | 0 | 55.93 | 58.37 | 9 | 0
2035 | TVA_Transmission_2_VACAR | TVA_Transmission | VACAR | Internal | Winter | B20 | 935 | 900 | 0 | 53.32 | 58.37 | 9 | 0
2035 | VACAR_2_PJM_ROR | VACAR | PJM_ROR | Internal | Shoulder | B11 | 25 | 2000 | 0 | 77.37 | 71.37 | 7 | 0
2035 | VACAR_2_PJM_ROR | VACAR | PJM_ROR | Internal | Shoulder | B12 | 200 | 2000 | 0 | 65.72 | 61.87 | 7 | 0
2035 | VACAR_2_PJM_ROR | VACAR | PJM_ROR | Internal | Shoulder | B13 | 600 | 2000 | 0 | 54.66 | 53.23 | 7 | 0
2035 | VACAR_2_PJM_ROR | VACAR | PJM_ROR | Internal | Shoulder | B14 | 900 | 2000 | 0 | 53.49 | 51.69 | 7 | 0
2035 | VACAR_2_PJM_ROR | VACAR | PJM_ROR | Internal | Shoulder | B15 | 1203 | 2000 | 0 | 53.49 | 46.56 | 7 | 0
2035 | VACAR_2_PJM_ROR | VACAR | PJM_ROR | Internal | Summer | B1 | 10 | 2000 | 0 | 92.52 | 81.8 | 7 | 0
2035 | VACAR_2_PJM_ROR | VACAR | PJM_ROR | Internal | Summer | B2 | 25 | 2000 | 0 | 92.52 | 81.8 | 7 | 0
2035 | VACAR_2_PJM_ROR | VACAR | PJM_ROR | Internal | Summer | B3 | 75 | 2000 | 0 | 90.38 | 80.78 | 7 | 0
2035 | VACAR_2_PJM_ROR | VACAR | PJM_ROR | Internal | Summer | B4 | 100 | 2000 | 0 | 90.38 | 77.18 | 7 | 0
2035 | VACAR_2_PJM_ROR | VACAR | PJM_ROR | Internal | Summer | B5 | 200 | 2000 | 0 | 87.28 | 72.28 | 7 | 0
2035 | VACAR_2_PJM_ROR | VACAR | PJM_ROR | Internal | Summer | B6 | 300 | 2000 | 0 | 68.25 | 62.25 | 7 | 0
2035 | VACAR_2_PJM_ROR | VACAR | PJM_ROR | Internal | Summer | B7 | 400 | 2000 | 0 | 56.32 | 50.32 | 7 | 0
2035 | VACAR_2_PJM_ROR | VACAR | PJM_ROR | Internal | Summer | B8 | 500 | 2000 | 0 | 52.61 | 47.97 | 7 | 0
2035 | VACAR_2_PJM_ROR | VACAR | PJM_ROR | Internal | Summer | B9 | 800 | 2000 | 0 | 51.32 | 45.32 | 7 | 0
2035 | VACAR_2_PJM_ROR | VACAR | PJM_ROR | Internal | Summer | B10 | 1262 | 2000 | 0 | 51.32 | 44.9 | 7 | 0
2035 | VACAR_2_PJM_ROR | VACAR | PJM_ROR | Internal | Winter | B16 | 25 | 2000 | 0 | 90.86 | 83.85 | 7 | 0
2035 | VACAR_2_PJM_ROR | VACAR | PJM_ROR | Internal | Winter | B17 | 100 | 2000 | 0 | 74.2 | 68.2 | 7 | 0
2035 | VACAR_2_PJM_ROR | VACAR | PJM_ROR | Internal | Winter | B18 | 400 | 2000 | 0 | 59.29 | 58.23 | 7 | 0
2035 | VACAR_2_PJM_ROR | VACAR | PJM_ROR | Internal | Winter | B19 | 700 | 2000 | 0 | 58.37 | 54.57 | 7 | 0
2035 | VACAR_2_PJM_ROR | VACAR | PJM_ROR | Internal | Winter | B20 | 935 | 2000 | 0 | 58.37 | 50.07 | 7 | 0
2035 | VACAR_2_SOCO | VACAR | SOCO | Internal | Shoulder | B11 | 25 | 3000 | 1380.84 | 77.37 | 84.37 | 7 | 0
2035 | VACAR_2_SOCO | VACAR | SOCO | Internal | Shoulder | B12 | 200 | 3000 | 0 | 65.72 | 55.72 | 7 | 0
2035 | VACAR_2_SOCO | VACAR | SOCO | Internal | Shoulder | B13 | 600 | 3000 | 0 | 54.66 | 55.72 | 7 | 0
2035 | VACAR_2_SOCO | VACAR | SOCO | Internal | Shoulder | B14 | 900 | 3000 | 0 | 53.49 | 55.72 | 7 | 0
2035 | VACAR_2_SOCO | VACAR | SOCO | Internal | Shoulder | B15 | 1203 | 3000 | 0 | 53.49 | 55.72 | 7 | 0
2035 | VACAR_2_SOCO | VACAR | SOCO | Internal | Summer | B1 | 10 | 3000 | 0 | 92.52 | 90.9 | 7 | 0
2035 | VACAR_2_SOCO | VACAR | SOCO | Internal | Summer | B2 | 25 | 3000 | 0 | 92.52 | 90.9 | 7 | 0
2035 | VACAR_2_SOCO | VACAR | SOCO | Internal | Summer | B3 | 75 | 3000 | 0 | 90.38 | 90.9 | 7 | 0
2035 | VACAR_2_SOCO | VACAR | SOCO | Internal | Summer | B4 | 100 | 3000 | 0 | 90.38 | 90.9 | 7 | 0
2035 | VACAR_2_SOCO | VACAR | SOCO | Internal | Summer | B5 | 200 | 3000 | 0 | 87.28 | 87.28 | 7 | 0
2035 | VACAR_2_SOCO | VACAR | SOCO | Internal | Summer | B6 | 300 | 3000 | 0 | 68.25 | 68.67 | 7 | 0
2035 | VACAR_2_SOCO | VACAR | SOCO | Internal | Summer | B7 | 400 | 3000 | 0 | 56.32 | 62.06 | 7 | 0
2035 | VACAR_2_SOCO | VACAR | SOCO | Internal | Summer | B8 | 500 | 3000 | 0 | 52.61 | 54.18 | 7 | 0
2035 | VACAR_2_SOCO | VACAR | SOCO | Internal | Summer | B9 | 800 | 3000 | 0 | 51.32 | 54.18 | 7 | 0
2035 | VACAR_2_SOCO | VACAR | SOCO | Internal | Summer | B10 | 1262 | 3000 | 0 | 51.32 | 49.72 | 7 | 0
2035 | VACAR_2_SOCO | VACAR | SOCO | Internal | Winter | B16 | 25 | 3000 | 0 | 90.86 | 80.86 | 7 | 0
2035 | VACAR_2_SOCO | VACAR | SOCO | Internal | Winter | B17 | 100 | 3000 | 0 | 74.2 | 59.07 | 7 | 0
2035 | VACAR_2_SOCO | VACAR | SOCO | Internal | Winter | B18 | 400 | 3000 | 0 | 59.29 | 59.07 | 7 | 0
2035 | VACAR_2_SOCO | VACAR | SOCO | Internal | Winter | B19 | 700 | 3000 | 0 | 58.37 | 59.07 | 7 | 0
2035 | VACAR_2_SOCO | VACAR | SOCO | Internal | Winter | B20 | 935 | 3000 | 0 | 58.37 | 54.09 | 7 | 0
2035 | VACAR_2_TVA_Transmission | VACAR | TVA_Transmission | Internal | Shoulder | B11 | 25 | 900 | 0 | 77.37 | 77.37 | 7 | 0
2035 | VACAR_2_TVA_Transmission | VACAR | TVA_Transmission | Internal | Shoulder | B12 | 200 | 900 | 0 | 65.72 | 63.32 | 7 | 0
2035 | VACAR_2_TVA_Transmission | VACAR | TVA_Transmission | Internal | Shoulder | B13 | 600 | 900 | 0 | 54.66 | 56.87 | 7 | 0
2035 | VACAR_2_TVA_Transmission | VACAR | TVA_Transmission | Internal | Shoulder | B14 | 900 | 900 | 0 | 53.49 | 55.94 | 7 | 0
2035 | VACAR_2_TVA_Transmission | VACAR | TVA_Transmission | Internal | Shoulder | B15 | 1203 | 900 | 0 | 53.49 | 52.56 | 7 | 0
2035 | VACAR_2_TVA_Transmission | VACAR | TVA_Transmission | Internal | Summer | B1 | 10 | 900 | 0 | 92.52 | 87.8 | 7 | 0
2035 | VACAR_2_TVA_Transmission | VACAR | TVA_Transmission | Internal | Summer | B2 | 25 | 900 | 0 | 92.52 | 87.8 | 7 | 0
2035 | VACAR_2_TVA_Transmission | VACAR | TVA_Transmission | Internal | Summer | B3 | 75 | 900 | 0 | 90.38 | 86.78 | 7 | 0
2035 | VACAR_2_TVA_Transmission | VACAR | TVA_Transmission | Internal | Summer | B4 | 100 | 900 | 0 | 90.38 | 83.18 | 7 | 0
2035 | VACAR_2_TVA_Transmission | VACAR | TVA_Transmission | Internal | Summer | B5 | 200 | 900 | 0 | 87.28 | 78.28 | 7 | 0
2035 | VACAR_2_TVA_Transmission | VACAR | TVA_Transmission | Internal | Summer | B6 | 300 | 900 | 0 | 68.25 | 65.98 | 7 | 0
2035 | VACAR_2_TVA_Transmission | VACAR | TVA_Transmission | Internal | Summer | B7 | 400 | 900 | 0 | 56.32 | 54.91 | 7 | 0
2035 | VACAR_2_TVA_Transmission | VACAR | TVA_Transmission | Internal | Summer | B8 | 500 | 900 | 0 | 52.61 | 53.76 | 7 | 0
2035 | VACAR_2_TVA_Transmission | VACAR | TVA_Transmission | Internal | Summer | B9 | 800 | 900 | 0 | 51.32 | 50.19 | 7 | 0
2035 | VACAR_2_TVA_Transmission | VACAR | TVA_Transmission | Internal | Summer | B10 | 1262 | 900 | 0 | 51.32 | 48.84 | 7 | 0
2035 | VACAR_2_TVA_Transmission | VACAR | TVA_Transmission | Internal | Winter | B16 | 25 | 900 | 0 | 90.86 | 81.86 | 7 | 0
2035 | VACAR_2_TVA_Transmission | VACAR | TVA_Transmission | Internal | Winter | B17 | 100 | 900 | 0 | 74.2 | 66.58 | 7 | 0
2035 | VACAR_2_TVA_Transmission | VACAR | TVA_Transmission | Internal | Winter | B18 | 400 | 900 | 0 | 59.29 | 59.56 | 7 | 0
2035 | VACAR_2_TVA_Transmission | VACAR | TVA_Transmission | Internal | Winter | B19 | 700 | 900 | 0 | 58.37 | 55.93 | 7 | 0
2035 | VACAR_2_TVA_Transmission | VACAR | TVA_Transmission | Internal | Winter | B20 | 935 | 900 | 0 | 58.37 | 53.32 | 7 | 0
2040 | ENT_2_MISO_MO-IL | ENT | MISO_MO-IL | Internal | Shoulder | B11 | 25 | 2260 | 0 | 80.7 | 81.71 | 8 | 0
2040 | ENT_2_MISO_MO-IL | ENT | MISO_MO-IL | Internal | Shoulder | B12 | 200 | 2260 | 0 | 61.51 | 66.29 | 8 | 0
2040 | ENT_2_MISO_MO-IL | ENT | MISO_MO-IL | Internal | Shoulder | B13 | 600 | 2260 | 0 | 61.51 | 59.68 | 8 | 0
2040 | ENT_2_MISO_MO-IL | ENT | MISO_MO-IL | Internal | Shoulder | B14 | 900 | 2260 | 0 | 59.46 | 57.95 | 8 | 0
2040 | ENT_2_MISO_MO-IL | ENT | MISO_MO-IL | Internal | Shoulder | B15 | 1203 | 2260 | 0 | 59.46 | 51.63 | 8 | 0
2040 | ENT_2_MISO_MO-IL | ENT | MISO_MO-IL | Internal | Summer | B1 | 10 | 2260 | 0 | 92.52 | 95.32 | 8 | 0
2040 | ENT_2_MISO_MO-IL | ENT | MISO_MO-IL | Internal | Summer | B2 | 25 | 2260 | 0 | 92.52 | 94.64 | 8 | 0
2040 | ENT_2_MISO_MO-IL | ENT | MISO_MO-IL | Internal | Summer | B3 | 75 | 2260 | 0 | 88.01 | 93.16 | 8 | 0
2040 | ENT_2_MISO_MO-IL | ENT | MISO_MO-IL | Internal | Summer | B4 | 100 | 2260 | 0 | 88.01 | 92.01 | 8 | 0
2040 | ENT_2_MISO_MO-IL | ENT | MISO_MO-IL | Internal | Summer | B5 | 200 | 2260 | 0 | 84.96 | 88.09 | 8 | 0
2040 | ENT_2_MISO_MO-IL | ENT | MISO_MO-IL | Internal | Summer | B6 | 300 | 2260 | 0 | 68.86 | 69.86 | 8 | 0
2040 | ENT_2_MISO_MO-IL | ENT | MISO_MO-IL | Internal | Summer | B7 | 400 | 2260 | 0 | 60 | 56.48 | 8 | 0
2040 | ENT_2_MISO_MO-IL | ENT | MISO_MO-IL | Internal | Summer | B8 | 500 | 2260 | 0 | 60 | 52.88 | 8 | 0
2040 | ENT_2_MISO_MO-IL | ENT | MISO_MO-IL | Internal | Summer | B9 | 800 | 2260 | 0 | 58.04 | 50.04 | 8 | 0
2040 | ENT_2_MISO_MO-IL | ENT | MISO_MO-IL | Internal | Summer | B10 | 1262 | 2260 | 0 | 57.5 | 47.74 | 8 | 0
2040 | ENT_2_MISO_MO-IL | ENT | MISO_MO-IL | Internal | Winter | B16 | 25 | 2260 | 153.97 | 77.37 | 85.37 | 8 | 0
2040 | ENT_2_MISO_MO-IL | ENT | MISO_MO-IL | Internal | Winter | B17 | 100 | 2260 | 0 | 66.07 | 69.59 | 8 | 0
2040 | ENT_2_MISO_MO-IL | ENT | MISO_MO-IL | Internal | Winter | B18 | 400 | 2260 | 0 | 65.59 | 62.59 | 8 | 0
2040 | ENT_2_MISO_MO-IL | ENT | MISO_MO-IL | Internal | Winter | B19 | 700 | 2260 | 0 | 63.4 | 60.12 | 8 | 0
2040 | ENT_2_MISO_MO-IL | ENT | MISO_MO-IL | Internal | Winter | B20 | 935 | 2260 | 0 | 60.03 | 52.03 | 8 | 0
2040 | ENT_2_SOCO | ENT | SOCO | Internal | Shoulder | B11 | 25 | 2000 | 0 | 80.7 | 87.4 | 8 | 0
2040 | ENT_2_SOCO | ENT | SOCO | Internal | Shoulder | B12 | 200 | 2000 | 0 | 61.51 | 61.82 | 8 | 0
2040 | ENT_2_SOCO | ENT | SOCO | Internal | Shoulder | B13 | 600 | 2000 | 0 | 61.51 | 61.82 | 8 | 0
2040 | ENT_2_SOCO | ENT | SOCO | Internal | Shoulder | B14 | 900 | 2000 | 0 | 59.46 | 61.82 | 8 | 0
2040 | ENT_2_SOCO | ENT | SOCO | Internal | Shoulder | B15 | 1203 | 2000 | 0 | 59.46 | 61.82 | 8 | 0
2040 | ENT_2_SOCO | ENT | SOCO | Internal | Summer | B1 | 10 | 2000 | 1423.66 | 92.52 | 100.52 | 8 | 0
2040 | ENT_2_SOCO | ENT | SOCO | Internal | Summer | B2 | 25 | 2000 | 1929.18 | 92.52 | 100.52 | 8 | 0
2040 | ENT_2_SOCO | ENT | SOCO | Internal | Summer | B3 | 75 | 2000 | 2000 | 88.01 | 100.52 | 8 | 4.5
2040 | ENT_2_SOCO | ENT | SOCO | Internal | Summer | B4 | 100 | 2000 | 2000 | 88.01 | 100.52 | 8 | 4.5
2040 | ENT_2_SOCO | ENT | SOCO | Internal | Summer | B5 | 200 | 2000 | 1699.16 | 84.96 | 92.96 | 8 | 0
2040 | ENT_2_SOCO | ENT | SOCO | Internal | Summer | B6 | 300 | 2000 | 0 | 68.86 | 75.86 | 8 | 0
2040 | ENT_2_SOCO | ENT | SOCO | Internal | Summer | B7 | 400 | 2000 | 0 | 60 | 62.39 | 8 | 0
2040 | ENT_2_SOCO | ENT | SOCO | Internal | Summer | B8 | 500 | 2000 | 0 | 60 | 60.21 | 8 | 0
2040 | ENT_2_SOCO | ENT | SOCO | Internal | Summer | B9 | 800 | 2000 | 0 | 58.04 | 60.21 | 8 | 0
2040 | ENT_2_SOCO | ENT | SOCO | Internal | Summer | B10 | 1262 | 2000 | 0 | 57.5 | 55.11 | 8 | 0
2040 | ENT_2_SOCO | ENT | SOCO | Internal | Winter | B16 | 25 | 2000 | 0.01 | 77.37 | 84.37 | 8 | 0
2040 | ENT_2_SOCO | ENT | SOCO | Internal | Winter | B17 | 100 | 2000 | 0 | 66.07 | 65.5 | 8 | 0
2040 | ENT_2_SOCO | ENT | SOCO | Internal | Winter | B18 | 400 | 2000 | 0 | 65.59 | 65.5 | 8 | 0
2040 | ENT_2_SOCO | ENT | SOCO | Internal | Winter | B19 | 700 | 2000 | 0 | 63.4 | 65.5 | 8 | 0
2040 | ENT_2_SOCO | ENT | SOCO | Internal | Winter | B20 | 935 | 2000 | 0 | 60.03 | 59.84 | 8 | 0
2040 | ENT_2_SPP_N | ENT | SPP_N | Internal | Shoulder | B11 | 25 | 1300 | 427.39 | 80.7 | 88.7 | 8 | 0
2040 | ENT_2_SPP_N | ENT | SPP_N | Internal | Shoulder | B12 | 200 | 1300 | 0 | 61.51 | 61.29 | 8 | 0
2040 | ENT_2_SPP_N | ENT | SPP_N | Internal | Shoulder | B13 | 600 | 1300 | 0 | 61.51 | 59.26 | 8 | 0
2040 | ENT_2_SPP_N | ENT | SPP_N | Internal | Shoulder | B14 | 900 | 1300 | 0 | 59.46 | 55.25 | 8 | 0
2040 | ENT_2_SPP_N | ENT | SPP_N | Internal | Shoulder | B15 | 1203 | 1300 | 0 | 59.46 | 54.26 | 8 | 0
2040 | ENT_2_SPP_N | ENT | SPP_N | Internal | Summer | B1 | 10 | 1300 | 0 | 92.52 | 95.32 | 8 | 0
2040 | ENT_2_SPP_N | ENT | SPP_N | Internal | Summer | B2 | 25 | 1300 | 0 | 92.52 | 94.26 | 8 | 0
2040 | ENT_2_SPP_N | ENT | SPP_N | Internal | Summer | B3 | 75 | 1300 | 0 | 88.01 | 94.26 | 8 | 0
2040 | ENT_2_SPP_N | ENT | SPP_N | Internal | Summer | B4 | 100 | 1300 | 0 | 88.01 | 94.26 | 8 | 0
2040 | ENT_2_SPP_N | ENT | SPP_N | Internal | Summer | B5 | 200 | 1300 | 306.11 | 84.96 | 92.96 | 8 | 0
2040 | ENT_2_SPP_N | ENT | SPP_N | Internal | Summer | B6 | 300 | 1300 | 343.36 | 68.86 | 76.86 | 8 | 0
2040 | ENT_2_SPP_N | ENT | SPP_N | Internal | Summer | B7 | 400 | 1300 | 0 | 60 | 60.3 | 8 | 0
2040 | ENT_2_SPP_N | ENT | SPP_N | Internal | Summer | B8 | 500 | 1300 | 0 | 60 | 57.42 | 8 | 0
2040 | ENT_2_SPP_N | ENT | SPP_N | Internal | Summer | B9 | 800 | 1300 | 0 | 58.04 | 54.28 | 8 | 0
2040 | ENT_2_SPP_N | ENT | SPP_N | Internal | Summer | B10 | 1262 | 1300 | 0 | 57.5 | 52.5 | 8 | 0
2040 | ENT_2_SPP_N | ENT | SPP_N | Internal | Winter | B16 | 25 | 1300 | 0 | 77.37 | 80.37 | 8 | 0
2040 | ENT_2_SPP_N | ENT | SPP_N | Internal | Winter | B17 | 100 | 1300 | 0 | 66.07 | 64.59 | 8 | 0
2040 | ENT_2_SPP_N | ENT | SPP_N | Internal | Winter | B18 | 400 | 1300 | 0 | 65.59 | 60.59 | 8 | 0
2040 | ENT_2_SPP_N | ENT | SPP_N | Internal | Winter | B19 | 700 | 1300 | 0 | 63.4 | 58.4 | 8 | 0
2040 | ENT_2_SPP_N | ENT | SPP_N | Internal | Winter | B20 | 935 | 1300 | 0 | 60.03 | 51.51 | 8 | 0
2040 | ENT_2_SPP_S | ENT | SPP_S | Internal | Shoulder | B11 | 25 | 1300 | 0 | 80.7 | 74.71 | 8 | 0
2040 | ENT_2_SPP_S | ENT | SPP_S | Internal | Shoulder | B12 | 200 | 1300 | 0 | 61.51 | 59.25 | 8 | 0
2040 | ENT_2_SPP_S | ENT | SPP_S | Internal | Shoulder | B13 | 600 | 1300 | 0 | 61.51 | 59.25 | 8 | 0
2040 | ENT_2_SPP_S | ENT | SPP_S | Internal | Shoulder | B14 | 900 | 1300 | 0 | 59.46 | 54.25 | 8 | 0
2040 | ENT_2_SPP_S | ENT | SPP_S | Internal | Shoulder | B15 | 1203 | 1300 | 0 | 59.46 | 54.25 | 8 | 0
2040 | ENT_2_SPP_S | ENT | SPP_S | Internal | Summer | B1 | 10 | 1300 | 0 | 92.52 | 72.39 | 8 | 0
2040 | ENT_2_SPP_S | ENT | SPP_S | Internal | Summer | B2 | 25 | 1300 | 0 | 92.52 | 83.11 | 8 | 0
2040 | ENT_2_SPP_S | ENT | SPP_S | Internal | Summer | B3 | 75 | 1300 | 0 | 88.01 | 83.11 | 8 | 0
2040 | ENT_2_SPP_S | ENT | SPP_S | Internal | Summer | B4 | 100 | 1300 | 0 | 88.01 | 83.11 | 8 | 0
2040 | ENT_2_SPP_S | ENT | SPP_S | Internal | Summer | B5 | 200 | 1300 | 0 | 84.96 | 83.11 | 8 | 0
2040 | ENT_2_SPP_S | ENT | SPP_S | Internal | Summer | B6 | 300 | 1300 | 0.08 | 68.86 | 76.85 | 8 | 0
2040 | ENT_2_SPP_S | ENT | SPP_S | Internal | Summer | B7 | 400 | 1300 | 0 | 60 | 60.08 | 8 | 0
2040 | ENT_2_SPP_S | ENT | SPP_S | Internal | Summer | B8 | 500 | 1300 | 0 | 60 | 57.43 | 8 | 0
2040 | ENT_2_SPP_S | ENT | SPP_S | Internal | Summer | B9 | 800 | 1300 | 0 | 58.04 | 54.29 | 8 | 0
2040 | ENT_2_SPP_S | ENT | SPP_S | Internal | Summer | B10 | 1262 | 1300 | 0 | 57.5 | 52.51 | 8 | 0
2040 | ENT_2_SPP_S | ENT | SPP_S | Internal | Winter | B16 | 25 | 1300 | 0 | 77.37 | 63.42 | 8 | 0
2040 | ENT_2_SPP_S | ENT | SPP_S | Internal | Winter | B17 | 100 | 1300 | 0 | 66.07 | 63.27 | 8 | 0
2040 | ENT_2_SPP_S | ENT | SPP_S | Internal | Winter | B18 | 400 | 1300 | 0 | 65.59 | 60.58 | 8 | 0
2040 | ENT_2_SPP_S | ENT | SPP_S | Internal | Winter | B19 | 700 | 1300 | 0 | 63.4 | 57.85 | 8 | 0
2040 | ENT_2_SPP_S | ENT | SPP_S | Internal | Winter | B20 | 935 | 1300 | 0 | 60.03 | 51.52 | 8 | 0
2040 | ENT_2_TVA_Transmission | ENT | TVA_Transmission | Internal | Shoulder | B11 | 25 | 2100 | 0 | 80.7 | 83.24 | 8 | 0
2040 | ENT_2_TVA_Transmission | ENT | TVA_Transmission | Internal | Shoulder | B12 | 200 | 2100 | 0 | 61.51 | 67.08 | 8 | 0
2040 | ENT_2_TVA_Transmission | ENT | TVA_Transmission | Internal | Shoulder | B13 | 600 | 2100 | 0 | 61.51 | 62 | 8 | 0
2040 | ENT_2_TVA_Transmission | ENT | TVA_Transmission | Internal | Shoulder | B14 | 900 | 2100 | 0 | 59.46 | 61.38 | 8 | 0
2040 | ENT_2_TVA_Transmission | ENT | TVA_Transmission | Internal | Shoulder | B15 | 1203 | 2100 | 0 | 59.46 | 56.53 | 8 | 0
2040 | ENT_2_TVA_Transmission | ENT | TVA_Transmission | Internal | Summer | B1 | 10 | 2100 | 0 | 92.52 | 96.44 | 8 | 0
2040 | ENT_2_TVA_Transmission | ENT | TVA_Transmission | Internal | Summer | B2 | 25 | 2100 | 0 | 92.52 | 96.44 | 8 | 0
2040 | ENT_2_TVA_Transmission | ENT | TVA_Transmission | Internal | Summer | B3 | 75 | 2100 | 0.01 | 88.01 | 95.68 | 8 | 0
2040 | ENT_2_TVA_Transmission | ENT | TVA_Transmission | Internal | Summer | B4 | 100 | 2100 | 0 | 88.01 | 95.43 | 8 | 0
2040 | ENT_2_TVA_Transmission | ENT | TVA_Transmission | Internal | Summer | B5 | 200 | 2100 | 0 | 84.96 | 91.99 | 8 | 0
2040 | ENT_2_TVA_Transmission | ENT | TVA_Transmission | Internal | Summer | B6 | 300 | 2100 | 0 | 68.86 | 71.75 | 8 | 0
2040 | ENT_2_TVA_Transmission | ENT | TVA_Transmission | Internal | Summer | B7 | 400 | 2100 | 0 | 60 | 59.87 | 8 | 0
2040 | ENT_2_TVA_Transmission | ENT | TVA_Transmission | Internal | Summer | B8 | 500 | 2100 | 0 | 60 | 56.88 | 8 | 0
2040 | ENT_2_TVA_Transmission | ENT | TVA_Transmission | Internal | Summer | B9 | 800 | 2100 | 0 | 58.04 | 54.9 | 8 | 0
2040 | ENT_2_TVA_Transmission | ENT | TVA_Transmission | Internal | Summer | B10 | 1262 | 2100 | 0 | 57.5 | 50.86 | 8 | 0
2040 | ENT_2_TVA_Transmission | ENT | TVA_Transmission | Internal | Winter | B16 | 25 | 2100 | 349.7 | 77.37 | 85.37 | 8 | 0
2040 | ENT_2_TVA_Transmission | ENT | TVA_Transmission | Internal | Winter | B17 | 100 | 2100 | 0 | 66.07 | 71.33 | 8 | 0
2040 | ENT_2_TVA_Transmission | ENT | TVA_Transmission | Internal | Winter | B18 | 400 | 2100 | 0 | 65.59 | 63.41 | 8 | 0
2040 | ENT_2_TVA_Transmission | ENT | TVA_Transmission | Internal | Winter | B19 | 700 | 2100 | 0 | 63.4 | 62.13 | 8 | 0
2040 | ENT_2_TVA_Transmission | ENT | TVA_Transmission | Internal | Winter | B20 | 935 | 2100 | 0 | 60.03 | 58.74 | 8 | 0
2040 | FRCC_2_SOCO | FRCC | SOCO | Internal | Shoulder | B11 | 25 | 900 | 0 | 94.96 | 87.4 | 8 | 0
2040 | FRCC_2_SOCO | FRCC | SOCO | Internal | Shoulder | B12 | 200 | 900 | 0 | 66.91 | 61.82 | 8 | 0
2040 | FRCC_2_SOCO | FRCC | SOCO | Internal | Shoulder | B13 | 600 | 900 | 0 | 66.91 | 61.82 | 8 | 0
2040 | FRCC_2_SOCO | FRCC | SOCO | Internal | Shoulder | B14 | 900 | 900 | 0 | 66.91 | 61.82 | 8 | 0
2040 | FRCC_2_SOCO | FRCC | SOCO | Internal | Shoulder | B15 | 1203 | 900 | 0 | 61.1 | 61.82 | 8 | 0
2040 | FRCC_2_SOCO | FRCC | SOCO | Internal | Summer | B1 | 10 | 900 | 0 | 107.43 | 100.52 | 8 | 0
2040 | FRCC_2_SOCO | FRCC | SOCO | Internal | Summer | B2 | 25 | 900 | 0 | 105.06 | 100.52 | 8 | 0
2040 | FRCC_2_SOCO | FRCC | SOCO | Internal | Summer | B3 | 75 | 900 | 0 | 93.28 | 100.52 | 8 | 0
2040 | FRCC_2_SOCO | FRCC | SOCO | Internal | Summer | B4 | 100 | 900 | 0 | 93.28 | 100.52 | 8 | 0
2040 | FRCC_2_SOCO | FRCC | SOCO | Internal | Summer | B5 | 200 | 900 | 0 | 93.28 | 92.96 | 8 | 0
2040 | FRCC_2_SOCO | FRCC | SOCO | Internal | Summer | B6 | 300 | 900 | 0 | 78.23 | 75.86 | 8 | 0
2040 | FRCC_2_SOCO | FRCC | SOCO | Internal | Summer | B7 | 400 | 900 | 0 | 68.59 | 62.39 | 8 | 0
2040 | FRCC_2_SOCO | FRCC | SOCO | Internal | Summer | B8 | 500 | 900 | 0 | 65.74 | 60.21 | 8 | 0
2040 | FRCC_2_SOCO | FRCC | SOCO | Internal | Summer | B9 | 800 | 900 | 0 | 65.74 | 60.21 | 8 | 0
2040 | FRCC_2_SOCO | FRCC | SOCO | Internal | Summer | B10 | 1262 | 900 | 0 | 60.05 | 55.11 | 8 | 0
2040 | FRCC_2_SOCO | FRCC | SOCO | Internal | Winter | B16 | 25 | 900 | 0 | 85.75 | 84.37 | 8 | 0
2040 | FRCC_2_SOCO | FRCC | SOCO | Internal | Winter | B17 | 100 | 900 | 0 | 69.97 | 65.5 | 8 | 0
2040 | FRCC_2_SOCO | FRCC | SOCO | Internal | Winter | B18 | 400 | 900 | 0 | 69.97 | 65.5 | 8 | 0
2040 | FRCC_2_SOCO | FRCC | SOCO | Internal | Winter | B19 | 700 | 900 | 0 | 69.97 | 65.5 | 8 | 0
2040 | FRCC_2_SOCO | FRCC | SOCO | Internal | Winter | B20 | 935 | 900 | 0 | 63.83 | 59.84 | 8 | 0
2040 | HQ_NEISO_2_NEISO | HQ_NEISO | NEISO | Internal | Shoulder | B11 | 25 | 99999 | 2920 | 48.96 | 48.97 | 0.01 | 0
2040 | HQ_NEISO_2_NEISO | HQ_NEISO | NEISO | Internal | Shoulder | B12 | 200 | 99999 | 2920 | 48.96 | 48.97 | 0.01 | 0
2040 | HQ_NEISO_2_NEISO | HQ_NEISO | NEISO | Internal | Shoulder | B13 | 600 | 99999 | 2920 | 48.96 | 48.97 | 0.01 | 0
2040 | HQ_NEISO_2_NEISO | HQ_NEISO | NEISO | Internal | Shoulder | B14 | 900 | 99999 | 2920 | 48.96 | 48.97 | 0.01 | 0
2040 | HQ_NEISO_2_NEISO | HQ_NEISO | NEISO | Internal | Shoulder | B15 | 1203 | 99999 | 1143.24 | 48.96 | 48.97 | 0.01 | 0
2040 | HQ_NEISO_2_NEISO | HQ_NEISO | NEISO | Internal | Summer | B1 | 10 | 99999 | 2920 | 78.31 | 78.32 | 0.01 | 0
2040 | HQ_NEISO_2_NEISO | HQ_NEISO | NEISO | Internal | Summer | B2 | 25 | 99999 | 2920 | 74.19 | 74.2 | 0.01 | 0
2040 | HQ_NEISO_2_NEISO | HQ_NEISO | NEISO | Internal | Summer | B3 | 75 | 99999 | 2920 | 70.39 | 70.4 | 0.01 | 0
2040 | HQ_NEISO_2_NEISO | HQ_NEISO | NEISO | Internal | Summer | B4 | 100 | 99999 | 2920 | 62.62 | 62.63 | 0.01 | 0
2040 | HQ_NEISO_2_NEISO | HQ_NEISO | NEISO | Internal | Summer | B5 | 200 | 99999 | 2920 | 62.62 | 62.63 | 0.01 | 0
2040 | HQ_NEISO_2_NEISO | HQ_NEISO | NEISO | Internal | Summer | B6 | 300 | 99999 | 2920 | 49.69 | 49.7 | 0.01 | 0
2040 | HQ_NEISO_2_NEISO | HQ_NEISO | NEISO | Internal | Summer | B7 | 400 | 99999 | 2920 | 45.18 | 45.19 | 0.01 | 0
2040 | HQ_NEISO_2_NEISO | HQ_NEISO | NEISO | Internal | Summer | B8 | 500 | 99999 | 2920 | 45.18 | 45.19 | 0.01 | 0
2040 | HQ_NEISO_2_NEISO | HQ_NEISO | NEISO | Internal | Summer | B9 | 800 | 99999 | 2920 | 45.18 | 45.19 | 0.01 | 0
2040 | HQ_NEISO_2_NEISO | HQ_NEISO | NEISO | Internal | Summer | B10 | 1262 | 99999 | 795.94 | 45.18 | 45.19 | 0.01 | 0
2040 | HQ_NEISO_2_NEISO | HQ_NEISO | NEISO | Internal | Winter | B16 | 25 | 99999 | 2920 | 60.57 | 60.59 | 0.01 | 0
2040 | HQ_NEISO_2_NEISO | HQ_NEISO | NEISO | Internal | Winter | B17 | 100 | 99999 | 2920 | 60.57 | 60.59 | 0.01 | 0
2040 | HQ_NEISO_2_NEISO | HQ_NEISO | NEISO | Internal | Winter | B18 | 400 | 99999 | 2920 | 60.57 | 60.59 | 0.01 | 0
2040 | HQ_NEISO_2_NEISO | HQ_NEISO | NEISO | Internal | Winter | B19 | 700 | 99999 | 2920 | 60.57 | 60.59 | 0.01 | 0
2040 | HQ_NEISO_2_NEISO | HQ_NEISO | NEISO | Internal | Winter | B20 | 935 | 99999 | 1233.58 | 60.57 | 60.59 | 0.01 | 0
2040 | HQ_NY_2_NYISO_A-F | HQ_NY | NYISO_A-F | Internal | Shoulder | B11 | 25 | 99999 | 1000 | 58.48 | 58.5 | 0.01 | 0
2040 | HQ_NY_2_NYISO_A-F | HQ_NY | NYISO_A-F | Internal | Shoulder | B12 | 200 | 99999 | 1000 | 57.78 | 57.79 | 0.01 | 0
2040 | HQ_NY_2_NYISO_A-F | HQ_NY | NYISO_A-F | Internal | Shoulder | B13 | 600 | 99999 | 1000 | 52.64 | 52.65 | 0.01 | 0
2040 | HQ_NY_2_NYISO_A-F | HQ_NY | NYISO_A-F | Internal | Shoulder | B14 | 900 | 99999 | 1000 | 52.64 | 52.65 | 0.01 | 0
2040 | HQ_NY_2_NYISO_A-F | HQ_NY | NYISO_A-F | Internal | Shoulder | B15 | 1203 | 99999 | 188.69 | 52.05 | 52.07 | 0.01 | 0
2040 | HQ_NY_2_NYISO_A-F | HQ_NY | NYISO_A-F | Internal | Summer | B1 | 10 | 99999 | 1000 | 81.31 | 81.32 | 0.01 | 0
2040 | HQ_NY_2_NYISO_A-F | HQ_NY | NYISO_A-F | Internal | Summer | B2 | 25 | 99999 | 1000 | 77.19 | 77.2 | 0.01 | 0
2040 | HQ_NY_2_NYISO_A-F | HQ_NY | NYISO_A-F | Internal | Summer | B3 | 75 | 99999 | 1000 | 73.39 | 73.4 | 0.01 | 0
2040 | HQ_NY_2_NYISO_A-F | HQ_NY | NYISO_A-F | Internal | Summer | B4 | 100 | 99999 | 1000 | 69.78 | 69.79 | 0.01 | 0
2040 | HQ_NY_2_NYISO_A-F | HQ_NY | NYISO_A-F | Internal | Summer | B5 | 200 | 99999 | 1000 | 67.02 | 67.03 | 0.01 | 0
2040 | HQ_NY_2_NYISO_A-F | HQ_NY | NYISO_A-F | Internal | Summer | B6 | 300 | 99999 | 1000 | 59.84 | 59.85 | 0.01 | 0
2040 | HQ_NY_2_NYISO_A-F | HQ_NY | NYISO_A-F | Internal | Summer | B7 | 400 | 99999 | 1000 | 51.35 | 51.36 | 0.01 | 0
2040 | HQ_NY_2_NYISO_A-F | HQ_NY | NYISO_A-F | Internal | Summer | B8 | 500 | 99999 | 1000 | 51.35 | 51.36 | 0.01 | 0
2040 | HQ_NY_2_NYISO_A-F | HQ_NY | NYISO_A-F | Internal | Summer | B9 | 800 | 99999 | 1000 | 51.35 | 51.36 | 0.01 | 0
2040 | HQ_NY_2_NYISO_A-F | HQ_NY | NYISO_A-F | Internal | Summer | B10 | 1262 | 99999 | 30.11 | 51.35 | 51.36 | 0.01 | 0
2040 | HQ_NY_2_NYISO_A-F | HQ_NY | NYISO_A-F | Internal | Winter | B16 | 25 | 99999 | 1000 | 76.55 | 76.56 | 0.01 | 0
2040 | HQ_NY_2_NYISO_A-F | HQ_NY | NYISO_A-F | Internal | Winter | B17 | 100 | 99999 | 1000 | 63.57 | 63.59 | 0.01 | 0
2040 | HQ_NY_2_NYISO_A-F | HQ_NY | NYISO_A-F | Internal | Winter | B18 | 400 | 99999 | 1000 | 60.84 | 60.85 | 0.01 | 0
2040 | HQ_NY_2_NYISO_A-F | HQ_NY | NYISO_A-F | Internal | Winter | B19 | 700 | 99999 | 1000 | 60.84 | 60.85 | 0.01 | 0
2040 | HQ_NY_2_NYISO_A-F | HQ_NY | NYISO_A-F | Internal | Winter | B20 | 935 | 99999 | 229.95 | 60.84 | 60.85 | 0.01 | 0
2040 | HQ_IESO_2_IESO | HQ_IESO | IESO | Internal | Shoulder | B11 | 25 | 99999 | 400 | 51.48 | 51.5 | 0.01 | 0
2040 | HQ_IESO_2_IESO | HQ_IESO | IESO | Internal | Shoulder | B12 | 200 | 99999 | 400 | 51.48 | 51.5 | 0.01 | 0
2040 | HQ_IESO_2_IESO | HQ_IESO | IESO | Internal | Shoulder | B13 | 600 | 99999 | 400 | 51.14 | 51.15 | 0.01 | 0
2040 | HQ_IESO_2_IESO | HQ_IESO | IESO | Internal | Shoulder | B14 | 900 | 99999 | 400 | 51.14 | 51.15 | 0.01 | 0
2040 | HQ_IESO_2_IESO | HQ_IESO | IESO | Internal | Shoulder | B15 | 1203 | 99999 | 75.48 | 51.14 | 51.15 | 0.01 | 0
2040 | HQ_IESO_2_IESO | HQ_IESO | IESO | Internal | Summer | B1 | 10 | 99999 | 400.01 | 88.31 | 88.32 | 0.01 | 0
2040 | HQ_IESO_2_IESO | HQ_IESO | IESO | Internal | Summer | B2 | 25 | 99999 | 400 | 84.19 | 84.2 | 0.01 | 0
2040 | HQ_IESO_2_IESO | HQ_IESO | IESO | Internal | Summer | B3 | 75 | 99999 | 400 | 82.54 | 82.56 | 0.01 | 0
2040 | HQ_IESO_2_IESO | HQ_IESO | IESO | Internal | Summer | B4 | 100 | 99999 | 400 | 76.78 | 76.79 | 0.01 | 0
2040 | HQ_IESO_2_IESO | HQ_IESO | IESO | Internal | Summer | B5 | 200 | 99999 | 400 | 67.12 | 67.13 | 0.01 | 0
2040 | HQ_IESO_2_IESO | HQ_IESO | IESO | Internal | Summer | B6 | 300 | 99999 | 400 | 52.84 | 52.85 | 0.01 | 0
2040 | HQ_IESO_2_IESO | HQ_IESO | IESO | Internal | Summer | B7 | 400 | 99999 | 400 | 49.47 | 49.48 | 0.01 | 0
2040 | HQ_IESO_2_IESO | HQ_IESO | IESO | Internal | Summer | B8 | 500 | 99999 | 400 | 46.65 | 46.66 | 0.01 | 0
2040 | HQ_IESO_2_IESO | HQ_IESO | IESO | Internal | Summer | B9 | 800 | 99999 | 400 | 46.65 | 46.66 | 0.01 | 0
2040 | HQ_IESO_2_IESO | HQ_IESO | IESO | Internal | Summer | B10 | 1262 | 99999 | 12.04 | 46.65 | 46.66 | 0.01 | 0
2040 | HQ_IESO_2_IESO | HQ_IESO | IESO | Internal | Winter | B16 | 25 | 99999 | 400 | 69.55 | 69.56 | 0.01 | 0
2040 | HQ_IESO_2_IESO | HQ_IESO | IESO | Internal | Winter | B17 | 100 | 99999 | 400 | 56.57 | 56.59 | 0.01 | 0
2040 | HQ_IESO_2_IESO | HQ_IESO | IESO | Internal | Winter | B18 | 400 | 99999 | 400 | 53.84 | 53.85 | 0.01 | 0
2040 | HQ_IESO_2_IESO | HQ_IESO | IESO | Internal | Winter | B19 | 700 | 99999 | 400 | 53.84 | 53.85 | 0.01 | 0
2040 | HQ_IESO_2_IESO | HQ_IESO | IESO | Internal | Winter | B20 | 935 | 99999 | 91.98 | 53.84 | 53.85 | 0.01 | 0
2040 | IESO_2_MAPP_CA | IESO | MAPP_CA | Internal | Shoulder | B11 | 25 | 262 | 262 | 51.5 | 64.96 | 7 | 6.46
2040 | IESO_2_MAPP_CA | IESO | MAPP_CA | Internal | Shoulder | B12 | 200 | 262 | 262 | 51.5 | 64.96 | 7 | 6.46
2040 | IESO_2_MAPP_CA | IESO | MAPP_CA | Internal | Shoulder | B13 | 600 | 262 | 262 | 51.15 | 59.65 | 7 | 1.5
2040 | IESO_2_MAPP_CA | IESO | MAPP_CA | Internal | Shoulder | B14 | 900 | 262 | 0 | 51.15 | 57.93 | 7 | 0
2040 | IESO_2_MAPP_CA | IESO | MAPP_CA | Internal | Shoulder | B15 | 1203 | 262 | 0 | 51.15 | 57.93 | 7 | 0
2040 | IESO_2_MAPP_CA | IESO | MAPP_CA | Internal | Summer | B1 | 10 | 262 | 0 | 88.32 | 92.47 | 7 | 0
2040 | IESO_2_MAPP_CA | IESO | MAPP_CA | Internal | Summer | B2 | 25 | 262 | 261.99 | 84.2 | 92.47 | 7 | 1.27
2040 | IESO_2_MAPP_CA | IESO | MAPP_CA | Internal | Summer | B3 | 75 | 262 | 262 | 82.56 | 92.47 | 7 | 2.91
2040 | IESO_2_MAPP_CA | IESO | MAPP_CA | Internal | Summer | B4 | 100 | 262 | 247.03 | 76.79 | 83.79 | 7 | 0
2040 | IESO_2_MAPP_CA | IESO | MAPP_CA | Internal | Summer | B5 | 200 | 262 | 206.14 | 67.13 | 74.13 | 7 | 0
2040 | IESO_2_MAPP_CA | IESO | MAPP_CA | Internal | Summer | B6 | 300 | 262 | 262 | 52.85 | 62.45 | 7 | 2.6
2040 | IESO_2_MAPP_CA | IESO | MAPP_CA | Internal | Summer | B7 | 400 | 262 | 0.03 | 49.48 | 56.46 | 7 | 0
2040 | IESO_2_MAPP_CA | IESO | MAPP_CA | Internal | Summer | B8 | 500 | 262 | 0 | 46.66 | 52.86 | 7 | 0
2040 | IESO_2_MAPP_CA | IESO | MAPP_CA | Internal | Summer | B9 | 800 | 262 | 0 | 46.66 | 52.56 | 7 | 0
2040 | IESO_2_MAPP_CA | IESO | MAPP_CA | Internal | Summer | B10 | 1262 | 262 | 0 | 46.66 | 52.56 | 7 | 0
2040 | IESO_2_MAPP_CA | IESO | MAPP_CA | Internal | Winter | B16 | 25 | 262 | 262 | 69.56 | 85.35 | 7 | 8.79
2040 | IESO_2_MAPP_CA | IESO | MAPP_CA | Internal | Winter | B17 | 100 | 262 | 262 | 56.59 | 69.56 | 7 | 5.98
2040 | IESO_2_MAPP_CA | IESO | MAPP_CA | Internal | Winter | B18 | 400 | 262 | 262 | 53.85 | 62.56 | 7 | 1.71
2040 | IESO_2_MAPP_CA | IESO | MAPP_CA | Internal | Winter | B19 | 700 | 262 | 262 | 53.85 | 62.56 | 7 | 1.71
2040 | IESO_2_MAPP_CA | IESO | MAPP_CA | Internal | Winter | B20 | 935 | 262 | 262 | 53.85 | 62.56 | 7 | 1.71
2040 | IESO_2_MISO_MI | IESO | MISO_MI | Internal | Shoulder | B11 | 25 | 1840 | 1840 | 51.5 | 81.71 | 7 | 23.21
2040 | IESO_2_MISO_MI | IESO | MISO_MI | Internal | Shoulder | B12 | 200 | 1840 | 1840 | 51.5 | 66.31 | 7 | 7.81
2040 | IESO_2_MISO_MI | IESO | MISO_MI | Internal | Shoulder | B13 | 600 | 1840 | 1840 | 51.15 | 59.7 | 7 | 1.55
2040 | IESO_2_MISO_MI | IESO | MISO_MI | Internal | Shoulder | B14 | 900 | 1840 | 784.01 | 51.15 | 58.15 | 7 | 0
2040 | IESO_2_MISO_MI | IESO | MISO_MI | Internal | Shoulder | B15 | 1203 | 1840 | 0 | 51.15 | 53.58 | 7 | 0
2040 | IESO_2_MISO_MI | IESO | MISO_MI | Internal | Summer | B1 | 10 | 1840 | 1585.49 | 88.32 | 95.32 | 7 | 0
2040 | IESO_2_MISO_MI | IESO | MISO_MI | Internal | Summer | B2 | 25 | 1840 | 1840 | 84.2 | 94.64 | 7 | 3.44
2040 | IESO_2_MISO_MI | IESO | MISO_MI | Internal | Summer | B3 | 75 | 1840 | 1840 | 82.56 | 93.16 | 7 | 3.6
2040 | IESO_2_MISO_MI | IESO | MISO_MI | Internal | Summer | B4 | 100 | 1840 | 1840 | 76.79 | 91.98 | 7 | 8.19
2040 | IESO_2_MISO_MI | IESO | MISO_MI | Internal | Summer | B5 | 200 | 1840 | 1840 | 67.13 | 88.09 | 7 | 13.96
2040 | IESO_2_MISO_MI | IESO | MISO_MI | Internal | Summer | B6 | 300 | 1840 | 1840 | 52.85 | 69.86 | 7 | 10.01
2040 | IESO_2_MISO_MI | IESO | MISO_MI | Internal | Summer | B7 | 400 | 1840 | 813.05 | 49.48 | 56.48 | 7 | 0
2040 | IESO_2_MISO_MI | IESO | MISO_MI | Internal | Summer | B8 | 500 | 1840 | 759.78 | 46.66 | 53.66 | 7 | 0
2040 | IESO_2_MISO_MI | IESO | MISO_MI | Internal | Summer | B9 | 800 | 1840 | 0 | 46.66 | 51.78 | 7 | 0
2040 | IESO_2_MISO_MI | IESO | MISO_MI | Internal | Summer | B10 | 1262 | 1840 | 0 | 46.66 | 50.62 | 7 | 0
2040 | IESO_2_MISO_MI | IESO | MISO_MI | Internal | Winter | B16 | 25 | 1840 | 1840 | 69.56 | 85.4 | 7 | 8.83
2040 | IESO_2_MISO_MI | IESO | MISO_MI | Internal | Winter | B17 | 100 | 1840 | 1840 | 56.59 | 69.61 | 7 | 6.02
2040 | IESO_2_MISO_MI | IESO | MISO_MI | Internal | Winter | B18 | 400 | 1840 | 1840 | 53.85 | 62.61 | 7 | 1.76
2040 | IESO_2_MISO_MI | IESO | MISO_MI | Internal | Winter | B19 | 700 | 1840 | 0 | 53.85 | 60.15 | 7 | 0
2040 | IESO_2_MISO_MI | IESO | MISO_MI | Internal | Winter | B20 | 935 | 1840 | 0 | 53.85 | 55.06 | 7 | 0
2040 | IESO_2_MISO_W | IESO | MISO_W | Internal | Shoulder | B11 | 25 | 140 | 140 | 51.5 | 81.7 | 7 | 23.2
2040 | IESO_2_MISO_W | IESO | MISO_W | Internal | Shoulder | B12 | 200 | 140 | 140 | 51.5 | 66.27 | 7 | 7.78
2040 | IESO_2_MISO_W | IESO | MISO_W | Internal | Shoulder | B13 | 600 | 140 | 140 | 51.15 | 59.66 | 7 | 1.52
2040 | IESO_2_MISO_W | IESO | MISO_W | Internal | Shoulder | B14 | 900 | 140 | 0 | 51.15 | 57.94 | 7 | 0
2040 | IESO_2_MISO_W | IESO | MISO_W | Internal | Shoulder | B15 | 1203 | 140 | 0 | 51.15 | 51.64 | 7 | 0
2040 | IESO_2_MISO_W | IESO | MISO_W | Internal | Summer | B1 | 10 | 140 | 2 | 88.32 | 95.31 | 7 | 0
2040 | IESO_2_MISO_W | IESO | MISO_W | Internal | Summer | B2 | 25 | 140 | 140 | 84.2 | 94.63 | 7 | 3.43
2040 | IESO_2_MISO_W | IESO | MISO_W | Internal | Summer | B3 | 75 | 140 | 140 | 82.56 | 93.54 | 7 | 3.99
2040 | IESO_2_MISO_W | IESO | MISO_W | Internal | Summer | B4 | 100 | 140 | 140 | 76.79 | 92.02 | 7 | 8.23
2040 | IESO_2_MISO_W | IESO | MISO_W | Internal | Summer | B5 | 200 | 140 | 140 | 67.13 | 88.08 | 7 | 13.95
2040 | IESO_2_MISO_W | IESO | MISO_W | Internal | Summer | B6 | 300 | 140 | 140 | 52.85 | 69.86 | 7 | 10.01
2040 | IESO_2_MISO_W | IESO | MISO_W | Internal | Summer | B7 | 400 | 140 | 0.06 | 49.48 | 56.47 | 7 | 0
2040 | IESO_2_MISO_W | IESO | MISO_W | Internal | Summer | B8 | 500 | 140 | 0 | 46.66 | 52.87 | 7 | 0
2040 | IESO_2_MISO_W | IESO | MISO_W | Internal | Summer | B9 | 800 | 140 | 0 | 46.66 | 50.03 | 7 | 0
2040 | IESO_2_MISO_W | IESO | MISO_W | Internal | Summer | B10 | 1262 | 140 | 0 | 46.66 | 47.73 | 7 | 0
2040 | IESO_2_MISO_W | IESO | MISO_W | Internal | Winter | B16 | 25 | 140 | 140 | 69.56 | 85.36 | 7 | 8.8
2040 | IESO_2_MISO_W | IESO | MISO_W | Internal | Winter | B17 | 100 | 140 | 140 | 56.59 | 69.57 | 7 | 5.99
2040 | IESO_2_MISO_W | IESO | MISO_W | Internal | Winter | B18 | 400 | 140 | 140 | 53.85 | 62.58 | 7 | 1.72
2040 | IESO_2_MISO_W | IESO | MISO_W | Internal | Winter | B19 | 700 | 140 | 0 | 53.85 | 60.11 | 7 | 0
2040 | IESO_2_MISO_W | IESO | MISO_W | Internal | Winter | B20 | 935 | 140 | 0 | 53.85 | 52.02 | 7 | 0
2040 | IESO_2_NYISO_A-F | IESO | NYISO_A-F | Internal | Shoulder | B11 | 25 | 1725 | 611.67 | 51.5 | 58.5 | 7 | 0
2040 | IESO_2_NYISO_A-F | IESO | NYISO_A-F | Internal | Shoulder | B12 | 200 | 1725 | 0 | 51.5 | 57.79 | 7 | 0
2040 | IESO_2_NYISO_A-F | IESO | NYISO_A-F | Internal | Shoulder | B13 | 600 | 1725 | 0 | 51.15 | 52.65 | 7 | 0
2040 | IESO_2_NYISO_A-F | IESO | NYISO_A-F | Internal | Shoulder | B14 | 900 | 1725 | 0 | 51.15 | 52.65 | 7 | 0
2040 | IESO_2_NYISO_A-F | IESO | NYISO_A-F | Internal | Shoulder | B15 | 1203 | 1725 | 0 | 51.15 | 52.07 | 7 | 0
2040 | IESO_2_NYISO_A-F | IESO | NYISO_A-F | Internal | Summer | B1 | 10 | 1725 | 0 | 88.32 | 81.32 | 7 | 0
2040 | IESO_2_NYISO_A-F | IESO | NYISO_A-F | Internal | Summer | B2 | 25 | 1725 | 0 | 84.2 | 77.2 | 7 | 0
2040 | IESO_2_NYISO_A-F | IESO | NYISO_A-F | Internal | Summer | B3 | 75 | 1725 | 0 | 82.56 | 73.4 | 7 | 0
2040 | IESO_2_NYISO_A-F | IESO | NYISO_A-F | Internal | Summer | B4 | 100 | 1725 | 0 | 76.79 | 69.79 | 7 | 0
2040 | IESO_2_NYISO_A-F | IESO | NYISO_A-F | Internal | Summer | B5 | 200 | 1725 | 0 | 67.13 | 67.03 | 7 | 0
2040 | IESO_2_NYISO_A-F | IESO | NYISO_A-F | Internal | Summer | B6 | 300 | 1725 | 433.34 | 52.85 | 59.85 | 7 | 0
2040 | IESO_2_NYISO_A-F | IESO | NYISO_A-F | Internal | Summer | B7 | 400 | 1725 | 0 | 49.48 | 51.36 | 7 | 0
2040 | IESO_2_NYISO_A-F | IESO | NYISO_A-F | Internal | Summer | B8 | 500 | 1725 | 0 | 46.66 | 51.36 | 7 | 0
2040 | IESO_2_NYISO_A-F | IESO | NYISO_A-F | Internal | Summer | B9 | 800 | 1725 | 0 | 46.66 | 51.36 | 7 | 0
2040 | IESO_2_NYISO_A-F | IESO | NYISO_A-F | Internal | Summer | B10 | 1262 | 1725 | 0 | 46.66 | 51.36 | 7 | 0
2040 | IESO_2_NYISO_A-F | IESO | NYISO_A-F | Internal | Winter | B16 | 25 | 1725 | 237.3 | 69.56 | 76.56 | 7 | 0
2040 | IESO_2_NYISO_A-F | IESO | NYISO_A-F | Internal | Winter | B17 | 100 | 1725 | 832.11 | 56.59 | 63.59 | 7 | 0
2040 | IESO_2_NYISO_A-F | IESO | NYISO_A-F | Internal | Winter | B18 | 400 | 1725 | 874.37 | 53.85 | 60.85 | 7 | 0
2040 | IESO_2_NYISO_A-F | IESO | NYISO_A-F | Internal | Winter | B19 | 700 | 1725 | 467.08 | 53.85 | 60.85 | 7 | 0
2040 | IESO_2_NYISO_A-F | IESO | NYISO_A-F | Internal | Winter | B20 | 935 | 1725 | 312.84 | 53.85 | 60.85 | 7 | 0
2040 | MAPP_CA_2_IESO | MAPP_CA | IESO | Internal | Shoulder | B11 | 25 | 330 | 0 | 64.96 | 51.5 | 8 | 0
2040 | MAPP_CA_2_IESO | MAPP_CA | IESO | Internal | Shoulder | B12 | 200 | 330 | 0 | 64.96 | 51.5 | 8 | 0
2040 | MAPP_CA_2_IESO | MAPP_CA | IESO | Internal | Shoulder | B13 | 600 | 330 | 0 | 59.65 | 51.15 | 8 | 0
2040 | MAPP_CA_2_IESO | MAPP_CA | IESO | Internal | Shoulder | B14 | 900 | 330 | 0 | 57.93 | 51.15 | 8 | 0
2040 | MAPP_CA_2_IESO | MAPP_CA | IESO | Internal | Shoulder | B15 | 1203 | 330 | 0 | 57.93 | 51.15 | 8 | 0
2040 | MAPP_CA_2_IESO | MAPP_CA | IESO | Internal | Summer | B1 | 10 | 330 | 0 | 92.47 | 88.32 | 8 | 0
2040 | MAPP_CA_2_IESO | MAPP_CA | IESO | Internal | Summer | B2 | 25 | 330 | 0 | 92.47 | 84.2 | 8 | 0
2040 | MAPP_CA_2_IESO | MAPP_CA | IESO | Internal | Summer | B3 | 75 | 330 | 0 | 92.47 | 82.56 | 8 | 0
2040 | MAPP_CA_2_IESO | MAPP_CA | IESO | Internal | Summer | B4 | 100 | 330 | 0 | 83.79 | 76.79 | 8 | 0
2040 | MAPP_CA_2_IESO | MAPP_CA | IESO | Internal | Summer | B5 | 200 | 330 | 0 | 74.13 | 67.13 | 8 | 0
2040 | MAPP_CA_2_IESO | MAPP_CA | IESO | Internal | Summer | B6 | 300 | 330 | 0 | 62.45 | 52.85 | 8 | 0
2040 | MAPP_CA_2_IESO | MAPP_CA | IESO | Internal | Summer | B7 | 400 | 330 | 0 | 56.46 | 49.48 | 8 | 0
2040 | MAPP_CA_2_IESO | MAPP_CA | IESO | Internal | Summer | B8 | 500 | 330 | 0 | 52.86 | 46.66 | 8 | 0
2040 | MAPP_CA_2_IESO | MAPP_CA | IESO | Internal | Summer | B9 | 800 | 330 | 0 | 52.56 | 46.66 | 8 | 0
2040 | MAPP_CA_2_IESO | MAPP_CA | IESO | Internal | Summer | B10 | 1262 | 330 | 0 | 52.56 | 46.66 | 8 | 0
2040 | MAPP_CA_2_IESO | MAPP_CA | IESO | Internal | Winter | B16 | 25 | 330 | 0 | 85.35 | 69.56 | 8 | 0
2040 | MAPP_CA_2_IESO | MAPP_CA | IESO | Internal | Winter | B17 | 100 | 330 | 0 | 69.56 | 56.59 | 8 | 0
2040 | MAPP_CA_2_IESO | MAPP_CA | IESO | Internal | Winter | B18 | 400 | 330 | 0 | 62.56 | 53.85 | 8 | 0
2040 | MAPP_CA_2_IESO | MAPP_CA | IESO | Internal | Winter | B19 | 700 | 330 | 0 | 62.56 | 53.85 | 8 | 0
2040 | MAPP_CA_2_IESO | MAPP_CA | IESO | Internal | Winter | B20 | 935 | 330 | 0 | 62.56 | 53.85 | 8 | 0
2040 | MAPP_CA_2_MAPP_US | MAPP_CA | MAPP_US | Internal | Shoulder | B11 | 25 | 372 | 372 | 64.96 | 74.7 | 7 | 2.74
2040 | MAPP_CA_2_MAPP_US | MAPP_CA | MAPP_US | Internal | Shoulder | B12 | 200 | 372 | 0 | 64.96 | 59.27 | 7 | 0
2040 | MAPP_CA_2_MAPP_US | MAPP_CA | MAPP_US | Internal | Shoulder | B13 | 600 | 372 | 0 | 59.65 | 52.66 | 7 | 0
2040 | MAPP_CA_2_MAPP_US | MAPP_CA | MAPP_US | Internal | Shoulder | B14 | 900 | 372 | 0 | 57.93 | 50.94 | 7 | 0
2040 | MAPP_CA_2_MAPP_US | MAPP_CA | MAPP_US | Internal | Shoulder | B15 | 1203 | 372 | 0 | 57.93 | 45.89 | 7 | 0
2040 | MAPP_CA_2_MAPP_US | MAPP_CA | MAPP_US | Internal | Summer | B1 | 10 | 372 | 0 | 92.47 | 88.31 | 7 | 0
2040 | MAPP_CA_2_MAPP_US | MAPP_CA | MAPP_US | Internal | Summer | B2 | 25 | 372 | 0 | 92.47 | 87.63 | 7 | 0
2040 | MAPP_CA_2_MAPP_US | MAPP_CA | MAPP_US | Internal | Summer | B3 | 75 | 372 | 0 | 92.47 | 87.25 | 7 | 0
2040 | MAPP_CA_2_MAPP_US | MAPP_CA | MAPP_US | Internal | Summer | B4 | 100 | 372 | 0 | 83.79 | 85.29 | 7 | 0
2040 | MAPP_CA_2_MAPP_US | MAPP_CA | MAPP_US | Internal | Summer | B5 | 200 | 372 | 45.29 | 74.13 | 81.13 | 7 | 0
2040 | MAPP_CA_2_MAPP_US | MAPP_CA | MAPP_US | Internal | Summer | B6 | 300 | 372 | 0 | 62.45 | 63.75 | 7 | 0
2040 | MAPP_CA_2_MAPP_US | MAPP_CA | MAPP_US | Internal | Summer | B7 | 400 | 372 | 0 | 56.46 | 53.29 | 7 | 0
2040 | MAPP_CA_2_MAPP_US | MAPP_CA | MAPP_US | Internal | Summer | B8 | 500 | 372 | 0 | 52.86 | 45.87 | 7 | 0
2040 | MAPP_CA_2_MAPP_US | MAPP_CA | MAPP_US | Internal | Summer | B9 | 800 | 372 | 0 | 52.56 | 43.03 | 7 | 0
2040 | MAPP_CA_2_MAPP_US | MAPP_CA | MAPP_US | Internal | Summer | B10 | 1262 | 372 | 0 | 52.56 | 40.73 | 7 | 0
2040 | MAPP_CA_2_MAPP_US | MAPP_CA | MAPP_US | Internal | Winter | B16 | 25 | 372 | 0 | 85.35 | 78.36 | 7 | 0
2040 | MAPP_CA_2_MAPP_US | MAPP_CA | MAPP_US | Internal | Winter | B17 | 100 | 372 | 0 | 69.56 | 62.57 | 7 | 0
2040 | MAPP_CA_2_MAPP_US | MAPP_CA | MAPP_US | Internal | Winter | B18 | 400 | 372 | 0 | 62.56 | 55.58 | 7 | 0
2040 | MAPP_CA_2_MAPP_US | MAPP_CA | MAPP_US | Internal | Winter | B19 | 700 | 372 | 0 | 62.56 | 55.58 | 7 | 0
2040 | MAPP_CA_2_MAPP_US | MAPP_CA | MAPP_US | Internal | Winter | B20 | 935 | 372 | 0 | 62.56 | 46.42 | 7 | 0
2040 | MAPP_CA_2_MISO_W | MAPP_CA | MISO_W | Internal | Shoulder | B11 | 25 | 1970 | 1970 | 64.96 | 81.7 | 0.01 | 16.72
2040 | MAPP_CA_2_MISO_W | MAPP_CA | MISO_W | Internal | Shoulder | B12 | 200 | 1970 | 1970 | 64.96 | 66.27 | 0.01 | 1.3
2040 | MAPP_CA_2_MISO_W | MAPP_CA | MISO_W | Internal | Shoulder | B13 | 600 | 1970 | 1787.52 | 59.65 | 59.66 | 0.01 | 0
2040 | MAPP_CA_2_MISO_W | MAPP_CA | MISO_W | Internal | Shoulder | B14 | 900 | 1970 | 893.21 | 57.93 | 57.94 | 0.01 | 0
2040 | MAPP_CA_2_MISO_W | MAPP_CA | MISO_W | Internal | Shoulder | B15 | 1203 | 1970 | 0 | 57.93 | 51.64 | 0.01 | 0
2040 | MAPP_CA_2_MISO_W | MAPP_CA | MISO_W | Internal | Summer | B1 | 10 | 1970 | 1969.99 | 92.47 | 95.31 | 0.01 | 2.83
2040 | MAPP_CA_2_MISO_W | MAPP_CA | MISO_W | Internal | Summer | B2 | 25 | 1970 | 1969.99 | 92.47 | 94.63 | 0.01 | 2.14
2040 | MAPP_CA_2_MISO_W | MAPP_CA | MISO_W | Internal | Summer | B3 | 75 | 1970 | 1970 | 92.47 | 93.54 | 0.01 | 1.06
2040 | MAPP_CA_2_MISO_W | MAPP_CA | MISO_W | Internal | Summer | B4 | 100 | 1970 | 1970 | 83.79 | 92.02 | 0.01 | 8.21
2040 | MAPP_CA_2_MISO_W | MAPP_CA | MISO_W | Internal | Summer | B5 | 200 | 1970 | 1970 | 74.13 | 88.08 | 0.01 | 13.94
2040 | MAPP_CA_2_MISO_W | MAPP_CA | MISO_W | Internal | Summer | B6 | 300 | 1970 | 1970 | 62.45 | 69.86 | 0.01 | 7.4
2040 | MAPP_CA_2_MISO_W | MAPP_CA | MISO_W | Internal | Summer | B7 | 400 | 1970 | 1428.35 | 56.46 | 56.47 | 0.01 | 0
2040 | MAPP_CA_2_MISO_W | MAPP_CA | MISO_W | Internal | Summer | B8 | 500 | 1970 | 1602.07 | 52.86 | 52.87 | 0.01 | 0
2040 | MAPP_CA_2_MISO_W | MAPP_CA | MISO_W | Internal | Summer | B9 | 800 | 1970 | 0 | 52.56 | 50.03 | 0.01 | 0
2040 | MAPP_CA_2_MISO_W | MAPP_CA | MISO_W | Internal | Summer | B10 | 1262 | 1970 | 0 | 52.56 | 47.73 | 0.01 | 0
2040 | MAPP_CA_2_MISO_W | MAPP_CA | MISO_W | Internal | Winter | B16 | 25 | 1970 | 936.8 | 85.35 | 85.36 | 0.01 | 0
2040 | MAPP_CA_2_MISO_W | MAPP_CA | MISO_W | Internal | Winter | B17 | 100 | 1970 | 387.9 | 69.56 | 69.57 | 0.01 | 0
2040 | MAPP_CA_2_MISO_W | MAPP_CA | MISO_W | Internal | Winter | B18 | 400 | 1970 | 58.48 | 62.56 | 62.58 | 0.01 | 0
2040 | MAPP_CA_2_MISO_W | MAPP_CA | MISO_W | Internal | Winter | B19 | 700 | 1970 | 0 | 62.56 | 60.11 | 0.01 | 0
2040 | MAPP_CA_2_MISO_W | MAPP_CA | MISO_W | Internal | Winter | B20 | 935 | 1970 | 0 | 62.56 | 52.02 | 0.01 | 0
2040 | MAPP_US_2_MAPP_CA | MAPP_US | MAPP_CA | Internal | Shoulder | B11 | 25 | 165 | 0 | 74.7 | 64.96 | 7 | 0
2040 | MAPP_US_2_MAPP_CA | MAPP_US | MAPP_CA | Internal | Shoulder | B12 | 200 | 165 | 0 | 59.27 | 64.96 | 7 | 0
2040 | MAPP_US_2_MAPP_CA | MAPP_US | MAPP_CA | Internal | Shoulder | B13 | 600 | 165 | 0.04 | 52.66 | 59.65 | 7 | 0
2040 | MAPP_US_2_MAPP_CA | MAPP_US | MAPP_CA | Internal | Shoulder | B14 | 900 | 165 | 0.02 | 50.94 | 57.93 | 7 | 0
2040 | MAPP_US_2_MAPP_CA | MAPP_US | MAPP_CA | Internal | Shoulder | B15 | 1203 | 165 | 165 | 45.89 | 57.93 | 7 | 5.04
2040 | MAPP_US_2_MAPP_CA | MAPP_US | MAPP_CA | Internal | Summer | B1 | 10 | 165 | 0 | 88.31 | 92.47 | 7 | 0
2040 | MAPP_US_2_MAPP_CA | MAPP_US | MAPP_CA | Internal | Summer | B2 | 25 | 165 | 0 | 87.63 | 92.47 | 7 | 0
2040 | MAPP_US_2_MAPP_CA | MAPP_US | MAPP_CA | Internal | Summer | B3 | 75 | 165 | 0 | 87.25 | 92.47 | 7 | 0
2040 | MAPP_US_2_MAPP_CA | MAPP_US | MAPP_CA | Internal | Summer | B4 | 100 | 165 | 0 | 85.29 | 83.79 | 7 | 0
2040 | MAPP_US_2_MAPP_CA | MAPP_US | MAPP_CA | Internal | Summer | B5 | 200 | 165 | 0 | 81.13 | 74.13 | 7 | 0
2040 | MAPP_US_2_MAPP_CA | MAPP_US | MAPP_CA | Internal | Summer | B6 | 300 | 165 | 0 | 63.75 | 62.45 | 7 | 0
2040 | MAPP_US_2_MAPP_CA | MAPP_US | MAPP_CA | Internal | Summer | B7 | 400 | 165 | 0 | 53.29 | 56.46 | 7 | 0
2040 | MAPP_US_2_MAPP_CA | MAPP_US | MAPP_CA | Internal | Summer | B8 | 500 | 165 | 0.05 | 45.87 | 52.86 | 7 | 0
2040 | MAPP_US_2_MAPP_CA | MAPP_US | MAPP_CA | Internal | Summer | B9 | 800 | 165 | 165 | 43.03 | 52.56 | 7 | 2.53
2040 | MAPP_US_2_MAPP_CA | MAPP_US | MAPP_CA | Internal | Summer | B10 | 1262 | 165 | 165 | 40.73 | 52.56 | 7 | 4.83
2040 | MAPP_US_2_MAPP_CA | MAPP_US | MAPP_CA | Internal | Winter | B16 | 25 | 165 | 0.85 | 78.36 | 85.35 | 7 | 0
2040 | MAPP_US_2_MAPP_CA | MAPP_US | MAPP_CA | Internal | Winter | B17 | 100 | 165 | 0.23 | 62.57 | 69.56 | 7 | 0
2040 | MAPP_US_2_MAPP_CA | MAPP_US | MAPP_CA | Internal | Winter | B18 | 400 | 165 | 0.06 | 55.58 | 62.56 | 7 | 0
2040 | MAPP_US_2_MAPP_CA | MAPP_US | MAPP_CA | Internal | Winter | B19 | 700 | 165 | 0.03 | 55.58 | 62.56 | 7 | 0
2040 | MAPP_US_2_MAPP_CA | MAPP_US | MAPP_CA | Internal | Winter | B20 | 935 | 165 | 165 | 46.42 | 62.56 | 7 | 9.14
2040 | MAPP_US_2_MISO_W | MAPP_US | MISO_W | Internal | Shoulder | B11 | 25 | 2635 | 999.89 | 74.7 | 81.7 | 7 | 0
2040 | MAPP_US_2_MISO_W | MAPP_US | MISO_W | Internal | Shoulder | B12 | 200 | 2635 | 907.97 | 59.27 | 66.27 | 7 | 0
2040 | MAPP_US_2_MISO_W | MAPP_US | MISO_W | Internal | Shoulder | B13 | 600 | 2635 | 1031.59 | 52.66 | 59.66 | 7 | 0
2040 | MAPP_US_2_MISO_W | MAPP_US | MISO_W | Internal | Shoulder | B14 | 900 | 2635 | 23.14 | 50.94 | 57.94 | 7 | 0
2040 | MAPP_US_2_MISO_W | MAPP_US | MISO_W | Internal | Shoulder | B15 | 1203 | 2635 | 0 | 45.89 | 51.64 | 7 | 0
2040 | MAPP_US_2_MISO_W | MAPP_US | MISO_W | Internal | Summer | B1 | 10 | 2635 | 268.71 | 88.31 | 95.31 | 7 | 0
2040 | MAPP_US_2_MISO_W | MAPP_US | MISO_W | Internal | Summer | B2 | 25 | 2635 | 494.84 | 87.63 | 94.63 | 7 | 0
2040 | MAPP_US_2_MISO_W | MAPP_US | MISO_W | Internal | Summer | B3 | 75 | 2635 | 0 | 87.25 | 93.54 | 7 | 0
2040 | MAPP_US_2_MISO_W | MAPP_US | MISO_W | Internal | Summer | B4 | 100 | 2635 | 0.01 | 85.29 | 92.02 | 7 | 0
2040 | MAPP_US_2_MISO_W | MAPP_US | MISO_W | Internal | Summer | B5 | 200 | 2635 | 0.04 | 81.13 | 88.08 | 7 | 0
2040 | MAPP_US_2_MISO_W | MAPP_US | MISO_W | Internal | Summer | B6 | 300 | 2635 | 0 | 63.75 | 69.86 | 7 | 0
2040 | MAPP_US_2_MISO_W | MAPP_US | MISO_W | Internal | Summer | B7 | 400 | 2635 | 0 | 53.29 | 56.47 | 7 | 0
2040 | MAPP_US_2_MISO_W | MAPP_US | MISO_W | Internal | Summer | B8 | 500 | 2635 | 385.08 | 45.87 | 52.87 | 7 | 0
2040 | MAPP_US_2_MISO_W | MAPP_US | MISO_W | Internal | Summer | B9 | 800 | 2635 | 419.57 | 43.03 | 50.03 | 7 | 0
2040 | MAPP_US_2_MISO_W | MAPP_US | MISO_W | Internal | Summer | B10 | 1262 | 2635 | 424.53 | 40.73 | 47.73 | 7 | 0
2040 | MAPP_US_2_MISO_W | MAPP_US | MISO_W | Internal | Winter | B16 | 25 | 2635 | 1420.47 | 78.36 | 85.36 | 7 | 0
2040 | MAPP_US_2_MISO_W | MAPP_US | MISO_W | Internal | Winter | B17 | 100 | 2635 | 797.78 | 62.57 | 69.57 | 7 | 0
2040 | MAPP_US_2_MISO_W | MAPP_US | MISO_W | Internal | Winter | B18 | 400 | 2635 | 309.66 | 55.58 | 62.58 | 7 | 0
2040 | MAPP_US_2_MISO_W | MAPP_US | MISO_W | Internal | Winter | B19 | 700 | 2635 | 0 | 55.58 | 60.11 | 7 | 0
2040 | MAPP_US_2_MISO_W | MAPP_US | MISO_W | Internal | Winter | B20 | 935 | 2635 | 0 | 46.42 | 52.02 | 7 | 0
2040 | MAPP_US_2_NE | MAPP_US | NE | Internal | Shoulder | B11 | 25 | 2000 | 817.04 | 74.7 | 81.7 | 7 | 0
2040 | MAPP_US_2_NE | MAPP_US | NE | Internal | Shoulder | B12 | 200 | 2000 | 0 | 59.27 | 61.27 | 7 | 0
2040 | MAPP_US_2_NE | MAPP_US | NE | Internal | Shoulder | B13 | 600 | 2000 | 0 | 52.66 | 59.25 | 7 | 0
2040 | MAPP_US_2_NE | MAPP_US | NE | Internal | Shoulder | B14 | 900 | 2000 | 0 | 50.94 | 55.24 | 7 | 0
2040 | MAPP_US_2_NE | MAPP_US | NE | Internal | Shoulder | B15 | 1203 | 2000 | 0 | 45.89 | 49.68 | 7 | 0
2040 | MAPP_US_2_NE | MAPP_US | NE | Internal | Summer | B1 | 10 | 2000 | 131.62 | 88.31 | 95.31 | 7 | 0
2040 | MAPP_US_2_NE | MAPP_US | NE | Internal | Summer | B2 | 25 | 2000 | 0.03 | 87.63 | 94.25 | 7 | 0
2040 | MAPP_US_2_NE | MAPP_US | NE | Internal | Summer | B3 | 75 | 2000 | 450.12 | 87.25 | 94.25 | 7 | 0
2040 | MAPP_US_2_NE | MAPP_US | NE | Internal | Summer | B4 | 100 | 2000 | 956.08 | 85.29 | 92.29 | 7 | 0
2040 | MAPP_US_2_NE | MAPP_US | NE | Internal | Summer | B5 | 200 | 2000 | 731.56 | 81.13 | 88.13 | 7 | 0
2040 | MAPP_US_2_NE | MAPP_US | NE | Internal | Summer | B6 | 300 | 2000 | 634.84 | 63.75 | 70.75 | 7 | 0
2040 | MAPP_US_2_NE | MAPP_US | NE | Internal | Summer | B7 | 400 | 2000 | 596.75 | 53.29 | 60.29 | 7 | 0
2040 | MAPP_US_2_NE | MAPP_US | NE | Internal | Summer | B8 | 500 | 2000 | 659.72 | 45.87 | 52.87 | 7 | 0
2040 | MAPP_US_2_NE | MAPP_US | NE | Internal | Summer | B9 | 800 | 2000 | 0 | 43.03 | 46.1 | 7 | 0
2040 | MAPP_US_2_NE | MAPP_US | NE | Internal | Summer | B10 | 1262 | 2000 | 0 | 40.73 | 42.73 | 7 | 0
2040 | MAPP_US_2_NE | MAPP_US | NE | Internal | Winter | B16 | 25 | 2000 | 0 | 78.36 | 80.36 | 7 | 0
2040 | MAPP_US_2_NE | MAPP_US | NE | Internal | Winter | B17 | 100 | 2000 | 0 | 62.57 | 64.57 | 7 | 0
2040 | MAPP_US_2_NE | MAPP_US | NE | Internal | Winter | B18 | 400 | 2000 | 0 | 55.58 | 60.58 | 7 | 0
2040 | MAPP_US_2_NE | MAPP_US | NE | Internal | Winter | B19 | 700 | 2000 | 0 | 55.58 | 58.39 | 7 | 0
2040 | MAPP_US_2_NE | MAPP_US | NE | Internal | Winter | B20 | 935 | 2000 | 0 | 46.42 | 47.02 | 7 | 0
2040 | MARITIMES_2_NEISO | MARITIMES | NEISO | Internal | Shoulder | B11 | 25 | 99999 | 1400 | 48.96 | 48.97 | 0.01 | 0
2040 | MARITIMES_2_NEISO | MARITIMES | NEISO | Internal | Shoulder | B12 | 200 | 99999 | 1400 | 48.96 | 48.97 | 0.01 | 0
2040 | MARITIMES_2_NEISO | MARITIMES | NEISO | Internal | Shoulder | B13 | 600 | 99999 | 1400 | 48.96 | 48.97 | 0.01 | 0
2040 | MARITIMES_2_NEISO | MARITIMES | NEISO | Internal | Shoulder | B14 | 900 | 99999 | 1400 | 48.96 | 48.97 | 0.01 | 0
2040 | MARITIMES_2_NEISO | MARITIMES | NEISO | Internal | Shoulder | B15 | 1203 | 99999 | 426.43 | 48.96 | 48.97 | 0.01 | 0
2040 | MARITIMES_2_NEISO | MARITIMES | NEISO | Internal | Summer | B1 | 10 | 99999 | 1400 | 78.31 | 78.32 | 0.01 | 0
2040 | MARITIMES_2_NEISO | MARITIMES | NEISO | Internal | Summer | B2 | 25 | 99999 | 1400 | 74.19 | 74.2 | 0.01 | 0
2040 | MARITIMES_2_NEISO | MARITIMES | NEISO | Internal | Summer | B3 | 75 | 99999 | 1400 | 70.39 | 70.4 | 0.01 | 0
2040 | MARITIMES_2_NEISO | MARITIMES | NEISO | Internal | Summer | B4 | 100 | 99999 | 1400 | 62.62 | 62.63 | 0.01 | 0
2040 | MARITIMES_2_NEISO | MARITIMES | NEISO | Internal | Summer | B5 | 200 | 99999 | 1400 | 62.62 | 62.63 | 0.01 | 0
2040 | MARITIMES_2_NEISO | MARITIMES | NEISO | Internal | Summer | B6 | 300 | 99999 | 1400 | 49.69 | 49.7 | 0.01 | 0
2040 | MARITIMES_2_NEISO | MARITIMES | NEISO | Internal | Summer | B7 | 400 | 99999 | 1400 | 45.18 | 45.19 | 0.01 | 0
2040 | MARITIMES_2_NEISO | MARITIMES | NEISO | Internal | Summer | B8 | 500 | 99999 | 1400 | 45.18 | 45.19 | 0.01 | 0
2040 | MARITIMES_2_NEISO | MARITIMES | NEISO | Internal | Summer | B9 | 800 | 99999 | 1400 | 45.18 | 45.19 | 0.01 | 0
2040 | MARITIMES_2_NEISO | MARITIMES | NEISO | Internal | Summer | B10 | 1262 | 99999 | 236.13 | 45.18 | 45.19 | 0.01 | 0
2040 | MARITIMES_2_NEISO | MARITIMES | NEISO | Internal | Winter | B16 | 25 | 99999 | 1400 | 60.57 | 60.59 | 0.01 | 0
2040 | MARITIMES_2_NEISO | MARITIMES | NEISO | Internal | Winter | B17 | 100 | 99999 | 1400 | 60.57 | 60.59 | 0.01 | 0
2040 | MARITIMES_2_NEISO | MARITIMES | NEISO | Internal | Winter | B18 | 400 | 99999 | 1400 | 60.57 | 60.59 | 0.01 | 0
2040 | MARITIMES_2_NEISO | MARITIMES | NEISO | Internal | Winter | B19 | 700 | 99999 | 1400 | 60.57 | 60.59 | 0.01 | 0
2040 | MARITIMES_2_NEISO | MARITIMES | NEISO | Internal | Winter | B20 | 935 | 99999 | 475.94 | 60.57 | 60.59 | 0.01 | 0
2040 | MISO_IN_2_MISO_MI | MISO_IN | MISO_MI | Internal | Shoulder | B11 | 25 | 5000 | 32.79 | 81.7 | 81.71 | 0.01 | 0
2040 | MISO_IN_2_MISO_MI | MISO_IN | MISO_MI | Internal | Shoulder | B12 | 200 | 5000 | 4439.21 | 66.3 | 66.31 | 0.01 | 0
2040 | MISO_IN_2_MISO_MI | MISO_IN | MISO_MI | Internal | Shoulder | B13 | 600 | 5000 | 3840.24 | 59.69 | 59.7 | 0.01 | 0
2040 | MISO_IN_2_MISO_MI | MISO_IN | MISO_MI | Internal | Shoulder | B14 | 900 | 5000 | 5000 | 57.97 | 58.15 | 0.01 | 0.17
2040 | MISO_IN_2_MISO_MI | MISO_IN | MISO_MI | Internal | Shoulder | B15 | 1203 | 5000 | 5000 | 51.64 | 53.58 | 0.01 | 1.93
2040 | MISO_IN_2_MISO_MI | MISO_IN | MISO_MI | Internal | Summer | B1 | 10 | 5000 | 1654.62 | 95.31 | 95.32 | 0.01 | 0
2040 | MISO_IN_2_MISO_MI | MISO_IN | MISO_MI | Internal | Summer | B2 | 25 | 5000 | 2482.46 | 94.63 | 94.64 | 0.01 | 0
2040 | MISO_IN_2_MISO_MI | MISO_IN | MISO_MI | Internal | Summer | B3 | 75 | 5000 | 796.3 | 93.14 | 93.16 | 0.01 | 0
2040 | MISO_IN_2_MISO_MI | MISO_IN | MISO_MI | Internal | Summer | B4 | 100 | 5000 | 0.12 | 91.99 | 91.98 | 0.01 | 0
2040 | MISO_IN_2_MISO_MI | MISO_IN | MISO_MI | Internal | Summer | B5 | 200 | 5000 | 852.97 | 88.08 | 88.09 | 0.01 | 0
2040 | MISO_IN_2_MISO_MI | MISO_IN | MISO_MI | Internal | Summer | B6 | 300 | 5000 | 1206.85 | 69.85 | 69.86 | 0.01 | 0
2040 | MISO_IN_2_MISO_MI | MISO_IN | MISO_MI | Internal | Summer | B7 | 400 | 5000 | 4364.64 | 56.47 | 56.48 | 0.01 | 0
2040 | MISO_IN_2_MISO_MI | MISO_IN | MISO_MI | Internal | Summer | B8 | 500 | 5000 | 5000 | 52.87 | 53.66 | 0.01 | 0.78
2040 | MISO_IN_2_MISO_MI | MISO_IN | MISO_MI | Internal | Summer | B9 | 800 | 5000 | 5000 | 50.03 | 51.78 | 0.01 | 1.74
2040 | MISO_IN_2_MISO_MI | MISO_IN | MISO_MI | Internal | Summer | B10 | 1262 | 5000 | 5000 | 50.03 | 50.62 | 0.01 | 0.58
2040 | MISO_IN_2_MISO_MI | MISO_IN | MISO_MI | Internal | Winter | B16 | 25 | 5000 | 1681.75 | 85.38 | 85.4 | 0.01 | 0
2040 | MISO_IN_2_MISO_MI | MISO_IN | MISO_MI | Internal | Winter | B17 | 100 | 5000 | 4026.12 | 69.6 | 69.61 | 0.01 | 0
2040 | MISO_IN_2_MISO_MI | MISO_IN | MISO_MI | Internal | Winter | B18 | 400 | 5000 | 3923.21 | 62.6 | 62.61 | 0.01 | 0
2040 | MISO_IN_2_MISO_MI | MISO_IN | MISO_MI | Internal | Winter | B19 | 700 | 5000 | 4655.64 | 60.14 | 60.15 | 0.01 | 0
2040 | MISO_IN_2_MISO_MI | MISO_IN | MISO_MI | Internal | Winter | B20 | 935 | 5000 | 3251.86 | 55.05 | 55.06 | 0.01 | 0
2040 | MISO_IN_2_MISO_MO-IL | MISO_IN | MISO_MO-IL | Internal | Shoulder | B11 | 25 | 5000 | 1943.8 | 81.7 | 81.71 | 0.01 | 0
2040 | MISO_IN_2_MISO_MO-IL | MISO_IN | MISO_MO-IL | Internal | Shoulder | B12 | 200 | 5000 | 0.06 | 66.3 | 66.29 | 0.01 | 0
2040 | MISO_IN_2_MISO_MO-IL | MISO_IN | MISO_MO-IL | Internal | Shoulder | B13 | 600 | 5000 | 0.02 | 59.69 | 59.68 | 0.01 | 0
2040 | MISO_IN_2_MISO_MO-IL | MISO_IN | MISO_MO-IL | Internal | Shoulder | B14 | 900 | 5000 | 0.01 | 57.97 | 57.95 | 0.01 | 0
2040 | MISO_IN_2_MISO_MO-IL | MISO_IN | MISO_MO-IL | Internal | Shoulder | B15 | 1203 | 5000 | 0.01 | 51.64 | 51.63 | 0.01 | 0
2040 | MISO_IN_2_MISO_MO-IL | MISO_IN | MISO_MO-IL | Internal | Summer | B1 | 10 | 5000 | 2040.77 | 95.31 | 95.32 | 0.01 | 0
2040 | MISO_IN_2_MISO_MO-IL | MISO_IN | MISO_MO-IL | Internal | Summer | B2 | 25 | 5000 | 1562.69 | 94.63 | 94.64 | 0.01 | 0
2040 | MISO_IN_2_MISO_MO-IL | MISO_IN | MISO_MO-IL | Internal | Summer | B3 | 75 | 5000 | 1767.61 | 93.14 | 93.16 | 0.01 | 0
2040 | MISO_IN_2_MISO_MO-IL | MISO_IN | MISO_MO-IL | Internal | Summer | B4 | 100 | 5000 | 4221.47 | 91.99 | 92.01 | 0.01 | 0
2040 | MISO_IN_2_MISO_MO-IL | MISO_IN | MISO_MO-IL | Internal | Summer | B5 | 200 | 5000 | 3002.93 | 88.08 | 88.09 | 0.01 | 0
2040 | MISO_IN_2_MISO_MO-IL | MISO_IN | MISO_MO-IL | Internal | Summer | B6 | 300 | 5000 | 2459.15 | 69.85 | 69.86 | 0.01 | 0
2040 | MISO_IN_2_MISO_MO-IL | MISO_IN | MISO_MO-IL | Internal | Summer | B7 | 400 | 5000 | 1881.04 | 56.47 | 56.48 | 0.01 | 0
2040 | MISO_IN_2_MISO_MO-IL | MISO_IN | MISO_MO-IL | Internal | Summer | B8 | 500 | 5000 | 663.23 | 52.87 | 52.88 | 0.01 | 0
2040 | MISO_IN_2_MISO_MO-IL | MISO_IN | MISO_MO-IL | Internal | Summer | B9 | 800 | 5000 | 796.25 | 50.03 | 50.04 | 0.01 | 0
2040 | MISO_IN_2_MISO_MO-IL | MISO_IN | MISO_MO-IL | Internal | Summer | B10 | 1262 | 5000 | 0 | 50.03 | 47.74 | 0.01 | 0
2040 | MISO_IN_2_MISO_MO-IL | MISO_IN | MISO_MO-IL | Internal | Winter | B16 | 25 | 5000 | 0.42 | 85.38 | 85.37 | 0.01 | 0
2040 | MISO_IN_2_MISO_MO-IL | MISO_IN | MISO_MO-IL | Internal | Winter | B17 | 100 | 5000 | 0.1 | 69.6 | 69.59 | 0.01 | 0
2040 | MISO_IN_2_MISO_MO-IL | MISO_IN | MISO_MO-IL | Internal | Winter | B18 | 400 | 5000 | 0.03 | 62.6 | 62.59 | 0.01 | 0
2040 | MISO_IN_2_MISO_MO-IL | MISO_IN | MISO_MO-IL | Internal | Winter | B19 | 700 | 5000 | 0.02 | 60.14 | 60.12 | 0.01 | 0
2040 | MISO_IN_2_MISO_MO-IL | MISO_IN | MISO_MO-IL | Internal | Winter | B20 | 935 | 5000 | 0 | 55.05 | 52.03 | 0.01 | 0
2040 | MISO_IN_2_NonRTO_Midwest | MISO_IN | NonRTO_Midwest | Internal | Shoulder | B11 | 25 | 4800 | 1059.65 | 81.7 | 89.7 | 8 | 0
2040 | MISO_IN_2_NonRTO_Midwest | MISO_IN | NonRTO_Midwest | Internal | Shoulder | B12 | 200 | 4800 | 555.02 | 66.3 | 74.3 | 8 | 0
2040 | MISO_IN_2_NonRTO_Midwest | MISO_IN | NonRTO_Midwest | Internal | Shoulder | B13 | 600 | 4800 | 0 | 59.69 | 64.04 | 8 | 0
2040 | MISO_IN_2_NonRTO_Midwest | MISO_IN | NonRTO_Midwest | Internal | Shoulder | B14 | 900 | 4800 | 0 | 57.97 | 55.58 | 8 | 0
2040 | MISO_IN_2_NonRTO_Midwest | MISO_IN | NonRTO_Midwest | Internal | Shoulder | B15 | 1203 | 4800 | 0 | 51.64 | 48.53 | 8 | 0
2040 | MISO_IN_2_NonRTO_Midwest | MISO_IN | NonRTO_Midwest | Internal | Summer | B1 | 10 | 4800 | 0 | 95.31 | 97.9 | 8 | 0
2040 | MISO_IN_2_NonRTO_Midwest | MISO_IN | NonRTO_Midwest | Internal | Summer | B2 | 25 | 4800 | 0 | 94.63 | 97.9 | 8 | 0
2040 | MISO_IN_2_NonRTO_Midwest | MISO_IN | NonRTO_Midwest | Internal | Summer | B3 | 75 | 4800 | 0 | 93.14 | 97.9 | 8 | 0
2040 | MISO_IN_2_NonRTO_Midwest | MISO_IN | NonRTO_Midwest | Internal | Summer | B4 | 100 | 4800 | 0 | 91.99 | 97.9 | 8 | 0
2040 | MISO_IN_2_NonRTO_Midwest | MISO_IN | NonRTO_Midwest | Internal | Summer | B5 | 200 | 4800 | 245.28 | 88.08 | 96.08 | 8 | 0
2040 | MISO_IN_2_NonRTO_Midwest | MISO_IN | NonRTO_Midwest | Internal | Summer | B6 | 300 | 4800 | 588.88 | 69.85 | 77.85 | 8 | 0
2040 | MISO_IN_2_NonRTO_Midwest | MISO_IN | NonRTO_Midwest | Internal | Summer | B7 | 400 | 4800 | 0 | 56.47 | 56.88 | 8 | 0
2040 | MISO_IN_2_NonRTO_Midwest | MISO_IN | NonRTO_Midwest | Internal | Summer | B8 | 500 | 4800 | 0 | 52.87 | 53.96 | 8 | 0
2040 | MISO_IN_2_NonRTO_Midwest | MISO_IN | NonRTO_Midwest | Internal | Summer | B9 | 800 | 4800 | 0 | 50.03 | 48.3 | 8 | 0
2040 | MISO_IN_2_NonRTO_Midwest | MISO_IN | NonRTO_Midwest | Internal | Summer | B10 | 1262 | 4800 | 0 | 50.03 | 42.86 | 8 | 0
2040 | MISO_IN_2_NonRTO_Midwest | MISO_IN | NonRTO_Midwest | Internal | Winter | B16 | 25 | 4800 | 2047.49 | 85.38 | 93.38 | 8 | 0
2040 | MISO_IN_2_NonRTO_Midwest | MISO_IN | NonRTO_Midwest | Internal | Winter | B17 | 100 | 4800 | 845.7 | 69.6 | 77.6 | 8 | 0
2040 | MISO_IN_2_NonRTO_Midwest | MISO_IN | NonRTO_Midwest | Internal | Winter | B18 | 400 | 4800 | 0 | 62.6 | 59.41 | 8 | 0
2040 | MISO_IN_2_NonRTO_Midwest | MISO_IN | NonRTO_Midwest | Internal | Winter | B19 | 700 | 4800 | 0 | 60.14 | 59.41 | 8 | 0
2040 | MISO_IN_2_NonRTO_Midwest | MISO_IN | NonRTO_Midwest | Internal | Winter | B20 | 935 | 4800 | 0 | 55.05 | 50.74 | 8 | 0
2040 | MISO_IN_2_PJM_ROR | MISO_IN | PJM_ROR | Internal | Shoulder | B11 | 25 | 992 | 0 | 81.7 | 79.7 | 2 | 0
2040 | MISO_IN_2_PJM_ROR | MISO_IN | PJM_ROR | Internal | Shoulder | B12 | 200 | 992 | 0 | 66.3 | 64.74 | 2 | 0
2040 | MISO_IN_2_PJM_ROR | MISO_IN | PJM_ROR | Internal | Shoulder | B13 | 600 | 992 | 0 | 59.69 | 57.7 | 2 | 0
2040 | MISO_IN_2_PJM_ROR | MISO_IN | PJM_ROR | Internal | Shoulder | B14 | 900 | 992 | 0 | 57.97 | 56.26 | 2 | 0
2040 | MISO_IN_2_PJM_ROR | MISO_IN | PJM_ROR | Internal | Shoulder | B15 | 1203 | 992 | 0 | 51.64 | 51.58 | 2 | 0
2040 | MISO_IN_2_PJM_ROR | MISO_IN | PJM_ROR | Internal | Summer | B1 | 10 | 992 | 0 | 95.31 | 90.44 | 2 | 0
2040 | MISO_IN_2_PJM_ROR | MISO_IN | PJM_ROR | Internal | Summer | B2 | 25 | 992 | 0 | 94.63 | 90.44 | 2 | 0
2040 | MISO_IN_2_PJM_ROR | MISO_IN | PJM_ROR | Internal | Summer | B3 | 75 | 992 | 0 | 93.14 | 90.44 | 2 | 0
2040 | MISO_IN_2_PJM_ROR | MISO_IN | PJM_ROR | Internal | Summer | B4 | 100 | 992 | 0 | 91.99 | 89.43 | 2 | 0
2040 | MISO_IN_2_PJM_ROR | MISO_IN | PJM_ROR | Internal | Summer | B5 | 200 | 992 | 0 | 88.08 | 85.99 | 2 | 0
2040 | MISO_IN_2_PJM_ROR | MISO_IN | PJM_ROR | Internal | Summer | B6 | 300 | 992 | 0 | 69.85 | 67.86 | 2 | 0
2040 | MISO_IN_2_PJM_ROR | MISO_IN | PJM_ROR | Internal | Summer | B7 | 400 | 992 | 0 | 56.47 | 54.47 | 2 | 0
2040 | MISO_IN_2_PJM_ROR | MISO_IN | PJM_ROR | Internal | Summer | B8 | 500 | 992 | 0 | 52.87 | 50.88 | 2 | 0
2040 | MISO_IN_2_PJM_ROR | MISO_IN | PJM_ROR | Internal | Summer | B9 | 800 | 992 | 0 | 50.03 | 49.78 | 2 | 0
2040 | MISO_IN_2_PJM_ROR | MISO_IN | PJM_ROR | Internal | Summer | B10 | 1262 | 992 | 0 | 50.03 | 49.34 | 2 | 0
2040 | MISO_IN_2_PJM_ROR | MISO_IN | PJM_ROR | Internal | Winter | B16 | 25 | 992 | 0 | 85.38 | 84.57 | 2 | 0
2040 | MISO_IN_2_PJM_ROR | MISO_IN | PJM_ROR | Internal | Winter | B17 | 100 | 992 | 0.1 | 69.6 | 71.57 | 2 | 0
2040 | MISO_IN_2_PJM_ROR | MISO_IN | PJM_ROR | Internal | Winter | B18 | 400 | 992 | 0 | 62.6 | 63.53 | 2 | 0
2040 | MISO_IN_2_PJM_ROR | MISO_IN | PJM_ROR | Internal | Winter | B19 | 700 | 992 | 0 | 60.14 | 59.47 | 2 | 0
2040 | MISO_IN_2_PJM_ROR | MISO_IN | PJM_ROR | Internal | Winter | B20 | 935 | 992 | 0 | 55.05 | 55.54 | 2 | 0
2040 | MISO_MI_2_IESO | MISO_MI | IESO | Internal | Shoulder | B11 | 25 | 1580 | 0 | 81.71 | 51.5 | 8 | 0
2040 | MISO_MI_2_IESO | MISO_MI | IESO | Internal | Shoulder | B12 | 200 | 1580 | 0 | 66.31 | 51.5 | 8 | 0
2040 | MISO_MI_2_IESO | MISO_MI | IESO | Internal | Shoulder | B13 | 600 | 1580 | 0 | 59.7 | 51.15 | 8 | 0
2040 | MISO_MI_2_IESO | MISO_MI | IESO | Internal | Shoulder | B14 | 900 | 1580 | 0 | 58.15 | 51.15 | 8 | 0
2040 | MISO_MI_2_IESO | MISO_MI | IESO | Internal | Shoulder | B15 | 1203 | 1580 | 0 | 53.58 | 51.15 | 8 | 0
2040 | MISO_MI_2_IESO | MISO_MI | IESO | Internal | Summer | B1 | 10 | 1580 | 0 | 95.32 | 88.32 | 8 | 0
2040 | MISO_MI_2_IESO | MISO_MI | IESO | Internal | Summer | B2 | 25 | 1580 | 0 | 94.64 | 84.2 | 8 | 0
2040 | MISO_MI_2_IESO | MISO_MI | IESO | Internal | Summer | B3 | 75 | 1580 | 0 | 93.16 | 82.56 | 8 | 0
2040 | MISO_MI_2_IESO | MISO_MI | IESO | Internal | Summer | B4 | 100 | 1580 | 0 | 91.98 | 76.79 | 8 | 0
2040 | MISO_MI_2_IESO | MISO_MI | IESO | Internal | Summer | B5 | 200 | 1580 | 0 | 88.09 | 67.13 | 8 | 0
2040 | MISO_MI_2_IESO | MISO_MI | IESO | Internal | Summer | B6 | 300 | 1580 | 0 | 69.86 | 52.85 | 8 | 0
2040 | MISO_MI_2_IESO | MISO_MI | IESO | Internal | Summer | B7 | 400 | 1580 | 0 | 56.48 | 49.48 | 8 | 0
2040 | MISO_MI_2_IESO | MISO_MI | IESO | Internal | Summer | B8 | 500 | 1580 | 0 | 53.66 | 46.66 | 8 | 0
2040 | MISO_MI_2_IESO | MISO_MI | IESO | Internal | Summer | B9 | 800 | 1580 | 0 | 51.78 | 46.66 | 8 | 0
2040 | MISO_MI_2_IESO | MISO_MI | IESO | Internal | Summer | B10 | 1262 | 1580 | 0 | 50.62 | 46.66 | 8 | 0
2040 | MISO_MI_2_IESO | MISO_MI | IESO | Internal | Winter | B16 | 25 | 1580 | 0 | 85.4 | 69.56 | 8 | 0
2040 | MISO_MI_2_IESO | MISO_MI | IESO | Internal | Winter | B17 | 100 | 1580 | 0 | 69.61 | 56.59 | 8 | 0
2040 | MISO_MI_2_IESO | MISO_MI | IESO | Internal | Winter | B18 | 400 | 1580 | 0 | 62.61 | 53.85 | 8 | 0
2040 | MISO_MI_2_IESO | MISO_MI | IESO | Internal | Winter | B19 | 700 | 1580 | 0 | 60.15 | 53.85 | 8 | 0
2040 | MISO_MI_2_IESO | MISO_MI | IESO | Internal | Winter | B20 | 935 | 1580 | 0 | 55.06 | 53.85 | 8 | 0
2040 | MISO_MI_2_MISO_IN | MISO_MI | MISO_IN | Internal | Shoulder | B11 | 25 | 2045 | 0.51 | 81.71 | 81.7 | 0.01 | 0
2040 | MISO_MI_2_MISO_IN | MISO_MI | MISO_IN | Internal | Shoulder | B12 | 200 | 2045 | 0.06 | 66.31 | 66.3 | 0.01 | 0
2040 | MISO_MI_2_MISO_IN | MISO_MI | MISO_IN | Internal | Shoulder | B13 | 600 | 2045 | 0.02 | 59.7 | 59.69 | 0.01 | 0
2040 | MISO_MI_2_MISO_IN | MISO_MI | MISO_IN | Internal | Shoulder | B14 | 900 | 2045 | 0 | 58.15 | 57.97 | 0.01 | 0
2040 | MISO_MI_2_MISO_IN | MISO_MI | MISO_IN | Internal | Shoulder | B15 | 1203 | 2045 | 0 | 53.58 | 51.64 | 0.01 | 0
2040 | MISO_MI_2_MISO_IN | MISO_MI | MISO_IN | Internal | Summer | B1 | 10 | 2045 | 1.16 | 95.32 | 95.31 | 0.01 | 0
2040 | MISO_MI_2_MISO_IN | MISO_MI | MISO_IN | Internal | Summer | B2 | 25 | 2045 | 0.47 | 94.64 | 94.63 | 0.01 | 0
2040 | MISO_MI_2_MISO_IN | MISO_MI | MISO_IN | Internal | Summer | B3 | 75 | 2045 | 0.16 | 93.16 | 93.14 | 0.01 | 0
2040 | MISO_MI_2_MISO_IN | MISO_MI | MISO_IN | Internal | Summer | B4 | 100 | 2045 | 632.27 | 91.98 | 91.99 | 0.01 | 0
2040 | MISO_MI_2_MISO_IN | MISO_MI | MISO_IN | Internal | Summer | B5 | 200 | 2045 | 0.06 | 88.09 | 88.08 | 0.01 | 0
2040 | MISO_MI_2_MISO_IN | MISO_MI | MISO_IN | Internal | Summer | B6 | 300 | 2045 | 0.04 | 69.86 | 69.85 | 0.01 | 0
2040 | MISO_MI_2_MISO_IN | MISO_MI | MISO_IN | Internal | Summer | B7 | 400 | 2045 | 0.03 | 56.48 | 56.47 | 0.01 | 0
2040 | MISO_MI_2_MISO_IN | MISO_MI | MISO_IN | Internal | Summer | B8 | 500 | 2045 | 0 | 53.66 | 52.87 | 0.01 | 0
2040 | MISO_MI_2_MISO_IN | MISO_MI | MISO_IN | Internal | Summer | B9 | 800 | 2045 | 0 | 51.78 | 50.03 | 0.01 | 0
2040 | MISO_MI_2_MISO_IN | MISO_MI | MISO_IN | Internal | Summer | B10 | 1262 | 2045 | 0 | 50.62 | 50.03 | 0.01 | 0
2040 | MISO_MI_2_MISO_IN | MISO_MI | MISO_IN | Internal | Winter | B16 | 25 | 2045 | 0.47 | 85.4 | 85.38 | 0.01 | 0
2040 | MISO_MI_2_MISO_IN | MISO_MI | MISO_IN | Internal | Winter | B17 | 100 | 2045 | 0.12 | 69.61 | 69.6 | 0.01 | 0
2040 | MISO_MI_2_MISO_IN | MISO_MI | MISO_IN | Internal | Winter | B18 | 400 | 2045 | 0.03 | 62.61 | 62.6 | 0.01 | 0
2040 | MISO_MI_2_MISO_IN | MISO_MI | MISO_IN | Internal | Winter | B19 | 700 | 2045 | 0.02 | 60.15 | 60.14 | 0.01 | 0
2040 | MISO_MI_2_MISO_IN | MISO_MI | MISO_IN | Internal | Winter | B20 | 935 | 2045 | 0.01 | 55.06 | 55.05 | 0.01 | 0
2040 | MISO_MI_2_MISO_WUMS | MISO_MI | MISO_WUMS | Internal | Shoulder | B11 | 25 | 117 | 0.3 | 81.71 | 81.68 | 0.01 | 0
2040 | MISO_MI_2_MISO_WUMS | MISO_MI | MISO_WUMS | Internal | Shoulder | B12 | 200 | 117 | 0.02 | 66.31 | 66.26 | 0.01 | 0
2040 | MISO_MI_2_MISO_WUMS | MISO_MI | MISO_WUMS | Internal | Shoulder | B13 | 600 | 117 | 0 | 59.7 | 59.65 | 0.01 | 0
2040 | MISO_MI_2_MISO_WUMS | MISO_MI | MISO_WUMS | Internal | Shoulder | B14 | 900 | 117 | 0 | 58.15 | 56.38 | 0.01 | 0
2040 | MISO_MI_2_MISO_WUMS | MISO_MI | MISO_WUMS | Internal | Shoulder | B15 | 1203 | 117 | 0 | 53.58 | 51.69 | 0.01 | 0
2040 | MISO_MI_2_MISO_WUMS | MISO_MI | MISO_WUMS | Internal | Summer | B1 | 10 | 117 | 0 | 95.32 | 87.99 | 0.01 | 0
2040 | MISO_MI_2_MISO_WUMS | MISO_MI | MISO_WUMS | Internal | Summer | B2 | 25 | 117 | 0 | 94.64 | 87.99 | 0.01 | 0
2040 | MISO_MI_2_MISO_WUMS | MISO_MI | MISO_WUMS | Internal | Summer | B3 | 75 | 117 | 0 | 93.16 | 87.99 | 0.01 | 0
2040 | MISO_MI_2_MISO_WUMS | MISO_MI | MISO_WUMS | Internal | Summer | B4 | 100 | 117 | 0 | 91.98 | 87.99 | 0.01 | 0
2040 | MISO_MI_2_MISO_WUMS | MISO_MI | MISO_WUMS | Internal | Summer | B5 | 200 | 117 | 0.01 | 88.09 | 87.99 | 0.01 | 0
2040 | MISO_MI_2_MISO_WUMS | MISO_MI | MISO_WUMS | Internal | Summer | B6 | 300 | 117 | 0.04 | 69.86 | 69.85 | 0.01 | 0
2040 | MISO_MI_2_MISO_WUMS | MISO_MI | MISO_WUMS | Internal | Summer | B7 | 400 | 117 | 0.02 | 56.48 | 56.46 | 0.01 | 0
2040 | MISO_MI_2_MISO_WUMS | MISO_MI | MISO_WUMS | Internal | Summer | B8 | 500 | 117 | 0 | 53.66 | 52.88 | 0.01 | 0
2040 | MISO_MI_2_MISO_WUMS | MISO_MI | MISO_WUMS | Internal | Summer | B9 | 800 | 117 | 0 | 51.78 | 50.04 | 0.01 | 0
2040 | MISO_MI_2_MISO_WUMS | MISO_MI | MISO_WUMS | Internal | Summer | B10 | 1262 | 117 | 0 | 50.62 | 49.9 | 0.01 | 0
2040 | MISO_MI_2_MISO_WUMS | MISO_MI | MISO_WUMS | Internal | Winter | B16 | 25 | 117 | 0.28 | 85.4 | 85.37 | 0.01 | 0
2040 | MISO_MI_2_MISO_WUMS | MISO_MI | MISO_WUMS | Internal | Winter | B17 | 100 | 117 | 0.07 | 69.61 | 69.59 | 0.01 | 0
2040 | MISO_MI_2_MISO_WUMS | MISO_MI | MISO_WUMS | Internal | Winter | B18 | 400 | 117 | 0.02 | 62.61 | 62.59 | 0.01 | 0
2040 | MISO_MI_2_MISO_WUMS | MISO_MI | MISO_WUMS | Internal | Winter | B19 | 700 | 117 | 0.01 | 60.15 | 60.12 | 0.01 | 0
2040 | MISO_MI_2_MISO_WUMS | MISO_MI | MISO_WUMS | Internal | Winter | B20 | 935 | 117 | 0 | 55.06 | 55.03 | 0.01 | 0
2040 | MISO_MI_2_PJM_ROR | MISO_MI | PJM_ROR | Internal | Shoulder | B11 | 25 | 1424 | 0 | 81.71 | 79.7 | 2 | 0
2040 | MISO_MI_2_PJM_ROR | MISO_MI | PJM_ROR | Internal | Shoulder | B12 | 200 | 1424 | 0 | 66.31 | 64.74 | 2 | 0
2040 | MISO_MI_2_PJM_ROR | MISO_MI | PJM_ROR | Internal | Shoulder | B13 | 600 | 1424 | 0 | 59.7 | 57.7 | 2 | 0
2040 | MISO_MI_2_PJM_ROR | MISO_MI | PJM_ROR | Internal | Shoulder | B14 | 900 | 1424 | 0 | 58.15 | 56.26 | 2 | 0
2040 | MISO_MI_2_PJM_ROR | MISO_MI | PJM_ROR | Internal | Shoulder | B15 | 1203 | 1424 | 0 | 53.58 | 51.58 | 2 | 0
2040 | MISO_MI_2_PJM_ROR | MISO_MI | PJM_ROR | Internal | Summer | B1 | 10 | 1424 | 0 | 95.32 | 90.44 | 2 | 0
2040 | MISO_MI_2_PJM_ROR | MISO_MI | PJM_ROR | Internal | Summer | B2 | 25 | 1424 | 0 | 94.64 | 90.44 | 2 | 0
2040 | MISO_MI_2_PJM_ROR | MISO_MI | PJM_ROR | Internal | Summer | B3 | 75 | 1424 | 0 | 93.16 | 90.44 | 2 | 0
2040 | MISO_MI_2_PJM_ROR | MISO_MI | PJM_ROR | Internal | Summer | B4 | 100 | 1424 | 0 | 91.98 | 89.43 | 2 | 0
2040 | MISO_MI_2_PJM_ROR | MISO_MI | PJM_ROR | Internal | Summer | B5 | 200 | 1424 | 0 | 88.09 | 85.99 | 2 | 0
2040 | MISO_MI_2_PJM_ROR | MISO_MI | PJM_ROR | Internal | Summer | B6 | 300 | 1424 | 0 | 69.86 | 67.86 | 2 | 0
2040 | MISO_MI_2_PJM_ROR | MISO_MI | PJM_ROR | Internal | Summer | B7 | 400 | 1424 | 0 | 56.48 | 54.47 | 2 | 0
2040 | MISO_MI_2_PJM_ROR | MISO_MI | PJM_ROR | Internal | Summer | B8 | 500 | 1424 | 0 | 53.66 | 50.88 | 2 | 0
2040 | MISO_MI_2_PJM_ROR | MISO_MI | PJM_ROR | Internal | Summer | B9 | 800 | 1424 | 0 | 51.78 | 49.78 | 2 | 0
2040 | MISO_MI_2_PJM_ROR | MISO_MI | PJM_ROR | Internal | Summer | B10 | 1262 | 1424 | 0 | 50.62 | 49.34 | 2 | 0
2040 | MISO_MI_2_PJM_ROR | MISO_MI | PJM_ROR | Internal | Winter | B16 | 25 | 1424 | 0 | 85.4 | 84.57 | 2 | 0
2040 | MISO_MI_2_PJM_ROR | MISO_MI | PJM_ROR | Internal | Winter | B17 | 100 | 1424 | 0.07 | 69.61 | 71.57 | 2 | 0
2040 | MISO_MI_2_PJM_ROR | MISO_MI | PJM_ROR | Internal | Winter | B18 | 400 | 1424 | 0 | 62.61 | 63.53 | 2 | 0
2040 | MISO_MI_2_PJM_ROR | MISO_MI | PJM_ROR | Internal | Winter | B19 | 700 | 1424 | 0 | 60.15 | 59.47 | 2 | 0
2040 | MISO_MI_2_PJM_ROR | MISO_MI | PJM_ROR | Internal | Winter | B20 | 935 | 1424 | 0 | 55.06 | 55.54 | 2 | 0
2040 | MISO_MO-IL_2_ENT | MISO_MO-IL | ENT | Internal | Shoulder | B11 | 25 | 2540 | 0 | 81.71 | 80.7 | 8 | 0
2040 | MISO_MO-IL_2_ENT | MISO_MO-IL | ENT | Internal | Shoulder | B12 | 200 | 2540 | 0 | 66.29 | 61.51 | 8 | 0
2040 | MISO_MO-IL_2_ENT | MISO_MO-IL | ENT | Internal | Shoulder | B13 | 600 | 2540 | 0 | 59.68 | 61.51 | 8 | 0
2040 | MISO_MO-IL_2_ENT | MISO_MO-IL | ENT | Internal | Shoulder | B14 | 900 | 2540 | 0 | 57.95 | 59.46 | 8 | 0
2040 | MISO_MO-IL_2_ENT | MISO_MO-IL | ENT | Internal | Shoulder | B15 | 1203 | 2540 | 0 | 51.63 | 59.46 | 8 | 0
2040 | MISO_MO-IL_2_ENT | MISO_MO-IL | ENT | Internal | Summer | B1 | 10 | 2540 | 0 | 95.32 | 92.52 | 8 | 0
2040 | MISO_MO-IL_2_ENT | MISO_MO-IL | ENT | Internal | Summer | B2 | 25 | 2540 | 0 | 94.64 | 92.52 | 8 | 0
2040 | MISO_MO-IL_2_ENT | MISO_MO-IL | ENT | Internal | Summer | B3 | 75 | 2540 | 0 | 93.16 | 88.01 | 8 | 0
2040 | MISO_MO-IL_2_ENT | MISO_MO-IL | ENT | Internal | Summer | B4 | 100 | 2540 | 0 | 92.01 | 88.01 | 8 | 0
2040 | MISO_MO-IL_2_ENT | MISO_MO-IL | ENT | Internal | Summer | B5 | 200 | 2540 | 0 | 88.09 | 84.96 | 8 | 0
2040 | MISO_MO-IL_2_ENT | MISO_MO-IL | ENT | Internal | Summer | B6 | 300 | 2540 | 0 | 69.86 | 68.86 | 8 | 0
2040 | MISO_MO-IL_2_ENT | MISO_MO-IL | ENT | Internal | Summer | B7 | 400 | 2540 | 0 | 56.48 | 60 | 8 | 0
2040 | MISO_MO-IL_2_ENT | MISO_MO-IL | ENT | Internal | Summer | B8 | 500 | 2540 | 0 | 52.88 | 60 | 8 | 0
2040 | MISO_MO-IL_2_ENT | MISO_MO-IL | ENT | Internal | Summer | B9 | 800 | 2540 | 316.77 | 50.04 | 58.04 | 8 | 0
2040 | MISO_MO-IL_2_ENT | MISO_MO-IL | ENT | Internal | Summer | B10 | 1262 | 2540 | 2540 | 47.74 | 57.5 | 8 | 1.76
2040 | MISO_MO-IL_2_ENT | MISO_MO-IL | ENT | Internal | Winter | B16 | 25 | 2540 | 0 | 85.37 | 77.37 | 8 | 0
2040 | MISO_MO-IL_2_ENT | MISO_MO-IL | ENT | Internal | Winter | B17 | 100 | 2540 | 0 | 69.59 | 66.07 | 8 | 0
2040 | MISO_MO-IL_2_ENT | MISO_MO-IL | ENT | Internal | Winter | B18 | 400 | 2540 | 0 | 62.59 | 65.59 | 8 | 0
2040 | MISO_MO-IL_2_ENT | MISO_MO-IL | ENT | Internal | Winter | B19 | 700 | 2540 | 0 | 60.12 | 63.4 | 8 | 0
2040 | MISO_MO-IL_2_ENT | MISO_MO-IL | ENT | Internal | Winter | B20 | 935 | 2540 | 1218.51 | 52.03 | 60.03 | 8 | 0
2040 | MISO_MO-IL_2_MISO_IN | MISO_MO-IL | MISO_IN | Internal | Shoulder | B11 | 25 | 2100 | 0.47 | 81.71 | 81.7 | 0.01 | 0
2040 | MISO_MO-IL_2_MISO_IN | MISO_MO-IL | MISO_IN | Internal | Shoulder | B12 | 200 | 2100 | 1634.9 | 66.29 | 66.3 | 0.01 | 0
2040 | MISO_MO-IL_2_MISO_IN | MISO_MO-IL | MISO_IN | Internal | Shoulder | B13 | 600 | 2100 | 219.6 | 59.68 | 59.69 | 0.01 | 0
2040 | MISO_MO-IL_2_MISO_IN | MISO_MO-IL | MISO_IN | Internal | Shoulder | B14 | 900 | 2100 | 481.39 | 57.95 | 57.97 | 0.01 | 0
2040 | MISO_MO-IL_2_MISO_IN | MISO_MO-IL | MISO_IN | Internal | Shoulder | B15 | 1203 | 2100 | 821.08 | 51.63 | 51.64 | 0.01 | 0
2040 | MISO_MO-IL_2_MISO_IN | MISO_MO-IL | MISO_IN | Internal | Summer | B1 | 10 | 2100 | 1.16 | 95.32 | 95.31 | 0.01 | 0
2040 | MISO_MO-IL_2_MISO_IN | MISO_MO-IL | MISO_IN | Internal | Summer | B2 | 25 | 2100 | 0.47 | 94.64 | 94.63 | 0.01 | 0
2040 | MISO_MO-IL_2_MISO_IN | MISO_MO-IL | MISO_IN | Internal | Summer | B3 | 75 | 2100 | 0.16 | 93.16 | 93.14 | 0.01 | 0
2040 | MISO_MO-IL_2_MISO_IN | MISO_MO-IL | MISO_IN | Internal | Summer | B4 | 100 | 2100 | 0.12 | 92.01 | 91.99 | 0.01 | 0
2040 | MISO_MO-IL_2_MISO_IN | MISO_MO-IL | MISO_IN | Internal | Summer | B5 | 200 | 2100 | 0.06 | 88.09 | 88.08 | 0.01 | 0
2040 | MISO_MO-IL_2_MISO_IN | MISO_MO-IL | MISO_IN | Internal | Summer | B6 | 300 | 2100 | 0.04 | 69.86 | 69.85 | 0.01 | 0
2040 | MISO_MO-IL_2_MISO_IN | MISO_MO-IL | MISO_IN | Internal | Summer | B7 | 400 | 2100 | 0.03 | 56.48 | 56.47 | 0.01 | 0
2040 | MISO_MO-IL_2_MISO_IN | MISO_MO-IL | MISO_IN | Internal | Summer | B8 | 500 | 2100 | 0.02 | 52.88 | 52.87 | 0.01 | 0
2040 | MISO_MO-IL_2_MISO_IN | MISO_MO-IL | MISO_IN | Internal | Summer | B9 | 800 | 2100 | 0.02 | 50.04 | 50.03 | 0.01 | 0
2040 | MISO_MO-IL_2_MISO_IN | MISO_MO-IL | MISO_IN | Internal | Summer | B10 | 1262 | 2100 | 2100 | 47.74 | 50.03 | 0.01 | 2.28
2040 | MISO_MO-IL_2_MISO_IN | MISO_MO-IL | MISO_IN | Internal | Winter | B16 | 25 | 2100 | 1985.64 | 85.37 | 85.38 | 0.01 | 0
2040 | MISO_MO-IL_2_MISO_IN | MISO_MO-IL | MISO_IN | Internal | Winter | B17 | 100 | 2100 | 2075.17 | 69.59 | 69.6 | 0.01 | 0
2040 | MISO_MO-IL_2_MISO_IN | MISO_MO-IL | MISO_IN | Internal | Winter | B18 | 400 | 2100 | 363.08 | 62.59 | 62.6 | 0.01 | 0
2040 | MISO_MO-IL_2_MISO_IN | MISO_MO-IL | MISO_IN | Internal | Winter | B19 | 700 | 2100 | 772.83 | 60.12 | 60.14 | 0.01 | 0
2040 | MISO_MO-IL_2_MISO_IN | MISO_MO-IL | MISO_IN | Internal | Winter | B20 | 935 | 2100 | 2100 | 52.03 | 55.05 | 0.01 | 3
2040 | MISO_MO-IL_2_MISO_W | MISO_MO-IL | MISO_W | Internal | Shoulder | B11 | 25 | 960 | 0.46 | 81.71 | 81.7 | 0.01 | 0
2040 | MISO_MO-IL_2_MISO_W | MISO_MO-IL | MISO_W | Internal | Shoulder | B12 | 200 | 960 | 0.06 | 66.29 | 66.27 | 0.01 | 0
2040 | MISO_MO-IL_2_MISO_W | MISO_MO-IL | MISO_W | Internal | Shoulder | B13 | 600 | 960 | 0.02 | 59.68 | 59.66 | 0.01 | 0
2040 | MISO_MO-IL_2_MISO_W | MISO_MO-IL | MISO_W | Internal | Shoulder | B14 | 900 | 960 | 0.01 | 57.95 | 57.94 | 0.01 | 0
2040 | MISO_MO-IL_2_MISO_W | MISO_MO-IL | MISO_W | Internal | Shoulder | B15 | 1203 | 960 | 18.22 | 51.63 | 51.64 | 0.01 | 0
2040 | MISO_MO-IL_2_MISO_W | MISO_MO-IL | MISO_W | Internal | Summer | B1 | 10 | 960 | 1.14 | 95.32 | 95.31 | 0.01 | 0
2040 | MISO_MO-IL_2_MISO_W | MISO_MO-IL | MISO_W | Internal | Summer | B2 | 25 | 960 | 0.47 | 94.64 | 94.63 | 0.01 | 0
2040 | MISO_MO-IL_2_MISO_W | MISO_MO-IL | MISO_W | Internal | Summer | B3 | 75 | 960 | 959.99 | 93.16 | 93.54 | 0.01 | 0.37
2040 | MISO_MO-IL_2_MISO_W | MISO_MO-IL | MISO_W | Internal | Summer | B4 | 100 | 960 | 509 | 92.01 | 92.02 | 0.01 | 0
2040 | MISO_MO-IL_2_MISO_W | MISO_MO-IL | MISO_W | Internal | Summer | B5 | 200 | 960 | 0.06 | 88.09 | 88.08 | 0.01 | 0
2040 | MISO_MO-IL_2_MISO_W | MISO_MO-IL | MISO_W | Internal | Summer | B6 | 300 | 960 | 0.07 | 69.86 | 69.86 | 0.01 | 0
2040 | MISO_MO-IL_2_MISO_W | MISO_MO-IL | MISO_W | Internal | Summer | B7 | 400 | 960 | 0.03 | 56.48 | 56.47 | 0.01 | 0
2040 | MISO_MO-IL_2_MISO_W | MISO_MO-IL | MISO_W | Internal | Summer | B8 | 500 | 960 | 0.02 | 52.88 | 52.87 | 0.01 | 0
2040 | MISO_MO-IL_2_MISO_W | MISO_MO-IL | MISO_W | Internal | Summer | B9 | 800 | 960 | 0.02 | 50.04 | 50.03 | 0.01 | 0
2040 | MISO_MO-IL_2_MISO_W | MISO_MO-IL | MISO_W | Internal | Summer | B10 | 1262 | 960 | 0 | 47.74 | 47.73 | 0.01 | 0
2040 | MISO_MO-IL_2_MISO_W | MISO_MO-IL | MISO_W | Internal | Winter | B16 | 25 | 960 | 0.45 | 85.37 | 85.36 | 0.01 | 0
2040 | MISO_MO-IL_2_MISO_W | MISO_MO-IL | MISO_W | Internal | Winter | B17 | 100 | 960 | 0.12 | 69.59 | 69.57 | 0.01 | 0
2040 | MISO_MO-IL_2_MISO_W | MISO_MO-IL | MISO_W | Internal | Winter | B18 | 400 | 960 | 0.03 | 62.59 | 62.58 | 0.01 | 0
2040 | MISO_MO-IL_2_MISO_W | MISO_MO-IL | MISO_W | Internal | Winter | B19 | 700 | 960 | 0.02 | 60.12 | 60.11 | 0.01 | 0
2040 | MISO_MO-IL_2_MISO_W | MISO_MO-IL | MISO_W | Internal | Winter | B20 | 935 | 960 | 0.01 | 52.03 | 52.02 | 0.01 | 0
2040 | MISO_MO-IL_2_PJM_ROR | MISO_MO-IL | PJM_ROR | Internal | Shoulder | B11 | 25 | 1212 | 0 | 81.71 | 79.7 | 2 | 0
2040 | MISO_MO-IL_2_PJM_ROR | MISO_MO-IL | PJM_ROR | Internal | Shoulder | B12 | 200 | 1212 | 0 | 66.29 | 64.74 | 2 | 0
2040 | MISO_MO-IL_2_PJM_ROR | MISO_MO-IL | PJM_ROR | Internal | Shoulder | B13 | 600 | 1212 | 0 | 59.68 | 57.7 | 2 | 0
2040 | MISO_MO-IL_2_PJM_ROR | MISO_MO-IL | PJM_ROR | Internal | Shoulder | B14 | 900 | 1212 | 0 | 57.95 | 56.26 | 2 | 0
2040 | MISO_MO-IL_2_PJM_ROR | MISO_MO-IL | PJM_ROR | Internal | Shoulder | B15 | 1203 | 1212 | 0 | 51.63 | 51.58 | 2 | 0
2040 | MISO_MO-IL_2_PJM_ROR | MISO_MO-IL | PJM_ROR | Internal | Summer | B1 | 10 | 1212 | 0 | 95.32 | 90.44 | 2 | 0
2040 | MISO_MO-IL_2_PJM_ROR | MISO_MO-IL | PJM_ROR | Internal | Summer | B2 | 25 | 1212 | 0 | 94.64 | 90.44 | 2 | 0
2040 | MISO_MO-IL_2_PJM_ROR | MISO_MO-IL | PJM_ROR | Internal | Summer | B3 | 75 | 1212 | 0 | 93.16 | 90.44 | 2 | 0
2040 | MISO_MO-IL_2_PJM_ROR | MISO_MO-IL | PJM_ROR | Internal | Summer | B4 | 100 | 1212 | 0 | 92.01 | 89.43 | 2 | 0
2040 | MISO_MO-IL_2_PJM_ROR | MISO_MO-IL | PJM_ROR | Internal | Summer | B5 | 200 | 1212 | 0 | 88.09 | 85.99 | 2 | 0
2040 | MISO_MO-IL_2_PJM_ROR | MISO_MO-IL | PJM_ROR | Internal | Summer | B6 | 300 | 1212 | 0 | 69.86 | 67.86 | 2 | 0
2040 | MISO_MO-IL_2_PJM_ROR | MISO_MO-IL | PJM_ROR | Internal | Summer | B7 | 400 | 1212 | 0 | 56.48 | 54.47 | 2 | 0
2040 | MISO_MO-IL_2_PJM_ROR | MISO_MO-IL | PJM_ROR | Internal | Summer | B8 | 500 | 1212 | 0 | 52.88 | 50.88 | 2 | 0
2040 | MISO_MO-IL_2_PJM_ROR | MISO_MO-IL | PJM_ROR | Internal | Summer | B9 | 800 | 1212 | 0 | 50.04 | 49.78 | 2 | 0
2040 | MISO_MO-IL_2_PJM_ROR | MISO_MO-IL | PJM_ROR | Internal | Summer | B10 | 1262 | 1212 | 0 | 47.74 | 49.34 | 2 | 0
2040 | MISO_MO-IL_2_PJM_ROR | MISO_MO-IL | PJM_ROR | Internal | Winter | B16 | 25 | 1212 | 0 | 85.37 | 84.57 | 2 | 0
2040 | MISO_MO-IL_2_PJM_ROR | MISO_MO-IL | PJM_ROR | Internal | Winter | B17 | 100 | 1212 | 0.24 | 69.59 | 71.57 | 2 | 0
2040 | MISO_MO-IL_2_PJM_ROR | MISO_MO-IL | PJM_ROR | Internal | Winter | B18 | 400 | 1212 | 0 | 62.59 | 63.53 | 2 | 0
2040 | MISO_MO-IL_2_PJM_ROR | MISO_MO-IL | PJM_ROR | Internal | Winter | B19 | 700 | 1212 | 0 | 60.12 | 59.47 | 2 | 0
2040 | MISO_MO-IL_2_PJM_ROR | MISO_MO-IL | PJM_ROR | Internal | Winter | B20 | 935 | 1212 | 1212 | 52.03 | 55.54 | 2 | 1.51
2040 | MISO_MO-IL_2_SPP_N | MISO_MO-IL | SPP_N | Internal | Shoulder | B11 | 25 | 2000 | 0.01 | 81.71 | 88.7 | 8 | 0
2040 | MISO_MO-IL_2_SPP_N | MISO_MO-IL | SPP_N | Internal | Shoulder | B12 | 200 | 2000 | 0 | 66.29 | 61.29 | 8 | 0
2040 | MISO_MO-IL_2_SPP_N | MISO_MO-IL | SPP_N | Internal | Shoulder | B13 | 600 | 2000 | 0 | 59.68 | 59.26 | 8 | 0
2040 | MISO_MO-IL_2_SPP_N | MISO_MO-IL | SPP_N | Internal | Shoulder | B14 | 900 | 2000 | 0 | 57.95 | 55.25 | 8 | 0
2040 | MISO_MO-IL_2_SPP_N | MISO_MO-IL | SPP_N | Internal | Shoulder | B15 | 1203 | 2000 | 0 | 51.63 | 54.26 | 8 | 0
2040 | MISO_MO-IL_2_SPP_N | MISO_MO-IL | SPP_N | Internal | Summer | B1 | 10 | 2000 | 0 | 95.32 | 95.32 | 8 | 0
2040 | MISO_MO-IL_2_SPP_N | MISO_MO-IL | SPP_N | Internal | Summer | B2 | 25 | 2000 | 0 | 94.64 | 94.26 | 8 | 0
2040 | MISO_MO-IL_2_SPP_N | MISO_MO-IL | SPP_N | Internal | Summer | B3 | 75 | 2000 | 0 | 93.16 | 94.26 | 8 | 0
2040 | MISO_MO-IL_2_SPP_N | MISO_MO-IL | SPP_N | Internal | Summer | B4 | 100 | 2000 | 0 | 92.01 | 94.26 | 8 | 0
2040 | MISO_MO-IL_2_SPP_N | MISO_MO-IL | SPP_N | Internal | Summer | B5 | 200 | 2000 | 0 | 88.09 | 92.96 | 8 | 0
2040 | MISO_MO-IL_2_SPP_N | MISO_MO-IL | SPP_N | Internal | Summer | B6 | 300 | 2000 | 0 | 69.86 | 76.86 | 8 | 0
2040 | MISO_MO-IL_2_SPP_N | MISO_MO-IL | SPP_N | Internal | Summer | B7 | 400 | 2000 | 0 | 56.48 | 60.3 | 8 | 0
2040 | MISO_MO-IL_2_SPP_N | MISO_MO-IL | SPP_N | Internal | Summer | B8 | 500 | 2000 | 0 | 52.88 | 57.42 | 8 | 0
2040 | MISO_MO-IL_2_SPP_N | MISO_MO-IL | SPP_N | Internal | Summer | B9 | 800 | 2000 | 0 | 50.04 | 54.28 | 8 | 0
2040 | MISO_MO-IL_2_SPP_N | MISO_MO-IL | SPP_N | Internal | Summer | B10 | 1262 | 2000 | 0 | 47.74 | 52.5 | 8 | 0
2040 | MISO_MO-IL_2_SPP_N | MISO_MO-IL | SPP_N | Internal | Winter | B16 | 25 | 2000 | 0 | 85.37 | 80.37 | 8 | 0
2040 | MISO_MO-IL_2_SPP_N | MISO_MO-IL | SPP_N | Internal | Winter | B17 | 100 | 2000 | 0 | 69.59 | 64.59 | 8 | 0
2040 | MISO_MO-IL_2_SPP_N | MISO_MO-IL | SPP_N | Internal | Winter | B18 | 400 | 2000 | 0 | 62.59 | 60.59 | 8 | 0
2040 | MISO_MO-IL_2_SPP_N | MISO_MO-IL | SPP_N | Internal | Winter | B19 | 700 | 2000 | 0 | 60.12 | 58.4 | 8 | 0
2040 | MISO_MO-IL_2_SPP_N | MISO_MO-IL | SPP_N | Internal | Winter | B20 | 935 | 2000 | 0 | 52.03 | 51.51 | 8 | 0
2040 | MISO_MO-IL_2_TVA_Transmission | MISO_MO-IL | TVA_Transmission | Internal | Shoulder | B11 | 25 | 4000 | 0 | 81.71 | 83.24 | 8 | 0
2040 | MISO_MO-IL_2_TVA_Transmission | MISO_MO-IL | TVA_Transmission | Internal | Shoulder | B12 | 200 | 4000 | 0 | 66.29 | 67.08 | 8 | 0
2040 | MISO_MO-IL_2_TVA_Transmission | MISO_MO-IL | TVA_Transmission | Internal | Shoulder | B13 | 600 | 4000 | 0 | 59.68 | 62 | 8 | 0
2040 | MISO_MO-IL_2_TVA_Transmission | MISO_MO-IL | TVA_Transmission | Internal | Shoulder | B14 | 900 | 4000 | 0 | 57.95 | 61.38 | 8 | 0
2040 | MISO_MO-IL_2_TVA_Transmission | MISO_MO-IL | TVA_Transmission | Internal | Shoulder | B15 | 1203 | 4000 | 0 | 51.63 | 56.53 | 8 | 0
2040 | MISO_MO-IL_2_TVA_Transmission | MISO_MO-IL | TVA_Transmission | Internal | Summer | B1 | 10 | 4000 | 0 | 95.32 | 96.44 | 8 | 0
2040 | MISO_MO-IL_2_TVA_Transmission | MISO_MO-IL | TVA_Transmission | Internal | Summer | B2 | 25 | 4000 | 0 | 94.64 | 96.44 | 8 | 0
2040 | MISO_MO-IL_2_TVA_Transmission | MISO_MO-IL | TVA_Transmission | Internal | Summer | B3 | 75 | 4000 | 0 | 93.16 | 95.68 | 8 | 0
2040 | MISO_MO-IL_2_TVA_Transmission | MISO_MO-IL | TVA_Transmission | Internal | Summer | B4 | 100 | 4000 | 0 | 92.01 | 95.43 | 8 | 0
2040 | MISO_MO-IL_2_TVA_Transmission | MISO_MO-IL | TVA_Transmission | Internal | Summer | B5 | 200 | 4000 | 0 | 88.09 | 91.99 | 8 | 0
2040 | MISO_MO-IL_2_TVA_Transmission | MISO_MO-IL | TVA_Transmission | Internal | Summer | B6 | 300 | 4000 | 0 | 69.86 | 71.75 | 8 | 0
2040 | MISO_MO-IL_2_TVA_Transmission | MISO_MO-IL | TVA_Transmission | Internal | Summer | B7 | 400 | 4000 | 0 | 56.48 | 59.87 | 8 | 0
2040 | MISO_MO-IL_2_TVA_Transmission | MISO_MO-IL | TVA_Transmission | Internal | Summer | B8 | 500 | 4000 | 0 | 52.88 | 56.88 | 8 | 0
2040 | MISO_MO-IL_2_TVA_Transmission | MISO_MO-IL | TVA_Transmission | Internal | Summer | B9 | 800 | 4000 | 0 | 50.04 | 54.9 | 8 | 0
2040 | MISO_MO-IL_2_TVA_Transmission | MISO_MO-IL | TVA_Transmission | Internal | Summer | B10 | 1262 | 4000 | 0 | 47.74 | 50.86 | 8 | 0
2040 | MISO_MO-IL_2_TVA_Transmission | MISO_MO-IL | TVA_Transmission | Internal | Winter | B16 | 25 | 4000 | 0 | 85.37 | 85.37 | 8 | 0
2040 | MISO_MO-IL_2_TVA_Transmission | MISO_MO-IL | TVA_Transmission | Internal | Winter | B17 | 100 | 4000 | 0 | 69.59 | 71.33 | 8 | 0
2040 | MISO_MO-IL_2_TVA_Transmission | MISO_MO-IL | TVA_Transmission | Internal | Winter | B18 | 400 | 4000 | 0 | 62.59 | 63.41 | 8 | 0
2040 | MISO_MO-IL_2_TVA_Transmission | MISO_MO-IL | TVA_Transmission | Internal | Winter | B19 | 700 | 4000 | 0 | 60.12 | 62.13 | 8 | 0
2040 | MISO_MO-IL_2_TVA_Transmission | MISO_MO-IL | TVA_Transmission | Internal | Winter | B20 | 935 | 4000 | 0 | 52.03 | 58.74 | 8 | 0
2040 | MISO_W_2_IESO | MISO_W | IESO | Internal | Shoulder | B11 | 25 | 90 | 0 | 81.7 | 51.5 | 8 | 0
2040 | MISO_W_2_IESO | MISO_W | IESO | Internal | Shoulder | B12 | 200 | 90 | 0 | 66.27 | 51.5 | 8 | 0
2040 | MISO_W_2_IESO | MISO_W | IESO | Internal | Shoulder | B13 | 600 | 90 | 0 | 59.66 | 51.15 | 8 | 0
2040 | MISO_W_2_IESO | MISO_W | IESO | Internal | Shoulder | B14 | 900 | 90 | 0 | 57.94 | 51.15 | 8 | 0
2040 | MISO_W_2_IESO | MISO_W | IESO | Internal | Shoulder | B15 | 1203 | 90 | 0 | 51.64 | 51.15 | 8 | 0
2040 | MISO_W_2_IESO | MISO_W | IESO | Internal | Summer | B1 | 10 | 90 | 0 | 95.31 | 88.32 | 8 | 0
2040 | MISO_W_2_IESO | MISO_W | IESO | Internal | Summer | B2 | 25 | 90 | 0 | 94.63 | 84.2 | 8 | 0
2040 | MISO_W_2_IESO | MISO_W | IESO | Internal | Summer | B3 | 75 | 90 | 0 | 93.54 | 82.56 | 8 | 0
2040 | MISO_W_2_IESO | MISO_W | IESO | Internal | Summer | B4 | 100 | 90 | 0 | 92.02 | 76.79 | 8 | 0
2040 | MISO_W_2_IESO | MISO_W | IESO | Internal | Summer | B5 | 200 | 90 | 0 | 88.08 | 67.13 | 8 | 0
2040 | MISO_W_2_IESO | MISO_W | IESO | Internal | Summer | B6 | 300 | 90 | 0 | 69.86 | 52.85 | 8 | 0
2040 | MISO_W_2_IESO | MISO_W | IESO | Internal | Summer | B7 | 400 | 90 | 0 | 56.47 | 49.48 | 8 | 0
2040 | MISO_W_2_IESO | MISO_W | IESO | Internal | Summer | B8 | 500 | 90 | 0 | 52.87 | 46.66 | 8 | 0
2040 | MISO_W_2_IESO | MISO_W | IESO | Internal | Summer | B9 | 800 | 90 | 0 | 50.03 | 46.66 | 8 | 0
2040 | MISO_W_2_IESO | MISO_W | IESO | Internal | Summer | B10 | 1262 | 90 | 0 | 47.73 | 46.66 | 8 | 0
2040 | MISO_W_2_IESO | MISO_W | IESO | Internal | Winter | B16 | 25 | 90 | 0 | 85.36 | 69.56 | 8 | 0
2040 | MISO_W_2_IESO | MISO_W | IESO | Internal | Winter | B17 | 100 | 90 | 0 | 69.57 | 56.59 | 8 | 0
2040 | MISO_W_2_IESO | MISO_W | IESO | Internal | Winter | B18 | 400 | 90 | 0 | 62.58 | 53.85 | 8 | 0
2040 | MISO_W_2_IESO | MISO_W | IESO | Internal | Winter | B19 | 700 | 90 | 0 | 60.11 | 53.85 | 8 | 0
2040 | MISO_W_2_IESO | MISO_W | IESO | Internal | Winter | B20 | 935 | 90 | 0 | 52.02 | 53.85 | 8 | 0
2040 | MISO_W_2_MAPP_CA | MISO_W | MAPP_CA | Internal | Shoulder | B11 | 25 | 700 | 0 | 81.7 | 64.96 | 0.01 | 0
2040 | MISO_W_2_MAPP_CA | MISO_W | MAPP_CA | Internal | Shoulder | B12 | 200 | 700 | 0 | 66.27 | 64.96 | 0.01 | 0
2040 | MISO_W_2_MAPP_CA | MISO_W | MAPP_CA | Internal | Shoulder | B13 | 600 | 700 | 0.02 | 59.66 | 59.65 | 0.01 | 0
2040 | MISO_W_2_MAPP_CA | MISO_W | MAPP_CA | Internal | Shoulder | B14 | 900 | 700 | 0.01 | 57.94 | 57.93 | 0.01 | 0
2040 | MISO_W_2_MAPP_CA | MISO_W | MAPP_CA | Internal | Shoulder | B15 | 1203 | 700 | 700 | 51.64 | 57.93 | 0.01 | 6.27
2040 | MISO_W_2_MAPP_CA | MISO_W | MAPP_CA | Internal | Summer | B1 | 10 | 700 | 0 | 95.31 | 92.47 | 0.01 | 0
2040 | MISO_W_2_MAPP_CA | MISO_W | MAPP_CA | Internal | Summer | B2 | 25 | 700 | 0 | 94.63 | 92.47 | 0.01 | 0
2040 | MISO_W_2_MAPP_CA | MISO_W | MAPP_CA | Internal | Summer | B3 | 75 | 700 | 0 | 93.54 | 92.47 | 0.01 | 0
2040 | MISO_W_2_MAPP_CA | MISO_W | MAPP_CA | Internal | Summer | B4 | 100 | 700 | 0 | 92.02 | 83.79 | 0.01 | 0
2040 | MISO_W_2_MAPP_CA | MISO_W | MAPP_CA | Internal | Summer | B5 | 200 | 700 | 0 | 88.08 | 74.13 | 0.01 | 0
2040 | MISO_W_2_MAPP_CA | MISO_W | MAPP_CA | Internal | Summer | B6 | 300 | 700 | 0 | 69.86 | 62.45 | 0.01 | 0
2040 | MISO_W_2_MAPP_CA | MISO_W | MAPP_CA | Internal | Summer | B7 | 400 | 700 | 0.03 | 56.47 | 56.46 | 0.01 | 0
2040 | MISO_W_2_MAPP_CA | MISO_W | MAPP_CA | Internal | Summer | B8 | 500 | 700 | 0.02 | 52.87 | 52.86 | 0.01 | 0
2040 | MISO_W_2_MAPP_CA | MISO_W | MAPP_CA | Internal | Summer | B9 | 800 | 700 | 700 | 50.03 | 52.56 | 0.01 | 2.52
2040 | MISO_W_2_MAPP_CA | MISO_W | MAPP_CA | Internal | Summer | B10 | 1262 | 700 | 700 | 47.73 | 52.56 | 0.01 | 4.82
2040 | MISO_W_2_MAPP_CA | MISO_W | MAPP_CA | Internal | Winter | B16 | 25 | 700 | 0.46 | 85.36 | 85.35 | 0.01 | 0
2040 | MISO_W_2_MAPP_CA | MISO_W | MAPP_CA | Internal | Winter | B17 | 100 | 700 | 0.12 | 69.57 | 69.56 | 0.01 | 0
2040 | MISO_W_2_MAPP_CA | MISO_W | MAPP_CA | Internal | Winter | B18 | 400 | 700 | 0.03 | 62.58 | 62.56 | 0.01 | 0
2040 | MISO_W_2_MAPP_CA | MISO_W | MAPP_CA | Internal | Winter | B19 | 700 | 700 | 700 | 60.11 | 62.56 | 0.01 | 2.44
2040 | MISO_W_2_MAPP_CA | MISO_W | MAPP_CA | Internal | Winter | B20 | 935 | 700 | 700 | 52.02 | 62.56 | 0.01 | 10.53
2040 | MISO_W_2_MAPP_US | MISO_W | MAPP_US | Internal | Shoulder | B11 | 25 | 2300 | 0 | 81.7 | 74.7 | 7 | 0
2040 | MISO_W_2_MAPP_US | MISO_W | MAPP_US | Internal | Shoulder | B12 | 200 | 2300 | 0 | 66.27 | 59.27 | 7 | 0
2040 | MISO_W_2_MAPP_US | MISO_W | MAPP_US | Internal | Shoulder | B13 | 600 | 2300 | 0 | 59.66 | 52.66 | 7 | 0
2040 | MISO_W_2_MAPP_US | MISO_W | MAPP_US | Internal | Shoulder | B14 | 900 | 2300 | 0 | 57.94 | 50.94 | 7 | 0
2040 | MISO_W_2_MAPP_US | MISO_W | MAPP_US | Internal | Shoulder | B15 | 1203 | 2300 | 0 | 51.64 | 45.89 | 7 | 0
2040 | MISO_W_2_MAPP_US | MISO_W | MAPP_US | Internal | Summer | B1 | 10 | 2300 | 0 | 95.31 | 88.31 | 7 | 0
2040 | MISO_W_2_MAPP_US | MISO_W | MAPP_US | Internal | Summer | B2 | 25 | 2300 | 0 | 94.63 | 87.63 | 7 | 0
2040 | MISO_W_2_MAPP_US | MISO_W | MAPP_US | Internal | Summer | B3 | 75 | 2300 | 0 | 93.54 | 87.25 | 7 | 0
2040 | MISO_W_2_MAPP_US | MISO_W | MAPP_US | Internal | Summer | B4 | 100 | 2300 | 0 | 92.02 | 85.29 | 7 | 0
2040 | MISO_W_2_MAPP_US | MISO_W | MAPP_US | Internal | Summer | B5 | 200 | 2300 | 0 | 88.08 | 81.13 | 7 | 0
2040 | MISO_W_2_MAPP_US | MISO_W | MAPP_US | Internal | Summer | B6 | 300 | 2300 | 0 | 69.86 | 63.75 | 7 | 0
2040 | MISO_W_2_MAPP_US | MISO_W | MAPP_US | Internal | Summer | B7 | 400 | 2300 | 0 | 56.47 | 53.29 | 7 | 0
2040 | MISO_W_2_MAPP_US | MISO_W | MAPP_US | Internal | Summer | B8 | 500 | 2300 | 0 | 52.87 | 45.87 | 7 | 0
2040 | MISO_W_2_MAPP_US | MISO_W | MAPP_US | Internal | Summer | B9 | 800 | 2300 | 0 | 50.03 | 43.03 | 7 | 0
2040 | MISO_W_2_MAPP_US | MISO_W | MAPP_US | Internal | Summer | B10 | 1262 | 2300 | 0 | 47.73 | 40.73 | 7 | 0
2040 | MISO_W_2_MAPP_US | MISO_W | MAPP_US | Internal | Winter | B16 | 25 | 2300 | 0 | 85.36 | 78.36 | 7 | 0
2040 | MISO_W_2_MAPP_US | MISO_W | MAPP_US | Internal | Winter | B17 | 100 | 2300 | 0 | 69.57 | 62.57 | 7 | 0
2040 | MISO_W_2_MAPP_US | MISO_W | MAPP_US | Internal | Winter | B18 | 400 | 2300 | 0 | 62.58 | 55.58 | 7 | 0
2040 | MISO_W_2_MAPP_US | MISO_W | MAPP_US | Internal | Winter | B19 | 700 | 2300 | 0 | 60.11 | 55.58 | 7 | 0
2040 | MISO_W_2_MAPP_US | MISO_W | MAPP_US | Internal | Winter | B20 | 935 | 2300 | 0 | 52.02 | 46.42 | 7 | 0
2040 | MISO_W_2_MISO_MO-IL | MISO_W | MISO_MO-IL | Internal | Shoulder | B11 | 25 | 3800 | 1160.03 | 81.7 | 81.71 | 0.01 | 0
2040 | MISO_W_2_MISO_MO-IL | MISO_W | MISO_MO-IL | Internal | Shoulder | B12 | 200 | 3800 | 3186.5 | 66.27 | 66.29 | 0.01 | 0
2040 | MISO_W_2_MISO_MO-IL | MISO_W | MISO_MO-IL | Internal | Shoulder | B13 | 600 | 3800 | 1269.9 | 59.66 | 59.68 | 0.01 | 0
2040 | MISO_W_2_MISO_MO-IL | MISO_W | MISO_MO-IL | Internal | Shoulder | B14 | 900 | 3800 | 1386.56 | 57.94 | 57.95 | 0.01 | 0
2040 | MISO_W_2_MISO_MO-IL | MISO_W | MISO_MO-IL | Internal | Shoulder | B15 | 1203 | 3800 | 0.01 | 51.64 | 51.63 | 0.01 | 0
2040 | MISO_W_2_MISO_MO-IL | MISO_W | MISO_MO-IL | Internal | Summer | B1 | 10 | 3800 | 1174.75 | 95.31 | 95.32 | 0.01 | 0
2040 | MISO_W_2_MISO_MO-IL | MISO_W | MISO_MO-IL | Internal | Summer | B2 | 25 | 3800 | 860.13 | 94.63 | 94.64 | 0.01 | 0
2040 | MISO_W_2_MISO_MO-IL | MISO_W | MISO_MO-IL | Internal | Summer | B3 | 75 | 3800 | 0.01 | 93.54 | 93.16 | 0.01 | 0
2040 | MISO_W_2_MISO_MO-IL | MISO_W | MISO_MO-IL | Internal | Summer | B4 | 100 | 3800 | 0.12 | 92.02 | 92.01 | 0.01 | 0
2040 | MISO_W_2_MISO_MO-IL | MISO_W | MISO_MO-IL | Internal | Summer | B5 | 200 | 3800 | 540.24 | 88.08 | 88.09 | 0.01 | 0
2040 | MISO_W_2_MISO_MO-IL | MISO_W | MISO_MO-IL | Internal | Summer | B6 | 300 | 3800 | 0.1 | 69.86 | 69.86 | 0.01 | 0
2040 | MISO_W_2_MISO_MO-IL | MISO_W | MISO_MO-IL | Internal | Summer | B7 | 400 | 3800 | 51.77 | 56.47 | 56.48 | 0.01 | 0
2040 | MISO_W_2_MISO_MO-IL | MISO_W | MISO_MO-IL | Internal | Summer | B8 | 500 | 3800 | 1185.36 | 52.87 | 52.88 | 0.01 | 0
2040 | MISO_W_2_MISO_MO-IL | MISO_W | MISO_MO-IL | Internal | Summer | B9 | 800 | 3800 | 388.71 | 50.03 | 50.04 | 0.01 | 0
2040 | MISO_W_2_MISO_MO-IL | MISO_W | MISO_MO-IL | Internal | Summer | B10 | 1262 | 3800 | 3575.95 | 47.73 | 47.74 | 0.01 | 0
2040 | MISO_W_2_MISO_MO-IL | MISO_W | MISO_MO-IL | Internal | Winter | B16 | 25 | 3800 | 3385.4 | 85.36 | 85.37 | 0.01 | 0
2040 | MISO_W_2_MISO_MO-IL | MISO_W | MISO_MO-IL | Internal | Winter | B17 | 100 | 3800 | 2718.12 | 69.57 | 69.59 | 0.01 | 0
2040 | MISO_W_2_MISO_MO-IL | MISO_W | MISO_MO-IL | Internal | Winter | B18 | 400 | 3800 | 345.15 | 62.58 | 62.59 | 0.01 | 0
2040 | MISO_W_2_MISO_MO-IL | MISO_W | MISO_MO-IL | Internal | Winter | B19 | 700 | 3800 | 285.17 | 60.11 | 60.12 | 0.01 | 0
2040 | MISO_W_2_MISO_MO-IL | MISO_W | MISO_MO-IL | Internal | Winter | B20 | 935 | 3800 | 2395.32 | 52.02 | 52.03 | 0.01 | 0
2040 | MISO_W_2_MISO_WUMS | MISO_W | MISO_WUMS | Internal | Shoulder | B11 | 25 | 1629 | 0.47 | 81.7 | 81.68 | 0.01 | 0
2040 | MISO_W_2_MISO_WUMS | MISO_W | MISO_WUMS | Internal | Shoulder | B12 | 200 | 1629 | 0.06 | 66.27 | 66.26 | 0.01 | 0
2040 | MISO_W_2_MISO_WUMS | MISO_W | MISO_WUMS | Internal | Shoulder | B13 | 600 | 1629 | 0.02 | 59.66 | 59.65 | 0.01 | 0
2040 | MISO_W_2_MISO_WUMS | MISO_W | MISO_WUMS | Internal | Shoulder | B14 | 900 | 1629 | 0 | 57.94 | 56.38 | 0.01 | 0
2040 | MISO_W_2_MISO_WUMS | MISO_W | MISO_WUMS | Internal | Shoulder | B15 | 1203 | 1629 | 1628.99 | 51.64 | 51.69 | 0.01 | 0.03
2040 | MISO_W_2_MISO_WUMS | MISO_W | MISO_WUMS | Internal | Summer | B1 | 10 | 1629 | 0 | 95.31 | 87.99 | 0.01 | 0
2040 | MISO_W_2_MISO_WUMS | MISO_W | MISO_WUMS | Internal | Summer | B2 | 25 | 1629 | 0 | 94.63 | 87.99 | 0.01 | 0
2040 | MISO_W_2_MISO_WUMS | MISO_W | MISO_WUMS | Internal | Summer | B3 | 75 | 1629 | 0 | 93.54 | 87.99 | 0.01 | 0
2040 | MISO_W_2_MISO_WUMS | MISO_W | MISO_WUMS | Internal | Summer | B4 | 100 | 1629 | 0 | 92.02 | 87.99 | 0.01 | 0
2040 | MISO_W_2_MISO_WUMS | MISO_W | MISO_WUMS | Internal | Summer | B5 | 200 | 1629 | 0.01 | 88.08 | 87.99 | 0.01 | 0
2040 | MISO_W_2_MISO_WUMS | MISO_W | MISO_WUMS | Internal | Summer | B6 | 300 | 1629 | 0.04 | 69.86 | 69.85 | 0.01 | 0
2040 | MISO_W_2_MISO_WUMS | MISO_W | MISO_WUMS | Internal | Summer | B7 | 400 | 1629 | 0.03 | 56.47 | 56.46 | 0.01 | 0
2040 | MISO_W_2_MISO_WUMS | MISO_W | MISO_WUMS | Internal | Summer | B8 | 500 | 1629 | 464.98 | 52.87 | 52.88 | 0.01 | 0
2040 | MISO_W_2_MISO_WUMS | MISO_W | MISO_WUMS | Internal | Summer | B9 | 800 | 1629 | 438.65 | 50.03 | 50.04 | 0.01 | 0
2040 | MISO_W_2_MISO_WUMS | MISO_W | MISO_WUMS | Internal | Summer | B10 | 1262 | 1629 | 1629 | 47.73 | 49.9 | 0.01 | 2.16
2040 | MISO_W_2_MISO_WUMS | MISO_W | MISO_WUMS | Internal | Winter | B16 | 25 | 1629 | 1378.38 | 85.36 | 85.37 | 0.01 | 0
2040 | MISO_W_2_MISO_WUMS | MISO_W | MISO_WUMS | Internal | Winter | B17 | 100 | 1629 | 919.8 | 69.57 | 69.59 | 0.01 | 0
2040 | MISO_W_2_MISO_WUMS | MISO_W | MISO_WUMS | Internal | Winter | B18 | 400 | 1629 | 700.16 | 62.58 | 62.59 | 0.01 | 0
2040 | MISO_W_2_MISO_WUMS | MISO_W | MISO_WUMS | Internal | Winter | B19 | 700 | 1629 | 268.7 | 60.11 | 60.12 | 0.01 | 0
2040 | MISO_W_2_MISO_WUMS | MISO_W | MISO_WUMS | Internal | Winter | B20 | 935 | 1629 | 1629 | 52.02 | 55.03 | 0.01 | 3
2040 | MISO_W_2_NE | MISO_W | NE | Internal | Shoulder | B11 | 25 | 2800 | 0 | 81.7 | 81.7 | 7 | 0
2040 | MISO_W_2_NE | MISO_W | NE | Internal | Shoulder | B12 | 200 | 2800 | 0 | 66.27 | 61.27 | 7 | 0
2040 | MISO_W_2_NE | MISO_W | NE | Internal | Shoulder | B13 | 600 | 2800 | 0 | 59.66 | 59.25 | 7 | 0
2040 | MISO_W_2_NE | MISO_W | NE | Internal | Shoulder | B14 | 900 | 2800 | 0 | 57.94 | 55.24 | 7 | 0
2040 | MISO_W_2_NE | MISO_W | NE | Internal | Shoulder | B15 | 1203 | 2800 | 0 | 51.64 | 49.68 | 7 | 0
2040 | MISO_W_2_NE | MISO_W | NE | Internal | Summer | B1 | 10 | 2800 | 0 | 95.31 | 95.31 | 7 | 0
2040 | MISO_W_2_NE | MISO_W | NE | Internal | Summer | B2 | 25 | 2800 | 0 | 94.63 | 94.25 | 7 | 0
2040 | MISO_W_2_NE | MISO_W | NE | Internal | Summer | B3 | 75 | 2800 | 0 | 93.54 | 94.25 | 7 | 0
2040 | MISO_W_2_NE | MISO_W | NE | Internal | Summer | B4 | 100 | 2800 | 0 | 92.02 | 92.29 | 7 | 0
2040 | MISO_W_2_NE | MISO_W | NE | Internal | Summer | B5 | 200 | 2800 | 0 | 88.08 | 88.13 | 7 | 0
2040 | MISO_W_2_NE | MISO_W | NE | Internal | Summer | B6 | 300 | 2800 | 0 | 69.86 | 70.75 | 7 | 0
2040 | MISO_W_2_NE | MISO_W | NE | Internal | Summer | B7 | 400 | 2800 | 0 | 56.47 | 60.29 | 7 | 0
2040 | MISO_W_2_NE | MISO_W | NE | Internal | Summer | B8 | 500 | 2800 | 0 | 52.87 | 52.87 | 7 | 0
2040 | MISO_W_2_NE | MISO_W | NE | Internal | Summer | B9 | 800 | 2800 | 0 | 50.03 | 46.1 | 7 | 0
2040 | MISO_W_2_NE | MISO_W | NE | Internal | Summer | B10 | 1262 | 2800 | 0 | 47.73 | 42.73 | 7 | 0
2040 | MISO_W_2_NE | MISO_W | NE | Internal | Winter | B16 | 25 | 2800 | 0 | 85.36 | 80.36 | 7 | 0
2040 | MISO_W_2_NE | MISO_W | NE | Internal | Winter | B17 | 100 | 2800 | 0 | 69.57 | 64.57 | 7 | 0
2040 | MISO_W_2_NE | MISO_W | NE | Internal | Winter | B18 | 400 | 2800 | 0 | 62.58 | 60.58 | 7 | 0
2040 | MISO_W_2_NE | MISO_W | NE | Internal | Winter | B19 | 700 | 2800 | 0 | 60.11 | 58.39 | 7 | 0
2040 | MISO_W_2_NE | MISO_W | NE | Internal | Winter | B20 | 935 | 2800 | 0 | 52.02 | 47.02 | 7 | 0
2040 | MISO_W_2_PJM_ROR | MISO_W | PJM_ROR | Internal | Shoulder | B11 | 25 | 773 | 0 | 81.7 | 79.7 | 2 | 0
2040 | MISO_W_2_PJM_ROR | MISO_W | PJM_ROR | Internal | Shoulder | B12 | 200 | 773 | 0 | 66.27 | 64.74 | 2 | 0
2040 | MISO_W_2_PJM_ROR | MISO_W | PJM_ROR | Internal | Shoulder | B13 | 600 | 773 | 0 | 59.66 | 57.7 | 2 | 0
2040 | MISO_W_2_PJM_ROR | MISO_W | PJM_ROR | Internal | Shoulder | B14 | 900 | 773 | 0 | 57.94 | 56.26 | 2 | 0
2040 | MISO_W_2_PJM_ROR | MISO_W | PJM_ROR | Internal | Shoulder | B15 | 1203 | 773 | 0 | 51.64 | 51.58 | 2 | 0
2040 | MISO_W_2_PJM_ROR | MISO_W | PJM_ROR | Internal | Summer | B1 | 10 | 773 | 0 | 95.31 | 90.44 | 2 | 0
2040 | MISO_W_2_PJM_ROR | MISO_W | PJM_ROR | Internal | Summer | B2 | 25 | 773 | 0 | 94.63 | 90.44 | 2 | 0
2040 | MISO_W_2_PJM_ROR | MISO_W | PJM_ROR | Internal | Summer | B3 | 75 | 773 | 0 | 93.54 | 90.44 | 2 | 0
2040 | MISO_W_2_PJM_ROR | MISO_W | PJM_ROR | Internal | Summer | B4 | 100 | 773 | 0 | 92.02 | 89.43 | 2 | 0
2040 | MISO_W_2_PJM_ROR | MISO_W | PJM_ROR | Internal | Summer | B5 | 200 | 773 | 0 | 88.08 | 85.99 | 2 | 0
2040 | MISO_W_2_PJM_ROR | MISO_W | PJM_ROR | Internal | Summer | B6 | 300 | 773 | 0 | 69.86 | 67.86 | 2 | 0
2040 | MISO_W_2_PJM_ROR | MISO_W | PJM_ROR | Internal | Summer | B7 | 400 | 773 | 0 | 56.47 | 54.47 | 2 | 0
2040 | MISO_W_2_PJM_ROR | MISO_W | PJM_ROR | Internal | Summer | B8 | 500 | 773 | 0 | 52.87 | 50.88 | 2 | 0
2040 | MISO_W_2_PJM_ROR | MISO_W | PJM_ROR | Internal | Summer | B9 | 800 | 773 | 0 | 50.03 | 49.78 | 2 | 0
2040 | MISO_W_2_PJM_ROR | MISO_W | PJM_ROR | Internal | Summer | B10 | 1262 | 773 | 0 | 47.73 | 49.34 | 2 | 0
2040 | MISO_W_2_PJM_ROR | MISO_W | PJM_ROR | Internal | Winter | B16 | 25 | 773 | 0 | 85.36 | 84.57 | 2 | 0
2040 | MISO_W_2_PJM_ROR | MISO_W | PJM_ROR | Internal | Winter | B17 | 100 | 773 | 568.23 | 69.57 | 71.57 | 2 | 0
2040 | MISO_W_2_PJM_ROR | MISO_W | PJM_ROR | Internal | Winter | B18 | 400 | 773 | 0 | 62.58 | 63.53 | 2 | 0
2040 | MISO_W_2_PJM_ROR | MISO_W | PJM_ROR | Internal | Winter | B19 | 700 | 773 | 0 | 60.11 | 59.47 | 2 | 0
2040 | MISO_W_2_PJM_ROR | MISO_W | PJM_ROR | Internal | Winter | B20 | 935 | 773 | 773 | 52.02 | 55.54 | 2 | 1.52
2040 | MISO_W_2_SPP_N | MISO_W | SPP_N | Internal | Shoulder | B11 | 25 | 3200 | 752.58 | 81.7 | 88.7 | 7 | 0
2040 | MISO_W_2_SPP_N | MISO_W | SPP_N | Internal | Shoulder | B12 | 200 | 3200 | 0 | 66.27 | 61.29 | 7 | 0
2040 | MISO_W_2_SPP_N | MISO_W | SPP_N | Internal | Shoulder | B13 | 600 | 3200 | 0 | 59.66 | 59.26 | 7 | 0
2040 | MISO_W_2_SPP_N | MISO_W | SPP_N | Internal | Shoulder | B14 | 900 | 3200 | 0 | 57.94 | 55.25 | 7 | 0
2040 | MISO_W_2_SPP_N | MISO_W | SPP_N | Internal | Shoulder | B15 | 1203 | 3200 | 0 | 51.64 | 54.26 | 7 | 0
2040 | MISO_W_2_SPP_N | MISO_W | SPP_N | Internal | Summer | B1 | 10 | 3200 | 0 | 95.31 | 95.32 | 7 | 0
2040 | MISO_W_2_SPP_N | MISO_W | SPP_N | Internal | Summer | B2 | 25 | 3200 | 0 | 94.63 | 94.26 | 7 | 0
2040 | MISO_W_2_SPP_N | MISO_W | SPP_N | Internal | Summer | B3 | 75 | 3200 | 0 | 93.54 | 94.26 | 7 | 0
2040 | MISO_W_2_SPP_N | MISO_W | SPP_N | Internal | Summer | B4 | 100 | 3200 | 0 | 92.02 | 94.26 | 7 | 0
2040 | MISO_W_2_SPP_N | MISO_W | SPP_N | Internal | Summer | B5 | 200 | 3200 | 0 | 88.08 | 92.96 | 7 | 0
2040 | MISO_W_2_SPP_N | MISO_W | SPP_N | Internal | Summer | B6 | 300 | 3200 | 430.2 | 69.86 | 76.86 | 7 | 0
2040 | MISO_W_2_SPP_N | MISO_W | SPP_N | Internal | Summer | B7 | 400 | 3200 | 0 | 56.47 | 60.3 | 7 | 0
2040 | MISO_W_2_SPP_N | MISO_W | SPP_N | Internal | Summer | B8 | 500 | 3200 | 0 | 52.87 | 57.42 | 7 | 0
2040 | MISO_W_2_SPP_N | MISO_W | SPP_N | Internal | Summer | B9 | 800 | 3200 | 0 | 50.03 | 54.28 | 7 | 0
2040 | MISO_W_2_SPP_N | MISO_W | SPP_N | Internal | Summer | B10 | 1262 | 3200 | 0 | 47.73 | 52.5 | 7 | 0
2040 | MISO_W_2_SPP_N | MISO_W | SPP_N | Internal | Winter | B16 | 25 | 3200 | 0 | 85.36 | 80.37 | 7 | 0
2040 | MISO_W_2_SPP_N | MISO_W | SPP_N | Internal | Winter | B17 | 100 | 3200 | 0 | 69.57 | 64.59 | 7 | 0
2040 | MISO_W_2_SPP_N | MISO_W | SPP_N | Internal | Winter | B18 | 400 | 3200 | 0 | 62.58 | 60.59 | 7 | 0
2040 | MISO_W_2_SPP_N | MISO_W | SPP_N | Internal | Winter | B19 | 700 | 3200 | 0 | 60.11 | 58.4 | 7 | 0
2040 | MISO_W_2_SPP_N | MISO_W | SPP_N | Internal | Winter | B20 | 935 | 3200 | 0 | 52.02 | 51.51 | 7 | 0
2040 | MISO_WUMS_2_MISO_MI | MISO_WUMS | MISO_MI | Internal | Shoulder | B11 | 25 | 99 | 98.1 | 81.68 | 81.71 | 0.01 | 0.01
2040 | MISO_WUMS_2_MISO_MI | MISO_WUMS | MISO_MI | Internal | Shoulder | B12 | 200 | 99 | 98.96 | 66.26 | 66.31 | 0.01 | 0.04
2040 | MISO_WUMS_2_MISO_MI | MISO_WUMS | MISO_MI | Internal | Shoulder | B13 | 600 | 99 | 98.99 | 59.65 | 59.7 | 0.01 | 0.04
2040 | MISO_WUMS_2_MISO_MI | MISO_WUMS | MISO_MI | Internal | Shoulder | B14 | 900 | 99 | 99 | 56.38 | 58.15 | 0.01 | 1.75
2040 | MISO_WUMS_2_MISO_MI | MISO_WUMS | MISO_MI | Internal | Shoulder | B15 | 1203 | 99 | 99 | 51.69 | 53.58 | 0.01 | 1.88
2040 | MISO_WUMS_2_MISO_MI | MISO_WUMS | MISO_MI | Internal | Summer | B1 | 10 | 99 | 99 | 87.99 | 95.32 | 0.01 | 7.31
2040 | MISO_WUMS_2_MISO_MI | MISO_WUMS | MISO_MI | Internal | Summer | B2 | 25 | 99 | 99 | 87.99 | 94.64 | 0.01 | 6.63
2040 | MISO_WUMS_2_MISO_MI | MISO_WUMS | MISO_MI | Internal | Summer | B3 | 75 | 99 | 99 | 87.99 | 93.16 | 0.01 | 5.15
2040 | MISO_WUMS_2_MISO_MI | MISO_WUMS | MISO_MI | Internal | Summer | B4 | 100 | 99 | 99 | 87.99 | 91.98 | 0.01 | 3.98
2040 | MISO_WUMS_2_MISO_MI | MISO_WUMS | MISO_MI | Internal | Summer | B5 | 200 | 99 | 98.98 | 87.99 | 88.09 | 0.01 | 0.09
2040 | MISO_WUMS_2_MISO_MI | MISO_WUMS | MISO_MI | Internal | Summer | B6 | 300 | 99 | 91.79 | 69.85 | 69.86 | 0.01 | 0
2040 | MISO_WUMS_2_MISO_MI | MISO_WUMS | MISO_MI | Internal | Summer | B7 | 400 | 99 | 98.94 | 56.46 | 56.48 | 0.01 | 0.01
2040 | MISO_WUMS_2_MISO_MI | MISO_WUMS | MISO_MI | Internal | Summer | B8 | 500 | 99 | 99 | 52.88 | 53.66 | 0.01 | 0.77
2040 | MISO_WUMS_2_MISO_MI | MISO_WUMS | MISO_MI | Internal | Summer | B9 | 800 | 99 | 99 | 50.04 | 51.78 | 0.01 | 1.73
2040 | MISO_WUMS_2_MISO_MI | MISO_WUMS | MISO_MI | Internal | Summer | B10 | 1262 | 99 | 99 | 49.9 | 50.62 | 0.01 | 0.71
2040 | MISO_WUMS_2_MISO_MI | MISO_WUMS | MISO_MI | Internal | Winter | B16 | 25 | 99 | 98.23 | 85.37 | 85.4 | 0.01 | 0.01
2040 | MISO_WUMS_2_MISO_MI | MISO_WUMS | MISO_MI | Internal | Winter | B17 | 100 | 99 | 98.81 | 69.59 | 69.61 | 0.01 | 0.01
2040 | MISO_WUMS_2_MISO_MI | MISO_WUMS | MISO_MI | Internal | Winter | B18 | 400 | 99 | 98.94 | 62.59 | 62.61 | 0.01 | 0.01
2040 | MISO_WUMS_2_MISO_MI | MISO_WUMS | MISO_MI | Internal | Winter | B19 | 700 | 99 | 98.97 | 60.12 | 60.15 | 0.01 | 0.01
2040 | MISO_WUMS_2_MISO_MI | MISO_WUMS | MISO_MI | Internal | Winter | B20 | 935 | 99 | 98.98 | 55.03 | 55.06 | 0.01 | 0.02
2040 | MISO_WUMS_2_MISO_W | MISO_WUMS | MISO_W | Internal | Shoulder | B11 | 25 | 1137 | 239.58 | 81.68 | 81.7 | 0.01 | 0
2040 | MISO_WUMS_2_MISO_W | MISO_WUMS | MISO_W | Internal | Shoulder | B12 | 200 | 1137 | 433.34 | 66.26 | 66.27 | 0.01 | 0
2040 | MISO_WUMS_2_MISO_W | MISO_WUMS | MISO_W | Internal | Shoulder | B13 | 600 | 1137 | 566.06 | 59.65 | 59.66 | 0.01 | 0
2040 | MISO_WUMS_2_MISO_W | MISO_WUMS | MISO_W | Internal | Shoulder | B14 | 900 | 1137 | 1137 | 56.38 | 57.94 | 0.01 | 1.55
2040 | MISO_WUMS_2_MISO_W | MISO_WUMS | MISO_W | Internal | Shoulder | B15 | 1203 | 1137 | 0 | 51.69 | 51.64 | 0.01 | 0
2040 | MISO_WUMS_2_MISO_W | MISO_WUMS | MISO_W | Internal | Summer | B1 | 10 | 1137 | 1137 | 87.99 | 95.31 | 0.01 | 7.3
2040 | MISO_WUMS_2_MISO_W | MISO_WUMS | MISO_W | Internal | Summer | B2 | 25 | 1137 | 1137 | 87.99 | 94.63 | 0.01 | 6.62
2040 | MISO_WUMS_2_MISO_W | MISO_WUMS | MISO_W | Internal | Summer | B3 | 75 | 1137 | 1137 | 87.99 | 93.54 | 0.01 | 5.54
2040 | MISO_WUMS_2_MISO_W | MISO_WUMS | MISO_W | Internal | Summer | B4 | 100 | 1137 | 1137 | 87.99 | 92.02 | 0.01 | 4.01
2040 | MISO_WUMS_2_MISO_W | MISO_WUMS | MISO_W | Internal | Summer | B5 | 200 | 1137 | 1136.98 | 87.99 | 88.08 | 0.01 | 0.08
2040 | MISO_WUMS_2_MISO_W | MISO_WUMS | MISO_W | Internal | Summer | B6 | 300 | 1137 | 451.56 | 69.85 | 69.86 | 0.01 | 0
2040 | MISO_WUMS_2_MISO_W | MISO_WUMS | MISO_W | Internal | Summer | B7 | 400 | 1137 | 909.23 | 56.46 | 56.47 | 0.01 | 0
2040 | MISO_WUMS_2_MISO_W | MISO_WUMS | MISO_W | Internal | Summer | B8 | 500 | 1137 | 0.02 | 52.88 | 52.87 | 0.01 | 0
2040 | MISO_WUMS_2_MISO_W | MISO_WUMS | MISO_W | Internal | Summer | B9 | 800 | 1137 | 0.02 | 50.04 | 50.03 | 0.01 | 0
2040 | MISO_WUMS_2_MISO_W | MISO_WUMS | MISO_W | Internal | Summer | B10 | 1262 | 1137 | 0 | 49.9 | 47.73 | 0.01 | 0
2040 | MISO_WUMS_2_MISO_W | MISO_WUMS | MISO_W | Internal | Winter | B16 | 25 | 1137 | 0.44 | 85.37 | 85.36 | 0.01 | 0
2040 | MISO_WUMS_2_MISO_W | MISO_WUMS | MISO_W | Internal | Winter | B17 | 100 | 1137 | 0.12 | 69.59 | 69.57 | 0.01 | 0
2040 | MISO_WUMS_2_MISO_W | MISO_WUMS | MISO_W | Internal | Winter | B18 | 400 | 1137 | 0.03 | 62.59 | 62.58 | 0.01 | 0
2040 | MISO_WUMS_2_MISO_W | MISO_WUMS | MISO_W | Internal | Winter | B19 | 700 | 1137 | 0.02 | 60.12 | 60.11 | 0.01 | 0
2040 | MISO_WUMS_2_MISO_W | MISO_WUMS | MISO_W | Internal | Winter | B20 | 935 | 1137 | 0 | 55.03 | 52.02 | 0.01 | 0
2040 | MISO_WUMS_2_PJM_ROR | MISO_WUMS | PJM_ROR | Internal | Shoulder | B11 | 25 | 1600 | 0 | 81.68 | 79.7 | 2 | 0
2040 | MISO_WUMS_2_PJM_ROR | MISO_WUMS | PJM_ROR | Internal | Shoulder | B12 | 200 | 1600 | 0 | 66.26 | 64.74 | 2 | 0
2040 | MISO_WUMS_2_PJM_ROR | MISO_WUMS | PJM_ROR | Internal | Shoulder | B13 | 600 | 1600 | 0 | 59.65 | 57.7 | 2 | 0
2040 | MISO_WUMS_2_PJM_ROR | MISO_WUMS | PJM_ROR | Internal | Shoulder | B14 | 900 | 1600 | 0 | 56.38 | 56.26 | 2 | 0
2040 | MISO_WUMS_2_PJM_ROR | MISO_WUMS | PJM_ROR | Internal | Shoulder | B15 | 1203 | 1600 | 0 | 51.69 | 51.58 | 2 | 0
2040 | MISO_WUMS_2_PJM_ROR | MISO_WUMS | PJM_ROR | Internal | Summer | B1 | 10 | 1600 | 1599.94 | 87.99 | 90.44 | 2 | 0.45
2040 | MISO_WUMS_2_PJM_ROR | MISO_WUMS | PJM_ROR | Internal | Summer | B2 | 25 | 1600 | 1599.97 | 87.99 | 90.44 | 2 | 0.45
2040 | MISO_WUMS_2_PJM_ROR | MISO_WUMS | PJM_ROR | Internal | Summer | B3 | 75 | 1600 | 1599.99 | 87.99 | 90.44 | 2 | 0.45
2040 | MISO_WUMS_2_PJM_ROR | MISO_WUMS | PJM_ROR | Internal | Summer | B4 | 100 | 1600 | 0 | 87.99 | 89.43 | 2 | 0
2040 | MISO_WUMS_2_PJM_ROR | MISO_WUMS | PJM_ROR | Internal | Summer | B5 | 200 | 1600 | 0 | 87.99 | 85.99 | 2 | 0
2040 | MISO_WUMS_2_PJM_ROR | MISO_WUMS | PJM_ROR | Internal | Summer | B6 | 300 | 1600 | 0 | 69.85 | 67.86 | 2 | 0
2040 | MISO_WUMS_2_PJM_ROR | MISO_WUMS | PJM_ROR | Internal | Summer | B7 | 400 | 1600 | 0 | 56.46 | 54.47 | 2 | 0
2040 | MISO_WUMS_2_PJM_ROR | MISO_WUMS | PJM_ROR | Internal | Summer | B8 | 500 | 1600 | 0 | 52.88 | 50.88 | 2 | 0
2040 | MISO_WUMS_2_PJM_ROR | MISO_WUMS | PJM_ROR | Internal | Summer | B9 | 800 | 1600 | 0 | 50.04 | 49.78 | 2 | 0
2040 | MISO_WUMS_2_PJM_ROR | MISO_WUMS | PJM_ROR | Internal | Summer | B10 | 1262 | 1600 | 0 | 49.9 | 49.34 | 2 | 0
2040 | MISO_WUMS_2_PJM_ROR | MISO_WUMS | PJM_ROR | Internal | Winter | B16 | 25 | 1600 | 0 | 85.37 | 84.57 | 2 | 0
2040 | MISO_WUMS_2_PJM_ROR | MISO_WUMS | PJM_ROR | Internal | Winter | B17 | 100 | 1600 | 0.24 | 69.59 | 71.57 | 2 | 0
2040 | MISO_WUMS_2_PJM_ROR | MISO_WUMS | PJM_ROR | Internal | Winter | B18 | 400 | 1600 | 0 | 62.59 | 63.53 | 2 | 0
2040 | MISO_WUMS_2_PJM_ROR | MISO_WUMS | PJM_ROR | Internal | Winter | B19 | 700 | 1600 | 0 | 60.12 | 59.47 | 2 | 0
2040 | MISO_WUMS_2_PJM_ROR | MISO_WUMS | PJM_ROR | Internal | Winter | B20 | 935 | 1600 | 0 | 55.03 | 55.54 | 2 | 0
2040 | NE_2_MAPP_US | NE | MAPP_US | Internal | Shoulder | B11 | 25 | 1600 | 0 | 81.7 | 74.7 | 5 | 0
2040 | NE_2_MAPP_US | NE | MAPP_US | Internal | Shoulder | B12 | 200 | 1600 | 0 | 61.27 | 59.27 | 5 | 0
2040 | NE_2_MAPP_US | NE | MAPP_US | Internal | Shoulder | B13 | 600 | 1600 | 0 | 59.25 | 52.66 | 5 | 0
2040 | NE_2_MAPP_US | NE | MAPP_US | Internal | Shoulder | B14 | 900 | 1600 | 0 | 55.24 | 50.94 | 5 | 0
2040 | NE_2_MAPP_US | NE | MAPP_US | Internal | Shoulder | B15 | 1203 | 1600 | 0 | 49.68 | 45.89 | 5 | 0
2040 | NE_2_MAPP_US | NE | MAPP_US | Internal | Summer | B1 | 10 | 1600 | 0 | 95.31 | 88.31 | 5 | 0
2040 | NE_2_MAPP_US | NE | MAPP_US | Internal | Summer | B2 | 25 | 1600 | 0 | 94.25 | 87.63 | 5 | 0
2040 | NE_2_MAPP_US | NE | MAPP_US | Internal | Summer | B3 | 75 | 1600 | 0 | 94.25 | 87.25 | 5 | 0
2040 | NE_2_MAPP_US | NE | MAPP_US | Internal | Summer | B4 | 100 | 1600 | 0 | 92.29 | 85.29 | 5 | 0
2040 | NE_2_MAPP_US | NE | MAPP_US | Internal | Summer | B5 | 200 | 1600 | 0 | 88.13 | 81.13 | 5 | 0
2040 | NE_2_MAPP_US | NE | MAPP_US | Internal | Summer | B6 | 300 | 1600 | 0 | 70.75 | 63.75 | 5 | 0
2040 | NE_2_MAPP_US | NE | MAPP_US | Internal | Summer | B7 | 400 | 1600 | 0 | 60.29 | 53.29 | 5 | 0
2040 | NE_2_MAPP_US | NE | MAPP_US | Internal | Summer | B8 | 500 | 1600 | 0 | 52.87 | 45.87 | 5 | 0
2040 | NE_2_MAPP_US | NE | MAPP_US | Internal | Summer | B9 | 800 | 1600 | 0 | 46.1 | 43.03 | 5 | 0
2040 | NE_2_MAPP_US | NE | MAPP_US | Internal | Summer | B10 | 1262 | 1600 | 0 | 42.73 | 40.73 | 5 | 0
2040 | NE_2_MAPP_US | NE | MAPP_US | Internal | Winter | B16 | 25 | 1600 | 0 | 80.36 | 78.36 | 5 | 0
2040 | NE_2_MAPP_US | NE | MAPP_US | Internal | Winter | B17 | 100 | 1600 | 0 | 64.57 | 62.57 | 5 | 0
2040 | NE_2_MAPP_US | NE | MAPP_US | Internal | Winter | B18 | 400 | 1600 | 0 | 60.58 | 55.58 | 5 | 0
2040 | NE_2_MAPP_US | NE | MAPP_US | Internal | Winter | B19 | 700 | 1600 | 0 | 58.39 | 55.58 | 5 | 0
2040 | NE_2_MAPP_US | NE | MAPP_US | Internal | Winter | B20 | 935 | 1600 | 0 | 47.02 | 46.42 | 5 | 0
2040 | NE_2_MISO_W | NE | MISO_W | Internal | Shoulder | B11 | 25 | 1600 | 0 | 81.7 | 81.7 | 5 | 0
2040 | NE_2_MISO_W | NE | MISO_W | Internal | Shoulder | B12 | 200 | 1600 | 20.02 | 61.27 | 66.27 | 5 | 0
2040 | NE_2_MISO_W | NE | MISO_W | Internal | Shoulder | B13 | 600 | 1600 | 0 | 59.25 | 59.66 | 5 | 0
2040 | NE_2_MISO_W | NE | MISO_W | Internal | Shoulder | B14 | 900 | 1600 | 0 | 55.24 | 57.94 | 5 | 0
2040 | NE_2_MISO_W | NE | MISO_W | Internal | Shoulder | B15 | 1203 | 1600 | 0 | 49.68 | 51.64 | 5 | 0
2040 | NE_2_MISO_W | NE | MISO_W | Internal | Summer | B1 | 10 | 1600 | 0 | 95.31 | 95.31 | 5 | 0
2040 | NE_2_MISO_W | NE | MISO_W | Internal | Summer | B2 | 25 | 1600 | 0 | 94.25 | 94.63 | 5 | 0
2040 | NE_2_MISO_W | NE | MISO_W | Internal | Summer | B3 | 75 | 1600 | 0 | 94.25 | 93.54 | 5 | 0
2040 | NE_2_MISO_W | NE | MISO_W | Internal | Summer | B4 | 100 | 1600 | 0 | 92.29 | 92.02 | 5 | 0
2040 | NE_2_MISO_W | NE | MISO_W | Internal | Summer | B5 | 200 | 1600 | 0 | 88.13 | 88.08 | 5 | 0
2040 | NE_2_MISO_W | NE | MISO_W | Internal | Summer | B6 | 300 | 1600 | 0 | 70.75 | 69.86 | 5 | 0
2040 | NE_2_MISO_W | NE | MISO_W | Internal | Summer | B7 | 400 | 1600 | 0 | 60.29 | 56.47 | 5 | 0
2040 | NE_2_MISO_W | NE | MISO_W | Internal | Summer | B8 | 500 | 1600 | 0 | 52.87 | 52.87 | 5 | 0
2040 | NE_2_MISO_W | NE | MISO_W | Internal | Summer | B9 | 800 | 1600 | 0 | 46.1 | 50.03 | 5 | 0
2040 | NE_2_MISO_W | NE | MISO_W | Internal | Summer | B10 | 1262 | 1600 | 736.62 | 42.73 | 47.73 | 5 | 0
2040 | NE_2_MISO_W | NE | MISO_W | Internal | Winter | B16 | 25 | 1600 | 20.84 | 80.36 | 85.36 | 5 | 0
2040 | NE_2_MISO_W | NE | MISO_W | Internal | Winter | B17 | 100 | 1600 | 5.4 | 64.57 | 69.57 | 5 | 0
2040 | NE_2_MISO_W | NE | MISO_W | Internal | Winter | B18 | 400 | 1600 | 0 | 60.58 | 62.58 | 5 | 0
2040 | NE_2_MISO_W | NE | MISO_W | Internal | Winter | B19 | 700 | 1600 | 0 | 58.39 | 60.11 | 5 | 0
2040 | NE_2_MISO_W | NE | MISO_W | Internal | Winter | B20 | 935 | 1600 | 368.01 | 47.02 | 52.02 | 5 | 0
2040 | NE_2_SPP_N | NE | SPP_N | Internal | Shoulder | B11 | 25 | 1800 | 1800 | 81.7 | 88.7 | 0.01 | 6.99
2040 | NE_2_SPP_N | NE | SPP_N | Internal | Shoulder | B12 | 200 | 1800 | 820.9 | 61.27 | 61.29 | 0.01 | 0
2040 | NE_2_SPP_N | NE | SPP_N | Internal | Shoulder | B13 | 600 | 1800 | 1010.08 | 59.25 | 59.26 | 0.01 | 0
2040 | NE_2_SPP_N | NE | SPP_N | Internal | Shoulder | B14 | 900 | 1800 | 1283.34 | 55.24 | 55.25 | 0.01 | 0
2040 | NE_2_SPP_N | NE | SPP_N | Internal | Shoulder | B15 | 1203 | 1800 | 1800 | 49.68 | 54.26 | 0.01 | 4.57
2040 | NE_2_SPP_N | NE | SPP_N | Internal | Summer | B1 | 10 | 1800 | 496.47 | 95.31 | 95.32 | 0.01 | 0
2040 | NE_2_SPP_N | NE | SPP_N | Internal | Summer | B2 | 25 | 1800 | 480.02 | 94.25 | 94.26 | 0.01 | 0
2040 | NE_2_SPP_N | NE | SPP_N | Internal | Summer | B3 | 75 | 1800 | 894.19 | 94.25 | 94.26 | 0.01 | 0
2040 | NE_2_SPP_N | NE | SPP_N | Internal | Summer | B4 | 100 | 1800 | 1800 | 92.29 | 94.26 | 0.01 | 1.96
2040 | NE_2_SPP_N | NE | SPP_N | Internal | Summer | B5 | 200 | 1800 | 1800 | 88.13 | 92.96 | 0.01 | 4.82
2040 | NE_2_SPP_N | NE | SPP_N | Internal | Summer | B6 | 300 | 1800 | 1800 | 70.75 | 76.86 | 0.01 | 6.11
2040 | NE_2_SPP_N | NE | SPP_N | Internal | Summer | B7 | 400 | 1800 | 1573.11 | 60.29 | 60.3 | 0.01 | 0
2040 | NE_2_SPP_N | NE | SPP_N | Internal | Summer | B8 | 500 | 1800 | 1800 | 52.87 | 57.42 | 0.01 | 4.54
2040 | NE_2_SPP_N | NE | SPP_N | Internal | Summer | B9 | 800 | 1800 | 1800 | 46.1 | 54.28 | 0.01 | 8.17
2040 | NE_2_SPP_N | NE | SPP_N | Internal | Summer | B10 | 1262 | 1800 | 1800 | 42.73 | 52.5 | 0.01 | 9.76
2040 | NE_2_SPP_N | NE | SPP_N | Internal | Winter | B16 | 25 | 1800 | 1679.53 | 80.36 | 80.37 | 0.01 | 0
2040 | NE_2_SPP_N | NE | SPP_N | Internal | Winter | B17 | 100 | 1800 | 1142.2 | 64.57 | 64.59 | 0.01 | 0
2040 | NE_2_SPP_N | NE | SPP_N | Internal | Winter | B18 | 400 | 1800 | 1568.04 | 60.58 | 60.59 | 0.01 | 0
2040 | NE_2_SPP_N | NE | SPP_N | Internal | Winter | B19 | 700 | 1800 | 1623.02 | 58.39 | 58.4 | 0.01 | 0
2040 | NE_2_SPP_N | NE | SPP_N | Internal | Winter | B20 | 935 | 1800 | 1800 | 47.02 | 51.51 | 0.01 | 4.48
2040 | NEISO_2_NYISO_A-F | NEISO | NYISO_A-F | Internal | Shoulder | B11 | 25 | 600 | 600 | 48.97 | 58.5 | 3 | 6.53
2040 | NEISO_2_NYISO_A-F | NEISO | NYISO_A-F | Internal | Shoulder | B12 | 200 | 600 | 600 | 48.97 | 57.79 | 3 | 5.82
2040 | NEISO_2_NYISO_A-F | NEISO | NYISO_A-F | Internal | Shoulder | B13 | 600 | 600 | 600 | 48.97 | 52.65 | 3 | 0.68
2040 | NEISO_2_NYISO_A-F | NEISO | NYISO_A-F | Internal | Shoulder | B14 | 900 | 600 | 600 | 48.97 | 52.65 | 3 | 0.68
2040 | NEISO_2_NYISO_A-F | NEISO | NYISO_A-F | Internal | Shoulder | B15 | 1203 | 600 | 600 | 48.97 | 52.07 | 3 | 0.1
2040 | NEISO_2_NYISO_A-F | NEISO | NYISO_A-F | Internal | Summer | B1 | 10 | 600 | 428.87 | 78.32 | 81.32 | 3 | 0
2040 | NEISO_2_NYISO_A-F | NEISO | NYISO_A-F | Internal | Summer | B2 | 25 | 600 | 172.92 | 74.2 | 77.2 | 3 | 0
2040 | NEISO_2_NYISO_A-F | NEISO | NYISO_A-F | Internal | Summer | B3 | 75 | 600 | 71.34 | 70.4 | 73.4 | 3 | 0
2040 | NEISO_2_NYISO_A-F | NEISO | NYISO_A-F | Internal | Summer | B4 | 100 | 600 | 600 | 62.63 | 69.79 | 3 | 4.16
2040 | NEISO_2_NYISO_A-F | NEISO | NYISO_A-F | Internal | Summer | B5 | 200 | 600 | 600 | 62.63 | 67.03 | 3 | 1.4
2040 | NEISO_2_NYISO_A-F | NEISO | NYISO_A-F | Internal | Summer | B6 | 300 | 600 | 600 | 49.7 | 59.85 | 3 | 7.15
2040 | NEISO_2_NYISO_A-F | NEISO | NYISO_A-F | Internal | Summer | B7 | 400 | 600 | 600 | 45.19 | 51.36 | 3 | 3.17
2040 | NEISO_2_NYISO_A-F | NEISO | NYISO_A-F | Internal | Summer | B8 | 500 | 600 | 600 | 45.19 | 51.36 | 3 | 3.17
2040 | NEISO_2_NYISO_A-F | NEISO | NYISO_A-F | Internal | Summer | B9 | 800 | 600 | 600 | 45.19 | 51.36 | 3 | 3.17
2040 | NEISO_2_NYISO_A-F | NEISO | NYISO_A-F | Internal | Summer | B10 | 1262 | 600 | 600 | 45.19 | 51.36 | 3 | 3.17
2040 | NEISO_2_NYISO_A-F | NEISO | NYISO_A-F | Internal | Winter | B16 | 25 | 600 | 600 | 60.59 | 76.56 | 3 | 12.98
2040 | NEISO_2_NYISO_A-F | NEISO | NYISO_A-F | Internal | Winter | B17 | 100 | 600 | 68.45 | 60.59 | 63.59 | 3 | 0
2040 | NEISO_2_NYISO_A-F | NEISO | NYISO_A-F | Internal | Winter | B18 | 400 | 600 | 0 | 60.59 | 60.85 | 3 | 0
2040 | NEISO_2_NYISO_A-F | NEISO | NYISO_A-F | Internal | Winter | B19 | 700 | 600 | 0 | 60.59 | 60.85 | 3 | 0
2040 | NEISO_2_NYISO_A-F | NEISO | NYISO_A-F | Internal | Winter | B20 | 935 | 600 | 0 | 60.59 | 60.85 | 3 | 0
2040 | NEISO_2_NYISO_G-I | NEISO | NYISO_G-I | Internal | Shoulder | B11 | 25 | 600 | 600 | 48.97 | 58.51 | 3 | 6.54
2040 | NEISO_2_NYISO_G-I | NEISO | NYISO_G-I | Internal | Shoulder | B12 | 200 | 600 | 600 | 48.97 | 57.81 | 3 | 5.84
2040 | NEISO_2_NYISO_G-I | NEISO | NYISO_G-I | Internal | Shoulder | B13 | 600 | 600 | 600 | 48.97 | 52.66 | 3 | 0.7
2040 | NEISO_2_NYISO_G-I | NEISO | NYISO_G-I | Internal | Shoulder | B14 | 900 | 600 | 600 | 48.97 | 52.66 | 3 | 0.7
2040 | NEISO_2_NYISO_G-I | NEISO | NYISO_G-I | Internal | Shoulder | B15 | 1203 | 600 | 600 | 48.97 | 52.05 | 3 | 0.08
2040 | NEISO_2_NYISO_G-I | NEISO | NYISO_G-I | Internal | Summer | B1 | 10 | 600 | 598.06 | 78.32 | 81.33 | 3 | 0.01
2040 | NEISO_2_NYISO_G-I | NEISO | NYISO_G-I | Internal | Summer | B2 | 25 | 600 | 598.96 | 74.2 | 77.21 | 3 | 0.01
2040 | NEISO_2_NYISO_G-I | NEISO | NYISO_G-I | Internal | Summer | B3 | 75 | 600 | 414.31 | 70.4 | 73.4 | 3 | 0
2040 | NEISO_2_NYISO_G-I | NEISO | NYISO_G-I | Internal | Summer | B4 | 100 | 600 | 600 | 62.63 | 69.78 | 3 | 4.15
2040 | NEISO_2_NYISO_G-I | NEISO | NYISO_G-I | Internal | Summer | B5 | 200 | 600 | 600 | 62.63 | 67.05 | 3 | 1.41
2040 | NEISO_2_NYISO_G-I | NEISO | NYISO_G-I | Internal | Summer | B6 | 300 | 600 | 600 | 49.7 | 59.86 | 3 | 7.17
2040 | NEISO_2_NYISO_G-I | NEISO | NYISO_G-I | Internal | Summer | B7 | 400 | 600 | 600 | 45.19 | 51.37 | 3 | 3.18
2040 | NEISO_2_NYISO_G-I | NEISO | NYISO_G-I | Internal | Summer | B8 | 500 | 600 | 600 | 45.19 | 51.37 | 3 | 3.18
2040 | NEISO_2_NYISO_G-I | NEISO | NYISO_G-I | Internal | Summer | B9 | 800 | 600 | 600 | 45.19 | 51.37 | 3 | 3.18
2040 | NEISO_2_NYISO_G-I | NEISO | NYISO_G-I | Internal | Summer | B10 | 1262 | 600 | 600 | 45.19 | 48.83 | 3 | 0.64
2040 | NEISO_2_NYISO_G-I | NEISO | NYISO_G-I | Internal | Winter | B16 | 25 | 600 | 600 | 60.59 | 76.57 | 3 | 12.99
2040 | NEISO_2_NYISO_G-I | NEISO | NYISO_G-I | Internal | Winter | B17 | 100 | 600 | 599.74 | 60.59 | 63.6 | 3 | 0.01
2040 | NEISO_2_NYISO_G-I | NEISO | NYISO_G-I | Internal | Winter | B18 | 400 | 600 | 0 | 60.59 | 60.87 | 3 | 0
2040 | NEISO_2_NYISO_G-I | NEISO | NYISO_G-I | Internal | Winter | B19 | 700 | 600 | 0 | 60.59 | 60.87 | 3 | 0
2040 | NEISO_2_NYISO_G-I | NEISO | NYISO_G-I | Internal | Winter | B20 | 935 | 600 | 0 | 60.59 | 60.87 | 3 | 0
2040 | NEISO_2_NYISO_J-K | NEISO | NYISO_J-K | Internal | Shoulder | B11 | 25 | 430 | 430 | 48.97 | 70.74 | 3 | 18.77
2040 | NEISO_2_NYISO_J-K | NEISO | NYISO_J-K | Internal | Shoulder | B12 | 200 | 430 | 430 | 48.97 | 70.74 | 3 | 18.77
2040 | NEISO_2_NYISO_J-K | NEISO | NYISO_J-K | Internal | Shoulder | B13 | 600 | 430 | 430 | 48.97 | 70.74 | 3 | 18.77
2040 | NEISO_2_NYISO_J-K | NEISO | NYISO_J-K | Internal | Shoulder | B14 | 900 | 430 | 430 | 48.97 | 53.02 | 3 | 1.05
2040 | NEISO_2_NYISO_J-K | NEISO | NYISO_J-K | Internal | Shoulder | B15 | 1203 | 430 | 430 | 48.97 | 52.07 | 3 | 0.1
2040 | NEISO_2_NYISO_J-K | NEISO | NYISO_J-K | Internal | Summer | B1 | 10 | 430 | 428.98 | 78.32 | 81.34 | 3 | 0.02
2040 | NEISO_2_NYISO_J-K | NEISO | NYISO_J-K | Internal | Summer | B2 | 25 | 430 | 429.52 | 74.2 | 77.22 | 3 | 0.02
2040 | NEISO_2_NYISO_J-K | NEISO | NYISO_J-K | Internal | Summer | B3 | 75 | 430 | 429.7 | 70.4 | 73.41 | 3 | 0.01
2040 | NEISO_2_NYISO_J-K | NEISO | NYISO_J-K | Internal | Summer | B4 | 100 | 430 | 430 | 62.63 | 69.79 | 3 | 4.16
2040 | NEISO_2_NYISO_J-K | NEISO | NYISO_J-K | Internal | Summer | B5 | 200 | 430 | 430 | 62.63 | 67.06 | 3 | 1.43
2040 | NEISO_2_NYISO_J-K | NEISO | NYISO_J-K | Internal | Summer | B6 | 300 | 430 | 430 | 49.7 | 65.1 | 3 | 12.4
2040 | NEISO_2_NYISO_J-K | NEISO | NYISO_J-K | Internal | Summer | B7 | 400 | 430 | 430 | 45.19 | 65.1 | 3 | 16.9
2040 | NEISO_2_NYISO_J-K | NEISO | NYISO_J-K | Internal | Summer | B8 | 500 | 430 | 430 | 45.19 | 65.1 | 3 | 16.9
2040 | NEISO_2_NYISO_J-K | NEISO | NYISO_J-K | Internal | Summer | B9 | 800 | 430 | 430 | 45.19 | 54 | 3 | 5.81
2040 | NEISO_2_NYISO_J-K | NEISO | NYISO_J-K | Internal | Summer | B10 | 1262 | 430 | 430 | 45.19 | 48.84 | 3 | 0.65
2040 | NEISO_2_NYISO_J-K | NEISO | NYISO_J-K | Internal | Winter | B16 | 25 | 430 | 430 | 60.59 | 90.38 | 3 | 26.79
2040 | NEISO_2_NYISO_J-K | NEISO | NYISO_J-K | Internal | Winter | B17 | 100 | 430 | 430 | 60.59 | 90.38 | 3 | 26.79
2040 | NEISO_2_NYISO_J-K | NEISO | NYISO_J-K | Internal | Winter | B18 | 400 | 430 | 430 | 60.59 | 89.91 | 3 | 26.33
2040 | NEISO_2_NYISO_J-K | NEISO | NYISO_J-K | Internal | Winter | B19 | 700 | 430 | 430 | 60.59 | 67.57 | 3 | 3.98
2040 | NEISO_2_NYISO_J-K | NEISO | NYISO_J-K | Internal | Winter | B20 | 935 | 430 | 0 | 60.59 | 63.48 | 3 | 0
2040 | NonRTO_Midwest_2_MISO_IN | NonRTO_Midwest | MISO_IN | Internal | Shoulder | B11 | 25 | 4450 | 0 | 89.7 | 81.7 | 8 | 0
2040 | NonRTO_Midwest_2_MISO_IN | NonRTO_Midwest | MISO_IN | Internal | Shoulder | B12 | 200 | 4450 | 0 | 74.3 | 66.3 | 8 | 0
2040 | NonRTO_Midwest_2_MISO_IN | NonRTO_Midwest | MISO_IN | Internal | Shoulder | B13 | 600 | 4450 | 0 | 64.04 | 59.69 | 8 | 0
2040 | NonRTO_Midwest_2_MISO_IN | NonRTO_Midwest | MISO_IN | Internal | Shoulder | B14 | 900 | 4450 | 0 | 55.58 | 57.97 | 8 | 0
2040 | NonRTO_Midwest_2_MISO_IN | NonRTO_Midwest | MISO_IN | Internal | Shoulder | B15 | 1203 | 4450 | 0 | 48.53 | 51.64 | 8 | 0
2040 | NonRTO_Midwest_2_MISO_IN | NonRTO_Midwest | MISO_IN | Internal | Summer | B1 | 10 | 4450 | 0 | 97.9 | 95.31 | 8 | 0
2040 | NonRTO_Midwest_2_MISO_IN | NonRTO_Midwest | MISO_IN | Internal | Summer | B2 | 25 | 4450 | 0 | 97.9 | 94.63 | 8 | 0
2040 | NonRTO_Midwest_2_MISO_IN | NonRTO_Midwest | MISO_IN | Internal | Summer | B3 | 75 | 4450 | 0 | 97.9 | 93.14 | 8 | 0
2040 | NonRTO_Midwest_2_MISO_IN | NonRTO_Midwest | MISO_IN | Internal | Summer | B4 | 100 | 4450 | 0 | 97.9 | 91.99 | 8 | 0
2040 | NonRTO_Midwest_2_MISO_IN | NonRTO_Midwest | MISO_IN | Internal | Summer | B5 | 200 | 4450 | 0 | 96.08 | 88.08 | 8 | 0
2040 | NonRTO_Midwest_2_MISO_IN | NonRTO_Midwest | MISO_IN | Internal | Summer | B6 | 300 | 4450 | 0 | 77.85 | 69.85 | 8 | 0
2040 | NonRTO_Midwest_2_MISO_IN | NonRTO_Midwest | MISO_IN | Internal | Summer | B7 | 400 | 4450 | 0 | 56.88 | 56.47 | 8 | 0
2040 | NonRTO_Midwest_2_MISO_IN | NonRTO_Midwest | MISO_IN | Internal | Summer | B8 | 500 | 4450 | 0 | 53.96 | 52.87 | 8 | 0
2040 | NonRTO_Midwest_2_MISO_IN | NonRTO_Midwest | MISO_IN | Internal | Summer | B9 | 800 | 4450 | 0 | 48.3 | 50.03 | 8 | 0
2040 | NonRTO_Midwest_2_MISO_IN | NonRTO_Midwest | MISO_IN | Internal | Summer | B10 | 1262 | 4450 | 0 | 42.86 | 50.03 | 8 | 0
2040 | NonRTO_Midwest_2_MISO_IN | NonRTO_Midwest | MISO_IN | Internal | Winter | B16 | 25 | 4450 | 0 | 93.38 | 85.38 | 8 | 0
2040 | NonRTO_Midwest_2_MISO_IN | NonRTO_Midwest | MISO_IN | Internal | Winter | B17 | 100 | 4450 | 0 | 77.6 | 69.6 | 8 | 0
2040 | NonRTO_Midwest_2_MISO_IN | NonRTO_Midwest | MISO_IN | Internal | Winter | B18 | 400 | 4450 | 0 | 59.41 | 62.6 | 8 | 0
2040 | NonRTO_Midwest_2_MISO_IN | NonRTO_Midwest | MISO_IN | Internal | Winter | B19 | 700 | 4450 | 0 | 59.41 | 60.14 | 8 | 0
2040 | NonRTO_Midwest_2_MISO_IN | NonRTO_Midwest | MISO_IN | Internal | Winter | B20 | 935 | 4450 | 0 | 50.74 | 55.05 | 8 | 0
2040 | NonRTO_Midwest_2_TVA_Transmission | NonRTO_Midwest | TVA_Transmission | Internal | Shoulder | B11 | 25 | 2400 | 0 | 89.7 | 83.24 | 8 | 0
2040 | NonRTO_Midwest_2_TVA_Transmission | NonRTO_Midwest | TVA_Transmission | Internal | Shoulder | B12 | 200 | 2400 | 0 | 74.3 | 67.08 | 8 | 0
2040 | NonRTO_Midwest_2_TVA_Transmission | NonRTO_Midwest | TVA_Transmission | Internal | Shoulder | B13 | 600 | 2400 | 0 | 64.04 | 62 | 8 | 0
2040 | NonRTO_Midwest_2_TVA_Transmission | NonRTO_Midwest | TVA_Transmission | Internal | Shoulder | B14 | 900 | 2400 | 0 | 55.58 | 61.38 | 8 | 0
2040 | NonRTO_Midwest_2_TVA_Transmission | NonRTO_Midwest | TVA_Transmission | Internal | Shoulder | B15 | 1203 | 2400 | 280.72 | 48.53 | 56.53 | 8 | 0
2040 | NonRTO_Midwest_2_TVA_Transmission | NonRTO_Midwest | TVA_Transmission | Internal | Summer | B1 | 10 | 2400 | 0 | 97.9 | 96.44 | 8 | 0
2040 | NonRTO_Midwest_2_TVA_Transmission | NonRTO_Midwest | TVA_Transmission | Internal | Summer | B2 | 25 | 2400 | 0 | 97.9 | 96.44 | 8 | 0
2040 | NonRTO_Midwest_2_TVA_Transmission | NonRTO_Midwest | TVA_Transmission | Internal | Summer | B3 | 75 | 2400 | 0 | 97.9 | 95.68 | 8 | 0
2040 | NonRTO_Midwest_2_TVA_Transmission | NonRTO_Midwest | TVA_Transmission | Internal | Summer | B4 | 100 | 2400 | 0 | 97.9 | 95.43 | 8 | 0
2040 | NonRTO_Midwest_2_TVA_Transmission | NonRTO_Midwest | TVA_Transmission | Internal | Summer | B5 | 200 | 2400 | 0 | 96.08 | 91.99 | 8 | 0
2040 | NonRTO_Midwest_2_TVA_Transmission | NonRTO_Midwest | TVA_Transmission | Internal | Summer | B6 | 300 | 2400 | 0 | 77.85 | 71.75 | 8 | 0
2040 | NonRTO_Midwest_2_TVA_Transmission | NonRTO_Midwest | TVA_Transmission | Internal | Summer | B7 | 400 | 2400 | 0 | 56.88 | 59.87 | 8 | 0
2040 | NonRTO_Midwest_2_TVA_Transmission | NonRTO_Midwest | TVA_Transmission | Internal | Summer | B8 | 500 | 2400 | 0 | 53.96 | 56.88 | 8 | 0
2040 | NonRTO_Midwest_2_TVA_Transmission | NonRTO_Midwest | TVA_Transmission | Internal | Summer | B9 | 800 | 2400 | 0 | 48.3 | 54.9 | 8 | 0
2040 | NonRTO_Midwest_2_TVA_Transmission | NonRTO_Midwest | TVA_Transmission | Internal | Summer | B10 | 1262 | 2400 | 775.26 | 42.86 | 50.86 | 8 | 0
2040 | NonRTO_Midwest_2_TVA_Transmission | NonRTO_Midwest | TVA_Transmission | Internal | Winter | B16 | 25 | 2400 | 0 | 93.38 | 85.37 | 8 | 0
2040 | NonRTO_Midwest_2_TVA_Transmission | NonRTO_Midwest | TVA_Transmission | Internal | Winter | B17 | 100 | 2400 | 0 | 77.6 | 71.33 | 8 | 0
2040 | NonRTO_Midwest_2_TVA_Transmission | NonRTO_Midwest | TVA_Transmission | Internal | Winter | B18 | 400 | 2400 | 0 | 59.41 | 63.41 | 8 | 0
2040 | NonRTO_Midwest_2_TVA_Transmission | NonRTO_Midwest | TVA_Transmission | Internal | Winter | B19 | 700 | 2400 | 0 | 59.41 | 62.13 | 8 | 0
2040 | NonRTO_Midwest_2_TVA_Transmission | NonRTO_Midwest | TVA_Transmission | Internal | Winter | B20 | 935 | 2400 | 1037.68 | 50.74 | 58.74 | 8 | 0
2040 | NYISO_A-F_2_IESO | NYISO_A-F | IESO | Internal | Shoulder | B11 | 25 | 1600 | 0 | 58.5 | 51.5 | 7 | 0
2040 | NYISO_A-F_2_IESO | NYISO_A-F | IESO | Internal | Shoulder | B12 | 200 | 1600 | 0 | 57.79 | 51.5 | 7 | 0
2040 | NYISO_A-F_2_IESO | NYISO_A-F | IESO | Internal | Shoulder | B13 | 600 | 1600 | 0 | 52.65 | 51.15 | 7 | 0
2040 | NYISO_A-F_2_IESO | NYISO_A-F | IESO | Internal | Shoulder | B14 | 900 | 1600 | 0 | 52.65 | 51.15 | 7 | 0
2040 | NYISO_A-F_2_IESO | NYISO_A-F | IESO | Internal | Shoulder | B15 | 1203 | 1600 | 0 | 52.07 | 51.15 | 7 | 0
2040 | NYISO_A-F_2_IESO | NYISO_A-F | IESO | Internal | Summer | B1 | 10 | 1600 | 467.34 | 81.32 | 88.32 | 7 | 0
2040 | NYISO_A-F_2_IESO | NYISO_A-F | IESO | Internal | Summer | B2 | 25 | 1600 | 611.37 | 77.2 | 84.2 | 7 | 0
2040 | NYISO_A-F_2_IESO | NYISO_A-F | IESO | Internal | Summer | B3 | 75 | 1600 | 1600 | 73.4 | 82.56 | 7 | 2.16
2040 | NYISO_A-F_2_IESO | NYISO_A-F | IESO | Internal | Summer | B4 | 100 | 1600 | 806.93 | 69.79 | 76.79 | 7 | 0
2040 | NYISO_A-F_2_IESO | NYISO_A-F | IESO | Internal | Summer | B5 | 200 | 1600 | 0 | 67.03 | 67.13 | 7 | 0
2040 | NYISO_A-F_2_IESO | NYISO_A-F | IESO | Internal | Summer | B6 | 300 | 1600 | 0 | 59.85 | 52.85 | 7 | 0
2040 | NYISO_A-F_2_IESO | NYISO_A-F | IESO | Internal | Summer | B7 | 400 | 1600 | 0 | 51.36 | 49.48 | 7 | 0
2040 | NYISO_A-F_2_IESO | NYISO_A-F | IESO | Internal | Summer | B8 | 500 | 1600 | 0 | 51.36 | 46.66 | 7 | 0
2040 | NYISO_A-F_2_IESO | NYISO_A-F | IESO | Internal | Summer | B9 | 800 | 1600 | 0 | 51.36 | 46.66 | 7 | 0
2040 | NYISO_A-F_2_IESO | NYISO_A-F | IESO | Internal | Summer | B10 | 1262 | 1600 | 0 | 51.36 | 46.66 | 7 | 0
2040 | NYISO_A-F_2_IESO | NYISO_A-F | IESO | Internal | Winter | B16 | 25 | 1600 | 0 | 76.56 | 69.56 | 7 | 0
2040 | NYISO_A-F_2_IESO | NYISO_A-F | IESO | Internal | Winter | B17 | 100 | 1600 | 0 | 63.59 | 56.59 | 7 | 0
2040 | NYISO_A-F_2_IESO | NYISO_A-F | IESO | Internal | Winter | B18 | 400 | 1600 | 0 | 60.85 | 53.85 | 7 | 0
2040 | NYISO_A-F_2_IESO | NYISO_A-F | IESO | Internal | Winter | B19 | 700 | 1600 | 0 | 60.85 | 53.85 | 7 | 0
2040 | NYISO_A-F_2_IESO | NYISO_A-F | IESO | Internal | Winter | B20 | 935 | 1600 | 0 | 60.85 | 53.85 | 7 | 0
2040 | NYISO_A-F_2_NEISO | NYISO_A-F | NEISO | Internal | Shoulder | B11 | 25 | 600 | 0 | 58.5 | 48.97 | 3 | 0
2040 | NYISO_A-F_2_NEISO | NYISO_A-F | NEISO | Internal | Shoulder | B12 | 200 | 600 | 0 | 57.79 | 48.97 | 3 | 0
2040 | NYISO_A-F_2_NEISO | NYISO_A-F | NEISO | Internal | Shoulder | B13 | 600 | 600 | 0 | 52.65 | 48.97 | 3 | 0
2040 | NYISO_A-F_2_NEISO | NYISO_A-F | NEISO | Internal | Shoulder | B14 | 900 | 600 | 0 | 52.65 | 48.97 | 3 | 0
2040 | NYISO_A-F_2_NEISO | NYISO_A-F | NEISO | Internal | Shoulder | B15 | 1203 | 600 | 0 | 52.07 | 48.97 | 3 | 0
2040 | NYISO_A-F_2_NEISO | NYISO_A-F | NEISO | Internal | Summer | B1 | 10 | 600 | 0 | 81.32 | 78.32 | 3 | 0
2040 | NYISO_A-F_2_NEISO | NYISO_A-F | NEISO | Internal | Summer | B2 | 25 | 600 | 0 | 77.2 | 74.2 | 3 | 0
2040 | NYISO_A-F_2_NEISO | NYISO_A-F | NEISO | Internal | Summer | B3 | 75 | 600 | 0 | 73.4 | 70.4 | 3 | 0
2040 | NYISO_A-F_2_NEISO | NYISO_A-F | NEISO | Internal | Summer | B4 | 100 | 600 | 0 | 69.79 | 62.63 | 3 | 0
2040 | NYISO_A-F_2_NEISO | NYISO_A-F | NEISO | Internal | Summer | B5 | 200 | 600 | 0 | 67.03 | 62.63 | 3 | 0
2040 | NYISO_A-F_2_NEISO | NYISO_A-F | NEISO | Internal | Summer | B6 | 300 | 600 | 0 | 59.85 | 49.7 | 3 | 0
2040 | NYISO_A-F_2_NEISO | NYISO_A-F | NEISO | Internal | Summer | B7 | 400 | 600 | 0 | 51.36 | 45.19 | 3 | 0
2040 | NYISO_A-F_2_NEISO | NYISO_A-F | NEISO | Internal | Summer | B8 | 500 | 600 | 0 | 51.36 | 45.19 | 3 | 0
2040 | NYISO_A-F_2_NEISO | NYISO_A-F | NEISO | Internal | Summer | B9 | 800 | 600 | 0 | 51.36 | 45.19 | 3 | 0
2040 | NYISO_A-F_2_NEISO | NYISO_A-F | NEISO | Internal | Summer | B10 | 1262 | 600 | 0 | 51.36 | 45.19 | 3 | 0
2040 | NYISO_A-F_2_NEISO | NYISO_A-F | NEISO | Internal | Winter | B16 | 25 | 600 | 0 | 76.56 | 60.59 | 3 | 0
2040 | NYISO_A-F_2_NEISO | NYISO_A-F | NEISO | Internal | Winter | B17 | 100 | 600 | 0 | 63.59 | 60.59 | 3 | 0
2040 | NYISO_A-F_2_NEISO | NYISO_A-F | NEISO | Internal | Winter | B18 | 400 | 600 | 0 | 60.85 | 60.59 | 3 | 0
2040 | NYISO_A-F_2_NEISO | NYISO_A-F | NEISO | Internal | Winter | B19 | 700 | 600 | 0 | 60.85 | 60.59 | 3 | 0
2040 | NYISO_A-F_2_NEISO | NYISO_A-F | NEISO | Internal | Winter | B20 | 935 | 600 | 0 | 60.85 | 60.59 | 3 | 0
2040 | NYISO_A-F_2_NYISO_G-I | NYISO_A-F | NYISO_G-I | Internal | Shoulder | B11 | 25 | 4250 | 1751.14 | 58.5 | 58.51 | 0.01 | 0
2040 | NYISO_A-F_2_NYISO_G-I | NYISO_A-F | NYISO_G-I | Internal | Shoulder | B12 | 200 | 4250 | 900.32 | 57.79 | 57.81 | 0.01 | 0
2040 | NYISO_A-F_2_NYISO_G-I | NYISO_A-F | NYISO_G-I | Internal | Shoulder | B13 | 600 | 4250 | 757.53 | 52.65 | 52.66 | 0.01 | 0
2040 | NYISO_A-F_2_NYISO_G-I | NYISO_A-F | NYISO_G-I | Internal | Shoulder | B14 | 900 | 4250 | 557.03 | 52.65 | 52.66 | 0.01 | 0
2040 | NYISO_A-F_2_NYISO_G-I | NYISO_A-F | NYISO_G-I | Internal | Shoulder | B15 | 1203 | 4250 | 0.01 | 52.07 | 52.05 | 0.01 | 0
2040 | NYISO_A-F_2_NYISO_G-I | NYISO_A-F | NYISO_G-I | Internal | Summer | B1 | 10 | 4250 | 823.84 | 81.32 | 81.33 | 0.01 | 0
2040 | NYISO_A-F_2_NYISO_G-I | NYISO_A-F | NYISO_G-I | Internal | Summer | B2 | 25 | 4250 | 21.56 | 77.2 | 77.21 | 0.01 | 0
2040 | NYISO_A-F_2_NYISO_G-I | NYISO_A-F | NYISO_G-I | Internal | Summer | B3 | 75 | 4250 | 0.34 | 73.4 | 73.4 | 0.01 | 0
2040 | NYISO_A-F_2_NYISO_G-I | NYISO_A-F | NYISO_G-I | Internal | Summer | B4 | 100 | 4250 | 0.12 | 69.79 | 69.78 | 0.01 | 0
2040 | NYISO_A-F_2_NYISO_G-I | NYISO_A-F | NYISO_G-I | Internal | Summer | B5 | 200 | 4250 | 677.19 | 67.03 | 67.05 | 0.01 | 0
2040 | NYISO_A-F_2_NYISO_G-I | NYISO_A-F | NYISO_G-I | Internal | Summer | B6 | 300 | 4250 | 1496.95 | 59.85 | 59.86 | 0.01 | 0
2040 | NYISO_A-F_2_NYISO_G-I | NYISO_A-F | NYISO_G-I | Internal | Summer | B7 | 400 | 4250 | 661.24 | 51.36 | 51.37 | 0.01 | 0
2040 | NYISO_A-F_2_NYISO_G-I | NYISO_A-F | NYISO_G-I | Internal | Summer | B8 | 500 | 4250 | 463.63 | 51.36 | 51.37 | 0.01 | 0
2040 | NYISO_A-F_2_NYISO_G-I | NYISO_A-F | NYISO_G-I | Internal | Summer | B9 | 800 | 4250 | 193.91 | 51.36 | 51.37 | 0.01 | 0
2040 | NYISO_A-F_2_NYISO_G-I | NYISO_A-F | NYISO_G-I | Internal | Summer | B10 | 1262 | 4250 | 0 | 51.36 | 48.83 | 0.01 | 0
2040 | NYISO_A-F_2_NYISO_G-I | NYISO_A-F | NYISO_G-I | Internal | Winter | B16 | 25 | 4250 | 2653.58 | 76.56 | 76.57 | 0.01 | 0
2040 | NYISO_A-F_2_NYISO_G-I | NYISO_A-F | NYISO_G-I | Internal | Winter | B17 | 100 | 4250 | 2374.23 | 63.59 | 63.6 | 0.01 | 0
2040 | NYISO_A-F_2_NYISO_G-I | NYISO_A-F | NYISO_G-I | Internal | Winter | B18 | 400 | 4250 | 2639.34 | 60.85 | 60.87 | 0.01 | 0
2040 | NYISO_A-F_2_NYISO_G-I | NYISO_A-F | NYISO_G-I | Internal | Winter | B19 | 700 | 4250 | 2415.12 | 60.85 | 60.87 | 0.01 | 0
2040 | NYISO_A-F_2_NYISO_G-I | NYISO_A-F | NYISO_G-I | Internal | Winter | B20 | 935 | 4250 | 1879.69 | 60.85 | 60.87 | 0.01 | 0
2040 | NYISO_A-F_2_PJM_ROM | NYISO_A-F | PJM_ROM | Internal | Shoulder | B11 | 25 | 1000 | 528.37 | 58.5 | 66.5 | 8 | 0
2040 | NYISO_A-F_2_PJM_ROM | NYISO_A-F | PJM_ROM | Internal | Shoulder | B12 | 200 | 1000 | 0 | 57.79 | 64.73 | 8 | 0
2040 | NYISO_A-F_2_PJM_ROM | NYISO_A-F | PJM_ROM | Internal | Shoulder | B13 | 600 | 1000 | 0 | 52.65 | 56.69 | 8 | 0
2040 | NYISO_A-F_2_PJM_ROM | NYISO_A-F | PJM_ROM | Internal | Shoulder | B14 | 900 | 1000 | 0 | 52.65 | 56.25 | 8 | 0
2040 | NYISO_A-F_2_PJM_ROM | NYISO_A-F | PJM_ROM | Internal | Shoulder | B15 | 1203 | 1000 | 0 | 52.07 | 51.57 | 8 | 0
2040 | NYISO_A-F_2_PJM_ROM | NYISO_A-F | PJM_ROM | Internal | Summer | B1 | 10 | 1000 | 999.97 | 81.32 | 90.43 | 8 | 1.11
2040 | NYISO_A-F_2_PJM_ROM | NYISO_A-F | PJM_ROM | Internal | Summer | B2 | 25 | 1000 | 1000 | 77.2 | 90.43 | 8 | 5.23
2040 | NYISO_A-F_2_PJM_ROM | NYISO_A-F | PJM_ROM | Internal | Summer | B3 | 75 | 1000 | 0.31 | 73.4 | 81.39 | 8 | 0
2040 | NYISO_A-F_2_PJM_ROM | NYISO_A-F | PJM_ROM | Internal | Summer | B4 | 100 | 1000 | 1000 | 69.79 | 80.21 | 8 | 2.41
2040 | NYISO_A-F_2_PJM_ROM | NYISO_A-F | PJM_ROM | Internal | Summer | B5 | 200 | 1000 | 1000 | 67.03 | 76.67 | 8 | 1.64
2040 | NYISO_A-F_2_PJM_ROM | NYISO_A-F | PJM_ROM | Internal | Summer | B6 | 300 | 1000 | 378.8 | 59.85 | 67.85 | 8 | 0
2040 | NYISO_A-F_2_PJM_ROM | NYISO_A-F | PJM_ROM | Internal | Summer | B7 | 400 | 1000 | 0 | 51.36 | 54.46 | 8 | 0
2040 | NYISO_A-F_2_PJM_ROM | NYISO_A-F | PJM_ROM | Internal | Summer | B8 | 500 | 1000 | 0 | 51.36 | 50.87 | 8 | 0
2040 | NYISO_A-F_2_PJM_ROM | NYISO_A-F | PJM_ROM | Internal | Summer | B9 | 800 | 1000 | 0 | 51.36 | 49.77 | 8 | 0
2040 | NYISO_A-F_2_PJM_ROM | NYISO_A-F | PJM_ROM | Internal | Summer | B10 | 1262 | 1000 | 0 | 51.36 | 49.33 | 8 | 0
2040 | NYISO_A-F_2_PJM_ROM | NYISO_A-F | PJM_ROM | Internal | Winter | B16 | 25 | 1000 | 311.94 | 76.56 | 84.56 | 8 | 0
2040 | NYISO_A-F_2_PJM_ROM | NYISO_A-F | PJM_ROM | Internal | Winter | B17 | 100 | 1000 | 209.97 | 63.59 | 71.59 | 8 | 0
2040 | NYISO_A-F_2_PJM_ROM | NYISO_A-F | PJM_ROM | Internal | Winter | B18 | 400 | 1000 | 0 | 60.85 | 63.54 | 8 | 0
2040 | NYISO_A-F_2_PJM_ROM | NYISO_A-F | PJM_ROM | Internal | Winter | B19 | 700 | 1000 | 0 | 60.85 | 59.49 | 8 | 0
2040 | NYISO_A-F_2_PJM_ROM | NYISO_A-F | PJM_ROM | Internal | Winter | B20 | 935 | 1000 | 0 | 60.85 | 55.53 | 8 | 0
2040 | NYISO_G-I_2_NEISO | NYISO_G-I | NEISO | Internal | Shoulder | B11 | 25 | 600 | 0 | 58.51 | 48.97 | 3 | 0
2040 | NYISO_G-I_2_NEISO | NYISO_G-I | NEISO | Internal | Shoulder | B12 | 200 | 600 | 0 | 57.81 | 48.97 | 3 | 0
2040 | NYISO_G-I_2_NEISO | NYISO_G-I | NEISO | Internal | Shoulder | B13 | 600 | 600 | 0 | 52.66 | 48.97 | 3 | 0
2040 | NYISO_G-I_2_NEISO | NYISO_G-I | NEISO | Internal | Shoulder | B14 | 900 | 600 | 0 | 52.66 | 48.97 | 3 | 0
2040 | NYISO_G-I_2_NEISO | NYISO_G-I | NEISO | Internal | Shoulder | B15 | 1203 | 600 | 0 | 52.05 | 48.97 | 3 | 0
2040 | NYISO_G-I_2_NEISO | NYISO_G-I | NEISO | Internal | Summer | B1 | 10 | 600 | 0 | 81.33 | 78.32 | 3 | 0
2040 | NYISO_G-I_2_NEISO | NYISO_G-I | NEISO | Internal | Summer | B2 | 25 | 600 | 0 | 77.21 | 74.2 | 3 | 0
2040 | NYISO_G-I_2_NEISO | NYISO_G-I | NEISO | Internal | Summer | B3 | 75 | 600 | 0 | 73.4 | 70.4 | 3 | 0
2040 | NYISO_G-I_2_NEISO | NYISO_G-I | NEISO | Internal | Summer | B4 | 100 | 600 | 0 | 69.78 | 62.63 | 3 | 0
2040 | NYISO_G-I_2_NEISO | NYISO_G-I | NEISO | Internal | Summer | B5 | 200 | 600 | 0 | 67.05 | 62.63 | 3 | 0
2040 | NYISO_G-I_2_NEISO | NYISO_G-I | NEISO | Internal | Summer | B6 | 300 | 600 | 0 | 59.86 | 49.7 | 3 | 0
2040 | NYISO_G-I_2_NEISO | NYISO_G-I | NEISO | Internal | Summer | B7 | 400 | 600 | 0 | 51.37 | 45.19 | 3 | 0
2040 | NYISO_G-I_2_NEISO | NYISO_G-I | NEISO | Internal | Summer | B8 | 500 | 600 | 0 | 51.37 | 45.19 | 3 | 0
2040 | NYISO_G-I_2_NEISO | NYISO_G-I | NEISO | Internal | Summer | B9 | 800 | 600 | 0 | 51.37 | 45.19 | 3 | 0
2040 | NYISO_G-I_2_NEISO | NYISO_G-I | NEISO | Internal | Summer | B10 | 1262 | 600 | 0 | 48.83 | 45.19 | 3 | 0
2040 | NYISO_G-I_2_NEISO | NYISO_G-I | NEISO | Internal | Winter | B16 | 25 | 600 | 0 | 76.57 | 60.59 | 3 | 0
2040 | NYISO_G-I_2_NEISO | NYISO_G-I | NEISO | Internal | Winter | B17 | 100 | 600 | 0 | 63.6 | 60.59 | 3 | 0
2040 | NYISO_G-I_2_NEISO | NYISO_G-I | NEISO | Internal | Winter | B18 | 400 | 600 | 0 | 60.87 | 60.59 | 3 | 0
2040 | NYISO_G-I_2_NEISO | NYISO_G-I | NEISO | Internal | Winter | B19 | 700 | 600 | 0 | 60.87 | 60.59 | 3 | 0
2040 | NYISO_G-I_2_NEISO | NYISO_G-I | NEISO | Internal | Winter | B20 | 935 | 600 | 0 | 60.87 | 60.59 | 3 | 0
2040 | NYISO_G-I_2_NYISO_A-F | NYISO_G-I | NYISO_A-F | Internal | Shoulder | B11 | 25 | 1999 | 0.47 | 58.51 | 58.5 | 0.01 | 0
2040 | NYISO_G-I_2_NYISO_A-F | NYISO_G-I | NYISO_A-F | Internal | Shoulder | B12 | 200 | 1999 | 0.06 | 57.81 | 57.79 | 0.01 | 0
2040 | NYISO_G-I_2_NYISO_A-F | NYISO_G-I | NYISO_A-F | Internal | Shoulder | B13 | 600 | 1999 | 0.02 | 52.66 | 52.65 | 0.01 | 0
2040 | NYISO_G-I_2_NYISO_A-F | NYISO_G-I | NYISO_A-F | Internal | Shoulder | B14 | 900 | 1999 | 0.01 | 52.66 | 52.65 | 0.01 | 0
2040 | NYISO_G-I_2_NYISO_A-F | NYISO_G-I | NYISO_A-F | Internal | Shoulder | B15 | 1203 | 1999 | 1554.23 | 52.05 | 52.07 | 0.01 | 0
2040 | NYISO_G-I_2_NYISO_A-F | NYISO_G-I | NYISO_A-F | Internal | Summer | B1 | 10 | 1999 | 1.18 | 81.33 | 81.32 | 0.01 | 0
2040 | NYISO_G-I_2_NYISO_A-F | NYISO_G-I | NYISO_A-F | Internal | Summer | B2 | 25 | 1999 | 0.52 | 77.21 | 77.2 | 0.01 | 0
2040 | NYISO_G-I_2_NYISO_A-F | NYISO_G-I | NYISO_A-F | Internal | Summer | B3 | 75 | 1999 | 0.3 | 73.4 | 73.4 | 0.01 | 0
2040 | NYISO_G-I_2_NYISO_A-F | NYISO_G-I | NYISO_A-F | Internal | Summer | B4 | 100 | 1999 | 583.71 | 69.78 | 69.79 | 0.01 | 0
2040 | NYISO_G-I_2_NYISO_A-F | NYISO_G-I | NYISO_A-F | Internal | Summer | B5 | 200 | 1999 | 0.06 | 67.05 | 67.03 | 0.01 | 0
2040 | NYISO_G-I_2_NYISO_A-F | NYISO_G-I | NYISO_A-F | Internal | Summer | B6 | 300 | 1999 | 0.04 | 59.86 | 59.85 | 0.01 | 0
2040 | NYISO_G-I_2_NYISO_A-F | NYISO_G-I | NYISO_A-F | Internal | Summer | B7 | 400 | 1999 | 0.03 | 51.37 | 51.36 | 0.01 | 0
2040 | NYISO_G-I_2_NYISO_A-F | NYISO_G-I | NYISO_A-F | Internal | Summer | B8 | 500 | 1999 | 0.02 | 51.37 | 51.36 | 0.01 | 0
2040 | NYISO_G-I_2_NYISO_A-F | NYISO_G-I | NYISO_A-F | Internal | Summer | B9 | 800 | 1999 | 0.02 | 51.37 | 51.36 | 0.01 | 0
2040 | NYISO_G-I_2_NYISO_A-F | NYISO_G-I | NYISO_A-F | Internal | Summer | B10 | 1262 | 1999 | 1999 | 48.83 | 51.36 | 0.01 | 2.52
2040 | NYISO_G-I_2_NYISO_A-F | NYISO_G-I | NYISO_A-F | Internal | Winter | B16 | 25 | 1999 | 0.47 | 76.57 | 76.56 | 0.01 | 0
2040 | NYISO_G-I_2_NYISO_A-F | NYISO_G-I | NYISO_A-F | Internal | Winter | B17 | 100 | 1999 | 0.12 | 63.6 | 63.59 | 0.01 | 0
2040 | NYISO_G-I_2_NYISO_A-F | NYISO_G-I | NYISO_A-F | Internal | Winter | B18 | 400 | 1999 | 0.03 | 60.87 | 60.85 | 0.01 | 0
2040 | NYISO_G-I_2_NYISO_A-F | NYISO_G-I | NYISO_A-F | Internal | Winter | B19 | 700 | 1999 | 0.02 | 60.87 | 60.85 | 0.01 | 0
2040 | NYISO_G-I_2_NYISO_A-F | NYISO_G-I | NYISO_A-F | Internal | Winter | B20 | 935 | 1999 | 0.01 | 60.87 | 60.85 | 0.01 | 0
2040 | NYISO_G-I_2_NYISO_J-K | NYISO_G-I | NYISO_J-K | Internal | Shoulder | B11 | 25 | 6130 | 6130 | 58.51 | 70.74 | 0.01 | 12.22
2040 | NYISO_G-I_2_NYISO_J-K | NYISO_G-I | NYISO_J-K | Internal | Shoulder | B12 | 200 | 6130 | 6130 | 57.81 | 70.74 | 0.01 | 12.92
2040 | NYISO_G-I_2_NYISO_J-K | NYISO_G-I | NYISO_J-K | Internal | Shoulder | B13 | 600 | 6130 | 6130 | 52.66 | 70.74 | 0.01 | 18.07
2040 | NYISO_G-I_2_NYISO_J-K | NYISO_G-I | NYISO_J-K | Internal | Shoulder | B14 | 900 | 6130 | 6130 | 52.66 | 53.02 | 0.01 | 0.35
2040 | NYISO_G-I_2_NYISO_J-K | NYISO_G-I | NYISO_J-K | Internal | Shoulder | B15 | 1203 | 6130 | 4577.43 | 52.05 | 52.07 | 0.01 | 0
2040 | NYISO_G-I_2_NYISO_J-K | NYISO_G-I | NYISO_J-K | Internal | Summer | B1 | 10 | 6130 | 3709.22 | 81.33 | 81.34 | 0.01 | 0
2040 | NYISO_G-I_2_NYISO_J-K | NYISO_G-I | NYISO_J-K | Internal | Summer | B2 | 25 | 6130 | 3113.81 | 77.21 | 77.22 | 0.01 | 0
2040 | NYISO_G-I_2_NYISO_J-K | NYISO_G-I | NYISO_J-K | Internal | Summer | B3 | 75 | 6130 | 4814.06 | 73.4 | 73.41 | 0.01 | 0
2040 | NYISO_G-I_2_NYISO_J-K | NYISO_G-I | NYISO_J-K | Internal | Summer | B4 | 100 | 6130 | 3338.49 | 69.78 | 69.79 | 0.01 | 0
2040 | NYISO_G-I_2_NYISO_J-K | NYISO_G-I | NYISO_J-K | Internal | Summer | B5 | 200 | 6130 | 4168.11 | 67.05 | 67.06 | 0.01 | 0
2040 | NYISO_G-I_2_NYISO_J-K | NYISO_G-I | NYISO_J-K | Internal | Summer | B6 | 300 | 6130 | 6130 | 59.86 | 65.1 | 0.01 | 5.22
2040 | NYISO_G-I_2_NYISO_J-K | NYISO_G-I | NYISO_J-K | Internal | Summer | B7 | 400 | 6130 | 6130 | 51.37 | 65.1 | 0.01 | 13.71
2040 | NYISO_G-I_2_NYISO_J-K | NYISO_G-I | NYISO_J-K | Internal | Summer | B8 | 500 | 6130 | 6130 | 51.37 | 65.1 | 0.01 | 13.71
2040 | NYISO_G-I_2_NYISO_J-K | NYISO_G-I | NYISO_J-K | Internal | Summer | B9 | 800 | 6130 | 6130 | 51.37 | 54 | 0.01 | 2.62
2040 | NYISO_G-I_2_NYISO_J-K | NYISO_G-I | NYISO_J-K | Internal | Summer | B10 | 1262 | 6130 | 4523.41 | 48.83 | 48.84 | 0.01 | 0
2040 | NYISO_G-I_2_NYISO_J-K | NYISO_G-I | NYISO_J-K | Internal | Winter | B16 | 25 | 6130 | 6130 | 76.57 | 90.38 | 0.01 | 13.79
2040 | NYISO_G-I_2_NYISO_J-K | NYISO_G-I | NYISO_J-K | Internal | Winter | B17 | 100 | 6130 | 6130 | 63.6 | 90.38 | 0.01 | 26.77
2040 | NYISO_G-I_2_NYISO_J-K | NYISO_G-I | NYISO_J-K | Internal | Winter | B18 | 400 | 6130 | 6130 | 60.87 | 89.91 | 0.01 | 29.03
2040 | NYISO_G-I_2_NYISO_J-K | NYISO_G-I | NYISO_J-K | Internal | Winter | B19 | 700 | 6130 | 6130 | 60.87 | 67.57 | 0.01 | 6.69
2040 | NYISO_G-I_2_NYISO_J-K | NYISO_G-I | NYISO_J-K | Internal | Winter | B20 | 935 | 6130 | 6130 | 60.87 | 63.48 | 0.01 | 2.6
2040 | NYISO_G-I_2_PJM_E | NYISO_G-I | PJM_E | Internal | Shoulder | B11 | 25 | 1500 | 766.52 | 58.51 | 66.51 | 8 | 0
2040 | NYISO_G-I_2_PJM_E | NYISO_G-I | PJM_E | Internal | Shoulder | B12 | 200 | 1500 | 0 | 57.81 | 64.74 | 8 | 0
2040 | NYISO_G-I_2_PJM_E | NYISO_G-I | PJM_E | Internal | Shoulder | B13 | 600 | 1500 | 0 | 52.66 | 56.7 | 8 | 0
2040 | NYISO_G-I_2_PJM_E | NYISO_G-I | PJM_E | Internal | Shoulder | B14 | 900 | 1500 | 0 | 52.66 | 56.26 | 8 | 0
2040 | NYISO_G-I_2_PJM_E | NYISO_G-I | PJM_E | Internal | Shoulder | B15 | 1203 | 1500 | 0 | 52.05 | 51.58 | 8 | 0
2040 | NYISO_G-I_2_PJM_E | NYISO_G-I | PJM_E | Internal | Summer | B1 | 10 | 1500 | 1499.97 | 81.33 | 90.44 | 8 | 1.11
2040 | NYISO_G-I_2_PJM_E | NYISO_G-I | PJM_E | Internal | Summer | B2 | 25 | 1500 | 1500 | 77.21 | 90.44 | 8 | 5.23
2040 | NYISO_G-I_2_PJM_E | NYISO_G-I | PJM_E | Internal | Summer | B3 | 75 | 1500 | 117.42 | 73.4 | 81.4 | 8 | 0
2040 | NYISO_G-I_2_PJM_E | NYISO_G-I | PJM_E | Internal | Summer | B4 | 100 | 1500 | 1500 | 69.78 | 80.22 | 8 | 2.44
2040 | NYISO_G-I_2_PJM_E | NYISO_G-I | PJM_E | Internal | Summer | B5 | 200 | 1500 | 1500 | 67.05 | 76.68 | 8 | 1.64
2040 | NYISO_G-I_2_PJM_E | NYISO_G-I | PJM_E | Internal | Summer | B6 | 300 | 1500 | 608.93 | 59.86 | 67.86 | 8 | 0
2040 | NYISO_G-I_2_PJM_E | NYISO_G-I | PJM_E | Internal | Summer | B7 | 400 | 1500 | 0 | 51.37 | 54.47 | 8 | 0
2040 | NYISO_G-I_2_PJM_E | NYISO_G-I | PJM_E | Internal | Summer | B8 | 500 | 1500 | 0 | 51.37 | 50.88 | 8 | 0
2040 | NYISO_G-I_2_PJM_E | NYISO_G-I | PJM_E | Internal | Summer | B9 | 800 | 1500 | 0 | 51.37 | 49.78 | 8 | 0
2040 | NYISO_G-I_2_PJM_E | NYISO_G-I | PJM_E | Internal | Summer | B10 | 1262 | 1500 | 0 | 48.83 | 49.34 | 8 | 0
2040 | NYISO_G-I_2_PJM_E | NYISO_G-I | PJM_E | Internal | Winter | B16 | 25 | 1500 | 371.52 | 76.57 | 84.57 | 8 | 0
2040 | NYISO_G-I_2_PJM_E | NYISO_G-I | PJM_E | Internal | Winter | B17 | 100 | 1500 | 245.5 | 63.6 | 71.6 | 8 | 0
2040 | NYISO_G-I_2_PJM_E | NYISO_G-I | PJM_E | Internal | Winter | B18 | 400 | 1500 | 0 | 60.87 | 63.55 | 8 | 0
2040 | NYISO_G-I_2_PJM_E | NYISO_G-I | PJM_E | Internal | Winter | B19 | 700 | 1500 | 0 | 60.87 | 59.5 | 8 | 0
2040 | NYISO_G-I_2_PJM_E | NYISO_G-I | PJM_E | Internal | Winter | B20 | 935 | 1500 | 0 | 60.87 | 55.54 | 8 | 0
2040 | NYISO_J-K_2_NEISO | NYISO_J-K | NEISO | Internal | Shoulder | B11 | 25 | 0.01 | 0 | 70.74 | 48.97 | 3 | 1.11
2040 | NYISO_J-K_2_NEISO | NYISO_J-K | NEISO | Internal | Shoulder | B12 | 200 | 0.01 | 0 | 70.74 | 48.97 | 3 | 0.14
2040 | NYISO_J-K_2_NEISO | NYISO_J-K | NEISO | Internal | Shoulder | B13 | 600 | 0.01 | 0 | 70.74 | 48.97 | 3 | 0.05
2040 | NYISO_J-K_2_NEISO | NYISO_J-K | NEISO | Internal | Shoulder | B14 | 900 | 0.01 | 0 | 53.02 | 48.97 | 3 | 0.03
2040 | NYISO_J-K_2_NEISO | NYISO_J-K | NEISO | Internal | Shoulder | B15 | 1203 | 0.01 | 0 | 52.07 | 48.97 | 3 | 0.03
2040 | NYISO_J-K_2_NEISO | NYISO_J-K | NEISO | Internal | Summer | B1 | 10 | 0.01 | 0 | 81.34 | 78.32 | 3 | 2.75
2040 | NYISO_J-K_2_NEISO | NYISO_J-K | NEISO | Internal | Summer | B2 | 25 | 0.01 | 0 | 77.22 | 74.2 | 3 | 1.19
2040 | NYISO_J-K_2_NEISO | NYISO_J-K | NEISO | Internal | Summer | B3 | 75 | 0.01 | 0 | 73.41 | 70.4 | 3 | 0.43
2040 | NYISO_J-K_2_NEISO | NYISO_J-K | NEISO | Internal | Summer | B4 | 100 | 0.01 | 0 | 69.79 | 62.63 | 3 | 0.31
2040 | NYISO_J-K_2_NEISO | NYISO_J-K | NEISO | Internal | Summer | B5 | 200 | 0.01 | 0 | 67.06 | 62.63 | 3 | 0.16
2040 | NYISO_J-K_2_NEISO | NYISO_J-K | NEISO | Internal | Summer | B6 | 300 | 0.01 | 0 | 65.1 | 49.7 | 3 | 0.1
2040 | NYISO_J-K_2_NEISO | NYISO_J-K | NEISO | Internal | Summer | B7 | 400 | 0.01 | 0 | 65.1 | 45.19 | 3 | 0.07
2040 | NYISO_J-K_2_NEISO | NYISO_J-K | NEISO | Internal | Summer | B8 | 500 | 0.01 | 0 | 65.1 | 45.19 | 3 | 0.06
2040 | NYISO_J-K_2_NEISO | NYISO_J-K | NEISO | Internal | Summer | B9 | 800 | 0.01 | 0 | 54 | 45.19 | 3 | 0.04
2040 | NYISO_J-K_2_NEISO | NYISO_J-K | NEISO | Internal | Summer | B10 | 1262 | 0.01 | 0 | 48.84 | 45.19 | 3 | 0.02
2040 | NYISO_J-K_2_NEISO | NYISO_J-K | NEISO | Internal | Winter | B16 | 25 | 0.01 | 0 | 90.38 | 60.59 | 3 | 1.08
2040 | NYISO_J-K_2_NEISO | NYISO_J-K | NEISO | Internal | Winter | B17 | 100 | 0.01 | 0 | 90.38 | 60.59 | 3 | 0.28
2040 | NYISO_J-K_2_NEISO | NYISO_J-K | NEISO | Internal | Winter | B18 | 400 | 0.01 | 0 | 89.91 | 60.59 | 3 | 0.07
2040 | NYISO_J-K_2_NEISO | NYISO_J-K | NEISO | Internal | Winter | B19 | 700 | 0.01 | 0 | 67.57 | 60.59 | 3 | 0.04
2040 | NYISO_J-K_2_NEISO | NYISO_J-K | NEISO | Internal | Winter | B20 | 935 | 0.01 | 0 | 63.48 | 60.59 | 3 | 0.03
2040 | NYISO_J-K_2_NYISO_G-I | NYISO_J-K | NYISO_G-I | Internal | Shoulder | B11 | 25 | 1999 | 0 | 70.74 | 58.51 | 0.01 | 0
2040 | NYISO_J-K_2_NYISO_G-I | NYISO_J-K | NYISO_G-I | Internal | Shoulder | B12 | 200 | 1999 | 0 | 70.74 | 57.81 | 0.01 | 0
2040 | NYISO_J-K_2_NYISO_G-I | NYISO_J-K | NYISO_G-I | Internal | Shoulder | B13 | 600 | 1999 | 0 | 70.74 | 52.66 | 0.01 | 0
2040 | NYISO_J-K_2_NYISO_G-I | NYISO_J-K | NYISO_G-I | Internal | Shoulder | B14 | 900 | 1999 | 0 | 53.02 | 52.66 | 0.01 | 0
2040 | NYISO_J-K_2_NYISO_G-I | NYISO_J-K | NYISO_G-I | Internal | Shoulder | B15 | 1203 | 1999 | 0.01 | 52.07 | 52.05 | 0.01 | 0
2040 | NYISO_J-K_2_NYISO_G-I | NYISO_J-K | NYISO_G-I | Internal | Summer | B1 | 10 | 1999 | 1.15 | 81.34 | 81.33 | 0.01 | 0
2040 | NYISO_J-K_2_NYISO_G-I | NYISO_J-K | NYISO_G-I | Internal | Summer | B2 | 25 | 1999 | 0.47 | 77.22 | 77.21 | 0.01 | 0
2040 | NYISO_J-K_2_NYISO_G-I | NYISO_J-K | NYISO_G-I | Internal | Summer | B3 | 75 | 1999 | 0.16 | 73.41 | 73.4 | 0.01 | 0
2040 | NYISO_J-K_2_NYISO_G-I | NYISO_J-K | NYISO_G-I | Internal | Summer | B4 | 100 | 1999 | 0.12 | 69.79 | 69.78 | 0.01 | 0
2040 | NYISO_J-K_2_NYISO_G-I | NYISO_J-K | NYISO_G-I | Internal | Summer | B5 | 200 | 1999 | 0.06 | 67.06 | 67.05 | 0.01 | 0
2040 | NYISO_J-K_2_NYISO_G-I | NYISO_J-K | NYISO_G-I | Internal | Summer | B6 | 300 | 1999 | 0 | 65.1 | 59.86 | 0.01 | 0
2040 | NYISO_J-K_2_NYISO_G-I | NYISO_J-K | NYISO_G-I | Internal | Summer | B7 | 400 | 1999 | 0 | 65.1 | 51.37 | 0.01 | 0
2040 | NYISO_J-K_2_NYISO_G-I | NYISO_J-K | NYISO_G-I | Internal | Summer | B8 | 500 | 1999 | 0 | 65.1 | 51.37 | 0.01 | 0
2040 | NYISO_J-K_2_NYISO_G-I | NYISO_J-K | NYISO_G-I | Internal | Summer | B9 | 800 | 1999 | 0 | 54 | 51.37 | 0.01 | 0
2040 | NYISO_J-K_2_NYISO_G-I | NYISO_J-K | NYISO_G-I | Internal | Summer | B10 | 1262 | 1999 | 0 | 48.84 | 48.83 | 0.01 | 0
2040 | NYISO_J-K_2_NYISO_G-I | NYISO_J-K | NYISO_G-I | Internal | Winter | B16 | 25 | 1999 | 0 | 90.38 | 76.57 | 0.01 | 0
2040 | NYISO_J-K_2_NYISO_G-I | NYISO_J-K | NYISO_G-I | Internal | Winter | B17 | 100 | 1999 | 0 | 90.38 | 63.6 | 0.01 | 0
2040 | NYISO_J-K_2_NYISO_G-I | NYISO_J-K | NYISO_G-I | Internal | Winter | B18 | 400 | 1999 | 0 | 89.91 | 60.87 | 0.01 | 0
2040 | NYISO_J-K_2_NYISO_G-I | NYISO_J-K | NYISO_G-I | Internal | Winter | B19 | 700 | 1999 | 0 | 67.57 | 60.87 | 0.01 | 0
2040 | NYISO_J-K_2_NYISO_G-I | NYISO_J-K | NYISO_G-I | Internal | Winter | B20 | 935 | 1999 | 0 | 63.48 | 60.87 | 0.01 | 0
2040 | NYISO_J-K_2_PJM_E | NYISO_J-K | PJM_E | Internal | Shoulder | B11 | 25 | 0.01 | 0 | 70.74 | 66.51 | 8 | 1.16
2040 | NYISO_J-K_2_PJM_E | NYISO_J-K | PJM_E | Internal | Shoulder | B12 | 200 | 0.01 | 0 | 70.74 | 64.74 | 8 | 0.15
2040 | NYISO_J-K_2_PJM_E | NYISO_J-K | PJM_E | Internal | Shoulder | B13 | 600 | 0.01 | 0 | 70.74 | 56.7 | 8 | 0.05
2040 | NYISO_J-K_2_PJM_E | NYISO_J-K | PJM_E | Internal | Shoulder | B14 | 900 | 0.01 | 0 | 53.02 | 56.26 | 8 | 0.03
2040 | NYISO_J-K_2_PJM_E | NYISO_J-K | PJM_E | Internal | Shoulder | B15 | 1203 | 0.01 | 0 | 52.07 | 51.58 | 8 | 0.02
2040 | NYISO_J-K_2_PJM_E | NYISO_J-K | PJM_E | Internal | Summer | B1 | 10 | 0.01 | 0 | 81.34 | 90.44 | 8 | 4.87
2040 | NYISO_J-K_2_PJM_E | NYISO_J-K | PJM_E | Internal | Summer | B2 | 25 | 0.01 | 0 | 77.22 | 90.44 | 8 | 6.41
2040 | NYISO_J-K_2_PJM_E | NYISO_J-K | PJM_E | Internal | Summer | B3 | 75 | 0.01 | 0 | 73.41 | 81.4 | 8 | 0.67
2040 | NYISO_J-K_2_PJM_E | NYISO_J-K | PJM_E | Internal | Summer | B4 | 100 | 0.01 | 0 | 69.79 | 80.22 | 8 | 2.77
2040 | NYISO_J-K_2_PJM_E | NYISO_J-K | PJM_E | Internal | Summer | B5 | 200 | 0.01 | 0 | 67.06 | 76.68 | 8 | 1.8
2040 | NYISO_J-K_2_PJM_E | NYISO_J-K | PJM_E | Internal | Summer | B6 | 300 | 0.01 | 0 | 65.1 | 67.86 | 8 | 0.11
2040 | NYISO_J-K_2_PJM_E | NYISO_J-K | PJM_E | Internal | Summer | B7 | 400 | 0.01 | 0 | 65.1 | 54.47 | 8 | 0.07
2040 | NYISO_J-K_2_PJM_E | NYISO_J-K | PJM_E | Internal | Summer | B8 | 500 | 0.01 | 0 | 65.1 | 50.88 | 8 | 0.06
2040 | NYISO_J-K_2_PJM_E | NYISO_J-K | PJM_E | Internal | Summer | B9 | 800 | 0.01 | 0 | 54 | 49.78 | 8 | 0.04
2040 | NYISO_J-K_2_PJM_E | NYISO_J-K | PJM_E | Internal | Summer | B10 | 1262 | 0.01 | 0 | 48.84 | 49.34 | 8 | 0.02
2040 | NYISO_J-K_2_PJM_E | NYISO_J-K | PJM_E | Internal | Winter | B16 | 25 | 0.01 | 0 | 90.38 | 84.57 | 8 | 1.16
2040 | NYISO_J-K_2_PJM_E | NYISO_J-K | PJM_E | Internal | Winter | B17 | 100 | 0.01 | 0 | 90.38 | 71.6 | 8 | 0.28
2040 | NYISO_J-K_2_PJM_E | NYISO_J-K | PJM_E | Internal | Winter | B18 | 400 | 0.01 | 0 | 89.91 | 63.55 | 8 | 0.07
2040 | NYISO_J-K_2_PJM_E | NYISO_J-K | PJM_E | Internal | Winter | B19 | 700 | 0.01 | 0 | 67.57 | 59.5 | 8 | 0.04
2040 | NYISO_J-K_2_PJM_E | NYISO_J-K | PJM_E | Internal | Winter | B20 | 935 | 0.01 | 0 | 63.48 | 55.54 | 8 | 0.03
2040 | PJM_E_2_NYISO_G-I | PJM_E | NYISO_G-I | Internal | Shoulder | B11 | 25 | 500 | 0 | 66.51 | 58.51 | 6 | 0
2040 | PJM_E_2_NYISO_G-I | PJM_E | NYISO_G-I | Internal | Shoulder | B12 | 200 | 500 | 0 | 64.74 | 57.81 | 6 | 0
2040 | PJM_E_2_NYISO_G-I | PJM_E | NYISO_G-I | Internal | Shoulder | B13 | 600 | 500 | 0 | 56.7 | 52.66 | 6 | 0
2040 | PJM_E_2_NYISO_G-I | PJM_E | NYISO_G-I | Internal | Shoulder | B14 | 900 | 500 | 0 | 56.26 | 52.66 | 6 | 0
2040 | PJM_E_2_NYISO_G-I | PJM_E | NYISO_G-I | Internal | Shoulder | B15 | 1203 | 500 | 0 | 51.58 | 52.05 | 6 | 0
2040 | PJM_E_2_NYISO_G-I | PJM_E | NYISO_G-I | Internal | Summer | B1 | 10 | 500 | 0 | 90.44 | 81.33 | 6 | 0
2040 | PJM_E_2_NYISO_G-I | PJM_E | NYISO_G-I | Internal | Summer | B2 | 25 | 500 | 0 | 90.44 | 77.21 | 6 | 0
2040 | PJM_E_2_NYISO_G-I | PJM_E | NYISO_G-I | Internal | Summer | B3 | 75 | 500 | 0 | 81.4 | 73.4 | 6 | 0
2040 | PJM_E_2_NYISO_G-I | PJM_E | NYISO_G-I | Internal | Summer | B4 | 100 | 500 | 0 | 80.22 | 69.78 | 6 | 0
2040 | PJM_E_2_NYISO_G-I | PJM_E | NYISO_G-I | Internal | Summer | B5 | 200 | 500 | 0 | 76.68 | 67.05 | 6 | 0
2040 | PJM_E_2_NYISO_G-I | PJM_E | NYISO_G-I | Internal | Summer | B6 | 300 | 500 | 0 | 67.86 | 59.86 | 6 | 0
2040 | PJM_E_2_NYISO_G-I | PJM_E | NYISO_G-I | Internal | Summer | B7 | 400 | 500 | 0 | 54.47 | 51.37 | 6 | 0
2040 | PJM_E_2_NYISO_G-I | PJM_E | NYISO_G-I | Internal | Summer | B8 | 500 | 500 | 0 | 50.88 | 51.37 | 6 | 0
2040 | PJM_E_2_NYISO_G-I | PJM_E | NYISO_G-I | Internal | Summer | B9 | 800 | 500 | 0 | 49.78 | 51.37 | 6 | 0
2040 | PJM_E_2_NYISO_G-I | PJM_E | NYISO_G-I | Internal | Summer | B10 | 1262 | 500 | 0 | 49.34 | 48.83 | 6 | 0
2040 | PJM_E_2_NYISO_G-I | PJM_E | NYISO_G-I | Internal | Winter | B16 | 25 | 500 | 0 | 84.57 | 76.57 | 6 | 0
2040 | PJM_E_2_NYISO_G-I | PJM_E | NYISO_G-I | Internal | Winter | B17 | 100 | 500 | 0 | 71.6 | 63.6 | 6 | 0
2040 | PJM_E_2_NYISO_G-I | PJM_E | NYISO_G-I | Internal | Winter | B18 | 400 | 500 | 0 | 63.55 | 60.87 | 6 | 0
2040 | PJM_E_2_NYISO_G-I | PJM_E | NYISO_G-I | Internal | Winter | B19 | 700 | 500 | 0 | 59.5 | 60.87 | 6 | 0
2040 | PJM_E_2_NYISO_G-I | PJM_E | NYISO_G-I | Internal | Winter | B20 | 935 | 500 | 0 | 55.54 | 60.87 | 6 | 0
2040 | PJM_E_2_NYISO_J-K | PJM_E | NYISO_J-K | Internal | Shoulder | B11 | 25 | 330 | 0 | 66.51 | 70.74 | 6 | 0
2040 | PJM_E_2_NYISO_J-K | PJM_E | NYISO_J-K | Internal | Shoulder | B12 | 200 | 330 | 5.44 | 64.74 | 70.74 | 6 | 0
2040 | PJM_E_2_NYISO_J-K | PJM_E | NYISO_J-K | Internal | Shoulder | B13 | 600 | 330 | 330 | 56.7 | 70.74 | 6 | 8.04
2040 | PJM_E_2_NYISO_J-K | PJM_E | NYISO_J-K | Internal | Shoulder | B14 | 900 | 330 | 0 | 56.26 | 53.02 | 6 | 0
2040 | PJM_E_2_NYISO_J-K | PJM_E | NYISO_J-K | Internal | Shoulder | B15 | 1203 | 330 | 0 | 51.58 | 52.07 | 6 | 0
2040 | PJM_E_2_NYISO_J-K | PJM_E | NYISO_J-K | Internal | Summer | B1 | 10 | 330 | 0 | 90.44 | 81.34 | 6 | 0
2040 | PJM_E_2_NYISO_J-K | PJM_E | NYISO_J-K | Internal | Summer | B2 | 25 | 330 | 0 | 90.44 | 77.22 | 6 | 0
2040 | PJM_E_2_NYISO_J-K | PJM_E | NYISO_J-K | Internal | Summer | B3 | 75 | 330 | 0 | 81.4 | 73.41 | 6 | 0
2040 | PJM_E_2_NYISO_J-K | PJM_E | NYISO_J-K | Internal | Summer | B4 | 100 | 330 | 0 | 80.22 | 69.79 | 6 | 0
2040 | PJM_E_2_NYISO_J-K | PJM_E | NYISO_J-K | Internal | Summer | B5 | 200 | 330 | 0 | 76.68 | 67.06 | 6 | 0
2040 | PJM_E_2_NYISO_J-K | PJM_E | NYISO_J-K | Internal | Summer | B6 | 300 | 330 | 0 | 67.86 | 65.1 | 6 | 0
2040 | PJM_E_2_NYISO_J-K | PJM_E | NYISO_J-K | Internal | Summer | B7 | 400 | 330 | 330 | 54.47 | 65.1 | 6 | 4.63
2040 | PJM_E_2_NYISO_J-K | PJM_E | NYISO_J-K | Internal | Summer | B8 | 500 | 330 | 330 | 50.88 | 65.1 | 6 | 8.21
2040 | PJM_E_2_NYISO_J-K | PJM_E | NYISO_J-K | Internal | Summer | B9 | 800 | 330 | 0 | 49.78 | 54 | 6 | 0
2040 | PJM_E_2_NYISO_J-K | PJM_E | NYISO_J-K | Internal | Summer | B10 | 1262 | 330 | 0 | 49.34 | 48.84 | 6 | 0
2040 | PJM_E_2_NYISO_J-K | PJM_E | NYISO_J-K | Internal | Winter | B16 | 25 | 330 | 0.05 | 84.57 | 90.38 | 6 | 0
2040 | PJM_E_2_NYISO_J-K | PJM_E | NYISO_J-K | Internal | Winter | B17 | 100 | 330 | 330 | 71.6 | 90.38 | 6 | 12.78
2040 | PJM_E_2_NYISO_J-K | PJM_E | NYISO_J-K | Internal | Winter | B18 | 400 | 330 | 330 | 63.55 | 89.91 | 6 | 20.36
2040 | PJM_E_2_NYISO_J-K | PJM_E | NYISO_J-K | Internal | Winter | B19 | 700 | 330 | 330 | 59.5 | 67.57 | 6 | 2.07
2040 | PJM_E_2_NYISO_J-K | PJM_E | NYISO_J-K | Internal | Winter | B20 | 935 | 330 | 330 | 55.54 | 63.48 | 6 | 1.93
2040 | PJM_E_2_PJM_ROM | PJM_E | PJM_ROM | Internal | Shoulder | B11 | 25 | 8000 | 0.48 | 66.51 | 66.5 | 0.01 | 0
2040 | PJM_E_2_PJM_ROM | PJM_E | PJM_ROM | Internal | Shoulder | B12 | 200 | 8000 | 0.06 | 64.74 | 64.73 | 0.01 | 0
2040 | PJM_E_2_PJM_ROM | PJM_E | PJM_ROM | Internal | Shoulder | B13 | 600 | 8000 | 0.02 | 56.7 | 56.69 | 0.01 | 0
2040 | PJM_E_2_PJM_ROM | PJM_E | PJM_ROM | Internal | Shoulder | B14 | 900 | 8000 | 0.01 | 56.26 | 56.25 | 0.01 | 0
2040 | PJM_E_2_PJM_ROM | PJM_E | PJM_ROM | Internal | Shoulder | B15 | 1203 | 8000 | 0.01 | 51.58 | 51.57 | 0.01 | 0
2040 | PJM_E_2_PJM_ROM | PJM_E | PJM_ROM | Internal | Summer | B1 | 10 | 8000 | 1.17 | 90.44 | 90.43 | 0.01 | 0
2040 | PJM_E_2_PJM_ROM | PJM_E | PJM_ROM | Internal | Summer | B2 | 25 | 8000 | 0.48 | 90.44 | 90.43 | 0.01 | 0
2040 | PJM_E_2_PJM_ROM | PJM_E | PJM_ROM | Internal | Summer | B3 | 75 | 8000 | 0.16 | 81.4 | 81.39 | 0.01 | 0
2040 | PJM_E_2_PJM_ROM | PJM_E | PJM_ROM | Internal | Summer | B4 | 100 | 8000 | 0.12 | 80.22 | 80.21 | 0.01 | 0
2040 | PJM_E_2_PJM_ROM | PJM_E | PJM_ROM | Internal | Summer | B5 | 200 | 8000 | 0.06 | 76.68 | 76.67 | 0.01 | 0
2040 | PJM_E_2_PJM_ROM | PJM_E | PJM_ROM | Internal | Summer | B6 | 300 | 8000 | 0.04 | 67.86 | 67.85 | 0.01 | 0
2040 | PJM_E_2_PJM_ROM | PJM_E | PJM_ROM | Internal | Summer | B7 | 400 | 8000 | 0.03 | 54.47 | 54.46 | 0.01 | 0
2040 | PJM_E_2_PJM_ROM | PJM_E | PJM_ROM | Internal | Summer | B8 | 500 | 8000 | 0.02 | 50.88 | 50.87 | 0.01 | 0
2040 | PJM_E_2_PJM_ROM | PJM_E | PJM_ROM | Internal | Summer | B9 | 800 | 8000 | 0.01 | 49.78 | 49.77 | 0.01 | 0
2040 | PJM_E_2_PJM_ROM | PJM_E | PJM_ROM | Internal | Summer | B10 | 1262 | 8000 | 0 | 49.34 | 49.33 | 0.01 | 0
2040 | PJM_E_2_PJM_ROM | PJM_E | PJM_ROM | Internal | Winter | B16 | 25 | 8000 | 0.47 | 84.57 | 84.56 | 0.01 | 0
2040 | PJM_E_2_PJM_ROM | PJM_E | PJM_ROM | Internal | Winter | B17 | 100 | 8000 | 0.12 | 71.6 | 71.59 | 0.01 | 0
2040 | PJM_E_2_PJM_ROM | PJM_E | PJM_ROM | Internal | Winter | B18 | 400 | 8000 | 0.03 | 63.55 | 63.54 | 0.01 | 0
2040 | PJM_E_2_PJM_ROM | PJM_E | PJM_ROM | Internal | Winter | B19 | 700 | 8000 | 0.02 | 59.5 | 59.49 | 0.01 | 0
2040 | PJM_E_2_PJM_ROM | PJM_E | PJM_ROM | Internal | Winter | B20 | 935 | 8000 | 0.01 | 55.54 | 55.53 | 0.01 | 0
2040 | PJM_ROR_2_MISO_IN | PJM_ROR | MISO_IN | Internal | Shoulder | B11 | 25 | 909 | 544.04 | 79.7 | 81.7 | 2 | 0
2040 | PJM_ROR_2_MISO_IN | PJM_ROR | MISO_IN | Internal | Shoulder | B12 | 200 | 909 | 0 | 64.74 | 66.3 | 2 | 0
2040 | PJM_ROR_2_MISO_IN | PJM_ROR | MISO_IN | Internal | Shoulder | B13 | 600 | 909 | 0.04 | 57.7 | 59.69 | 2 | 0
2040 | PJM_ROR_2_MISO_IN | PJM_ROR | MISO_IN | Internal | Shoulder | B14 | 900 | 909 | 0 | 56.26 | 57.97 | 2 | 0
2040 | PJM_ROR_2_MISO_IN | PJM_ROR | MISO_IN | Internal | Shoulder | B15 | 1203 | 909 | 0 | 51.58 | 51.64 | 2 | 0
2040 | PJM_ROR_2_MISO_IN | PJM_ROR | MISO_IN | Internal | Summer | B1 | 10 | 909 | 908.99 | 90.44 | 95.31 | 2 | 2.87
2040 | PJM_ROR_2_MISO_IN | PJM_ROR | MISO_IN | Internal | Summer | B2 | 25 | 909 | 908.99 | 90.44 | 94.63 | 2 | 2.19
2040 | PJM_ROR_2_MISO_IN | PJM_ROR | MISO_IN | Internal | Summer | B3 | 75 | 909 | 908.99 | 90.44 | 93.14 | 2 | 0.71
2040 | PJM_ROR_2_MISO_IN | PJM_ROR | MISO_IN | Internal | Summer | B4 | 100 | 909 | 908.99 | 89.43 | 91.99 | 2 | 0.56
2040 | PJM_ROR_2_MISO_IN | PJM_ROR | MISO_IN | Internal | Summer | B5 | 200 | 909 | 908.98 | 85.99 | 88.08 | 2 | 0.09
2040 | PJM_ROR_2_MISO_IN | PJM_ROR | MISO_IN | Internal | Summer | B6 | 300 | 909 | 0.08 | 67.86 | 69.85 | 2 | 0
2040 | PJM_ROR_2_MISO_IN | PJM_ROR | MISO_IN | Internal | Summer | B7 | 400 | 909 | 904.55 | 54.47 | 56.47 | 2 | 0
2040 | PJM_ROR_2_MISO_IN | PJM_ROR | MISO_IN | Internal | Summer | B8 | 500 | 909 | 0.05 | 50.88 | 52.87 | 2 | 0
2040 | PJM_ROR_2_MISO_IN | PJM_ROR | MISO_IN | Internal | Summer | B9 | 800 | 909 | 0 | 49.78 | 50.03 | 2 | 0
2040 | PJM_ROR_2_MISO_IN | PJM_ROR | MISO_IN | Internal | Summer | B10 | 1262 | 909 | 0 | 49.34 | 50.03 | 2 | 0
2040 | PJM_ROR_2_MISO_IN | PJM_ROR | MISO_IN | Internal | Winter | B16 | 25 | 909 | 0 | 84.57 | 85.38 | 2 | 0
2040 | PJM_ROR_2_MISO_IN | PJM_ROR | MISO_IN | Internal | Winter | B17 | 100 | 909 | 0 | 71.57 | 69.6 | 2 | 0
2040 | PJM_ROR_2_MISO_IN | PJM_ROR | MISO_IN | Internal | Winter | B18 | 400 | 909 | 0 | 63.53 | 62.6 | 2 | 0
2040 | PJM_ROR_2_MISO_IN | PJM_ROR | MISO_IN | Internal | Winter | B19 | 700 | 909 | 0 | 59.47 | 60.14 | 2 | 0
2040 | PJM_ROR_2_MISO_IN | PJM_ROR | MISO_IN | Internal | Winter | B20 | 935 | 909 | 0 | 55.54 | 55.05 | 2 | 0
2040 | PJM_ROR_2_MISO_MI | PJM_ROR | MISO_MI | Internal | Shoulder | B11 | 25 | 1305 | 1303.99 | 79.7 | 81.71 | 2 | 0.01
2040 | PJM_ROR_2_MISO_MI | PJM_ROR | MISO_MI | Internal | Shoulder | B12 | 200 | 1305 | 0 | 64.74 | 66.31 | 2 | 0
2040 | PJM_ROR_2_MISO_MI | PJM_ROR | MISO_MI | Internal | Shoulder | B13 | 600 | 1305 | 1226.73 | 57.7 | 59.7 | 2 | 0
2040 | PJM_ROR_2_MISO_MI | PJM_ROR | MISO_MI | Internal | Shoulder | B14 | 900 | 1305 | 0 | 56.26 | 58.15 | 2 | 0
2040 | PJM_ROR_2_MISO_MI | PJM_ROR | MISO_MI | Internal | Shoulder | B15 | 1203 | 1305 | 67.39 | 51.58 | 53.58 | 2 | 0
2040 | PJM_ROR_2_MISO_MI | PJM_ROR | MISO_MI | Internal | Summer | B1 | 10 | 1305 | 1304.99 | 90.44 | 95.32 | 2 | 2.88
2040 | PJM_ROR_2_MISO_MI | PJM_ROR | MISO_MI | Internal | Summer | B2 | 25 | 1305 | 1304.99 | 90.44 | 94.64 | 2 | 2.2
2040 | PJM_ROR_2_MISO_MI | PJM_ROR | MISO_MI | Internal | Summer | B3 | 75 | 1305 | 1304.99 | 90.44 | 93.16 | 2 | 0.72
2040 | PJM_ROR_2_MISO_MI | PJM_ROR | MISO_MI | Internal | Summer | B4 | 100 | 1305 | 1304.99 | 89.43 | 91.98 | 2 | 0.55
2040 | PJM_ROR_2_MISO_MI | PJM_ROR | MISO_MI | Internal | Summer | B5 | 200 | 1305 | 1304.99 | 85.99 | 88.09 | 2 | 0.1
2040 | PJM_ROR_2_MISO_MI | PJM_ROR | MISO_MI | Internal | Summer | B6 | 300 | 1305 | 1017.81 | 67.86 | 69.86 | 2 | 0
2040 | PJM_ROR_2_MISO_MI | PJM_ROR | MISO_MI | Internal | Summer | B7 | 400 | 1305 | 1304.95 | 54.47 | 56.48 | 2 | 0.01
2040 | PJM_ROR_2_MISO_MI | PJM_ROR | MISO_MI | Internal | Summer | B8 | 500 | 1305 | 1305 | 50.88 | 53.66 | 2 | 0.78
2040 | PJM_ROR_2_MISO_MI | PJM_ROR | MISO_MI | Internal | Summer | B9 | 800 | 1305 | 945.81 | 49.78 | 51.78 | 2 | 0
2040 | PJM_ROR_2_MISO_MI | PJM_ROR | MISO_MI | Internal | Summer | B10 | 1262 | 1305 | 0 | 49.34 | 50.62 | 2 | 0
2040 | PJM_ROR_2_MISO_MI | PJM_ROR | MISO_MI | Internal | Winter | B16 | 25 | 1305 | 0.01 | 84.57 | 85.4 | 2 | 0
2040 | PJM_ROR_2_MISO_MI | PJM_ROR | MISO_MI | Internal | Winter | B17 | 100 | 1305 | 0 | 71.57 | 69.61 | 2 | 0
2040 | PJM_ROR_2_MISO_MI | PJM_ROR | MISO_MI | Internal | Winter | B18 | 400 | 1305 | 0 | 63.53 | 62.61 | 2 | 0
2040 | PJM_ROR_2_MISO_MI | PJM_ROR | MISO_MI | Internal | Winter | B19 | 700 | 1305 | 0 | 59.47 | 60.15 | 2 | 0
2040 | PJM_ROR_2_MISO_MI | PJM_ROR | MISO_MI | Internal | Winter | B20 | 935 | 1305 | 0 | 55.54 | 55.06 | 2 | 0
2040 | PJM_ROR_2_MISO_MO-IL | PJM_ROR | MISO_MO-IL | Internal | Shoulder | B11 | 25 | 1111 | 1110.1 | 79.7 | 81.71 | 2 | 0.01
2040 | PJM_ROR_2_MISO_MO-IL | PJM_ROR | MISO_MO-IL | Internal | Shoulder | B12 | 200 | 1111 | 0 | 64.74 | 66.29 | 2 | 0
2040 | PJM_ROR_2_MISO_MO-IL | PJM_ROR | MISO_MO-IL | Internal | Shoulder | B13 | 600 | 1111 | 0.02 | 57.7 | 59.68 | 2 | 0
2040 | PJM_ROR_2_MISO_MO-IL | PJM_ROR | MISO_MO-IL | Internal | Shoulder | B14 | 900 | 1111 | 0 | 56.26 | 57.95 | 2 | 0
2040 | PJM_ROR_2_MISO_MO-IL | PJM_ROR | MISO_MO-IL | Internal | Shoulder | B15 | 1203 | 1111 | 0 | 51.58 | 51.63 | 2 | 0
2040 | PJM_ROR_2_MISO_MO-IL | PJM_ROR | MISO_MO-IL | Internal | Summer | B1 | 10 | 1111 | 1110.99 | 90.44 | 95.32 | 2 | 2.88
2040 | PJM_ROR_2_MISO_MO-IL | PJM_ROR | MISO_MO-IL | Internal | Summer | B2 | 25 | 1111 | 1110.99 | 90.44 | 94.64 | 2 | 2.2
2040 | PJM_ROR_2_MISO_MO-IL | PJM_ROR | MISO_MO-IL | Internal | Summer | B3 | 75 | 1111 | 1110.99 | 90.44 | 93.16 | 2 | 0.72
2040 | PJM_ROR_2_MISO_MO-IL | PJM_ROR | MISO_MO-IL | Internal | Summer | B4 | 100 | 1111 | 1111 | 89.43 | 92.01 | 2 | 0.58
2040 | PJM_ROR_2_MISO_MO-IL | PJM_ROR | MISO_MO-IL | Internal | Summer | B5 | 200 | 1111 | 1110.99 | 85.99 | 88.09 | 2 | 0.1
2040 | PJM_ROR_2_MISO_MO-IL | PJM_ROR | MISO_MO-IL | Internal | Summer | B6 | 300 | 1111 | 876 | 67.86 | 69.86 | 2 | 0
2040 | PJM_ROR_2_MISO_MO-IL | PJM_ROR | MISO_MO-IL | Internal | Summer | B7 | 400 | 1111 | 1110.95 | 54.47 | 56.48 | 2 | 0.01
2040 | PJM_ROR_2_MISO_MO-IL | PJM_ROR | MISO_MO-IL | Internal | Summer | B8 | 500 | 1111 | 528.38 | 50.88 | 52.88 | 2 | 0
2040 | PJM_ROR_2_MISO_MO-IL | PJM_ROR | MISO_MO-IL | Internal | Summer | B9 | 800 | 1111 | 0 | 49.78 | 50.04 | 2 | 0
2040 | PJM_ROR_2_MISO_MO-IL | PJM_ROR | MISO_MO-IL | Internal | Summer | B10 | 1262 | 1111 | 0 | 49.34 | 47.74 | 2 | 0
2040 | PJM_ROR_2_MISO_MO-IL | PJM_ROR | MISO_MO-IL | Internal | Winter | B16 | 25 | 1111 | 0 | 84.57 | 85.37 | 2 | 0
2040 | PJM_ROR_2_MISO_MO-IL | PJM_ROR | MISO_MO-IL | Internal | Winter | B17 | 100 | 1111 | 0 | 71.57 | 69.59 | 2 | 0
2040 | PJM_ROR_2_MISO_MO-IL | PJM_ROR | MISO_MO-IL | Internal | Winter | B18 | 400 | 1111 | 0 | 63.53 | 62.59 | 2 | 0
2040 | PJM_ROR_2_MISO_MO-IL | PJM_ROR | MISO_MO-IL | Internal | Winter | B19 | 700 | 1111 | 0 | 59.47 | 60.12 | 2 | 0
2040 | PJM_ROR_2_MISO_MO-IL | PJM_ROR | MISO_MO-IL | Internal | Winter | B20 | 935 | 1111 | 0 | 55.54 | 52.03 | 2 | 0
2040 | PJM_ROR_2_MISO_W | PJM_ROR | MISO_W | Internal | Shoulder | B11 | 25 | 709 | 422.97 | 79.7 | 81.7 | 2 | 0
2040 | PJM_ROR_2_MISO_W | PJM_ROR | MISO_W | Internal | Shoulder | B12 | 200 | 709 | 0 | 64.74 | 66.27 | 2 | 0
2040 | PJM_ROR_2_MISO_W | PJM_ROR | MISO_W | Internal | Shoulder | B13 | 600 | 709 | 0.01 | 57.7 | 59.66 | 2 | 0
2040 | PJM_ROR_2_MISO_W | PJM_ROR | MISO_W | Internal | Shoulder | B14 | 900 | 709 | 0 | 56.26 | 57.94 | 2 | 0
2040 | PJM_ROR_2_MISO_W | PJM_ROR | MISO_W | Internal | Shoulder | B15 | 1203 | 709 | 0 | 51.58 | 51.64 | 2 | 0
2040 | PJM_ROR_2_MISO_W | PJM_ROR | MISO_W | Internal | Summer | B1 | 10 | 709 | 708.99 | 90.44 | 95.31 | 2 | 2.87
2040 | PJM_ROR_2_MISO_W | PJM_ROR | MISO_W | Internal | Summer | B2 | 25 | 709 | 708.99 | 90.44 | 94.63 | 2 | 2.19
2040 | PJM_ROR_2_MISO_W | PJM_ROR | MISO_W | Internal | Summer | B3 | 75 | 709 | 709 | 90.44 | 93.54 | 2 | 1.1
2040 | PJM_ROR_2_MISO_W | PJM_ROR | MISO_W | Internal | Summer | B4 | 100 | 709 | 709 | 89.43 | 92.02 | 2 | 0.59
2040 | PJM_ROR_2_MISO_W | PJM_ROR | MISO_W | Internal | Summer | B5 | 200 | 709 | 708.98 | 85.99 | 88.08 | 2 | 0.09
2040 | PJM_ROR_2_MISO_W | PJM_ROR | MISO_W | Internal | Summer | B6 | 300 | 709 | 8.37 | 67.86 | 69.86 | 2 | 0
2040 | PJM_ROR_2_MISO_W | PJM_ROR | MISO_W | Internal | Summer | B7 | 400 | 709 | 704.98 | 54.47 | 56.47 | 2 | 0
2040 | PJM_ROR_2_MISO_W | PJM_ROR | MISO_W | Internal | Summer | B8 | 500 | 709 | 0.05 | 50.88 | 52.87 | 2 | 0
2040 | PJM_ROR_2_MISO_W | PJM_ROR | MISO_W | Internal | Summer | B9 | 800 | 709 | 0 | 49.78 | 50.03 | 2 | 0
2040 | PJM_ROR_2_MISO_W | PJM_ROR | MISO_W | Internal | Summer | B10 | 1262 | 709 | 0 | 49.34 | 47.73 | 2 | 0
2040 | PJM_ROR_2_MISO_W | PJM_ROR | MISO_W | Internal | Winter | B16 | 25 | 709 | 0 | 84.57 | 85.36 | 2 | 0
2040 | PJM_ROR_2_MISO_W | PJM_ROR | MISO_W | Internal | Winter | B17 | 100 | 709 | 0 | 71.57 | 69.57 | 2 | 0
2040 | PJM_ROR_2_MISO_W | PJM_ROR | MISO_W | Internal | Winter | B18 | 400 | 709 | 0 | 63.53 | 62.58 | 2 | 0
2040 | PJM_ROR_2_MISO_W | PJM_ROR | MISO_W | Internal | Winter | B19 | 700 | 709 | 0 | 59.47 | 60.11 | 2 | 0
2040 | PJM_ROR_2_MISO_W | PJM_ROR | MISO_W | Internal | Winter | B20 | 935 | 709 | 0 | 55.54 | 52.02 | 2 | 0
2040 | PJM_ROR_2_MISO_WUMS | PJM_ROR | MISO_WUMS | Internal | Shoulder | B11 | 25 | 1467 | 0.96 | 79.7 | 81.68 | 2 | 0
2040 | PJM_ROR_2_MISO_WUMS | PJM_ROR | MISO_WUMS | Internal | Shoulder | B12 | 200 | 1467 | 0 | 64.74 | 66.26 | 2 | 0
2040 | PJM_ROR_2_MISO_WUMS | PJM_ROR | MISO_WUMS | Internal | Shoulder | B13 | 600 | 1467 | 0.01 | 57.7 | 59.65 | 2 | 0
2040 | PJM_ROR_2_MISO_WUMS | PJM_ROR | MISO_WUMS | Internal | Shoulder | B14 | 900 | 1467 | 0 | 56.26 | 56.38 | 2 | 0
2040 | PJM_ROR_2_MISO_WUMS | PJM_ROR | MISO_WUMS | Internal | Shoulder | B15 | 1203 | 1467 | 0 | 51.58 | 51.69 | 2 | 0
2040 | PJM_ROR_2_MISO_WUMS | PJM_ROR | MISO_WUMS | Internal | Summer | B1 | 10 | 1467 | 0 | 90.44 | 87.99 | 2 | 0
2040 | PJM_ROR_2_MISO_WUMS | PJM_ROR | MISO_WUMS | Internal | Summer | B2 | 25 | 1467 | 0 | 90.44 | 87.99 | 2 | 0
2040 | PJM_ROR_2_MISO_WUMS | PJM_ROR | MISO_WUMS | Internal | Summer | B3 | 75 | 1467 | 0 | 90.44 | 87.99 | 2 | 0
2040 | PJM_ROR_2_MISO_WUMS | PJM_ROR | MISO_WUMS | Internal | Summer | B4 | 100 | 1467 | 0 | 89.43 | 87.99 | 2 | 0
2040 | PJM_ROR_2_MISO_WUMS | PJM_ROR | MISO_WUMS | Internal | Summer | B5 | 200 | 1467 | 1189.52 | 85.99 | 87.99 | 2 | 0
2040 | PJM_ROR_2_MISO_WUMS | PJM_ROR | MISO_WUMS | Internal | Summer | B6 | 300 | 1467 | 0.07 | 67.86 | 69.85 | 2 | 0
2040 | PJM_ROR_2_MISO_WUMS | PJM_ROR | MISO_WUMS | Internal | Summer | B7 | 400 | 1467 | 0.08 | 54.47 | 56.46 | 2 | 0
2040 | PJM_ROR_2_MISO_WUMS | PJM_ROR | MISO_WUMS | Internal | Summer | B8 | 500 | 1467 | 502.88 | 50.88 | 52.88 | 2 | 0
2040 | PJM_ROR_2_MISO_WUMS | PJM_ROR | MISO_WUMS | Internal | Summer | B9 | 800 | 1467 | 0 | 49.78 | 50.04 | 2 | 0
2040 | PJM_ROR_2_MISO_WUMS | PJM_ROR | MISO_WUMS | Internal | Summer | B10 | 1262 | 1467 | 0 | 49.34 | 49.9 | 2 | 0
2040 | PJM_ROR_2_MISO_WUMS | PJM_ROR | MISO_WUMS | Internal | Winter | B16 | 25 | 1467 | 0 | 84.57 | 85.37 | 2 | 0
2040 | PJM_ROR_2_MISO_WUMS | PJM_ROR | MISO_WUMS | Internal | Winter | B17 | 100 | 1467 | 0 | 71.57 | 69.59 | 2 | 0
2040 | PJM_ROR_2_MISO_WUMS | PJM_ROR | MISO_WUMS | Internal | Winter | B18 | 400 | 1467 | 0 | 63.53 | 62.59 | 2 | 0
2040 | PJM_ROR_2_MISO_WUMS | PJM_ROR | MISO_WUMS | Internal | Winter | B19 | 700 | 1467 | 0 | 59.47 | 60.12 | 2 | 0
2040 | PJM_ROR_2_MISO_WUMS | PJM_ROR | MISO_WUMS | Internal | Winter | B20 | 935 | 1467 | 0 | 55.54 | 55.03 | 2 | 0
2040 | PJM_ROR_2_PJM_ROM | PJM_ROR | PJM_ROM | Internal | Shoulder | B11 | 25 | 8000 | 0 | 79.7 | 66.5 | 0.01 | 0
2040 | PJM_ROR_2_PJM_ROM | PJM_ROR | PJM_ROM | Internal | Shoulder | B12 | 200 | 8000 | 0.06 | 64.74 | 64.73 | 0.01 | 0
2040 | PJM_ROR_2_PJM_ROM | PJM_ROR | PJM_ROM | Internal | Shoulder | B13 | 600 | 8000 | 0 | 57.7 | 56.69 | 0.01 | 0
2040 | PJM_ROR_2_PJM_ROM | PJM_ROR | PJM_ROM | Internal | Shoulder | B14 | 900 | 8000 | 0.01 | 56.26 | 56.25 | 0.01 | 0
2040 | PJM_ROR_2_PJM_ROM | PJM_ROR | PJM_ROM | Internal | Shoulder | B15 | 1203 | 8000 | 0.01 | 51.58 | 51.57 | 0.01 | 0
2040 | PJM_ROR_2_PJM_ROM | PJM_ROR | PJM_ROM | Internal | Summer | B1 | 10 | 8000 | 1.16 | 90.44 | 90.43 | 0.01 | 0
2040 | PJM_ROR_2_PJM_ROM | PJM_ROR | PJM_ROM | Internal | Summer | B2 | 25 | 8000 | 0.46 | 90.44 | 90.43 | 0.01 | 0
2040 | PJM_ROR_2_PJM_ROM | PJM_ROR | PJM_ROM | Internal | Summer | B3 | 75 | 8000 | 0 | 90.44 | 81.39 | 0.01 | 0
2040 | PJM_ROR_2_PJM_ROM | PJM_ROR | PJM_ROM | Internal | Summer | B4 | 100 | 8000 | 0 | 89.43 | 80.21 | 0.01 | 0
2040 | PJM_ROR_2_PJM_ROM | PJM_ROR | PJM_ROM | Internal | Summer | B5 | 200 | 8000 | 0 | 85.99 | 76.67 | 0.01 | 0
2040 | PJM_ROR_2_PJM_ROM | PJM_ROR | PJM_ROM | Internal | Summer | B6 | 300 | 8000 | 0.04 | 67.86 | 67.85 | 0.01 | 0
2040 | PJM_ROR_2_PJM_ROM | PJM_ROR | PJM_ROM | Internal | Summer | B7 | 400 | 8000 | 0.03 | 54.47 | 54.46 | 0.01 | 0
2040 | PJM_ROR_2_PJM_ROM | PJM_ROR | PJM_ROM | Internal | Summer | B8 | 500 | 8000 | 0.02 | 50.88 | 50.87 | 0.01 | 0
2040 | PJM_ROR_2_PJM_ROM | PJM_ROR | PJM_ROM | Internal | Summer | B9 | 800 | 8000 | 0.02 | 49.78 | 49.77 | 0.01 | 0
2040 | PJM_ROR_2_PJM_ROM | PJM_ROR | PJM_ROM | Internal | Summer | B10 | 1262 | 8000 | 0 | 49.34 | 49.33 | 0.01 | 0
2040 | PJM_ROR_2_PJM_ROM | PJM_ROR | PJM_ROM | Internal | Winter | B16 | 25 | 8000 | 0.48 | 84.57 | 84.56 | 0.01 | 0
2040 | PJM_ROR_2_PJM_ROM | PJM_ROR | PJM_ROM | Internal | Winter | B17 | 100 | 8000 | 1009.48 | 71.57 | 71.59 | 0.01 | 0
2040 | PJM_ROR_2_PJM_ROM | PJM_ROR | PJM_ROM | Internal | Winter | B18 | 400 | 8000 | 1295.68 | 63.53 | 63.54 | 0.01 | 0
2040 | PJM_ROR_2_PJM_ROM | PJM_ROR | PJM_ROM | Internal | Winter | B19 | 700 | 8000 | 556.5 | 59.47 | 59.49 | 0.01 | 0
2040 | PJM_ROR_2_PJM_ROM | PJM_ROR | PJM_ROM | Internal | Winter | B20 | 935 | 8000 | 0.01 | 55.54 | 55.53 | 0.01 | 0
2040 | PJM_ROR_2_TVA_Transmission | PJM_ROR | TVA_Transmission | Internal | Shoulder | B11 | 25 | 2500 | 0 | 79.7 | 83.24 | 6 | 0
2040 | PJM_ROR_2_TVA_Transmission | PJM_ROR | TVA_Transmission | Internal | Shoulder | B12 | 200 | 2500 | 0 | 64.74 | 67.08 | 6 | 0
2040 | PJM_ROR_2_TVA_Transmission | PJM_ROR | TVA_Transmission | Internal | Shoulder | B13 | 600 | 2500 | 0 | 57.7 | 62 | 6 | 0
2040 | PJM_ROR_2_TVA_Transmission | PJM_ROR | TVA_Transmission | Internal | Shoulder | B14 | 900 | 2500 | 0 | 56.26 | 61.38 | 6 | 0
2040 | PJM_ROR_2_TVA_Transmission | PJM_ROR | TVA_Transmission | Internal | Shoulder | B15 | 1203 | 2500 | 0 | 51.58 | 56.53 | 6 | 0
2040 | PJM_ROR_2_TVA_Transmission | PJM_ROR | TVA_Transmission | Internal | Summer | B1 | 10 | 2500 | 1383.19 | 90.44 | 96.44 | 6 | 0
2040 | PJM_ROR_2_TVA_Transmission | PJM_ROR | TVA_Transmission | Internal | Summer | B2 | 25 | 2500 | 404.08 | 90.44 | 96.44 | 6 | 0
2040 | PJM_ROR_2_TVA_Transmission | PJM_ROR | TVA_Transmission | Internal | Summer | B3 | 75 | 2500 | 0 | 90.44 | 95.68 | 6 | 0
2040 | PJM_ROR_2_TVA_Transmission | PJM_ROR | TVA_Transmission | Internal | Summer | B4 | 100 | 2500 | 1674.78 | 89.43 | 95.43 | 6 | 0
2040 | PJM_ROR_2_TVA_Transmission | PJM_ROR | TVA_Transmission | Internal | Summer | B5 | 200 | 2500 | 388.15 | 85.99 | 91.99 | 6 | 0
2040 | PJM_ROR_2_TVA_Transmission | PJM_ROR | TVA_Transmission | Internal | Summer | B6 | 300 | 2500 | 0 | 67.86 | 71.75 | 6 | 0
2040 | PJM_ROR_2_TVA_Transmission | PJM_ROR | TVA_Transmission | Internal | Summer | B7 | 400 | 2500 | 0 | 54.47 | 59.87 | 6 | 0
2040 | PJM_ROR_2_TVA_Transmission | PJM_ROR | TVA_Transmission | Internal | Summer | B8 | 500 | 2500 | 143.33 | 50.88 | 56.88 | 6 | 0
2040 | PJM_ROR_2_TVA_Transmission | PJM_ROR | TVA_Transmission | Internal | Summer | B9 | 800 | 2500 | 0 | 49.78 | 54.9 | 6 | 0
2040 | PJM_ROR_2_TVA_Transmission | PJM_ROR | TVA_Transmission | Internal | Summer | B10 | 1262 | 2500 | 0 | 49.34 | 50.86 | 6 | 0
2040 | PJM_ROR_2_TVA_Transmission | PJM_ROR | TVA_Transmission | Internal | Winter | B16 | 25 | 2500 | 0 | 84.57 | 85.37 | 6 | 0
2040 | PJM_ROR_2_TVA_Transmission | PJM_ROR | TVA_Transmission | Internal | Winter | B17 | 100 | 2500 | 0 | 71.57 | 71.33 | 6 | 0
2040 | PJM_ROR_2_TVA_Transmission | PJM_ROR | TVA_Transmission | Internal | Winter | B18 | 400 | 2500 | 0 | 63.53 | 63.41 | 6 | 0
2040 | PJM_ROR_2_TVA_Transmission | PJM_ROR | TVA_Transmission | Internal | Winter | B19 | 700 | 2500 | 0 | 59.47 | 62.13 | 6 | 0
2040 | PJM_ROR_2_TVA_Transmission | PJM_ROR | TVA_Transmission | Internal | Winter | B20 | 935 | 2500 | 0 | 55.54 | 58.74 | 6 | 0
2040 | PJM_ROR_2_VACAR | PJM_ROR | VACAR | Internal | Shoulder | B11 | 25 | 3000 | 0 | 79.7 | 80.4 | 6 | 0
2040 | PJM_ROR_2_VACAR | PJM_ROR | VACAR | Internal | Shoulder | B12 | 200 | 3000 | 0 | 64.74 | 68.56 | 6 | 0
2040 | PJM_ROR_2_VACAR | PJM_ROR | VACAR | Internal | Shoulder | B13 | 600 | 3000 | 0 | 57.7 | 57.65 | 6 | 0
2040 | PJM_ROR_2_VACAR | PJM_ROR | VACAR | Internal | Shoulder | B14 | 900 | 3000 | 0 | 56.26 | 57.65 | 6 | 0
2040 | PJM_ROR_2_VACAR | PJM_ROR | VACAR | Internal | Shoulder | B15 | 1203 | 3000 | 3000 | 51.58 | 57.65 | 6 | 0.07
2040 | PJM_ROR_2_VACAR | PJM_ROR | VACAR | Internal | Summer | B1 | 10 | 3000 | 2999.99 | 90.44 | 99.6 | 6 | 3.16
2040 | PJM_ROR_2_VACAR | PJM_ROR | VACAR | Internal | Summer | B2 | 25 | 3000 | 3000 | 90.44 | 99.6 | 6 | 3.16
2040 | PJM_ROR_2_VACAR | PJM_ROR | VACAR | Internal | Summer | B3 | 75 | 3000 | 2999.99 | 90.44 | 97.15 | 6 | 0.71
2040 | PJM_ROR_2_VACAR | PJM_ROR | VACAR | Internal | Summer | B4 | 100 | 3000 | 3000 | 89.43 | 97.15 | 6 | 1.72
2040 | PJM_ROR_2_VACAR | PJM_ROR | VACAR | Internal | Summer | B5 | 200 | 3000 | 3000 | 85.99 | 96.6 | 6 | 4.61
2040 | PJM_ROR_2_VACAR | PJM_ROR | VACAR | Internal | Summer | B6 | 300 | 3000 | 2662.76 | 67.86 | 73.86 | 6 | 0
2040 | PJM_ROR_2_VACAR | PJM_ROR | VACAR | Internal | Summer | B7 | 400 | 3000 | 2429.88 | 54.47 | 60.47 | 6 | 0
2040 | PJM_ROR_2_VACAR | PJM_ROR | VACAR | Internal | Summer | B8 | 500 | 3000 | 0 | 50.88 | 55.34 | 6 | 0
2040 | PJM_ROR_2_VACAR | PJM_ROR | VACAR | Internal | Summer | B9 | 800 | 3000 | 0 | 49.78 | 55.34 | 6 | 0
2040 | PJM_ROR_2_VACAR | PJM_ROR | VACAR | Internal | Summer | B10 | 1262 | 3000 | 321 | 49.34 | 55.34 | 6 | 0
2040 | PJM_ROR_2_VACAR | PJM_ROR | VACAR | Internal | Winter | B16 | 25 | 3000 | 3000 | 84.57 | 94.37 | 6 | 3.8
2040 | PJM_ROR_2_VACAR | PJM_ROR | VACAR | Internal | Winter | B17 | 100 | 3000 | 0 | 71.57 | 75.5 | 6 | 0
2040 | PJM_ROR_2_VACAR | PJM_ROR | VACAR | Internal | Winter | B18 | 400 | 3000 | 0 | 63.53 | 63.05 | 6 | 0
2040 | PJM_ROR_2_VACAR | PJM_ROR | VACAR | Internal | Winter | B19 | 700 | 3000 | 0 | 59.47 | 63.05 | 6 | 0
2040 | PJM_ROR_2_VACAR | PJM_ROR | VACAR | Internal | Winter | B20 | 935 | 3000 | 3000 | 55.54 | 63.05 | 6 | 1.5
2040 | PJM_ROM_2_NYISO_A-F | PJM_ROM | NYISO_A-F | Internal | Shoulder | B11 | 25 | 2000 | 0 | 66.5 | 58.5 | 6 | 0
2040 | PJM_ROM_2_NYISO_A-F | PJM_ROM | NYISO_A-F | Internal | Shoulder | B12 | 200 | 2000 | 0 | 64.73 | 57.79 | 6 | 0
2040 | PJM_ROM_2_NYISO_A-F | PJM_ROM | NYISO_A-F | Internal | Shoulder | B13 | 600 | 2000 | 0 | 56.69 | 52.65 | 6 | 0
2040 | PJM_ROM_2_NYISO_A-F | PJM_ROM | NYISO_A-F | Internal | Shoulder | B14 | 900 | 2000 | 0 | 56.25 | 52.65 | 6 | 0
2040 | PJM_ROM_2_NYISO_A-F | PJM_ROM | NYISO_A-F | Internal | Shoulder | B15 | 1203 | 2000 | 0 | 51.57 | 52.07 | 6 | 0
2040 | PJM_ROM_2_NYISO_A-F | PJM_ROM | NYISO_A-F | Internal | Summer | B1 | 10 | 2000 | 0 | 90.43 | 81.32 | 6 | 0
2040 | PJM_ROM_2_NYISO_A-F | PJM_ROM | NYISO_A-F | Internal | Summer | B2 | 25 | 2000 | 0 | 90.43 | 77.2 | 6 | 0
2040 | PJM_ROM_2_NYISO_A-F | PJM_ROM | NYISO_A-F | Internal | Summer | B3 | 75 | 2000 | 0 | 81.39 | 73.4 | 6 | 0
2040 | PJM_ROM_2_NYISO_A-F | PJM_ROM | NYISO_A-F | Internal | Summer | B4 | 100 | 2000 | 0 | 80.21 | 69.79 | 6 | 0
2040 | PJM_ROM_2_NYISO_A-F | PJM_ROM | NYISO_A-F | Internal | Summer | B5 | 200 | 2000 | 0 | 76.67 | 67.03 | 6 | 0
2040 | PJM_ROM_2_NYISO_A-F | PJM_ROM | NYISO_A-F | Internal | Summer | B6 | 300 | 2000 | 0 | 67.85 | 59.85 | 6 | 0
2040 | PJM_ROM_2_NYISO_A-F | PJM_ROM | NYISO_A-F | Internal | Summer | B7 | 400 | 2000 | 0 | 54.46 | 51.36 | 6 | 0
2040 | PJM_ROM_2_NYISO_A-F | PJM_ROM | NYISO_A-F | Internal | Summer | B8 | 500 | 2000 | 0 | 50.87 | 51.36 | 6 | 0
2040 | PJM_ROM_2_NYISO_A-F | PJM_ROM | NYISO_A-F | Internal | Summer | B9 | 800 | 2000 | 0 | 49.77 | 51.36 | 6 | 0
2040 | PJM_ROM_2_NYISO_A-F | PJM_ROM | NYISO_A-F | Internal | Summer | B10 | 1262 | 2000 | 0 | 49.33 | 51.36 | 6 | 0
2040 | PJM_ROM_2_NYISO_A-F | PJM_ROM | NYISO_A-F | Internal | Winter | B16 | 25 | 2000 | 0 | 84.56 | 76.56 | 6 | 0
2040 | PJM_ROM_2_NYISO_A-F | PJM_ROM | NYISO_A-F | Internal | Winter | B17 | 100 | 2000 | 0 | 71.59 | 63.59 | 6 | 0
2040 | PJM_ROM_2_NYISO_A-F | PJM_ROM | NYISO_A-F | Internal | Winter | B18 | 400 | 2000 | 0 | 63.54 | 60.85 | 6 | 0
2040 | PJM_ROM_2_NYISO_A-F | PJM_ROM | NYISO_A-F | Internal | Winter | B19 | 700 | 2000 | 0 | 59.49 | 60.85 | 6 | 0
2040 | PJM_ROM_2_NYISO_A-F | PJM_ROM | NYISO_A-F | Internal | Winter | B20 | 935 | 2000 | 0 | 55.53 | 60.85 | 6 | 0
2040 | PJM_ROM_2_PJM_E | PJM_ROM | PJM_E | Internal | Shoulder | B11 | 25 | 8000 | 1938.86 | 66.5 | 66.51 | 0.01 | 0
2040 | PJM_ROM_2_PJM_E | PJM_ROM | PJM_E | Internal | Shoulder | B12 | 200 | 8000 | 2060.08 | 64.73 | 64.74 | 0.01 | 0
2040 | PJM_ROM_2_PJM_E | PJM_ROM | PJM_E | Internal | Shoulder | B13 | 600 | 8000 | 1836.47 | 56.69 | 56.7 | 0.01 | 0
2040 | PJM_ROM_2_PJM_E | PJM_ROM | PJM_E | Internal | Shoulder | B14 | 900 | 8000 | 3090.1 | 56.25 | 56.26 | 0.01 | 0
2040 | PJM_ROM_2_PJM_E | PJM_ROM | PJM_E | Internal | Shoulder | B15 | 1203 | 8000 | 4369.92 | 51.57 | 51.58 | 0.01 | 0
2040 | PJM_ROM_2_PJM_E | PJM_ROM | PJM_E | Internal | Summer | B1 | 10 | 8000 | 4923.31 | 90.43 | 90.44 | 0.01 | 0
2040 | PJM_ROM_2_PJM_E | PJM_ROM | PJM_E | Internal | Summer | B2 | 25 | 8000 | 3937.12 | 90.43 | 90.44 | 0.01 | 0
2040 | PJM_ROM_2_PJM_E | PJM_ROM | PJM_E | Internal | Summer | B3 | 75 | 8000 | 2296.65 | 81.39 | 81.4 | 0.01 | 0
2040 | PJM_ROM_2_PJM_E | PJM_ROM | PJM_E | Internal | Summer | B4 | 100 | 8000 | 4694.04 | 80.21 | 80.22 | 0.01 | 0
2040 | PJM_ROM_2_PJM_E | PJM_ROM | PJM_E | Internal | Summer | B5 | 200 | 8000 | 5497.81 | 76.67 | 76.68 | 0.01 | 0
2040 | PJM_ROM_2_PJM_E | PJM_ROM | PJM_E | Internal | Summer | B6 | 300 | 8000 | 5308.71 | 67.85 | 67.86 | 0.01 | 0
2040 | PJM_ROM_2_PJM_E | PJM_ROM | PJM_E | Internal | Summer | B7 | 400 | 8000 | 4610.59 | 54.46 | 54.47 | 0.01 | 0
2040 | PJM_ROM_2_PJM_E | PJM_ROM | PJM_E | Internal | Summer | B8 | 500 | 8000 | 6722.68 | 50.87 | 50.88 | 0.01 | 0
2040 | PJM_ROM_2_PJM_E | PJM_ROM | PJM_E | Internal | Summer | B9 | 800 | 8000 | 7999.5 | 49.77 | 49.78 | 0.01 | 0
2040 | PJM_ROM_2_PJM_E | PJM_ROM | PJM_E | Internal | Summer | B10 | 1262 | 8000 | 5144.39 | 49.33 | 49.34 | 0.01 | 0
2040 | PJM_ROM_2_PJM_E | PJM_ROM | PJM_E | Internal | Winter | B16 | 25 | 8000 | 5253.47 | 84.56 | 84.57 | 0.01 | 0
2040 | PJM_ROM_2_PJM_E | PJM_ROM | PJM_E | Internal | Winter | B17 | 100 | 8000 | 5849.06 | 71.59 | 71.6 | 0.01 | 0
2040 | PJM_ROM_2_PJM_E | PJM_ROM | PJM_E | Internal | Winter | B18 | 400 | 8000 | 6039.01 | 63.54 | 63.55 | 0.01 | 0
2040 | PJM_ROM_2_PJM_E | PJM_ROM | PJM_E | Internal | Winter | B19 | 700 | 8000 | 6225.48 | 59.49 | 59.5 | 0.01 | 0
2040 | PJM_ROM_2_PJM_E | PJM_ROM | PJM_E | Internal | Winter | B20 | 935 | 8000 | 5794.74 | 55.53 | 55.54 | 0.01 | 0
2040 | PJM_ROM_2_PJM_ROR | PJM_ROM | PJM_ROR | Internal | Shoulder | B11 | 25 | 8000 | 8000 | 66.5 | 79.7 | 0.01 | 13.19
2040 | PJM_ROM_2_PJM_ROR | PJM_ROM | PJM_ROR | Internal | Shoulder | B12 | 200 | 8000 | 7633.31 | 64.73 | 64.74 | 0.01 | 0
2040 | PJM_ROM_2_PJM_ROR | PJM_ROM | PJM_ROR | Internal | Shoulder | B13 | 600 | 8000 | 8000 | 56.69 | 57.7 | 0.01 | 1
2040 | PJM_ROM_2_PJM_ROR | PJM_ROM | PJM_ROR | Internal | Shoulder | B14 | 900 | 8000 | 7276.47 | 56.25 | 56.26 | 0.01 | 0
2040 | PJM_ROM_2_PJM_ROR | PJM_ROM | PJM_ROR | Internal | Shoulder | B15 | 1203 | 8000 | 6759.49 | 51.57 | 51.58 | 0.01 | 0
2040 | PJM_ROM_2_PJM_ROR | PJM_ROM | PJM_ROR | Internal | Summer | B1 | 10 | 8000 | 5171.42 | 90.43 | 90.44 | 0.01 | 0
2040 | PJM_ROM_2_PJM_ROR | PJM_ROM | PJM_ROR | Internal | Summer | B2 | 25 | 8000 | 6767.51 | 90.43 | 90.44 | 0.01 | 0
2040 | PJM_ROM_2_PJM_ROR | PJM_ROM | PJM_ROR | Internal | Summer | B3 | 75 | 8000 | 8000 | 81.39 | 90.44 | 0.01 | 9.04
2040 | PJM_ROM_2_PJM_ROR | PJM_ROM | PJM_ROR | Internal | Summer | B4 | 100 | 8000 | 8000 | 80.21 | 89.43 | 0.01 | 9.21
2040 | PJM_ROM_2_PJM_ROR | PJM_ROM | PJM_ROR | Internal | Summer | B5 | 200 | 8000 | 8000 | 76.67 | 85.99 | 0.01 | 9.31
2040 | PJM_ROM_2_PJM_ROR | PJM_ROM | PJM_ROR | Internal | Summer | B6 | 300 | 8000 | 4105.94 | 67.85 | 67.86 | 0.01 | 0
2040 | PJM_ROM_2_PJM_ROR | PJM_ROM | PJM_ROR | Internal | Summer | B7 | 400 | 8000 | 5425.86 | 54.46 | 54.47 | 0.01 | 0
2040 | PJM_ROM_2_PJM_ROR | PJM_ROM | PJM_ROR | Internal | Summer | B8 | 500 | 8000 | 2984.36 | 50.87 | 50.88 | 0.01 | 0
2040 | PJM_ROM_2_PJM_ROR | PJM_ROM | PJM_ROR | Internal | Summer | B9 | 800 | 8000 | 3435.54 | 49.77 | 49.78 | 0.01 | 0
2040 | PJM_ROM_2_PJM_ROR | PJM_ROM | PJM_ROR | Internal | Summer | B10 | 1262 | 8000 | 6877.93 | 49.33 | 49.34 | 0.01 | 0
2040 | PJM_ROM_2_PJM_ROR | PJM_ROM | PJM_ROR | Internal | Winter | B16 | 25 | 8000 | 3395.22 | 84.56 | 84.57 | 0.01 | 0
2040 | PJM_ROM_2_PJM_ROR | PJM_ROM | PJM_ROR | Internal | Winter | B17 | 100 | 8000 | 0.12 | 71.59 | 71.57 | 0.01 | 0
2040 | PJM_ROM_2_PJM_ROR | PJM_ROM | PJM_ROR | Internal | Winter | B18 | 400 | 8000 | 0.03 | 63.54 | 63.53 | 0.01 | 0
2040 | PJM_ROM_2_PJM_ROR | PJM_ROM | PJM_ROR | Internal | Winter | B19 | 700 | 8000 | 0.02 | 59.49 | 59.47 | 0.01 | 0
2040 | PJM_ROM_2_PJM_ROR | PJM_ROM | PJM_ROR | Internal | Winter | B20 | 935 | 8000 | 1030.86 | 55.53 | 55.54 | 0.01 | 0
2040 | SOCO_2_ENT | SOCO | ENT | Internal | Shoulder | B11 | 25 | 2400 | 0 | 87.4 | 80.7 | 10 | 0
2040 | SOCO_2_ENT | SOCO | ENT | Internal | Shoulder | B12 | 200 | 2400 | 0 | 61.82 | 61.51 | 10 | 0
2040 | SOCO_2_ENT | SOCO | ENT | Internal | Shoulder | B13 | 600 | 2400 | 0 | 61.82 | 61.51 | 10 | 0
2040 | SOCO_2_ENT | SOCO | ENT | Internal | Shoulder | B14 | 900 | 2400 | 0 | 61.82 | 59.46 | 10 | 0
2040 | SOCO_2_ENT | SOCO | ENT | Internal | Shoulder | B15 | 1203 | 2400 | 0 | 61.82 | 59.46 | 10 | 0
2040 | SOCO_2_ENT | SOCO | ENT | Internal | Summer | B1 | 10 | 2400 | 0 | 100.52 | 92.52 | 10 | 0
2040 | SOCO_2_ENT | SOCO | ENT | Internal | Summer | B2 | 25 | 2400 | 0 | 100.52 | 92.52 | 10 | 0
2040 | SOCO_2_ENT | SOCO | ENT | Internal | Summer | B3 | 75 | 2400 | 0 | 100.52 | 88.01 | 10 | 0
2040 | SOCO_2_ENT | SOCO | ENT | Internal | Summer | B4 | 100 | 2400 | 0 | 100.52 | 88.01 | 10 | 0
2040 | SOCO_2_ENT | SOCO | ENT | Internal | Summer | B5 | 200 | 2400 | 0 | 92.96 | 84.96 | 10 | 0
2040 | SOCO_2_ENT | SOCO | ENT | Internal | Summer | B6 | 300 | 2400 | 0 | 75.86 | 68.86 | 10 | 0
2040 | SOCO_2_ENT | SOCO | ENT | Internal | Summer | B7 | 400 | 2400 | 0 | 62.39 | 60 | 10 | 0
2040 | SOCO_2_ENT | SOCO | ENT | Internal | Summer | B8 | 500 | 2400 | 0 | 60.21 | 60 | 10 | 0
2040 | SOCO_2_ENT | SOCO | ENT | Internal | Summer | B9 | 800 | 2400 | 0 | 60.21 | 58.04 | 10 | 0
2040 | SOCO_2_ENT | SOCO | ENT | Internal | Summer | B10 | 1262 | 2400 | 0 | 55.11 | 57.5 | 10 | 0
2040 | SOCO_2_ENT | SOCO | ENT | Internal | Winter | B16 | 25 | 2400 | 0 | 84.37 | 77.37 | 10 | 0
2040 | SOCO_2_ENT | SOCO | ENT | Internal | Winter | B17 | 100 | 2400 | 0 | 65.5 | 66.07 | 10 | 0
2040 | SOCO_2_ENT | SOCO | ENT | Internal | Winter | B18 | 400 | 2400 | 0 | 65.5 | 65.59 | 10 | 0
2040 | SOCO_2_ENT | SOCO | ENT | Internal | Winter | B19 | 700 | 2400 | 0 | 65.5 | 63.4 | 10 | 0
2040 | SOCO_2_ENT | SOCO | ENT | Internal | Winter | B20 | 935 | 2400 | 0 | 59.84 | 60.03 | 10 | 0
2040 | SOCO_2_FRCC | SOCO | FRCC | Internal | Shoulder | B11 | 25 | 3700 | 0 | 87.4 | 94.96 | 10 | 0
2040 | SOCO_2_FRCC | SOCO | FRCC | Internal | Shoulder | B12 | 200 | 3700 | 0 | 61.82 | 66.91 | 10 | 0
2040 | SOCO_2_FRCC | SOCO | FRCC | Internal | Shoulder | B13 | 600 | 3700 | 0 | 61.82 | 66.91 | 10 | 0
2040 | SOCO_2_FRCC | SOCO | FRCC | Internal | Shoulder | B14 | 900 | 3700 | 0 | 61.82 | 66.91 | 10 | 0
2040 | SOCO_2_FRCC | SOCO | FRCC | Internal | Shoulder | B15 | 1203 | 3700 | 0 | 61.82 | 61.1 | 10 | 0
2040 | SOCO_2_FRCC | SOCO | FRCC | Internal | Summer | B1 | 10 | 3700 | 0 | 100.52 | 107.43 | 10 | 0
2040 | SOCO_2_FRCC | SOCO | FRCC | Internal | Summer | B2 | 25 | 3700 | 0 | 100.52 | 105.06 | 10 | 0
2040 | SOCO_2_FRCC | SOCO | FRCC | Internal | Summer | B3 | 75 | 3700 | 0 | 100.52 | 93.28 | 10 | 0
2040 | SOCO_2_FRCC | SOCO | FRCC | Internal | Summer | B4 | 100 | 3700 | 0 | 100.52 | 93.28 | 10 | 0
2040 | SOCO_2_FRCC | SOCO | FRCC | Internal | Summer | B5 | 200 | 3700 | 0 | 92.96 | 93.28 | 10 | 0
2040 | SOCO_2_FRCC | SOCO | FRCC | Internal | Summer | B6 | 300 | 3700 | 0 | 75.86 | 78.23 | 10 | 0
2040 | SOCO_2_FRCC | SOCO | FRCC | Internal | Summer | B7 | 400 | 3700 | 0 | 62.39 | 68.59 | 10 | 0
2040 | SOCO_2_FRCC | SOCO | FRCC | Internal | Summer | B8 | 500 | 3700 | 0 | 60.21 | 65.74 | 10 | 0
2040 | SOCO_2_FRCC | SOCO | FRCC | Internal | Summer | B9 | 800 | 3700 | 0 | 60.21 | 65.74 | 10 | 0
2040 | SOCO_2_FRCC | SOCO | FRCC | Internal | Summer | B10 | 1262 | 3700 | 0 | 55.11 | 60.05 | 10 | 0
2040 | SOCO_2_FRCC | SOCO | FRCC | Internal | Winter | B16 | 25 | 3700 | 0 | 84.37 | 85.75 | 10 | 0
2040 | SOCO_2_FRCC | SOCO | FRCC | Internal | Winter | B17 | 100 | 3700 | 0 | 65.5 | 69.97 | 10 | 0
2040 | SOCO_2_FRCC | SOCO | FRCC | Internal | Winter | B18 | 400 | 3700 | 0 | 65.5 | 69.97 | 10 | 0
2040 | SOCO_2_FRCC | SOCO | FRCC | Internal | Winter | B19 | 700 | 3700 | 0 | 65.5 | 69.97 | 10 | 0
2040 | SOCO_2_FRCC | SOCO | FRCC | Internal | Winter | B20 | 935 | 3700 | 0 | 59.84 | 63.83 | 10 | 0
2040 | SOCO_2_TVA_Transmission | SOCO | TVA_Transmission | Internal | Shoulder | B11 | 25 | 2600 | 0 | 87.4 | 83.24 | 10 | 0
2040 | SOCO_2_TVA_Transmission | SOCO | TVA_Transmission | Internal | Shoulder | B12 | 200 | 2600 | 0 | 61.82 | 67.08 | 10 | 0
2040 | SOCO_2_TVA_Transmission | SOCO | TVA_Transmission | Internal | Shoulder | B13 | 600 | 2600 | 0 | 61.82 | 62 | 10 | 0
2040 | SOCO_2_TVA_Transmission | SOCO | TVA_Transmission | Internal | Shoulder | B14 | 900 | 2600 | 0 | 61.82 | 61.38 | 10 | 0
2040 | SOCO_2_TVA_Transmission | SOCO | TVA_Transmission | Internal | Shoulder | B15 | 1203 | 2600 | 0 | 61.82 | 56.53 | 10 | 0
2040 | SOCO_2_TVA_Transmission | SOCO | TVA_Transmission | Internal | Summer | B1 | 10 | 2600 | 0 | 100.52 | 96.44 | 10 | 0
2040 | SOCO_2_TVA_Transmission | SOCO | TVA_Transmission | Internal | Summer | B2 | 25 | 2600 | 0 | 100.52 | 96.44 | 10 | 0
2040 | SOCO_2_TVA_Transmission | SOCO | TVA_Transmission | Internal | Summer | B3 | 75 | 2600 | 0 | 100.52 | 95.68 | 10 | 0
2040 | SOCO_2_TVA_Transmission | SOCO | TVA_Transmission | Internal | Summer | B4 | 100 | 2600 | 0 | 100.52 | 95.43 | 10 | 0
2040 | SOCO_2_TVA_Transmission | SOCO | TVA_Transmission | Internal | Summer | B5 | 200 | 2600 | 0 | 92.96 | 91.99 | 10 | 0
2040 | SOCO_2_TVA_Transmission | SOCO | TVA_Transmission | Internal | Summer | B6 | 300 | 2600 | 0 | 75.86 | 71.75 | 10 | 0
2040 | SOCO_2_TVA_Transmission | SOCO | TVA_Transmission | Internal | Summer | B7 | 400 | 2600 | 0 | 62.39 | 59.87 | 10 | 0
2040 | SOCO_2_TVA_Transmission | SOCO | TVA_Transmission | Internal | Summer | B8 | 500 | 2600 | 0 | 60.21 | 56.88 | 10 | 0
2040 | SOCO_2_TVA_Transmission | SOCO | TVA_Transmission | Internal | Summer | B9 | 800 | 2600 | 0 | 60.21 | 54.9 | 10 | 0
2040 | SOCO_2_TVA_Transmission | SOCO | TVA_Transmission | Internal | Summer | B10 | 1262 | 2600 | 0 | 55.11 | 50.86 | 10 | 0
2040 | SOCO_2_TVA_Transmission | SOCO | TVA_Transmission | Internal | Winter | B16 | 25 | 2600 | 0 | 84.37 | 85.37 | 10 | 0
2040 | SOCO_2_TVA_Transmission | SOCO | TVA_Transmission | Internal | Winter | B17 | 100 | 2600 | 0 | 65.5 | 71.33 | 10 | 0
2040 | SOCO_2_TVA_Transmission | SOCO | TVA_Transmission | Internal | Winter | B18 | 400 | 2600 | 0 | 65.5 | 63.41 | 10 | 0
2040 | SOCO_2_TVA_Transmission | SOCO | TVA_Transmission | Internal | Winter | B19 | 700 | 2600 | 0 | 65.5 | 62.13 | 10 | 0
2040 | SOCO_2_TVA_Transmission | SOCO | TVA_Transmission | Internal | Winter | B20 | 935 | 2600 | 0 | 59.84 | 58.74 | 10 | 0
2040 | SOCO_2_VACAR | SOCO | VACAR | Internal | Shoulder | B11 | 25 | 2000 | 0 | 87.4 | 80.4 | 10 | 0
2040 | SOCO_2_VACAR | SOCO | VACAR | Internal | Shoulder | B12 | 200 | 2000 | 0 | 61.82 | 68.56 | 10 | 0
2040 | SOCO_2_VACAR | SOCO | VACAR | Internal | Shoulder | B13 | 600 | 2000 | 0 | 61.82 | 57.65 | 10 | 0
2040 | SOCO_2_VACAR | SOCO | VACAR | Internal | Shoulder | B14 | 900 | 2000 | 0 | 61.82 | 57.65 | 10 | 0
2040 | SOCO_2_VACAR | SOCO | VACAR | Internal | Shoulder | B15 | 1203 | 2000 | 0 | 61.82 | 57.65 | 10 | 0
2040 | SOCO_2_VACAR | SOCO | VACAR | Internal | Summer | B1 | 10 | 2000 | 0 | 100.52 | 99.6 | 10 | 0
2040 | SOCO_2_VACAR | SOCO | VACAR | Internal | Summer | B2 | 25 | 2000 | 0 | 100.52 | 99.6 | 10 | 0
2040 | SOCO_2_VACAR | SOCO | VACAR | Internal | Summer | B3 | 75 | 2000 | 0 | 100.52 | 97.15 | 10 | 0
2040 | SOCO_2_VACAR | SOCO | VACAR | Internal | Summer | B4 | 100 | 2000 | 0 | 100.52 | 97.15 | 10 | 0
2040 | SOCO_2_VACAR | SOCO | VACAR | Internal | Summer | B5 | 200 | 2000 | 0 | 92.96 | 96.6 | 10 | 0
2040 | SOCO_2_VACAR | SOCO | VACAR | Internal | Summer | B6 | 300 | 2000 | 0 | 75.86 | 73.86 | 10 | 0
2040 | SOCO_2_VACAR | SOCO | VACAR | Internal | Summer | B7 | 400 | 2000 | 0 | 62.39 | 60.47 | 10 | 0
2040 | SOCO_2_VACAR | SOCO | VACAR | Internal | Summer | B8 | 500 | 2000 | 0 | 60.21 | 55.34 | 10 | 0
2040 | SOCO_2_VACAR | SOCO | VACAR | Internal | Summer | B9 | 800 | 2000 | 0 | 60.21 | 55.34 | 10 | 0
2040 | SOCO_2_VACAR | SOCO | VACAR | Internal | Summer | B10 | 1262 | 2000 | 0 | 55.11 | 55.34 | 10 | 0
2040 | SOCO_2_VACAR | SOCO | VACAR | Internal | Winter | B16 | 25 | 2000 | 1961.98 | 84.37 | 94.37 | 10 | 0
2040 | SOCO_2_VACAR | SOCO | VACAR | Internal | Winter | B17 | 100 | 2000 | 1971.51 | 65.5 | 75.5 | 10 | 0
2040 | SOCO_2_VACAR | SOCO | VACAR | Internal | Winter | B18 | 400 | 2000 | 0 | 65.5 | 63.05 | 10 | 0
2040 | SOCO_2_VACAR | SOCO | VACAR | Internal | Winter | B19 | 700 | 2000 | 0 | 65.5 | 63.05 | 10 | 0
2040 | SOCO_2_VACAR | SOCO | VACAR | Internal | Winter | B20 | 935 | 2000 | 0 | 59.84 | 63.05 | 10 | 0
2040 | SPP_N_2_ENT | SPP_N | ENT | Internal | Shoulder | B11 | 25 | 1800 | 0 | 88.7 | 80.7 | 5 | 0
2040 | SPP_N_2_ENT | SPP_N | ENT | Internal | Shoulder | B12 | 200 | 1800 | 0 | 61.29 | 61.51 | 5 | 0
2040 | SPP_N_2_ENT | SPP_N | ENT | Internal | Shoulder | B13 | 600 | 1800 | 0 | 59.26 | 61.51 | 5 | 0
2040 | SPP_N_2_ENT | SPP_N | ENT | Internal | Shoulder | B14 | 900 | 1800 | 0 | 55.25 | 59.46 | 5 | 0
2040 | SPP_N_2_ENT | SPP_N | ENT | Internal | Shoulder | B15 | 1203 | 1800 | 1800 | 54.26 | 59.46 | 5 | 0.2
2040 | SPP_N_2_ENT | SPP_N | ENT | Internal | Summer | B1 | 10 | 1800 | 0 | 95.32 | 92.52 | 5 | 0
2040 | SPP_N_2_ENT | SPP_N | ENT | Internal | Summer | B2 | 25 | 1800 | 0 | 94.26 | 92.52 | 5 | 0
2040 | SPP_N_2_ENT | SPP_N | ENT | Internal | Summer | B3 | 75 | 1800 | 0 | 94.26 | 88.01 | 5 | 0
2040 | SPP_N_2_ENT | SPP_N | ENT | Internal | Summer | B4 | 100 | 1800 | 0 | 94.26 | 88.01 | 5 | 0
2040 | SPP_N_2_ENT | SPP_N | ENT | Internal | Summer | B5 | 200 | 1800 | 0 | 92.96 | 84.96 | 5 | 0
2040 | SPP_N_2_ENT | SPP_N | ENT | Internal | Summer | B6 | 300 | 1800 | 0 | 76.86 | 68.86 | 5 | 0
2040 | SPP_N_2_ENT | SPP_N | ENT | Internal | Summer | B7 | 400 | 1800 | 0 | 60.3 | 60 | 5 | 0
2040 | SPP_N_2_ENT | SPP_N | ENT | Internal | Summer | B8 | 500 | 1800 | 0 | 57.42 | 60 | 5 | 0
2040 | SPP_N_2_ENT | SPP_N | ENT | Internal | Summer | B9 | 800 | 1800 | 0 | 54.28 | 58.04 | 5 | 0
2040 | SPP_N_2_ENT | SPP_N | ENT | Internal | Summer | B10 | 1262 | 1800 | 755.26 | 52.5 | 57.5 | 5 | 0
2040 | SPP_N_2_ENT | SPP_N | ENT | Internal | Winter | B16 | 25 | 1800 | 0 | 80.37 | 77.37 | 5 | 0
2040 | SPP_N_2_ENT | SPP_N | ENT | Internal | Winter | B17 | 100 | 1800 | 0 | 64.59 | 66.07 | 5 | 0
2040 | SPP_N_2_ENT | SPP_N | ENT | Internal | Winter | B18 | 400 | 1800 | 559.03 | 60.59 | 65.59 | 5 | 0
2040 | SPP_N_2_ENT | SPP_N | ENT | Internal | Winter | B19 | 700 | 1800 | 668.26 | 58.4 | 63.4 | 5 | 0
2040 | SPP_N_2_ENT | SPP_N | ENT | Internal | Winter | B20 | 935 | 1800 | 1800 | 51.51 | 60.03 | 5 | 3.52
2040 | SPP_N_2_MISO_MO-IL | SPP_N | MISO_MO-IL | Internal | Shoulder | B11 | 25 | 2000 | 0 | 88.7 | 81.71 | 5 | 0
2040 | SPP_N_2_MISO_MO-IL | SPP_N | MISO_MO-IL | Internal | Shoulder | B12 | 200 | 2000 | 20.81 | 61.29 | 66.29 | 5 | 0
2040 | SPP_N_2_MISO_MO-IL | SPP_N | MISO_MO-IL | Internal | Shoulder | B13 | 600 | 2000 | 0 | 59.26 | 59.68 | 5 | 0
2040 | SPP_N_2_MISO_MO-IL | SPP_N | MISO_MO-IL | Internal | Shoulder | B14 | 900 | 2000 | 0 | 55.25 | 57.95 | 5 | 0
2040 | SPP_N_2_MISO_MO-IL | SPP_N | MISO_MO-IL | Internal | Shoulder | B15 | 1203 | 2000 | 0 | 54.26 | 51.63 | 5 | 0
2040 | SPP_N_2_MISO_MO-IL | SPP_N | MISO_MO-IL | Internal | Summer | B1 | 10 | 2000 | 0 | 95.32 | 95.32 | 5 | 0
2040 | SPP_N_2_MISO_MO-IL | SPP_N | MISO_MO-IL | Internal | Summer | B2 | 25 | 2000 | 0 | 94.26 | 94.64 | 5 | 0
2040 | SPP_N_2_MISO_MO-IL | SPP_N | MISO_MO-IL | Internal | Summer | B3 | 75 | 2000 | 0 | 94.26 | 93.16 | 5 | 0
2040 | SPP_N_2_MISO_MO-IL | SPP_N | MISO_MO-IL | Internal | Summer | B4 | 100 | 2000 | 0 | 94.26 | 92.01 | 5 | 0
2040 | SPP_N_2_MISO_MO-IL | SPP_N | MISO_MO-IL | Internal | Summer | B5 | 200 | 2000 | 0 | 92.96 | 88.09 | 5 | 0
2040 | SPP_N_2_MISO_MO-IL | SPP_N | MISO_MO-IL | Internal | Summer | B6 | 300 | 2000 | 0 | 76.86 | 69.86 | 5 | 0
2040 | SPP_N_2_MISO_MO-IL | SPP_N | MISO_MO-IL | Internal | Summer | B7 | 400 | 2000 | 0 | 60.3 | 56.48 | 5 | 0
2040 | SPP_N_2_MISO_MO-IL | SPP_N | MISO_MO-IL | Internal | Summer | B8 | 500 | 2000 | 0 | 57.42 | 52.88 | 5 | 0
2040 | SPP_N_2_MISO_MO-IL | SPP_N | MISO_MO-IL | Internal | Summer | B9 | 800 | 2000 | 0 | 54.28 | 50.04 | 5 | 0
2040 | SPP_N_2_MISO_MO-IL | SPP_N | MISO_MO-IL | Internal | Summer | B10 | 1262 | 2000 | 0 | 52.5 | 47.74 | 5 | 0
2040 | SPP_N_2_MISO_MO-IL | SPP_N | MISO_MO-IL | Internal | Winter | B16 | 25 | 2000 | 18.61 | 80.37 | 85.37 | 5 | 0
2040 | SPP_N_2_MISO_MO-IL | SPP_N | MISO_MO-IL | Internal | Winter | B17 | 100 | 2000 | 5.4 | 64.59 | 69.59 | 5 | 0
2040 | SPP_N_2_MISO_MO-IL | SPP_N | MISO_MO-IL | Internal | Winter | B18 | 400 | 2000 | 0 | 60.59 | 62.59 | 5 | 0
2040 | SPP_N_2_MISO_MO-IL | SPP_N | MISO_MO-IL | Internal | Winter | B19 | 700 | 2000 | 0 | 58.4 | 60.12 | 5 | 0
2040 | SPP_N_2_MISO_MO-IL | SPP_N | MISO_MO-IL | Internal | Winter | B20 | 935 | 2000 | 0 | 51.51 | 52.03 | 5 | 0
2040 | SPP_N_2_MISO_W | SPP_N | MISO_W | Internal | Shoulder | B11 | 25 | 750 | 0 | 88.7 | 81.7 | 5 | 0
2040 | SPP_N_2_MISO_W | SPP_N | MISO_W | Internal | Shoulder | B12 | 200 | 750 | 0.11 | 61.29 | 66.27 | 5 | 0
2040 | SPP_N_2_MISO_W | SPP_N | MISO_W | Internal | Shoulder | B13 | 600 | 750 | 0 | 59.26 | 59.66 | 5 | 0
2040 | SPP_N_2_MISO_W | SPP_N | MISO_W | Internal | Shoulder | B14 | 900 | 750 | 0 | 55.25 | 57.94 | 5 | 0
2040 | SPP_N_2_MISO_W | SPP_N | MISO_W | Internal | Shoulder | B15 | 1203 | 750 | 0 | 54.26 | 51.64 | 5 | 0
2040 | SPP_N_2_MISO_W | SPP_N | MISO_W | Internal | Summer | B1 | 10 | 750 | 0 | 95.32 | 95.31 | 5 | 0
2040 | SPP_N_2_MISO_W | SPP_N | MISO_W | Internal | Summer | B2 | 25 | 750 | 0 | 94.26 | 94.63 | 5 | 0
2040 | SPP_N_2_MISO_W | SPP_N | MISO_W | Internal | Summer | B3 | 75 | 750 | 0 | 94.26 | 93.54 | 5 | 0
2040 | SPP_N_2_MISO_W | SPP_N | MISO_W | Internal | Summer | B4 | 100 | 750 | 0 | 94.26 | 92.02 | 5 | 0
2040 | SPP_N_2_MISO_W | SPP_N | MISO_W | Internal | Summer | B5 | 200 | 750 | 0 | 92.96 | 88.08 | 5 | 0
2040 | SPP_N_2_MISO_W | SPP_N | MISO_W | Internal | Summer | B6 | 300 | 750 | 0 | 76.86 | 69.86 | 5 | 0
2040 | SPP_N_2_MISO_W | SPP_N | MISO_W | Internal | Summer | B7 | 400 | 750 | 0 | 60.3 | 56.47 | 5 | 0
2040 | SPP_N_2_MISO_W | SPP_N | MISO_W | Internal | Summer | B8 | 500 | 750 | 0 | 57.42 | 52.87 | 5 | 0
2040 | SPP_N_2_MISO_W | SPP_N | MISO_W | Internal | Summer | B9 | 800 | 750 | 0 | 54.28 | 50.03 | 5 | 0
2040 | SPP_N_2_MISO_W | SPP_N | MISO_W | Internal | Summer | B10 | 1262 | 750 | 0 | 52.5 | 47.73 | 5 | 0
2040 | SPP_N_2_MISO_W | SPP_N | MISO_W | Internal | Winter | B16 | 25 | 750 | 0.66 | 80.37 | 85.36 | 5 | 0
2040 | SPP_N_2_MISO_W | SPP_N | MISO_W | Internal | Winter | B17 | 100 | 750 | 0.18 | 64.59 | 69.57 | 5 | 0
2040 | SPP_N_2_MISO_W | SPP_N | MISO_W | Internal | Winter | B18 | 400 | 750 | 0 | 60.59 | 62.58 | 5 | 0
2040 | SPP_N_2_MISO_W | SPP_N | MISO_W | Internal | Winter | B19 | 700 | 750 | 0 | 58.4 | 60.11 | 5 | 0
2040 | SPP_N_2_MISO_W | SPP_N | MISO_W | Internal | Winter | B20 | 935 | 750 | 0 | 51.51 | 52.02 | 5 | 0
2040 | SPP_N_2_NE | SPP_N | NE | Internal | Shoulder | B11 | 25 | 330 | 0 | 88.7 | 81.7 | 0.01 | 0
2040 | SPP_N_2_NE | SPP_N | NE | Internal | Shoulder | B12 | 200 | 330 | 0.06 | 61.29 | 61.27 | 0.01 | 0
2040 | SPP_N_2_NE | SPP_N | NE | Internal | Shoulder | B13 | 600 | 330 | 0.02 | 59.26 | 59.25 | 0.01 | 0
2040 | SPP_N_2_NE | SPP_N | NE | Internal | Shoulder | B14 | 900 | 330 | 0.01 | 55.25 | 55.24 | 0.01 | 0
2040 | SPP_N_2_NE | SPP_N | NE | Internal | Shoulder | B15 | 1203 | 330 | 0 | 54.26 | 49.68 | 0.01 | 0
2040 | SPP_N_2_NE | SPP_N | NE | Internal | Summer | B1 | 10 | 330 | 1.09 | 95.32 | 95.31 | 0.01 | 0
2040 | SPP_N_2_NE | SPP_N | NE | Internal | Summer | B2 | 25 | 330 | 0.45 | 94.26 | 94.25 | 0.01 | 0
2040 | SPP_N_2_NE | SPP_N | NE | Internal | Summer | B3 | 75 | 330 | 0.15 | 94.26 | 94.25 | 0.01 | 0
2040 | SPP_N_2_NE | SPP_N | NE | Internal | Summer | B4 | 100 | 330 | 0 | 94.26 | 92.29 | 0.01 | 0
2040 | SPP_N_2_NE | SPP_N | NE | Internal | Summer | B5 | 200 | 330 | 0 | 92.96 | 88.13 | 0.01 | 0
2040 | SPP_N_2_NE | SPP_N | NE | Internal | Summer | B6 | 300 | 330 | 0 | 76.86 | 70.75 | 0.01 | 0
2040 | SPP_N_2_NE | SPP_N | NE | Internal | Summer | B7 | 400 | 330 | 0.03 | 60.3 | 60.29 | 0.01 | 0
2040 | SPP_N_2_NE | SPP_N | NE | Internal | Summer | B8 | 500 | 330 | 0 | 57.42 | 52.87 | 0.01 | 0
2040 | SPP_N_2_NE | SPP_N | NE | Internal | Summer | B9 | 800 | 330 | 0 | 54.28 | 46.1 | 0.01 | 0
2040 | SPP_N_2_NE | SPP_N | NE | Internal | Summer | B10 | 1262 | 330 | 0 | 52.5 | 42.73 | 0.01 | 0
2040 | SPP_N_2_NE | SPP_N | NE | Internal | Winter | B16 | 25 | 330 | 0.42 | 80.37 | 80.36 | 0.01 | 0
2040 | SPP_N_2_NE | SPP_N | NE | Internal | Winter | B17 | 100 | 330 | 0.12 | 64.59 | 64.57 | 0.01 | 0
2040 | SPP_N_2_NE | SPP_N | NE | Internal | Winter | B18 | 400 | 330 | 0.03 | 60.59 | 60.58 | 0.01 | 0
2040 | SPP_N_2_NE | SPP_N | NE | Internal | Winter | B19 | 700 | 330 | 0.02 | 58.4 | 58.39 | 0.01 | 0
2040 | SPP_N_2_NE | SPP_N | NE | Internal | Winter | B20 | 935 | 330 | 0 | 51.51 | 47.02 | 0.01 | 0
2040 | SPP_N_2_SPP_S | SPP_N | SPP_S | Internal | Shoulder | B11 | 25 | 4000 | 0 | 88.7 | 74.71 | 0.01 | 0
2040 | SPP_N_2_SPP_S | SPP_N | SPP_S | Internal | Shoulder | B12 | 200 | 4000 | 0 | 61.29 | 59.25 | 0.01 | 0
2040 | SPP_N_2_SPP_S | SPP_N | SPP_S | Internal | Shoulder | B13 | 600 | 4000 | 0.02 | 59.26 | 59.25 | 0.01 | 0
2040 | SPP_N_2_SPP_S | SPP_N | SPP_S | Internal | Shoulder | B14 | 900 | 4000 | 0 | 55.25 | 54.25 | 0.01 | 0
2040 | SPP_N_2_SPP_S | SPP_N | SPP_S | Internal | Shoulder | B15 | 1203 | 4000 | 0 | 54.26 | 54.25 | 0.01 | 0
2040 | SPP_N_2_SPP_S | SPP_N | SPP_S | Internal | Summer | B1 | 10 | 4000 | 0 | 95.32 | 72.39 | 0.01 | 0
2040 | SPP_N_2_SPP_S | SPP_N | SPP_S | Internal | Summer | B2 | 25 | 4000 | 0 | 94.26 | 83.11 | 0.01 | 0
2040 | SPP_N_2_SPP_S | SPP_N | SPP_S | Internal | Summer | B3 | 75 | 4000 | 0 | 94.26 | 83.11 | 0.01 | 0
2040 | SPP_N_2_SPP_S | SPP_N | SPP_S | Internal | Summer | B4 | 100 | 4000 | 0 | 94.26 | 83.11 | 0.01 | 0
2040 | SPP_N_2_SPP_S | SPP_N | SPP_S | Internal | Summer | B5 | 200 | 4000 | 0 | 92.96 | 83.11 | 0.01 | 0
2040 | SPP_N_2_SPP_S | SPP_N | SPP_S | Internal | Summer | B6 | 300 | 4000 | 0.04 | 76.86 | 76.85 | 0.01 | 0
2040 | SPP_N_2_SPP_S | SPP_N | SPP_S | Internal | Summer | B7 | 400 | 4000 | 0 | 60.3 | 60.08 | 0.01 | 0
2040 | SPP_N_2_SPP_S | SPP_N | SPP_S | Internal | Summer | B8 | 500 | 4000 | 91.78 | 57.42 | 57.43 | 0.01 | 0
2040 | SPP_N_2_SPP_S | SPP_N | SPP_S | Internal | Summer | B9 | 800 | 4000 | 2025.69 | 54.28 | 54.29 | 0.01 | 0
2040 | SPP_N_2_SPP_S | SPP_N | SPP_S | Internal | Summer | B10 | 1262 | 4000 | 1689.99 | 52.5 | 52.51 | 0.01 | 0
2040 | SPP_N_2_SPP_S | SPP_N | SPP_S | Internal | Winter | B16 | 25 | 4000 | 0 | 80.37 | 63.42 | 0.01 | 0
2040 | SPP_N_2_SPP_S | SPP_N | SPP_S | Internal | Winter | B17 | 100 | 4000 | 0 | 64.59 | 63.27 | 0.01 | 0
2040 | SPP_N_2_SPP_S | SPP_N | SPP_S | Internal | Winter | B18 | 400 | 4000 | 0.03 | 60.59 | 60.58 | 0.01 | 0
2040 | SPP_N_2_SPP_S | SPP_N | SPP_S | Internal | Winter | B19 | 700 | 4000 | 0 | 58.4 | 57.85 | 0.01 | 0
2040 | SPP_N_2_SPP_S | SPP_N | SPP_S | Internal | Winter | B20 | 935 | 4000 | 287.82 | 51.51 | 51.52 | 0.01 | 0
2040 | SPP_S_2_ENT | SPP_S | ENT | Internal | Shoulder | B11 | 25 | 850 | 849.99 | 74.71 | 80.7 | 5 | 0.99
2040 | SPP_S_2_ENT | SPP_S | ENT | Internal | Shoulder | B12 | 200 | 850 | 0 | 59.25 | 61.51 | 5 | 0
2040 | SPP_S_2_ENT | SPP_S | ENT | Internal | Shoulder | B13 | 600 | 850 | 0 | 59.25 | 61.51 | 5 | 0
2040 | SPP_S_2_ENT | SPP_S | ENT | Internal | Shoulder | B14 | 900 | 850 | 850 | 54.25 | 59.46 | 5 | 0.21
2040 | SPP_S_2_ENT | SPP_S | ENT | Internal | Shoulder | B15 | 1203 | 850 | 850 | 54.25 | 59.46 | 5 | 0.21
2040 | SPP_S_2_ENT | SPP_S | ENT | Internal | Summer | B1 | 10 | 850 | 850 | 72.39 | 92.52 | 5 | 15.13
2040 | SPP_S_2_ENT | SPP_S | ENT | Internal | Summer | B2 | 25 | 850 | 850 | 83.11 | 92.52 | 5 | 4.4
2040 | SPP_S_2_ENT | SPP_S | ENT | Internal | Summer | B3 | 75 | 850 | 0.04 | 83.11 | 88.01 | 5 | 0
2040 | SPP_S_2_ENT | SPP_S | ENT | Internal | Summer | B4 | 100 | 850 | 0.03 | 83.11 | 88.01 | 5 | 0
2040 | SPP_S_2_ENT | SPP_S | ENT | Internal | Summer | B5 | 200 | 850 | 0 | 83.11 | 84.96 | 5 | 0
2040 | SPP_S_2_ENT | SPP_S | ENT | Internal | Summer | B6 | 300 | 850 | 0 | 76.85 | 68.86 | 5 | 0
2040 | SPP_S_2_ENT | SPP_S | ENT | Internal | Summer | B7 | 400 | 850 | 0 | 60.08 | 60 | 5 | 0
2040 | SPP_S_2_ENT | SPP_S | ENT | Internal | Summer | B8 | 500 | 850 | 0 | 57.43 | 60 | 5 | 0
2040 | SPP_S_2_ENT | SPP_S | ENT | Internal | Summer | B9 | 800 | 850 | 0 | 54.29 | 58.04 | 5 | 0
2040 | SPP_S_2_ENT | SPP_S | ENT | Internal | Summer | B10 | 1262 | 850 | 0.02 | 52.51 | 57.5 | 5 | 0
2040 | SPP_S_2_ENT | SPP_S | ENT | Internal | Winter | B16 | 25 | 850 | 850 | 63.42 | 77.37 | 5 | 8.95
2040 | SPP_S_2_ENT | SPP_S | ENT | Internal | Winter | B17 | 100 | 850 | 0 | 63.27 | 66.07 | 5 | 0
2040 | SPP_S_2_ENT | SPP_S | ENT | Internal | Winter | B18 | 400 | 850 | 849.94 | 60.58 | 65.59 | 5 | 0.01
2040 | SPP_S_2_ENT | SPP_S | ENT | Internal | Winter | B19 | 700 | 850 | 850 | 57.85 | 63.4 | 5 | 0.56
2040 | SPP_S_2_ENT | SPP_S | ENT | Internal | Winter | B20 | 935 | 850 | 850 | 51.52 | 60.03 | 5 | 3.51
2040 | SPP_S_2_SPP_N | SPP_S | SPP_N | Internal | Shoulder | B11 | 25 | 640 | 640 | 74.71 | 88.7 | 0.01 | 13.97
2040 | SPP_S_2_SPP_N | SPP_S | SPP_N | Internal | Shoulder | B12 | 200 | 640 | 640 | 59.25 | 61.29 | 0.01 | 2.02
2040 | SPP_S_2_SPP_N | SPP_S | SPP_N | Internal | Shoulder | B13 | 600 | 640 | 450.96 | 59.25 | 59.26 | 0.01 | 0
2040 | SPP_S_2_SPP_N | SPP_S | SPP_N | Internal | Shoulder | B14 | 900 | 640 | 640 | 54.25 | 55.25 | 0.01 | 0.98
2040 | SPP_S_2_SPP_N | SPP_S | SPP_N | Internal | Shoulder | B15 | 1203 | 640 | 510.85 | 54.25 | 54.26 | 0.01 | 0
2040 | SPP_S_2_SPP_N | SPP_S | SPP_N | Internal | Summer | B1 | 10 | 640 | 640 | 72.39 | 95.32 | 0.01 | 22.92
2040 | SPP_S_2_SPP_N | SPP_S | SPP_N | Internal | Summer | B2 | 25 | 640 | 640 | 83.11 | 94.26 | 0.01 | 11.14
2040 | SPP_S_2_SPP_N | SPP_S | SPP_N | Internal | Summer | B3 | 75 | 640 | 640 | 83.11 | 94.26 | 0.01 | 11.14
2040 | SPP_S_2_SPP_N | SPP_S | SPP_N | Internal | Summer | B4 | 100 | 640 | 640 | 83.11 | 94.26 | 0.01 | 11.14
2040 | SPP_S_2_SPP_N | SPP_S | SPP_N | Internal | Summer | B5 | 200 | 640 | 640 | 83.11 | 92.96 | 0.01 | 9.84
2040 | SPP_S_2_SPP_N | SPP_S | SPP_N | Internal | Summer | B6 | 300 | 640 | 307.07 | 76.85 | 76.86 | 0.01 | 0
2040 | SPP_S_2_SPP_N | SPP_S | SPP_N | Internal | Summer | B7 | 400 | 640 | 640 | 60.08 | 60.3 | 0.01 | 0.21
2040 | SPP_S_2_SPP_N | SPP_S | SPP_N | Internal | Summer | B8 | 500 | 640 | 0.02 | 57.43 | 57.42 | 0.01 | 0
2040 | SPP_S_2_SPP_N | SPP_S | SPP_N | Internal | Summer | B9 | 800 | 640 | 0.02 | 54.29 | 54.28 | 0.01 | 0
2040 | SPP_S_2_SPP_N | SPP_S | SPP_N | Internal | Summer | B10 | 1262 | 640 | 0 | 52.51 | 52.5 | 0.01 | 0
2040 | SPP_S_2_SPP_N | SPP_S | SPP_N | Internal | Winter | B16 | 25 | 640 | 640 | 63.42 | 80.37 | 0.01 | 16.94
2040 | SPP_S_2_SPP_N | SPP_S | SPP_N | Internal | Winter | B17 | 100 | 640 | 640 | 63.27 | 64.59 | 0.01 | 1.3
2040 | SPP_S_2_SPP_N | SPP_S | SPP_N | Internal | Winter | B18 | 400 | 640 | 33.58 | 60.58 | 60.59 | 0.01 | 0
2040 | SPP_S_2_SPP_N | SPP_S | SPP_N | Internal | Winter | B19 | 700 | 640 | 640 | 57.85 | 58.4 | 0.01 | 0.54
2040 | SPP_S_2_SPP_N | SPP_S | SPP_N | Internal | Winter | B20 | 935 | 640 | 0.01 | 51.52 | 51.51 | 0.01 | 0
2040 | TVA_2_ENT | TVA | ENT | Internal | Shoulder | B11 | 25 | 500 | 0 | 77.77 | 80.7 | 9 | 0
2040 | TVA_2_ENT | TVA | ENT | Internal | Shoulder | B12 | 200 | 500 | 0 | 61.93 | 61.51 | 9 | 0
2040 | TVA_2_ENT | TVA | ENT | Internal | Shoulder | B13 | 600 | 500 | 0 | 60.87 | 61.51 | 9 | 0
2040 | TVA_2_ENT | TVA | ENT | Internal | Shoulder | B14 | 900 | 500 | 0 | 60.87 | 59.46 | 9 | 0
2040 | TVA_2_ENT | TVA | ENT | Internal | Shoulder | B15 | 1203 | 500 | 0 | 56.54 | 59.46 | 9 | 0
2040 | TVA_2_ENT | TVA | ENT | Internal | Summer | B1 | 10 | 500 | 0 | 96.45 | 92.52 | 9 | 0
2040 | TVA_2_ENT | TVA | ENT | Internal | Summer | B2 | 25 | 500 | 0 | 96.45 | 92.52 | 9 | 0
2040 | TVA_2_ENT | TVA | ENT | Internal | Summer | B3 | 75 | 500 | 0 | 95.44 | 88.01 | 9 | 0
2040 | TVA_2_ENT | TVA | ENT | Internal | Summer | B4 | 100 | 500 | 0 | 95.44 | 88.01 | 9 | 0
2040 | TVA_2_ENT | TVA | ENT | Internal | Summer | B5 | 200 | 500 | 0 | 92.01 | 84.96 | 9 | 0
2040 | TVA_2_ENT | TVA | ENT | Internal | Summer | B6 | 300 | 500 | 0 | 64.86 | 68.86 | 9 | 0
2040 | TVA_2_ENT | TVA | ENT | Internal | Summer | B7 | 400 | 500 | 0 | 59.33 | 60 | 9 | 0
2040 | TVA_2_ENT | TVA | ENT | Internal | Summer | B8 | 500 | 500 | 0 | 56.89 | 60 | 9 | 0
2040 | TVA_2_ENT | TVA | ENT | Internal | Summer | B9 | 800 | 500 | 0 | 54.33 | 58.04 | 9 | 0
2040 | TVA_2_ENT | TVA | ENT | Internal | Summer | B10 | 1262 | 500 | 0 | 50.87 | 57.5 | 9 | 0
2040 | TVA_2_ENT | TVA | ENT | Internal | Winter | B16 | 25 | 500 | 0 | 80.71 | 77.37 | 9 | 0
2040 | TVA_2_ENT | TVA | ENT | Internal | Winter | B17 | 100 | 500 | 0 | 65.34 | 66.07 | 9 | 0
2040 | TVA_2_ENT | TVA | ENT | Internal | Winter | B18 | 400 | 500 | 0 | 58.75 | 65.59 | 9 | 0
2040 | TVA_2_ENT | TVA | ENT | Internal | Winter | B19 | 700 | 500 | 0 | 58.75 | 63.4 | 9 | 0
2040 | TVA_2_ENT | TVA | ENT | Internal | Winter | B20 | 935 | 500 | 0 | 58.75 | 60.03 | 9 | 0
2040 | TVA_2_MISO_MO-IL | TVA | MISO_MO-IL | Internal | Shoulder | B11 | 25 | 50 | 0 | 77.77 | 81.71 | 9 | 0
2040 | TVA_2_MISO_MO-IL | TVA | MISO_MO-IL | Internal | Shoulder | B12 | 200 | 50 | 0 | 61.93 | 66.29 | 9 | 0
2040 | TVA_2_MISO_MO-IL | TVA | MISO_MO-IL | Internal | Shoulder | B13 | 600 | 50 | 0 | 60.87 | 59.68 | 9 | 0
2040 | TVA_2_MISO_MO-IL | TVA | MISO_MO-IL | Internal | Shoulder | B14 | 900 | 50 | 0 | 60.87 | 57.95 | 9 | 0
2040 | TVA_2_MISO_MO-IL | TVA | MISO_MO-IL | Internal | Shoulder | B15 | 1203 | 50 | 0 | 56.54 | 51.63 | 9 | 0
2040 | TVA_2_MISO_MO-IL | TVA | MISO_MO-IL | Internal | Summer | B1 | 10 | 50 | 0 | 96.45 | 95.32 | 9 | 0
2040 | TVA_2_MISO_MO-IL | TVA | MISO_MO-IL | Internal | Summer | B2 | 25 | 50 | 0 | 96.45 | 94.64 | 9 | 0
2040 | TVA_2_MISO_MO-IL | TVA | MISO_MO-IL | Internal | Summer | B3 | 75 | 50 | 0 | 95.44 | 93.16 | 9 | 0
2040 | TVA_2_MISO_MO-IL | TVA | MISO_MO-IL | Internal | Summer | B4 | 100 | 50 | 0 | 95.44 | 92.01 | 9 | 0
2040 | TVA_2_MISO_MO-IL | TVA | MISO_MO-IL | Internal | Summer | B5 | 200 | 50 | 0 | 92.01 | 88.09 | 9 | 0
2040 | TVA_2_MISO_MO-IL | TVA | MISO_MO-IL | Internal | Summer | B6 | 300 | 50 | 0 | 64.86 | 69.86 | 9 | 0
2040 | TVA_2_MISO_MO-IL | TVA | MISO_MO-IL | Internal | Summer | B7 | 400 | 50 | 0 | 59.33 | 56.48 | 9 | 0
2040 | TVA_2_MISO_MO-IL | TVA | MISO_MO-IL | Internal | Summer | B8 | 500 | 50 | 0 | 56.89 | 52.88 | 9 | 0
2040 | TVA_2_MISO_MO-IL | TVA | MISO_MO-IL | Internal | Summer | B9 | 800 | 50 | 0 | 54.33 | 50.04 | 9 | 0
2040 | TVA_2_MISO_MO-IL | TVA | MISO_MO-IL | Internal | Summer | B10 | 1262 | 50 | 0 | 50.87 | 47.74 | 9 | 0
2040 | TVA_2_MISO_MO-IL | TVA | MISO_MO-IL | Internal | Winter | B16 | 25 | 50 | 0 | 80.71 | 85.37 | 9 | 0
2040 | TVA_2_MISO_MO-IL | TVA | MISO_MO-IL | Internal | Winter | B17 | 100 | 50 | 0 | 65.34 | 69.59 | 9 | 0
2040 | TVA_2_MISO_MO-IL | TVA | MISO_MO-IL | Internal | Winter | B18 | 400 | 50 | 0 | 58.75 | 62.59 | 9 | 0
2040 | TVA_2_MISO_MO-IL | TVA | MISO_MO-IL | Internal | Winter | B19 | 700 | 50 | 0 | 58.75 | 60.12 | 9 | 0
2040 | TVA_2_MISO_MO-IL | TVA | MISO_MO-IL | Internal | Winter | B20 | 935 | 50 | 0 | 58.75 | 52.03 | 9 | 0
2040 | TVA_2_NonRTO_Midwest | TVA | NonRTO_Midwest | Internal | Shoulder | B11 | 25 | 100 | 100 | 77.77 | 89.7 | 9 | 2.93
2040 | TVA_2_NonRTO_Midwest | TVA | NonRTO_Midwest | Internal | Shoulder | B12 | 200 | 100 | 100 | 61.93 | 74.3 | 9 | 3.37
2040 | TVA_2_NonRTO_Midwest | TVA | NonRTO_Midwest | Internal | Shoulder | B13 | 600 | 100 | 0 | 60.87 | 64.04 | 9 | 0
2040 | TVA_2_NonRTO_Midwest | TVA | NonRTO_Midwest | Internal | Shoulder | B14 | 900 | 100 | 0 | 60.87 | 55.58 | 9 | 0
2040 | TVA_2_NonRTO_Midwest | TVA | NonRTO_Midwest | Internal | Shoulder | B15 | 1203 | 100 | 0 | 56.54 | 48.53 | 9 | 0
2040 | TVA_2_NonRTO_Midwest | TVA | NonRTO_Midwest | Internal | Summer | B1 | 10 | 100 | 0 | 96.45 | 97.9 | 9 | 0
2040 | TVA_2_NonRTO_Midwest | TVA | NonRTO_Midwest | Internal | Summer | B2 | 25 | 100 | 0 | 96.45 | 97.9 | 9 | 0
2040 | TVA_2_NonRTO_Midwest | TVA | NonRTO_Midwest | Internal | Summer | B3 | 75 | 100 | 0 | 95.44 | 97.9 | 9 | 0
2040 | TVA_2_NonRTO_Midwest | TVA | NonRTO_Midwest | Internal | Summer | B4 | 100 | 100 | 0 | 95.44 | 97.9 | 9 | 0
2040 | TVA_2_NonRTO_Midwest | TVA | NonRTO_Midwest | Internal | Summer | B5 | 200 | 100 | 0 | 92.01 | 96.08 | 9 | 0
2040 | TVA_2_NonRTO_Midwest | TVA | NonRTO_Midwest | Internal | Summer | B6 | 300 | 100 | 100 | 64.86 | 77.85 | 9 | 3.99
2040 | TVA_2_NonRTO_Midwest | TVA | NonRTO_Midwest | Internal | Summer | B7 | 400 | 100 | 0 | 59.33 | 56.88 | 9 | 0
2040 | TVA_2_NonRTO_Midwest | TVA | NonRTO_Midwest | Internal | Summer | B8 | 500 | 100 | 0 | 56.89 | 53.96 | 9 | 0
2040 | TVA_2_NonRTO_Midwest | TVA | NonRTO_Midwest | Internal | Summer | B9 | 800 | 100 | 0 | 54.33 | 48.3 | 9 | 0
2040 | TVA_2_NonRTO_Midwest | TVA | NonRTO_Midwest | Internal | Summer | B10 | 1262 | 100 | 0 | 50.87 | 42.86 | 9 | 0
2040 | TVA_2_NonRTO_Midwest | TVA | NonRTO_Midwest | Internal | Winter | B16 | 25 | 100 | 100 | 80.71 | 93.38 | 9 | 3.68
2040 | TVA_2_NonRTO_Midwest | TVA | NonRTO_Midwest | Internal | Winter | B17 | 100 | 100 | 100 | 65.34 | 77.6 | 9 | 3.26
2040 | TVA_2_NonRTO_Midwest | TVA | NonRTO_Midwest | Internal | Winter | B18 | 400 | 100 | 0 | 58.75 | 59.41 | 9 | 0
2040 | TVA_2_NonRTO_Midwest | TVA | NonRTO_Midwest | Internal | Winter | B19 | 700 | 100 | 0 | 58.75 | 59.41 | 9 | 0
2040 | TVA_2_NonRTO_Midwest | TVA | NonRTO_Midwest | Internal | Winter | B20 | 935 | 100 | 0 | 58.75 | 50.74 | 9 | 0
2040 | TVA_2_PJM_ROR | TVA | PJM_ROR | Internal | Shoulder | B11 | 25 | 500 | 0 | 77.77 | 79.7 | 9 | 0
2040 | TVA_2_PJM_ROR | TVA | PJM_ROR | Internal | Shoulder | B12 | 200 | 500 | 0 | 61.93 | 64.74 | 9 | 0
2040 | TVA_2_PJM_ROR | TVA | PJM_ROR | Internal | Shoulder | B13 | 600 | 500 | 0 | 60.87 | 57.7 | 9 | 0
2040 | TVA_2_PJM_ROR | TVA | PJM_ROR | Internal | Shoulder | B14 | 900 | 500 | 0 | 60.87 | 56.26 | 9 | 0
2040 | TVA_2_PJM_ROR | TVA | PJM_ROR | Internal | Shoulder | B15 | 1203 | 500 | 0 | 56.54 | 51.58 | 9 | 0
2040 | TVA_2_PJM_ROR | TVA | PJM_ROR | Internal | Summer | B1 | 10 | 500 | 0 | 96.45 | 90.44 | 9 | 0
2040 | TVA_2_PJM_ROR | TVA | PJM_ROR | Internal | Summer | B2 | 25 | 500 | 0 | 96.45 | 90.44 | 9 | 0
2040 | TVA_2_PJM_ROR | TVA | PJM_ROR | Internal | Summer | B3 | 75 | 500 | 0 | 95.44 | 90.44 | 9 | 0
2040 | TVA_2_PJM_ROR | TVA | PJM_ROR | Internal | Summer | B4 | 100 | 500 | 0 | 95.44 | 89.43 | 9 | 0
2040 | TVA_2_PJM_ROR | TVA | PJM_ROR | Internal | Summer | B5 | 200 | 500 | 0 | 92.01 | 85.99 | 9 | 0
2040 | TVA_2_PJM_ROR | TVA | PJM_ROR | Internal | Summer | B6 | 300 | 500 | 0 | 64.86 | 67.86 | 9 | 0
2040 | TVA_2_PJM_ROR | TVA | PJM_ROR | Internal | Summer | B7 | 400 | 500 | 0 | 59.33 | 54.47 | 9 | 0
2040 | TVA_2_PJM_ROR | TVA | PJM_ROR | Internal | Summer | B8 | 500 | 500 | 0 | 56.89 | 50.88 | 9 | 0
2040 | TVA_2_PJM_ROR | TVA | PJM_ROR | Internal | Summer | B9 | 800 | 500 | 0 | 54.33 | 49.78 | 9 | 0
2040 | TVA_2_PJM_ROR | TVA | PJM_ROR | Internal | Summer | B10 | 1262 | 500 | 0 | 50.87 | 49.34 | 9 | 0
2040 | TVA_2_PJM_ROR | TVA | PJM_ROR | Internal | Winter | B16 | 25 | 500 | 0 | 80.71 | 84.57 | 9 | 0
2040 | TVA_2_PJM_ROR | TVA | PJM_ROR | Internal | Winter | B17 | 100 | 500 | 0 | 65.34 | 71.57 | 9 | 0
2040 | TVA_2_PJM_ROR | TVA | PJM_ROR | Internal | Winter | B18 | 400 | 500 | 0 | 58.75 | 63.53 | 9 | 0
2040 | TVA_2_PJM_ROR | TVA | PJM_ROR | Internal | Winter | B19 | 700 | 500 | 0 | 58.75 | 59.47 | 9 | 0
2040 | TVA_2_PJM_ROR | TVA | PJM_ROR | Internal | Winter | B20 | 935 | 500 | 0 | 58.75 | 55.54 | 9 | 0
2040 | TVA_2_SOCO | TVA | SOCO | Internal | Shoulder | B11 | 25 | 500 | 499.98 | 77.77 | 87.4 | 9 | 0.63
2040 | TVA_2_SOCO | TVA | SOCO | Internal | Shoulder | B12 | 200 | 500 | 0 | 61.93 | 61.82 | 9 | 0
2040 | TVA_2_SOCO | TVA | SOCO | Internal | Shoulder | B13 | 600 | 500 | 0 | 60.87 | 61.82 | 9 | 0
2040 | TVA_2_SOCO | TVA | SOCO | Internal | Shoulder | B14 | 900 | 500 | 0 | 60.87 | 61.82 | 9 | 0
2040 | TVA_2_SOCO | TVA | SOCO | Internal | Shoulder | B15 | 1203 | 500 | 0 | 56.54 | 61.82 | 9 | 0
2040 | TVA_2_SOCO | TVA | SOCO | Internal | Summer | B1 | 10 | 500 | 0 | 96.45 | 100.52 | 9 | 0
2040 | TVA_2_SOCO | TVA | SOCO | Internal | Summer | B2 | 25 | 500 | 0 | 96.45 | 100.52 | 9 | 0
2040 | TVA_2_SOCO | TVA | SOCO | Internal | Summer | B3 | 75 | 500 | 0 | 95.44 | 100.52 | 9 | 0
2040 | TVA_2_SOCO | TVA | SOCO | Internal | Summer | B4 | 100 | 500 | 0 | 95.44 | 100.52 | 9 | 0
2040 | TVA_2_SOCO | TVA | SOCO | Internal | Summer | B5 | 200 | 500 | 0 | 92.01 | 92.96 | 9 | 0
2040 | TVA_2_SOCO | TVA | SOCO | Internal | Summer | B6 | 300 | 500 | 500 | 64.86 | 75.86 | 9 | 1.99
2040 | TVA_2_SOCO | TVA | SOCO | Internal | Summer | B7 | 400 | 500 | 0 | 59.33 | 62.39 | 9 | 0
2040 | TVA_2_SOCO | TVA | SOCO | Internal | Summer | B8 | 500 | 500 | 0 | 56.89 | 60.21 | 9 | 0
2040 | TVA_2_SOCO | TVA | SOCO | Internal | Summer | B9 | 800 | 500 | 0 | 54.33 | 60.21 | 9 | 0
2040 | TVA_2_SOCO | TVA | SOCO | Internal | Summer | B10 | 1262 | 500 | 0 | 50.87 | 55.11 | 9 | 0
2040 | TVA_2_SOCO | TVA | SOCO | Internal | Winter | B16 | 25 | 500 | 0 | 80.71 | 84.37 | 9 | 0
2040 | TVA_2_SOCO | TVA | SOCO | Internal | Winter | B17 | 100 | 500 | 0 | 65.34 | 65.5 | 9 | 0
2040 | TVA_2_SOCO | TVA | SOCO | Internal | Winter | B18 | 400 | 500 | 0 | 58.75 | 65.5 | 9 | 0
2040 | TVA_2_SOCO | TVA | SOCO | Internal | Winter | B19 | 700 | 500 | 0 | 58.75 | 65.5 | 9 | 0
2040 | TVA_2_SOCO | TVA | SOCO | Internal | Winter | B20 | 935 | 500 | 0 | 58.75 | 59.84 | 9 | 0
2040 | TVA_2_VACAR | TVA | VACAR | Internal | Shoulder | B11 | 25 | 150 | 0 | 77.77 | 80.4 | 9 | 0
2040 | TVA_2_VACAR | TVA | VACAR | Internal | Shoulder | B12 | 200 | 150 | 0 | 61.93 | 68.56 | 9 | 0
2040 | TVA_2_VACAR | TVA | VACAR | Internal | Shoulder | B13 | 600 | 150 | 0 | 60.87 | 57.65 | 9 | 0
2040 | TVA_2_VACAR | TVA | VACAR | Internal | Shoulder | B14 | 900 | 150 | 0 | 60.87 | 57.65 | 9 | 0
2040 | TVA_2_VACAR | TVA | VACAR | Internal | Shoulder | B15 | 1203 | 150 | 0 | 56.54 | 57.65 | 9 | 0
2040 | TVA_2_VACAR | TVA | VACAR | Internal | Summer | B1 | 10 | 150 | 0 | 96.45 | 99.6 | 9 | 0
2040 | TVA_2_VACAR | TVA | VACAR | Internal | Summer | B2 | 25 | 150 | 0 | 96.45 | 99.6 | 9 | 0
2040 | TVA_2_VACAR | TVA | VACAR | Internal | Summer | B3 | 75 | 150 | 0 | 95.44 | 97.15 | 9 | 0
2040 | TVA_2_VACAR | TVA | VACAR | Internal | Summer | B4 | 100 | 150 | 0 | 95.44 | 97.15 | 9 | 0
2040 | TVA_2_VACAR | TVA | VACAR | Internal | Summer | B5 | 200 | 150 | 0 | 92.01 | 96.6 | 9 | 0
2040 | TVA_2_VACAR | TVA | VACAR | Internal | Summer | B6 | 300 | 150 | 145.83 | 64.86 | 73.86 | 9 | 0
2040 | TVA_2_VACAR | TVA | VACAR | Internal | Summer | B7 | 400 | 150 | 0 | 59.33 | 60.47 | 9 | 0
2040 | TVA_2_VACAR | TVA | VACAR | Internal | Summer | B8 | 500 | 150 | 0 | 56.89 | 55.34 | 9 | 0
2040 | TVA_2_VACAR | TVA | VACAR | Internal | Summer | B9 | 800 | 150 | 0 | 54.33 | 55.34 | 9 | 0
2040 | TVA_2_VACAR | TVA | VACAR | Internal | Summer | B10 | 1262 | 150 | 0 | 50.87 | 55.34 | 9 | 0
2040 | TVA_2_VACAR | TVA | VACAR | Internal | Winter | B16 | 25 | 150 | 150 | 80.71 | 94.37 | 9 | 4.66
2040 | TVA_2_VACAR | TVA | VACAR | Internal | Winter | B17 | 100 | 150 | 150 | 65.34 | 75.5 | 9 | 1.16
2040 | TVA_2_VACAR | TVA | VACAR | Internal | Winter | B18 | 400 | 150 | 0 | 58.75 | 63.05 | 9 | 0
2040 | TVA_2_VACAR | TVA | VACAR | Internal | Winter | B19 | 700 | 150 | 0 | 58.75 | 63.05 | 9 | 0
2040 | TVA_2_VACAR | TVA | VACAR | Internal | Winter | B20 | 935 | 150 | 0 | 58.75 | 63.05 | 9 | 0
2040 | TVA_Transmission_2_ENT | TVA_Transmission | ENT | Internal | Shoulder | B11 | 25 | 3000 | 0 | 83.24 | 80.7 | 9 | 0
2040 | TVA_Transmission_2_ENT | TVA_Transmission | ENT | Internal | Shoulder | B12 | 200 | 3000 | 0 | 67.08 | 61.51 | 9 | 0
2040 | TVA_Transmission_2_ENT | TVA_Transmission | ENT | Internal | Shoulder | B13 | 600 | 3000 | 0 | 62 | 61.51 | 9 | 0
2040 | TVA_Transmission_2_ENT | TVA_Transmission | ENT | Internal | Shoulder | B14 | 900 | 3000 | 0 | 61.38 | 59.46 | 9 | 0
2040 | TVA_Transmission_2_ENT | TVA_Transmission | ENT | Internal | Shoulder | B15 | 1203 | 3000 | 0 | 56.53 | 59.46 | 9 | 0
2040 | TVA_Transmission_2_ENT | TVA_Transmission | ENT | Internal | Summer | B1 | 10 | 3000 | 0 | 96.44 | 92.52 | 9 | 0
2040 | TVA_Transmission_2_ENT | TVA_Transmission | ENT | Internal | Summer | B2 | 25 | 3000 | 0 | 96.44 | 92.52 | 9 | 0
2040 | TVA_Transmission_2_ENT | TVA_Transmission | ENT | Internal | Summer | B3 | 75 | 3000 | 0 | 95.68 | 88.01 | 9 | 0
2040 | TVA_Transmission_2_ENT | TVA_Transmission | ENT | Internal | Summer | B4 | 100 | 3000 | 0 | 95.43 | 88.01 | 9 | 0
2040 | TVA_Transmission_2_ENT | TVA_Transmission | ENT | Internal | Summer | B5 | 200 | 3000 | 0 | 91.99 | 84.96 | 9 | 0
2040 | TVA_Transmission_2_ENT | TVA_Transmission | ENT | Internal | Summer | B6 | 300 | 3000 | 0 | 71.75 | 68.86 | 9 | 0
2040 | TVA_Transmission_2_ENT | TVA_Transmission | ENT | Internal | Summer | B7 | 400 | 3000 | 0 | 59.87 | 60 | 9 | 0
2040 | TVA_Transmission_2_ENT | TVA_Transmission | ENT | Internal | Summer | B8 | 500 | 3000 | 0 | 56.88 | 60 | 9 | 0
2040 | TVA_Transmission_2_ENT | TVA_Transmission | ENT | Internal | Summer | B9 | 800 | 3000 | 0 | 54.9 | 58.04 | 9 | 0
2040 | TVA_Transmission_2_ENT | TVA_Transmission | ENT | Internal | Summer | B10 | 1262 | 3000 | 0 | 50.86 | 57.5 | 9 | 0
2040 | TVA_Transmission_2_ENT | TVA_Transmission | ENT | Internal | Winter | B16 | 25 | 3000 | 0 | 85.37 | 77.37 | 9 | 0
2040 | TVA_Transmission_2_ENT | TVA_Transmission | ENT | Internal | Winter | B17 | 100 | 3000 | 0 | 71.33 | 66.07 | 9 | 0
2040 | TVA_Transmission_2_ENT | TVA_Transmission | ENT | Internal | Winter | B18 | 400 | 3000 | 0 | 63.41 | 65.59 | 9 | 0
2040 | TVA_Transmission_2_ENT | TVA_Transmission | ENT | Internal | Winter | B19 | 700 | 3000 | 0 | 62.13 | 63.4 | 9 | 0
2040 | TVA_Transmission_2_ENT | TVA_Transmission | ENT | Internal | Winter | B20 | 935 | 3000 | 0 | 58.74 | 60.03 | 9 | 0
2040 | TVA_Transmission_2_MISO_MO-IL | TVA_Transmission | MISO_MO-IL | Internal | Shoulder | B11 | 25 | 4000 | 0 | 83.24 | 81.71 | 9 | 0
2040 | TVA_Transmission_2_MISO_MO-IL | TVA_Transmission | MISO_MO-IL | Internal | Shoulder | B12 | 200 | 4000 | 0 | 67.08 | 66.29 | 9 | 0
2040 | TVA_Transmission_2_MISO_MO-IL | TVA_Transmission | MISO_MO-IL | Internal | Shoulder | B13 | 600 | 4000 | 0 | 62 | 59.68 | 9 | 0
2040 | TVA_Transmission_2_MISO_MO-IL | TVA_Transmission | MISO_MO-IL | Internal | Shoulder | B14 | 900 | 4000 | 0 | 61.38 | 57.95 | 9 | 0
2040 | TVA_Transmission_2_MISO_MO-IL | TVA_Transmission | MISO_MO-IL | Internal | Shoulder | B15 | 1203 | 4000 | 0 | 56.53 | 51.63 | 9 | 0
2040 | TVA_Transmission_2_MISO_MO-IL | TVA_Transmission | MISO_MO-IL | Internal | Summer | B1 | 10 | 4000 | 0 | 96.44 | 95.32 | 9 | 0
2040 | TVA_Transmission_2_MISO_MO-IL | TVA_Transmission | MISO_MO-IL | Internal | Summer | B2 | 25 | 4000 | 0 | 96.44 | 94.64 | 9 | 0
2040 | TVA_Transmission_2_MISO_MO-IL | TVA_Transmission | MISO_MO-IL | Internal | Summer | B3 | 75 | 4000 | 0 | 95.68 | 93.16 | 9 | 0
2040 | TVA_Transmission_2_MISO_MO-IL | TVA_Transmission | MISO_MO-IL | Internal | Summer | B4 | 100 | 4000 | 0 | 95.43 | 92.01 | 9 | 0
2040 | TVA_Transmission_2_MISO_MO-IL | TVA_Transmission | MISO_MO-IL | Internal | Summer | B5 | 200 | 4000 | 0 | 91.99 | 88.09 | 9 | 0
2040 | TVA_Transmission_2_MISO_MO-IL | TVA_Transmission | MISO_MO-IL | Internal | Summer | B6 | 300 | 4000 | 0 | 71.75 | 69.86 | 9 | 0
2040 | TVA_Transmission_2_MISO_MO-IL | TVA_Transmission | MISO_MO-IL | Internal | Summer | B7 | 400 | 4000 | 0 | 59.87 | 56.48 | 9 | 0
2040 | TVA_Transmission_2_MISO_MO-IL | TVA_Transmission | MISO_MO-IL | Internal | Summer | B8 | 500 | 4000 | 0 | 56.88 | 52.88 | 9 | 0
2040 | TVA_Transmission_2_MISO_MO-IL | TVA_Transmission | MISO_MO-IL | Internal | Summer | B9 | 800 | 4000 | 0 | 54.9 | 50.04 | 9 | 0
2040 | TVA_Transmission_2_MISO_MO-IL | TVA_Transmission | MISO_MO-IL | Internal | Summer | B10 | 1262 | 4000 | 0 | 50.86 | 47.74 | 9 | 0
2040 | TVA_Transmission_2_MISO_MO-IL | TVA_Transmission | MISO_MO-IL | Internal | Winter | B16 | 25 | 4000 | 0 | 85.37 | 85.37 | 9 | 0
2040 | TVA_Transmission_2_MISO_MO-IL | TVA_Transmission | MISO_MO-IL | Internal | Winter | B17 | 100 | 4000 | 0 | 71.33 | 69.59 | 9 | 0
2040 | TVA_Transmission_2_MISO_MO-IL | TVA_Transmission | MISO_MO-IL | Internal | Winter | B18 | 400 | 4000 | 0 | 63.41 | 62.59 | 9 | 0
2040 | TVA_Transmission_2_MISO_MO-IL | TVA_Transmission | MISO_MO-IL | Internal | Winter | B19 | 700 | 4000 | 0 | 62.13 | 60.12 | 9 | 0
2040 | TVA_Transmission_2_MISO_MO-IL | TVA_Transmission | MISO_MO-IL | Internal | Winter | B20 | 935 | 4000 | 0 | 58.74 | 52.03 | 9 | 0
2040 | TVA_Transmission_2_NonRTO_Midwest | TVA_Transmission | NonRTO_Midwest | Internal | Shoulder | B11 | 25 | 700 | 0 | 83.24 | 89.7 | 9 | 0
2040 | TVA_Transmission_2_NonRTO_Midwest | TVA_Transmission | NonRTO_Midwest | Internal | Shoulder | B12 | 200 | 700 | 0 | 67.08 | 74.3 | 9 | 0
2040 | TVA_Transmission_2_NonRTO_Midwest | TVA_Transmission | NonRTO_Midwest | Internal | Shoulder | B13 | 600 | 700 | 0 | 62 | 64.04 | 9 | 0
2040 | TVA_Transmission_2_NonRTO_Midwest | TVA_Transmission | NonRTO_Midwest | Internal | Shoulder | B14 | 900 | 700 | 0 | 61.38 | 55.58 | 9 | 0
2040 | TVA_Transmission_2_NonRTO_Midwest | TVA_Transmission | NonRTO_Midwest | Internal | Shoulder | B15 | 1203 | 700 | 0 | 56.53 | 48.53 | 9 | 0
2040 | TVA_Transmission_2_NonRTO_Midwest | TVA_Transmission | NonRTO_Midwest | Internal | Summer | B1 | 10 | 700 | 0 | 96.44 | 97.9 | 9 | 0
2040 | TVA_Transmission_2_NonRTO_Midwest | TVA_Transmission | NonRTO_Midwest | Internal | Summer | B2 | 25 | 700 | 0 | 96.44 | 97.9 | 9 | 0
2040 | TVA_Transmission_2_NonRTO_Midwest | TVA_Transmission | NonRTO_Midwest | Internal | Summer | B3 | 75 | 700 | 0 | 95.68 | 97.9 | 9 | 0
2040 | TVA_Transmission_2_NonRTO_Midwest | TVA_Transmission | NonRTO_Midwest | Internal | Summer | B4 | 100 | 700 | 0 | 95.43 | 97.9 | 9 | 0
2040 | TVA_Transmission_2_NonRTO_Midwest | TVA_Transmission | NonRTO_Midwest | Internal | Summer | B5 | 200 | 700 | 0 | 91.99 | 96.08 | 9 | 0
2040 | TVA_Transmission_2_NonRTO_Midwest | TVA_Transmission | NonRTO_Midwest | Internal | Summer | B6 | 300 | 700 | 0 | 71.75 | 77.85 | 9 | 0
2040 | TVA_Transmission_2_NonRTO_Midwest | TVA_Transmission | NonRTO_Midwest | Internal | Summer | B7 | 400 | 700 | 0 | 59.87 | 56.88 | 9 | 0
2040 | TVA_Transmission_2_NonRTO_Midwest | TVA_Transmission | NonRTO_Midwest | Internal | Summer | B8 | 500 | 700 | 0 | 56.88 | 53.96 | 9 | 0
2040 | TVA_Transmission_2_NonRTO_Midwest | TVA_Transmission | NonRTO_Midwest | Internal | Summer | B9 | 800 | 700 | 0 | 54.9 | 48.3 | 9 | 0
2040 | TVA_Transmission_2_NonRTO_Midwest | TVA_Transmission | NonRTO_Midwest | Internal | Summer | B10 | 1262 | 700 | 0 | 50.86 | 42.86 | 9 | 0
2040 | TVA_Transmission_2_NonRTO_Midwest | TVA_Transmission | NonRTO_Midwest | Internal | Winter | B16 | 25 | 700 | 0.01 | 85.37 | 93.38 | 9 | 0
2040 | TVA_Transmission_2_NonRTO_Midwest | TVA_Transmission | NonRTO_Midwest | Internal | Winter | B17 | 100 | 700 | 0 | 71.33 | 77.6 | 9 | 0
2040 | TVA_Transmission_2_NonRTO_Midwest | TVA_Transmission | NonRTO_Midwest | Internal | Winter | B18 | 400 | 700 | 0 | 63.41 | 59.41 | 9 | 0
2040 | TVA_Transmission_2_NonRTO_Midwest | TVA_Transmission | NonRTO_Midwest | Internal | Winter | B19 | 700 | 700 | 0 | 62.13 | 59.41 | 9 | 0
2040 | TVA_Transmission_2_NonRTO_Midwest | TVA_Transmission | NonRTO_Midwest | Internal | Winter | B20 | 935 | 700 | 0 | 58.74 | 50.74 | 9 | 0
2040 | TVA_Transmission_2_PJM_ROR | TVA_Transmission | PJM_ROR | Internal | Shoulder | B11 | 25 | 2000 | 0 | 83.24 | 79.7 | 9 | 0
2040 | TVA_Transmission_2_PJM_ROR | TVA_Transmission | PJM_ROR | Internal | Shoulder | B12 | 200 | 2000 | 0 | 67.08 | 64.74 | 9 | 0
2040 | TVA_Transmission_2_PJM_ROR | TVA_Transmission | PJM_ROR | Internal | Shoulder | B13 | 600 | 2000 | 0 | 62 | 57.7 | 9 | 0
2040 | TVA_Transmission_2_PJM_ROR | TVA_Transmission | PJM_ROR | Internal | Shoulder | B14 | 900 | 2000 | 0 | 61.38 | 56.26 | 9 | 0
2040 | TVA_Transmission_2_PJM_ROR | TVA_Transmission | PJM_ROR | Internal | Shoulder | B15 | 1203 | 2000 | 0 | 56.53 | 51.58 | 9 | 0
2040 | TVA_Transmission_2_PJM_ROR | TVA_Transmission | PJM_ROR | Internal | Summer | B1 | 10 | 2000 | 0 | 96.44 | 90.44 | 9 | 0
2040 | TVA_Transmission_2_PJM_ROR | TVA_Transmission | PJM_ROR | Internal | Summer | B2 | 25 | 2000 | 0 | 96.44 | 90.44 | 9 | 0
2040 | TVA_Transmission_2_PJM_ROR | TVA_Transmission | PJM_ROR | Internal | Summer | B3 | 75 | 2000 | 0 | 95.68 | 90.44 | 9 | 0
2040 | TVA_Transmission_2_PJM_ROR | TVA_Transmission | PJM_ROR | Internal | Summer | B4 | 100 | 2000 | 0 | 95.43 | 89.43 | 9 | 0
2040 | TVA_Transmission_2_PJM_ROR | TVA_Transmission | PJM_ROR | Internal | Summer | B5 | 200 | 2000 | 0 | 91.99 | 85.99 | 9 | 0
2040 | TVA_Transmission_2_PJM_ROR | TVA_Transmission | PJM_ROR | Internal | Summer | B6 | 300 | 2000 | 0 | 71.75 | 67.86 | 9 | 0
2040 | TVA_Transmission_2_PJM_ROR | TVA_Transmission | PJM_ROR | Internal | Summer | B7 | 400 | 2000 | 0 | 59.87 | 54.47 | 9 | 0
2040 | TVA_Transmission_2_PJM_ROR | TVA_Transmission | PJM_ROR | Internal | Summer | B8 | 500 | 2000 | 0 | 56.88 | 50.88 | 9 | 0
2040 | TVA_Transmission_2_PJM_ROR | TVA_Transmission | PJM_ROR | Internal | Summer | B9 | 800 | 2000 | 0 | 54.9 | 49.78 | 9 | 0
2040 | TVA_Transmission_2_PJM_ROR | TVA_Transmission | PJM_ROR | Internal | Summer | B10 | 1262 | 2000 | 0 | 50.86 | 49.34 | 9 | 0
2040 | TVA_Transmission_2_PJM_ROR | TVA_Transmission | PJM_ROR | Internal | Winter | B16 | 25 | 2000 | 0 | 85.37 | 84.57 | 9 | 0
2040 | TVA_Transmission_2_PJM_ROR | TVA_Transmission | PJM_ROR | Internal | Winter | B17 | 100 | 2000 | 0 | 71.33 | 71.57 | 9 | 0
2040 | TVA_Transmission_2_PJM_ROR | TVA_Transmission | PJM_ROR | Internal | Winter | B18 | 400 | 2000 | 0 | 63.41 | 63.53 | 9 | 0
2040 | TVA_Transmission_2_PJM_ROR | TVA_Transmission | PJM_ROR | Internal | Winter | B19 | 700 | 2000 | 0 | 62.13 | 59.47 | 9 | 0
2040 | TVA_Transmission_2_PJM_ROR | TVA_Transmission | PJM_ROR | Internal | Winter | B20 | 935 | 2000 | 0 | 58.74 | 55.54 | 9 | 0
2040 | TVA_Transmission_2_SOCO | TVA_Transmission | SOCO | Internal | Shoulder | B11 | 25 | 3200 | 0 | 83.24 | 87.4 | 9 | 0
2040 | TVA_Transmission_2_SOCO | TVA_Transmission | SOCO | Internal | Shoulder | B12 | 200 | 3200 | 0 | 67.08 | 61.82 | 9 | 0
2040 | TVA_Transmission_2_SOCO | TVA_Transmission | SOCO | Internal | Shoulder | B13 | 600 | 3200 | 0 | 62 | 61.82 | 9 | 0
2040 | TVA_Transmission_2_SOCO | TVA_Transmission | SOCO | Internal | Shoulder | B14 | 900 | 3200 | 0 | 61.38 | 61.82 | 9 | 0
2040 | TVA_Transmission_2_SOCO | TVA_Transmission | SOCO | Internal | Shoulder | B15 | 1203 | 3200 | 0 | 56.53 | 61.82 | 9 | 0
2040 | TVA_Transmission_2_SOCO | TVA_Transmission | SOCO | Internal | Summer | B1 | 10 | 3200 | 0 | 96.44 | 100.52 | 9 | 0
2040 | TVA_Transmission_2_SOCO | TVA_Transmission | SOCO | Internal | Summer | B2 | 25 | 3200 | 0 | 96.44 | 100.52 | 9 | 0
2040 | TVA_Transmission_2_SOCO | TVA_Transmission | SOCO | Internal | Summer | B3 | 75 | 3200 | 0 | 95.68 | 100.52 | 9 | 0
2040 | TVA_Transmission_2_SOCO | TVA_Transmission | SOCO | Internal | Summer | B4 | 100 | 3200 | 0 | 95.43 | 100.52 | 9 | 0
2040 | TVA_Transmission_2_SOCO | TVA_Transmission | SOCO | Internal | Summer | B5 | 200 | 3200 | 0 | 91.99 | 92.96 | 9 | 0
2040 | TVA_Transmission_2_SOCO | TVA_Transmission | SOCO | Internal | Summer | B6 | 300 | 3200 | 0 | 71.75 | 75.86 | 9 | 0
2040 | TVA_Transmission_2_SOCO | TVA_Transmission | SOCO | Internal | Summer | B7 | 400 | 3200 | 0 | 59.87 | 62.39 | 9 | 0
2040 | TVA_Transmission_2_SOCO | TVA_Transmission | SOCO | Internal | Summer | B8 | 500 | 3200 | 0 | 56.88 | 60.21 | 9 | 0
2040 | TVA_Transmission_2_SOCO | TVA_Transmission | SOCO | Internal | Summer | B9 | 800 | 3200 | 0 | 54.9 | 60.21 | 9 | 0
2040 | TVA_Transmission_2_SOCO | TVA_Transmission | SOCO | Internal | Summer | B10 | 1262 | 3200 | 0 | 50.86 | 55.11 | 9 | 0
2040 | TVA_Transmission_2_SOCO | TVA_Transmission | SOCO | Internal | Winter | B16 | 25 | 3200 | 0 | 85.37 | 84.37 | 9 | 0
2040 | TVA_Transmission_2_SOCO | TVA_Transmission | SOCO | Internal | Winter | B17 | 100 | 3200 | 0 | 71.33 | 65.5 | 9 | 0
2040 | TVA_Transmission_2_SOCO | TVA_Transmission | SOCO | Internal | Winter | B18 | 400 | 3200 | 0 | 63.41 | 65.5 | 9 | 0
2040 | TVA_Transmission_2_SOCO | TVA_Transmission | SOCO | Internal | Winter | B19 | 700 | 3200 | 0 | 62.13 | 65.5 | 9 | 0
2040 | TVA_Transmission_2_SOCO | TVA_Transmission | SOCO | Internal | Winter | B20 | 935 | 3200 | 0 | 58.74 | 59.84 | 9 | 0
2040 | TVA_Transmission_2_TVA | TVA_Transmission | TVA | Internal | Shoulder | B11 | 25 | 99999 | 0 | 83.24 | 77.77 | 0.01 | 0
2040 | TVA_Transmission_2_TVA | TVA_Transmission | TVA | Internal | Shoulder | B12 | 200 | 99999 | 0 | 67.08 | 61.93 | 0.01 | 0
2040 | TVA_Transmission_2_TVA | TVA_Transmission | TVA | Internal | Shoulder | B13 | 600 | 99999 | 0 | 62 | 60.87 | 0.01 | 0
2040 | TVA_Transmission_2_TVA | TVA_Transmission | TVA | Internal | Shoulder | B14 | 900 | 99999 | 0 | 61.38 | 60.87 | 0.01 | 0
2040 | TVA_Transmission_2_TVA | TVA_Transmission | TVA | Internal | Shoulder | B15 | 1203 | 99999 | 280.72 | 56.53 | 56.54 | 0.01 | 0
2040 | TVA_Transmission_2_TVA | TVA_Transmission | TVA | Internal | Summer | B1 | 10 | 99999 | 1383.19 | 96.44 | 96.45 | 0.01 | 0
2040 | TVA_Transmission_2_TVA | TVA_Transmission | TVA | Internal | Summer | B2 | 25 | 99999 | 404.08 | 96.44 | 96.45 | 0.01 | 0
2040 | TVA_Transmission_2_TVA | TVA_Transmission | TVA | Internal | Summer | B3 | 75 | 99999 | 0.02 | 95.68 | 95.44 | 0.01 | 0
2040 | TVA_Transmission_2_TVA | TVA_Transmission | TVA | Internal | Summer | B4 | 100 | 99999 | 1674.79 | 95.43 | 95.44 | 0.01 | 0
2040 | TVA_Transmission_2_TVA | TVA_Transmission | TVA | Internal | Summer | B5 | 200 | 99999 | 388.15 | 91.99 | 92.01 | 0.01 | 0
2040 | TVA_Transmission_2_TVA | TVA_Transmission | TVA | Internal | Summer | B6 | 300 | 99999 | 0 | 71.75 | 64.86 | 0.01 | 0
2040 | TVA_Transmission_2_TVA | TVA_Transmission | TVA | Internal | Summer | B7 | 400 | 99999 | 0 | 59.87 | 59.33 | 0.01 | 0
2040 | TVA_Transmission_2_TVA | TVA_Transmission | TVA | Internal | Summer | B8 | 500 | 99999 | 143.33 | 56.88 | 56.89 | 0.01 | 0
2040 | TVA_Transmission_2_TVA | TVA_Transmission | TVA | Internal | Summer | B9 | 800 | 99999 | 0 | 54.9 | 54.33 | 0.01 | 0
2040 | TVA_Transmission_2_TVA | TVA_Transmission | TVA | Internal | Summer | B10 | 1262 | 99999 | 775.26 | 50.86 | 50.87 | 0.01 | 0
2040 | TVA_Transmission_2_TVA | TVA_Transmission | TVA | Internal | Winter | B16 | 25 | 99999 | 0 | 85.37 | 80.71 | 0.01 | 0
2040 | TVA_Transmission_2_TVA | TVA_Transmission | TVA | Internal | Winter | B17 | 100 | 99999 | 0 | 71.33 | 65.34 | 0.01 | 0
2040 | TVA_Transmission_2_TVA | TVA_Transmission | TVA | Internal | Winter | B18 | 400 | 99999 | 0 | 63.41 | 58.75 | 0.01 | 0
2040 | TVA_Transmission_2_TVA | TVA_Transmission | TVA | Internal | Winter | B19 | 700 | 99999 | 0 | 62.13 | 58.75 | 0.01 | 0
2040 | TVA_Transmission_2_TVA | TVA_Transmission | TVA | Internal | Winter | B20 | 935 | 99999 | 1037.68 | 58.74 | 58.75 | 0.01 | 0
2040 | TVA_Transmission_2_VACAR | TVA_Transmission | VACAR | Internal | Shoulder | B11 | 25 | 900 | 0 | 83.24 | 80.4 | 9 | 0
2040 | TVA_Transmission_2_VACAR | TVA_Transmission | VACAR | Internal | Shoulder | B12 | 200 | 900 | 0 | 67.08 | 68.56 | 9 | 0
2040 | TVA_Transmission_2_VACAR | TVA_Transmission | VACAR | Internal | Shoulder | B13 | 600 | 900 | 0 | 62 | 57.65 | 9 | 0
2040 | TVA_Transmission_2_VACAR | TVA_Transmission | VACAR | Internal | Shoulder | B14 | 900 | 900 | 0 | 61.38 | 57.65 | 9 | 0
2040 | TVA_Transmission_2_VACAR | TVA_Transmission | VACAR | Internal | Shoulder | B15 | 1203 | 900 | 0 | 56.53 | 57.65 | 9 | 0
2040 | TVA_Transmission_2_VACAR | TVA_Transmission | VACAR | Internal | Summer | B1 | 10 | 900 | 0 | 96.44 | 99.6 | 9 | 0
2040 | TVA_Transmission_2_VACAR | TVA_Transmission | VACAR | Internal | Summer | B2 | 25 | 900 | 0 | 96.44 | 99.6 | 9 | 0
2040 | TVA_Transmission_2_VACAR | TVA_Transmission | VACAR | Internal | Summer | B3 | 75 | 900 | 0 | 95.68 | 97.15 | 9 | 0
2040 | TVA_Transmission_2_VACAR | TVA_Transmission | VACAR | Internal | Summer | B4 | 100 | 900 | 0 | 95.43 | 97.15 | 9 | 0
2040 | TVA_Transmission_2_VACAR | TVA_Transmission | VACAR | Internal | Summer | B5 | 200 | 900 | 0 | 91.99 | 96.6 | 9 | 0
2040 | TVA_Transmission_2_VACAR | TVA_Transmission | VACAR | Internal | Summer | B6 | 300 | 900 | 0 | 71.75 | 73.86 | 9 | 0
2040 | TVA_Transmission_2_VACAR | TVA_Transmission | VACAR | Internal | Summer | B7 | 400 | 900 | 0 | 59.87 | 60.47 | 9 | 0
2040 | TVA_Transmission_2_VACAR | TVA_Transmission | VACAR | Internal | Summer | B8 | 500 | 900 | 0 | 56.88 | 55.34 | 9 | 0
2040 | TVA_Transmission_2_VACAR | TVA_Transmission | VACAR | Internal | Summer | B9 | 800 | 900 | 0 | 54.9 | 55.34 | 9 | 0
2040 | TVA_Transmission_2_VACAR | TVA_Transmission | VACAR | Internal | Summer | B10 | 1262 | 900 | 0 | 50.86 | 55.34 | 9 | 0
2040 | TVA_Transmission_2_VACAR | TVA_Transmission | VACAR | Internal | Winter | B16 | 25 | 900 | 349.69 | 85.37 | 94.37 | 9 | 0
2040 | TVA_Transmission_2_VACAR | TVA_Transmission | VACAR | Internal | Winter | B17 | 100 | 900 | 0 | 71.33 | 75.5 | 9 | 0
2040 | TVA_Transmission_2_VACAR | TVA_Transmission | VACAR | Internal | Winter | B18 | 400 | 900 | 0 | 63.41 | 63.05 | 9 | 0
2040 | TVA_Transmission_2_VACAR | TVA_Transmission | VACAR | Internal | Winter | B19 | 700 | 900 | 0 | 62.13 | 63.05 | 9 | 0
2040 | TVA_Transmission_2_VACAR | TVA_Transmission | VACAR | Internal | Winter | B20 | 935 | 900 | 0 | 58.74 | 63.05 | 9 | 0
2040 | VACAR_2_PJM_ROR | VACAR | PJM_ROR | Internal | Shoulder | B11 | 25 | 2000 | 0 | 80.4 | 79.7 | 7 | 0
2040 | VACAR_2_PJM_ROR | VACAR | PJM_ROR | Internal | Shoulder | B12 | 200 | 2000 | 0 | 68.56 | 64.74 | 7 | 0
2040 | VACAR_2_PJM_ROR | VACAR | PJM_ROR | Internal | Shoulder | B13 | 600 | 2000 | 0 | 57.65 | 57.7 | 7 | 0
2040 | VACAR_2_PJM_ROR | VACAR | PJM_ROR | Internal | Shoulder | B14 | 900 | 2000 | 0 | 57.65 | 56.26 | 7 | 0
2040 | VACAR_2_PJM_ROR | VACAR | PJM_ROR | Internal | Shoulder | B15 | 1203 | 2000 | 0 | 57.65 | 51.58 | 7 | 0
2040 | VACAR_2_PJM_ROR | VACAR | PJM_ROR | Internal | Summer | B1 | 10 | 2000 | 0 | 99.6 | 90.44 | 7 | 0
2040 | VACAR_2_PJM_ROR | VACAR | PJM_ROR | Internal | Summer | B2 | 25 | 2000 | 0 | 99.6 | 90.44 | 7 | 0
2040 | VACAR_2_PJM_ROR | VACAR | PJM_ROR | Internal | Summer | B3 | 75 | 2000 | 0 | 97.15 | 90.44 | 7 | 0
2040 | VACAR_2_PJM_ROR | VACAR | PJM_ROR | Internal | Summer | B4 | 100 | 2000 | 0 | 97.15 | 89.43 | 7 | 0
2040 | VACAR_2_PJM_ROR | VACAR | PJM_ROR | Internal | Summer | B5 | 200 | 2000 | 0 | 96.6 | 85.99 | 7 | 0
2040 | VACAR_2_PJM_ROR | VACAR | PJM_ROR | Internal | Summer | B6 | 300 | 2000 | 0 | 73.86 | 67.86 | 7 | 0
2040 | VACAR_2_PJM_ROR | VACAR | PJM_ROR | Internal | Summer | B7 | 400 | 2000 | 0 | 60.47 | 54.47 | 7 | 0
2040 | VACAR_2_PJM_ROR | VACAR | PJM_ROR | Internal | Summer | B8 | 500 | 2000 | 0 | 55.34 | 50.88 | 7 | 0
2040 | VACAR_2_PJM_ROR | VACAR | PJM_ROR | Internal | Summer | B9 | 800 | 2000 | 0 | 55.34 | 49.78 | 7 | 0
2040 | VACAR_2_PJM_ROR | VACAR | PJM_ROR | Internal | Summer | B10 | 1262 | 2000 | 0 | 55.34 | 49.34 | 7 | 0
2040 | VACAR_2_PJM_ROR | VACAR | PJM_ROR | Internal | Winter | B16 | 25 | 2000 | 0 | 94.37 | 84.57 | 7 | 0
2040 | VACAR_2_PJM_ROR | VACAR | PJM_ROR | Internal | Winter | B17 | 100 | 2000 | 0 | 75.5 | 71.57 | 7 | 0
2040 | VACAR_2_PJM_ROR | VACAR | PJM_ROR | Internal | Winter | B18 | 400 | 2000 | 0 | 63.05 | 63.53 | 7 | 0
2040 | VACAR_2_PJM_ROR | VACAR | PJM_ROR | Internal | Winter | B19 | 700 | 2000 | 0 | 63.05 | 59.47 | 7 | 0
2040 | VACAR_2_PJM_ROR | VACAR | PJM_ROR | Internal | Winter | B20 | 935 | 2000 | 0 | 63.05 | 55.54 | 7 | 0
2040 | VACAR_2_SOCO | VACAR | SOCO | Internal | Shoulder | B11 | 25 | 3000 | 214.21 | 80.4 | 87.4 | 7 | 0
2040 | VACAR_2_SOCO | VACAR | SOCO | Internal | Shoulder | B12 | 200 | 3000 | 0 | 68.56 | 61.82 | 7 | 0
2040 | VACAR_2_SOCO | VACAR | SOCO | Internal | Shoulder | B13 | 600 | 3000 | 0 | 57.65 | 61.82 | 7 | 0
2040 | VACAR_2_SOCO | VACAR | SOCO | Internal | Shoulder | B14 | 900 | 3000 | 0 | 57.65 | 61.82 | 7 | 0
2040 | VACAR_2_SOCO | VACAR | SOCO | Internal | Shoulder | B15 | 1203 | 3000 | 0 | 57.65 | 61.82 | 7 | 0
2040 | VACAR_2_SOCO | VACAR | SOCO | Internal | Summer | B1 | 10 | 3000 | 0 | 99.6 | 100.52 | 7 | 0
2040 | VACAR_2_SOCO | VACAR | SOCO | Internal | Summer | B2 | 25 | 3000 | 0 | 99.6 | 100.52 | 7 | 0
2040 | VACAR_2_SOCO | VACAR | SOCO | Internal | Summer | B3 | 75 | 3000 | 0 | 97.15 | 100.52 | 7 | 0
2040 | VACAR_2_SOCO | VACAR | SOCO | Internal | Summer | B4 | 100 | 3000 | 0 | 97.15 | 100.52 | 7 | 0
2040 | VACAR_2_SOCO | VACAR | SOCO | Internal | Summer | B5 | 200 | 3000 | 0 | 96.6 | 92.96 | 7 | 0
2040 | VACAR_2_SOCO | VACAR | SOCO | Internal | Summer | B6 | 300 | 3000 | 0 | 73.86 | 75.86 | 7 | 0
2040 | VACAR_2_SOCO | VACAR | SOCO | Internal | Summer | B7 | 400 | 3000 | 0 | 60.47 | 62.39 | 7 | 0
2040 | VACAR_2_SOCO | VACAR | SOCO | Internal | Summer | B8 | 500 | 3000 | 0 | 55.34 | 60.21 | 7 | 0
2040 | VACAR_2_SOCO | VACAR | SOCO | Internal | Summer | B9 | 800 | 3000 | 0 | 55.34 | 60.21 | 7 | 0
2040 | VACAR_2_SOCO | VACAR | SOCO | Internal | Summer | B10 | 1262 | 3000 | 0 | 55.34 | 55.11 | 7 | 0
2040 | VACAR_2_SOCO | VACAR | SOCO | Internal | Winter | B16 | 25 | 3000 | 0 | 94.37 | 84.37 | 7 | 0
2040 | VACAR_2_SOCO | VACAR | SOCO | Internal | Winter | B17 | 100 | 3000 | 0 | 75.5 | 65.5 | 7 | 0
2040 | VACAR_2_SOCO | VACAR | SOCO | Internal | Winter | B18 | 400 | 3000 | 0 | 63.05 | 65.5 | 7 | 0
2040 | VACAR_2_SOCO | VACAR | SOCO | Internal | Winter | B19 | 700 | 3000 | 0 | 63.05 | 65.5 | 7 | 0
2040 | VACAR_2_SOCO | VACAR | SOCO | Internal | Winter | B20 | 935 | 3000 | 0 | 63.05 | 59.84 | 7 | 0
2040 | VACAR_2_TVA_Transmission | VACAR | TVA_Transmission | Internal | Shoulder | B11 | 25 | 900 | 0 | 80.4 | 83.24 | 7 | 0
2040 | VACAR_2_TVA_Transmission | VACAR | TVA_Transmission | Internal | Shoulder | B12 | 200 | 900 | 0 | 68.56 | 67.08 | 7 | 0
2040 | VACAR_2_TVA_Transmission | VACAR | TVA_Transmission | Internal | Shoulder | B13 | 600 | 900 | 0 | 57.65 | 62 | 7 | 0
2040 | VACAR_2_TVA_Transmission | VACAR | TVA_Transmission | Internal | Shoulder | B14 | 900 | 900 | 0 | 57.65 | 61.38 | 7 | 0
2040 | VACAR_2_TVA_Transmission | VACAR | TVA_Transmission | Internal | Shoulder | B15 | 1203 | 900 | 0 | 57.65 | 56.53 | 7 | 0
2040 | VACAR_2_TVA_Transmission | VACAR | TVA_Transmission | Internal | Summer | B1 | 10 | 900 | 0 | 99.6 | 96.44 | 7 | 0
2040 | VACAR_2_TVA_Transmission | VACAR | TVA_Transmission | Internal | Summer | B2 | 25 | 900 | 0 | 99.6 | 96.44 | 7 | 0
2040 | VACAR_2_TVA_Transmission | VACAR | TVA_Transmission | Internal | Summer | B3 | 75 | 900 | 0 | 97.15 | 95.68 | 7 | 0
2040 | VACAR_2_TVA_Transmission | VACAR | TVA_Transmission | Internal | Summer | B4 | 100 | 900 | 0 | 97.15 | 95.43 | 7 | 0
2040 | VACAR_2_TVA_Transmission | VACAR | TVA_Transmission | Internal | Summer | B5 | 200 | 900 | 0 | 96.6 | 91.99 | 7 | 0
2040 | VACAR_2_TVA_Transmission | VACAR | TVA_Transmission | Internal | Summer | B6 | 300 | 900 | 0 | 73.86 | 71.75 | 7 | 0
2040 | VACAR_2_TVA_Transmission | VACAR | TVA_Transmission | Internal | Summer | B7 | 400 | 900 | 0 | 60.47 | 59.87 | 7 | 0
2040 | VACAR_2_TVA_Transmission | VACAR | TVA_Transmission | Internal | Summer | B8 | 500 | 900 | 0 | 55.34 | 56.88 | 7 | 0
2040 | VACAR_2_TVA_Transmission | VACAR | TVA_Transmission | Internal | Summer | B9 | 800 | 900 | 0 | 55.34 | 54.9 | 7 | 0
2040 | VACAR_2_TVA_Transmission | VACAR | TVA_Transmission | Internal | Summer | B10 | 1262 | 900 | 0 | 55.34 | 50.86 | 7 | 0
2040 | VACAR_2_TVA_Transmission | VACAR | TVA_Transmission | Internal | Winter | B16 | 25 | 900 | 0 | 94.37 | 85.37 | 7 | 0
2040 | VACAR_2_TVA_Transmission | VACAR | TVA_Transmission | Internal | Winter | B17 | 100 | 900 | 0 | 75.5 | 71.33 | 7 | 0
2040 | VACAR_2_TVA_Transmission | VACAR | TVA_Transmission | Internal | Winter | B18 | 400 | 900 | 0 | 63.05 | 63.41 | 7 | 0
2040 | VACAR_2_TVA_Transmission | VACAR | TVA_Transmission | Internal | Winter | B19 | 700 | 900 | 0 | 63.05 | 62.13 | 7 | 0
2040 | VACAR_2_TVA_Transmission | VACAR | TVA_Transmission | Internal | Winter | B20 | 935 | 900 | 0 | 63.05 | 58.74 | 7 | 0
2015 | AZ_NM_SNV_Coal_2_SPP_S | AZ_NM_SNV_Coal | SPP_S | External | Shoulder | B11 | 25 | 400 | 400 | 37.43 | 52.2 | 8.17 | 6.61
2015 | AZ_NM_SNV_Coal_2_SPP_S | AZ_NM_SNV_Coal | SPP_S | External | Shoulder | B12 | 200 | 400 | 0 | 37.02 | 39.22 | 8.17 | 0
2015 | AZ_NM_SNV_Coal_2_SPP_S | AZ_NM_SNV_Coal | SPP_S | External | Shoulder | B13 | 600 | 400 | 0 | 37.02 | 37.62 | 8.17 | 0
2015 | AZ_NM_SNV_Coal_2_SPP_S | AZ_NM_SNV_Coal | SPP_S | External | Shoulder | B14 | 900 | 400 | 0 | 37 | 36.35 | 8.17 | 0
2015 | AZ_NM_SNV_Coal_2_SPP_S | AZ_NM_SNV_Coal | SPP_S | External | Shoulder | B15 | 1203 | 400 | 0 | 37 | 36.35 | 8.17 | 0
2015 | AZ_NM_SNV_Coal_2_SPP_S | AZ_NM_SNV_Coal | SPP_S | External | Summer | B1 | 10 | 400 | 0 | 54.72 | 58.75 | 8.17 | 0
2015 | AZ_NM_SNV_Coal_2_SPP_S | AZ_NM_SNV_Coal | SPP_S | External | Summer | B2 | 25 | 400 | 0 | 54.72 | 58.75 | 8.17 | 0
2015 | AZ_NM_SNV_Coal_2_SPP_S | AZ_NM_SNV_Coal | SPP_S | External | Summer | B3 | 75 | 400 | 0 | 54.72 | 50.82 | 8.17 | 0
2015 | AZ_NM_SNV_Coal_2_SPP_S | AZ_NM_SNV_Coal | SPP_S | External | Summer | B4 | 100 | 400 | 0 | 53.13 | 50.82 | 8.17 | 0
2015 | AZ_NM_SNV_Coal_2_SPP_S | AZ_NM_SNV_Coal | SPP_S | External | Summer | B5 | 200 | 400 | 0 | 45.03 | 50.41 | 8.17 | 0
2015 | AZ_NM_SNV_Coal_2_SPP_S | AZ_NM_SNV_Coal | SPP_S | External | Summer | B6 | 300 | 400 | 0 | 39.53 | 47.57 | 8.17 | 0
2015 | AZ_NM_SNV_Coal_2_SPP_S | AZ_NM_SNV_Coal | SPP_S | External | Summer | B7 | 400 | 400 | 0 | 37.03 | 42.82 | 8.17 | 0
2015 | AZ_NM_SNV_Coal_2_SPP_S | AZ_NM_SNV_Coal | SPP_S | External | Summer | B8 | 500 | 400 | 0 | 37.03 | 36.71 | 8.17 | 0
2015 | AZ_NM_SNV_Coal_2_SPP_S | AZ_NM_SNV_Coal | SPP_S | External | Summer | B9 | 800 | 400 | 0 | 37.02 | 35.13 | 8.17 | 0
2015 | AZ_NM_SNV_Coal_2_SPP_S | AZ_NM_SNV_Coal | SPP_S | External | Summer | B10 | 1262 | 400 | 0 | 36.03 | 35.05 | 8.17 | 0
2015 | AZ_NM_SNV_Coal_2_SPP_S | AZ_NM_SNV_Coal | SPP_S | External | Winter | B16 | 25 | 400 | 399.94 | 39.32 | 47.55 | 8.17 | 0.06
2015 | AZ_NM_SNV_Coal_2_SPP_S | AZ_NM_SNV_Coal | SPP_S | External | Winter | B17 | 100 | 400 | 0 | 39.31 | 40.08 | 8.17 | 0
2015 | AZ_NM_SNV_Coal_2_SPP_S | AZ_NM_SNV_Coal | SPP_S | External | Winter | B18 | 400 | 400 | 0 | 39.31 | 38.73 | 8.17 | 0
2015 | AZ_NM_SNV_Coal_2_SPP_S | AZ_NM_SNV_Coal | SPP_S | External | Winter | B19 | 700 | 400 | 0 | 39.31 | 38.68 | 8.17 | 0
2015 | AZ_NM_SNV_Coal_2_SPP_S | AZ_NM_SNV_Coal | SPP_S | External | Winter | B20 | 935 | 400 | 0 | 39.3 | 38.64 | 8.17 | 0
2015 | ERCOT_2_SPP_S | ERCOT | SPP_S | External | Shoulder | B11 | 25 | 800 | 0 | 52.82 | 52.2 | 8 | 0
2015 | ERCOT_2_SPP_S | ERCOT | SPP_S | External | Shoulder | B12 | 200 | 800 | 0 | 39.68 | 39.22 | 8 | 0
2015 | ERCOT_2_SPP_S | ERCOT | SPP_S | External | Shoulder | B13 | 600 | 800 | 0 | 38.13 | 37.62 | 8 | 0
2015 | ERCOT_2_SPP_S | ERCOT | SPP_S | External | Shoulder | B14 | 900 | 800 | 0 | 36.29 | 36.35 | 8 | 0
2015 | ERCOT_2_SPP_S | ERCOT | SPP_S | External | Shoulder | B15 | 1203 | 800 | 0 | 36.29 | 36.35 | 8 | 0
2015 | ERCOT_2_SPP_S | ERCOT | SPP_S | External | Summer | B1 | 10 | 800 | 0.01 | 51.3 | 58.75 | 8 | 0
2015 | ERCOT_2_SPP_S | ERCOT | SPP_S | External | Summer | B2 | 25 | 800 | 0 | 51.3 | 58.75 | 8 | 0
2015 | ERCOT_2_SPP_S | ERCOT | SPP_S | External | Summer | B3 | 75 | 800 | 0 | 51.3 | 50.82 | 8 | 0
2015 | ERCOT_2_SPP_S | ERCOT | SPP_S | External | Summer | B4 | 100 | 800 | 0 | 51.3 | 50.82 | 8 | 0
2015 | ERCOT_2_SPP_S | ERCOT | SPP_S | External | Summer | B5 | 200 | 800 | 0 | 51.3 | 50.41 | 8 | 0
2015 | ERCOT_2_SPP_S | ERCOT | SPP_S | External | Summer | B6 | 300 | 800 | 0 | 51.3 | 47.57 | 8 | 0
2015 | ERCOT_2_SPP_S | ERCOT | SPP_S | External | Summer | B7 | 400 | 800 | 0 | 47.82 | 42.82 | 8 | 0
2015 | ERCOT_2_SPP_S | ERCOT | SPP_S | External | Summer | B8 | 500 | 800 | 0 | 38.74 | 36.71 | 8 | 0
2015 | ERCOT_2_SPP_S | ERCOT | SPP_S | External | Summer | B9 | 800 | 800 | 0 | 36.73 | 35.13 | 8 | 0
2015 | ERCOT_2_SPP_S | ERCOT | SPP_S | External | Summer | B10 | 1262 | 800 | 0 | 35.27 | 35.05 | 8 | 0
2015 | ERCOT_2_SPP_S | ERCOT | SPP_S | External | Winter | B16 | 25 | 800 | 0 | 52.55 | 47.55 | 8 | 0
2015 | ERCOT_2_SPP_S | ERCOT | SPP_S | External | Winter | B17 | 100 | 800 | 0 | 41.82 | 40.08 | 8 | 0
2015 | ERCOT_2_SPP_S | ERCOT | SPP_S | External | Winter | B18 | 400 | 800 | 0 | 38.74 | 38.73 | 8 | 0
2015 | ERCOT_2_SPP_S | ERCOT | SPP_S | External | Winter | B19 | 700 | 800 | 0 | 38.39 | 38.68 | 8 | 0
2015 | ERCOT_2_SPP_S | ERCOT | SPP_S | External | Winter | B20 | 935 | 800 | 0 | 38.39 | 38.64 | 8 | 0
2015 | MAPP_US_2_RMPA | MAPP_US | RMPA | External | Shoulder | B11 | 25 | 200 | 0 | 38.72 | 38.16 | 8 | 0
2015 | MAPP_US_2_RMPA | MAPP_US | RMPA | External | Shoulder | B12 | 200 | 200 | 0 | 32.2 | 38.16 | 8 | 0
2015 | MAPP_US_2_RMPA | MAPP_US | RMPA | External | Shoulder | B13 | 600 | 200 | 200 | 29.76 | 38.16 | 8 | 0.4
2015 | MAPP_US_2_RMPA | MAPP_US | RMPA | External | Shoulder | B14 | 900 | 200 | 200 | 29.33 | 38.16 | 8 | 0.83
2015 | MAPP_US_2_RMPA | MAPP_US | RMPA | External | Shoulder | B15 | 1203 | 200 | 200 | 29.33 | 38.16 | 8 | 0.83
2015 | MAPP_US_2_RMPA | MAPP_US | RMPA | External | Summer | B1 | 10 | 200 | 0.01 | 50.36 | 57.71 | 8 | 0
2015 | MAPP_US_2_RMPA | MAPP_US | RMPA | External | Summer | B2 | 25 | 200 | 0 | 50.36 | 57.71 | 8 | 0
2015 | MAPP_US_2_RMPA | MAPP_US | RMPA | External | Summer | B3 | 75 | 200 | 0 | 50.36 | 57.71 | 8 | 0
2015 | MAPP_US_2_RMPA | MAPP_US | RMPA | External | Summer | B4 | 100 | 200 | 0 | 46.92 | 51.33 | 8 | 0
2015 | MAPP_US_2_RMPA | MAPP_US | RMPA | External | Summer | B5 | 200 | 200 | 0 | 45.07 | 44.45 | 8 | 0
2015 | MAPP_US_2_RMPA | MAPP_US | RMPA | External | Summer | B6 | 300 | 200 | 0 | 33.56 | 36.71 | 8 | 0
2015 | MAPP_US_2_RMPA | MAPP_US | RMPA | External | Summer | B7 | 400 | 200 | 0 | 28.81 | 36.71 | 8 | 0
2015 | MAPP_US_2_RMPA | MAPP_US | RMPA | External | Summer | B8 | 500 | 200 | 200 | 27.01 | 36.71 | 8 | 1.71
2015 | MAPP_US_2_RMPA | MAPP_US | RMPA | External | Summer | B9 | 800 | 200 | 200 | 27.01 | 36.71 | 8 | 1.71
2015 | MAPP_US_2_RMPA | MAPP_US | RMPA | External | Summer | B10 | 1262 | 200 | 200 | 26.22 | 36.71 | 8 | 2.49
2015 | MAPP_US_2_RMPA | MAPP_US | RMPA | External | Winter | B16 | 25 | 200 | 0.07 | 39.52 | 47.47 | 8 | 0
2015 | MAPP_US_2_RMPA | MAPP_US | RMPA | External | Winter | B17 | 100 | 200 | 0 | 33.06 | 40.91 | 8 | 0
2015 | MAPP_US_2_RMPA | MAPP_US | RMPA | External | Winter | B18 | 400 | 200 | 200 | 31.66 | 40.91 | 8 | 1.26
2015 | MAPP_US_2_RMPA | MAPP_US | RMPA | External | Winter | B19 | 700 | 200 | 200 | 31.66 | 40.91 | 8 | 1.26
2015 | MAPP_US_2_RMPA | MAPP_US | RMPA | External | Winter | B20 | 935 | 200 | 0 | 26.77 | 34.38 | 8 | 0
2015 | NE_2_RMPA | NE | RMPA | External | Shoulder | B11 | 25 | 310 | 0 | 45.72 | 38.16 | 5 | 0
2015 | NE_2_RMPA | NE | RMPA | External | Shoulder | B12 | 200 | 310 | 0 | 39.2 | 38.16 | 5 | 0
2015 | NE_2_RMPA | NE | RMPA | External | Shoulder | B13 | 600 | 310 | 0 | 36.76 | 38.16 | 5 | 0
2015 | NE_2_RMPA | NE | RMPA | External | Shoulder | B14 | 900 | 310 | 0 | 36.33 | 38.16 | 5 | 0
2015 | NE_2_RMPA | NE | RMPA | External | Shoulder | B15 | 1203 | 310 | 0 | 36.33 | 38.16 | 5 | 0
2015 | NE_2_RMPA | NE | RMPA | External | Summer | B1 | 10 | 310 | 0 | 57.36 | 57.71 | 5 | 0
2015 | NE_2_RMPA | NE | RMPA | External | Summer | B2 | 25 | 310 | 0 | 57.36 | 57.71 | 5 | 0
2015 | NE_2_RMPA | NE | RMPA | External | Summer | B3 | 75 | 310 | 0 | 57.36 | 57.71 | 5 | 0
2015 | NE_2_RMPA | NE | RMPA | External | Summer | B4 | 100 | 310 | 0 | 53.92 | 51.33 | 5 | 0
2015 | NE_2_RMPA | NE | RMPA | External | Summer | B5 | 200 | 310 | 0 | 52.07 | 44.45 | 5 | 0
2015 | NE_2_RMPA | NE | RMPA | External | Summer | B6 | 300 | 310 | 0 | 40.56 | 36.71 | 5 | 0
2015 | NE_2_RMPA | NE | RMPA | External | Summer | B7 | 400 | 310 | 0 | 35.81 | 36.71 | 5 | 0
2015 | NE_2_RMPA | NE | RMPA | External | Summer | B8 | 500 | 310 | 0 | 34.01 | 36.71 | 5 | 0
2015 | NE_2_RMPA | NE | RMPA | External | Summer | B9 | 800 | 310 | 0 | 34.01 | 36.71 | 5 | 0
2015 | NE_2_RMPA | NE | RMPA | External | Summer | B10 | 1262 | 310 | 0 | 33.22 | 36.71 | 5 | 0
2015 | NE_2_RMPA | NE | RMPA | External | Winter | B16 | 25 | 310 | 0 | 46.52 | 47.47 | 5 | 0
2015 | NE_2_RMPA | NE | RMPA | External | Winter | B17 | 100 | 310 | 0 | 40.06 | 40.91 | 5 | 0
2015 | NE_2_RMPA | NE | RMPA | External | Winter | B18 | 400 | 310 | 0 | 38.66 | 40.91 | 5 | 0
2015 | NE_2_RMPA | NE | RMPA | External | Winter | B19 | 700 | 310 | 0 | 38.66 | 40.91 | 5 | 0
2015 | NE_2_RMPA | NE | RMPA | External | Winter | B20 | 935 | 310 | 0 | 33.77 | 34.38 | 5 | 0
2015 | NWPP_Coal_2_MAPP_US | NWPP_Coal | MAPP_US | External | Shoulder | B11 | 25 | 150 | 0 | 37 | 38.72 | 8 | 0
2015 | NWPP_Coal_2_MAPP_US | NWPP_Coal | MAPP_US | External | Shoulder | B12 | 200 | 150 | 0 | 37 | 32.2 | 8 | 0
2015 | NWPP_Coal_2_MAPP_US | NWPP_Coal | MAPP_US | External | Shoulder | B13 | 600 | 150 | 0 | 37 | 29.76 | 8 | 0
2015 | NWPP_Coal_2_MAPP_US | NWPP_Coal | MAPP_US | External | Shoulder | B14 | 900 | 150 | 0 | 37 | 29.33 | 8 | 0
2015 | NWPP_Coal_2_MAPP_US | NWPP_Coal | MAPP_US | External | Shoulder | B15 | 1203 | 150 | 0 | 37 | 29.33 | 8 | 0
2015 | NWPP_Coal_2_MAPP_US | NWPP_Coal | MAPP_US | External | Summer | B1 | 10 | 150 | 150 | 37 | 50.36 | 8 | 5.35
2015 | NWPP_Coal_2_MAPP_US | NWPP_Coal | MAPP_US | External | Summer | B2 | 25 | 150 | 150 | 37 | 50.36 | 8 | 5.35
2015 | NWPP_Coal_2_MAPP_US | NWPP_Coal | MAPP_US | External | Summer | B3 | 75 | 150 | 150 | 37 | 50.36 | 8 | 5.35
2015 | NWPP_Coal_2_MAPP_US | NWPP_Coal | MAPP_US | External | Summer | B4 | 100 | 150 | 150 | 37 | 46.92 | 8 | 1.92
2015 | NWPP_Coal_2_MAPP_US | NWPP_Coal | MAPP_US | External | Summer | B5 | 200 | 150 | 149.99 | 37 | 45.07 | 8 | 0.07
2015 | NWPP_Coal_2_MAPP_US | NWPP_Coal | MAPP_US | External | Summer | B6 | 300 | 150 | 0 | 37 | 33.56 | 8 | 0
2015 | NWPP_Coal_2_MAPP_US | NWPP_Coal | MAPP_US | External | Summer | B7 | 400 | 150 | 0 | 37 | 28.81 | 8 | 0
2015 | NWPP_Coal_2_MAPP_US | NWPP_Coal | MAPP_US | External | Summer | B8 | 500 | 150 | 0 | 37 | 27.01 | 8 | 0
2015 | NWPP_Coal_2_MAPP_US | NWPP_Coal | MAPP_US | External | Summer | B9 | 800 | 150 | 0 | 37 | 27.01 | 8 | 0
2015 | NWPP_Coal_2_MAPP_US | NWPP_Coal | MAPP_US | External | Summer | B10 | 1262 | 150 | 0 | 37 | 26.22 | 8 | 0
2015 | NWPP_Coal_2_MAPP_US | NWPP_Coal | MAPP_US | External | Winter | B16 | 25 | 150 | 0 | 39.3 | 39.52 | 8 | 0
2015 | NWPP_Coal_2_MAPP_US | NWPP_Coal | MAPP_US | External | Winter | B17 | 100 | 150 | 0 | 39.3 | 33.06 | 8 | 0
2015 | NWPP_Coal_2_MAPP_US | NWPP_Coal | MAPP_US | External | Winter | B18 | 400 | 150 | 0 | 39.3 | 31.66 | 8 | 0
2015 | NWPP_Coal_2_MAPP_US | NWPP_Coal | MAPP_US | External | Winter | B19 | 700 | 150 | 0 | 39.3 | 31.66 | 8 | 0
2015 | NWPP_Coal_2_MAPP_US | NWPP_Coal | MAPP_US | External | Winter | B20 | 935 | 150 | 0 | 39.3 | 26.77 | 8 | 0
2015 | RMPA_2_MAPP_US | RMPA | MAPP_US | External | Shoulder | B11 | 25 | 200 | 0 | 38.16 | 38.72 | 8 | 0
2015 | RMPA_2_MAPP_US | RMPA | MAPP_US | External | Shoulder | B12 | 200 | 200 | 0 | 38.16 | 32.2 | 8 | 0
2015 | RMPA_2_MAPP_US | RMPA | MAPP_US | External | Shoulder | B13 | 600 | 200 | 0 | 38.16 | 29.76 | 8 | 0
2015 | RMPA_2_MAPP_US | RMPA | MAPP_US | External | Shoulder | B14 | 900 | 200 | 0 | 38.16 | 29.33 | 8 | 0
2015 | RMPA_2_MAPP_US | RMPA | MAPP_US | External | Shoulder | B15 | 1203 | 200 | 0 | 38.16 | 29.33 | 8 | 0
2015 | RMPA_2_MAPP_US | RMPA | MAPP_US | External | Summer | B1 | 10 | 200 | 0 | 57.71 | 50.36 | 8 | 0
2015 | RMPA_2_MAPP_US | RMPA | MAPP_US | External | Summer | B2 | 25 | 200 | 0 | 57.71 | 50.36 | 8 | 0
2015 | RMPA_2_MAPP_US | RMPA | MAPP_US | External | Summer | B3 | 75 | 200 | 0 | 57.71 | 50.36 | 8 | 0
2015 | RMPA_2_MAPP_US | RMPA | MAPP_US | External | Summer | B4 | 100 | 200 | 0 | 51.33 | 46.92 | 8 | 0
2015 | RMPA_2_MAPP_US | RMPA | MAPP_US | External | Summer | B5 | 200 | 200 | 0 | 44.45 | 45.07 | 8 | 0
2015 | RMPA_2_MAPP_US | RMPA | MAPP_US | External | Summer | B6 | 300 | 200 | 0 | 36.71 | 33.56 | 8 | 0
2015 | RMPA_2_MAPP_US | RMPA | MAPP_US | External | Summer | B7 | 400 | 200 | 0 | 36.71 | 28.81 | 8 | 0
2015 | RMPA_2_MAPP_US | RMPA | MAPP_US | External | Summer | B8 | 500 | 200 | 0 | 36.71 | 27.01 | 8 | 0
2015 | RMPA_2_MAPP_US | RMPA | MAPP_US | External | Summer | B9 | 800 | 200 | 0 | 36.71 | 27.01 | 8 | 0
2015 | RMPA_2_MAPP_US | RMPA | MAPP_US | External | Summer | B10 | 1262 | 200 | 0 | 36.71 | 26.22 | 8 | 0
2015 | RMPA_2_MAPP_US | RMPA | MAPP_US | External | Winter | B16 | 25 | 200 | 0 | 47.47 | 39.52 | 8 | 0
2015 | RMPA_2_MAPP_US | RMPA | MAPP_US | External | Winter | B17 | 100 | 200 | 0 | 40.91 | 33.06 | 8 | 0
2015 | RMPA_2_MAPP_US | RMPA | MAPP_US | External | Winter | B18 | 400 | 200 | 0 | 40.91 | 31.66 | 8 | 0
2015 | RMPA_2_MAPP_US | RMPA | MAPP_US | External | Winter | B19 | 700 | 200 | 0 | 40.91 | 31.66 | 8 | 0
2015 | RMPA_2_MAPP_US | RMPA | MAPP_US | External | Winter | B20 | 935 | 200 | 0 | 34.38 | 26.77 | 8 | 0
2015 | RMPA_2_NE | RMPA | NE | External | Shoulder | B11 | 25 | 310 | 0 | 38.16 | 45.72 | 8 | 0
2015 | RMPA_2_NE | RMPA | NE | External | Shoulder | B12 | 200 | 310 | 0 | 38.16 | 39.2 | 8 | 0
2015 | RMPA_2_NE | RMPA | NE | External | Shoulder | B13 | 600 | 310 | 0 | 38.16 | 36.76 | 8 | 0
2015 | RMPA_2_NE | RMPA | NE | External | Shoulder | B14 | 900 | 310 | 0 | 38.16 | 36.33 | 8 | 0
2015 | RMPA_2_NE | RMPA | NE | External | Shoulder | B15 | 1203 | 310 | 0 | 38.16 | 36.33 | 8 | 0
2015 | RMPA_2_NE | RMPA | NE | External | Summer | B1 | 10 | 310 | 0 | 57.71 | 57.36 | 8 | 0
2015 | RMPA_2_NE | RMPA | NE | External | Summer | B2 | 25 | 310 | 0 | 57.71 | 57.36 | 8 | 0
2015 | RMPA_2_NE | RMPA | NE | External | Summer | B3 | 75 | 310 | 0 | 57.71 | 57.36 | 8 | 0
2015 | RMPA_2_NE | RMPA | NE | External | Summer | B4 | 100 | 310 | 0 | 51.33 | 53.92 | 8 | 0
2015 | RMPA_2_NE | RMPA | NE | External | Summer | B5 | 200 | 310 | 0 | 44.45 | 52.07 | 8 | 0
2015 | RMPA_2_NE | RMPA | NE | External | Summer | B6 | 300 | 310 | 0 | 36.71 | 40.56 | 8 | 0
2015 | RMPA_2_NE | RMPA | NE | External | Summer | B7 | 400 | 310 | 0 | 36.71 | 35.81 | 8 | 0
2015 | RMPA_2_NE | RMPA | NE | External | Summer | B8 | 500 | 310 | 0 | 36.71 | 34.01 | 8 | 0
2015 | RMPA_2_NE | RMPA | NE | External | Summer | B9 | 800 | 310 | 0 | 36.71 | 34.01 | 8 | 0
2015 | RMPA_2_NE | RMPA | NE | External | Summer | B10 | 1262 | 310 | 0 | 36.71 | 33.22 | 8 | 0
2015 | RMPA_2_NE | RMPA | NE | External | Winter | B16 | 25 | 310 | 0 | 47.47 | 46.52 | 8 | 0
2015 | RMPA_2_NE | RMPA | NE | External | Winter | B17 | 100 | 310 | 0 | 40.91 | 40.06 | 8 | 0
2015 | RMPA_2_NE | RMPA | NE | External | Winter | B18 | 400 | 310 | 0 | 40.91 | 38.66 | 8 | 0
2015 | RMPA_2_NE | RMPA | NE | External | Winter | B19 | 700 | 310 | 0 | 40.91 | 38.66 | 8 | 0
2015 | RMPA_2_NE | RMPA | NE | External | Winter | B20 | 935 | 310 | 0 | 34.38 | 33.77 | 8 | 0
2015 | RMPA_2_SPP_N | RMPA | SPP_N | External | Shoulder | B11 | 25 | 210 | 210 | 38.16 | 52.72 | 8 | 6.55
2015 | RMPA_2_SPP_N | RMPA | SPP_N | External | Shoulder | B12 | 200 | 210 | 0 | 38.16 | 39.21 | 8 | 0
2015 | RMPA_2_SPP_N | RMPA | SPP_N | External | Shoulder | B13 | 600 | 210 | 0 | 38.16 | 37.6 | 8 | 0
2015 | RMPA_2_SPP_N | RMPA | SPP_N | External | Shoulder | B14 | 900 | 210 | 0 | 38.16 | 36.34 | 8 | 0
2015 | RMPA_2_SPP_N | RMPA | SPP_N | External | Shoulder | B15 | 1203 | 210 | 0 | 38.16 | 36.34 | 8 | 0
2015 | RMPA_2_SPP_N | RMPA | SPP_N | External | Summer | B1 | 10 | 210 | 0 | 57.71 | 58.76 | 8 | 0
2015 | RMPA_2_SPP_N | RMPA | SPP_N | External | Summer | B2 | 25 | 210 | 0 | 57.71 | 58.76 | 8 | 0
2015 | RMPA_2_SPP_N | RMPA | SPP_N | External | Summer | B3 | 75 | 210 | 0 | 57.71 | 58.76 | 8 | 0
2015 | RMPA_2_SPP_N | RMPA | SPP_N | External | Summer | B4 | 100 | 210 | 0 | 51.33 | 53.94 | 8 | 0
2015 | RMPA_2_SPP_N | RMPA | SPP_N | External | Summer | B5 | 200 | 210 | 0 | 44.45 | 52.08 | 8 | 0
2015 | RMPA_2_SPP_N | RMPA | SPP_N | External | Summer | B6 | 300 | 210 | 210 | 36.71 | 47.56 | 8 | 2.85
2015 | RMPA_2_SPP_N | RMPA | SPP_N | External | Summer | B7 | 400 | 210 | 0 | 36.71 | 42.81 | 8 | 0
2015 | RMPA_2_SPP_N | RMPA | SPP_N | External | Summer | B8 | 500 | 210 | 0 | 36.71 | 36.69 | 8 | 0
2015 | RMPA_2_SPP_N | RMPA | SPP_N | External | Summer | B9 | 800 | 210 | 0 | 36.71 | 35.12 | 8 | 0
2015 | RMPA_2_SPP_N | RMPA | SPP_N | External | Summer | B10 | 1262 | 210 | 0 | 36.71 | 34.55 | 8 | 0
2015 | RMPA_2_SPP_N | RMPA | SPP_N | External | Winter | B16 | 25 | 210 | 0 | 47.47 | 47.54 | 8 | 0
2015 | RMPA_2_SPP_N | RMPA | SPP_N | External | Winter | B17 | 100 | 210 | 0 | 40.91 | 40.07 | 8 | 0
2015 | RMPA_2_SPP_N | RMPA | SPP_N | External | Winter | B18 | 400 | 210 | 0 | 40.91 | 38.72 | 8 | 0
2015 | RMPA_2_SPP_N | RMPA | SPP_N | External | Winter | B19 | 700 | 210 | 0 | 40.91 | 38.67 | 8 | 0
2015 | RMPA_2_SPP_N | RMPA | SPP_N | External | Winter | B20 | 935 | 210 | 0 | 34.38 | 38.07 | 8 | 0
2015 | SPP_N_2_RMPA | SPP_N | RMPA | External | Shoulder | B11 | 25 | 210 | 0 | 52.72 | 38.16 | 5 | 0
2015 | SPP_N_2_RMPA | SPP_N | RMPA | External | Shoulder | B12 | 200 | 210 | 0 | 39.21 | 38.16 | 5 | 0
2015 | SPP_N_2_RMPA | SPP_N | RMPA | External | Shoulder | B13 | 600 | 210 | 0 | 37.6 | 38.16 | 5 | 0
2015 | SPP_N_2_RMPA | SPP_N | RMPA | External | Shoulder | B14 | 900 | 210 | 0 | 36.34 | 38.16 | 5 | 0
2015 | SPP_N_2_RMPA | SPP_N | RMPA | External | Shoulder | B15 | 1203 | 210 | 0 | 36.34 | 38.16 | 5 | 0
2015 | SPP_N_2_RMPA | SPP_N | RMPA | External | Summer | B1 | 10 | 210 | 0 | 58.76 | 57.71 | 5 | 0
2015 | SPP_N_2_RMPA | SPP_N | RMPA | External | Summer | B2 | 25 | 210 | 0 | 58.76 | 57.71 | 5 | 0
2015 | SPP_N_2_RMPA | SPP_N | RMPA | External | Summer | B3 | 75 | 210 | 0 | 58.76 | 57.71 | 5 | 0
2015 | SPP_N_2_RMPA | SPP_N | RMPA | External | Summer | B4 | 100 | 210 | 0 | 53.94 | 51.33 | 5 | 0
2015 | SPP_N_2_RMPA | SPP_N | RMPA | External | Summer | B5 | 200 | 210 | 0 | 52.08 | 44.45 | 5 | 0
2015 | SPP_N_2_RMPA | SPP_N | RMPA | External | Summer | B6 | 300 | 210 | 0 | 47.56 | 36.71 | 5 | 0
2015 | SPP_N_2_RMPA | SPP_N | RMPA | External | Summer | B7 | 400 | 210 | 0 | 42.81 | 36.71 | 5 | 0
2015 | SPP_N_2_RMPA | SPP_N | RMPA | External | Summer | B8 | 500 | 210 | 0 | 36.69 | 36.71 | 5 | 0
2015 | SPP_N_2_RMPA | SPP_N | RMPA | External | Summer | B9 | 800 | 210 | 0 | 35.12 | 36.71 | 5 | 0
2015 | SPP_N_2_RMPA | SPP_N | RMPA | External | Summer | B10 | 1262 | 210 | 0 | 34.55 | 36.71 | 5 | 0
2015 | SPP_N_2_RMPA | SPP_N | RMPA | External | Winter | B16 | 25 | 210 | 0 | 47.54 | 47.47 | 5 | 0
2015 | SPP_N_2_RMPA | SPP_N | RMPA | External | Winter | B17 | 100 | 210 | 0 | 40.07 | 40.91 | 5 | 0
2015 | SPP_N_2_RMPA | SPP_N | RMPA | External | Winter | B18 | 400 | 210 | 0 | 38.72 | 40.91 | 5 | 0
2015 | SPP_N_2_RMPA | SPP_N | RMPA | External | Winter | B19 | 700 | 210 | 0 | 38.67 | 40.91 | 5 | 0
2015 | SPP_N_2_RMPA | SPP_N | RMPA | External | Winter | B20 | 935 | 210 | 0 | 38.07 | 34.38 | 5 | 0
2015 | SPP_S_2_ERCOT | SPP_S | ERCOT | External | Shoulder | B11 | 25 | 800 | 0 | 52.2 | 52.82 | 5 | 0
2015 | SPP_S_2_ERCOT | SPP_S | ERCOT | External | Shoulder | B12 | 200 | 800 | 0 | 39.22 | 39.68 | 5 | 0
2015 | SPP_S_2_ERCOT | SPP_S | ERCOT | External | Shoulder | B13 | 600 | 800 | 0 | 37.62 | 38.13 | 5 | 0
2015 | SPP_S_2_ERCOT | SPP_S | ERCOT | External | Shoulder | B14 | 900 | 800 | 0 | 36.35 | 36.29 | 5 | 0
2015 | SPP_S_2_ERCOT | SPP_S | ERCOT | External | Shoulder | B15 | 1203 | 800 | 0 | 36.35 | 36.29 | 5 | 0
2015 | SPP_S_2_ERCOT | SPP_S | ERCOT | External | Summer | B1 | 10 | 800 | 0 | 58.75 | 51.3 | 5 | 0
2015 | SPP_S_2_ERCOT | SPP_S | ERCOT | External | Summer | B2 | 25 | 800 | 0 | 58.75 | 51.3 | 5 | 0
2015 | SPP_S_2_ERCOT | SPP_S | ERCOT | External | Summer | B3 | 75 | 800 | 0 | 50.82 | 51.3 | 5 | 0
2015 | SPP_S_2_ERCOT | SPP_S | ERCOT | External | Summer | B4 | 100 | 800 | 0 | 50.82 | 51.3 | 5 | 0
2015 | SPP_S_2_ERCOT | SPP_S | ERCOT | External | Summer | B5 | 200 | 800 | 0 | 50.41 | 51.3 | 5 | 0
2015 | SPP_S_2_ERCOT | SPP_S | ERCOT | External | Summer | B6 | 300 | 800 | 0 | 47.57 | 51.3 | 5 | 0
2015 | SPP_S_2_ERCOT | SPP_S | ERCOT | External | Summer | B7 | 400 | 800 | 251.2 | 42.82 | 47.82 | 5 | 0
2015 | SPP_S_2_ERCOT | SPP_S | ERCOT | External | Summer | B8 | 500 | 800 | 0 | 36.71 | 38.74 | 5 | 0
2015 | SPP_S_2_ERCOT | SPP_S | ERCOT | External | Summer | B9 | 800 | 800 | 0 | 35.13 | 36.73 | 5 | 0
2015 | SPP_S_2_ERCOT | SPP_S | ERCOT | External | Summer | B10 | 1262 | 800 | 0 | 35.05 | 35.27 | 5 | 0
2015 | SPP_S_2_ERCOT | SPP_S | ERCOT | External | Winter | B16 | 25 | 800 | 62.08 | 47.55 | 52.55 | 5 | 0
2015 | SPP_S_2_ERCOT | SPP_S | ERCOT | External | Winter | B17 | 100 | 800 | 0 | 40.08 | 41.82 | 5 | 0
2015 | SPP_S_2_ERCOT | SPP_S | ERCOT | External | Winter | B18 | 400 | 800 | 0 | 38.73 | 38.74 | 5 | 0
2015 | SPP_S_2_ERCOT | SPP_S | ERCOT | External | Winter | B19 | 700 | 800 | 0 | 38.68 | 38.39 | 5 | 0
2015 | SPP_S_2_ERCOT | SPP_S | ERCOT | External | Winter | B20 | 935 | 800 | 0 | 38.64 | 38.39 | 5 | 0
2020 | AZ_NM_SNV_Coal_2_SPP_S | AZ_NM_SNV_Coal | SPP_S | External | Shoulder | B11 | 25 | 400 | 400 | 44.75 | 57.84 | 8.17 | 4.93
2020 | AZ_NM_SNV_Coal_2_SPP_S | AZ_NM_SNV_Coal | SPP_S | External | Shoulder | B12 | 200 | 400 | 0 | 44.74 | 42.02 | 8.17 | 0
2020 | AZ_NM_SNV_Coal_2_SPP_S | AZ_NM_SNV_Coal | SPP_S | External | Shoulder | B13 | 600 | 400 | 0 | 44.72 | 41.95 | 8.17 | 0
2020 | AZ_NM_SNV_Coal_2_SPP_S | AZ_NM_SNV_Coal | SPP_S | External | Shoulder | B14 | 900 | 400 | 0 | 44.72 | 40.58 | 8.17 | 0
2020 | AZ_NM_SNV_Coal_2_SPP_S | AZ_NM_SNV_Coal | SPP_S | External | Shoulder | B15 | 1203 | 400 | 0 | 41.53 | 40.2 | 8.17 | 0
2020 | AZ_NM_SNV_Coal_2_SPP_S | AZ_NM_SNV_Coal | SPP_S | External | Summer | B1 | 10 | 400 | 0 | 65.8 | 58.92 | 8.17 | 0
2020 | AZ_NM_SNV_Coal_2_SPP_S | AZ_NM_SNV_Coal | SPP_S | External | Summer | B2 | 25 | 400 | 0 | 65.8 | 56.69 | 8.17 | 0
2020 | AZ_NM_SNV_Coal_2_SPP_S | AZ_NM_SNV_Coal | SPP_S | External | Summer | B3 | 75 | 400 | 0 | 65.8 | 56.34 | 8.17 | 0
2020 | AZ_NM_SNV_Coal_2_SPP_S | AZ_NM_SNV_Coal | SPP_S | External | Summer | B4 | 100 | 400 | 0 | 59.09 | 56.34 | 8.17 | 0
2020 | AZ_NM_SNV_Coal_2_SPP_S | AZ_NM_SNV_Coal | SPP_S | External | Summer | B5 | 200 | 400 | 0 | 47.83 | 55.88 | 8.17 | 0
2020 | AZ_NM_SNV_Coal_2_SPP_S | AZ_NM_SNV_Coal | SPP_S | External | Summer | B6 | 300 | 400 | 183.44 | 46.07 | 54.23 | 8.17 | 0
2020 | AZ_NM_SNV_Coal_2_SPP_S | AZ_NM_SNV_Coal | SPP_S | External | Summer | B7 | 400 | 400 | 0 | 44.63 | 46.72 | 8.17 | 0
2020 | AZ_NM_SNV_Coal_2_SPP_S | AZ_NM_SNV_Coal | SPP_S | External | Summer | B8 | 500 | 400 | 0 | 44.62 | 40.62 | 8.17 | 0
2020 | AZ_NM_SNV_Coal_2_SPP_S | AZ_NM_SNV_Coal | SPP_S | External | Summer | B9 | 800 | 400 | 0 | 44.61 | 39.81 | 8.17 | 0
2020 | AZ_NM_SNV_Coal_2_SPP_S | AZ_NM_SNV_Coal | SPP_S | External | Summer | B10 | 1262 | 400 | 0 | 42.54 | 38.86 | 8.17 | 0
2020 | AZ_NM_SNV_Coal_2_SPP_S | AZ_NM_SNV_Coal | SPP_S | External | Winter | B16 | 25 | 400 | 173.68 | 47.32 | 55.48 | 8.17 | 0
2020 | AZ_NM_SNV_Coal_2_SPP_S | AZ_NM_SNV_Coal | SPP_S | External | Winter | B17 | 100 | 400 | 0 | 47.3 | 44.35 | 8.17 | 0
2020 | AZ_NM_SNV_Coal_2_SPP_S | AZ_NM_SNV_Coal | SPP_S | External | Winter | B18 | 400 | 400 | 0 | 47.29 | 42.84 | 8.17 | 0
2020 | AZ_NM_SNV_Coal_2_SPP_S | AZ_NM_SNV_Coal | SPP_S | External | Winter | B19 | 700 | 400 | 0 | 47.29 | 42.84 | 8.17 | 0
2020 | AZ_NM_SNV_Coal_2_SPP_S | AZ_NM_SNV_Coal | SPP_S | External | Winter | B20 | 935 | 400 | 0 | 44.43 | 42.75 | 8.17 | 0
2020 | ERCOT_2_SPP_S | ERCOT | SPP_S | External | Shoulder | B11 | 25 | 800 | 0 | 58.4 | 57.84 | 8 | 0
2020 | ERCOT_2_SPP_S | ERCOT | SPP_S | External | Shoulder | B12 | 200 | 800 | 0 | 43.63 | 42.02 | 8 | 0
2020 | ERCOT_2_SPP_S | ERCOT | SPP_S | External | Shoulder | B13 | 600 | 800 | 0 | 40.04 | 41.95 | 8 | 0
2020 | ERCOT_2_SPP_S | ERCOT | SPP_S | External | Shoulder | B14 | 900 | 800 | 0 | 40.04 | 40.58 | 8 | 0
2020 | ERCOT_2_SPP_S | ERCOT | SPP_S | External | Shoulder | B15 | 1203 | 800 | 0 | 40.04 | 40.2 | 8 | 0
2020 | ERCOT_2_SPP_S | ERCOT | SPP_S | External | Summer | B1 | 10 | 800 | 0 | 56.77 | 58.92 | 8 | 0
2020 | ERCOT_2_SPP_S | ERCOT | SPP_S | External | Summer | B2 | 25 | 800 | 0 | 56.77 | 56.69 | 8 | 0
2020 | ERCOT_2_SPP_S | ERCOT | SPP_S | External | Summer | B3 | 75 | 800 | 0 | 56.77 | 56.34 | 8 | 0
2020 | ERCOT_2_SPP_S | ERCOT | SPP_S | External | Summer | B4 | 100 | 800 | 0 | 56.77 | 56.34 | 8 | 0
2020 | ERCOT_2_SPP_S | ERCOT | SPP_S | External | Summer | B5 | 200 | 800 | 0 | 56.77 | 55.88 | 8 | 0
2020 | ERCOT_2_SPP_S | ERCOT | SPP_S | External | Summer | B6 | 300 | 800 | 0 | 56.77 | 54.23 | 8 | 0
2020 | ERCOT_2_SPP_S | ERCOT | SPP_S | External | Summer | B7 | 400 | 800 | 0 | 50.12 | 46.72 | 8 | 0
2020 | ERCOT_2_SPP_S | ERCOT | SPP_S | External | Summer | B8 | 500 | 800 | 0 | 42.4 | 40.62 | 8 | 0
2020 | ERCOT_2_SPP_S | ERCOT | SPP_S | External | Summer | B9 | 800 | 800 | 0 | 38.95 | 39.81 | 8 | 0
2020 | ERCOT_2_SPP_S | ERCOT | SPP_S | External | Summer | B10 | 1262 | 800 | 0 | 38.95 | 38.86 | 8 | 0
2020 | ERCOT_2_SPP_S | ERCOT | SPP_S | External | Winter | B16 | 25 | 800 | 0 | 55.36 | 55.48 | 8 | 0
2020 | ERCOT_2_SPP_S | ERCOT | SPP_S | External | Winter | B17 | 100 | 800 | 0 | 42.4 | 44.35 | 8 | 0
2020 | ERCOT_2_SPP_S | ERCOT | SPP_S | External | Winter | B18 | 400 | 800 | 0 | 42.4 | 42.84 | 8 | 0
2020 | ERCOT_2_SPP_S | ERCOT | SPP_S | External | Winter | B19 | 700 | 800 | 0 | 42.4 | 42.84 | 8 | 0
2020 | ERCOT_2_SPP_S | ERCOT | SPP_S | External | Winter | B20 | 935 | 800 | 0 | 42.4 | 42.75 | 8 | 0
2020 | MAPP_US_2_RMPA | MAPP_US | RMPA | External | Shoulder | B11 | 25 | 200 | 0 | 49.17 | 43.61 | 8 | 0
2020 | MAPP_US_2_RMPA | MAPP_US | RMPA | External | Shoulder | B12 | 200 | 200 | 0 | 37.97 | 43.61 | 8 | 0
2020 | MAPP_US_2_RMPA | MAPP_US | RMPA | External | Shoulder | B13 | 600 | 200 | 175.56 | 35.61 | 43.61 | 8 | 0
2020 | MAPP_US_2_RMPA | MAPP_US | RMPA | External | Shoulder | B14 | 900 | 200 | 182.51 | 35.61 | 43.61 | 8 | 0
2020 | MAPP_US_2_RMPA | MAPP_US | RMPA | External | Shoulder | B15 | 1203 | 200 | 186.82 | 35.61 | 43.61 | 8 | 0
2020 | MAPP_US_2_RMPA | MAPP_US | RMPA | External | Summer | B1 | 10 | 200 | 0.04 | 57.47 | 65.22 | 8 | 0
2020 | MAPP_US_2_RMPA | MAPP_US | RMPA | External | Summer | B2 | 25 | 200 | 0.02 | 57.47 | 65.22 | 8 | 0
2020 | MAPP_US_2_RMPA | MAPP_US | RMPA | External | Summer | B3 | 75 | 200 | 0 | 57.47 | 65.22 | 8 | 0
2020 | MAPP_US_2_RMPA | MAPP_US | RMPA | External | Summer | B4 | 100 | 200 | 0 | 56.29 | 55.3 | 8 | 0
2020 | MAPP_US_2_RMPA | MAPP_US | RMPA | External | Summer | B5 | 200 | 200 | 0 | 53.08 | 52.09 | 8 | 0
2020 | MAPP_US_2_RMPA | MAPP_US | RMPA | External | Summer | B6 | 300 | 200 | 0 | 47.21 | 46.21 | 8 | 0
2020 | MAPP_US_2_RMPA | MAPP_US | RMPA | External | Summer | B7 | 400 | 200 | 0 | 37.25 | 41.93 | 8 | 0
2020 | MAPP_US_2_RMPA | MAPP_US | RMPA | External | Summer | B8 | 500 | 200 | 200 | 32.79 | 41.93 | 8 | 1.15
2020 | MAPP_US_2_RMPA | MAPP_US | RMPA | External | Summer | B9 | 800 | 200 | 200 | 32.79 | 41.93 | 8 | 1.15
2020 | MAPP_US_2_RMPA | MAPP_US | RMPA | External | Summer | B10 | 1262 | 200 | 200 | 29.73 | 41.1 | 8 | 3.36
2020 | MAPP_US_2_RMPA | MAPP_US | RMPA | External | Winter | B16 | 25 | 200 | 200 | 45.79 | 55.46 | 8 | 1.67
2020 | MAPP_US_2_RMPA | MAPP_US | RMPA | External | Winter | B17 | 100 | 200 | 200 | 38.31 | 46.79 | 8 | 0.47
2020 | MAPP_US_2_RMPA | MAPP_US | RMPA | External | Winter | B18 | 400 | 200 | 200 | 36.32 | 46.79 | 8 | 2.47
2020 | MAPP_US_2_RMPA | MAPP_US | RMPA | External | Winter | B19 | 700 | 200 | 200 | 36.32 | 46.79 | 8 | 2.47
2020 | MAPP_US_2_RMPA | MAPP_US | RMPA | External | Winter | B20 | 935 | 200 | 0 | 34.86 | 39.22 | 8 | 0
2020 | NE_2_RMPA | NE | RMPA | External | Shoulder | B11 | 25 | 310 | 0 | 56.17 | 43.61 | 5 | 0
2020 | NE_2_RMPA | NE | RMPA | External | Shoulder | B12 | 200 | 310 | 0 | 42.02 | 43.61 | 5 | 0
2020 | NE_2_RMPA | NE | RMPA | External | Shoulder | B13 | 600 | 310 | 0 | 41.93 | 43.61 | 5 | 0
2020 | NE_2_RMPA | NE | RMPA | External | Shoulder | B14 | 900 | 310 | 0 | 40.56 | 43.61 | 5 | 0
2020 | NE_2_RMPA | NE | RMPA | External | Shoulder | B15 | 1203 | 310 | 0 | 40.17 | 43.61 | 5 | 0
2020 | NE_2_RMPA | NE | RMPA | External | Summer | B1 | 10 | 310 | 0 | 64.47 | 65.22 | 5 | 0
2020 | NE_2_RMPA | NE | RMPA | External | Summer | B2 | 25 | 310 | 0 | 64.47 | 65.22 | 5 | 0
2020 | NE_2_RMPA | NE | RMPA | External | Summer | B3 | 75 | 310 | 0 | 64.47 | 65.22 | 5 | 0
2020 | NE_2_RMPA | NE | RMPA | External | Summer | B4 | 100 | 310 | 0 | 63.29 | 55.3 | 5 | 0
2020 | NE_2_RMPA | NE | RMPA | External | Summer | B5 | 200 | 310 | 0 | 60.08 | 52.09 | 5 | 0
2020 | NE_2_RMPA | NE | RMPA | External | Summer | B6 | 300 | 310 | 0 | 54.21 | 46.21 | 5 | 0
2020 | NE_2_RMPA | NE | RMPA | External | Summer | B7 | 400 | 310 | 0 | 44.25 | 41.93 | 5 | 0
2020 | NE_2_RMPA | NE | RMPA | External | Summer | B8 | 500 | 310 | 0 | 39.79 | 41.93 | 5 | 0
2020 | NE_2_RMPA | NE | RMPA | External | Summer | B9 | 800 | 310 | 0 | 39.79 | 41.93 | 5 | 0
2020 | NE_2_RMPA | NE | RMPA | External | Summer | B10 | 1262 | 310 | 0 | 36.73 | 41.1 | 5 | 0
2020 | NE_2_RMPA | NE | RMPA | External | Winter | B16 | 25 | 310 | 0 | 52.79 | 55.46 | 5 | 0
2020 | NE_2_RMPA | NE | RMPA | External | Winter | B17 | 100 | 310 | 0 | 44.32 | 46.79 | 5 | 0
2020 | NE_2_RMPA | NE | RMPA | External | Winter | B18 | 400 | 310 | 0 | 42.82 | 46.79 | 5 | 0
2020 | NE_2_RMPA | NE | RMPA | External | Winter | B19 | 700 | 310 | 0 | 42.82 | 46.79 | 5 | 0
2020 | NE_2_RMPA | NE | RMPA | External | Winter | B20 | 935 | 310 | 0 | 41.86 | 39.22 | 5 | 0
2020 | NWPP_Coal_2_MAPP_US | NWPP_Coal | MAPP_US | External | Shoulder | B11 | 25 | 150 | 0 | 44.72 | 49.17 | 8 | 0
2020 | NWPP_Coal_2_MAPP_US | NWPP_Coal | MAPP_US | External | Shoulder | B12 | 200 | 150 | 0 | 44.72 | 37.97 | 8 | 0
2020 | NWPP_Coal_2_MAPP_US | NWPP_Coal | MAPP_US | External | Shoulder | B13 | 600 | 150 | 0 | 44.72 | 35.61 | 8 | 0
2020 | NWPP_Coal_2_MAPP_US | NWPP_Coal | MAPP_US | External | Shoulder | B14 | 900 | 150 | 0 | 44.72 | 35.61 | 8 | 0
2020 | NWPP_Coal_2_MAPP_US | NWPP_Coal | MAPP_US | External | Shoulder | B15 | 1203 | 150 | 0 | 44.72 | 35.61 | 8 | 0
2020 | NWPP_Coal_2_MAPP_US | NWPP_Coal | MAPP_US | External | Summer | B1 | 10 | 150 | 0 | 56.99 | 57.47 | 8 | 0
2020 | NWPP_Coal_2_MAPP_US | NWPP_Coal | MAPP_US | External | Summer | B2 | 25 | 150 | 0 | 56.99 | 57.47 | 8 | 0
2020 | NWPP_Coal_2_MAPP_US | NWPP_Coal | MAPP_US | External | Summer | B3 | 75 | 150 | 150 | 44.61 | 57.47 | 8 | 4.86
2020 | NWPP_Coal_2_MAPP_US | NWPP_Coal | MAPP_US | External | Summer | B4 | 100 | 150 | 150 | 44.61 | 56.29 | 8 | 3.68
2020 | NWPP_Coal_2_MAPP_US | NWPP_Coal | MAPP_US | External | Summer | B5 | 200 | 150 | 150 | 44.61 | 53.08 | 8 | 0.47
2020 | NWPP_Coal_2_MAPP_US | NWPP_Coal | MAPP_US | External | Summer | B6 | 300 | 150 | 0 | 44.61 | 47.21 | 8 | 0
2020 | NWPP_Coal_2_MAPP_US | NWPP_Coal | MAPP_US | External | Summer | B7 | 400 | 150 | 0 | 44.61 | 37.25 | 8 | 0
2020 | NWPP_Coal_2_MAPP_US | NWPP_Coal | MAPP_US | External | Summer | B8 | 500 | 150 | 0 | 44.61 | 32.79 | 8 | 0
2020 | NWPP_Coal_2_MAPP_US | NWPP_Coal | MAPP_US | External | Summer | B9 | 800 | 150 | 0 | 44.61 | 32.79 | 8 | 0
2020 | NWPP_Coal_2_MAPP_US | NWPP_Coal | MAPP_US | External | Summer | B10 | 1262 | 150 | 0 | 44.61 | 29.73 | 8 | 0
2020 | NWPP_Coal_2_MAPP_US | NWPP_Coal | MAPP_US | External | Winter | B16 | 25 | 150 | 0 | 47.29 | 45.79 | 8 | 0
2020 | NWPP_Coal_2_MAPP_US | NWPP_Coal | MAPP_US | External | Winter | B17 | 100 | 150 | 0 | 47.29 | 38.31 | 8 | 0
2020 | NWPP_Coal_2_MAPP_US | NWPP_Coal | MAPP_US | External | Winter | B18 | 400 | 150 | 0 | 47.29 | 36.32 | 8 | 0
2020 | NWPP_Coal_2_MAPP_US | NWPP_Coal | MAPP_US | External | Winter | B19 | 700 | 150 | 0 | 47.29 | 36.32 | 8 | 0
2020 | NWPP_Coal_2_MAPP_US | NWPP_Coal | MAPP_US | External | Winter | B20 | 935 | 150 | 0 | 47.29 | 34.86 | 8 | 0
2020 | RMPA_2_MAPP_US | RMPA | MAPP_US | External | Shoulder | B11 | 25 | 200 | 0 | 43.61 | 49.17 | 8 | 0
2020 | RMPA_2_MAPP_US | RMPA | MAPP_US | External | Shoulder | B12 | 200 | 200 | 0 | 43.61 | 37.97 | 8 | 0
2020 | RMPA_2_MAPP_US | RMPA | MAPP_US | External | Shoulder | B13 | 600 | 200 | 0 | 43.61 | 35.61 | 8 | 0
2020 | RMPA_2_MAPP_US | RMPA | MAPP_US | External | Shoulder | B14 | 900 | 200 | 0 | 43.61 | 35.61 | 8 | 0
2020 | RMPA_2_MAPP_US | RMPA | MAPP_US | External | Shoulder | B15 | 1203 | 200 | 0 | 43.61 | 35.61 | 8 | 0
2020 | RMPA_2_MAPP_US | RMPA | MAPP_US | External | Summer | B1 | 10 | 200 | 0 | 65.22 | 57.47 | 8 | 0
2020 | RMPA_2_MAPP_US | RMPA | MAPP_US | External | Summer | B2 | 25 | 200 | 0 | 65.22 | 57.47 | 8 | 0
2020 | RMPA_2_MAPP_US | RMPA | MAPP_US | External | Summer | B3 | 75 | 200 | 0 | 65.22 | 57.47 | 8 | 0
2020 | RMPA_2_MAPP_US | RMPA | MAPP_US | External | Summer | B4 | 100 | 200 | 0 | 55.3 | 56.29 | 8 | 0
2020 | RMPA_2_MAPP_US | RMPA | MAPP_US | External | Summer | B5 | 200 | 200 | 0 | 52.09 | 53.08 | 8 | 0
2020 | RMPA_2_MAPP_US | RMPA | MAPP_US | External | Summer | B6 | 300 | 200 | 0 | 46.21 | 47.21 | 8 | 0
2020 | RMPA_2_MAPP_US | RMPA | MAPP_US | External | Summer | B7 | 400 | 200 | 0 | 41.93 | 37.25 | 8 | 0
2020 | RMPA_2_MAPP_US | RMPA | MAPP_US | External | Summer | B8 | 500 | 200 | 0 | 41.93 | 32.79 | 8 | 0
2020 | RMPA_2_MAPP_US | RMPA | MAPP_US | External | Summer | B9 | 800 | 200 | 0 | 41.93 | 32.79 | 8 | 0
2020 | RMPA_2_MAPP_US | RMPA | MAPP_US | External | Summer | B10 | 1262 | 200 | 0 | 41.1 | 29.73 | 8 | 0
2020 | RMPA_2_MAPP_US | RMPA | MAPP_US | External | Winter | B16 | 25 | 200 | 0 | 55.46 | 45.79 | 8 | 0
2020 | RMPA_2_MAPP_US | RMPA | MAPP_US | External | Winter | B17 | 100 | 200 | 0 | 46.79 | 38.31 | 8 | 0
2020 | RMPA_2_MAPP_US | RMPA | MAPP_US | External | Winter | B18 | 400 | 200 | 0 | 46.79 | 36.32 | 8 | 0
2020 | RMPA_2_MAPP_US | RMPA | MAPP_US | External | Winter | B19 | 700 | 200 | 0 | 46.79 | 36.32 | 8 | 0
2020 | RMPA_2_MAPP_US | RMPA | MAPP_US | External | Winter | B20 | 935 | 200 | 0 | 39.22 | 34.86 | 8 | 0
2020 | RMPA_2_NE | RMPA | NE | External | Shoulder | B11 | 25 | 310 | 310 | 43.61 | 56.17 | 8 | 4.56
2020 | RMPA_2_NE | RMPA | NE | External | Shoulder | B12 | 200 | 310 | 0 | 43.61 | 42.02 | 8 | 0
2020 | RMPA_2_NE | RMPA | NE | External | Shoulder | B13 | 600 | 310 | 0 | 43.61 | 41.93 | 8 | 0
2020 | RMPA_2_NE | RMPA | NE | External | Shoulder | B14 | 900 | 310 | 0 | 43.61 | 40.56 | 8 | 0
2020 | RMPA_2_NE | RMPA | NE | External | Shoulder | B15 | 1203 | 310 | 0 | 43.61 | 40.17 | 8 | 0
2020 | RMPA_2_NE | RMPA | NE | External | Summer | B1 | 10 | 310 | 0 | 65.22 | 64.47 | 8 | 0
2020 | RMPA_2_NE | RMPA | NE | External | Summer | B2 | 25 | 310 | 0 | 65.22 | 64.47 | 8 | 0
2020 | RMPA_2_NE | RMPA | NE | External | Summer | B3 | 75 | 310 | 0 | 65.22 | 64.47 | 8 | 0
2020 | RMPA_2_NE | RMPA | NE | External | Summer | B4 | 100 | 310 | 0.08 | 55.3 | 63.29 | 8 | 0
2020 | RMPA_2_NE | RMPA | NE | External | Summer | B5 | 200 | 310 | 0.04 | 52.09 | 60.08 | 8 | 0
2020 | RMPA_2_NE | RMPA | NE | External | Summer | B6 | 300 | 310 | 290.42 | 46.21 | 54.21 | 8 | 0
2020 | RMPA_2_NE | RMPA | NE | External | Summer | B7 | 400 | 310 | 0 | 41.93 | 44.25 | 8 | 0
2020 | RMPA_2_NE | RMPA | NE | External | Summer | B8 | 500 | 310 | 0 | 41.93 | 39.79 | 8 | 0
2020 | RMPA_2_NE | RMPA | NE | External | Summer | B9 | 800 | 310 | 0 | 41.93 | 39.79 | 8 | 0
2020 | RMPA_2_NE | RMPA | NE | External | Summer | B10 | 1262 | 310 | 0 | 41.1 | 36.73 | 8 | 0
2020 | RMPA_2_NE | RMPA | NE | External | Winter | B16 | 25 | 310 | 0 | 55.46 | 52.79 | 8 | 0
2020 | RMPA_2_NE | RMPA | NE | External | Winter | B17 | 100 | 310 | 0 | 46.79 | 44.32 | 8 | 0
2020 | RMPA_2_NE | RMPA | NE | External | Winter | B18 | 400 | 310 | 0 | 46.79 | 42.82 | 8 | 0
2020 | RMPA_2_NE | RMPA | NE | External | Winter | B19 | 700 | 310 | 0 | 46.79 | 42.82 | 8 | 0
2020 | RMPA_2_NE | RMPA | NE | External | Winter | B20 | 935 | 310 | 0 | 39.22 | 41.86 | 8 | 0
2020 | RMPA_2_SPP_N | RMPA | SPP_N | External | Shoulder | B11 | 25 | 210 | 210 | 43.61 | 62.26 | 8 | 10.65
2020 | RMPA_2_SPP_N | RMPA | SPP_N | External | Shoulder | B12 | 200 | 210 | 0 | 43.61 | 42.03 | 8 | 0
2020 | RMPA_2_SPP_N | RMPA | SPP_N | External | Shoulder | B13 | 600 | 210 | 0 | 43.61 | 41.94 | 8 | 0
2020 | RMPA_2_SPP_N | RMPA | SPP_N | External | Shoulder | B14 | 900 | 210 | 0 | 43.61 | 40.57 | 8 | 0
2020 | RMPA_2_SPP_N | RMPA | SPP_N | External | Shoulder | B15 | 1203 | 210 | 0 | 43.61 | 40.19 | 8 | 0
2020 | RMPA_2_SPP_N | RMPA | SPP_N | External | Summer | B1 | 10 | 210 | 0 | 65.22 | 66.03 | 8 | 0
2020 | RMPA_2_SPP_N | RMPA | SPP_N | External | Summer | B2 | 25 | 210 | 0 | 65.22 | 66.03 | 8 | 0
2020 | RMPA_2_SPP_N | RMPA | SPP_N | External | Summer | B3 | 75 | 210 | 0 | 65.22 | 66.03 | 8 | 0
2020 | RMPA_2_SPP_N | RMPA | SPP_N | External | Summer | B4 | 100 | 210 | 20.36 | 55.3 | 63.3 | 8 | 0
2020 | RMPA_2_SPP_N | RMPA | SPP_N | External | Summer | B5 | 200 | 210 | 98.59 | 52.09 | 60.09 | 8 | 0
2020 | RMPA_2_SPP_N | RMPA | SPP_N | External | Summer | B6 | 300 | 210 | 209.97 | 46.21 | 54.22 | 8 | 0.01
2020 | RMPA_2_SPP_N | RMPA | SPP_N | External | Summer | B7 | 400 | 210 | 0 | 41.93 | 46.71 | 8 | 0
2020 | RMPA_2_SPP_N | RMPA | SPP_N | External | Summer | B8 | 500 | 210 | 0 | 41.93 | 40.6 | 8 | 0
2020 | RMPA_2_SPP_N | RMPA | SPP_N | External | Summer | B9 | 800 | 210 | 0 | 41.93 | 39.8 | 8 | 0
2020 | RMPA_2_SPP_N | RMPA | SPP_N | External | Summer | B10 | 1262 | 210 | 0 | 41.1 | 37.39 | 8 | 0
2020 | RMPA_2_SPP_N | RMPA | SPP_N | External | Winter | B16 | 25 | 210 | 0 | 55.46 | 55.47 | 8 | 0
2020 | RMPA_2_SPP_N | RMPA | SPP_N | External | Winter | B17 | 100 | 210 | 0 | 46.79 | 44.34 | 8 | 0
2020 | RMPA_2_SPP_N | RMPA | SPP_N | External | Winter | B18 | 400 | 210 | 0 | 46.79 | 42.83 | 8 | 0
2020 | RMPA_2_SPP_N | RMPA | SPP_N | External | Winter | B19 | 700 | 210 | 0 | 46.79 | 42.83 | 8 | 0
2020 | RMPA_2_SPP_N | RMPA | SPP_N | External | Winter | B20 | 935 | 210 | 0 | 39.22 | 41.87 | 8 | 0
2020 | SPP_N_2_RMPA | SPP_N | RMPA | External | Shoulder | B11 | 25 | 210 | 0 | 62.26 | 43.61 | 5 | 0
2020 | SPP_N_2_RMPA | SPP_N | RMPA | External | Shoulder | B12 | 200 | 210 | 0 | 42.03 | 43.61 | 5 | 0
2020 | SPP_N_2_RMPA | SPP_N | RMPA | External | Shoulder | B13 | 600 | 210 | 0 | 41.94 | 43.61 | 5 | 0
2020 | SPP_N_2_RMPA | SPP_N | RMPA | External | Shoulder | B14 | 900 | 210 | 0 | 40.57 | 43.61 | 5 | 0
2020 | SPP_N_2_RMPA | SPP_N | RMPA | External | Shoulder | B15 | 1203 | 210 | 0 | 40.19 | 43.61 | 5 | 0
2020 | SPP_N_2_RMPA | SPP_N | RMPA | External | Summer | B1 | 10 | 210 | 0 | 66.03 | 65.22 | 5 | 0
2020 | SPP_N_2_RMPA | SPP_N | RMPA | External | Summer | B2 | 25 | 210 | 0 | 66.03 | 65.22 | 5 | 0
2020 | SPP_N_2_RMPA | SPP_N | RMPA | External | Summer | B3 | 75 | 210 | 0 | 66.03 | 65.22 | 5 | 0
2020 | SPP_N_2_RMPA | SPP_N | RMPA | External | Summer | B4 | 100 | 210 | 0 | 63.3 | 55.3 | 5 | 0
2020 | SPP_N_2_RMPA | SPP_N | RMPA | External | Summer | B5 | 200 | 210 | 0 | 60.09 | 52.09 | 5 | 0
2020 | SPP_N_2_RMPA | SPP_N | RMPA | External | Summer | B6 | 300 | 210 | 0 | 54.22 | 46.21 | 5 | 0
2020 | SPP_N_2_RMPA | SPP_N | RMPA | External | Summer | B7 | 400 | 210 | 0 | 46.71 | 41.93 | 5 | 0
2020 | SPP_N_2_RMPA | SPP_N | RMPA | External | Summer | B8 | 500 | 210 | 0 | 40.6 | 41.93 | 5 | 0
2020 | SPP_N_2_RMPA | SPP_N | RMPA | External | Summer | B9 | 800 | 210 | 0 | 39.8 | 41.93 | 5 | 0
2020 | SPP_N_2_RMPA | SPP_N | RMPA | External | Summer | B10 | 1262 | 210 | 0 | 37.39 | 41.1 | 5 | 0
2020 | SPP_N_2_RMPA | SPP_N | RMPA | External | Winter | B16 | 25 | 210 | 0 | 55.47 | 55.46 | 5 | 0
2020 | SPP_N_2_RMPA | SPP_N | RMPA | External | Winter | B17 | 100 | 210 | 0 | 44.34 | 46.79 | 5 | 0
2020 | SPP_N_2_RMPA | SPP_N | RMPA | External | Winter | B18 | 400 | 210 | 0 | 42.83 | 46.79 | 5 | 0
2020 | SPP_N_2_RMPA | SPP_N | RMPA | External | Winter | B19 | 700 | 210 | 0 | 42.83 | 46.79 | 5 | 0
2020 | SPP_N_2_RMPA | SPP_N | RMPA | External | Winter | B20 | 935 | 210 | 0 | 41.87 | 39.22 | 5 | 0
2020 | SPP_S_2_ERCOT | SPP_S | ERCOT | External | Shoulder | B11 | 25 | 800 | 0 | 57.84 | 58.4 | 5 | 0
2020 | SPP_S_2_ERCOT | SPP_S | ERCOT | External | Shoulder | B12 | 200 | 800 | 0 | 42.02 | 43.63 | 5 | 0
2020 | SPP_S_2_ERCOT | SPP_S | ERCOT | External | Shoulder | B13 | 600 | 800 | 0 | 41.95 | 40.04 | 5 | 0
2020 | SPP_S_2_ERCOT | SPP_S | ERCOT | External | Shoulder | B14 | 900 | 800 | 0 | 40.58 | 40.04 | 5 | 0
2020 | SPP_S_2_ERCOT | SPP_S | ERCOT | External | Shoulder | B15 | 1203 | 800 | 0 | 40.2 | 40.04 | 5 | 0
2020 | SPP_S_2_ERCOT | SPP_S | ERCOT | External | Summer | B1 | 10 | 800 | 0 | 58.92 | 56.77 | 5 | 0
2020 | SPP_S_2_ERCOT | SPP_S | ERCOT | External | Summer | B2 | 25 | 800 | 0 | 56.69 | 56.77 | 5 | 0
2020 | SPP_S_2_ERCOT | SPP_S | ERCOT | External | Summer | B3 | 75 | 800 | 0 | 56.34 | 56.77 | 5 | 0
2020 | SPP_S_2_ERCOT | SPP_S | ERCOT | External | Summer | B4 | 100 | 800 | 0 | 56.34 | 56.77 | 5 | 0
2020 | SPP_S_2_ERCOT | SPP_S | ERCOT | External | Summer | B5 | 200 | 800 | 0 | 55.88 | 56.77 | 5 | 0
2020 | SPP_S_2_ERCOT | SPP_S | ERCOT | External | Summer | B6 | 300 | 800 | 0 | 54.23 | 56.77 | 5 | 0
2020 | SPP_S_2_ERCOT | SPP_S | ERCOT | External | Summer | B7 | 400 | 800 | 0 | 46.72 | 50.12 | 5 | 0
2020 | SPP_S_2_ERCOT | SPP_S | ERCOT | External | Summer | B8 | 500 | 800 | 0 | 40.62 | 42.4 | 5 | 0
2020 | SPP_S_2_ERCOT | SPP_S | ERCOT | External | Summer | B9 | 800 | 800 | 0 | 39.81 | 38.95 | 5 | 0
2020 | SPP_S_2_ERCOT | SPP_S | ERCOT | External | Summer | B10 | 1262 | 800 | 0 | 38.86 | 38.95 | 5 | 0
2020 | SPP_S_2_ERCOT | SPP_S | ERCOT | External | Winter | B16 | 25 | 800 | 0 | 55.48 | 55.36 | 5 | 0
2020 | SPP_S_2_ERCOT | SPP_S | ERCOT | External | Winter | B17 | 100 | 800 | 0 | 44.35 | 42.4 | 5 | 0
2020 | SPP_S_2_ERCOT | SPP_S | ERCOT | External | Winter | B18 | 400 | 800 | 0 | 42.84 | 42.4 | 5 | 0
2020 | SPP_S_2_ERCOT | SPP_S | ERCOT | External | Winter | B19 | 700 | 800 | 0 | 42.84 | 42.4 | 5 | 0
2020 | SPP_S_2_ERCOT | SPP_S | ERCOT | External | Winter | B20 | 935 | 800 | 0 | 42.75 | 42.4 | 5 | 0
2025 | AZ_NM_SNV_Coal_2_SPP_S | AZ_NM_SNV_Coal | SPP_S | External | Shoulder | B11 | 25 | 400 | 400 | 52.6 | 64.71 | 8.17 | 3.94
2025 | AZ_NM_SNV_Coal_2_SPP_S | AZ_NM_SNV_Coal | SPP_S | External | Shoulder | B12 | 200 | 400 | 0 | 52.59 | 46.93 | 8.17 | 0
2025 | AZ_NM_SNV_Coal_2_SPP_S | AZ_NM_SNV_Coal | SPP_S | External | Shoulder | B13 | 600 | 400 | 0 | 52.57 | 45.55 | 8.17 | 0
2025 | AZ_NM_SNV_Coal_2_SPP_S | AZ_NM_SNV_Coal | SPP_S | External | Shoulder | B14 | 900 | 400 | 0 | 52.57 | 44.88 | 8.17 | 0
2025 | AZ_NM_SNV_Coal_2_SPP_S | AZ_NM_SNV_Coal | SPP_S | External | Shoulder | B15 | 1203 | 400 | 0 | 46.41 | 44.78 | 8.17 | 0
2025 | AZ_NM_SNV_Coal_2_SPP_S | AZ_NM_SNV_Coal | SPP_S | External | Summer | B1 | 10 | 400 | 0 | 76.88 | 71.31 | 8.17 | 0
2025 | AZ_NM_SNV_Coal_2_SPP_S | AZ_NM_SNV_Coal | SPP_S | External | Summer | B2 | 25 | 400 | 0 | 76.88 | 71.31 | 8.17 | 0
2025 | AZ_NM_SNV_Coal_2_SPP_S | AZ_NM_SNV_Coal | SPP_S | External | Summer | B3 | 75 | 400 | 0 | 74.08 | 64.11 | 8.17 | 0
2025 | AZ_NM_SNV_Coal_2_SPP_S | AZ_NM_SNV_Coal | SPP_S | External | Summer | B4 | 100 | 400 | 0 | 69.32 | 63.01 | 8.17 | 0
2025 | AZ_NM_SNV_Coal_2_SPP_S | AZ_NM_SNV_Coal | SPP_S | External | Summer | B5 | 200 | 400 | 0 | 60.74 | 62.49 | 8.17 | 0
2025 | AZ_NM_SNV_Coal_2_SPP_S | AZ_NM_SNV_Coal | SPP_S | External | Summer | B6 | 300 | 400 | 0 | 56.13 | 61.2 | 8.17 | 0
2025 | AZ_NM_SNV_Coal_2_SPP_S | AZ_NM_SNV_Coal | SPP_S | External | Summer | B7 | 400 | 400 | 0 | 52.6 | 51.51 | 8.17 | 0
2025 | AZ_NM_SNV_Coal_2_SPP_S | AZ_NM_SNV_Coal | SPP_S | External | Summer | B8 | 500 | 400 | 0 | 52.59 | 44.92 | 8.17 | 0
2025 | AZ_NM_SNV_Coal_2_SPP_S | AZ_NM_SNV_Coal | SPP_S | External | Summer | B9 | 800 | 400 | 0 | 52.57 | 43.37 | 8.17 | 0
2025 | AZ_NM_SNV_Coal_2_SPP_S | AZ_NM_SNV_Coal | SPP_S | External | Summer | B10 | 1262 | 400 | 0 | 47.51 | 43.27 | 8.17 | 0
2025 | AZ_NM_SNV_Coal_2_SPP_S | AZ_NM_SNV_Coal | SPP_S | External | Winter | B16 | 25 | 400 | 0.01 | 55.46 | 63.14 | 8.17 | 0
2025 | AZ_NM_SNV_Coal_2_SPP_S | AZ_NM_SNV_Coal | SPP_S | External | Winter | B17 | 100 | 400 | 0 | 55.44 | 49.52 | 8.17 | 0
2025 | AZ_NM_SNV_Coal_2_SPP_S | AZ_NM_SNV_Coal | SPP_S | External | Winter | B18 | 400 | 400 | 0 | 55.43 | 47.83 | 8.17 | 0
2025 | AZ_NM_SNV_Coal_2_SPP_S | AZ_NM_SNV_Coal | SPP_S | External | Winter | B19 | 700 | 400 | 0 | 55.43 | 47.73 | 8.17 | 0
2025 | AZ_NM_SNV_Coal_2_SPP_S | AZ_NM_SNV_Coal | SPP_S | External | Winter | B20 | 935 | 400 | 0 | 49.65 | 44.92 | 8.17 | 0
2025 | ERCOT_2_SPP_S | ERCOT | SPP_S | External | Shoulder | B11 | 25 | 800 | 0 | 65.35 | 64.71 | 8 | 0
2025 | ERCOT_2_SPP_S | ERCOT | SPP_S | External | Shoulder | B12 | 200 | 800 | 0 | 49.75 | 46.93 | 8 | 0
2025 | ERCOT_2_SPP_S | ERCOT | SPP_S | External | Shoulder | B13 | 600 | 800 | 0 | 44.71 | 45.55 | 8 | 0
2025 | ERCOT_2_SPP_S | ERCOT | SPP_S | External | Shoulder | B14 | 900 | 800 | 0 | 44.71 | 44.88 | 8 | 0
2025 | ERCOT_2_SPP_S | ERCOT | SPP_S | External | Shoulder | B15 | 1203 | 800 | 0 | 44.71 | 44.78 | 8 | 0
2025 | ERCOT_2_SPP_S | ERCOT | SPP_S | External | Summer | B1 | 10 | 800 | 0 | 74.84 | 71.31 | 8 | 0
2025 | ERCOT_2_SPP_S | ERCOT | SPP_S | External | Summer | B2 | 25 | 800 | 0.02 | 63.53 | 71.31 | 8 | 0
2025 | ERCOT_2_SPP_S | ERCOT | SPP_S | External | Summer | B3 | 75 | 800 | 0 | 63.53 | 64.11 | 8 | 0
2025 | ERCOT_2_SPP_S | ERCOT | SPP_S | External | Summer | B4 | 100 | 800 | 0 | 63.53 | 63.01 | 8 | 0
2025 | ERCOT_2_SPP_S | ERCOT | SPP_S | External | Summer | B5 | 200 | 800 | 0 | 63.53 | 62.49 | 8 | 0
2025 | ERCOT_2_SPP_S | ERCOT | SPP_S | External | Summer | B6 | 300 | 800 | 0 | 63.53 | 61.2 | 8 | 0
2025 | ERCOT_2_SPP_S | ERCOT | SPP_S | External | Summer | B7 | 400 | 800 | 0 | 56.51 | 51.51 | 8 | 0
2025 | ERCOT_2_SPP_S | ERCOT | SPP_S | External | Summer | B8 | 500 | 800 | 0 | 47.41 | 44.92 | 8 | 0
2025 | ERCOT_2_SPP_S | ERCOT | SPP_S | External | Summer | B9 | 800 | 800 | 0 | 43.49 | 43.37 | 8 | 0
2025 | ERCOT_2_SPP_S | ERCOT | SPP_S | External | Summer | B10 | 1262 | 800 | 0 | 43.49 | 43.27 | 8 | 0
2025 | ERCOT_2_SPP_S | ERCOT | SPP_S | External | Winter | B16 | 25 | 800 | 0 | 68.14 | 63.14 | 8 | 0
2025 | ERCOT_2_SPP_S | ERCOT | SPP_S | External | Winter | B17 | 100 | 800 | 0 | 47.34 | 49.52 | 8 | 0
2025 | ERCOT_2_SPP_S | ERCOT | SPP_S | External | Winter | B18 | 400 | 800 | 0 | 47.34 | 47.83 | 8 | 0
2025 | ERCOT_2_SPP_S | ERCOT | SPP_S | External | Winter | B19 | 700 | 800 | 0 | 47.34 | 47.73 | 8 | 0
2025 | ERCOT_2_SPP_S | ERCOT | SPP_S | External | Winter | B20 | 935 | 800 | 0 | 47.34 | 44.92 | 8 | 0
2025 | MAPP_US_2_RMPA | MAPP_US | RMPA | External | Shoulder | B11 | 25 | 200 | 0 | 60.57 | 48.96 | 8 | 0
2025 | MAPP_US_2_RMPA | MAPP_US | RMPA | External | Shoulder | B12 | 200 | 200 | 0 | 43.9 | 48.96 | 8 | 0
2025 | MAPP_US_2_RMPA | MAPP_US | RMPA | External | Shoulder | B13 | 600 | 200 | 0 | 38.55 | 46.06 | 8 | 0
2025 | MAPP_US_2_RMPA | MAPP_US | RMPA | External | Shoulder | B14 | 900 | 200 | 0 | 38.55 | 46.06 | 8 | 0
2025 | MAPP_US_2_RMPA | MAPP_US | RMPA | External | Shoulder | B15 | 1203 | 200 | 0 | 37.76 | 44.41 | 8 | 0
2025 | MAPP_US_2_RMPA | MAPP_US | RMPA | External | Summer | B1 | 10 | 200 | 0.01 | 65.6 | 72.57 | 8 | 0
2025 | MAPP_US_2_RMPA | MAPP_US | RMPA | External | Summer | B2 | 25 | 200 | 0 | 65.42 | 68.71 | 8 | 0
2025 | MAPP_US_2_RMPA | MAPP_US | RMPA | External | Summer | B3 | 75 | 200 | 0 | 65.42 | 65.92 | 8 | 0
2025 | MAPP_US_2_RMPA | MAPP_US | RMPA | External | Summer | B4 | 100 | 200 | 0 | 63.2 | 61.16 | 8 | 0
2025 | MAPP_US_2_RMPA | MAPP_US | RMPA | External | Summer | B5 | 200 | 200 | 0 | 60.64 | 55.78 | 8 | 0
2025 | MAPP_US_2_RMPA | MAPP_US | RMPA | External | Summer | B6 | 300 | 200 | 0 | 54.17 | 47.96 | 8 | 0
2025 | MAPP_US_2_RMPA | MAPP_US | RMPA | External | Summer | B7 | 400 | 200 | 0 | 42.14 | 47.04 | 8 | 0
2025 | MAPP_US_2_RMPA | MAPP_US | RMPA | External | Summer | B8 | 500 | 200 | 200 | 35.04 | 47.04 | 8 | 4
2025 | MAPP_US_2_RMPA | MAPP_US | RMPA | External | Summer | B9 | 800 | 200 | 200 | 35.04 | 44.41 | 8 | 1.37
2025 | MAPP_US_2_RMPA | MAPP_US | RMPA | External | Summer | B10 | 1262 | 200 | 200 | 31.01 | 40.05 | 8 | 1.04
2025 | MAPP_US_2_RMPA | MAPP_US | RMPA | External | Winter | B16 | 25 | 200 | 0 | 55.5 | 53.68 | 8 | 0
2025 | MAPP_US_2_RMPA | MAPP_US | RMPA | External | Winter | B17 | 100 | 200 | 200 | 43.89 | 52.57 | 8 | 0.68
2025 | MAPP_US_2_RMPA | MAPP_US | RMPA | External | Winter | B18 | 400 | 200 | 200 | 40.81 | 50.84 | 8 | 2.03
2025 | MAPP_US_2_RMPA | MAPP_US | RMPA | External | Winter | B19 | 700 | 200 | 200 | 40.81 | 50.84 | 8 | 2.03
2025 | MAPP_US_2_RMPA | MAPP_US | RMPA | External | Winter | B20 | 935 | 200 | 0 | 37.89 | 38.48 | 8 | 0
2025 | NE_2_RMPA | NE | RMPA | External | Shoulder | B11 | 25 | 310 | 0 | 67.57 | 48.96 | 5 | 0
2025 | NE_2_RMPA | NE | RMPA | External | Shoulder | B12 | 200 | 310 | 0 | 50.9 | 48.96 | 5 | 0
2025 | NE_2_RMPA | NE | RMPA | External | Shoulder | B13 | 600 | 310 | 0 | 45.55 | 46.06 | 5 | 0
2025 | NE_2_RMPA | NE | RMPA | External | Shoulder | B14 | 900 | 310 | 0 | 44.88 | 46.06 | 5 | 0
2025 | NE_2_RMPA | NE | RMPA | External | Shoulder | B15 | 1203 | 310 | 0 | 44.76 | 44.41 | 5 | 0
2025 | NE_2_RMPA | NE | RMPA | External | Summer | B1 | 10 | 310 | 0 | 72.6 | 72.57 | 5 | 0
2025 | NE_2_RMPA | NE | RMPA | External | Summer | B2 | 25 | 310 | 0 | 72.42 | 68.71 | 5 | 0
2025 | NE_2_RMPA | NE | RMPA | External | Summer | B3 | 75 | 310 | 0 | 72.42 | 65.92 | 5 | 0
2025 | NE_2_RMPA | NE | RMPA | External | Summer | B4 | 100 | 310 | 0 | 70.2 | 61.16 | 5 | 0
2025 | NE_2_RMPA | NE | RMPA | External | Summer | B5 | 200 | 310 | 0 | 67.64 | 55.78 | 5 | 0
2025 | NE_2_RMPA | NE | RMPA | External | Summer | B6 | 300 | 310 | 0 | 61.17 | 47.96 | 5 | 0
2025 | NE_2_RMPA | NE | RMPA | External | Summer | B7 | 400 | 310 | 0 | 49.14 | 47.04 | 5 | 0
2025 | NE_2_RMPA | NE | RMPA | External | Summer | B8 | 500 | 310 | 49.81 | 42.04 | 47.04 | 5 | 0
2025 | NE_2_RMPA | NE | RMPA | External | Summer | B9 | 800 | 310 | 0 | 42.04 | 44.41 | 5 | 0
2025 | NE_2_RMPA | NE | RMPA | External | Summer | B10 | 1262 | 310 | 0 | 38.01 | 40.05 | 5 | 0
2025 | NE_2_RMPA | NE | RMPA | External | Winter | B16 | 25 | 310 | 0 | 62.5 | 53.68 | 5 | 0
2025 | NE_2_RMPA | NE | RMPA | External | Winter | B17 | 100 | 310 | 0 | 49.5 | 52.57 | 5 | 0
2025 | NE_2_RMPA | NE | RMPA | External | Winter | B18 | 400 | 310 | 0 | 47.81 | 50.84 | 5 | 0
2025 | NE_2_RMPA | NE | RMPA | External | Winter | B19 | 700 | 310 | 0 | 47.7 | 50.84 | 5 | 0
2025 | NE_2_RMPA | NE | RMPA | External | Winter | B20 | 935 | 310 | 0 | 44.89 | 38.48 | 5 | 0
2025 | NWPP_Coal_2_MAPP_US | NWPP_Coal | MAPP_US | External | Shoulder | B11 | 25 | 150 | 12.37 | 52.57 | 60.57 | 8 | 0
2025 | NWPP_Coal_2_MAPP_US | NWPP_Coal | MAPP_US | External | Shoulder | B12 | 200 | 150 | 0 | 52.57 | 43.9 | 8 | 0
2025 | NWPP_Coal_2_MAPP_US | NWPP_Coal | MAPP_US | External | Shoulder | B13 | 600 | 150 | 0 | 52.57 | 38.55 | 8 | 0
2025 | NWPP_Coal_2_MAPP_US | NWPP_Coal | MAPP_US | External | Shoulder | B14 | 900 | 150 | 0 | 52.57 | 38.55 | 8 | 0
2025 | NWPP_Coal_2_MAPP_US | NWPP_Coal | MAPP_US | External | Shoulder | B15 | 1203 | 150 | 0 | 52.57 | 37.76 | 8 | 0
2025 | NWPP_Coal_2_MAPP_US | NWPP_Coal | MAPP_US | External | Summer | B1 | 10 | 150 | 150 | 52.57 | 65.6 | 8 | 5.03
2025 | NWPP_Coal_2_MAPP_US | NWPP_Coal | MAPP_US | External | Summer | B2 | 25 | 150 | 150 | 52.57 | 65.42 | 8 | 4.84
2025 | NWPP_Coal_2_MAPP_US | NWPP_Coal | MAPP_US | External | Summer | B3 | 75 | 150 | 150 | 52.57 | 65.42 | 8 | 4.84
2025 | NWPP_Coal_2_MAPP_US | NWPP_Coal | MAPP_US | External | Summer | B4 | 100 | 150 | 150 | 52.57 | 63.2 | 8 | 2.62
2025 | NWPP_Coal_2_MAPP_US | NWPP_Coal | MAPP_US | External | Summer | B5 | 200 | 150 | 149.99 | 52.57 | 60.64 | 8 | 0.06
2025 | NWPP_Coal_2_MAPP_US | NWPP_Coal | MAPP_US | External | Summer | B6 | 300 | 150 | 0 | 52.57 | 54.17 | 8 | 0
2025 | NWPP_Coal_2_MAPP_US | NWPP_Coal | MAPP_US | External | Summer | B7 | 400 | 150 | 0 | 52.57 | 42.14 | 8 | 0
2025 | NWPP_Coal_2_MAPP_US | NWPP_Coal | MAPP_US | External | Summer | B8 | 500 | 150 | 0 | 52.57 | 35.04 | 8 | 0
2025 | NWPP_Coal_2_MAPP_US | NWPP_Coal | MAPP_US | External | Summer | B9 | 800 | 150 | 0 | 52.57 | 35.04 | 8 | 0
2025 | NWPP_Coal_2_MAPP_US | NWPP_Coal | MAPP_US | External | Summer | B10 | 1262 | 150 | 0 | 52.57 | 31.01 | 8 | 0
2025 | NWPP_Coal_2_MAPP_US | NWPP_Coal | MAPP_US | External | Winter | B16 | 25 | 150 | 0 | 55.43 | 55.5 | 8 | 0
2025 | NWPP_Coal_2_MAPP_US | NWPP_Coal | MAPP_US | External | Winter | B17 | 100 | 150 | 0 | 55.43 | 43.89 | 8 | 0
2025 | NWPP_Coal_2_MAPP_US | NWPP_Coal | MAPP_US | External | Winter | B18 | 400 | 150 | 0 | 55.43 | 40.81 | 8 | 0
2025 | NWPP_Coal_2_MAPP_US | NWPP_Coal | MAPP_US | External | Winter | B19 | 700 | 150 | 0 | 55.43 | 40.81 | 8 | 0
2025 | NWPP_Coal_2_MAPP_US | NWPP_Coal | MAPP_US | External | Winter | B20 | 935 | 150 | 0 | 55.43 | 37.89 | 8 | 0
2025 | RMPA_2_MAPP_US | RMPA | MAPP_US | External | Shoulder | B11 | 25 | 200 | 200 | 48.96 | 60.57 | 8 | 3.61
2025 | RMPA_2_MAPP_US | RMPA | MAPP_US | External | Shoulder | B12 | 200 | 200 | 0 | 48.96 | 43.9 | 8 | 0
2025 | RMPA_2_MAPP_US | RMPA | MAPP_US | External | Shoulder | B13 | 600 | 200 | 0 | 46.06 | 38.55 | 8 | 0
2025 | RMPA_2_MAPP_US | RMPA | MAPP_US | External | Shoulder | B14 | 900 | 200 | 0 | 46.06 | 38.55 | 8 | 0
2025 | RMPA_2_MAPP_US | RMPA | MAPP_US | External | Shoulder | B15 | 1203 | 200 | 0 | 44.41 | 37.76 | 8 | 0
2025 | RMPA_2_MAPP_US | RMPA | MAPP_US | External | Summer | B1 | 10 | 200 | 0 | 72.57 | 65.6 | 8 | 0
2025 | RMPA_2_MAPP_US | RMPA | MAPP_US | External | Summer | B2 | 25 | 200 | 0 | 68.71 | 65.42 | 8 | 0
2025 | RMPA_2_MAPP_US | RMPA | MAPP_US | External | Summer | B3 | 75 | 200 | 0 | 65.92 | 65.42 | 8 | 0
2025 | RMPA_2_MAPP_US | RMPA | MAPP_US | External | Summer | B4 | 100 | 200 | 0 | 61.16 | 63.2 | 8 | 0
2025 | RMPA_2_MAPP_US | RMPA | MAPP_US | External | Summer | B5 | 200 | 200 | 0 | 55.78 | 60.64 | 8 | 0
2025 | RMPA_2_MAPP_US | RMPA | MAPP_US | External | Summer | B6 | 300 | 200 | 0 | 47.96 | 54.17 | 8 | 0
2025 | RMPA_2_MAPP_US | RMPA | MAPP_US | External | Summer | B7 | 400 | 200 | 0 | 47.04 | 42.14 | 8 | 0
2025 | RMPA_2_MAPP_US | RMPA | MAPP_US | External | Summer | B8 | 500 | 200 | 0 | 47.04 | 35.04 | 8 | 0
2025 | RMPA_2_MAPP_US | RMPA | MAPP_US | External | Summer | B9 | 800 | 200 | 0 | 44.41 | 35.04 | 8 | 0
2025 | RMPA_2_MAPP_US | RMPA | MAPP_US | External | Summer | B10 | 1262 | 200 | 0 | 40.05 | 31.01 | 8 | 0
2025 | RMPA_2_MAPP_US | RMPA | MAPP_US | External | Winter | B16 | 25 | 200 | 0 | 53.68 | 55.5 | 8 | 0
2025 | RMPA_2_MAPP_US | RMPA | MAPP_US | External | Winter | B17 | 100 | 200 | 0 | 52.57 | 43.89 | 8 | 0
2025 | RMPA_2_MAPP_US | RMPA | MAPP_US | External | Winter | B18 | 400 | 200 | 0 | 50.84 | 40.81 | 8 | 0
2025 | RMPA_2_MAPP_US | RMPA | MAPP_US | External | Winter | B19 | 700 | 200 | 0 | 50.84 | 40.81 | 8 | 0
2025 | RMPA_2_MAPP_US | RMPA | MAPP_US | External | Winter | B20 | 935 | 200 | 0 | 38.48 | 37.89 | 8 | 0
2025 | RMPA_2_NE | RMPA | NE | External | Shoulder | B11 | 25 | 310 | 310 | 48.96 | 67.57 | 8 | 10.61
2025 | RMPA_2_NE | RMPA | NE | External | Shoulder | B12 | 200 | 310 | 0 | 48.96 | 50.9 | 8 | 0
2025 | RMPA_2_NE | RMPA | NE | External | Shoulder | B13 | 600 | 310 | 0 | 46.06 | 45.55 | 8 | 0
2025 | RMPA_2_NE | RMPA | NE | External | Shoulder | B14 | 900 | 310 | 0 | 46.06 | 44.88 | 8 | 0
2025 | RMPA_2_NE | RMPA | NE | External | Shoulder | B15 | 1203 | 310 | 0 | 44.41 | 44.76 | 8 | 0
2025 | RMPA_2_NE | RMPA | NE | External | Summer | B1 | 10 | 310 | 0 | 72.57 | 72.6 | 8 | 0
2025 | RMPA_2_NE | RMPA | NE | External | Summer | B2 | 25 | 310 | 0 | 68.71 | 72.42 | 8 | 0
2025 | RMPA_2_NE | RMPA | NE | External | Summer | B3 | 75 | 310 | 0 | 65.92 | 72.42 | 8 | 0
2025 | RMPA_2_NE | RMPA | NE | External | Summer | B4 | 100 | 310 | 310 | 61.16 | 70.2 | 8 | 1.04
2025 | RMPA_2_NE | RMPA | NE | External | Summer | B5 | 200 | 310 | 310 | 55.78 | 67.64 | 8 | 3.86
2025 | RMPA_2_NE | RMPA | NE | External | Summer | B6 | 300 | 310 | 310 | 47.96 | 61.17 | 8 | 5.21
2025 | RMPA_2_NE | RMPA | NE | External | Summer | B7 | 400 | 310 | 0 | 47.04 | 49.14 | 8 | 0
2025 | RMPA_2_NE | RMPA | NE | External | Summer | B8 | 500 | 310 | 0 | 47.04 | 42.04 | 8 | 0
2025 | RMPA_2_NE | RMPA | NE | External | Summer | B9 | 800 | 310 | 0 | 44.41 | 42.04 | 8 | 0
2025 | RMPA_2_NE | RMPA | NE | External | Summer | B10 | 1262 | 310 | 0 | 40.05 | 38.01 | 8 | 0
2025 | RMPA_2_NE | RMPA | NE | External | Winter | B16 | 25 | 310 | 309.99 | 53.68 | 62.5 | 8 | 0.82
2025 | RMPA_2_NE | RMPA | NE | External | Winter | B17 | 100 | 310 | 0 | 52.57 | 49.5 | 8 | 0
2025 | RMPA_2_NE | RMPA | NE | External | Winter | B18 | 400 | 310 | 0 | 50.84 | 47.81 | 8 | 0
2025 | RMPA_2_NE | RMPA | NE | External | Winter | B19 | 700 | 310 | 0 | 50.84 | 47.7 | 8 | 0
2025 | RMPA_2_NE | RMPA | NE | External | Winter | B20 | 935 | 310 | 0 | 38.48 | 44.89 | 8 | 0
2025 | RMPA_2_SPP_N | RMPA | SPP_N | External | Shoulder | B11 | 25 | 210 | 210 | 48.96 | 70.09 | 8 | 13.13
2025 | RMPA_2_SPP_N | RMPA | SPP_N | External | Shoulder | B12 | 200 | 210 | 0 | 48.96 | 50.92 | 8 | 0
2025 | RMPA_2_SPP_N | RMPA | SPP_N | External | Shoulder | B13 | 600 | 210 | 0 | 46.06 | 45.56 | 8 | 0
2025 | RMPA_2_SPP_N | RMPA | SPP_N | External | Shoulder | B14 | 900 | 210 | 0 | 46.06 | 44.89 | 8 | 0
2025 | RMPA_2_SPP_N | RMPA | SPP_N | External | Shoulder | B15 | 1203 | 210 | 0 | 44.41 | 44.77 | 8 | 0
2025 | RMPA_2_SPP_N | RMPA | SPP_N | External | Summer | B1 | 10 | 210 | 0 | 72.57 | 73.59 | 8 | 0
2025 | RMPA_2_SPP_N | RMPA | SPP_N | External | Summer | B2 | 25 | 210 | 0 | 68.71 | 73.59 | 8 | 0
2025 | RMPA_2_SPP_N | RMPA | SPP_N | External | Summer | B3 | 75 | 210 | 0 | 65.92 | 73.59 | 8 | 0
2025 | RMPA_2_SPP_N | RMPA | SPP_N | External | Summer | B4 | 100 | 210 | 210 | 61.16 | 73.59 | 8 | 4.43
2025 | RMPA_2_SPP_N | RMPA | SPP_N | External | Summer | B5 | 200 | 210 | 210 | 55.78 | 67.65 | 8 | 3.87
2025 | RMPA_2_SPP_N | RMPA | SPP_N | External | Summer | B6 | 300 | 210 | 210 | 47.96 | 61.18 | 8 | 5.22
2025 | RMPA_2_SPP_N | RMPA | SPP_N | External | Summer | B7 | 400 | 210 | 0 | 47.04 | 51.5 | 8 | 0
2025 | RMPA_2_SPP_N | RMPA | SPP_N | External | Summer | B8 | 500 | 210 | 0 | 47.04 | 44.9 | 8 | 0
2025 | RMPA_2_SPP_N | RMPA | SPP_N | External | Summer | B9 | 800 | 210 | 0 | 44.41 | 43.36 | 8 | 0
2025 | RMPA_2_SPP_N | RMPA | SPP_N | External | Summer | B10 | 1262 | 210 | 0 | 40.05 | 40.3 | 8 | 0
2025 | RMPA_2_SPP_N | RMPA | SPP_N | External | Winter | B16 | 25 | 210 | 210 | 53.68 | 63.13 | 8 | 1.45
2025 | RMPA_2_SPP_N | RMPA | SPP_N | External | Winter | B17 | 100 | 210 | 0 | 52.57 | 49.51 | 8 | 0
2025 | RMPA_2_SPP_N | RMPA | SPP_N | External | Winter | B18 | 400 | 210 | 0 | 50.84 | 47.82 | 8 | 0
2025 | RMPA_2_SPP_N | RMPA | SPP_N | External | Winter | B19 | 700 | 210 | 0 | 50.84 | 47.71 | 8 | 0
2025 | RMPA_2_SPP_N | RMPA | SPP_N | External | Winter | B20 | 935 | 210 | 0 | 38.48 | 44.9 | 8 | 0
2025 | SPP_N_2_RMPA | SPP_N | RMPA | External | Shoulder | B11 | 25 | 210 | 0 | 70.09 | 48.96 | 5 | 0
2025 | SPP_N_2_RMPA | SPP_N | RMPA | External | Shoulder | B12 | 200 | 210 | 0 | 50.92 | 48.96 | 5 | 0
2025 | SPP_N_2_RMPA | SPP_N | RMPA | External | Shoulder | B13 | 600 | 210 | 0 | 45.56 | 46.06 | 5 | 0
2025 | SPP_N_2_RMPA | SPP_N | RMPA | External | Shoulder | B14 | 900 | 210 | 0 | 44.89 | 46.06 | 5 | 0
2025 | SPP_N_2_RMPA | SPP_N | RMPA | External | Shoulder | B15 | 1203 | 210 | 0 | 44.77 | 44.41 | 5 | 0
2025 | SPP_N_2_RMPA | SPP_N | RMPA | External | Summer | B1 | 10 | 210 | 0 | 73.59 | 72.57 | 5 | 0
2025 | SPP_N_2_RMPA | SPP_N | RMPA | External | Summer | B2 | 25 | 210 | 0 | 73.59 | 68.71 | 5 | 0
2025 | SPP_N_2_RMPA | SPP_N | RMPA | External | Summer | B3 | 75 | 210 | 0 | 73.59 | 65.92 | 5 | 0
2025 | SPP_N_2_RMPA | SPP_N | RMPA | External | Summer | B4 | 100 | 210 | 0 | 73.59 | 61.16 | 5 | 0
2025 | SPP_N_2_RMPA | SPP_N | RMPA | External | Summer | B5 | 200 | 210 | 0 | 67.65 | 55.78 | 5 | 0
2025 | SPP_N_2_RMPA | SPP_N | RMPA | External | Summer | B6 | 300 | 210 | 0 | 61.18 | 47.96 | 5 | 0
2025 | SPP_N_2_RMPA | SPP_N | RMPA | External | Summer | B7 | 400 | 210 | 0 | 51.5 | 47.04 | 5 | 0
2025 | SPP_N_2_RMPA | SPP_N | RMPA | External | Summer | B8 | 500 | 210 | 0 | 44.9 | 47.04 | 5 | 0
2025 | SPP_N_2_RMPA | SPP_N | RMPA | External | Summer | B9 | 800 | 210 | 0 | 43.36 | 44.41 | 5 | 0
2025 | SPP_N_2_RMPA | SPP_N | RMPA | External | Summer | B10 | 1262 | 210 | 0 | 40.3 | 40.05 | 5 | 0
2025 | SPP_N_2_RMPA | SPP_N | RMPA | External | Winter | B16 | 25 | 210 | 0 | 63.13 | 53.68 | 5 | 0
2025 | SPP_N_2_RMPA | SPP_N | RMPA | External | Winter | B17 | 100 | 210 | 0 | 49.51 | 52.57 | 5 | 0
2025 | SPP_N_2_RMPA | SPP_N | RMPA | External | Winter | B18 | 400 | 210 | 0 | 47.82 | 50.84 | 5 | 0
2025 | SPP_N_2_RMPA | SPP_N | RMPA | External | Winter | B19 | 700 | 210 | 0 | 47.71 | 50.84 | 5 | 0
2025 | SPP_N_2_RMPA | SPP_N | RMPA | External | Winter | B20 | 935 | 210 | 0 | 44.9 | 38.48 | 5 | 0
2025 | SPP_S_2_ERCOT | SPP_S | ERCOT | External | Shoulder | B11 | 25 | 800 | 0 | 64.71 | 65.35 | 5 | 0
2025 | SPP_S_2_ERCOT | SPP_S | ERCOT | External | Shoulder | B12 | 200 | 800 | 0 | 46.93 | 49.75 | 5 | 0
2025 | SPP_S_2_ERCOT | SPP_S | ERCOT | External | Shoulder | B13 | 600 | 800 | 0 | 45.55 | 44.71 | 5 | 0
2025 | SPP_S_2_ERCOT | SPP_S | ERCOT | External | Shoulder | B14 | 900 | 800 | 0 | 44.88 | 44.71 | 5 | 0
2025 | SPP_S_2_ERCOT | SPP_S | ERCOT | External | Shoulder | B15 | 1203 | 800 | 0 | 44.78 | 44.71 | 5 | 0
2025 | SPP_S_2_ERCOT | SPP_S | ERCOT | External | Summer | B1 | 10 | 800 | 0 | 71.31 | 74.84 | 5 | 0
2025 | SPP_S_2_ERCOT | SPP_S | ERCOT | External | Summer | B2 | 25 | 800 | 0 | 71.31 | 63.53 | 5 | 0
2025 | SPP_S_2_ERCOT | SPP_S | ERCOT | External | Summer | B3 | 75 | 800 | 0 | 64.11 | 63.53 | 5 | 0
2025 | SPP_S_2_ERCOT | SPP_S | ERCOT | External | Summer | B4 | 100 | 800 | 0 | 63.01 | 63.53 | 5 | 0
2025 | SPP_S_2_ERCOT | SPP_S | ERCOT | External | Summer | B5 | 200 | 800 | 0 | 62.49 | 63.53 | 5 | 0
2025 | SPP_S_2_ERCOT | SPP_S | ERCOT | External | Summer | B6 | 300 | 800 | 0 | 61.2 | 63.53 | 5 | 0
2025 | SPP_S_2_ERCOT | SPP_S | ERCOT | External | Summer | B7 | 400 | 800 | 640.51 | 51.51 | 56.51 | 5 | 0
2025 | SPP_S_2_ERCOT | SPP_S | ERCOT | External | Summer | B8 | 500 | 800 | 0 | 44.92 | 47.41 | 5 | 0
2025 | SPP_S_2_ERCOT | SPP_S | ERCOT | External | Summer | B9 | 800 | 800 | 0 | 43.37 | 43.49 | 5 | 0
2025 | SPP_S_2_ERCOT | SPP_S | ERCOT | External | Summer | B10 | 1262 | 800 | 0 | 43.27 | 43.49 | 5 | 0
2025 | SPP_S_2_ERCOT | SPP_S | ERCOT | External | Winter | B16 | 25 | 800 | 138.29 | 63.14 | 68.14 | 5 | 0
2025 | SPP_S_2_ERCOT | SPP_S | ERCOT | External | Winter | B17 | 100 | 800 | 0 | 49.52 | 47.34 | 5 | 0
2025 | SPP_S_2_ERCOT | SPP_S | ERCOT | External | Winter | B18 | 400 | 800 | 0 | 47.83 | 47.34 | 5 | 0
2025 | SPP_S_2_ERCOT | SPP_S | ERCOT | External | Winter | B19 | 700 | 800 | 0 | 47.73 | 47.34 | 5 | 0
2025 | SPP_S_2_ERCOT | SPP_S | ERCOT | External | Winter | B20 | 935 | 800 | 0 | 44.92 | 47.34 | 5 | 0
2030 | AZ_NM_SNV_Coal_2_SPP_S | AZ_NM_SNV_Coal | SPP_S | External | Shoulder | B11 | 25 | 400 | 399.99 | 59.91 | 69.41 | 8.17 | 1.33
2030 | AZ_NM_SNV_Coal_2_SPP_S | AZ_NM_SNV_Coal | SPP_S | External | Shoulder | B12 | 200 | 400 | 0 | 58.57 | 51.17 | 8.17 | 0
2030 | AZ_NM_SNV_Coal_2_SPP_S | AZ_NM_SNV_Coal | SPP_S | External | Shoulder | B13 | 600 | 400 | 0 | 58.55 | 49.84 | 8.17 | 0
2030 | AZ_NM_SNV_Coal_2_SPP_S | AZ_NM_SNV_Coal | SPP_S | External | Shoulder | B14 | 900 | 400 | 0 | 58.55 | 48.09 | 8.17 | 0
2030 | AZ_NM_SNV_Coal_2_SPP_S | AZ_NM_SNV_Coal | SPP_S | External | Shoulder | B15 | 1203 | 400 | 0 | 50.57 | 48.09 | 8.17 | 0
2030 | AZ_NM_SNV_Coal_2_SPP_S | AZ_NM_SNV_Coal | SPP_S | External | Summer | B1 | 10 | 400 | 0 | 87.3 | 77.07 | 8.17 | 0
2030 | AZ_NM_SNV_Coal_2_SPP_S | AZ_NM_SNV_Coal | SPP_S | External | Summer | B2 | 25 | 400 | 0 | 87.3 | 76.1 | 8.17 | 0
2030 | AZ_NM_SNV_Coal_2_SPP_S | AZ_NM_SNV_Coal | SPP_S | External | Summer | B3 | 75 | 400 | 0 | 87.3 | 75.95 | 8.17 | 0
2030 | AZ_NM_SNV_Coal_2_SPP_S | AZ_NM_SNV_Coal | SPP_S | External | Summer | B4 | 100 | 400 | 0 | 80.34 | 69.07 | 8.17 | 0
2030 | AZ_NM_SNV_Coal_2_SPP_S | AZ_NM_SNV_Coal | SPP_S | External | Summer | B5 | 200 | 400 | 0 | 72.39 | 67.59 | 8.17 | 0
2030 | AZ_NM_SNV_Coal_2_SPP_S | AZ_NM_SNV_Coal | SPP_S | External | Summer | B6 | 300 | 400 | 0 | 63.93 | 67.02 | 8.17 | 0
2030 | AZ_NM_SNV_Coal_2_SPP_S | AZ_NM_SNV_Coal | SPP_S | External | Summer | B7 | 400 | 400 | 0 | 58.56 | 55.76 | 8.17 | 0
2030 | AZ_NM_SNV_Coal_2_SPP_S | AZ_NM_SNV_Coal | SPP_S | External | Summer | B8 | 500 | 400 | 0 | 58.55 | 48.58 | 8.17 | 0
2030 | AZ_NM_SNV_Coal_2_SPP_S | AZ_NM_SNV_Coal | SPP_S | External | Summer | B9 | 800 | 400 | 0 | 58.32 | 46.46 | 8.17 | 0
2030 | AZ_NM_SNV_Coal_2_SPP_S | AZ_NM_SNV_Coal | SPP_S | External | Summer | B10 | 1262 | 400 | 0 | 51.8 | 46.36 | 8.17 | 0
2030 | AZ_NM_SNV_Coal_2_SPP_S | AZ_NM_SNV_Coal | SPP_S | External | Winter | B16 | 25 | 400 | 400 | 63 | 72.95 | 8.17 | 1.79
2030 | AZ_NM_SNV_Coal_2_SPP_S | AZ_NM_SNV_Coal | SPP_S | External | Winter | B17 | 100 | 400 | 0 | 62.46 | 53.65 | 8.17 | 0
2030 | AZ_NM_SNV_Coal_2_SPP_S | AZ_NM_SNV_Coal | SPP_S | External | Winter | B18 | 400 | 400 | 0 | 62.45 | 51.81 | 8.17 | 0
2030 | AZ_NM_SNV_Coal_2_SPP_S | AZ_NM_SNV_Coal | SPP_S | External | Winter | B19 | 700 | 400 | 0 | 62.4 | 51.3 | 8.17 | 0
2030 | AZ_NM_SNV_Coal_2_SPP_S | AZ_NM_SNV_Coal | SPP_S | External | Winter | B20 | 935 | 400 | 0 | 54.12 | 51.18 | 8.17 | 0
2030 | ERCOT_2_SPP_S | ERCOT | SPP_S | External | Shoulder | B11 | 25 | 800 | 0 | 70.04 | 69.41 | 8 | 0
2030 | ERCOT_2_SPP_S | ERCOT | SPP_S | External | Shoulder | B12 | 200 | 800 | 0 | 52.2 | 51.17 | 8 | 0
2030 | ERCOT_2_SPP_S | ERCOT | SPP_S | External | Shoulder | B13 | 600 | 800 | 0 | 47.87 | 49.84 | 8 | 0
2030 | ERCOT_2_SPP_S | ERCOT | SPP_S | External | Shoulder | B14 | 900 | 800 | 0 | 47.87 | 48.09 | 8 | 0
2030 | ERCOT_2_SPP_S | ERCOT | SPP_S | External | Shoulder | B15 | 1203 | 800 | 0 | 47.87 | 48.09 | 8 | 0
2030 | ERCOT_2_SPP_S | ERCOT | SPP_S | External | Summer | B1 | 10 | 800 | 117.23 | 69.07 | 77.07 | 8 | 0
2030 | ERCOT_2_SPP_S | ERCOT | SPP_S | External | Summer | B2 | 25 | 800 | 542.7 | 68.1 | 76.1 | 8 | 0
2030 | ERCOT_2_SPP_S | ERCOT | SPP_S | External | Summer | B3 | 75 | 800 | 0.02 | 68.1 | 75.95 | 8 | 0
2030 | ERCOT_2_SPP_S | ERCOT | SPP_S | External | Summer | B4 | 100 | 800 | 0 | 68.1 | 69.07 | 8 | 0
2030 | ERCOT_2_SPP_S | ERCOT | SPP_S | External | Summer | B5 | 200 | 800 | 0 | 68.1 | 67.59 | 8 | 0
2030 | ERCOT_2_SPP_S | ERCOT | SPP_S | External | Summer | B6 | 300 | 800 | 0 | 68.1 | 67.02 | 8 | 0
2030 | ERCOT_2_SPP_S | ERCOT | SPP_S | External | Summer | B7 | 400 | 800 | 0 | 50.77 | 55.76 | 8 | 0
2030 | ERCOT_2_SPP_S | ERCOT | SPP_S | External | Summer | B8 | 500 | 800 | 0 | 46.56 | 48.58 | 8 | 0
2030 | ERCOT_2_SPP_S | ERCOT | SPP_S | External | Summer | B9 | 800 | 800 | 0 | 46.56 | 46.46 | 8 | 0
2030 | ERCOT_2_SPP_S | ERCOT | SPP_S | External | Summer | B10 | 1262 | 800 | 0 | 46.56 | 46.36 | 8 | 0
2030 | ERCOT_2_SPP_S | ERCOT | SPP_S | External | Winter | B16 | 25 | 800 | 0 | 66.4 | 72.95 | 8 | 0
2030 | ERCOT_2_SPP_S | ERCOT | SPP_S | External | Winter | B17 | 100 | 800 | 0 | 50.72 | 53.65 | 8 | 0
2030 | ERCOT_2_SPP_S | ERCOT | SPP_S | External | Winter | B18 | 400 | 800 | 0 | 50.72 | 51.81 | 8 | 0
2030 | ERCOT_2_SPP_S | ERCOT | SPP_S | External | Winter | B19 | 700 | 800 | 0 | 50.72 | 51.3 | 8 | 0
2030 | ERCOT_2_SPP_S | ERCOT | SPP_S | External | Winter | B20 | 935 | 800 | 0 | 50.72 | 51.18 | 8 | 0
2030 | MAPP_US_2_RMPA | MAPP_US | RMPA | External | Shoulder | B11 | 25 | 200 | 0 | 70.32 | 53.4 | 8 | 0
2030 | MAPP_US_2_RMPA | MAPP_US | RMPA | External | Shoulder | B12 | 200 | 200 | 0 | 48.08 | 53.4 | 8 | 0
2030 | MAPP_US_2_RMPA | MAPP_US | RMPA | External | Shoulder | B13 | 600 | 200 | 0 | 42.84 | 50.39 | 8 | 0
2030 | MAPP_US_2_RMPA | MAPP_US | RMPA | External | Shoulder | B14 | 900 | 200 | 0 | 42.84 | 50.39 | 8 | 0
2030 | MAPP_US_2_RMPA | MAPP_US | RMPA | External | Shoulder | B15 | 1203 | 200 | 0 | 42.84 | 49.24 | 8 | 0
2030 | MAPP_US_2_RMPA | MAPP_US | RMPA | External | Summer | B1 | 10 | 200 | 0.02 | 71.44 | 78.67 | 8 | 0
2030 | MAPP_US_2_RMPA | MAPP_US | RMPA | External | Summer | B2 | 25 | 200 | 0 | 71.44 | 78.67 | 8 | 0
2030 | MAPP_US_2_RMPA | MAPP_US | RMPA | External | Summer | B3 | 75 | 200 | 75.91 | 70.39 | 78.39 | 8 | 0
2030 | MAPP_US_2_RMPA | MAPP_US | RMPA | External | Summer | B4 | 100 | 200 | 0 | 70.02 | 66.7 | 8 | 0
2030 | MAPP_US_2_RMPA | MAPP_US | RMPA | External | Summer | B5 | 200 | 200 | 0 | 68.83 | 60.55 | 8 | 0
2030 | MAPP_US_2_RMPA | MAPP_US | RMPA | External | Summer | B6 | 300 | 200 | 0 | 59.28 | 51.28 | 8 | 0
2030 | MAPP_US_2_RMPA | MAPP_US | RMPA | External | Summer | B7 | 400 | 200 | 0 | 48.74 | 51.28 | 8 | 0
2030 | MAPP_US_2_RMPA | MAPP_US | RMPA | External | Summer | B8 | 500 | 200 | 200 | 39.44 | 51.28 | 8 | 3.84
2030 | MAPP_US_2_RMPA | MAPP_US | RMPA | External | Summer | B9 | 800 | 200 | 200 | 39.44 | 50.16 | 8 | 2.72
2030 | MAPP_US_2_RMPA | MAPP_US | RMPA | External | Summer | B10 | 1262 | 200 | 200 | 33.6 | 43.63 | 8 | 2.03
2030 | MAPP_US_2_RMPA | MAPP_US | RMPA | External | Winter | B16 | 25 | 200 | 0 | 65.01 | 64.01 | 8 | 0
2030 | MAPP_US_2_RMPA | MAPP_US | RMPA | External | Winter | B17 | 100 | 200 | 200 | 48.25 | 57.33 | 8 | 1.08
2030 | MAPP_US_2_RMPA | MAPP_US | RMPA | External | Winter | B18 | 400 | 200 | 200 | 44.78 | 55.11 | 8 | 2.32
2030 | MAPP_US_2_RMPA | MAPP_US | RMPA | External | Winter | B19 | 700 | 200 | 200 | 44.78 | 55.11 | 8 | 2.32
2030 | MAPP_US_2_RMPA | MAPP_US | RMPA | External | Winter | B20 | 935 | 200 | 0 | 44.16 | 43.17 | 8 | 0
2030 | NE_2_RMPA | NE | RMPA | External | Shoulder | B11 | 25 | 310 | 0 | 77.32 | 53.4 | 5 | 0
2030 | NE_2_RMPA | NE | RMPA | External | Shoulder | B12 | 200 | 310 | 0 | 55.08 | 53.4 | 5 | 0
2030 | NE_2_RMPA | NE | RMPA | External | Shoulder | B13 | 600 | 310 | 0 | 49.84 | 50.39 | 5 | 0
2030 | NE_2_RMPA | NE | RMPA | External | Shoulder | B14 | 900 | 310 | 0 | 49.37 | 50.39 | 5 | 0
2030 | NE_2_RMPA | NE | RMPA | External | Shoulder | B15 | 1203 | 310 | 0 | 48.06 | 49.24 | 5 | 0
2030 | NE_2_RMPA | NE | RMPA | External | Summer | B1 | 10 | 310 | 0 | 78.44 | 78.67 | 5 | 0
2030 | NE_2_RMPA | NE | RMPA | External | Summer | B2 | 25 | 310 | 0 | 78.44 | 78.67 | 5 | 0
2030 | NE_2_RMPA | NE | RMPA | External | Summer | B3 | 75 | 310 | 0 | 77.39 | 78.39 | 5 | 0
2030 | NE_2_RMPA | NE | RMPA | External | Summer | B4 | 100 | 310 | 0 | 77.02 | 66.7 | 5 | 0
2030 | NE_2_RMPA | NE | RMPA | External | Summer | B5 | 200 | 310 | 0 | 75.83 | 60.55 | 5 | 0
2030 | NE_2_RMPA | NE | RMPA | External | Summer | B6 | 300 | 310 | 0 | 66.28 | 51.28 | 5 | 0
2030 | NE_2_RMPA | NE | RMPA | External | Summer | B7 | 400 | 310 | 0 | 55.74 | 51.28 | 5 | 0
2030 | NE_2_RMPA | NE | RMPA | External | Summer | B8 | 500 | 310 | 0 | 46.44 | 51.28 | 5 | 0
2030 | NE_2_RMPA | NE | RMPA | External | Summer | B9 | 800 | 310 | 0 | 46.44 | 50.16 | 5 | 0
2030 | NE_2_RMPA | NE | RMPA | External | Summer | B10 | 1262 | 310 | 0 | 40.6 | 43.63 | 5 | 0
2030 | NE_2_RMPA | NE | RMPA | External | Winter | B16 | 25 | 310 | 0 | 72.01 | 64.01 | 5 | 0
2030 | NE_2_RMPA | NE | RMPA | External | Winter | B17 | 100 | 310 | 0 | 53.63 | 57.33 | 5 | 0
2030 | NE_2_RMPA | NE | RMPA | External | Winter | B18 | 400 | 310 | 0 | 51.78 | 55.11 | 5 | 0
2030 | NE_2_RMPA | NE | RMPA | External | Winter | B19 | 700 | 310 | 0 | 51.28 | 55.11 | 5 | 0
2030 | NE_2_RMPA | NE | RMPA | External | Winter | B20 | 935 | 310 | 0 | 51.16 | 43.17 | 5 | 0
2030 | NWPP_Coal_2_MAPP_US | NWPP_Coal | MAPP_US | External | Shoulder | B11 | 25 | 150 | 150 | 58.54 | 70.32 | 8 | 3.78
2030 | NWPP_Coal_2_MAPP_US | NWPP_Coal | MAPP_US | External | Shoulder | B12 | 200 | 150 | 0 | 58.54 | 48.08 | 8 | 0
2030 | NWPP_Coal_2_MAPP_US | NWPP_Coal | MAPP_US | External | Shoulder | B13 | 600 | 150 | 0 | 58.54 | 42.84 | 8 | 0
2030 | NWPP_Coal_2_MAPP_US | NWPP_Coal | MAPP_US | External | Shoulder | B14 | 900 | 150 | 0 | 58.54 | 42.84 | 8 | 0
2030 | NWPP_Coal_2_MAPP_US | NWPP_Coal | MAPP_US | External | Shoulder | B15 | 1203 | 150 | 0 | 58.54 | 42.84 | 8 | 0
2030 | NWPP_Coal_2_MAPP_US | NWPP_Coal | MAPP_US | External | Summer | B1 | 10 | 150 | 150 | 58.54 | 71.44 | 8 | 4.9
2030 | NWPP_Coal_2_MAPP_US | NWPP_Coal | MAPP_US | External | Summer | B2 | 25 | 150 | 150 | 58.54 | 71.44 | 8 | 4.9
2030 | NWPP_Coal_2_MAPP_US | NWPP_Coal | MAPP_US | External | Summer | B3 | 75 | 150 | 150 | 58.54 | 70.39 | 8 | 3.85
2030 | NWPP_Coal_2_MAPP_US | NWPP_Coal | MAPP_US | External | Summer | B4 | 100 | 150 | 150 | 58.54 | 70.02 | 8 | 3.48
2030 | NWPP_Coal_2_MAPP_US | NWPP_Coal | MAPP_US | External | Summer | B5 | 200 | 150 | 150 | 58.54 | 68.83 | 8 | 2.29
2030 | NWPP_Coal_2_MAPP_US | NWPP_Coal | MAPP_US | External | Summer | B6 | 300 | 150 | 0 | 58.54 | 59.28 | 8 | 0
2030 | NWPP_Coal_2_MAPP_US | NWPP_Coal | MAPP_US | External | Summer | B7 | 400 | 150 | 0 | 58.54 | 48.74 | 8 | 0
2030 | NWPP_Coal_2_MAPP_US | NWPP_Coal | MAPP_US | External | Summer | B8 | 500 | 150 | 0 | 58.54 | 39.44 | 8 | 0
2030 | NWPP_Coal_2_MAPP_US | NWPP_Coal | MAPP_US | External | Summer | B9 | 800 | 150 | 0 | 58.54 | 39.44 | 8 | 0
2030 | NWPP_Coal_2_MAPP_US | NWPP_Coal | MAPP_US | External | Summer | B10 | 1262 | 150 | 0 | 58.54 | 33.6 | 8 | 0
2030 | NWPP_Coal_2_MAPP_US | NWPP_Coal | MAPP_US | External | Winter | B16 | 25 | 150 | 0 | 62.98 | 65.01 | 8 | 0
2030 | NWPP_Coal_2_MAPP_US | NWPP_Coal | MAPP_US | External | Winter | B17 | 100 | 150 | 0 | 62.45 | 48.25 | 8 | 0
2030 | NWPP_Coal_2_MAPP_US | NWPP_Coal | MAPP_US | External | Winter | B18 | 400 | 150 | 0 | 62.45 | 44.78 | 8 | 0
2030 | NWPP_Coal_2_MAPP_US | NWPP_Coal | MAPP_US | External | Winter | B19 | 700 | 150 | 0 | 62.45 | 44.78 | 8 | 0
2030 | NWPP_Coal_2_MAPP_US | NWPP_Coal | MAPP_US | External | Winter | B20 | 935 | 150 | 0 | 62.45 | 44.16 | 8 | 0
2030 | RMPA_2_MAPP_US | RMPA | MAPP_US | External | Shoulder | B11 | 25 | 200 | 200 | 53.4 | 70.32 | 8 | 8.92
2030 | RMPA_2_MAPP_US | RMPA | MAPP_US | External | Shoulder | B12 | 200 | 200 | 0 | 53.4 | 48.08 | 8 | 0
2030 | RMPA_2_MAPP_US | RMPA | MAPP_US | External | Shoulder | B13 | 600 | 200 | 0 | 50.39 | 42.84 | 8 | 0
2030 | RMPA_2_MAPP_US | RMPA | MAPP_US | External | Shoulder | B14 | 900 | 200 | 0 | 50.39 | 42.84 | 8 | 0
2030 | RMPA_2_MAPP_US | RMPA | MAPP_US | External | Shoulder | B15 | 1203 | 200 | 0 | 49.24 | 42.84 | 8 | 0
2030 | RMPA_2_MAPP_US | RMPA | MAPP_US | External | Summer | B1 | 10 | 200 | 0 | 78.67 | 71.44 | 8 | 0
2030 | RMPA_2_MAPP_US | RMPA | MAPP_US | External | Summer | B2 | 25 | 200 | 0 | 78.67 | 71.44 | 8 | 0
2030 | RMPA_2_MAPP_US | RMPA | MAPP_US | External | Summer | B3 | 75 | 200 | 0 | 78.39 | 70.39 | 8 | 0
2030 | RMPA_2_MAPP_US | RMPA | MAPP_US | External | Summer | B4 | 100 | 200 | 0 | 66.7 | 70.02 | 8 | 0
2030 | RMPA_2_MAPP_US | RMPA | MAPP_US | External | Summer | B5 | 200 | 200 | 200 | 60.55 | 68.83 | 8 | 0.28
2030 | RMPA_2_MAPP_US | RMPA | MAPP_US | External | Summer | B6 | 300 | 200 | 2.83 | 51.28 | 59.28 | 8 | 0
2030 | RMPA_2_MAPP_US | RMPA | MAPP_US | External | Summer | B7 | 400 | 200 | 0 | 51.28 | 48.74 | 8 | 0
2030 | RMPA_2_MAPP_US | RMPA | MAPP_US | External | Summer | B8 | 500 | 200 | 0 | 51.28 | 39.44 | 8 | 0
2030 | RMPA_2_MAPP_US | RMPA | MAPP_US | External | Summer | B9 | 800 | 200 | 0 | 50.16 | 39.44 | 8 | 0
2030 | RMPA_2_MAPP_US | RMPA | MAPP_US | External | Summer | B10 | 1262 | 200 | 0 | 43.63 | 33.6 | 8 | 0
2030 | RMPA_2_MAPP_US | RMPA | MAPP_US | External | Winter | B16 | 25 | 200 | 0 | 64.01 | 65.01 | 8 | 0
2030 | RMPA_2_MAPP_US | RMPA | MAPP_US | External | Winter | B17 | 100 | 200 | 0 | 57.33 | 48.25 | 8 | 0
2030 | RMPA_2_MAPP_US | RMPA | MAPP_US | External | Winter | B18 | 400 | 200 | 0 | 55.11 | 44.78 | 8 | 0
2030 | RMPA_2_MAPP_US | RMPA | MAPP_US | External | Winter | B19 | 700 | 200 | 0 | 55.11 | 44.78 | 8 | 0
2030 | RMPA_2_MAPP_US | RMPA | MAPP_US | External | Winter | B20 | 935 | 200 | 0 | 43.17 | 44.16 | 8 | 0
2030 | RMPA_2_NE | RMPA | NE | External | Shoulder | B11 | 25 | 310 | 310 | 53.4 | 77.32 | 8 | 15.92
2030 | RMPA_2_NE | RMPA | NE | External | Shoulder | B12 | 200 | 310 | 0 | 53.4 | 55.08 | 8 | 0
2030 | RMPA_2_NE | RMPA | NE | External | Shoulder | B13 | 600 | 310 | 0 | 50.39 | 49.84 | 8 | 0
2030 | RMPA_2_NE | RMPA | NE | External | Shoulder | B14 | 900 | 310 | 0 | 50.39 | 49.37 | 8 | 0
2030 | RMPA_2_NE | RMPA | NE | External | Shoulder | B15 | 1203 | 310 | 0 | 49.24 | 48.06 | 8 | 0
2030 | RMPA_2_NE | RMPA | NE | External | Summer | B1 | 10 | 310 | 0 | 78.67 | 78.44 | 8 | 0
2030 | RMPA_2_NE | RMPA | NE | External | Summer | B2 | 25 | 310 | 0 | 78.67 | 78.44 | 8 | 0
2030 | RMPA_2_NE | RMPA | NE | External | Summer | B3 | 75 | 310 | 0 | 78.39 | 77.39 | 8 | 0
2030 | RMPA_2_NE | RMPA | NE | External | Summer | B4 | 100 | 310 | 310 | 66.7 | 77.02 | 8 | 2.31
2030 | RMPA_2_NE | RMPA | NE | External | Summer | B5 | 200 | 310 | 310 | 60.55 | 75.83 | 8 | 7.28
2030 | RMPA_2_NE | RMPA | NE | External | Summer | B6 | 300 | 310 | 310 | 51.28 | 66.28 | 8 | 7
2030 | RMPA_2_NE | RMPA | NE | External | Summer | B7 | 400 | 310 | 0 | 51.28 | 55.74 | 8 | 0
2030 | RMPA_2_NE | RMPA | NE | External | Summer | B8 | 500 | 310 | 0 | 51.28 | 46.44 | 8 | 0
2030 | RMPA_2_NE | RMPA | NE | External | Summer | B9 | 800 | 310 | 0 | 50.16 | 46.44 | 8 | 0
2030 | RMPA_2_NE | RMPA | NE | External | Summer | B10 | 1262 | 310 | 0 | 43.63 | 40.6 | 8 | 0
2030 | RMPA_2_NE | RMPA | NE | External | Winter | B16 | 25 | 310 | 195.4 | 64.01 | 72.01 | 8 | 0
2030 | RMPA_2_NE | RMPA | NE | External | Winter | B17 | 100 | 310 | 0 | 57.33 | 53.63 | 8 | 0
2030 | RMPA_2_NE | RMPA | NE | External | Winter | B18 | 400 | 310 | 0 | 55.11 | 51.78 | 8 | 0
2030 | RMPA_2_NE | RMPA | NE | External | Winter | B19 | 700 | 310 | 0 | 55.11 | 51.28 | 8 | 0
2030 | RMPA_2_NE | RMPA | NE | External | Winter | B20 | 935 | 310 | 0.02 | 43.17 | 51.16 | 8 | 0
2030 | RMPA_2_SPP_N | RMPA | SPP_N | External | Shoulder | B11 | 25 | 210 | 210 | 53.4 | 77.33 | 8 | 15.93
2030 | RMPA_2_SPP_N | RMPA | SPP_N | External | Shoulder | B12 | 200 | 210 | 0 | 53.4 | 55.09 | 8 | 0
2030 | RMPA_2_SPP_N | RMPA | SPP_N | External | Shoulder | B13 | 600 | 210 | 0 | 50.39 | 49.86 | 8 | 0
2030 | RMPA_2_SPP_N | RMPA | SPP_N | External | Shoulder | B14 | 900 | 210 | 0 | 50.39 | 49.38 | 8 | 0
2030 | RMPA_2_SPP_N | RMPA | SPP_N | External | Shoulder | B15 | 1203 | 210 | 0 | 49.24 | 48.08 | 8 | 0
2030 | RMPA_2_SPP_N | RMPA | SPP_N | External | Summer | B1 | 10 | 210 | 0 | 78.67 | 78.45 | 8 | 0
2030 | RMPA_2_SPP_N | RMPA | SPP_N | External | Summer | B2 | 25 | 210 | 0 | 78.67 | 78.45 | 8 | 0
2030 | RMPA_2_SPP_N | RMPA | SPP_N | External | Summer | B3 | 75 | 210 | 0 | 78.39 | 77.4 | 8 | 0
2030 | RMPA_2_SPP_N | RMPA | SPP_N | External | Summer | B4 | 100 | 210 | 210 | 66.7 | 77.03 | 8 | 2.32
2030 | RMPA_2_SPP_N | RMPA | SPP_N | External | Summer | B5 | 200 | 210 | 210 | 60.55 | 75.84 | 8 | 7.29
2030 | RMPA_2_SPP_N | RMPA | SPP_N | External | Summer | B6 | 300 | 210 | 210 | 51.28 | 67.01 | 8 | 7.73
2030 | RMPA_2_SPP_N | RMPA | SPP_N | External | Summer | B7 | 400 | 210 | 0 | 51.28 | 55.75 | 8 | 0
2030 | RMPA_2_SPP_N | RMPA | SPP_N | External | Summer | B8 | 500 | 210 | 0 | 51.28 | 48.57 | 8 | 0
2030 | RMPA_2_SPP_N | RMPA | SPP_N | External | Summer | B9 | 800 | 210 | 0 | 50.16 | 46.45 | 8 | 0
2030 | RMPA_2_SPP_N | RMPA | SPP_N | External | Summer | B10 | 1262 | 210 | 0 | 43.63 | 45.56 | 8 | 0
2030 | RMPA_2_SPP_N | RMPA | SPP_N | External | Winter | B16 | 25 | 210 | 209.99 | 64.01 | 72.94 | 8 | 0.93
2030 | RMPA_2_SPP_N | RMPA | SPP_N | External | Winter | B17 | 100 | 210 | 0 | 57.33 | 53.64 | 8 | 0
2030 | RMPA_2_SPP_N | RMPA | SPP_N | External | Winter | B18 | 400 | 210 | 0 | 55.11 | 51.79 | 8 | 0
2030 | RMPA_2_SPP_N | RMPA | SPP_N | External | Winter | B19 | 700 | 210 | 0 | 55.11 | 51.29 | 8 | 0
2030 | RMPA_2_SPP_N | RMPA | SPP_N | External | Winter | B20 | 935 | 210 | 200.92 | 43.17 | 51.17 | 8 | 0
2030 | SPP_N_2_RMPA | SPP_N | RMPA | External | Shoulder | B11 | 25 | 210 | 0 | 77.33 | 53.4 | 5 | 0
2030 | SPP_N_2_RMPA | SPP_N | RMPA | External | Shoulder | B12 | 200 | 210 | 0 | 55.09 | 53.4 | 5 | 0
2030 | SPP_N_2_RMPA | SPP_N | RMPA | External | Shoulder | B13 | 600 | 210 | 0 | 49.86 | 50.39 | 5 | 0
2030 | SPP_N_2_RMPA | SPP_N | RMPA | External | Shoulder | B14 | 900 | 210 | 0 | 49.38 | 50.39 | 5 | 0
2030 | SPP_N_2_RMPA | SPP_N | RMPA | External | Shoulder | B15 | 1203 | 210 | 0 | 48.08 | 49.24 | 5 | 0
2030 | SPP_N_2_RMPA | SPP_N | RMPA | External | Summer | B1 | 10 | 210 | 0 | 78.45 | 78.67 | 5 | 0
2030 | SPP_N_2_RMPA | SPP_N | RMPA | External | Summer | B2 | 25 | 210 | 0 | 78.45 | 78.67 | 5 | 0
2030 | SPP_N_2_RMPA | SPP_N | RMPA | External | Summer | B3 | 75 | 210 | 0 | 77.4 | 78.39 | 5 | 0
2030 | SPP_N_2_RMPA | SPP_N | RMPA | External | Summer | B4 | 100 | 210 | 0 | 77.03 | 66.7 | 5 | 0
2030 | SPP_N_2_RMPA | SPP_N | RMPA | External | Summer | B5 | 200 | 210 | 0 | 75.84 | 60.55 | 5 | 0
2030 | SPP_N_2_RMPA | SPP_N | RMPA | External | Summer | B6 | 300 | 210 | 0 | 67.01 | 51.28 | 5 | 0
2030 | SPP_N_2_RMPA | SPP_N | RMPA | External | Summer | B7 | 400 | 210 | 0 | 55.75 | 51.28 | 5 | 0
2030 | SPP_N_2_RMPA | SPP_N | RMPA | External | Summer | B8 | 500 | 210 | 0 | 48.57 | 51.28 | 5 | 0
2030 | SPP_N_2_RMPA | SPP_N | RMPA | External | Summer | B9 | 800 | 210 | 0 | 46.45 | 50.16 | 5 | 0
2030 | SPP_N_2_RMPA | SPP_N | RMPA | External | Summer | B10 | 1262 | 210 | 0 | 45.56 | 43.63 | 5 | 0
2030 | SPP_N_2_RMPA | SPP_N | RMPA | External | Winter | B16 | 25 | 210 | 0 | 72.94 | 64.01 | 5 | 0
2030 | SPP_N_2_RMPA | SPP_N | RMPA | External | Winter | B17 | 100 | 210 | 0 | 53.64 | 57.33 | 5 | 0
2030 | SPP_N_2_RMPA | SPP_N | RMPA | External | Winter | B18 | 400 | 210 | 0 | 51.79 | 55.11 | 5 | 0
2030 | SPP_N_2_RMPA | SPP_N | RMPA | External | Winter | B19 | 700 | 210 | 0 | 51.29 | 55.11 | 5 | 0
2030 | SPP_N_2_RMPA | SPP_N | RMPA | External | Winter | B20 | 935 | 210 | 0 | 51.17 | 43.17 | 5 | 0
2030 | SPP_S_2_ERCOT | SPP_S | ERCOT | External | Shoulder | B11 | 25 | 800 | 0 | 69.41 | 70.04 | 5 | 0
2030 | SPP_S_2_ERCOT | SPP_S | ERCOT | External | Shoulder | B12 | 200 | 800 | 0 | 51.17 | 52.2 | 5 | 0
2030 | SPP_S_2_ERCOT | SPP_S | ERCOT | External | Shoulder | B13 | 600 | 800 | 0 | 49.84 | 47.87 | 5 | 0
2030 | SPP_S_2_ERCOT | SPP_S | ERCOT | External | Shoulder | B14 | 900 | 800 | 0 | 48.09 | 47.87 | 5 | 0
2030 | SPP_S_2_ERCOT | SPP_S | ERCOT | External | Shoulder | B15 | 1203 | 800 | 0 | 48.09 | 47.87 | 5 | 0
2030 | SPP_S_2_ERCOT | SPP_S | ERCOT | External | Summer | B1 | 10 | 800 | 0 | 77.07 | 69.07 | 5 | 0
2030 | SPP_S_2_ERCOT | SPP_S | ERCOT | External | Summer | B2 | 25 | 800 | 0 | 76.1 | 68.1 | 5 | 0
2030 | SPP_S_2_ERCOT | SPP_S | ERCOT | External | Summer | B3 | 75 | 800 | 0 | 75.95 | 68.1 | 5 | 0
2030 | SPP_S_2_ERCOT | SPP_S | ERCOT | External | Summer | B4 | 100 | 800 | 0 | 69.07 | 68.1 | 5 | 0
2030 | SPP_S_2_ERCOT | SPP_S | ERCOT | External | Summer | B5 | 200 | 800 | 0 | 67.59 | 68.1 | 5 | 0
2030 | SPP_S_2_ERCOT | SPP_S | ERCOT | External | Summer | B6 | 300 | 800 | 0 | 67.02 | 68.1 | 5 | 0
2030 | SPP_S_2_ERCOT | SPP_S | ERCOT | External | Summer | B7 | 400 | 800 | 0 | 55.76 | 50.77 | 5 | 0
2030 | SPP_S_2_ERCOT | SPP_S | ERCOT | External | Summer | B8 | 500 | 800 | 0 | 48.58 | 46.56 | 5 | 0
2030 | SPP_S_2_ERCOT | SPP_S | ERCOT | External | Summer | B9 | 800 | 800 | 0 | 46.46 | 46.56 | 5 | 0
2030 | SPP_S_2_ERCOT | SPP_S | ERCOT | External | Summer | B10 | 1262 | 800 | 0 | 46.36 | 46.56 | 5 | 0
2030 | SPP_S_2_ERCOT | SPP_S | ERCOT | External | Winter | B16 | 25 | 800 | 0 | 72.95 | 66.4 | 5 | 0
2030 | SPP_S_2_ERCOT | SPP_S | ERCOT | External | Winter | B17 | 100 | 800 | 0 | 53.65 | 50.72 | 5 | 0
2030 | SPP_S_2_ERCOT | SPP_S | ERCOT | External | Winter | B18 | 400 | 800 | 0 | 51.81 | 50.72 | 5 | 0
2030 | SPP_S_2_ERCOT | SPP_S | ERCOT | External | Winter | B19 | 700 | 800 | 0 | 51.3 | 50.72 | 5 | 0
2030 | SPP_S_2_ERCOT | SPP_S | ERCOT | External | Winter | B20 | 935 | 800 | 0 | 51.18 | 50.72 | 5 | 0
2035 | AZ_NM_SNV_Coal_2_SPP_S | AZ_NM_SNV_Coal | SPP_S | External | Shoulder | B11 | 25 | 400 | 0.01 | 69.84 | 77.37 | 8.17 | 0
2035 | AZ_NM_SNV_Coal_2_SPP_S | AZ_NM_SNV_Coal | SPP_S | External | Shoulder | B12 | 200 | 400 | 0 | 63.66 | 53.52 | 8.17 | 0
2035 | AZ_NM_SNV_Coal_2_SPP_S | AZ_NM_SNV_Coal | SPP_S | External | Shoulder | B13 | 600 | 400 | 0 | 63.64 | 53.52 | 8.17 | 0
2035 | AZ_NM_SNV_Coal_2_SPP_S | AZ_NM_SNV_Coal | SPP_S | External | Shoulder | B14 | 900 | 400 | 0 | 63.64 | 53.4 | 8.17 | 0
2035 | AZ_NM_SNV_Coal_2_SPP_S | AZ_NM_SNV_Coal | SPP_S | External | Shoulder | B15 | 1203 | 400 | 0 | 55.82 | 49.02 | 8.17 | 0
2035 | AZ_NM_SNV_Coal_2_SPP_S | AZ_NM_SNV_Coal | SPP_S | External | Summer | B1 | 10 | 400 | 0 | 110.32 | 74.74 | 8.17 | 0
2035 | AZ_NM_SNV_Coal_2_SPP_S | AZ_NM_SNV_Coal | SPP_S | External | Summer | B2 | 25 | 400 | 0 | 101.54 | 75.37 | 8.17 | 0
2035 | AZ_NM_SNV_Coal_2_SPP_S | AZ_NM_SNV_Coal | SPP_S | External | Summer | B3 | 75 | 400 | 0 | 101.54 | 75.37 | 8.17 | 0
2035 | AZ_NM_SNV_Coal_2_SPP_S | AZ_NM_SNV_Coal | SPP_S | External | Summer | B4 | 100 | 400 | 0 | 89.95 | 74.74 | 8.17 | 0
2035 | AZ_NM_SNV_Coal_2_SPP_S | AZ_NM_SNV_Coal | SPP_S | External | Summer | B5 | 200 | 400 | 0 | 85.18 | 74.74 | 8.17 | 0
2035 | AZ_NM_SNV_Coal_2_SPP_S | AZ_NM_SNV_Coal | SPP_S | External | Summer | B6 | 300 | 400 | 0 | 74.19 | 72.26 | 8.17 | 0
2035 | AZ_NM_SNV_Coal_2_SPP_S | AZ_NM_SNV_Coal | SPP_S | External | Summer | B7 | 400 | 400 | 0 | 68.36 | 56.06 | 8.17 | 0
2035 | AZ_NM_SNV_Coal_2_SPP_S | AZ_NM_SNV_Coal | SPP_S | External | Summer | B8 | 500 | 400 | 0 | 68.33 | 52.07 | 8.17 | 0
2035 | AZ_NM_SNV_Coal_2_SPP_S | AZ_NM_SNV_Coal | SPP_S | External | Summer | B9 | 800 | 400 | 0 | 68.13 | 51.61 | 8.17 | 0
2035 | AZ_NM_SNV_Coal_2_SPP_S | AZ_NM_SNV_Coal | SPP_S | External | Summer | B10 | 1262 | 400 | 0 | 55.46 | 47.43 | 8.17 | 0
2035 | AZ_NM_SNV_Coal_2_SPP_S | AZ_NM_SNV_Coal | SPP_S | External | Winter | B16 | 25 | 400 | 0 | 73.32 | 59.78 | 8.17 | 0
2035 | AZ_NM_SNV_Coal_2_SPP_S | AZ_NM_SNV_Coal | SPP_S | External | Winter | B17 | 100 | 400 | 0 | 68.1 | 57.13 | 8.17 | 0
2035 | AZ_NM_SNV_Coal_2_SPP_S | AZ_NM_SNV_Coal | SPP_S | External | Winter | B18 | 400 | 400 | 0 | 67.6 | 57 | 8.17 | 0
2035 | AZ_NM_SNV_Coal_2_SPP_S | AZ_NM_SNV_Coal | SPP_S | External | Winter | B19 | 700 | 400 | 0 | 66.91 | 53.27 | 8.17 | 0
2035 | AZ_NM_SNV_Coal_2_SPP_S | AZ_NM_SNV_Coal | SPP_S | External | Winter | B20 | 935 | 400 | 0 | 59.92 | 52.04 | 8.17 | 0
2035 | ERCOT_2_SPP_S | ERCOT | SPP_S | External | Shoulder | B11 | 25 | 800 | 0 | 78.16 | 77.37 | 8 | 0
2035 | ERCOT_2_SPP_S | ERCOT | SPP_S | External | Shoulder | B12 | 200 | 800 | 0 | 58.18 | 53.52 | 8 | 0
2035 | ERCOT_2_SPP_S | ERCOT | SPP_S | External | Shoulder | B13 | 600 | 800 | 0 | 53.32 | 53.52 | 8 | 0
2035 | ERCOT_2_SPP_S | ERCOT | SPP_S | External | Shoulder | B14 | 900 | 800 | 0 | 53.32 | 53.4 | 8 | 0
2035 | ERCOT_2_SPP_S | ERCOT | SPP_S | External | Shoulder | B15 | 1203 | 800 | 0 | 48.96 | 49.02 | 8 | 0
2035 | ERCOT_2_SPP_S | ERCOT | SPP_S | External | Summer | B1 | 10 | 800 | 0 | 75.93 | 74.74 | 8 | 0
2035 | ERCOT_2_SPP_S | ERCOT | SPP_S | External | Summer | B2 | 25 | 800 | 0 | 75.93 | 75.37 | 8 | 0
2035 | ERCOT_2_SPP_S | ERCOT | SPP_S | External | Summer | B3 | 75 | 800 | 0 | 75.93 | 75.37 | 8 | 0
2035 | ERCOT_2_SPP_S | ERCOT | SPP_S | External | Summer | B4 | 100 | 800 | 0 | 75.93 | 74.74 | 8 | 0
2035 | ERCOT_2_SPP_S | ERCOT | SPP_S | External | Summer | B5 | 200 | 800 | 0 | 75.93 | 74.74 | 8 | 0
2035 | ERCOT_2_SPP_S | ERCOT | SPP_S | External | Summer | B6 | 300 | 800 | 0 | 75.93 | 72.26 | 8 | 0
2035 | ERCOT_2_SPP_S | ERCOT | SPP_S | External | Summer | B7 | 400 | 800 | 0 | 56.54 | 56.06 | 8 | 0
2035 | ERCOT_2_SPP_S | ERCOT | SPP_S | External | Summer | B8 | 500 | 800 | 0 | 51.83 | 52.07 | 8 | 0
2035 | ERCOT_2_SPP_S | ERCOT | SPP_S | External | Summer | B9 | 800 | 800 | 0 | 51.83 | 51.61 | 8 | 0
2035 | ERCOT_2_SPP_S | ERCOT | SPP_S | External | Summer | B10 | 1262 | 800 | 0 | 51.83 | 47.43 | 8 | 0
2035 | ERCOT_2_SPP_S | ERCOT | SPP_S | External | Winter | B16 | 25 | 800 | 0 | 64.78 | 59.78 | 8 | 0
2035 | ERCOT_2_SPP_S | ERCOT | SPP_S | External | Winter | B17 | 100 | 800 | 0 | 56.47 | 57.13 | 8 | 0
2035 | ERCOT_2_SPP_S | ERCOT | SPP_S | External | Winter | B18 | 400 | 800 | 0 | 56.47 | 57 | 8 | 0
2035 | ERCOT_2_SPP_S | ERCOT | SPP_S | External | Winter | B19 | 700 | 800 | 0 | 56.47 | 53.27 | 8 | 0
2035 | ERCOT_2_SPP_S | ERCOT | SPP_S | External | Winter | B20 | 935 | 800 | 0 | 51.76 | 52.04 | 8 | 0
2035 | MAPP_US_2_RMPA | MAPP_US | RMPA | External | Shoulder | B11 | 25 | 200 | 0 | 78.45 | 59.27 | 8 | 0
2035 | MAPP_US_2_RMPA | MAPP_US | RMPA | External | Shoulder | B12 | 200 | 200 | 0 | 56.87 | 55.49 | 8 | 0
2035 | MAPP_US_2_RMPA | MAPP_US | RMPA | External | Shoulder | B13 | 600 | 200 | 0 | 48.2 | 55.47 | 8 | 0
2035 | MAPP_US_2_RMPA | MAPP_US | RMPA | External | Shoulder | B14 | 900 | 200 | 46.02 | 47.47 | 55.47 | 8 | 0
2035 | MAPP_US_2_RMPA | MAPP_US | RMPA | External | Shoulder | B15 | 1203 | 200 | 0 | 45.88 | 47.66 | 8 | 0
2035 | MAPP_US_2_RMPA | MAPP_US | RMPA | External | Summer | B1 | 10 | 200 | 0.01 | 80.53 | 86.76 | 8 | 0
2035 | MAPP_US_2_RMPA | MAPP_US | RMPA | External | Summer | B2 | 25 | 200 | 0 | 79.13 | 78.14 | 8 | 0
2035 | MAPP_US_2_RMPA | MAPP_US | RMPA | External | Summer | B3 | 75 | 200 | 0 | 79.13 | 77.64 | 8 | 0
2035 | MAPP_US_2_RMPA | MAPP_US | RMPA | External | Summer | B4 | 100 | 200 | 0 | 78.43 | 71.79 | 8 | 0
2035 | MAPP_US_2_RMPA | MAPP_US | RMPA | External | Summer | B5 | 200 | 200 | 0 | 77.55 | 60.53 | 8 | 0
2035 | MAPP_US_2_RMPA | MAPP_US | RMPA | External | Summer | B6 | 300 | 200 | 0 | 64.73 | 56.9 | 8 | 0
2035 | MAPP_US_2_RMPA | MAPP_US | RMPA | External | Summer | B7 | 400 | 200 | 0 | 49.06 | 56.9 | 8 | 0
2035 | MAPP_US_2_RMPA | MAPP_US | RMPA | External | Summer | B8 | 500 | 200 | 200 | 44.9 | 56.9 | 8 | 4
2035 | MAPP_US_2_RMPA | MAPP_US | RMPA | External | Summer | B9 | 800 | 200 | 33.67 | 42.96 | 50.96 | 8 | 0
2035 | MAPP_US_2_RMPA | MAPP_US | RMPA | External | Summer | B10 | 1262 | 200 | 0 | 37.92 | 43.61 | 8 | 0
2035 | MAPP_US_2_RMPA | MAPP_US | RMPA | External | Winter | B16 | 25 | 200 | 0 | 74.85 | 66.85 | 8 | 0
2035 | MAPP_US_2_RMPA | MAPP_US | RMPA | External | Winter | B17 | 100 | 200 | 0 | 59.19 | 63.7 | 8 | 0
2035 | MAPP_US_2_RMPA | MAPP_US | RMPA | External | Winter | B18 | 400 | 200 | 200 | 50.9 | 59.44 | 8 | 0.54
2035 | MAPP_US_2_RMPA | MAPP_US | RMPA | External | Winter | B19 | 700 | 200 | 0 | 50.9 | 58.74 | 8 | 0
2035 | MAPP_US_2_RMPA | MAPP_US | RMPA | External | Winter | B20 | 935 | 200 | 0 | 43.08 | 42.8 | 8 | 0
2035 | NE_2_RMPA | NE | RMPA | External | Shoulder | B11 | 25 | 310 | 0 | 85.45 | 59.27 | 5 | 0
2035 | NE_2_RMPA | NE | RMPA | External | Shoulder | B12 | 200 | 310 | 0 | 63.48 | 55.49 | 5 | 0
2035 | NE_2_RMPA | NE | RMPA | External | Shoulder | B13 | 600 | 310 | 0 | 55.2 | 55.47 | 5 | 0
2035 | NE_2_RMPA | NE | RMPA | External | Shoulder | B14 | 900 | 310 | 0 | 53.4 | 55.47 | 5 | 0
2035 | NE_2_RMPA | NE | RMPA | External | Shoulder | B15 | 1203 | 310 | 0 | 49.02 | 47.66 | 5 | 0
2035 | NE_2_RMPA | NE | RMPA | External | Summer | B1 | 10 | 310 | 0 | 87.53 | 86.76 | 5 | 0
2035 | NE_2_RMPA | NE | RMPA | External | Summer | B2 | 25 | 310 | 0 | 86.13 | 78.14 | 5 | 0
2035 | NE_2_RMPA | NE | RMPA | External | Summer | B3 | 75 | 310 | 0 | 85.64 | 77.64 | 5 | 0
2035 | NE_2_RMPA | NE | RMPA | External | Summer | B4 | 100 | 310 | 0 | 85.43 | 71.79 | 5 | 0
2035 | NE_2_RMPA | NE | RMPA | External | Summer | B5 | 200 | 310 | 0 | 84.55 | 60.53 | 5 | 0
2035 | NE_2_RMPA | NE | RMPA | External | Summer | B6 | 300 | 310 | 0 | 71.73 | 56.9 | 5 | 0
2035 | NE_2_RMPA | NE | RMPA | External | Summer | B7 | 400 | 310 | 0 | 56.06 | 56.9 | 5 | 0
2035 | NE_2_RMPA | NE | RMPA | External | Summer | B8 | 500 | 310 | 178.54 | 51.9 | 56.9 | 5 | 0
2035 | NE_2_RMPA | NE | RMPA | External | Summer | B9 | 800 | 310 | 0 | 49.96 | 50.96 | 5 | 0
2035 | NE_2_RMPA | NE | RMPA | External | Summer | B10 | 1262 | 310 | 0 | 39.92 | 43.61 | 5 | 0
2035 | NE_2_RMPA | NE | RMPA | External | Winter | B16 | 25 | 310 | 0 | 76.85 | 66.85 | 5 | 0
2035 | NE_2_RMPA | NE | RMPA | External | Winter | B17 | 100 | 310 | 0 | 61.19 | 63.7 | 5 | 0
2035 | NE_2_RMPA | NE | RMPA | External | Winter | B18 | 400 | 310 | 0 | 56.98 | 59.44 | 5 | 0
2035 | NE_2_RMPA | NE | RMPA | External | Winter | B19 | 700 | 310 | 310 | 53.25 | 58.74 | 5 | 0.5
2035 | NE_2_RMPA | NE | RMPA | External | Winter | B20 | 935 | 310 | 0 | 49.44 | 42.8 | 5 | 0
2035 | NWPP_Coal_2_MAPP_US | NWPP_Coal | MAPP_US | External | Shoulder | B11 | 25 | 150 | 150 | 63.62 | 78.45 | 8 | 6.83
2035 | NWPP_Coal_2_MAPP_US | NWPP_Coal | MAPP_US | External | Shoulder | B12 | 200 | 150 | 0 | 63.62 | 56.87 | 8 | 0
2035 | NWPP_Coal_2_MAPP_US | NWPP_Coal | MAPP_US | External | Shoulder | B13 | 600 | 150 | 0 | 63.62 | 48.2 | 8 | 0
2035 | NWPP_Coal_2_MAPP_US | NWPP_Coal | MAPP_US | External | Shoulder | B14 | 900 | 150 | 0 | 63.62 | 47.47 | 8 | 0
2035 | NWPP_Coal_2_MAPP_US | NWPP_Coal | MAPP_US | External | Shoulder | B15 | 1203 | 150 | 0 | 63.62 | 45.88 | 8 | 0
2035 | NWPP_Coal_2_MAPP_US | NWPP_Coal | MAPP_US | External | Summer | B1 | 10 | 150 | 150 | 63.62 | 80.53 | 8 | 8.91
2035 | NWPP_Coal_2_MAPP_US | NWPP_Coal | MAPP_US | External | Summer | B2 | 25 | 150 | 150 | 63.62 | 79.13 | 8 | 7.5
2035 | NWPP_Coal_2_MAPP_US | NWPP_Coal | MAPP_US | External | Summer | B3 | 75 | 150 | 150 | 63.62 | 79.13 | 8 | 7.5
2035 | NWPP_Coal_2_MAPP_US | NWPP_Coal | MAPP_US | External | Summer | B4 | 100 | 150 | 150 | 63.62 | 78.43 | 8 | 6.81
2035 | NWPP_Coal_2_MAPP_US | NWPP_Coal | MAPP_US | External | Summer | B5 | 200 | 150 | 150 | 63.62 | 77.55 | 8 | 5.93
2035 | NWPP_Coal_2_MAPP_US | NWPP_Coal | MAPP_US | External | Summer | B6 | 300 | 150 | 0 | 63.62 | 64.73 | 8 | 0
2035 | NWPP_Coal_2_MAPP_US | NWPP_Coal | MAPP_US | External | Summer | B7 | 400 | 150 | 0 | 63.62 | 49.06 | 8 | 0
2035 | NWPP_Coal_2_MAPP_US | NWPP_Coal | MAPP_US | External | Summer | B8 | 500 | 150 | 0 | 63.62 | 44.9 | 8 | 0
2035 | NWPP_Coal_2_MAPP_US | NWPP_Coal | MAPP_US | External | Summer | B9 | 800 | 150 | 0 | 63.62 | 42.96 | 8 | 0
2035 | NWPP_Coal_2_MAPP_US | NWPP_Coal | MAPP_US | External | Summer | B10 | 1262 | 150 | 0 | 63.62 | 37.92 | 8 | 0
2035 | NWPP_Coal_2_MAPP_US | NWPP_Coal | MAPP_US | External | Winter | B16 | 25 | 150 | 0 | 68.08 | 74.85 | 8 | 0
2035 | NWPP_Coal_2_MAPP_US | NWPP_Coal | MAPP_US | External | Winter | B17 | 100 | 150 | 0 | 68.08 | 59.19 | 8 | 0
2035 | NWPP_Coal_2_MAPP_US | NWPP_Coal | MAPP_US | External | Winter | B18 | 400 | 150 | 0 | 68.08 | 50.9 | 8 | 0
2035 | NWPP_Coal_2_MAPP_US | NWPP_Coal | MAPP_US | External | Winter | B19 | 700 | 150 | 0 | 68.08 | 50.9 | 8 | 0
2035 | NWPP_Coal_2_MAPP_US | NWPP_Coal | MAPP_US | External | Winter | B20 | 935 | 150 | 0 | 68.08 | 43.08 | 8 | 0
2035 | RMPA_2_MAPP_US | RMPA | MAPP_US | External | Shoulder | B11 | 25 | 200 | 200 | 59.27 | 78.45 | 8 | 11.18
2035 | RMPA_2_MAPP_US | RMPA | MAPP_US | External | Shoulder | B12 | 200 | 200 | 0 | 55.49 | 56.87 | 8 | 0
2035 | RMPA_2_MAPP_US | RMPA | MAPP_US | External | Shoulder | B13 | 600 | 200 | 0 | 55.47 | 48.2 | 8 | 0
2035 | RMPA_2_MAPP_US | RMPA | MAPP_US | External | Shoulder | B14 | 900 | 200 | 0 | 55.47 | 47.47 | 8 | 0
2035 | RMPA_2_MAPP_US | RMPA | MAPP_US | External | Shoulder | B15 | 1203 | 200 | 0 | 47.66 | 45.88 | 8 | 0
2035 | RMPA_2_MAPP_US | RMPA | MAPP_US | External | Summer | B1 | 10 | 200 | 0 | 86.76 | 80.53 | 8 | 0
2035 | RMPA_2_MAPP_US | RMPA | MAPP_US | External | Summer | B2 | 25 | 200 | 0 | 78.14 | 79.13 | 8 | 0
2035 | RMPA_2_MAPP_US | RMPA | MAPP_US | External | Summer | B3 | 75 | 200 | 0 | 77.64 | 79.13 | 8 | 0
2035 | RMPA_2_MAPP_US | RMPA | MAPP_US | External | Summer | B4 | 100 | 200 | 0 | 71.79 | 78.43 | 8 | 0
2035 | RMPA_2_MAPP_US | RMPA | MAPP_US | External | Summer | B5 | 200 | 200 | 200 | 60.53 | 77.55 | 8 | 9.02
2035 | RMPA_2_MAPP_US | RMPA | MAPP_US | External | Summer | B6 | 300 | 200 | 0 | 56.9 | 64.73 | 8 | 0
2035 | RMPA_2_MAPP_US | RMPA | MAPP_US | External | Summer | B7 | 400 | 200 | 0 | 56.9 | 49.06 | 8 | 0
2035 | RMPA_2_MAPP_US | RMPA | MAPP_US | External | Summer | B8 | 500 | 200 | 0 | 56.9 | 44.9 | 8 | 0
2035 | RMPA_2_MAPP_US | RMPA | MAPP_US | External | Summer | B9 | 800 | 200 | 0 | 50.96 | 42.96 | 8 | 0
2035 | RMPA_2_MAPP_US | RMPA | MAPP_US | External | Summer | B10 | 1262 | 200 | 0 | 43.61 | 37.92 | 8 | 0
2035 | RMPA_2_MAPP_US | RMPA | MAPP_US | External | Winter | B16 | 25 | 200 | 136.93 | 66.85 | 74.85 | 8 | 0
2035 | RMPA_2_MAPP_US | RMPA | MAPP_US | External | Winter | B17 | 100 | 200 | 0 | 63.7 | 59.19 | 8 | 0
2035 | RMPA_2_MAPP_US | RMPA | MAPP_US | External | Winter | B18 | 400 | 200 | 0 | 59.44 | 50.9 | 8 | 0
2035 | RMPA_2_MAPP_US | RMPA | MAPP_US | External | Winter | B19 | 700 | 200 | 0 | 58.74 | 50.9 | 8 | 0
2035 | RMPA_2_MAPP_US | RMPA | MAPP_US | External | Winter | B20 | 935 | 200 | 0 | 42.8 | 43.08 | 8 | 0
2035 | RMPA_2_NE | RMPA | NE | External | Shoulder | B11 | 25 | 310 | 310 | 59.27 | 85.45 | 8 | 18.18
2035 | RMPA_2_NE | RMPA | NE | External | Shoulder | B12 | 200 | 310 | 0.11 | 55.49 | 63.48 | 8 | 0
2035 | RMPA_2_NE | RMPA | NE | External | Shoulder | B13 | 600 | 310 | 0 | 55.47 | 55.2 | 8 | 0
2035 | RMPA_2_NE | RMPA | NE | External | Shoulder | B14 | 900 | 310 | 0 | 55.47 | 53.4 | 8 | 0
2035 | RMPA_2_NE | RMPA | NE | External | Shoulder | B15 | 1203 | 310 | 0 | 47.66 | 49.02 | 8 | 0
2035 | RMPA_2_NE | RMPA | NE | External | Summer | B1 | 10 | 310 | 0 | 86.76 | 87.53 | 8 | 0
2035 | RMPA_2_NE | RMPA | NE | External | Summer | B2 | 25 | 310 | 0.65 | 78.14 | 86.13 | 8 | 0
2035 | RMPA_2_NE | RMPA | NE | External | Summer | B3 | 75 | 310 | 9.33 | 77.64 | 85.64 | 8 | 0
2035 | RMPA_2_NE | RMPA | NE | External | Summer | B4 | 100 | 310 | 310 | 71.79 | 85.43 | 8 | 5.65
2035 | RMPA_2_NE | RMPA | NE | External | Summer | B5 | 200 | 310 | 310 | 60.53 | 84.55 | 8 | 16.02
2035 | RMPA_2_NE | RMPA | NE | External | Summer | B6 | 300 | 310 | 310 | 56.9 | 71.73 | 8 | 6.83
2035 | RMPA_2_NE | RMPA | NE | External | Summer | B7 | 400 | 310 | 0 | 56.9 | 56.06 | 8 | 0
2035 | RMPA_2_NE | RMPA | NE | External | Summer | B8 | 500 | 310 | 0 | 56.9 | 51.9 | 8 | 0
2035 | RMPA_2_NE | RMPA | NE | External | Summer | B9 | 800 | 310 | 0 | 50.96 | 49.96 | 8 | 0
2035 | RMPA_2_NE | RMPA | NE | External | Summer | B10 | 1262 | 310 | 0 | 43.61 | 39.92 | 8 | 0
2035 | RMPA_2_NE | RMPA | NE | External | Winter | B16 | 25 | 310 | 310 | 66.85 | 76.85 | 8 | 2
2035 | RMPA_2_NE | RMPA | NE | External | Winter | B17 | 100 | 310 | 0 | 63.7 | 61.19 | 8 | 0
2035 | RMPA_2_NE | RMPA | NE | External | Winter | B18 | 400 | 310 | 0 | 59.44 | 56.98 | 8 | 0
2035 | RMPA_2_NE | RMPA | NE | External | Winter | B19 | 700 | 310 | 0 | 58.74 | 53.25 | 8 | 0
2035 | RMPA_2_NE | RMPA | NE | External | Winter | B20 | 935 | 310 | 0 | 42.8 | 49.44 | 8 | 0
2035 | RMPA_2_SPP_N | RMPA | SPP_N | External | Shoulder | B11 | 25 | 210 | 210 | 59.27 | 85.46 | 8 | 18.19
2035 | RMPA_2_SPP_N | RMPA | SPP_N | External | Shoulder | B12 | 200 | 210 | 134.15 | 55.49 | 63.49 | 8 | 0
2035 | RMPA_2_SPP_N | RMPA | SPP_N | External | Shoulder | B13 | 600 | 210 | 0 | 55.47 | 55.21 | 8 | 0
2035 | RMPA_2_SPP_N | RMPA | SPP_N | External | Shoulder | B14 | 900 | 210 | 0 | 55.47 | 53.41 | 8 | 0
2035 | RMPA_2_SPP_N | RMPA | SPP_N | External | Shoulder | B15 | 1203 | 210 | 0 | 47.66 | 49.03 | 8 | 0
2035 | RMPA_2_SPP_N | RMPA | SPP_N | External | Summer | B1 | 10 | 210 | 0 | 86.76 | 87.55 | 8 | 0
2035 | RMPA_2_SPP_N | RMPA | SPP_N | External | Summer | B2 | 25 | 210 | 76.99 | 78.14 | 86.14 | 8 | 0
2035 | RMPA_2_SPP_N | RMPA | SPP_N | External | Summer | B3 | 75 | 210 | 0.19 | 77.64 | 85.63 | 8 | 0
2035 | RMPA_2_SPP_N | RMPA | SPP_N | External | Summer | B4 | 100 | 210 | 210 | 71.79 | 85.45 | 8 | 5.66
2035 | RMPA_2_SPP_N | RMPA | SPP_N | External | Summer | B5 | 200 | 210 | 210 | 60.53 | 84.56 | 8 | 16.04
2035 | RMPA_2_SPP_N | RMPA | SPP_N | External | Summer | B6 | 300 | 210 | 210 | 56.9 | 72.25 | 8 | 7.35
2035 | RMPA_2_SPP_N | RMPA | SPP_N | External | Summer | B7 | 400 | 210 | 0 | 56.9 | 56.07 | 8 | 0
2035 | RMPA_2_SPP_N | RMPA | SPP_N | External | Summer | B8 | 500 | 210 | 0 | 56.9 | 52.08 | 8 | 0
2035 | RMPA_2_SPP_N | RMPA | SPP_N | External | Summer | B9 | 800 | 210 | 0 | 50.96 | 51.6 | 8 | 0
2035 | RMPA_2_SPP_N | RMPA | SPP_N | External | Summer | B10 | 1262 | 210 | 0 | 43.61 | 47.41 | 8 | 0
2035 | RMPA_2_SPP_N | RMPA | SPP_N | External | Winter | B16 | 25 | 210 | 210 | 66.85 | 76.86 | 8 | 2.01
2035 | RMPA_2_SPP_N | RMPA | SPP_N | External | Winter | B17 | 100 | 210 | 0 | 63.7 | 61.2 | 8 | 0
2035 | RMPA_2_SPP_N | RMPA | SPP_N | External | Winter | B18 | 400 | 210 | 0 | 59.44 | 56.99 | 8 | 0
2035 | RMPA_2_SPP_N | RMPA | SPP_N | External | Winter | B19 | 700 | 210 | 0 | 58.74 | 53.26 | 8 | 0
2035 | RMPA_2_SPP_N | RMPA | SPP_N | External | Winter | B20 | 935 | 210 | 210 | 42.8 | 52.03 | 8 | 1.23
2035 | SPP_N_2_RMPA | SPP_N | RMPA | External | Shoulder | B11 | 25 | 210 | 0 | 85.46 | 59.27 | 5 | 0
2035 | SPP_N_2_RMPA | SPP_N | RMPA | External | Shoulder | B12 | 200 | 210 | 0 | 63.49 | 55.49 | 5 | 0
2035 | SPP_N_2_RMPA | SPP_N | RMPA | External | Shoulder | B13 | 600 | 210 | 0 | 55.21 | 55.47 | 5 | 0
2035 | SPP_N_2_RMPA | SPP_N | RMPA | External | Shoulder | B14 | 900 | 210 | 0 | 53.41 | 55.47 | 5 | 0
2035 | SPP_N_2_RMPA | SPP_N | RMPA | External | Shoulder | B15 | 1203 | 210 | 0 | 49.03 | 47.66 | 5 | 0
2035 | SPP_N_2_RMPA | SPP_N | RMPA | External | Summer | B1 | 10 | 210 | 0 | 87.55 | 86.76 | 5 | 0
2035 | SPP_N_2_RMPA | SPP_N | RMPA | External | Summer | B2 | 25 | 210 | 0 | 86.14 | 78.14 | 5 | 0
2035 | SPP_N_2_RMPA | SPP_N | RMPA | External | Summer | B3 | 75 | 210 | 0 | 85.63 | 77.64 | 5 | 0
2035 | SPP_N_2_RMPA | SPP_N | RMPA | External | Summer | B4 | 100 | 210 | 0 | 85.45 | 71.79 | 5 | 0
2035 | SPP_N_2_RMPA | SPP_N | RMPA | External | Summer | B5 | 200 | 210 | 0 | 84.56 | 60.53 | 5 | 0
2035 | SPP_N_2_RMPA | SPP_N | RMPA | External | Summer | B6 | 300 | 210 | 0 | 72.25 | 56.9 | 5 | 0
2035 | SPP_N_2_RMPA | SPP_N | RMPA | External | Summer | B7 | 400 | 210 | 0 | 56.07 | 56.9 | 5 | 0
2035 | SPP_N_2_RMPA | SPP_N | RMPA | External | Summer | B8 | 500 | 210 | 0 | 52.08 | 56.9 | 5 | 0
2035 | SPP_N_2_RMPA | SPP_N | RMPA | External | Summer | B9 | 800 | 210 | 0 | 51.6 | 50.96 | 5 | 0
2035 | SPP_N_2_RMPA | SPP_N | RMPA | External | Summer | B10 | 1262 | 210 | 0 | 47.41 | 43.61 | 5 | 0
2035 | SPP_N_2_RMPA | SPP_N | RMPA | External | Winter | B16 | 25 | 210 | 0 | 76.86 | 66.85 | 5 | 0
2035 | SPP_N_2_RMPA | SPP_N | RMPA | External | Winter | B17 | 100 | 210 | 0 | 61.2 | 63.7 | 5 | 0
2035 | SPP_N_2_RMPA | SPP_N | RMPA | External | Winter | B18 | 400 | 210 | 0 | 56.99 | 59.44 | 5 | 0
2035 | SPP_N_2_RMPA | SPP_N | RMPA | External | Winter | B19 | 700 | 210 | 210 | 53.26 | 58.74 | 5 | 0.48
2035 | SPP_N_2_RMPA | SPP_N | RMPA | External | Winter | B20 | 935 | 210 | 0 | 52.03 | 42.8 | 5 | 0
2035 | SPP_S_2_ERCOT | SPP_S | ERCOT | External | Shoulder | B11 | 25 | 800 | 0 | 77.37 | 78.16 | 5 | 0
2035 | SPP_S_2_ERCOT | SPP_S | ERCOT | External | Shoulder | B12 | 200 | 800 | 0 | 53.52 | 58.18 | 5 | 0
2035 | SPP_S_2_ERCOT | SPP_S | ERCOT | External | Shoulder | B13 | 600 | 800 | 0 | 53.52 | 53.32 | 5 | 0
2035 | SPP_S_2_ERCOT | SPP_S | ERCOT | External | Shoulder | B14 | 900 | 800 | 0 | 53.4 | 53.32 | 5 | 0
2035 | SPP_S_2_ERCOT | SPP_S | ERCOT | External | Shoulder | B15 | 1203 | 800 | 0 | 49.02 | 48.96 | 5 | 0
2035 | SPP_S_2_ERCOT | SPP_S | ERCOT | External | Summer | B1 | 10 | 800 | 0 | 74.74 | 75.93 | 5 | 0
2035 | SPP_S_2_ERCOT | SPP_S | ERCOT | External | Summer | B2 | 25 | 800 | 0 | 75.37 | 75.93 | 5 | 0
2035 | SPP_S_2_ERCOT | SPP_S | ERCOT | External | Summer | B3 | 75 | 800 | 0 | 75.37 | 75.93 | 5 | 0
2035 | SPP_S_2_ERCOT | SPP_S | ERCOT | External | Summer | B4 | 100 | 800 | 0 | 74.74 | 75.93 | 5 | 0
2035 | SPP_S_2_ERCOT | SPP_S | ERCOT | External | Summer | B5 | 200 | 800 | 0 | 74.74 | 75.93 | 5 | 0
2035 | SPP_S_2_ERCOT | SPP_S | ERCOT | External | Summer | B6 | 300 | 800 | 0 | 72.26 | 75.93 | 5 | 0
2035 | SPP_S_2_ERCOT | SPP_S | ERCOT | External | Summer | B7 | 400 | 800 | 0 | 56.06 | 56.54 | 5 | 0
2035 | SPP_S_2_ERCOT | SPP_S | ERCOT | External | Summer | B8 | 500 | 800 | 0 | 52.07 | 51.83 | 5 | 0
2035 | SPP_S_2_ERCOT | SPP_S | ERCOT | External | Summer | B9 | 800 | 800 | 0 | 51.61 | 51.83 | 5 | 0
2035 | SPP_S_2_ERCOT | SPP_S | ERCOT | External | Summer | B10 | 1262 | 800 | 0 | 47.43 | 51.83 | 5 | 0
2035 | SPP_S_2_ERCOT | SPP_S | ERCOT | External | Winter | B16 | 25 | 800 | 500.06 | 59.78 | 64.78 | 5 | 0
2035 | SPP_S_2_ERCOT | SPP_S | ERCOT | External | Winter | B17 | 100 | 800 | 0 | 57.13 | 56.47 | 5 | 0
2035 | SPP_S_2_ERCOT | SPP_S | ERCOT | External | Winter | B18 | 400 | 800 | 0 | 57 | 56.47 | 5 | 0
2035 | SPP_S_2_ERCOT | SPP_S | ERCOT | External | Winter | B19 | 700 | 800 | 0 | 53.27 | 56.47 | 5 | 0
2035 | SPP_S_2_ERCOT | SPP_S | ERCOT | External | Winter | B20 | 935 | 800 | 0 | 52.04 | 51.76 | 5 | 0
2040 | AZ_NM_SNV_Coal_2_SPP_S | AZ_NM_SNV_Coal | SPP_S | External | Shoulder | B11 | 25 | 400 | 0 | 75.45 | 74.71 | 8.17 | 0
2040 | AZ_NM_SNV_Coal_2_SPP_S | AZ_NM_SNV_Coal | SPP_S | External | Shoulder | B12 | 200 | 400 | 0 | 69.23 | 59.25 | 8.17 | 0
2040 | AZ_NM_SNV_Coal_2_SPP_S | AZ_NM_SNV_Coal | SPP_S | External | Shoulder | B13 | 600 | 400 | 0 | 65.34 | 59.25 | 8.17 | 0
2040 | AZ_NM_SNV_Coal_2_SPP_S | AZ_NM_SNV_Coal | SPP_S | External | Shoulder | B14 | 900 | 400 | 0 | 65.33 | 54.25 | 8.17 | 0
2040 | AZ_NM_SNV_Coal_2_SPP_S | AZ_NM_SNV_Coal | SPP_S | External | Shoulder | B15 | 1203 | 400 | 0 | 61.35 | 54.25 | 8.17 | 0
2040 | AZ_NM_SNV_Coal_2_SPP_S | AZ_NM_SNV_Coal | SPP_S | External | Summer | B1 | 10 | 400 | 0 | 129.79 | 72.39 | 8.17 | 0
2040 | AZ_NM_SNV_Coal_2_SPP_S | AZ_NM_SNV_Coal | SPP_S | External | Summer | B2 | 25 | 400 | 0 | 117.69 | 83.11 | 8.17 | 0
2040 | AZ_NM_SNV_Coal_2_SPP_S | AZ_NM_SNV_Coal | SPP_S | External | Summer | B3 | 75 | 400 | 0 | 117.69 | 83.11 | 8.17 | 0
2040 | AZ_NM_SNV_Coal_2_SPP_S | AZ_NM_SNV_Coal | SPP_S | External | Summer | B4 | 100 | 400 | 0 | 111.15 | 83.11 | 8.17 | 0
2040 | AZ_NM_SNV_Coal_2_SPP_S | AZ_NM_SNV_Coal | SPP_S | External | Summer | B5 | 200 | 400 | 0 | 96.58 | 83.11 | 8.17 | 0
2040 | AZ_NM_SNV_Coal_2_SPP_S | AZ_NM_SNV_Coal | SPP_S | External | Summer | B6 | 300 | 400 | 0 | 83.91 | 76.85 | 8.17 | 0
2040 | AZ_NM_SNV_Coal_2_SPP_S | AZ_NM_SNV_Coal | SPP_S | External | Summer | B7 | 400 | 400 | 0 | 79.45 | 60.08 | 8.17 | 0
2040 | AZ_NM_SNV_Coal_2_SPP_S | AZ_NM_SNV_Coal | SPP_S | External | Summer | B8 | 500 | 400 | 0 | 79.25 | 57.43 | 8.17 | 0
2040 | AZ_NM_SNV_Coal_2_SPP_S | AZ_NM_SNV_Coal | SPP_S | External | Summer | B9 | 800 | 400 | 0 | 68.03 | 54.29 | 8.17 | 0
2040 | AZ_NM_SNV_Coal_2_SPP_S | AZ_NM_SNV_Coal | SPP_S | External | Summer | B10 | 1262 | 400 | 0 | 59.12 | 52.51 | 8.17 | 0
2040 | AZ_NM_SNV_Coal_2_SPP_S | AZ_NM_SNV_Coal | SPP_S | External | Winter | B16 | 25 | 400 | 0 | 80.52 | 63.42 | 8.17 | 0
2040 | AZ_NM_SNV_Coal_2_SPP_S | AZ_NM_SNV_Coal | SPP_S | External | Winter | B17 | 100 | 400 | 0 | 72.37 | 63.27 | 8.17 | 0
2040 | AZ_NM_SNV_Coal_2_SPP_S | AZ_NM_SNV_Coal | SPP_S | External | Winter | B18 | 400 | 400 | 0 | 70.34 | 60.58 | 8.17 | 0
2040 | AZ_NM_SNV_Coal_2_SPP_S | AZ_NM_SNV_Coal | SPP_S | External | Winter | B19 | 700 | 400 | 0 | 70.01 | 57.85 | 8.17 | 0
2040 | AZ_NM_SNV_Coal_2_SPP_S | AZ_NM_SNV_Coal | SPP_S | External | Winter | B20 | 935 | 400 | 0 | 65.26 | 51.52 | 8.17 | 0
2040 | ERCOT_2_SPP_S | ERCOT | SPP_S | External | Shoulder | B11 | 25 | 800 | 0 | 86.87 | 74.71 | 8 | 0
2040 | ERCOT_2_SPP_S | ERCOT | SPP_S | External | Shoulder | B12 | 200 | 800 | 0 | 59.18 | 59.25 | 8 | 0
2040 | ERCOT_2_SPP_S | ERCOT | SPP_S | External | Shoulder | B13 | 600 | 800 | 0 | 59.18 | 59.25 | 8 | 0
2040 | ERCOT_2_SPP_S | ERCOT | SPP_S | External | Shoulder | B14 | 900 | 800 | 0 | 59.18 | 54.25 | 8 | 0
2040 | ERCOT_2_SPP_S | ERCOT | SPP_S | External | Shoulder | B15 | 1203 | 800 | 0 | 54.19 | 54.25 | 8 | 0
2040 | ERCOT_2_SPP_S | ERCOT | SPP_S | External | Summer | B1 | 10 | 800 | 0 | 84.4 | 72.39 | 8 | 0
2040 | ERCOT_2_SPP_S | ERCOT | SPP_S | External | Summer | B2 | 25 | 800 | 0 | 84.4 | 83.11 | 8 | 0
2040 | ERCOT_2_SPP_S | ERCOT | SPP_S | External | Summer | B3 | 75 | 800 | 0 | 84.4 | 83.11 | 8 | 0
2040 | ERCOT_2_SPP_S | ERCOT | SPP_S | External | Summer | B4 | 100 | 800 | 0 | 84.4 | 83.11 | 8 | 0
2040 | ERCOT_2_SPP_S | ERCOT | SPP_S | External | Summer | B5 | 200 | 800 | 0 | 84.4 | 83.11 | 8 | 0
2040 | ERCOT_2_SPP_S | ERCOT | SPP_S | External | Summer | B6 | 300 | 800 | 0 | 84.4 | 76.85 | 8 | 0
2040 | ERCOT_2_SPP_S | ERCOT | SPP_S | External | Summer | B7 | 400 | 800 | 0 | 62.77 | 60.08 | 8 | 0
2040 | ERCOT_2_SPP_S | ERCOT | SPP_S | External | Summer | B8 | 500 | 800 | 0 | 57.52 | 57.43 | 8 | 0
2040 | ERCOT_2_SPP_S | ERCOT | SPP_S | External | Summer | B9 | 800 | 800 | 0 | 57.52 | 54.29 | 8 | 0
2040 | ERCOT_2_SPP_S | ERCOT | SPP_S | External | Summer | B10 | 1262 | 800 | 0 | 52.7 | 52.51 | 8 | 0
2040 | ERCOT_2_SPP_S | ERCOT | SPP_S | External | Winter | B16 | 25 | 800 | 0 | 68.42 | 63.42 | 8 | 0
2040 | ERCOT_2_SPP_S | ERCOT | SPP_S | External | Winter | B17 | 100 | 800 | 0 | 62.65 | 63.27 | 8 | 0
2040 | ERCOT_2_SPP_S | ERCOT | SPP_S | External | Winter | B18 | 400 | 800 | 0 | 62.65 | 60.58 | 8 | 0
2040 | ERCOT_2_SPP_S | ERCOT | SPP_S | External | Winter | B19 | 700 | 800 | 0 | 62.65 | 57.85 | 8 | 0
2040 | ERCOT_2_SPP_S | ERCOT | SPP_S | External | Winter | B20 | 935 | 800 | 0 | 57.29 | 51.52 | 8 | 0
2040 | MAPP_US_2_RMPA | MAPP_US | RMPA | External | Shoulder | B11 | 25 | 200 | 0 | 74.7 | 63.34 | 8 | 0
2040 | MAPP_US_2_RMPA | MAPP_US | RMPA | External | Shoulder | B12 | 200 | 200 | 0 | 59.27 | 59.12 | 8 | 0
2040 | MAPP_US_2_RMPA | MAPP_US | RMPA | External | Shoulder | B13 | 600 | 200 | 0 | 52.66 | 57.17 | 8 | 0
2040 | MAPP_US_2_RMPA | MAPP_US | RMPA | External | Shoulder | B14 | 900 | 200 | 0 | 50.94 | 57.16 | 8 | 0
2040 | MAPP_US_2_RMPA | MAPP_US | RMPA | External | Shoulder | B15 | 1203 | 200 | 0 | 45.89 | 45.72 | 8 | 0
2040 | MAPP_US_2_RMPA | MAPP_US | RMPA | External | Summer | B1 | 10 | 200 | 0.02 | 88.31 | 95.17 | 8 | 0
2040 | MAPP_US_2_RMPA | MAPP_US | RMPA | External | Summer | B2 | 25 | 200 | 0 | 87.63 | 86.25 | 8 | 0
2040 | MAPP_US_2_RMPA | MAPP_US | RMPA | External | Summer | B3 | 75 | 200 | 0 | 87.25 | 86.25 | 8 | 0
2040 | MAPP_US_2_RMPA | MAPP_US | RMPA | External | Summer | B4 | 100 | 200 | 0 | 85.29 | 75.45 | 8 | 0
2040 | MAPP_US_2_RMPA | MAPP_US | RMPA | External | Summer | B5 | 200 | 200 | 0 | 81.13 | 62.75 | 8 | 0
2040 | MAPP_US_2_RMPA | MAPP_US | RMPA | External | Summer | B6 | 300 | 200 | 0 | 63.75 | 62.75 | 8 | 0
2040 | MAPP_US_2_RMPA | MAPP_US | RMPA | External | Summer | B7 | 400 | 200 | 200 | 53.29 | 62.75 | 8 | 1.45
2040 | MAPP_US_2_RMPA | MAPP_US | RMPA | External | Summer | B8 | 500 | 200 | 200 | 45.87 | 59.12 | 8 | 5.24
2040 | MAPP_US_2_RMPA | MAPP_US | RMPA | External | Summer | B9 | 800 | 200 | 0 | 43.03 | 45.28 | 8 | 0
2040 | MAPP_US_2_RMPA | MAPP_US | RMPA | External | Summer | B10 | 1262 | 200 | 0 | 40.73 | 42.76 | 8 | 0
2040 | MAPP_US_2_RMPA | MAPP_US | RMPA | External | Winter | B16 | 25 | 200 | 0 | 78.36 | 72.36 | 8 | 0
2040 | MAPP_US_2_RMPA | MAPP_US | RMPA | External | Winter | B17 | 100 | 200 | 0.01 | 62.57 | 70.34 | 8 | 0
2040 | MAPP_US_2_RMPA | MAPP_US | RMPA | External | Winter | B18 | 400 | 200 | 0 | 55.58 | 62.18 | 8 | 0
2040 | MAPP_US_2_RMPA | MAPP_US | RMPA | External | Winter | B19 | 700 | 200 | 0 | 55.58 | 62.18 | 8 | 0
2040 | MAPP_US_2_RMPA | MAPP_US | RMPA | External | Winter | B20 | 935 | 200 | 0 | 46.42 | 39.02 | 8 | 0
2040 | NE_2_RMPA | NE | RMPA | External | Shoulder | B11 | 25 | 310 | 0 | 81.7 | 63.34 | 5 | 0
2040 | NE_2_RMPA | NE | RMPA | External | Shoulder | B12 | 200 | 310 | 0 | 61.27 | 59.12 | 5 | 0
2040 | NE_2_RMPA | NE | RMPA | External | Shoulder | B13 | 600 | 310 | 0 | 59.25 | 57.17 | 5 | 0
2040 | NE_2_RMPA | NE | RMPA | External | Shoulder | B14 | 900 | 310 | 0 | 55.24 | 57.16 | 5 | 0
2040 | NE_2_RMPA | NE | RMPA | External | Shoulder | B15 | 1203 | 310 | 0 | 49.68 | 45.72 | 5 | 0
2040 | NE_2_RMPA | NE | RMPA | External | Summer | B1 | 10 | 310 | 0 | 95.31 | 95.17 | 5 | 0
2040 | NE_2_RMPA | NE | RMPA | External | Summer | B2 | 25 | 310 | 0 | 94.25 | 86.25 | 5 | 0
2040 | NE_2_RMPA | NE | RMPA | External | Summer | B3 | 75 | 310 | 0 | 94.25 | 86.25 | 5 | 0
2040 | NE_2_RMPA | NE | RMPA | External | Summer | B4 | 100 | 310 | 0 | 92.29 | 75.45 | 5 | 0
2040 | NE_2_RMPA | NE | RMPA | External | Summer | B5 | 200 | 310 | 0 | 88.13 | 62.75 | 5 | 0
2040 | NE_2_RMPA | NE | RMPA | External | Summer | B6 | 300 | 310 | 0 | 70.75 | 62.75 | 5 | 0
2040 | NE_2_RMPA | NE | RMPA | External | Summer | B7 | 400 | 310 | 0 | 60.29 | 62.75 | 5 | 0
2040 | NE_2_RMPA | NE | RMPA | External | Summer | B8 | 500 | 310 | 310 | 52.87 | 59.12 | 5 | 1.24
2040 | NE_2_RMPA | NE | RMPA | External | Summer | B9 | 800 | 310 | 0 | 46.1 | 45.28 | 5 | 0
2040 | NE_2_RMPA | NE | RMPA | External | Summer | B10 | 1262 | 310 | 0 | 42.73 | 42.76 | 5 | 0
2040 | NE_2_RMPA | NE | RMPA | External | Winter | B16 | 25 | 310 | 0 | 80.36 | 72.36 | 5 | 0
2040 | NE_2_RMPA | NE | RMPA | External | Winter | B17 | 100 | 310 | 310 | 64.57 | 70.34 | 5 | 0.77
2040 | NE_2_RMPA | NE | RMPA | External | Winter | B18 | 400 | 310 | 0 | 60.58 | 62.18 | 5 | 0
2040 | NE_2_RMPA | NE | RMPA | External | Winter | B19 | 700 | 310 | 0 | 58.39 | 62.18 | 5 | 0
2040 | NE_2_RMPA | NE | RMPA | External | Winter | B20 | 935 | 310 | 0 | 47.02 | 39.02 | 5 | 0
2040 | NWPP_Coal_2_MAPP_US | NWPP_Coal | MAPP_US | External | Shoulder | B11 | 25 | 150 | 0.02 | 67.28 | 74.7 | 8 | 0
2040 | NWPP_Coal_2_MAPP_US | NWPP_Coal | MAPP_US | External | Shoulder | B12 | 200 | 150 | 0 | 67.28 | 59.27 | 8 | 0
2040 | NWPP_Coal_2_MAPP_US | NWPP_Coal | MAPP_US | External | Shoulder | B13 | 600 | 150 | 0 | 67.28 | 52.66 | 8 | 0
2040 | NWPP_Coal_2_MAPP_US | NWPP_Coal | MAPP_US | External | Shoulder | B14 | 900 | 150 | 0 | 67.28 | 50.94 | 8 | 0
2040 | NWPP_Coal_2_MAPP_US | NWPP_Coal | MAPP_US | External | Shoulder | B15 | 1203 | 150 | 0 | 67.28 | 45.89 | 8 | 0
2040 | NWPP_Coal_2_MAPP_US | NWPP_Coal | MAPP_US | External | Summer | B1 | 10 | 150 | 150 | 67.28 | 88.31 | 8 | 13.03
2040 | NWPP_Coal_2_MAPP_US | NWPP_Coal | MAPP_US | External | Summer | B2 | 25 | 150 | 150 | 67.28 | 87.63 | 8 | 12.34
2040 | NWPP_Coal_2_MAPP_US | NWPP_Coal | MAPP_US | External | Summer | B3 | 75 | 150 | 150 | 67.28 | 87.25 | 8 | 11.97
2040 | NWPP_Coal_2_MAPP_US | NWPP_Coal | MAPP_US | External | Summer | B4 | 100 | 150 | 150 | 67.28 | 85.29 | 8 | 10.01
2040 | NWPP_Coal_2_MAPP_US | NWPP_Coal | MAPP_US | External | Summer | B5 | 200 | 150 | 150 | 67.28 | 81.13 | 8 | 5.85
2040 | NWPP_Coal_2_MAPP_US | NWPP_Coal | MAPP_US | External | Summer | B6 | 300 | 150 | 0 | 67.28 | 63.75 | 8 | 0
2040 | NWPP_Coal_2_MAPP_US | NWPP_Coal | MAPP_US | External | Summer | B7 | 400 | 150 | 0 | 67.28 | 53.29 | 8 | 0
2040 | NWPP_Coal_2_MAPP_US | NWPP_Coal | MAPP_US | External | Summer | B8 | 500 | 150 | 0 | 67.28 | 45.87 | 8 | 0
2040 | NWPP_Coal_2_MAPP_US | NWPP_Coal | MAPP_US | External | Summer | B9 | 800 | 150 | 0 | 67.28 | 43.03 | 8 | 0
2040 | NWPP_Coal_2_MAPP_US | NWPP_Coal | MAPP_US | External | Summer | B10 | 1262 | 150 | 0 | 67.28 | 40.73 | 8 | 0
2040 | NWPP_Coal_2_MAPP_US | NWPP_Coal | MAPP_US | External | Winter | B16 | 25 | 150 | 0 | 72.36 | 78.36 | 8 | 0
2040 | NWPP_Coal_2_MAPP_US | NWPP_Coal | MAPP_US | External | Winter | B17 | 100 | 150 | 0 | 72.36 | 62.57 | 8 | 0
2040 | NWPP_Coal_2_MAPP_US | NWPP_Coal | MAPP_US | External | Winter | B18 | 400 | 150 | 0 | 72.36 | 55.58 | 8 | 0
2040 | NWPP_Coal_2_MAPP_US | NWPP_Coal | MAPP_US | External | Winter | B19 | 700 | 150 | 0 | 72.36 | 55.58 | 8 | 0
2040 | NWPP_Coal_2_MAPP_US | NWPP_Coal | MAPP_US | External | Winter | B20 | 935 | 150 | 0 | 72.36 | 46.42 | 8 | 0
2040 | RMPA_2_MAPP_US | RMPA | MAPP_US | External | Shoulder | B11 | 25 | 200 | 200 | 63.34 | 74.7 | 8 | 3.36
2040 | RMPA_2_MAPP_US | RMPA | MAPP_US | External | Shoulder | B12 | 200 | 200 | 0 | 59.12 | 59.27 | 8 | 0
2040 | RMPA_2_MAPP_US | RMPA | MAPP_US | External | Shoulder | B13 | 600 | 200 | 0 | 57.17 | 52.66 | 8 | 0
2040 | RMPA_2_MAPP_US | RMPA | MAPP_US | External | Shoulder | B14 | 900 | 200 | 0 | 57.16 | 50.94 | 8 | 0
2040 | RMPA_2_MAPP_US | RMPA | MAPP_US | External | Shoulder | B15 | 1203 | 200 | 0 | 45.72 | 45.89 | 8 | 0
2040 | RMPA_2_MAPP_US | RMPA | MAPP_US | External | Summer | B1 | 10 | 200 | 0 | 95.17 | 88.31 | 8 | 0
2040 | RMPA_2_MAPP_US | RMPA | MAPP_US | External | Summer | B2 | 25 | 200 | 0 | 86.25 | 87.63 | 8 | 0
2040 | RMPA_2_MAPP_US | RMPA | MAPP_US | External | Summer | B3 | 75 | 200 | 0 | 86.25 | 87.25 | 8 | 0
2040 | RMPA_2_MAPP_US | RMPA | MAPP_US | External | Summer | B4 | 100 | 200 | 200 | 75.45 | 85.29 | 8 | 1.84
2040 | RMPA_2_MAPP_US | RMPA | MAPP_US | External | Summer | B5 | 200 | 200 | 200 | 62.75 | 81.13 | 8 | 10.38
2040 | RMPA_2_MAPP_US | RMPA | MAPP_US | External | Summer | B6 | 300 | 200 | 0 | 62.75 | 63.75 | 8 | 0
2040 | RMPA_2_MAPP_US | RMPA | MAPP_US | External | Summer | B7 | 400 | 200 | 0 | 62.75 | 53.29 | 8 | 0
2040 | RMPA_2_MAPP_US | RMPA | MAPP_US | External | Summer | B8 | 500 | 200 | 0 | 59.12 | 45.87 | 8 | 0
2040 | RMPA_2_MAPP_US | RMPA | MAPP_US | External | Summer | B9 | 800 | 200 | 0 | 45.28 | 43.03 | 8 | 0
2040 | RMPA_2_MAPP_US | RMPA | MAPP_US | External | Summer | B10 | 1262 | 200 | 0 | 42.76 | 40.73 | 8 | 0
2040 | RMPA_2_MAPP_US | RMPA | MAPP_US | External | Winter | B16 | 25 | 200 | 0 | 72.36 | 78.36 | 8 | 0
2040 | RMPA_2_MAPP_US | RMPA | MAPP_US | External | Winter | B17 | 100 | 200 | 0 | 70.34 | 62.57 | 8 | 0
2040 | RMPA_2_MAPP_US | RMPA | MAPP_US | External | Winter | B18 | 400 | 200 | 0 | 62.18 | 55.58 | 8 | 0
2040 | RMPA_2_MAPP_US | RMPA | MAPP_US | External | Winter | B19 | 700 | 200 | 0 | 62.18 | 55.58 | 8 | 0
2040 | RMPA_2_MAPP_US | RMPA | MAPP_US | External | Winter | B20 | 935 | 200 | 0 | 39.02 | 46.42 | 8 | 0
2040 | RMPA_2_NE | RMPA | NE | External | Shoulder | B11 | 25 | 310 | 310 | 63.34 | 81.7 | 8 | 10.36
2040 | RMPA_2_NE | RMPA | NE | External | Shoulder | B12 | 200 | 310 | 0 | 59.12 | 61.27 | 8 | 0
2040 | RMPA_2_NE | RMPA | NE | External | Shoulder | B13 | 600 | 310 | 0 | 57.17 | 59.25 | 8 | 0
2040 | RMPA_2_NE | RMPA | NE | External | Shoulder | B14 | 900 | 310 | 0 | 57.16 | 55.24 | 8 | 0
2040 | RMPA_2_NE | RMPA | NE | External | Shoulder | B15 | 1203 | 310 | 0 | 45.72 | 49.68 | 8 | 0
2040 | RMPA_2_NE | RMPA | NE | External | Summer | B1 | 10 | 310 | 0 | 95.17 | 95.31 | 8 | 0
2040 | RMPA_2_NE | RMPA | NE | External | Summer | B2 | 25 | 310 | 132.55 | 86.25 | 94.25 | 8 | 0
2040 | RMPA_2_NE | RMPA | NE | External | Summer | B3 | 75 | 310 | 59.44 | 86.25 | 94.25 | 8 | 0
2040 | RMPA_2_NE | RMPA | NE | External | Summer | B4 | 100 | 310 | 310 | 75.45 | 92.29 | 8 | 8.84
2040 | RMPA_2_NE | RMPA | NE | External | Summer | B5 | 200 | 310 | 310 | 62.75 | 88.13 | 8 | 17.38
2040 | RMPA_2_NE | RMPA | NE | External | Summer | B6 | 300 | 310 | 129.6 | 62.75 | 70.75 | 8 | 0
2040 | RMPA_2_NE | RMPA | NE | External | Summer | B7 | 400 | 310 | 0 | 62.75 | 60.29 | 8 | 0
2040 | RMPA_2_NE | RMPA | NE | External | Summer | B8 | 500 | 310 | 0 | 59.12 | 52.87 | 8 | 0
2040 | RMPA_2_NE | RMPA | NE | External | Summer | B9 | 800 | 310 | 0 | 45.28 | 46.1 | 8 | 0
2040 | RMPA_2_NE | RMPA | NE | External | Summer | B10 | 1262 | 310 | 0 | 42.76 | 42.73 | 8 | 0
2040 | RMPA_2_NE | RMPA | NE | External | Winter | B16 | 25 | 310 | 306.9 | 72.36 | 80.36 | 8 | 0
2040 | RMPA_2_NE | RMPA | NE | External | Winter | B17 | 100 | 310 | 0 | 70.34 | 64.57 | 8 | 0
2040 | RMPA_2_NE | RMPA | NE | External | Winter | B18 | 400 | 310 | 0 | 62.18 | 60.58 | 8 | 0
2040 | RMPA_2_NE | RMPA | NE | External | Winter | B19 | 700 | 310 | 0 | 62.18 | 58.39 | 8 | 0
2040 | RMPA_2_NE | RMPA | NE | External | Winter | B20 | 935 | 310 | 16.6 | 39.02 | 47.02 | 8 | 0
2040 | RMPA_2_SPP_N | RMPA | SPP_N | External | Shoulder | B11 | 25 | 210 | 210 | 63.34 | 88.7 | 8 | 17.36
2040 | RMPA_2_SPP_N | RMPA | SPP_N | External | Shoulder | B12 | 200 | 210 | 0 | 59.12 | 61.29 | 8 | 0
2040 | RMPA_2_SPP_N | RMPA | SPP_N | External | Shoulder | B13 | 600 | 210 | 0 | 57.17 | 59.26 | 8 | 0
2040 | RMPA_2_SPP_N | RMPA | SPP_N | External | Shoulder | B14 | 900 | 210 | 0 | 57.16 | 55.25 | 8 | 0
2040 | RMPA_2_SPP_N | RMPA | SPP_N | External | Shoulder | B15 | 1203 | 210 | 210 | 45.72 | 54.26 | 8 | 0.54
2040 | RMPA_2_SPP_N | RMPA | SPP_N | External | Summer | B1 | 10 | 210 | 0 | 95.17 | 95.32 | 8 | 0
2040 | RMPA_2_SPP_N | RMPA | SPP_N | External | Summer | B2 | 25 | 210 | 209.14 | 86.25 | 94.26 | 8 | 0.01
2040 | RMPA_2_SPP_N | RMPA | SPP_N | External | Summer | B3 | 75 | 210 | 209.69 | 86.25 | 94.26 | 8 | 0.01
2040 | RMPA_2_SPP_N | RMPA | SPP_N | External | Summer | B4 | 100 | 210 | 210 | 75.45 | 94.26 | 8 | 10.82
2040 | RMPA_2_SPP_N | RMPA | SPP_N | External | Summer | B5 | 200 | 210 | 210 | 62.75 | 92.96 | 8 | 22.21
2040 | RMPA_2_SPP_N | RMPA | SPP_N | External | Summer | B6 | 300 | 210 | 210 | 62.75 | 76.86 | 8 | 6.12
2040 | RMPA_2_SPP_N | RMPA | SPP_N | External | Summer | B7 | 400 | 210 | 0 | 62.75 | 60.3 | 8 | 0
2040 | RMPA_2_SPP_N | RMPA | SPP_N | External | Summer | B8 | 500 | 210 | 0 | 59.12 | 57.42 | 8 | 0
2040 | RMPA_2_SPP_N | RMPA | SPP_N | External | Summer | B9 | 800 | 210 | 210 | 45.28 | 54.28 | 8 | 1
2040 | RMPA_2_SPP_N | RMPA | SPP_N | External | Summer | B10 | 1262 | 210 | 210 | 42.76 | 52.5 | 8 | 1.75
2040 | RMPA_2_SPP_N | RMPA | SPP_N | External | Winter | B16 | 25 | 210 | 209.46 | 72.36 | 80.37 | 8 | 0.02
2040 | RMPA_2_SPP_N | RMPA | SPP_N | External | Winter | B17 | 100 | 210 | 0 | 70.34 | 64.59 | 8 | 0
2040 | RMPA_2_SPP_N | RMPA | SPP_N | External | Winter | B18 | 400 | 210 | 0 | 62.18 | 60.59 | 8 | 0
2040 | RMPA_2_SPP_N | RMPA | SPP_N | External | Winter | B19 | 700 | 210 | 0 | 62.18 | 58.4 | 8 | 0
2040 | RMPA_2_SPP_N | RMPA | SPP_N | External | Winter | B20 | 935 | 210 | 210 | 39.02 | 51.51 | 8 | 4.49
2040 | SPP_N_2_RMPA | SPP_N | RMPA | External | Shoulder | B11 | 25 | 210 | 0 | 88.7 | 63.34 | 5 | 0
2040 | SPP_N_2_RMPA | SPP_N | RMPA | External | Shoulder | B12 | 200 | 210 | 0 | 61.29 | 59.12 | 5 | 0
2040 | SPP_N_2_RMPA | SPP_N | RMPA | External | Shoulder | B13 | 600 | 210 | 0 | 59.26 | 57.17 | 5 | 0
2040 | SPP_N_2_RMPA | SPP_N | RMPA | External | Shoulder | B14 | 900 | 210 | 0 | 55.25 | 57.16 | 5 | 0
2040 | SPP_N_2_RMPA | SPP_N | RMPA | External | Shoulder | B15 | 1203 | 210 | 0 | 54.26 | 45.72 | 5 | 0
2040 | SPP_N_2_RMPA | SPP_N | RMPA | External | Summer | B1 | 10 | 210 | 0 | 95.32 | 95.17 | 5 | 0
2040 | SPP_N_2_RMPA | SPP_N | RMPA | External | Summer | B2 | 25 | 210 | 0 | 94.26 | 86.25 | 5 | 0
2040 | SPP_N_2_RMPA | SPP_N | RMPA | External | Summer | B3 | 75 | 210 | 0 | 94.26 | 86.25 | 5 | 0
2040 | SPP_N_2_RMPA | SPP_N | RMPA | External | Summer | B4 | 100 | 210 | 0 | 94.26 | 75.45 | 5 | 0
2040 | SPP_N_2_RMPA | SPP_N | RMPA | External | Summer | B5 | 200 | 210 | 0 | 92.96 | 62.75 | 5 | 0
2040 | SPP_N_2_RMPA | SPP_N | RMPA | External | Summer | B6 | 300 | 210 | 0 | 76.86 | 62.75 | 5 | 0
2040 | SPP_N_2_RMPA | SPP_N | RMPA | External | Summer | B7 | 400 | 210 | 0 | 60.3 | 62.75 | 5 | 0
2040 | SPP_N_2_RMPA | SPP_N | RMPA | External | Summer | B8 | 500 | 210 | 0 | 57.42 | 59.12 | 5 | 0
2040 | SPP_N_2_RMPA | SPP_N | RMPA | External | Summer | B9 | 800 | 210 | 0 | 54.28 | 45.28 | 5 | 0
2040 | SPP_N_2_RMPA | SPP_N | RMPA | External | Summer | B10 | 1262 | 210 | 0 | 52.5 | 42.76 | 5 | 0
2040 | SPP_N_2_RMPA | SPP_N | RMPA | External | Winter | B16 | 25 | 210 | 0 | 80.37 | 72.36 | 5 | 0
2040 | SPP_N_2_RMPA | SPP_N | RMPA | External | Winter | B17 | 100 | 210 | 210 | 64.59 | 70.34 | 5 | 0.75
2040 | SPP_N_2_RMPA | SPP_N | RMPA | External | Winter | B18 | 400 | 210 | 0 | 60.59 | 62.18 | 5 | 0
2040 | SPP_N_2_RMPA | SPP_N | RMPA | External | Winter | B19 | 700 | 210 | 0 | 58.4 | 62.18 | 5 | 0
2040 | SPP_N_2_RMPA | SPP_N | RMPA | External | Winter | B20 | 935 | 210 | 0 | 51.51 | 39.02 | 5 | 0
2040 | SPP_S_2_ERCOT | SPP_S | ERCOT | External | Shoulder | B11 | 25 | 800 | 800 | 74.71 | 86.87 | 5 | 7.16
2040 | SPP_S_2_ERCOT | SPP_S | ERCOT | External | Shoulder | B12 | 200 | 800 | 0 | 59.25 | 59.18 | 5 | 0
2040 | SPP_S_2_ERCOT | SPP_S | ERCOT | External | Shoulder | B13 | 600 | 800 | 0 | 59.25 | 59.18 | 5 | 0
2040 | SPP_S_2_ERCOT | SPP_S | ERCOT | External | Shoulder | B14 | 900 | 800 | 0 | 54.25 | 59.18 | 5 | 0
2040 | SPP_S_2_ERCOT | SPP_S | ERCOT | External | Shoulder | B15 | 1203 | 800 | 0 | 54.25 | 54.19 | 5 | 0
2040 | SPP_S_2_ERCOT | SPP_S | ERCOT | External | Summer | B1 | 10 | 800 | 800 | 72.39 | 84.4 | 5 | 7.01
2040 | SPP_S_2_ERCOT | SPP_S | ERCOT | External | Summer | B2 | 25 | 800 | 0 | 83.11 | 84.4 | 5 | 0
2040 | SPP_S_2_ERCOT | SPP_S | ERCOT | External | Summer | B3 | 75 | 800 | 0 | 83.11 | 84.4 | 5 | 0
2040 | SPP_S_2_ERCOT | SPP_S | ERCOT | External | Summer | B4 | 100 | 800 | 0 | 83.11 | 84.4 | 5 | 0
2040 | SPP_S_2_ERCOT | SPP_S | ERCOT | External | Summer | B5 | 200 | 800 | 0 | 83.11 | 84.4 | 5 | 0
2040 | SPP_S_2_ERCOT | SPP_S | ERCOT | External | Summer | B6 | 300 | 800 | 800 | 76.85 | 84.4 | 5 | 2.54
2040 | SPP_S_2_ERCOT | SPP_S | ERCOT | External | Summer | B7 | 400 | 800 | 0 | 60.08 | 62.77 | 5 | 0
2040 | SPP_S_2_ERCOT | SPP_S | ERCOT | External | Summer | B8 | 500 | 800 | 0 | 57.43 | 57.52 | 5 | 0
2040 | SPP_S_2_ERCOT | SPP_S | ERCOT | External | Summer | B9 | 800 | 800 | 0 | 54.29 | 57.52 | 5 | 0
2040 | SPP_S_2_ERCOT | SPP_S | ERCOT | External | Summer | B10 | 1262 | 800 | 0 | 52.51 | 52.7 | 5 | 0
2040 | SPP_S_2_ERCOT | SPP_S | ERCOT | External | Winter | B16 | 25 | 800 | 272.27 | 63.42 | 68.42 | 5 | 0
2040 | SPP_S_2_ERCOT | SPP_S | ERCOT | External | Winter | B17 | 100 | 800 | 0 | 63.27 | 62.65 | 5 | 0
2040 | SPP_S_2_ERCOT | SPP_S | ERCOT | External | Winter | B18 | 400 | 800 | 0 | 60.58 | 62.65 | 5 | 0
2040 | SPP_S_2_ERCOT | SPP_S | ERCOT | External | Winter | B19 | 700 | 800 | 0 | 57.85 | 62.65 | 5 | 0
2040 | SPP_S_2_ERCOT | SPP_S | ERCOT | External | Winter | B20 | 935 | 800 | 800 | 51.52 | 57.29 | 5 | 0.77